## front
adjusted
RAINFAL (Rainwater Assessment and Interactive eNumator for Firm-yield Analysis Limits) |  |  |  | date | precipitation | precipitation
items in red are user-assigned; items in black are calculated |  |  | version: 2025-0528 |  | inches | inches
Wichita Falls |  |  |  | 1899-12-31 | 0 | 0
Weather station: | WF Municipal Airport |  |  | 1900-01-01 | 0 | 0
|  |  |  | 1900-01-02 | 0 | 0
user-adjusted parameters: |  |  |  | 1900-01-03 | 0 | 0
Ar | 3000 | ft*ft | catchment area | 1900-01-04 | 0 | 0
Vt | 30000 | gallons | volume of storage | 1900-01-05 | 0 | 0
daily demand | 94 | gallons per day |  | 1900-01-06 | 0 | 0
runoff coefficient | 0.92 | unitless | what fraction of rain runs off catchment | 1900-01-07 | 0 | 0
precip adjuster | 1 | unitless | fractional adjustment to precipitation record | 1900-01-08 | 0 | 0
|  |  |  | 1900-01-09 | 0 | 0
conversions & calculations: |  |  |  | 1900-01-10 | 0 | 0
|  |  |  | 1900-01-11 | 0 | 0
Vt | 4010.43 | ft*ft*ft | volume of storage | 1900-01-12 | 0 | 0
Vff | 4.0107 | ft*ft*ft | volume of first flush (assumes 10 gallons per 1,000 square feet) | 1900-01-13 | 0 | 0
daily demand | 12.5669 | ft*ft*ft per day |  | 1900-01-14 | 0 | 0
starting tank storage | 50 | percent full | should be greater than dead pool percentage to determine firm yield | 1900-01-15 | 0 | 0
starting tank storage | 2005.215 | ft*ft*ft |  | 1900-01-16 | 0 | 0
dead pool | 5 | percent full |  | 1900-01-17 | 0 | 0
|  |  |  | 1900-01-18 | 0 | 0
|  |  |  | 1900-01-19 | 0 | 0
|  |  |  | 1900-01-20 | 0 | 0
|  |  |  | 1900-01-21 | 0 | 0
|  |  |  | 1900-01-22 | 0 | 0
|  |  |  | 1900-01-23 | 0.03 | 0.03 | dead pool storage: | 1500 | gallons
|  |  |  | 1900-01-24 | 0 | 0 | lowest storage: | 1848.9798 | gallons
|  |  |  | 1900-01-25 | 0 | 0 | reliability: | 100 | percent
|  |  |  | 1900-01-26 | 0 | 0 | days with no water: | 0 | days
|  |  |  | 1900-01-27 | 0 | 0 | overflow: | 1267907.1913 | gallons
|  |  |  | 1900-01-28 | 0 | 0
|  |  |  | 1900-01-29 | 0 | 0
|  |  |  | 1900-01-30 | 0 | 0
|  |  |  | 1900-01-31 | 0 | 0
|  |  |  | 1900-02-01 | 0 | 0
|  |  |  | 1900-02-02 | 0 | 0
|  |  |  | 1900-02-03 | 0 | 0
|  |  |  | 1900-02-04 | 0.03 | 0.03
|  |  |  | 1900-02-05 | 0.07 | 0.07
|  |  |  | 1900-02-06 | 0.17 | 0.17
|  |  |  | 1900-02-07 | 0.13 | 0.13
|  |  |  | 1900-02-08 | 0 | 0
|  |  |  | 1900-02-09 | 0 | 0
|  |  |  | 1900-02-10 | 0 | 0
|  |  |  | 1900-02-11 | 0 | 0
|  |  |  | 1900-02-12 | 0 | 0
|  |  |  | 1900-02-13 | 0 | 0
|  |  |  | 1900-02-14 | 0 | 0
|  |  |  | 1900-02-15 | 0 | 0
|  |  |  | 1900-02-16 | 0 | 0
|  |  |  | 1900-02-17 | 0 | 0
|  |  |  | 1900-02-18 | 0 | 0
|  |  |  | 1900-02-19 | 0 | 0
|  |  |  | 1900-02-20 | 0 | 0
|  |  |  | 1900-02-21 | 0 | 0
|  |  |  | 1900-02-22 | 0 | 0
|  |  |  | 1900-02-23 | 0 | 0
|  |  |  | 1900-02-24 | 0 | 0
|  |  |  | 1900-02-25 | 0 | 0
|  |  |  | 1900-02-26 | 0 | 0
|  |  |  | 1900-02-27 | 0 | 0
|  |  |  | 1900-03-01 | 0 | 0
|  |  |  | 1900-03-02 | 0 | 0
|  |  |  | 1900-03-03 | 0 | 0
|  |  |  | 1900-03-04 | 0 | 0
|  |  |  | 1900-03-05 | 0 | 0
|  |  |  | 1900-03-06 | 0 | 0
|  |  |  | 1900-03-07 | 0 | 0
|  |  |  | 1900-03-08 | 0 | 0
|  |  |  | 1900-03-09 | 0 | 0
|  |  |  | 1900-03-10 | 0 | 0
|  |  |  | 1900-03-11 | 0 | 0
|  |  |  | 1900-03-12 | 0 | 0
|  |  |  | 1900-03-13 | 0 | 0
|  |  |  | 1900-03-14 | 1.1 | 1.1
|  |  |  | 1900-03-15 | 0.23 | 0.23
|  |  |  | 1900-03-16 | 0 | 0
|  |  |  | 1900-03-17 | 0 | 0
|  |  |  | 1900-03-18 | 0 | 0
|  |  |  | 1900-03-19 | 0 | 0
|  |  |  | 1900-03-20 | 0 | 0
|  |  |  | 1900-03-21 | 0 | 0
|  |  |  | 1900-03-22 | 0 | 0
|  |  |  | 1900-03-23 | 0.05 | 0.05
|  |  |  | 1900-03-24 | 0.03 | 0.03
|  |  |  | 1900-03-25 | 0.03 | 0.03
|  |  |  | 1900-03-26 | 0 | 0
|  |  |  | 1900-03-27 | 0 | 0
|  |  |  | 1900-03-28 | 0 | 0
|  |  |  | 1900-03-29 | 0 | 0
|  |  |  | 1900-03-30 | 0 | 0
|  |  |  | 1900-03-31 | 0 | 0
|  |  |  | 1900-04-01 | 0 | 0
|  |  |  | 1900-04-02 | 0 | 0
|  |  |  | 1900-04-03 | 0 | 0
|  |  |  | 1900-04-04 | 0 | 0
|  |  |  | 1900-04-05 | 0 | 0
|  |  |  | 1900-04-06 | 0 | 0
|  |  |  | 1900-04-07 | 0.06 | 0.06
|  |  |  | 1900-04-08 | 0.55 | 0.55
|  |  |  | 1900-04-09 | 0 | 0
|  |  |  | 1900-04-10 | 2 | 2
|  |  |  | 1900-04-11 | 0 | 0
|  |  |  | 1900-04-12 | 0 | 0
|  |  |  | 1900-04-13 | 0 | 0
|  |  |  | 1900-04-14 | 0 | 0
|  |  |  | 1900-04-15 | 0 | 0
|  |  |  | 1900-04-16 | 0 | 0
|  |  |  | 1900-04-17 | 0 | 0
|  |  |  | 1900-04-18 | 0 | 0
|  |  |  | 1900-04-19 | 0.16 | 0.16
|  |  |  | 1900-04-20 | 0 | 0
|  |  |  | 1900-04-21 | 0.08 | 0.08
|  |  |  | 1900-04-22 | 0.37 | 0.37
|  |  |  | 1900-04-23 | 0 | 0
|  |  |  | 1900-04-24 | 0.05 | 0.05
|  |  |  | 1900-04-25 | 0 | 0
|  |  |  | 1900-04-26 | 0 | 0
|  |  |  | 1900-04-27 | 3.33 | 3.33
|  |  |  | 1900-04-28 | 0 | 0
|  |  |  | 1900-04-29 | 0 | 0
|  |  |  | 1900-04-30 | 0 | 0
|  |  |  | 1900-05-01 | 0.5 | 0.5
|  |  |  | 1900-05-02 | 0.05 | 0.05
|  |  |  | 1900-05-03 | 0 | 0
|  |  |  | 1900-05-04 | 0 | 0
|  |  |  | 1900-05-05 | 0 | 0
|  |  |  | 1900-05-06 | 0 | 0
|  |  |  | 1900-05-07 | 0 | 0
|  |  |  | 1900-05-08 | 0 | 0
|  |  |  | 1900-05-09 | 0 | 0
|  |  |  | 1900-05-10 | 0 | 0
|  |  |  | 1900-05-11 | 0 | 0
|  |  |  | 1900-05-12 | 0 | 0
|  |  |  | 1900-05-13 | 0 | 0
|  |  |  | 1900-05-14 | 1.52 | 1.52
|  |  |  | 1900-05-15 | 0.54 | 0.54
|  |  |  | 1900-05-16 | 0.22 | 0.22
|  |  |  | 1900-05-17 | 0 | 0
|  |  |  | 1900-05-18 | 0.51 | 0.51
|  |  |  | 1900-05-19 | 0 | 0
|  |  |  | 1900-05-20 | 0 | 0
|  |  |  | 1900-05-21 | 0.62 | 0.62
|  |  |  | 1900-05-22 | 0 | 0
|  |  |  | 1900-05-23 | 0 | 0
|  |  |  | 1900-05-24 | 0.35 | 0.35
|  |  |  | 1900-05-25 | 0 | 0
|  |  |  | 1900-05-26 | 0.1 | 0.1
|  |  |  | 1900-05-27 | 0 | 0
|  |  |  | 1900-05-28 | 1.43 | 1.43
|  |  |  | 1900-05-29 | 5 | 5
|  |  |  | 1900-05-30 | 0 | 0
|  |  |  | 1900-05-31 | 0 | 0
|  |  |  | 1900-06-01 | 0 | 0
|  |  |  | 1900-06-02 | 0.43 | 0.43
|  |  |  | 1900-06-03 | 0 | 0
|  |  |  | 1900-06-04 | 0 | 0
|  |  |  | 1900-06-05 | 0 | 0
|  |  |  | 1900-06-06 | 0 | 0
|  |  |  | 1900-06-07 | 0 | 0
|  |  |  | 1900-06-08 | 0 | 0
|  |  |  | 1900-06-09 | 0 | 0
|  |  |  | 1900-06-10 | 0 | 0
|  |  |  | 1900-06-11 | 0 | 0
|  |  |  | 1900-06-12 | 0 | 0
|  |  |  | 1900-06-13 | 0.05 | 0.05
|  |  |  | 1900-06-14 | 0 | 0
|  |  |  | 1900-06-15 | 0 | 0
|  |  |  | 1900-06-16 | 0 | 0
|  |  |  | 1900-06-17 | 0 | 0
|  |  |  | 1900-06-18 | 0 | 0
|  |  |  | 1900-06-19 | 0 | 0
|  |  |  | 1900-06-20 | 0 | 0
|  |  |  | 1900-06-21 | 0 | 0
|  |  |  | 1900-06-22 | 0 | 0
|  |  |  | 1900-06-23 | 0 | 0
|  |  |  | 1900-06-24 | 0 | 0
|  |  |  | 1900-06-25 | 0 | 0
|  |  |  | 1900-06-26 | 0 | 0
|  |  |  | 1900-06-27 | 0 | 0
|  |  |  | 1900-06-28 | 0 | 0
|  |  |  | 1900-06-29 | 0 | 0
|  |  |  | 1900-06-30 | 0 | 0
|  |  |  | 1900-07-01 | 0 | 0
|  |  |  | 1900-07-02 | 0 | 0
|  |  |  | 1900-07-03 | 0 | 0
|  |  |  | 1900-07-04 | 0.03 | 0.03
|  |  |  | 1900-07-05 | 0 | 0
|  |  |  | 1900-07-06 | 0 | 0
|  |  |  | 1900-07-07 | 0 | 0
|  |  |  | 1900-07-08 | 0.15 | 0.15
|  |  |  | 1900-07-09 | 0 | 0
|  |  |  | 1900-07-10 | 0 | 0
|  |  |  | 1900-07-11 | 0 | 0
|  |  |  | 1900-07-12 | 0 | 0
|  |  |  | 1900-07-13 | 0 | 0
|  |  |  | 1900-07-14 | 0 | 0
|  |  |  | 1900-07-15 | 0 | 0
|  |  |  | 1900-07-16 | 0.75 | 0.75
|  |  |  | 1900-07-17 | 0.25 | 0.25
|  |  |  | 1900-07-18 | 0 | 0
|  |  |  | 1900-07-19 | 0 | 0
|  |  |  | 1900-07-20 | 1.48 | 1.48
|  |  |  | 1900-07-21 | 1.83 | 1.83
|  |  |  | 1900-07-22 | 0 | 0
|  |  |  | 1900-07-23 | 0 | 0
|  |  |  | 1900-07-24 | 0 | 0
|  |  |  | 1900-07-25 | 0.9 | 0.9
|  |  |  | 1900-07-26 | 0 | 0
|  |  |  | 1900-07-27 | 0 | 0
|  |  |  | 1900-07-28 | 0 | 0
|  |  |  | 1900-07-29 | 0 | 0
|  |  |  | 1900-07-30 | 0 | 0
|  |  |  | 1900-07-31 | 0 | 0
|  |  |  | 1900-08-01 | 0 | 0
|  |  |  | 1900-08-02 | 0 | 0
|  |  |  | 1900-08-03 | 0.75 | 0.75
|  |  |  | 1900-08-04 | 0 | 0
|  |  |  | 1900-08-05 | 0 | 0
|  |  |  | 1900-08-06 | 0 | 0
|  |  |  | 1900-08-07 | 0.4 | 0.4
|  |  |  | 1900-08-08 | 0 | 0
|  |  |  | 1900-08-09 | 0 | 0
|  |  |  | 1900-08-10 | 0 | 0
|  |  |  | 1900-08-11 | 0 | 0
|  |  |  | 1900-08-12 | 0 | 0
|  |  |  | 1900-08-13 | 0 | 0
|  |  |  | 1900-08-14 | 0 | 0
|  |  |  | 1900-08-15 | 0 | 0
|  |  |  | 1900-08-16 | 0 | 0
|  |  |  | 1900-08-17 | 0 | 0
|  |  |  | 1900-08-18 | 0 | 0
|  |  |  | 1900-08-19 | 0 | 0
|  |  |  | 1900-08-20 | 0 | 0
|  |  |  | 1900-08-21 | 0 | 0
|  |  |  | 1900-08-22 | 0 | 0
|  |  |  | 1900-08-23 | 0 | 0
|  |  |  | 1900-08-24 | 0 | 0
|  |  |  | 1900-08-25 | 0 | 0
|  |  |  | 1900-08-26 | 0 | 0
|  |  |  | 1900-08-27 | 0 | 0
|  |  |  | 1900-08-28 | 0 | 0
|  |  |  | 1900-08-29 | 0.42 | 0.42
|  |  |  | 1900-08-30 | 0 | 0
|  |  |  | 1900-08-31 | 1.1 | 1.1
|  |  |  | 1900-09-01 | 0 | 0
|  |  |  | 1900-09-02 | 0 | 0
|  |  |  | 1900-09-03 | 0 | 0
|  |  |  | 1900-09-04 | 0 | 0
|  |  |  | 1900-09-05 | 0 | 0
|  |  |  | 1900-09-06 | 0 | 0
|  |  |  | 1900-09-07 | 0 | 0
|  |  |  | 1900-09-08 | 0.84 | 0.84
|  |  |  | 1900-09-09 | 1.64 | 1.64
|  |  |  | 1900-09-10 | 0 | 0
|  |  |  | 1900-09-11 | 0 | 0
|  |  |  | 1900-09-12 | 0 | 0
|  |  |  | 1900-09-13 | 0.08 | 0.08
|  |  |  | 1900-09-14 | 0 | 0
|  |  |  | 1900-09-15 | 0 | 0
|  |  |  | 1900-09-16 | 1.05 | 1.05
|  |  |  | 1900-09-17 | 0 | 0
|  |  |  | 1900-09-18 | 0 | 0
|  |  |  | 1900-09-19 | 0 | 0
|  |  |  | 1900-09-20 | 0 | 0
|  |  |  | 1900-09-21 | 0.08 | 0.08
|  |  |  | 1900-09-22 | 2.5 | 2.5
|  |  |  | 1900-09-23 | 0 | 0
|  |  |  | 1900-09-24 | 0 | 0
|  |  |  | 1900-09-25 | 0 | 0
|  |  |  | 1900-09-26 | 0.5 | 0.5
|  |  |  | 1900-09-27 | 0 | 0
|  |  |  | 1900-09-28 | 0.1 | 0.1
|  |  |  | 1900-09-29 | 0.32 | 0.32
|  |  |  | 1900-09-30 | 0 | 0
|  |  |  | 1900-10-01 | 0 | 0
|  |  |  | 1900-10-02 | 0 | 0
|  |  |  | 1900-10-03 | 0 | 0
|  |  |  | 1900-10-04 | 0 | 0
|  |  |  | 1900-10-05 | 0 | 0
|  |  |  | 1900-10-06 | 0 | 0
|  |  |  | 1900-10-07 | 0 | 0
|  |  |  | 1900-10-08 | 0 | 0
|  |  |  | 1900-10-09 | 0 | 0
|  |  |  | 1900-10-10 | 0 | 0
|  |  |  | 1900-10-11 | 0 | 0
|  |  |  | 1900-10-12 | 0 | 0
|  |  |  | 1900-10-13 | 0 | 0
|  |  |  | 1900-10-14 | 0 | 0
|  |  |  | 1900-10-15 | 0 | 0
|  |  |  | 1900-10-16 | 0.03 | 0.03
|  |  |  | 1900-10-17 | 0 | 0
|  |  |  | 1900-10-18 | 0.3 | 0.3
|  |  |  | 1900-10-19 | 0 | 0
|  |  |  | 1900-10-20 | 0.05 | 0.05
|  |  |  | 1900-10-21 | 0.22 | 0.22
|  |  |  | 1900-10-22 | 0 | 0
|  |  |  | 1900-10-23 | 0 | 0
|  |  |  | 1900-10-24 | 0 | 0
|  |  |  | 1900-10-25 | 0 | 0
|  |  |  | 1900-10-26 | 0 | 0
|  |  |  | 1900-10-27 | 0 | 0
|  |  |  | 1900-10-28 | 4 | 4
|  |  |  | 1900-10-29 | 0.5 | 0.5
|  |  |  | 1900-10-30 | 2 | 2
|  |  |  | 1900-10-31 | 0 | 0
|  |  |  | 1900-11-01 | 0 | 0
|  |  |  | 1900-11-02 | 0 | 0
|  |  |  | 1900-11-03 | 0 | 0
|  |  |  | 1900-11-04 | 0 | 0
|  |  |  | 1900-11-05 | 0 | 0
|  |  |  | 1900-11-06 | 0 | 0
|  |  |  | 1900-11-07 | 0 | 0
|  |  |  | 1900-11-08 | 0 | 0
|  |  |  | 1900-11-09 | 0 | 0
|  |  |  | 1900-11-10 | 0 | 0
|  |  |  | 1900-11-11 | 0 | 0
|  |  |  | 1900-11-12 | 0 | 0
|  |  |  | 1900-11-13 | 0 | 0
|  |  |  | 1900-11-14 | 0 | 0
|  |  |  | 1900-11-15 | 0 | 0
|  |  |  | 1900-11-16 | 0 | 0
|  |  |  | 1900-11-17 | 0 | 0
|  |  |  | 1900-11-18 | 0 | 0
|  |  |  | 1900-11-19 | 0.05 | 0.05
|  |  |  | 1900-11-20 | 0.3 | 0.3
|  |  |  | 1900-11-21 | 0 | 0
|  |  |  | 1900-11-22 | 0 | 0
|  |  |  | 1900-11-23 | 0 | 0
|  |  |  | 1900-11-24 | 0 | 0
|  |  |  | 1900-11-25 | 0 | 0
|  |  |  | 1900-11-26 | 0 | 0
|  |  |  | 1900-11-27 | 0 | 0
|  |  |  | 1900-11-28 | 0 | 0
|  |  |  | 1900-11-29 | 0 | 0
|  |  |  | 1900-11-30 | 0 | 0
|  |  |  | 1901-01-01 | 0 | 0
|  |  |  | 1901-01-02 | 0 | 0
|  |  |  | 1901-01-03 | 0 | 0
|  |  |  | 1901-01-04 | 0 | 0
|  |  |  | 1901-01-05 | 0 | 0
|  |  |  | 1901-01-06 | 0 | 0
|  |  |  | 1901-01-07 | 0 | 0
|  |  |  | 1901-01-08 | 0 | 0
|  |  |  | 1901-01-09 | 0 | 0
|  |  |  | 1901-01-10 | 0.05 | 0.05
|  |  |  | 1901-01-11 | 0.06 | 0.06
|  |  |  | 1901-01-12 | 0 | 0
|  |  |  | 1901-01-13 | 0 | 0
|  |  |  | 1901-01-14 | 0 | 0
|  |  |  | 1901-01-15 | 0 | 0
|  |  |  | 1901-01-16 | 0 | 0
|  |  |  | 1901-01-17 | 0 | 0
|  |  |  | 1901-01-18 | 0 | 0
|  |  |  | 1901-01-19 | 0 | 0
|  |  |  | 1901-01-20 | 0 | 0
|  |  |  | 1901-01-21 | 0 | 0
|  |  |  | 1901-01-22 | 0 | 0
|  |  |  | 1901-01-23 | 0 | 0
|  |  |  | 1901-01-24 | 0 | 0
|  |  |  | 1901-01-25 | 0 | 0
|  |  |  | 1901-01-26 | 0 | 0
|  |  |  | 1901-01-27 | 0 | 0
|  |  |  | 1901-01-28 | 0 | 0
|  |  |  | 1901-01-29 | 0.05 | 0.05
|  |  |  | 1901-01-30 | 0 | 0
|  |  |  | 1901-01-31 | 0 | 0
|  |  |  | 1901-02-01 | 0 | 0
|  |  |  | 1901-02-02 | 0.5 | 0.5
|  |  |  | 1901-02-03 | 0 | 0
|  |  |  | 1901-02-04 | 0 | 0
|  |  |  | 1901-02-05 | 0 | 0
|  |  |  | 1901-02-06 | 0.03 | 0.03
|  |  |  | 1901-02-07 | 0.05 | 0.05
|  |  |  | 1901-02-08 | 0 | 0
|  |  |  | 1901-02-09 | 0 | 0
|  |  |  | 1901-02-10 | 0.2 | 0.2
|  |  |  | 1901-02-11 | 0.3 | 0.3
|  |  |  | 1901-02-12 | 0.22 | 0.22
|  |  |  | 1901-02-13 | 0 | 0
|  |  |  | 1901-02-14 | 0 | 0
|  |  |  | 1901-02-15 | 0 | 0
|  |  |  | 1901-02-16 | 0 | 0
|  |  |  | 1901-02-17 | 0 | 0
|  |  |  | 1901-02-18 | 0 | 0
|  |  |  | 1901-02-19 | 0 | 0
|  |  |  | 1901-02-20 | 0 | 0
|  |  |  | 1901-02-21 | 0 | 0
|  |  |  | 1901-02-22 | 0.2 | 0.2
|  |  |  | 1901-02-23 | 0 | 0
|  |  |  | 1901-02-24 | 0 | 0
|  |  |  | 1901-02-25 | 0 | 0
|  |  |  | 1901-02-26 | 0 | 0
|  |  |  | 1901-02-27 | 0 | 0
|  |  |  | 1901-02-28 | 0 | 0
|  |  |  | 1901-03-01 | 0 | 0
|  |  |  | 1901-03-02 | 0 | 0
|  |  |  | 1901-03-03 | 0 | 0
|  |  |  | 1901-03-04 | 0 | 0
|  |  |  | 1901-03-05 | 0 | 0
|  |  |  | 1901-03-06 | 0 | 0
|  |  |  | 1901-03-07 | 0 | 0
|  |  |  | 1901-03-08 | 0 | 0
|  |  |  | 1901-03-09 | 0 | 0
|  |  |  | 1901-03-10 | 0 | 0
|  |  |  | 1901-03-11 | 0 | 0
|  |  |  | 1901-03-12 | 0.25 | 0.25
|  |  |  | 1901-03-13 | 0 | 0
|  |  |  | 1901-03-14 | 0 | 0
|  |  |  | 1901-03-15 | 0 | 0
|  |  |  | 1901-03-16 | 0 | 0
|  |  |  | 1901-03-17 | 0 | 0
|  |  |  | 1901-03-18 | 0 | 0
|  |  |  | 1901-03-19 | 0 | 0
|  |  |  | 1901-03-20 | 0.1 | 0.1
|  |  |  | 1901-03-21 | 0 | 0
|  |  |  | 1901-03-22 | 0 | 0
|  |  |  | 1901-03-23 | 0.15 | 0.15
|  |  |  | 1901-03-24 | 0 | 0
|  |  |  | 1901-03-25 | 0 | 0
|  |  |  | 1901-03-26 | 0 | 0
|  |  |  | 1901-03-27 | 0 | 0
|  |  |  | 1901-03-28 | 0 | 0
|  |  |  | 1901-03-29 | 0 | 0
|  |  |  | 1901-03-30 | 0 | 0
|  |  |  | 1901-03-31 | 0 | 0
|  |  |  | 1901-04-01 | 0.3 | 0.3
|  |  |  | 1901-04-02 | 0 | 0
|  |  |  | 1901-04-03 | 0 | 0
|  |  |  | 1901-04-04 | 0 | 0
|  |  |  | 1901-04-05 | 0 | 0
|  |  |  | 1901-04-06 | 0 | 0
|  |  |  | 1901-04-07 | 0 | 0
|  |  |  | 1901-04-08 | 0 | 0
|  |  |  | 1901-04-09 | 0 | 0
|  |  |  | 1901-04-10 | 0.8 | 0.8
|  |  |  | 1901-04-11 | 0 | 0
|  |  |  | 1901-04-12 | 0 | 0
|  |  |  | 1901-04-13 | 0 | 0
|  |  |  | 1901-04-14 | 0 | 0
|  |  |  | 1901-04-15 | 0 | 0
|  |  |  | 1901-04-16 | 0 | 0
|  |  |  | 1901-04-17 | 0 | 0
|  |  |  | 1901-04-18 | 0 | 0
|  |  |  | 1901-04-19 | 0 | 0
|  |  |  | 1901-04-20 | 0 | 0
|  |  |  | 1901-04-21 | 0 | 0
|  |  |  | 1901-04-22 | 0 | 0
|  |  |  | 1901-04-23 | 0 | 0
|  |  |  | 1901-04-24 | 0 | 0
|  |  |  | 1901-04-25 | 0 | 0
|  |  |  | 1901-04-26 | 0 | 0
|  |  |  | 1901-04-27 | 0 | 0
|  |  |  | 1901-04-28 | 0 | 0
|  |  |  | 1901-04-29 | 0 | 0
|  |  |  | 1901-04-30 | 0 | 0
|  |  |  | 1901-05-01 | 0 | 0
|  |  |  | 1901-05-02 | 0 | 0
|  |  |  | 1901-05-03 | 0 | 0
|  |  |  | 1901-05-04 | 0 | 0
|  |  |  | 1901-05-05 | 0 | 0
|  |  |  | 1901-05-06 | 0 | 0
|  |  |  | 1901-05-07 | 0 | 0
|  |  |  | 1901-05-08 | 0 | 0
|  |  |  | 1901-05-09 | 0 | 0
|  |  |  | 1901-05-10 | 0.31 | 0.31
|  |  |  | 1901-05-11 | 0 | 0
|  |  |  | 1901-05-12 | 0.95 | 0.95
|  |  |  | 1901-05-13 | 0 | 0
|  |  |  | 1901-05-14 | 1.1 | 1.1
|  |  |  | 1901-05-15 | 3 | 3
|  |  |  | 1901-05-16 | 1.15 | 1.15
|  |  |  | 1901-05-17 | 1.33 | 1.33
|  |  |  | 1901-05-18 | 3 | 3
|  |  |  | 1901-05-19 | 0 | 0
|  |  |  | 1901-05-20 | 0 | 0
|  |  |  | 1901-05-21 | 0 | 0
|  |  |  | 1901-05-22 | 0 | 0
|  |  |  | 1901-05-23 | 0 | 0
|  |  |  | 1901-05-24 | 1 | 1
|  |  |  | 1901-05-25 | 0 | 0
|  |  |  | 1901-05-26 | 0 | 0
|  |  |  | 1901-05-27 | 0 | 0
|  |  |  | 1901-05-28 | 0 | 0
|  |  |  | 1901-05-29 | 0 | 0
|  |  |  | 1901-05-30 | 0.69 | 0.69
|  |  |  | 1901-05-31 | 0.26 | 0.26
|  |  |  | 1901-06-01 | 0 | 0
|  |  |  | 1901-06-02 | 0 | 0
|  |  |  | 1901-06-03 | 0 | 0
|  |  |  | 1901-06-04 | 1.65 | 1.65
|  |  |  | 1901-06-05 | 0 | 0
|  |  |  | 1901-06-06 | 0 | 0
|  |  |  | 1901-06-07 | 0 | 0
|  |  |  | 1901-06-08 | 0 | 0
|  |  |  | 1901-06-09 | 0 | 0
|  |  |  | 1901-06-10 | 0 | 0
|  |  |  | 1901-06-11 | 0 | 0
|  |  |  | 1901-06-12 | 0 | 0
|  |  |  | 1901-06-13 | 0 | 0
|  |  |  | 1901-06-14 | 0 | 0
|  |  |  | 1901-06-15 | 0 | 0
|  |  |  | 1901-06-16 | 0 | 0
|  |  |  | 1901-06-17 | 0 | 0
|  |  |  | 1901-06-18 | 0 | 0
|  |  |  | 1901-06-19 | 0 | 0
|  |  |  | 1901-06-20 | 0 | 0
|  |  |  | 1901-06-21 | 0 | 0
|  |  |  | 1901-06-22 | 0 | 0
|  |  |  | 1901-06-23 | 0 | 0
|  |  |  | 1901-06-24 | 0 | 0
|  |  |  | 1901-06-25 | 0 | 0
|  |  |  | 1901-06-26 | 0 | 0
|  |  |  | 1901-06-27 | 0 | 0
|  |  |  | 1901-06-28 | 0 | 0
|  |  |  | 1901-06-29 | 0 | 0
|  |  |  | 1901-06-30 | 0 | 0
|  |  |  | 1901-07-01 | 0 | 0
|  |  |  | 1901-07-02 | 0 | 0
|  |  |  | 1901-07-03 | 0 | 0
|  |  |  | 1901-07-04 | 0 | 0
|  |  |  | 1901-07-05 | 0 | 0
|  |  |  | 1901-07-06 | 0 | 0
|  |  |  | 1901-07-07 | 0 | 0
|  |  |  | 1901-07-08 | 0 | 0
|  |  |  | 1901-07-09 | 0 | 0
|  |  |  | 1901-07-10 | 0 | 0
|  |  |  | 1901-07-11 | 0 | 0
|  |  |  | 1901-07-12 | 0 | 0
|  |  |  | 1901-07-13 | 0 | 0
|  |  |  | 1901-07-16 | 0 | 0
|  |  |  | 1901-07-17 | 0 | 0
|  |  |  | 1901-07-18 | 0 | 0
|  |  |  | 1901-07-19 | 0 | 0
|  |  |  | 1901-07-20 | 0 | 0
|  |  |  | 1901-07-21 | 0 | 0
|  |  |  | 1901-07-22 | 0.7 | 0.7
|  |  |  | 1901-07-23 | 0 | 0
|  |  |  | 1901-07-24 | 0 | 0
|  |  |  | 1901-07-25 | 0 | 0
|  |  |  | 1901-07-26 | 0.7 | 0.7
|  |  |  | 1901-07-27 | 0 | 0
|  |  |  | 1901-07-28 | 0 | 0
|  |  |  | 1901-07-29 | 0.4 | 0.4
|  |  |  | 1901-07-30 | 0 | 0
|  |  |  | 1901-07-31 | 0 | 0
|  |  |  | 1901-08-01 | 0 | 0
|  |  |  | 1901-08-02 | 0 | 0
|  |  |  | 1901-08-03 | 0 | 0
|  |  |  | 1901-08-04 | 0 | 0
|  |  |  | 1901-08-05 | 0 | 0
|  |  |  | 1901-08-06 | 0 | 0
|  |  |  | 1901-08-07 | 0 | 0
|  |  |  | 1901-08-08 | 0 | 0
|  |  |  | 1901-08-09 | 0 | 0
|  |  |  | 1901-08-10 | 0 | 0
|  |  |  | 1901-08-11 | 0 | 0
|  |  |  | 1901-08-12 | 0 | 0
|  |  |  | 1901-08-13 | 0 | 0
|  |  |  | 1901-08-14 | 0 | 0
|  |  |  | 1901-08-15 | 0 | 0
|  |  |  | 1901-08-16 | 0 | 0
|  |  |  | 1901-08-17 | 0 | 0
|  |  |  | 1901-08-18 | 0 | 0
|  |  |  | 1901-08-19 | 0 | 0
|  |  |  | 1901-08-20 | 0 | 0
|  |  |  | 1901-08-21 | 0 | 0
|  |  |  | 1901-08-22 | 0 | 0
|  |  |  | 1901-08-23 | 0 | 0
|  |  |  | 1901-08-24 | 0 | 0
|  |  |  | 1901-08-25 | 0 | 0
|  |  |  | 1901-08-26 | 0 | 0
|  |  |  | 1901-08-27 | 0 | 0
|  |  |  | 1901-08-28 | 0 | 0
|  |  |  | 1901-08-29 | 0 | 0
|  |  |  | 1901-08-30 | 0.05 | 0.05
|  |  |  | 1901-08-31 | 0.05 | 0.05
|  |  |  | 1901-09-01 | 0 | 0
|  |  |  | 1901-09-02 | 0 | 0
|  |  |  | 1901-09-03 | 0 | 0
|  |  |  | 1901-09-04 | 0 | 0
|  |  |  | 1901-09-05 | 2.01 | 2.01
|  |  |  | 1901-09-06 | 0.35 | 0.35
|  |  |  | 1901-09-07 | 0 | 0
|  |  |  | 1901-09-08 | 0 | 0
|  |  |  | 1901-09-09 | 0 | 0
|  |  |  | 1901-09-10 | 0 | 0
|  |  |  | 1901-09-11 | 0 | 0
|  |  |  | 1901-09-12 | 0 | 0
|  |  |  | 1901-09-13 | 0 | 0
|  |  |  | 1901-09-14 | 0 | 0
|  |  |  | 1901-09-15 | 0 | 0
|  |  |  | 1901-09-16 | 0 | 0
|  |  |  | 1901-09-17 | 0 | 0
|  |  |  | 1901-09-18 | 0 | 0
|  |  |  | 1901-09-19 | 0 | 0
|  |  |  | 1901-09-20 | 0 | 0
|  |  |  | 1901-09-21 | 0 | 0
|  |  |  | 1901-09-22 | 0 | 0
|  |  |  | 1901-09-23 | 0 | 0
|  |  |  | 1901-09-24 | 0 | 0
|  |  |  | 1901-09-25 | 0 | 0
|  |  |  | 1901-09-26 | 0 | 0
|  |  |  | 1901-09-27 | 0 | 0
|  |  |  | 1901-09-28 | 0 | 0
|  |  |  | 1901-09-29 | 0 | 0
|  |  |  | 1901-09-30 | 0 | 0
|  |  |  | 1901-10-01 | 0 | 0
|  |  |  | 1901-10-02 | 0 | 0
|  |  |  | 1901-10-03 | 0 | 0
|  |  |  | 1901-10-04 | 0 | 0
|  |  |  | 1901-10-05 | 0 | 0
|  |  |  | 1901-10-06 | 0 | 0
|  |  |  | 1901-10-07 | 0 | 0
|  |  |  | 1901-10-08 | 0 | 0
|  |  |  | 1901-10-09 | 0 | 0
|  |  |  | 1901-10-10 | 0 | 0
|  |  |  | 1901-10-11 | 0 | 0
|  |  |  | 1901-10-12 | 0 | 0
|  |  |  | 1901-10-13 | 0 | 0
|  |  |  | 1901-10-14 | 0 | 0
|  |  |  | 1901-10-15 | 0 | 0
|  |  |  | 1901-10-16 | 0 | 0
|  |  |  | 1901-10-17 | 0 | 0
|  |  |  | 1901-10-18 | 0 | 0
|  |  |  | 1901-10-19 | 0 | 0
|  |  |  | 1901-10-20 | 0 | 0
|  |  |  | 1901-10-21 | 0 | 0
|  |  |  | 1901-10-22 | 0 | 0
|  |  |  | 1901-10-23 | 0 | 0
|  |  |  | 1901-10-24 | 0 | 0
|  |  |  | 1901-10-25 | 0 | 0
|  |  |  | 1901-10-26 | 0 | 0
|  |  |  | 1901-10-27 | 0 | 0
|  |  |  | 1901-10-28 | 0 | 0
|  |  |  | 1901-10-29 | 0 | 0
|  |  |  | 1901-10-30 | 0 | 0
|  |  |  | 1901-10-31 | 0 | 0
|  |  |  | 1901-11-01 | 0 | 0
|  |  |  | 1901-11-02 | 0 | 0
|  |  |  | 1901-11-03 | 0 | 0
|  |  |  | 1901-11-04 | 0 | 0
|  |  |  | 1901-11-05 | 0 | 0
|  |  |  | 1901-11-06 | 0 | 0
|  |  |  | 1901-11-07 | 0 | 0
|  |  |  | 1901-11-08 | 0 | 0
|  |  |  | 1901-11-09 | 0 | 0
|  |  |  | 1901-11-10 | 0 | 0
|  |  |  | 1901-11-11 | 0 | 0
|  |  |  | 1901-11-12 | 0.65 | 0.65
|  |  |  | 1901-11-13 | 0 | 0
|  |  |  | 1901-11-14 | 0.45 | 0.45
|  |  |  | 1901-11-15 | 0 | 0
|  |  |  | 1901-11-16 | 0 | 0
|  |  |  | 1901-11-17 | 0 | 0
|  |  |  | 1901-11-18 | 0 | 0
|  |  |  | 1901-11-19 | 0 | 0
|  |  |  | 1901-11-20 | 0 | 0
|  |  |  | 1901-11-21 | 0 | 0
|  |  |  | 1901-11-22 | 0 | 0
|  |  |  | 1901-11-23 | 0 | 0
|  |  |  | 1901-11-24 | 0 | 0
|  |  |  | 1901-11-25 | 0 | 0
|  |  |  | 1901-11-26 | 0 | 0
|  |  |  | 1901-11-27 | 0 | 0
|  |  |  | 1901-11-28 | 0 | 0
|  |  |  | 1901-11-29 | 0 | 0
|  |  |  | 1901-11-30 | 0 | 0
|  |  |  | 1901-12-01 | 0 | 0
|  |  |  | 1901-12-02 | 0 | 0
|  |  |  | 1901-12-03 | 0 | 0
|  |  |  | 1901-12-04 | 0 | 0
|  |  |  | 1901-12-05 | 0 | 0
|  |  |  | 1901-12-06 | 0 | 0
|  |  |  | 1901-12-07 | 0 | 0
|  |  |  | 1901-12-08 | 0.91 | 0.91
|  |  |  | 1901-12-09 | 0 | 0
|  |  |  | 1901-12-10 | 0 | 0
|  |  |  | 1901-12-11 | 0 | 0
|  |  |  | 1901-12-12 | 0 | 0
|  |  |  | 1901-12-13 | 0 | 0
|  |  |  | 1901-12-14 | 0 | 0
|  |  |  | 1901-12-15 | 0 | 0
|  |  |  | 1901-12-16 | 0 | 0
|  |  |  | 1901-12-17 | 0 | 0
|  |  |  | 1901-12-18 | 0 | 0
|  |  |  | 1901-12-19 | 0 | 0
|  |  |  | 1901-12-20 | 0 | 0
|  |  |  | 1901-12-21 | 0 | 0
|  |  |  | 1901-12-22 | 0 | 0
|  |  |  | 1901-12-23 | 0 | 0
|  |  |  | 1901-12-24 | 0 | 0
|  |  |  | 1901-12-25 | 0 | 0
|  |  |  | 1901-12-26 | 0 | 0
|  |  |  | 1901-12-27 | 0 | 0
|  |  |  | 1901-12-28 | 0 | 0
|  |  |  | 1901-12-29 | 0 | 0
|  |  |  | 1901-12-30 | 0 | 0
|  |  |  | 1901-12-31 | 0 | 0
|  |  |  | 1902-01-01 | 0 | 0
|  |  |  | 1902-01-02 | 0 | 0
|  |  |  | 1902-01-03 | 0 | 0
|  |  |  | 1902-01-04 | 0 | 0
|  |  |  | 1902-01-05 | 0 | 0
|  |  |  | 1902-01-06 | 0 | 0
|  |  |  | 1902-01-07 | 0 | 0
|  |  |  | 1902-01-08 | 0 | 0
|  |  |  | 1902-01-09 | 0 | 0
|  |  |  | 1902-01-10 | 0 | 0
|  |  |  | 1902-01-11 | 0 | 0
|  |  |  | 1902-01-12 | 0 | 0
|  |  |  | 1902-01-13 | 0 | 0
|  |  |  | 1902-01-14 | 0 | 0
|  |  |  | 1902-01-15 | 0 | 0
|  |  |  | 1902-01-16 | 0 | 0
|  |  |  | 1902-01-17 | 0 | 0
|  |  |  | 1902-01-18 | 0 | 0
|  |  |  | 1902-01-19 | 0 | 0
|  |  |  | 1902-01-20 | 0 | 0
|  |  |  | 1902-01-21 | 0 | 0
|  |  |  | 1902-01-22 | 0 | 0
|  |  |  | 1902-01-23 | 0 | 0
|  |  |  | 1902-01-24 | 0 | 0
|  |  |  | 1902-01-25 | 0 | 0
|  |  |  | 1902-01-26 | 0 | 0
|  |  |  | 1902-01-27 | 0 | 0
|  |  |  | 1902-01-28 | 0 | 0
|  |  |  | 1902-01-29 | 0.1 | 0.1
|  |  |  | 1902-01-30 | 0 | 0
|  |  |  | 1902-01-31 | 0 | 0
|  |  |  | 1902-02-01 | 0 | 0
|  |  |  | 1902-02-02 | 0 | 0
|  |  |  | 1902-02-03 | 0 | 0
|  |  |  | 1902-02-04 | 0 | 0
|  |  |  | 1902-02-05 | 0 | 0
|  |  |  | 1902-02-06 | 0 | 0
|  |  |  | 1902-02-07 | 0 | 0
|  |  |  | 1902-02-08 | 0 | 0
|  |  |  | 1902-02-09 | 0 | 0
|  |  |  | 1902-02-10 | 0 | 0
|  |  |  | 1902-02-11 | 0 | 0
|  |  |  | 1902-02-12 | 0 | 0
|  |  |  | 1902-02-13 | 0 | 0
|  |  |  | 1902-02-14 | 0 | 0
|  |  |  | 1902-02-15 | 0 | 0
|  |  |  | 1902-02-16 | 0 | 0
|  |  |  | 1902-02-17 | 0 | 0
|  |  |  | 1902-02-18 | 0 | 0
|  |  |  | 1902-02-19 | 0 | 0
|  |  |  | 1902-02-20 | 0 | 0
|  |  |  | 1902-02-21 | 0 | 0
|  |  |  | 1902-02-22 | 0 | 0
|  |  |  | 1902-02-23 | 0 | 0
|  |  |  | 1902-02-24 | 0 | 0
|  |  |  | 1902-02-25 | 0 | 0
|  |  |  | 1902-02-26 | 0 | 0
|  |  |  | 1902-02-27 | 0 | 0
|  |  |  | 1902-02-28 | 0 | 0
|  |  |  | 1902-03-01 | 0 | 0
|  |  |  | 1902-03-02 | 0 | 0
|  |  |  | 1902-03-03 | 0 | 0
|  |  |  | 1902-03-04 | 0 | 0
|  |  |  | 1902-03-05 | 0 | 0
|  |  |  | 1902-03-06 | 0 | 0
|  |  |  | 1902-03-07 | 0 | 0
|  |  |  | 1902-03-08 | 0 | 0
|  |  |  | 1902-03-09 | 0 | 0
|  |  |  | 1902-03-10 | 0 | 0
|  |  |  | 1902-03-11 | 2.14 | 2.14
|  |  |  | 1902-03-12 | 0 | 0
|  |  |  | 1902-03-13 | 0 | 0
|  |  |  | 1902-03-14 | 0 | 0
|  |  |  | 1902-03-15 | 0 | 0
|  |  |  | 1902-03-16 | 0 | 0
|  |  |  | 1902-03-17 | 0 | 0
|  |  |  | 1902-03-18 | 0 | 0
|  |  |  | 1902-03-19 | 0 | 0
|  |  |  | 1902-03-20 | 0 | 0
|  |  |  | 1902-03-21 | 0.26 | 0.26
|  |  |  | 1902-03-22 | 0 | 0
|  |  |  | 1902-03-23 | 0.15 | 0.15
|  |  |  | 1902-03-24 | 0 | 0
|  |  |  | 1902-03-25 | 0 | 0
|  |  |  | 1902-03-26 | 0 | 0
|  |  |  | 1902-03-27 | 0 | 0
|  |  |  | 1902-03-28 | 0.11 | 0.11
|  |  |  | 1902-03-29 | 0 | 0
|  |  |  | 1902-03-30 | 0 | 0
|  |  |  | 1902-03-31 | 0 | 0
|  |  |  | 1902-04-01 | 0 | 0
|  |  |  | 1902-04-02 | 0 | 0
|  |  |  | 1902-04-03 | 0 | 0
|  |  |  | 1902-04-04 | 0 | 0
|  |  |  | 1902-04-05 | 0 | 0
|  |  |  | 1902-04-06 | 0.47 | 0.47
|  |  |  | 1902-04-07 | 0 | 0
|  |  |  | 1902-04-08 | 0 | 0
|  |  |  | 1902-04-09 | 0 | 0
|  |  |  | 1902-04-10 | 0.4 | 0.4
|  |  |  | 1902-04-11 | 0 | 0
|  |  |  | 1902-04-12 | 0 | 0
|  |  |  | 1902-04-13 | 0.65 | 0.65
|  |  |  | 1902-04-14 | 0.15 | 0.15
|  |  |  | 1902-04-15 | 0.4 | 0.4
|  |  |  | 1902-04-16 | 0 | 0
|  |  |  | 1902-04-17 | 0 | 0
|  |  |  | 1902-04-18 | 0 | 0
|  |  |  | 1902-04-19 | 0 | 0
|  |  |  | 1902-04-20 | 0 | 0
|  |  |  | 1902-04-21 | 0 | 0
|  |  |  | 1902-04-22 | 0 | 0
|  |  |  | 1902-04-23 | 0 | 0
|  |  |  | 1902-04-24 | 0 | 0
|  |  |  | 1902-04-25 | 0 | 0
|  |  |  | 1902-04-26 | 0 | 0
|  |  |  | 1902-04-27 | 0 | 0
|  |  |  | 1902-04-28 | 0 | 0
|  |  |  | 1902-04-29 | 0 | 0
|  |  |  | 1902-04-30 | 0 | 0
|  |  |  | 1902-05-01 | 1.75 | 1.75
|  |  |  | 1902-05-02 | 0 | 0
|  |  |  | 1902-05-03 | 0 | 0
|  |  |  | 1902-05-04 | 0.81 | 0.81
|  |  |  | 1902-05-05 | 4.37 | 4.37
|  |  |  | 1902-05-06 | 0 | 0
|  |  |  | 1902-05-07 | 0 | 0
|  |  |  | 1902-05-08 | 0 | 0
|  |  |  | 1902-05-09 | 0 | 0
|  |  |  | 1902-05-10 | 0 | 0
|  |  |  | 1902-05-11 | 0 | 0
|  |  |  | 1902-05-12 | 0 | 0
|  |  |  | 1902-05-13 | 0 | 0
|  |  |  | 1902-05-14 | 0 | 0
|  |  |  | 1902-05-15 | 0.2 | 0.2
|  |  |  | 1902-05-16 | 0 | 0
|  |  |  | 1902-05-17 | 0.22 | 0.22
|  |  |  | 1902-05-18 | 0.89 | 0.89
|  |  |  | 1902-05-19 | 0 | 0
|  |  |  | 1902-05-20 | 0 | 0
|  |  |  | 1902-05-21 | 0 | 0
|  |  |  | 1902-05-22 | 1.16 | 1.16
|  |  |  | 1902-05-23 | 0 | 0
|  |  |  | 1902-05-24 | 0 | 0
|  |  |  | 1902-05-25 | 0 | 0
|  |  |  | 1902-05-26 | 0 | 0
|  |  |  | 1902-05-27 | 0 | 0
|  |  |  | 1902-05-28 | 0.49 | 0.49
|  |  |  | 1902-05-29 | 1.16 | 1.16
|  |  |  | 1902-05-30 | 0 | 0
|  |  |  | 1902-05-31 | 0 | 0
|  |  |  | 1902-06-01 | 0 | 0
|  |  |  | 1902-06-02 | 0 | 0
|  |  |  | 1902-06-03 | 0 | 0
|  |  |  | 1902-06-04 | 0 | 0
|  |  |  | 1902-06-05 | 0 | 0
|  |  |  | 1902-06-06 | 0 | 0
|  |  |  | 1902-06-07 | 0 | 0
|  |  |  | 1902-06-08 | 0 | 0
|  |  |  | 1902-06-09 | 0 | 0
|  |  |  | 1902-06-10 | 0 | 0
|  |  |  | 1902-06-11 | 0 | 0
|  |  |  | 1902-06-12 | 0 | 0
|  |  |  | 1902-06-13 | 0 | 0
|  |  |  | 1902-06-14 | 0 | 0
|  |  |  | 1902-06-15 | 0 | 0
|  |  |  | 1902-06-16 | 0 | 0
|  |  |  | 1902-06-17 | 0 | 0
|  |  |  | 1902-06-18 | 0 | 0
|  |  |  | 1902-06-19 | 0 | 0
|  |  |  | 1902-06-20 | 0 | 0
|  |  |  | 1902-06-21 | 0 | 0
|  |  |  | 1902-06-22 | 0 | 0
|  |  |  | 1902-06-23 | 0 | 0
|  |  |  | 1902-06-24 | 0 | 0
|  |  |  | 1902-06-25 | 0 | 0
|  |  |  | 1902-06-26 | 0 | 0
|  |  |  | 1902-06-27 | 0 | 0
|  |  |  | 1902-06-28 | 0 | 0
|  |  |  | 1902-06-29 | 0 | 0
|  |  |  | 1902-06-30 | 0 | 0
|  |  |  | 1902-07-01 | 0 | 0
|  |  |  | 1902-07-02 | 0 | 0
|  |  |  | 1902-07-03 | 0 | 0
|  |  |  | 1902-07-04 | 0 | 0
|  |  |  | 1902-07-05 | 0 | 0
|  |  |  | 1902-07-06 | 0 | 0
|  |  |  | 1902-07-07 | 0 | 0
|  |  |  | 1902-07-08 | 0 | 0
|  |  |  | 1902-07-09 | 0 | 0
|  |  |  | 1902-07-10 | 0 | 0
|  |  |  | 1902-07-11 | 0 | 0
|  |  |  | 1902-07-12 | 0.95 | 0.95
|  |  |  | 1902-07-13 | 0 | 0
|  |  |  | 1902-07-14 | 0.03 | 0.03
|  |  |  | 1902-07-15 | 0 | 0
|  |  |  | 1902-07-16 | 0 | 0
|  |  |  | 1902-07-17 | 0 | 0
|  |  |  | 1902-07-18 | 0 | 0
|  |  |  | 1902-07-19 | 0 | 0
|  |  |  | 1902-07-20 | 0 | 0
|  |  |  | 1902-07-21 | 0 | 0
|  |  |  | 1902-07-22 | 0 | 0
|  |  |  | 1902-07-23 | 0 | 0
|  |  |  | 1902-07-24 | 0 | 0
|  |  |  | 1902-07-25 | 0 | 0
|  |  |  | 1902-07-26 | 0 | 0
|  |  |  | 1902-07-27 | 0 | 0
|  |  |  | 1902-07-28 | 0 | 0
|  |  |  | 1902-07-29 | 0 | 0
|  |  |  | 1902-07-30 | 0 | 0
|  |  |  | 1902-07-31 | 0 | 0
|  |  |  | 1902-08-01 | 0 | 0
|  |  |  | 1902-08-02 | 0 | 0
|  |  |  | 1902-08-03 | 0 | 0
|  |  |  | 1902-08-04 | 0 | 0
|  |  |  | 1902-08-05 | 0 | 0
|  |  |  | 1902-08-06 | 0 | 0
|  |  |  | 1902-08-07 | 0 | 0
|  |  |  | 1902-08-08 | 0 | 0
|  |  |  | 1902-08-09 | 0 | 0
|  |  |  | 1902-08-10 | 0 | 0
|  |  |  | 1902-08-11 | 0 | 0
|  |  |  | 1902-08-12 | 0 | 0
|  |  |  | 1902-08-13 | 0 | 0
|  |  |  | 1902-08-14 | 0 | 0
|  |  |  | 1902-08-15 | 0 | 0
|  |  |  | 1902-08-16 | 0 | 0
|  |  |  | 1902-08-17 | 0 | 0
|  |  |  | 1902-08-18 | 0 | 0
|  |  |  | 1902-08-19 | 0 | 0
|  |  |  | 1902-08-20 | 0 | 0
|  |  |  | 1902-08-21 | 0 | 0
|  |  |  | 1902-08-22 | 0 | 0
|  |  |  | 1902-08-23 | 0 | 0
|  |  |  | 1902-08-24 | 0 | 0
|  |  |  | 1902-08-25 | 0 | 0
|  |  |  | 1902-08-26 | 0 | 0
|  |  |  | 1902-08-27 | 0 | 0
|  |  |  | 1902-08-28 | 0 | 0
|  |  |  | 1902-08-29 | 0 | 0
|  |  |  | 1902-08-30 | 0 | 0
|  |  |  | 1902-08-31 | 0 | 0
|  |  |  | 1902-09-01 | 3.08 | 3.08
|  |  |  | 1902-09-02 | 0 | 0
|  |  |  | 1902-09-03 | 0 | 0
|  |  |  | 1902-09-04 | 0 | 0
|  |  |  | 1902-09-05 | 0 | 0
|  |  |  | 1902-09-06 | 0 | 0
|  |  |  | 1902-09-07 | 0 | 0
|  |  |  | 1902-09-08 | 0 | 0
|  |  |  | 1902-09-09 | 0 | 0
|  |  |  | 1902-09-10 | 0 | 0
|  |  |  | 1902-09-11 | 0 | 0
|  |  |  | 1902-09-12 | 0 | 0
|  |  |  | 1902-09-13 | 0 | 0
|  |  |  | 1902-09-14 | 0 | 0
|  |  |  | 1902-09-15 | 0 | 0
|  |  |  | 1902-09-16 | 0 | 0
|  |  |  | 1902-09-17 | 0 | 0
|  |  |  | 1902-09-18 | 0 | 0
|  |  |  | 1902-09-19 | 0.18 | 0.18
|  |  |  | 1902-09-20 | 0 | 0
|  |  |  | 1902-09-21 | 0.27 | 0.27
|  |  |  | 1902-09-22 | 3.42 | 3.42
|  |  |  | 1902-09-23 | 0 | 0
|  |  |  | 1902-09-24 | 0 | 0
|  |  |  | 1902-09-25 | 0 | 0
|  |  |  | 1902-09-26 | 0 | 0
|  |  |  | 1902-09-27 | 0 | 0
|  |  |  | 1902-09-28 | 0 | 0
|  |  |  | 1902-09-29 | 0 | 0
|  |  |  | 1902-09-30 | 0 | 0
|  |  |  | 1902-10-01 | 0 | 0
|  |  |  | 1902-10-02 | 2 | 2
|  |  |  | 1902-10-03 | 0 | 0
|  |  |  | 1902-10-04 | 0 | 0
|  |  |  | 1902-10-05 | 0 | 0
|  |  |  | 1902-10-06 | 0 | 0
|  |  |  | 1902-10-07 | 0 | 0
|  |  |  | 1902-10-08 | 0 | 0
|  |  |  | 1902-10-09 | 0 | 0
|  |  |  | 1902-10-10 | 0 | 0
|  |  |  | 1902-10-11 | 0 | 0
|  |  |  | 1902-10-12 | 0 | 0
|  |  |  | 1902-10-13 | 0 | 0
|  |  |  | 1902-10-14 | 0 | 0
|  |  |  | 1902-10-15 | 0 | 0
|  |  |  | 1902-10-16 | 0 | 0
|  |  |  | 1902-10-17 | 0 | 0
|  |  |  | 1902-10-18 | 0 | 0
|  |  |  | 1902-10-19 | 0 | 0
|  |  |  | 1902-10-20 | 0 | 0
|  |  |  | 1902-10-21 | 0 | 0
|  |  |  | 1902-10-22 | 0 | 0
|  |  |  | 1902-10-23 | 0 | 0
|  |  |  | 1902-10-24 | 0 | 0
|  |  |  | 1902-10-25 | 0 | 0
|  |  |  | 1902-10-26 | 0 | 0
|  |  |  | 1902-10-27 | 0 | 0
|  |  |  | 1902-10-28 | 0 | 0
|  |  |  | 1902-10-29 | 0 | 0
|  |  |  | 1902-10-30 | 2.9 | 2.9
|  |  |  | 1902-10-31 | 0 | 0
|  |  |  | 1902-11-01 | 0 | 0
|  |  |  | 1902-11-02 | 3.15 | 3.15
|  |  |  | 1902-11-03 | 0.36 | 0.36
|  |  |  | 1902-11-04 | 0.87 | 0.87
|  |  |  | 1902-11-05 | 0 | 0
|  |  |  | 1902-11-06 | 0 | 0
|  |  |  | 1902-11-07 | 0 | 0
|  |  |  | 1902-11-08 | 0 | 0
|  |  |  | 1902-11-09 | 0 | 0
|  |  |  | 1902-11-10 | 0 | 0
|  |  |  | 1902-11-11 | 0 | 0
|  |  |  | 1902-11-12 | 0 | 0
|  |  |  | 1902-11-13 | 1.03 | 1.03
|  |  |  | 1902-11-14 | 0 | 0
|  |  |  | 1902-11-15 | 0 | 0
|  |  |  | 1902-11-16 | 0 | 0
|  |  |  | 1902-11-17 | 0 | 0
|  |  |  | 1902-11-18 | 0 | 0
|  |  |  | 1902-11-19 | 0 | 0
|  |  |  | 1902-11-20 | 0 | 0
|  |  |  | 1902-11-21 | 1.17 | 1.17
|  |  |  | 1902-11-22 | 0 | 0
|  |  |  | 1902-11-23 | 0.81 | 0.81
|  |  |  | 1902-11-24 | 0 | 0
|  |  |  | 1902-11-25 | 0 | 0
|  |  |  | 1902-11-26 | 0 | 0
|  |  |  | 1902-11-27 | 0 | 0
|  |  |  | 1902-11-28 | 0 | 0
|  |  |  | 1902-11-29 | 0 | 0
|  |  |  | 1902-11-30 | 0 | 0
|  |  |  | 1902-12-01 | 0 | 0
|  |  |  | 1902-12-02 | 0 | 0
|  |  |  | 1902-12-03 | 0 | 0
|  |  |  | 1902-12-04 | 0 | 0
|  |  |  | 1902-12-05 | 0 | 0
|  |  |  | 1902-12-06 | 0 | 0
|  |  |  | 1902-12-07 | 0 | 0
|  |  |  | 1902-12-08 | 0 | 0
|  |  |  | 1902-12-09 | 0 | 0
|  |  |  | 1902-12-10 | 0 | 0
|  |  |  | 1902-12-11 | 0 | 0
|  |  |  | 1902-12-12 | 0 | 0
|  |  |  | 1902-12-13 | 0 | 0
|  |  |  | 1902-12-14 | 1.25 | 1.25
|  |  |  | 1902-12-15 | 0 | 0
|  |  |  | 1902-12-16 | 0 | 0
|  |  |  | 1902-12-17 | 0 | 0
|  |  |  | 1902-12-18 | 0 | 0
|  |  |  | 1902-12-19 | 0 | 0
|  |  |  | 1902-12-20 | 0 | 0
|  |  |  | 1902-12-21 | 0 | 0
|  |  |  | 1902-12-22 | 0 | 0
|  |  |  | 1902-12-23 | 0 | 0
|  |  |  | 1902-12-24 | 0 | 0
|  |  |  | 1902-12-25 | 0 | 0
|  |  |  | 1902-12-26 | 0 | 0
|  |  |  | 1902-12-27 | 0 | 0
|  |  |  | 1902-12-28 | 0 | 0
|  |  |  | 1902-12-29 | 0 | 0
|  |  |  | 1902-12-30 | 0 | 0
|  |  |  | 1902-12-31 | 0.2 | 0.2
|  |  |  | 1903-01-01 | 0 | 0
|  |  |  | 1903-01-02 | 0 | 0
|  |  |  | 1903-01-03 | 0 | 0
|  |  |  | 1903-01-04 | 0 | 0
|  |  |  | 1903-01-05 | 0 | 0
|  |  |  | 1903-01-06 | 0 | 0
|  |  |  | 1903-01-07 | 0.14 | 0.14
|  |  |  | 1903-01-08 | 0 | 0
|  |  |  | 1903-01-09 | 0 | 0
|  |  |  | 1903-01-10 | 0 | 0
|  |  |  | 1903-01-11 | 0 | 0
|  |  |  | 1903-01-12 | 0 | 0
|  |  |  | 1903-01-13 | 0 | 0
|  |  |  | 1903-01-14 | 0 | 0
|  |  |  | 1903-01-15 | 0.56 | 0.56
|  |  |  | 1903-01-16 | 0 | 0
|  |  |  | 1903-01-17 | 0.03 | 0.03
|  |  |  | 1903-01-18 | 0 | 0
|  |  |  | 1903-01-19 | 0 | 0
|  |  |  | 1903-01-20 | 0.62 | 0.62
|  |  |  | 1903-01-21 | 0 | 0
|  |  |  | 1903-01-22 | 0 | 0
|  |  |  | 1903-01-23 | 0 | 0
|  |  |  | 1903-01-24 | 0 | 0
|  |  |  | 1903-01-25 | 0 | 0
|  |  |  | 1903-01-26 | 0 | 0
|  |  |  | 1903-01-27 | 0 | 0
|  |  |  | 1903-01-28 | 0 | 0
|  |  |  | 1903-01-29 | 0 | 0
|  |  |  | 1903-01-30 | 0 | 0
|  |  |  | 1903-01-31 | 0 | 0
|  |  |  | 1903-02-01 | 0 | 0
|  |  |  | 1903-02-02 | 0 | 0
|  |  |  | 1903-02-03 | 0 | 0
|  |  |  | 1903-02-04 | 0 | 0
|  |  |  | 1903-02-05 | 0 | 0
|  |  |  | 1903-02-06 | 0 | 0
|  |  |  | 1903-02-07 | 0 | 0
|  |  |  | 1903-02-08 | 0.05 | 0.05
|  |  |  | 1903-02-09 | 0 | 0
|  |  |  | 1903-02-10 | 0.75 | 0.75
|  |  |  | 1903-02-11 | 0.62 | 0.62
|  |  |  | 1903-02-12 | 0 | 0
|  |  |  | 1903-02-13 | 0 | 0
|  |  |  | 1903-02-14 | 0 | 0
|  |  |  | 1903-02-15 | 0.6 | 0.6
|  |  |  | 1903-02-16 | 2 | 2
|  |  |  | 1903-02-17 | 0 | 0
|  |  |  | 1903-02-18 | 0 | 0
|  |  |  | 1903-02-19 | 0 | 0
|  |  |  | 1903-02-20 | 0 | 0
|  |  |  | 1903-02-21 | 0 | 0
|  |  |  | 1903-02-22 | 0 | 0
|  |  |  | 1903-02-23 | 0 | 0
|  |  |  | 1903-02-24 | 0 | 0
|  |  |  | 1903-02-25 | 0.62 | 0.62
|  |  |  | 1903-02-26 | 2.16 | 2.16
|  |  |  | 1903-02-27 | 0 | 0
|  |  |  | 1903-02-28 | 0 | 0
|  |  |  | 1903-03-01 | 0.01 | 0.01
|  |  |  | 1903-03-02 | 0.02 | 0.02
|  |  |  | 1903-03-03 | 0.01 | 0.01
|  |  |  | 1903-03-04 | 0.01 | 0.01
|  |  |  | 1903-03-05 | 0.03 | 0.03
|  |  |  | 1903-03-06 | 0.01 | 0.01
|  |  |  | 1903-03-07 | 0 | 0
|  |  |  | 1903-03-08 | 0 | 0
|  |  |  | 1903-03-09 | 0.6 | 0.6
|  |  |  | 1903-03-10 | 0 | 0
|  |  |  | 1903-03-11 | 0 | 0
|  |  |  | 1903-03-12 | 0 | 0
|  |  |  | 1903-03-13 | 0 | 0
|  |  |  | 1903-03-14 | 0 | 0
|  |  |  | 1903-03-15 | 0 | 0
|  |  |  | 1903-03-16 | 0 | 0
|  |  |  | 1903-03-17 | 0 | 0
|  |  |  | 1903-03-18 | 0 | 0
|  |  |  | 1903-03-19 | 1.61 | 1.61
|  |  |  | 1903-03-20 | 0 | 0
|  |  |  | 1903-03-21 | 0 | 0
|  |  |  | 1903-03-22 | 0 | 0
|  |  |  | 1903-03-23 | 0 | 0
|  |  |  | 1903-03-24 | 0 | 0
|  |  |  | 1903-03-25 | 0 | 0
|  |  |  | 1903-03-26 | 0 | 0
|  |  |  | 1903-03-27 | 0 | 0
|  |  |  | 1903-03-28 | 0 | 0
|  |  |  | 1903-03-29 | 0 | 0
|  |  |  | 1903-03-30 | 0 | 0
|  |  |  | 1903-03-31 | 0 | 0
|  |  |  | 1903-04-01 | 0 | 0
|  |  |  | 1903-04-02 | 0 | 0
|  |  |  | 1903-04-03 | 0 | 0
|  |  |  | 1903-04-04 | 0 | 0
|  |  |  | 1903-04-05 | 0 | 0
|  |  |  | 1903-04-06 | 0 | 0
|  |  |  | 1903-04-07 | 0 | 0
|  |  |  | 1903-04-08 | 0 | 0
|  |  |  | 1903-04-09 | 0 | 0
|  |  |  | 1903-04-10 | 0 | 0
|  |  |  | 1903-04-11 | 0 | 0
|  |  |  | 1903-04-12 | 0 | 0
|  |  |  | 1903-04-13 | 0 | 0
|  |  |  | 1903-04-14 | 0 | 0
|  |  |  | 1903-04-15 | 0 | 0
|  |  |  | 1903-04-16 | 0 | 0
|  |  |  | 1903-04-17 | 0 | 0
|  |  |  | 1903-04-18 | 0 | 0
|  |  |  | 1903-04-19 | 0 | 0
|  |  |  | 1903-04-20 | 0 | 0
|  |  |  | 1903-04-21 | 0 | 0
|  |  |  | 1903-04-22 | 0 | 0
|  |  |  | 1903-04-23 | 0 | 0
|  |  |  | 1903-04-24 | 0.1 | 0.1
|  |  |  | 1903-04-25 | 0 | 0
|  |  |  | 1903-04-26 | 0 | 0
|  |  |  | 1903-04-27 | 0 | 0
|  |  |  | 1903-04-28 | 0 | 0
|  |  |  | 1903-04-29 | 0.25 | 0.25
|  |  |  | 1903-04-30 | 0 | 0
|  |  |  | 1903-05-01 | 0 | 0
|  |  |  | 1903-05-02 | 0 | 0
|  |  |  | 1903-05-03 | 0 | 0
|  |  |  | 1903-05-04 | 0 | 0
|  |  |  | 1903-05-05 | 0 | 0
|  |  |  | 1903-05-06 | 1.25 | 1.25
|  |  |  | 1903-05-07 | 0 | 0
|  |  |  | 1903-05-08 | 0 | 0
|  |  |  | 1903-05-09 | 0 | 0
|  |  |  | 1903-05-10 | 2.33 | 2.33
|  |  |  | 1903-05-11 | 0 | 0
|  |  |  | 1903-05-12 | 0 | 0
|  |  |  | 1903-05-13 | 0 | 0
|  |  |  | 1903-05-14 | 0 | 0
|  |  |  | 1903-05-15 | 0 | 0
|  |  |  | 1903-05-16 | 0.14 | 0.14
|  |  |  | 1903-05-17 | 0 | 0
|  |  |  | 1903-05-18 | 0.3 | 0.3
|  |  |  | 1903-05-19 | 0 | 0
|  |  |  | 1903-05-20 | 0 | 0
|  |  |  | 1903-05-21 | 0 | 0
|  |  |  | 1903-05-22 | 0 | 0
|  |  |  | 1903-05-23 | 0 | 0
|  |  |  | 1903-05-24 | 0 | 0
|  |  |  | 1903-05-25 | 0 | 0
|  |  |  | 1903-05-26 | 0 | 0
|  |  |  | 1903-05-27 | 2.18 | 2.18
|  |  |  | 1903-05-28 | 0 | 0
|  |  |  | 1903-05-29 | 0 | 0
|  |  |  | 1903-05-30 | 0 | 0
|  |  |  | 1903-05-31 | 0 | 0
|  |  |  | 1903-06-01 | 0 | 0
|  |  |  | 1903-06-02 | 0 | 0
|  |  |  | 1903-06-03 | 0 | 0
|  |  |  | 1903-06-04 | 0 | 0
|  |  |  | 1903-06-05 | 0 | 0
|  |  |  | 1903-06-06 | 0.93 | 0.93
|  |  |  | 1903-06-07 | 0 | 0
|  |  |  | 1903-06-08 | 0 | 0
|  |  |  | 1903-06-09 | 0 | 0
|  |  |  | 1903-06-10 | 0.51 | 0.51
|  |  |  | 1903-06-11 | 0 | 0
|  |  |  | 1903-06-12 | 0 | 0
|  |  |  | 1903-06-13 | 0 | 0
|  |  |  | 1903-06-14 | 0 | 0
|  |  |  | 1903-06-15 | 0 | 0
|  |  |  | 1903-06-16 | 0 | 0
|  |  |  | 1903-06-17 | 0 | 0
|  |  |  | 1903-06-18 | 0 | 0
|  |  |  | 1903-06-19 | 0 | 0
|  |  |  | 1903-06-20 | 0 | 0
|  |  |  | 1903-06-21 | 1.5 | 1.5
|  |  |  | 1903-06-22 | 0 | 0
|  |  |  | 1903-06-23 | 0 | 0
|  |  |  | 1903-06-24 | 0.65 | 0.65
|  |  |  | 1903-06-25 | 0 | 0
|  |  |  | 1903-06-26 | 0 | 0
|  |  |  | 1903-06-27 | 0 | 0
|  |  |  | 1903-06-28 | 0 | 0
|  |  |  | 1903-06-29 | 0 | 0
|  |  |  | 1903-06-30 | 0 | 0
|  |  |  | 1903-07-01 | 0 | 0
|  |  |  | 1903-07-02 | 0 | 0
|  |  |  | 1903-07-03 | 0 | 0
|  |  |  | 1903-07-04 | 0.03 | 0.03
|  |  |  | 1903-07-05 | 0 | 0
|  |  |  | 1903-07-06 | 0 | 0
|  |  |  | 1903-07-07 | 0 | 0
|  |  |  | 1903-07-08 | 0 | 0
|  |  |  | 1903-07-09 | 0 | 0
|  |  |  | 1903-07-10 | 0 | 0
|  |  |  | 1903-07-11 | 0 | 0
|  |  |  | 1903-07-12 | 0 | 0
|  |  |  | 1903-07-13 | 0 | 0
|  |  |  | 1903-07-14 | 0 | 0
|  |  |  | 1903-07-15 | 0 | 0
|  |  |  | 1903-07-16 | 0 | 0
|  |  |  | 1903-07-17 | 0 | 0
|  |  |  | 1903-07-18 | 0 | 0
|  |  |  | 1903-07-19 | 0 | 0
|  |  |  | 1903-07-20 | 0 | 0
|  |  |  | 1903-07-21 | 0 | 0
|  |  |  | 1903-07-22 | 0 | 0
|  |  |  | 1903-07-23 | 0 | 0
|  |  |  | 1903-07-24 | 0 | 0
|  |  |  | 1903-07-25 | 0 | 0
|  |  |  | 1903-07-26 | 0 | 0
|  |  |  | 1903-07-27 | 0 | 0
|  |  |  | 1903-07-28 | 0 | 0
|  |  |  | 1903-07-29 | 0 | 0
|  |  |  | 1903-07-30 | 0 | 0
|  |  |  | 1903-07-31 | 0 | 0
|  |  |  | 1903-08-01 | 0 | 0
|  |  |  | 1903-08-02 | 0 | 0
|  |  |  | 1903-08-03 | 0 | 0
|  |  |  | 1903-08-04 | 0 | 0
|  |  |  | 1903-08-05 | 0 | 0
|  |  |  | 1903-08-06 | 0 | 0
|  |  |  | 1903-08-07 | 0 | 0
|  |  |  | 1903-08-08 | 0.9 | 0.9
|  |  |  | 1903-08-09 | 0 | 0
|  |  |  | 1903-08-10 | 0 | 0
|  |  |  | 1903-08-11 | 0.7 | 0.7
|  |  |  | 1903-08-12 | 0 | 0
|  |  |  | 1903-08-13 | 0 | 0
|  |  |  | 1903-08-14 | 0 | 0
|  |  |  | 1903-08-15 | 0 | 0
|  |  |  | 1903-08-16 | 0 | 0
|  |  |  | 1903-08-17 | 0 | 0
|  |  |  | 1903-08-18 | 0 | 0
|  |  |  | 1903-08-19 | 0 | 0
|  |  |  | 1903-08-20 | 0 | 0
|  |  |  | 1903-08-21 | 0 | 0
|  |  |  | 1903-08-22 | 0 | 0
|  |  |  | 1903-08-23 | 0 | 0
|  |  |  | 1903-08-24 | 0 | 0
|  |  |  | 1903-08-25 | 0 | 0
|  |  |  | 1903-08-26 | 0 | 0
|  |  |  | 1903-08-27 | 0 | 0
|  |  |  | 1903-08-28 | 0.93 | 0.93
|  |  |  | 1903-08-29 | 0 | 0
|  |  |  | 1903-08-30 | 0 | 0
|  |  |  | 1903-08-31 | 0 | 0
|  |  |  | 1903-09-01 | 0 | 0
|  |  |  | 1903-09-02 | 0 | 0
|  |  |  | 1903-09-03 | 0 | 0
|  |  |  | 1903-09-04 | 0 | 0
|  |  |  | 1903-09-05 | 0 | 0
|  |  |  | 1903-09-06 | 0 | 0
|  |  |  | 1903-09-07 | 0 | 0
|  |  |  | 1903-09-08 | 0 | 0
|  |  |  | 1903-09-09 | 0 | 0
|  |  |  | 1903-09-10 | 0 | 0
|  |  |  | 1903-09-11 | 0 | 0
|  |  |  | 1903-09-12 | 0 | 0
|  |  |  | 1903-09-13 | 0 | 0
|  |  |  | 1903-09-14 | 0.52 | 0.52
|  |  |  | 1903-09-15 | 0 | 0
|  |  |  | 1903-09-16 | 0 | 0
|  |  |  | 1903-09-17 | 0 | 0
|  |  |  | 1903-09-18 | 0 | 0
|  |  |  | 1903-09-19 | 0 | 0
|  |  |  | 1903-09-20 | 0 | 0
|  |  |  | 1903-09-21 | 0 | 0
|  |  |  | 1903-09-22 | 0 | 0
|  |  |  | 1903-09-23 | 0 | 0
|  |  |  | 1903-09-24 | 0 | 0
|  |  |  | 1903-09-25 | 0 | 0
|  |  |  | 1903-09-26 | 0 | 0
|  |  |  | 1903-09-27 | 0 | 0
|  |  |  | 1903-09-28 | 0 | 0
|  |  |  | 1903-09-29 | 0.5 | 0.5
|  |  |  | 1903-09-30 | 0 | 0
|  |  |  | 1903-10-01 | 0 | 0
|  |  |  | 1903-10-02 | 0 | 0
|  |  |  | 1903-10-03 | 0 | 0
|  |  |  | 1903-10-04 | 0.5 | 0.5
|  |  |  | 1903-10-05 | 0 | 0
|  |  |  | 1903-10-06 | 0 | 0
|  |  |  | 1903-10-07 | 0 | 0
|  |  |  | 1903-10-08 | 0 | 0
|  |  |  | 1903-10-09 | 0 | 0
|  |  |  | 1903-10-10 | 0 | 0
|  |  |  | 1903-10-11 | 0 | 0
|  |  |  | 1903-10-12 | 0 | 0
|  |  |  | 1903-10-13 | 0 | 0
|  |  |  | 1903-10-14 | 0 | 0
|  |  |  | 1903-10-15 | 0 | 0
|  |  |  | 1903-10-16 | 0 | 0
|  |  |  | 1903-10-17 | 0 | 0
|  |  |  | 1903-10-18 | 0 | 0
|  |  |  | 1903-10-19 | 0 | 0
|  |  |  | 1903-10-20 | 0 | 0
|  |  |  | 1903-10-21 | 0 | 0
|  |  |  | 1903-10-22 | 0 | 0
|  |  |  | 1903-10-23 | 0.05 | 0.05
|  |  |  | 1903-10-24 | 0 | 0
|  |  |  | 1903-10-25 | 0 | 0
|  |  |  | 1903-10-26 | 0 | 0
|  |  |  | 1903-10-27 | 0 | 0
|  |  |  | 1903-10-28 | 0 | 0
|  |  |  | 1903-10-29 | 0 | 0
|  |  |  | 1903-10-30 | 0 | 0
|  |  |  | 1903-10-31 | 0 | 0
|  |  |  | 1903-11-01 | 0 | 0
|  |  |  | 1903-11-02 | 0 | 0
|  |  |  | 1903-11-03 | 0 | 0
|  |  |  | 1903-11-04 | 0 | 0
|  |  |  | 1903-11-05 | 0 | 0
|  |  |  | 1903-11-06 | 0 | 0
|  |  |  | 1903-11-07 | 0 | 0
|  |  |  | 1903-11-08 | 0 | 0
|  |  |  | 1903-11-09 | 0 | 0
|  |  |  | 1903-11-10 | 0 | 0
|  |  |  | 1903-11-11 | 0 | 0
|  |  |  | 1903-11-12 | 0 | 0
|  |  |  | 1903-11-13 | 0 | 0
|  |  |  | 1903-11-14 | 0 | 0
|  |  |  | 1903-11-15 | 0 | 0
|  |  |  | 1903-11-16 | 0 | 0
|  |  |  | 1903-11-17 | 0 | 0
|  |  |  | 1903-11-18 | 0 | 0
|  |  |  | 1903-11-19 | 0 | 0
|  |  |  | 1903-11-20 | 0 | 0
|  |  |  | 1903-11-21 | 0 | 0
|  |  |  | 1903-11-22 | 0 | 0
|  |  |  | 1903-11-23 | 0 | 0
|  |  |  | 1903-11-24 | 0 | 0
|  |  |  | 1903-11-25 | 0 | 0
|  |  |  | 1903-11-26 | 0 | 0
|  |  |  | 1903-11-27 | 0 | 0
|  |  |  | 1903-11-28 | 0 | 0
|  |  |  | 1903-11-29 | 0 | 0
|  |  |  | 1903-11-30 | 0 | 0
|  |  |  | 1903-12-01 | 0 | 0
|  |  |  | 1903-12-02 | 0 | 0
|  |  |  | 1903-12-03 | 0 | 0
|  |  |  | 1903-12-04 | 0 | 0
|  |  |  | 1903-12-05 | 0 | 0
|  |  |  | 1903-12-06 | 0 | 0
|  |  |  | 1903-12-07 | 0 | 0
|  |  |  | 1903-12-08 | 0 | 0
|  |  |  | 1903-12-09 | 0 | 0
|  |  |  | 1903-12-10 | 0.5 | 0.5
|  |  |  | 1903-12-11 | 0 | 0
|  |  |  | 1903-12-12 | 0 | 0
|  |  |  | 1903-12-13 | 0 | 0
|  |  |  | 1903-12-14 | 0 | 0
|  |  |  | 1903-12-15 | 0 | 0
|  |  |  | 1903-12-16 | 0 | 0
|  |  |  | 1903-12-17 | 0 | 0
|  |  |  | 1903-12-18 | 0 | 0
|  |  |  | 1903-12-19 | 0 | 0
|  |  |  | 1903-12-20 | 0 | 0
|  |  |  | 1903-12-21 | 0 | 0
|  |  |  | 1903-12-22 | 0 | 0
|  |  |  | 1903-12-23 | 0 | 0
|  |  |  | 1903-12-24 | 0 | 0
|  |  |  | 1903-12-25 | 0 | 0
|  |  |  | 1903-12-26 | 0 | 0
|  |  |  | 1903-12-27 | 0 | 0
|  |  |  | 1903-12-28 | 0 | 0
|  |  |  | 1903-12-29 | 0 | 0
|  |  |  | 1903-12-30 | 0 | 0
|  |  |  | 1903-12-31 | 0 | 0
|  |  |  | 1904-01-01 | 0 | 0
|  |  |  | 1904-01-02 | 0 | 0
|  |  |  | 1904-01-03 | 0 | 0
|  |  |  | 1904-01-04 | 0 | 0
|  |  |  | 1904-01-05 | 0 | 0
|  |  |  | 1904-01-06 | 0 | 0
|  |  |  | 1904-01-07 | 0 | 0
|  |  |  | 1904-01-08 | 0 | 0
|  |  |  | 1904-01-09 | 0 | 0
|  |  |  | 1904-01-10 | 0 | 0
|  |  |  | 1904-01-11 | 0 | 0
|  |  |  | 1904-01-12 | 0 | 0
|  |  |  | 1904-01-13 | 0 | 0
|  |  |  | 1904-01-14 | 0 | 0
|  |  |  | 1904-01-15 | 0 | 0
|  |  |  | 1904-01-16 | 0 | 0
|  |  |  | 1904-01-17 | 0 | 0
|  |  |  | 1904-01-18 | 0 | 0
|  |  |  | 1904-01-19 | 0 | 0
|  |  |  | 1904-01-20 | 0 | 0
|  |  |  | 1904-01-21 | 1.5 | 1.5
|  |  |  | 1904-01-22 | 0 | 0
|  |  |  | 1904-01-23 | 0 | 0
|  |  |  | 1904-01-24 | 0 | 0
|  |  |  | 1904-01-25 | 0 | 0
|  |  |  | 1904-01-26 | 0 | 0
|  |  |  | 1904-01-27 | 0 | 0
|  |  |  | 1904-01-28 | 0 | 0
|  |  |  | 1904-01-29 | 0 | 0
|  |  |  | 1904-01-30 | 0 | 0
|  |  |  | 1904-01-31 | 0 | 0
|  |  |  | 1904-02-01 | 0 | 0
|  |  |  | 1904-02-02 | 0 | 0
|  |  |  | 1904-02-03 | 0 | 0
|  |  |  | 1904-02-04 | 0 | 0
|  |  |  | 1904-02-05 | 0.35 | 0.35
|  |  |  | 1904-02-06 | 0 | 0
|  |  |  | 1904-02-07 | 0 | 0
|  |  |  | 1904-02-08 | 0 | 0
|  |  |  | 1904-02-09 | 0 | 0
|  |  |  | 1904-02-10 | 0 | 0
|  |  |  | 1904-02-11 | 0 | 0
|  |  |  | 1904-02-12 | 0 | 0
|  |  |  | 1904-02-13 | 0 | 0
|  |  |  | 1904-02-14 | 0 | 0
|  |  |  | 1904-02-15 | 0 | 0
|  |  |  | 1904-02-16 | 0 | 0
|  |  |  | 1904-02-17 | 0 | 0
|  |  |  | 1904-02-18 | 0 | 0
|  |  |  | 1904-02-19 | 0 | 0
|  |  |  | 1904-02-20 | 0 | 0
|  |  |  | 1904-02-21 | 0.1 | 0.1
|  |  |  | 1904-02-22 | 0 | 0
|  |  |  | 1904-02-23 | 0 | 0
|  |  |  | 1904-02-24 | 0 | 0
|  |  |  | 1904-02-25 | 0 | 0
|  |  |  | 1904-02-26 | 0 | 0
|  |  |  | 1904-02-27 | 0 | 0
|  |  |  | 1904-02-28 | 0 | 0
|  |  |  | 1904-02-29 | 0 | 0
|  |  |  | 1904-03-01 | 0 | 0
|  |  |  | 1904-03-02 | 0 | 0
|  |  |  | 1904-03-03 | 0 | 0
|  |  |  | 1904-03-04 | 0 | 0
|  |  |  | 1904-03-05 | 0 | 0
|  |  |  | 1904-03-06 | 0 | 0
|  |  |  | 1904-03-07 | 0 | 0
|  |  |  | 1904-03-08 | 0 | 0
|  |  |  | 1904-03-09 | 0 | 0
|  |  |  | 1904-03-10 | 0 | 0
|  |  |  | 1904-03-11 | 0 | 0
|  |  |  | 1904-03-12 | 0 | 0
|  |  |  | 1904-03-13 | 0 | 0
|  |  |  | 1904-03-14 | 0 | 0
|  |  |  | 1904-03-15 | 0 | 0
|  |  |  | 1904-03-16 | 0 | 0
|  |  |  | 1904-03-17 | 0 | 0
|  |  |  | 1904-03-18 | 0 | 0
|  |  |  | 1904-03-19 | 0 | 0
|  |  |  | 1904-03-20 | 0 | 0
|  |  |  | 1904-03-21 | 0 | 0
|  |  |  | 1904-03-22 | 0 | 0
|  |  |  | 1904-03-23 | 0 | 0
|  |  |  | 1904-03-24 | 0 | 0
|  |  |  | 1904-03-25 | 0 | 0
|  |  |  | 1904-03-26 | 0 | 0
|  |  |  | 1904-03-27 | 0 | 0
|  |  |  | 1904-03-28 | 0 | 0
|  |  |  | 1904-03-29 | 0 | 0
|  |  |  | 1904-03-30 | 0 | 0
|  |  |  | 1904-03-31 | 0 | 0
|  |  |  | 1904-04-01 | 0 | 0
|  |  |  | 1904-04-02 | 0 | 0
|  |  |  | 1904-04-03 | 0 | 0
|  |  |  | 1904-04-04 | 0 | 0
|  |  |  | 1904-04-05 | 1.07 | 1.07
|  |  |  | 1904-04-06 | 0 | 0
|  |  |  | 1904-04-07 | 0 | 0
|  |  |  | 1904-04-08 | 0.33 | 0.33
|  |  |  | 1904-04-09 | 0 | 0
|  |  |  | 1904-04-10 | 0 | 0
|  |  |  | 1904-04-11 | 0 | 0
|  |  |  | 1904-04-12 | 0 | 0
|  |  |  | 1904-04-13 | 0 | 0
|  |  |  | 1904-04-14 | 0 | 0
|  |  |  | 1904-04-15 | 0 | 0
|  |  |  | 1904-04-16 | 0 | 0
|  |  |  | 1904-04-17 | 0 | 0
|  |  |  | 1904-04-18 | 0 | 0
|  |  |  | 1904-04-19 | 0 | 0
|  |  |  | 1904-04-20 | 0 | 0
|  |  |  | 1904-04-21 | 1.2 | 1.2
|  |  |  | 1904-04-22 | 0.4 | 0.4
|  |  |  | 1904-04-23 | 0 | 0
|  |  |  | 1904-04-24 | 0 | 0
|  |  |  | 1904-04-25 | 0 | 0
|  |  |  | 1904-04-26 | 0.35 | 0.35
|  |  |  | 1904-04-27 | 0 | 0
|  |  |  | 1904-04-28 | 0 | 0
|  |  |  | 1904-04-29 | 0 | 0
|  |  |  | 1904-04-30 | 0 | 0
|  |  |  | 1904-05-01 | 0 | 0
|  |  |  | 1904-05-02 | 0 | 0
|  |  |  | 1904-05-03 | 1.6 | 1.6
|  |  |  | 1904-05-04 | 0 | 0
|  |  |  | 1904-05-05 | 0.4 | 0.4
|  |  |  | 1904-05-06 | 0 | 0
|  |  |  | 1904-05-07 | 0 | 0
|  |  |  | 1904-05-08 | 0 | 0
|  |  |  | 1904-05-09 | 0 | 0
|  |  |  | 1904-05-10 | 0 | 0
|  |  |  | 1904-05-11 | 0 | 0
|  |  |  | 1904-05-12 | 0.4 | 0.4
|  |  |  | 1904-05-13 | 0 | 0
|  |  |  | 1904-05-14 | 0 | 0
|  |  |  | 1904-05-15 | 0 | 0
|  |  |  | 1904-05-16 | 0.61 | 0.61
|  |  |  | 1904-05-17 | 0 | 0
|  |  |  | 1904-05-18 | 0 | 0
|  |  |  | 1904-05-19 | 0 | 0
|  |  |  | 1904-05-20 | 0 | 0
|  |  |  | 1904-05-21 | 0 | 0
|  |  |  | 1904-05-22 | 0 | 0
|  |  |  | 1904-05-23 | 0 | 0
|  |  |  | 1904-05-24 | 0 | 0
|  |  |  | 1904-05-25 | 0 | 0
|  |  |  | 1904-05-26 | 0 | 0
|  |  |  | 1904-05-27 | 0 | 0
|  |  |  | 1904-05-28 | 0 | 0
|  |  |  | 1904-05-29 | 1.01 | 1.01
|  |  |  | 1904-05-30 | 0 | 0
|  |  |  | 1904-05-31 | 0 | 0
|  |  |  | 1904-06-01 | 0 | 0
|  |  |  | 1904-06-02 | 0.14 | 0.14
|  |  |  | 1904-06-03 | 0 | 0
|  |  |  | 1904-06-04 | 0 | 0
|  |  |  | 1904-06-05 | 0 | 0
|  |  |  | 1904-06-06 | 0.61 | 0.61
|  |  |  | 1904-06-07 | 0 | 0
|  |  |  | 1904-06-08 | 0 | 0
|  |  |  | 1904-06-09 | 0 | 0
|  |  |  | 1904-06-10 | 0 | 0
|  |  |  | 1904-06-11 | 0 | 0
|  |  |  | 1904-06-12 | 0 | 0
|  |  |  | 1904-06-13 | 0 | 0
|  |  |  | 1904-06-14 | 0 | 0
|  |  |  | 1904-06-15 | 0 | 0
|  |  |  | 1904-06-16 | 0 | 0
|  |  |  | 1904-06-17 | 0 | 0
|  |  |  | 1904-06-18 | 0 | 0
|  |  |  | 1904-06-19 | 0 | 0
|  |  |  | 1904-06-20 | 1 | 1
|  |  |  | 1904-06-21 | 0 | 0
|  |  |  | 1904-06-22 | 0 | 0
|  |  |  | 1904-06-23 | 0 | 0
|  |  |  | 1904-06-24 | 0 | 0
|  |  |  | 1904-06-25 | 0 | 0
|  |  |  | 1904-06-26 | 1.55 | 1.55
|  |  |  | 1904-06-27 | 0.05 | 0.05
|  |  |  | 1904-06-28 | 0 | 0
|  |  |  | 1904-06-29 | 0 | 0
|  |  |  | 1904-06-30 | 0 | 0
|  |  |  | 1904-07-01 | 0 | 0
|  |  |  | 1904-07-02 | 0 | 0
|  |  |  | 1904-07-03 | 0 | 0
|  |  |  | 1904-07-04 | 0 | 0
|  |  |  | 1904-07-05 | 0 | 0
|  |  |  | 1904-07-06 | 0 | 0
|  |  |  | 1904-07-07 | 0.82 | 0.82
|  |  |  | 1904-07-08 | 0 | 0
|  |  |  | 1904-07-09 | 0 | 0
|  |  |  | 1904-07-10 | 0 | 0
|  |  |  | 1904-07-11 | 0 | 0
|  |  |  | 1904-07-12 | 0 | 0
|  |  |  | 1904-07-13 | 0 | 0
|  |  |  | 1904-07-14 | 0 | 0
|  |  |  | 1904-07-15 | 0 | 0
|  |  |  | 1904-07-16 | 0 | 0
|  |  |  | 1904-07-17 | 0 | 0
|  |  |  | 1904-07-18 | 0 | 0
|  |  |  | 1904-07-19 | 0 | 0
|  |  |  | 1904-07-20 | 0 | 0
|  |  |  | 1904-07-21 | 0 | 0
|  |  |  | 1904-07-22 | 0 | 0
|  |  |  | 1904-07-23 | 0 | 0
|  |  |  | 1904-07-24 | 0 | 0
|  |  |  | 1904-07-25 | 0 | 0
|  |  |  | 1904-07-26 | 0 | 0
|  |  |  | 1904-07-27 | 0 | 0
|  |  |  | 1904-07-28 | 0 | 0
|  |  |  | 1904-07-29 | 0 | 0
|  |  |  | 1904-07-30 | 0 | 0
|  |  |  | 1904-07-31 | 0 | 0
|  |  |  | 1904-08-01 | 1 | 1
|  |  |  | 1904-08-02 | 0.45 | 0.45
|  |  |  | 1904-08-03 | 0 | 0
|  |  |  | 1904-08-04 | 0 | 0
|  |  |  | 1904-08-05 | 0 | 0
|  |  |  | 1904-08-06 | 0 | 0
|  |  |  | 1904-08-07 | 0 | 0
|  |  |  | 1904-08-08 | 0 | 0
|  |  |  | 1904-08-09 | 0 | 0
|  |  |  | 1904-08-10 | 0 | 0
|  |  |  | 1904-08-11 | 0 | 0
|  |  |  | 1904-08-12 | 0 | 0
|  |  |  | 1904-08-13 | 0 | 0
|  |  |  | 1904-08-14 | 0 | 0
|  |  |  | 1904-08-15 | 0 | 0
|  |  |  | 1904-08-16 | 0 | 0
|  |  |  | 1904-08-17 | 0.95 | 0.95
|  |  |  | 1904-08-18 | 0 | 0
|  |  |  | 1904-08-19 | 0 | 0
|  |  |  | 1904-08-20 | 0.7 | 0.7
|  |  |  | 1904-08-21 | 0 | 0
|  |  |  | 1904-08-22 | 0 | 0
|  |  |  | 1904-08-23 | 0 | 0
|  |  |  | 1904-08-24 | 0 | 0
|  |  |  | 1904-08-25 | 0 | 0
|  |  |  | 1904-08-26 | 0 | 0
|  |  |  | 1904-08-27 | 0 | 0
|  |  |  | 1904-08-28 | 0 | 0
|  |  |  | 1904-08-29 | 0 | 0
|  |  |  | 1904-08-30 | 0 | 0
|  |  |  | 1904-08-31 | 0 | 0
|  |  |  | 1904-09-01 | 0 | 0
|  |  |  | 1904-09-02 | 0 | 0
|  |  |  | 1904-09-03 | 1 | 1
|  |  |  | 1904-09-04 | 0 | 0
|  |  |  | 1904-09-05 | 0 | 0
|  |  |  | 1904-09-06 | 0 | 0
|  |  |  | 1904-09-07 | 0 | 0
|  |  |  | 1904-09-08 | 0 | 0
|  |  |  | 1904-09-09 | 0 | 0
|  |  |  | 1904-09-10 | 0 | 0
|  |  |  | 1904-09-11 | 1 | 1
|  |  |  | 1904-09-12 | 0 | 0
|  |  |  | 1904-09-13 | 0 | 0
|  |  |  | 1904-09-14 | 0 | 0
|  |  |  | 1904-09-15 | 0 | 0
|  |  |  | 1904-09-16 | 0 | 0
|  |  |  | 1904-09-17 | 0 | 0
|  |  |  | 1904-09-18 | 0 | 0
|  |  |  | 1904-09-19 | 3.6 | 3.6
|  |  |  | 1904-09-20 | 0 | 0
|  |  |  | 1904-09-21 | 0 | 0
|  |  |  | 1904-09-22 | 0 | 0
|  |  |  | 1904-09-23 | 1.88 | 1.88
|  |  |  | 1904-09-24 | 0 | 0
|  |  |  | 1904-09-25 | 0 | 0
|  |  |  | 1904-09-26 | 0 | 0
|  |  |  | 1904-09-27 | 0 | 0
|  |  |  | 1904-09-28 | 0.1 | 0.1
|  |  |  | 1904-09-29 | 0 | 0
|  |  |  | 1904-09-30 | 0 | 0
|  |  |  | 1904-10-01 | 0 | 0
|  |  |  | 1904-10-02 | 0 | 0
|  |  |  | 1904-10-03 | 0 | 0
|  |  |  | 1904-10-04 | 0 | 0
|  |  |  | 1904-10-05 | 0.2 | 0.2
|  |  |  | 1904-10-06 | 0 | 0
|  |  |  | 1904-10-07 | 0 | 0
|  |  |  | 1904-10-08 | 0 | 0
|  |  |  | 1904-10-09 | 0 | 0
|  |  |  | 1904-10-10 | 0 | 0
|  |  |  | 1904-10-11 | 0 | 0
|  |  |  | 1904-10-12 | 0 | 0
|  |  |  | 1904-10-13 | 0 | 0
|  |  |  | 1904-10-14 | 0 | 0
|  |  |  | 1904-10-15 | 0 | 0
|  |  |  | 1904-10-16 | 0 | 0
|  |  |  | 1904-10-17 | 0 | 0
|  |  |  | 1904-10-18 | 0 | 0
|  |  |  | 1904-10-19 | 0 | 0
|  |  |  | 1904-10-20 | 0 | 0
|  |  |  | 1904-10-21 | 0 | 0
|  |  |  | 1904-10-22 | 0 | 0
|  |  |  | 1904-10-23 | 0 | 0
|  |  |  | 1904-10-24 | 0 | 0
|  |  |  | 1904-10-25 | 0.2 | 0.2
|  |  |  | 1904-10-26 | 0 | 0
|  |  |  | 1904-10-27 | 0 | 0
|  |  |  | 1904-10-28 | 0 | 0
|  |  |  | 1904-10-29 | 0 | 0
|  |  |  | 1904-10-30 | 0 | 0
|  |  |  | 1904-10-31 | 0.2 | 0.2
|  |  |  | 1904-11-01 | 0 | 0
|  |  |  | 1904-11-02 | 0 | 0
|  |  |  | 1904-11-03 | 0 | 0
|  |  |  | 1904-11-04 | 0 | 0
|  |  |  | 1904-11-05 | 0 | 0
|  |  |  | 1904-11-06 | 0 | 0
|  |  |  | 1904-11-07 | 0 | 0
|  |  |  | 1904-11-08 | 0 | 0
|  |  |  | 1904-11-09 | 0 | 0
|  |  |  | 1904-11-10 | 0 | 0
|  |  |  | 1904-11-11 | 0 | 0
|  |  |  | 1904-11-12 | 0 | 0
|  |  |  | 1904-11-13 | 0 | 0
|  |  |  | 1904-11-14 | 0 | 0
|  |  |  | 1904-11-15 | 0 | 0
|  |  |  | 1904-11-16 | 0 | 0
|  |  |  | 1904-11-17 | 0 | 0
|  |  |  | 1904-11-18 | 0 | 0
|  |  |  | 1904-11-19 | 0 | 0
|  |  |  | 1904-11-20 | 0 | 0
|  |  |  | 1904-11-21 | 0 | 0
|  |  |  | 1904-11-22 | 0 | 0
|  |  |  | 1904-11-23 | 0 | 0
|  |  |  | 1904-11-24 | 0 | 0
|  |  |  | 1904-11-25 | 0 | 0
|  |  |  | 1904-11-26 | 0 | 0
|  |  |  | 1904-11-27 | 0 | 0
|  |  |  | 1904-11-28 | 0 | 0
|  |  |  | 1904-11-29 | 0 | 0
|  |  |  | 1904-11-30 | 0 | 0
|  |  |  | 1904-12-01 | 0 | 0
|  |  |  | 1904-12-02 | 0 | 0
|  |  |  | 1904-12-03 | 0 | 0
|  |  |  | 1904-12-04 | 0 | 0
|  |  |  | 1904-12-05 | 0 | 0
|  |  |  | 1904-12-06 | 0 | 0
|  |  |  | 1904-12-07 | 0 | 0
|  |  |  | 1904-12-08 | 0 | 0
|  |  |  | 1904-12-09 | 0 | 0
|  |  |  | 1904-12-10 | 0 | 0
|  |  |  | 1904-12-11 | 0 | 0
|  |  |  | 1904-12-12 | 0 | 0
|  |  |  | 1904-12-13 | 0 | 0
|  |  |  | 1904-12-14 | 0 | 0
|  |  |  | 1904-12-15 | 0 | 0
|  |  |  | 1904-12-16 | 0 | 0
|  |  |  | 1904-12-17 | 0 | 0
|  |  |  | 1904-12-18 | 0 | 0
|  |  |  | 1904-12-19 | 0 | 0
|  |  |  | 1904-12-20 | 0 | 0
|  |  |  | 1904-12-21 | 0 | 0
|  |  |  | 1904-12-22 | 0 | 0
|  |  |  | 1904-12-23 | 0 | 0
|  |  |  | 1904-12-24 | 0 | 0
|  |  |  | 1904-12-25 | 0 | 0
|  |  |  | 1904-12-26 | 0 | 0
|  |  |  | 1904-12-27 | 0 | 0
|  |  |  | 1904-12-28 | 0 | 0
|  |  |  | 1904-12-29 | 0 | 0
|  |  |  | 1904-12-30 | 0 | 0
|  |  |  | 1904-12-31 | 0 | 0
|  |  |  | 1905-01-01 | 0 | 0
|  |  |  | 1905-01-02 | 0 | 0
|  |  |  | 1905-01-03 | 0 | 0
|  |  |  | 1905-01-04 | 0 | 0
|  |  |  | 1905-01-05 | 0 | 0
|  |  |  | 1905-01-06 | 0 | 0
|  |  |  | 1905-01-07 | 0 | 0
|  |  |  | 1905-01-08 | 0 | 0
|  |  |  | 1905-01-09 | 0 | 0
|  |  |  | 1905-01-10 | 0 | 0
|  |  |  | 1905-01-11 | 1.37 | 1.37
|  |  |  | 1905-01-12 | 0 | 0
|  |  |  | 1905-01-13 | 0 | 0
|  |  |  | 1905-01-14 | 0 | 0
|  |  |  | 1905-01-15 | 0 | 0
|  |  |  | 1905-01-16 | 0 | 0
|  |  |  | 1905-01-17 | 0 | 0
|  |  |  | 1905-01-18 | 0 | 0
|  |  |  | 1905-01-19 | 0 | 0
|  |  |  | 1905-01-20 | 0 | 0
|  |  |  | 1905-01-21 | 0 | 0
|  |  |  | 1905-01-22 | 0 | 0
|  |  |  | 1905-01-23 | 0 | 0
|  |  |  | 1905-01-24 | 0 | 0
|  |  |  | 1905-01-25 | 0 | 0
|  |  |  | 1905-01-26 | 0 | 0
|  |  |  | 1905-01-27 | 0 | 0
|  |  |  | 1905-01-28 | 0 | 0
|  |  |  | 1905-01-29 | 0 | 0
|  |  |  | 1905-01-30 | 0 | 0
|  |  |  | 1905-01-31 | 0 | 0
|  |  |  | 1905-02-01 | 0.15 | 0.15
|  |  |  | 1905-02-02 | 0 | 0
|  |  |  | 1905-02-03 | 0 | 0
|  |  |  | 1905-02-04 | 0 | 0
|  |  |  | 1905-02-05 | 0 | 0
|  |  |  | 1905-02-06 | 0 | 0
|  |  |  | 1905-02-07 | 0.65 | 0.65
|  |  |  | 1905-02-08 | 0 | 0
|  |  |  | 1905-02-09 | 0 | 0
|  |  |  | 1905-02-10 | 0 | 0
|  |  |  | 1905-02-11 | 0 | 0
|  |  |  | 1905-02-12 | 0 | 0
|  |  |  | 1905-02-13 | 0 | 0
|  |  |  | 1905-02-14 | 0 | 0
|  |  |  | 1905-02-15 | 0 | 0
|  |  |  | 1905-02-16 | 0 | 0
|  |  |  | 1905-02-17 | 0 | 0
|  |  |  | 1905-02-18 | 1 | 1
|  |  |  | 1905-02-19 | 0 | 0
|  |  |  | 1905-02-20 | 0 | 0
|  |  |  | 1905-02-21 | 0 | 0
|  |  |  | 1905-02-22 | 0 | 0
|  |  |  | 1905-02-23 | 0 | 0
|  |  |  | 1905-02-24 | 0 | 0
|  |  |  | 1905-02-25 | 0 | 0
|  |  |  | 1905-02-26 | 0 | 0
|  |  |  | 1905-02-27 | 0 | 0
|  |  |  | 1905-02-28 | 0 | 0
|  |  |  | 1905-03-01 | 0 | 0
|  |  |  | 1905-03-02 | 0 | 0
|  |  |  | 1905-03-03 | 0 | 0
|  |  |  | 1905-03-04 | 0 | 0
|  |  |  | 1905-03-05 | 0.16 | 0.16
|  |  |  | 1905-03-06 | 0.65 | 0.65
|  |  |  | 1905-03-07 | 0.26 | 0.26
|  |  |  | 1905-03-08 | 0 | 0
|  |  |  | 1905-03-09 | 0 | 0
|  |  |  | 1905-03-10 | 0 | 0
|  |  |  | 1905-03-11 | 0 | 0
|  |  |  | 1905-03-12 | 0 | 0
|  |  |  | 1905-03-13 | 0 | 0
|  |  |  | 1905-03-14 | 0.12 | 0.12
|  |  |  | 1905-03-15 | 0.81 | 0.81
|  |  |  | 1905-03-16 | 0.22 | 0.22
|  |  |  | 1905-03-17 | 0.92 | 0.92
|  |  |  | 1905-03-18 | 0 | 0
|  |  |  | 1905-03-19 | 0 | 0
|  |  |  | 1905-03-20 | 0 | 0
|  |  |  | 1905-03-21 | 0.52 | 0.52
|  |  |  | 1905-03-22 | 0 | 0
|  |  |  | 1905-03-23 | 0 | 0
|  |  |  | 1905-03-24 | 0 | 0
|  |  |  | 1905-03-25 | 0 | 0
|  |  |  | 1905-03-26 | 0 | 0
|  |  |  | 1905-03-27 | 0 | 0
|  |  |  | 1905-03-28 | 1.05 | 1.05
|  |  |  | 1905-03-29 | 0 | 0
|  |  |  | 1905-03-30 | 0 | 0
|  |  |  | 1905-03-31 | 0 | 0
|  |  |  | 1905-04-01 | 1.5 | 1.5
|  |  |  | 1905-04-02 | 0 | 0
|  |  |  | 1905-04-03 | 0 | 0
|  |  |  | 1905-04-04 | 0.45 | 0.45
|  |  |  | 1905-04-05 | 0 | 0
|  |  |  | 1905-04-06 | 0 | 0
|  |  |  | 1905-04-07 | 0 | 0
|  |  |  | 1905-04-08 | 0 | 0
|  |  |  | 1905-04-09 | 0 | 0
|  |  |  | 1905-04-10 | 0 | 0
|  |  |  | 1905-04-11 | 0 | 0
|  |  |  | 1905-04-12 | 0.3 | 0.3
|  |  |  | 1905-04-13 | 0 | 0
|  |  |  | 1905-04-14 | 0 | 0
|  |  |  | 1905-04-15 | 0 | 0
|  |  |  | 1905-04-16 | 0 | 0
|  |  |  | 1905-04-17 | 0 | 0
|  |  |  | 1905-04-18 | 0.7 | 0.7
|  |  |  | 1905-04-19 | 0 | 0
|  |  |  | 1905-04-20 | 0 | 0
|  |  |  | 1905-04-21 | 0 | 0
|  |  |  | 1905-04-22 | 0 | 0
|  |  |  | 1905-04-23 | 1.17 | 1.17
|  |  |  | 1905-04-24 | 0 | 0
|  |  |  | 1905-04-25 | 0 | 0
|  |  |  | 1905-04-26 | 0 | 0
|  |  |  | 1905-04-27 | 0 | 0
|  |  |  | 1905-04-28 | 0 | 0
|  |  |  | 1905-04-29 | 0 | 0
|  |  |  | 1905-04-30 | 0 | 0
|  |  |  | 1905-05-01 | 0 | 0
|  |  |  | 1905-05-02 | 0 | 0
|  |  |  | 1905-05-03 | 0 | 0
|  |  |  | 1905-05-04 | 0.05 | 0.05
|  |  |  | 1905-05-05 | 0 | 0
|  |  |  | 1905-05-06 | 0 | 0
|  |  |  | 1905-05-07 | 0 | 0
|  |  |  | 1905-05-08 | 0 | 0
|  |  |  | 1905-05-09 | 0 | 0
|  |  |  | 1905-05-10 | 0 | 0
|  |  |  | 1905-05-11 | 0.43 | 0.43
|  |  |  | 1905-05-12 | 0 | 0
|  |  |  | 1905-05-13 | 0 | 0
|  |  |  | 1905-05-14 | 0 | 0
|  |  |  | 1905-05-15 | 0 | 0
|  |  |  | 1905-05-16 | 0 | 0
|  |  |  | 1905-05-17 | 0 | 0
|  |  |  | 1905-05-18 | 0 | 0
|  |  |  | 1905-05-19 | 0.9 | 0.9
|  |  |  | 1905-05-20 | 1.15 | 1.15
|  |  |  | 1905-05-21 | 3.41 | 3.41
|  |  |  | 1905-05-22 | 0 | 0
|  |  |  | 1905-05-23 | 0.74 | 0.74
|  |  |  | 1905-05-24 | 0 | 0
|  |  |  | 1905-05-25 | 0 | 0
|  |  |  | 1905-05-26 | 0 | 0
|  |  |  | 1905-05-27 | 2.39 | 2.39
|  |  |  | 1905-05-28 | 0 | 0
|  |  |  | 1905-05-29 | 0 | 0
|  |  |  | 1905-05-30 | 0.83 | 0.83
|  |  |  | 1905-05-31 | 0 | 0
|  |  |  | 1905-06-01 | 0 | 0
|  |  |  | 1905-06-02 | 0 | 0
|  |  |  | 1905-06-03 | 0 | 0
|  |  |  | 1905-06-04 | 0 | 0
|  |  |  | 1905-06-05 | 0 | 0
|  |  |  | 1905-06-06 | 0 | 0
|  |  |  | 1905-06-07 | 0 | 0
|  |  |  | 1905-06-08 | 0 | 0
|  |  |  | 1905-06-09 | 0 | 0
|  |  |  | 1905-06-10 | 0.06 | 0.06
|  |  |  | 1905-06-11 | 0 | 0
|  |  |  | 1905-06-12 | 0 | 0
|  |  |  | 1905-06-13 | 0 | 0
|  |  |  | 1905-06-14 | 1.6 | 1.6
|  |  |  | 1905-06-15 | 0.05 | 0.05
|  |  |  | 1905-06-16 | 0.03 | 0.03
|  |  |  | 1905-06-17 | 0.15 | 0.15
|  |  |  | 1905-06-18 | 0 | 0
|  |  |  | 1905-06-19 | 0 | 0
|  |  |  | 1905-06-20 | 1.57 | 1.57
|  |  |  | 1905-06-21 | 0.03 | 0.03
|  |  |  | 1905-06-22 | 0 | 0
|  |  |  | 1905-06-23 | 0 | 0
|  |  |  | 1905-06-24 | 0 | 0
|  |  |  | 1905-06-25 | 0.02 | 0.02
|  |  |  | 1905-06-26 | 0 | 0
|  |  |  | 1905-06-27 | 0 | 0
|  |  |  | 1905-06-28 | 0 | 0
|  |  |  | 1905-06-29 | 0 | 0
|  |  |  | 1905-06-30 | 0.1 | 0.1
|  |  |  | 1905-07-01 | 0.1 | 0.1
|  |  |  | 1905-07-02 | 0 | 0
|  |  |  | 1905-07-03 | 1.5 | 1.5
|  |  |  | 1905-07-04 | 0 | 0
|  |  |  | 1905-07-05 | 0.14 | 0.14
|  |  |  | 1905-07-06 | 0.07 | 0.07
|  |  |  | 1905-07-07 | 0.14 | 0.14
|  |  |  | 1905-07-08 | 0.5 | 0.5
|  |  |  | 1905-07-09 | 0 | 0
|  |  |  | 1905-07-10 | 0 | 0
|  |  |  | 1905-07-11 | 0 | 0
|  |  |  | 1905-07-12 | 0 | 0
|  |  |  | 1905-07-13 | 0 | 0
|  |  |  | 1905-07-14 | 0 | 0
|  |  |  | 1905-07-15 | 0 | 0
|  |  |  | 1905-07-16 | 0 | 0
|  |  |  | 1905-07-17 | 0 | 0
|  |  |  | 1905-07-18 | 0 | 0
|  |  |  | 1905-07-19 | 0 | 0
|  |  |  | 1905-07-20 | 0.43 | 0.43
|  |  |  | 1905-07-21 | 0 | 0
|  |  |  | 1905-07-22 | 0 | 0
|  |  |  | 1905-07-23 | 0.08 | 0.08
|  |  |  | 1905-07-24 | 0.1 | 0.1
|  |  |  | 1905-07-25 | 0.05 | 0.05
|  |  |  | 1905-07-26 | 0.06 | 0.06
|  |  |  | 1905-07-27 | 0 | 0
|  |  |  | 1905-07-28 | 0 | 0
|  |  |  | 1905-07-29 | 0 | 0
|  |  |  | 1905-07-30 | 0 | 0
|  |  |  | 1905-07-31 | 0 | 0
|  |  |  | 1905-08-01 | 0 | 0
|  |  |  | 1905-08-02 | 0 | 0
|  |  |  | 1905-08-03 | 0 | 0
|  |  |  | 1905-08-04 | 0 | 0
|  |  |  | 1905-08-05 | 0 | 0
|  |  |  | 1905-08-06 | 0 | 0
|  |  |  | 1905-08-07 | 0 | 0
|  |  |  | 1905-08-08 | 0 | 0
|  |  |  | 1905-08-09 | 0 | 0
|  |  |  | 1905-08-10 | 0 | 0
|  |  |  | 1905-08-11 | 0 | 0
|  |  |  | 1905-08-12 | 0.45 | 0.45
|  |  |  | 1905-08-13 | 0.46 | 0.46
|  |  |  | 1905-08-14 | 0 | 0
|  |  |  | 1905-08-15 | 0 | 0
|  |  |  | 1905-08-16 | 0 | 0
|  |  |  | 1905-08-17 | 0 | 0
|  |  |  | 1905-08-18 | 0.24 | 0.24
|  |  |  | 1905-08-19 | 0.25 | 0.25
|  |  |  | 1905-08-20 | 0 | 0
|  |  |  | 1905-08-21 | 0 | 0
|  |  |  | 1905-08-22 | 0 | 0
|  |  |  | 1905-08-23 | 0 | 0
|  |  |  | 1905-08-24 | 0 | 0
|  |  |  | 1905-08-25 | 0 | 0
|  |  |  | 1905-08-26 | 0 | 0
|  |  |  | 1905-08-27 | 0 | 0
|  |  |  | 1905-08-28 | 0 | 0
|  |  |  | 1905-08-29 | 0 | 0
|  |  |  | 1905-08-30 | 0 | 0
|  |  |  | 1905-08-31 | 0 | 0
|  |  |  | 1905-09-01 | 0 | 0
|  |  |  | 1905-09-02 | 0 | 0
|  |  |  | 1905-09-03 | 0 | 0
|  |  |  | 1905-09-04 | 0 | 0
|  |  |  | 1905-09-05 | 0 | 0
|  |  |  | 1905-09-06 | 0 | 0
|  |  |  | 1905-09-07 | 0 | 0
|  |  |  | 1905-09-08 | 4.33 | 4.33
|  |  |  | 1905-09-09 | 1 | 1
|  |  |  | 1905-09-10 | 0.86 | 0.86
|  |  |  | 1905-09-11 | 0 | 0
|  |  |  | 1905-09-12 | 0 | 0
|  |  |  | 1905-09-13 | 0 | 0
|  |  |  | 1905-09-14 | 0 | 0
|  |  |  | 1905-09-15 | 0 | 0
|  |  |  | 1905-09-16 | 0 | 0
|  |  |  | 1905-09-17 | 0 | 0
|  |  |  | 1905-09-18 | 0.03 | 0.03
|  |  |  | 1905-09-19 | 0 | 0
|  |  |  | 1905-09-20 | 0 | 0
|  |  |  | 1905-09-21 | 0 | 0
|  |  |  | 1905-09-22 | 0 | 0
|  |  |  | 1905-09-23 | 0 | 0
|  |  |  | 1905-09-24 | 0 | 0
|  |  |  | 1905-09-25 | 0 | 0
|  |  |  | 1905-09-26 | 0 | 0
|  |  |  | 1905-09-27 | 0 | 0
|  |  |  | 1905-09-28 | 0 | 0
|  |  |  | 1905-09-29 | 0 | 0
|  |  |  | 1905-09-30 | 0 | 0
|  |  |  | 1905-10-01 | 0 | 0
|  |  |  | 1905-10-02 | 0 | 0
|  |  |  | 1905-10-03 | 0 | 0
|  |  |  | 1905-10-04 | 0 | 0
|  |  |  | 1905-10-05 | 0 | 0
|  |  |  | 1905-10-06 | 0 | 0
|  |  |  | 1905-10-07 | 0 | 0
|  |  |  | 1905-10-08 | 0 | 0
|  |  |  | 1905-10-09 | 0 | 0
|  |  |  | 1905-10-10 | 0 | 0
|  |  |  | 1905-10-11 | 0 | 0
|  |  |  | 1905-10-12 | 0 | 0
|  |  |  | 1905-10-13 | 0.3 | 0.3
|  |  |  | 1905-10-14 | 0 | 0
|  |  |  | 1905-10-15 | 0 | 0
|  |  |  | 1905-10-16 | 1 | 1
|  |  |  | 1905-10-17 | 0 | 0
|  |  |  | 1905-10-18 | 0 | 0
|  |  |  | 1905-10-19 | 0 | 0
|  |  |  | 1905-10-20 | 0 | 0
|  |  |  | 1905-10-21 | 0 | 0
|  |  |  | 1905-10-22 | 0.6 | 0.6
|  |  |  | 1905-10-23 | 0 | 0
|  |  |  | 1905-10-24 | 0 | 0
|  |  |  | 1905-10-25 | 0 | 0
|  |  |  | 1905-10-26 | 0 | 0
|  |  |  | 1905-10-27 | 0 | 0
|  |  |  | 1905-10-28 | 0 | 0
|  |  |  | 1905-10-29 | 0 | 0
|  |  |  | 1905-10-30 | 0 | 0
|  |  |  | 1905-10-31 | 0 | 0
|  |  |  | 1905-11-01 | 0 | 0
|  |  |  | 1905-11-02 | 0 | 0
|  |  |  | 1905-11-03 | 0 | 0
|  |  |  | 1905-11-04 | 0 | 0
|  |  |  | 1905-11-05 | 0 | 0
|  |  |  | 1905-11-06 | 0 | 0
|  |  |  | 1905-11-07 | 0 | 0
|  |  |  | 1905-11-08 | 2 | 2
|  |  |  | 1905-11-09 | 1 | 1
|  |  |  | 1905-11-10 | 0 | 0
|  |  |  | 1905-11-11 | 0 | 0
|  |  |  | 1905-11-12 | 0 | 0
|  |  |  | 1905-11-13 | 0 | 0
|  |  |  | 1905-11-14 | 0 | 0
|  |  |  | 1905-11-15 | 0 | 0
|  |  |  | 1905-11-16 | 0 | 0
|  |  |  | 1905-11-17 | 0 | 0
|  |  |  | 1905-11-18 | 0 | 0
|  |  |  | 1905-11-19 | 0 | 0
|  |  |  | 1905-11-20 | 0 | 0
|  |  |  | 1905-11-21 | 0 | 0
|  |  |  | 1905-11-22 | 0 | 0
|  |  |  | 1905-11-23 | 0 | 0
|  |  |  | 1905-11-24 | 0 | 0
|  |  |  | 1905-11-25 | 0 | 0
|  |  |  | 1905-11-26 | 0 | 0
|  |  |  | 1905-11-27 | 1 | 1
|  |  |  | 1905-11-28 | 0 | 0
|  |  |  | 1905-11-29 | 0 | 0
|  |  |  | 1905-11-30 | 0 | 0
|  |  |  | 1906-01-01 | 1 | 1
|  |  |  | 1906-01-02 | 0.5 | 0.5
|  |  |  | 1906-01-03 | 0 | 0
|  |  |  | 1906-01-04 | 0 | 0
|  |  |  | 1906-01-05 | 0 | 0
|  |  |  | 1906-01-06 | 0 | 0
|  |  |  | 1906-01-07 | 0 | 0
|  |  |  | 1906-01-08 | 0 | 0
|  |  |  | 1906-01-09 | 0 | 0
|  |  |  | 1906-01-10 | 0 | 0
|  |  |  | 1906-01-11 | 0 | 0
|  |  |  | 1906-01-12 | 0 | 0
|  |  |  | 1906-01-13 | 0 | 0
|  |  |  | 1906-01-14 | 0 | 0
|  |  |  | 1906-01-15 | 0 | 0
|  |  |  | 1906-01-16 | 0 | 0
|  |  |  | 1906-01-17 | 0 | 0
|  |  |  | 1906-01-18 | 0 | 0
|  |  |  | 1906-01-19 | 0 | 0
|  |  |  | 1906-01-20 | 0 | 0
|  |  |  | 1906-01-21 | 0 | 0
|  |  |  | 1906-01-22 | 0 | 0
|  |  |  | 1906-01-23 | 0 | 0
|  |  |  | 1906-01-24 | 0 | 0
|  |  |  | 1906-01-25 | 0 | 0
|  |  |  | 1906-01-26 | 0 | 0
|  |  |  | 1906-01-27 | 0 | 0
|  |  |  | 1906-01-28 | 0 | 0
|  |  |  | 1906-01-29 | 0 | 0
|  |  |  | 1906-01-30 | 0 | 0
|  |  |  | 1906-01-31 | 0 | 0
|  |  |  | 1906-02-01 | 0 | 0
|  |  |  | 1906-02-02 | 0 | 0
|  |  |  | 1906-02-03 | 0 | 0
|  |  |  | 1906-02-04 | 0.1 | 0.1
|  |  |  | 1906-02-05 | 0 | 0
|  |  |  | 1906-02-06 | 0 | 0
|  |  |  | 1906-02-07 | 0 | 0
|  |  |  | 1906-02-08 | 0 | 0
|  |  |  | 1906-02-09 | 0 | 0
|  |  |  | 1906-02-10 | 0 | 0
|  |  |  | 1906-02-11 | 0 | 0
|  |  |  | 1906-02-12 | 0.65 | 0.65
|  |  |  | 1906-02-13 | 0 | 0
|  |  |  | 1906-02-14 | 0 | 0
|  |  |  | 1906-02-15 | 0 | 0
|  |  |  | 1906-02-16 | 0 | 0
|  |  |  | 1906-02-17 | 0 | 0
|  |  |  | 1906-02-18 | 0 | 0
|  |  |  | 1906-02-19 | 0 | 0
|  |  |  | 1906-02-20 | 0 | 0
|  |  |  | 1906-02-21 | 0 | 0
|  |  |  | 1906-02-22 | 0 | 0
|  |  |  | 1906-02-23 | 0 | 0
|  |  |  | 1906-02-24 | 0 | 0
|  |  |  | 1906-02-25 | 0 | 0
|  |  |  | 1906-02-26 | 0 | 0
|  |  |  | 1906-02-27 | 0 | 0
|  |  |  | 1906-02-28 | 0 | 0
|  |  |  | 1906-04-01 | 0 | 0
|  |  |  | 1906-04-02 | 0 | 0
|  |  |  | 1906-04-03 | 0 | 0
|  |  |  | 1906-04-04 | 0 | 0
|  |  |  | 1906-04-05 | 0 | 0
|  |  |  | 1906-04-06 | 0.9 | 0.9
|  |  |  | 1906-04-07 | 0 | 0
|  |  |  | 1906-04-08 | 0 | 0
|  |  |  | 1906-04-09 | 0 | 0
|  |  |  | 1906-04-10 | 0 | 0
|  |  |  | 1906-04-11 | 0 | 0
|  |  |  | 1906-04-12 | 0 | 0
|  |  |  | 1906-04-13 | 0 | 0
|  |  |  | 1906-04-14 | 0.35 | 0.35
|  |  |  | 1906-04-15 | 0 | 0
|  |  |  | 1906-04-16 | 0 | 0
|  |  |  | 1906-04-17 | 0 | 0
|  |  |  | 1906-04-18 | 0 | 0
|  |  |  | 1906-04-19 | 0 | 0
|  |  |  | 1906-04-20 | 1 | 1
|  |  |  | 1906-04-21 | 0 | 0
|  |  |  | 1906-04-22 | 0 | 0
|  |  |  | 1906-04-23 | 0 | 0
|  |  |  | 1906-04-24 | 0 | 0
|  |  |  | 1906-04-25 | 0 | 0
|  |  |  | 1906-04-26 | 0 | 0
|  |  |  | 1906-04-27 | 0 | 0
|  |  |  | 1906-04-28 | 0 | 0
|  |  |  | 1906-04-29 | 0 | 0
|  |  |  | 1906-04-30 | 1.05 | 1.05
|  |  |  | 1906-05-01 | 0 | 0
|  |  |  | 1906-05-02 | 0 | 0
|  |  |  | 1906-05-03 | 0 | 0
|  |  |  | 1906-05-04 | 0 | 0
|  |  |  | 1906-05-05 | 0 | 0
|  |  |  | 1906-05-06 | 0 | 0
|  |  |  | 1906-05-07 | 0 | 0
|  |  |  | 1906-05-08 | 0 | 0
|  |  |  | 1906-05-09 | 0 | 0
|  |  |  | 1906-05-10 | 0 | 0
|  |  |  | 1906-05-11 | 0 | 0
|  |  |  | 1906-05-12 | 0 | 0
|  |  |  | 1906-05-13 | 0 | 0
|  |  |  | 1906-05-14 | 1.65 | 1.65
|  |  |  | 1906-05-15 | 0 | 0
|  |  |  | 1906-05-16 | 0 | 0
|  |  |  | 1906-05-17 | 0 | 0
|  |  |  | 1906-05-18 | 0 | 0
|  |  |  | 1906-05-19 | 0 | 0
|  |  |  | 1906-05-20 | 0 | 0
|  |  |  | 1906-05-21 | 0 | 0
|  |  |  | 1906-05-22 | 2 | 2
|  |  |  | 1906-05-23 | 0 | 0
|  |  |  | 1906-05-24 | 0 | 0
|  |  |  | 1906-05-25 | 0 | 0
|  |  |  | 1906-05-26 | 0 | 0
|  |  |  | 1906-05-27 | 0 | 0
|  |  |  | 1906-05-28 | 0 | 0
|  |  |  | 1906-05-29 | 0 | 0
|  |  |  | 1906-05-30 | 0 | 0
|  |  |  | 1906-05-31 | 1 | 1
|  |  |  | 1906-06-01 | 1.1 | 1.1
|  |  |  | 1906-06-02 | 1.49 | 1.49
|  |  |  | 1906-06-03 | 0 | 0
|  |  |  | 1906-06-04 | 0.85 | 0.85
|  |  |  | 1906-06-05 | 0 | 0
|  |  |  | 1906-06-06 | 0 | 0
|  |  |  | 1906-06-07 | 0 | 0
|  |  |  | 1906-06-08 | 0 | 0
|  |  |  | 1906-06-09 | 0 | 0
|  |  |  | 1906-06-10 | 0 | 0
|  |  |  | 1906-06-11 | 0.35 | 0.35
|  |  |  | 1906-06-12 | 0 | 0
|  |  |  | 1906-06-13 | 0 | 0
|  |  |  | 1906-06-14 | 0 | 0
|  |  |  | 1906-06-15 | 0.93 | 0.93
|  |  |  | 1906-06-16 | 0 | 0
|  |  |  | 1906-06-17 | 0 | 0
|  |  |  | 1906-06-18 | 0 | 0
|  |  |  | 1906-06-19 | 0 | 0
|  |  |  | 1906-06-20 | 0 | 0
|  |  |  | 1906-06-21 | 0 | 0
|  |  |  | 1906-06-22 | 0.11 | 0.11
|  |  |  | 1906-06-23 | 0 | 0
|  |  |  | 1906-06-24 | 0 | 0
|  |  |  | 1906-06-25 | 0.1 | 0.1
|  |  |  | 1906-06-26 | 0 | 0
|  |  |  | 1906-06-27 | 0 | 0
|  |  |  | 1906-06-28 | 0 | 0
|  |  |  | 1906-06-29 | 0 | 0
|  |  |  | 1906-06-30 | 0 | 0
|  |  |  | 1907-01-01 | 0.06 | 0.06
|  |  |  | 1907-01-02 | 0 | 0
|  |  |  | 1907-01-03 | 0 | 0
|  |  |  | 1907-01-04 | 0 | 0
|  |  |  | 1907-01-05 | 0 | 0
|  |  |  | 1907-01-06 | 0 | 0
|  |  |  | 1907-01-07 | 0 | 0
|  |  |  | 1907-01-08 | 0.6 | 0.6
|  |  |  | 1907-01-09 | 0.21 | 0.21
|  |  |  | 1907-01-10 | 0 | 0
|  |  |  | 1907-01-11 | 0 | 0
|  |  |  | 1907-01-12 | 0 | 0
|  |  |  | 1907-01-13 | 0 | 0
|  |  |  | 1907-01-14 | 0 | 0
|  |  |  | 1907-01-15 | 0 | 0
|  |  |  | 1907-01-16 | 0.11 | 0.11
|  |  |  | 1907-01-17 | 0 | 0
|  |  |  | 1907-01-18 | 0 | 0
|  |  |  | 1907-01-19 | 0.2 | 0.2
|  |  |  | 1907-01-20 | 0 | 0
|  |  |  | 1907-01-21 | 0 | 0
|  |  |  | 1907-01-22 | 0 | 0
|  |  |  | 1907-01-23 | 0 | 0
|  |  |  | 1907-01-24 | 0 | 0
|  |  |  | 1907-01-25 | 0 | 0
|  |  |  | 1907-01-26 | 0 | 0
|  |  |  | 1907-01-27 | 0 | 0
|  |  |  | 1907-01-28 | 0 | 0
|  |  |  | 1907-01-29 | 0 | 0
|  |  |  | 1907-01-30 | 0 | 0
|  |  |  | 1907-01-31 | 0 | 0
|  |  |  | 1907-02-01 | 0 | 0
|  |  |  | 1907-02-02 | 0 | 0
|  |  |  | 1907-02-03 | 0 | 0
|  |  |  | 1907-02-04 | 0 | 0
|  |  |  | 1907-02-05 | 0 | 0
|  |  |  | 1907-02-06 | 0 | 0
|  |  |  | 1907-02-07 | 0 | 0
|  |  |  | 1907-02-08 | 0 | 0
|  |  |  | 1907-02-09 | 0 | 0
|  |  |  | 1907-02-10 | 0 | 0
|  |  |  | 1907-02-11 | 0 | 0
|  |  |  | 1907-02-12 | 0 | 0
|  |  |  | 1907-02-13 | 0 | 0
|  |  |  | 1907-02-14 | 0 | 0
|  |  |  | 1907-02-15 | 0 | 0
|  |  |  | 1907-02-16 | 0 | 0
|  |  |  | 1907-02-17 | 0 | 0
|  |  |  | 1907-02-18 | 0 | 0
|  |  |  | 1907-02-19 | 0 | 0
|  |  |  | 1907-02-20 | 0 | 0
|  |  |  | 1907-02-21 | 0 | 0
|  |  |  | 1907-02-22 | 0 | 0
|  |  |  | 1907-02-23 | 0 | 0
|  |  |  | 1907-02-24 | 0 | 0
|  |  |  | 1907-02-25 | 0 | 0
|  |  |  | 1907-02-26 | 0 | 0
|  |  |  | 1907-02-27 | 0 | 0
|  |  |  | 1907-02-28 | 0.23 | 0.23
|  |  |  | 1907-03-01 | 0 | 0
|  |  |  | 1907-03-02 | 0 | 0
|  |  |  | 1907-03-03 | 0 | 0
|  |  |  | 1907-03-04 | 0 | 0
|  |  |  | 1907-03-05 | 0 | 0
|  |  |  | 1907-03-06 | 0 | 0
|  |  |  | 1907-03-07 | 0 | 0
|  |  |  | 1907-03-08 | 0.15 | 0.15
|  |  |  | 1907-03-09 | 1.84 | 1.84
|  |  |  | 1907-03-10 | 0 | 0
|  |  |  | 1907-03-11 | 0 | 0
|  |  |  | 1907-03-12 | 0 | 0
|  |  |  | 1907-03-13 | 0 | 0
|  |  |  | 1907-03-14 | 0 | 0
|  |  |  | 1907-03-15 | 0 | 0
|  |  |  | 1907-03-16 | 0 | 0
|  |  |  | 1907-03-17 | 0 | 0
|  |  |  | 1907-03-18 | 0 | 0
|  |  |  | 1907-03-19 | 0 | 0
|  |  |  | 1907-03-20 | 0 | 0
|  |  |  | 1907-03-21 | 0 | 0
|  |  |  | 1907-03-22 | 0 | 0
|  |  |  | 1907-03-23 | 0 | 0
|  |  |  | 1907-03-24 | 0 | 0
|  |  |  | 1907-03-25 | 0 | 0
|  |  |  | 1907-03-26 | 0 | 0
|  |  |  | 1907-03-27 | 0 | 0
|  |  |  | 1907-03-28 | 0 | 0
|  |  |  | 1907-03-29 | 0 | 0
|  |  |  | 1907-03-30 | 0 | 0
|  |  |  | 1907-03-31 | 0 | 0
|  |  |  | 1907-04-01 | 0 | 0
|  |  |  | 1907-04-02 | 0 | 0
|  |  |  | 1907-04-03 | 0 | 0
|  |  |  | 1907-04-04 | 0.13 | 0.13
|  |  |  | 1907-04-05 | 0 | 0
|  |  |  | 1907-04-06 | 0 | 0
|  |  |  | 1907-04-07 | 0 | 0
|  |  |  | 1907-04-08 | 0 | 0
|  |  |  | 1907-04-09 | 0 | 0
|  |  |  | 1907-04-10 | 0 | 0
|  |  |  | 1907-04-11 | 0 | 0
|  |  |  | 1907-04-12 | 0 | 0
|  |  |  | 1907-04-13 | 0 | 0
|  |  |  | 1907-04-14 | 0 | 0
|  |  |  | 1907-04-15 | 0 | 0
|  |  |  | 1907-04-16 | 0 | 0
|  |  |  | 1907-04-17 | 0 | 0
|  |  |  | 1907-04-18 | 0 | 0
|  |  |  | 1907-04-19 | 0 | 0
|  |  |  | 1907-04-20 | 0 | 0
|  |  |  | 1907-04-21 | 0 | 0
|  |  |  | 1907-04-22 | 0.2 | 0.2
|  |  |  | 1907-04-23 | 0 | 0
|  |  |  | 1907-04-24 | 0 | 0
|  |  |  | 1907-04-25 | 0 | 0
|  |  |  | 1907-04-26 | 0 | 0
|  |  |  | 1907-04-27 | 0.1 | 0.1
|  |  |  | 1907-04-28 | 0.87 | 0.87
|  |  |  | 1907-04-29 | 0 | 0
|  |  |  | 1907-04-30 | 0 | 0
|  |  |  | 1907-05-01 | 0 | 0
|  |  |  | 1907-05-02 | 0 | 0
|  |  |  | 1907-05-03 | 0.2 | 0.2
|  |  |  | 1907-05-04 | 0 | 0
|  |  |  | 1907-05-05 | 0 | 0
|  |  |  | 1907-05-06 | 0 | 0
|  |  |  | 1907-05-07 | 0.66 | 0.66
|  |  |  | 1907-05-08 | 0 | 0
|  |  |  | 1907-05-09 | 0.19 | 0.19
|  |  |  | 1907-05-10 | 0 | 0
|  |  |  | 1907-05-11 | 0 | 0
|  |  |  | 1907-05-12 | 0 | 0
|  |  |  | 1907-05-13 | 0.03 | 0.03
|  |  |  | 1907-05-14 | 0 | 0
|  |  |  | 1907-05-15 | 0 | 0
|  |  |  | 1907-05-16 | 0 | 0
|  |  |  | 1907-05-17 | 0 | 0
|  |  |  | 1907-05-18 | 0 | 0
|  |  |  | 1907-05-19 | 0 | 0
|  |  |  | 1907-05-20 | 0 | 0
|  |  |  | 1907-05-21 | 0 | 0
|  |  |  | 1907-05-22 | 0 | 0
|  |  |  | 1907-05-23 | 0 | 0
|  |  |  | 1907-05-24 | 3.09 | 3.09
|  |  |  | 1907-05-25 | 0 | 0
|  |  |  | 1907-05-26 | 0 | 0
|  |  |  | 1907-05-27 | 0 | 0
|  |  |  | 1907-05-28 | 1.1 | 1.1
|  |  |  | 1907-05-29 | 0.35 | 0.35
|  |  |  | 1907-05-30 | 0 | 0
|  |  |  | 1907-05-31 | 0 | 0
|  |  |  | 1907-06-01 | 0 | 0
|  |  |  | 1907-06-02 | 0 | 0
|  |  |  | 1907-06-03 | 0 | 0
|  |  |  | 1907-06-04 | 0 | 0
|  |  |  | 1907-06-05 | 1.21 | 1.21
|  |  |  | 1907-06-06 | 0.05 | 0.05
|  |  |  | 1907-06-07 | 0 | 0
|  |  |  | 1907-06-08 | 0 | 0
|  |  |  | 1907-06-09 | 0 | 0
|  |  |  | 1907-06-10 | 0 | 0
|  |  |  | 1907-06-11 | 0.82 | 0.82
|  |  |  | 1907-06-12 | 0 | 0
|  |  |  | 1907-06-13 | 0 | 0
|  |  |  | 1907-06-14 | 0 | 0
|  |  |  | 1907-06-15 | 0 | 0
|  |  |  | 1907-06-16 | 0 | 0
|  |  |  | 1907-06-17 | 0 | 0
|  |  |  | 1907-06-18 | 0 | 0
|  |  |  | 1907-06-19 | 0.05 | 0.05
|  |  |  | 1907-06-20 | 0.05 | 0.05
|  |  |  | 1907-06-21 | 0.6 | 0.6
|  |  |  | 1907-06-22 | 0 | 0
|  |  |  | 1907-06-23 | 0 | 0
|  |  |  | 1907-06-24 | 0 | 0
|  |  |  | 1907-06-25 | 0 | 0
|  |  |  | 1907-06-26 | 0 | 0
|  |  |  | 1907-06-27 | 0 | 0
|  |  |  | 1907-06-28 | 0 | 0
|  |  |  | 1907-06-29 | 0 | 0
|  |  |  | 1907-06-30 | 0 | 0
|  |  |  | 1907-07-01 | 0 | 0
|  |  |  | 1907-07-02 | 0.5 | 0.5
|  |  |  | 1907-07-03 | 0 | 0
|  |  |  | 1907-07-04 | 0 | 0
|  |  |  | 1907-07-05 | 0 | 0
|  |  |  | 1907-07-06 | 0 | 0
|  |  |  | 1907-07-07 | 0 | 0
|  |  |  | 1907-07-08 | 0 | 0
|  |  |  | 1907-07-09 | 1.15 | 1.15
|  |  |  | 1907-07-10 | 0.92 | 0.92
|  |  |  | 1907-07-11 | 0 | 0
|  |  |  | 1907-07-12 | 0 | 0
|  |  |  | 1907-07-13 | 0 | 0
|  |  |  | 1907-07-14 | 0 | 0
|  |  |  | 1907-07-15 | 0 | 0
|  |  |  | 1907-07-16 | 0 | 0
|  |  |  | 1907-07-17 | 0 | 0
|  |  |  | 1907-07-18 | 0 | 0
|  |  |  | 1907-07-19 | 0 | 0
|  |  |  | 1907-07-20 | 0 | 0
|  |  |  | 1907-07-21 | 0 | 0
|  |  |  | 1907-07-22 | 0 | 0
|  |  |  | 1907-07-23 | 0 | 0
|  |  |  | 1907-07-24 | 0 | 0
|  |  |  | 1907-07-25 | 0 | 0
|  |  |  | 1907-07-26 | 0 | 0
|  |  |  | 1907-07-27 | 0 | 0
|  |  |  | 1907-07-28 | 0 | 0
|  |  |  | 1907-07-29 | 0.15 | 0.15
|  |  |  | 1907-07-30 | 0 | 0
|  |  |  | 1907-07-31 | 0 | 0
|  |  |  | 1907-08-01 | 0 | 0
|  |  |  | 1907-08-02 | 0.27 | 0.27
|  |  |  | 1907-08-03 | 0.11 | 0.11
|  |  |  | 1907-08-04 | 0.03 | 0.03
|  |  |  | 1907-08-05 | 0 | 0
|  |  |  | 1907-08-06 | 0 | 0
|  |  |  | 1907-08-07 | 0 | 0
|  |  |  | 1907-08-08 | 0 | 0
|  |  |  | 1907-08-09 | 0 | 0
|  |  |  | 1907-08-10 | 0 | 0
|  |  |  | 1907-08-11 | 0 | 0
|  |  |  | 1907-08-12 | 0 | 0
|  |  |  | 1907-08-13 | 0 | 0
|  |  |  | 1907-08-14 | 0.6 | 0.6
|  |  |  | 1907-08-15 | 0 | 0
|  |  |  | 1907-08-16 | 0 | 0
|  |  |  | 1907-08-17 | 0 | 0
|  |  |  | 1907-08-18 | 0 | 0
|  |  |  | 1907-08-19 | 0 | 0
|  |  |  | 1907-08-20 | 0 | 0
|  |  |  | 1907-08-21 | 0 | 0
|  |  |  | 1907-08-22 | 0 | 0
|  |  |  | 1907-08-23 | 0 | 0
|  |  |  | 1907-08-24 | 0 | 0
|  |  |  | 1907-08-25 | 0.67 | 0.67
|  |  |  | 1907-08-26 | 0 | 0
|  |  |  | 1907-08-27 | 0 | 0
|  |  |  | 1907-08-28 | 0 | 0
|  |  |  | 1907-08-29 | 0 | 0
|  |  |  | 1907-08-30 | 0 | 0
|  |  |  | 1907-08-31 | 0 | 0
|  |  |  | 1907-09-01 | 0 | 0
|  |  |  | 1907-09-02 | 0 | 0
|  |  |  | 1907-09-03 | 0 | 0
|  |  |  | 1907-09-04 | 0 | 0
|  |  |  | 1907-09-05 | 0 | 0
|  |  |  | 1907-09-06 | 0 | 0
|  |  |  | 1907-09-07 | 0 | 0
|  |  |  | 1907-09-08 | 0 | 0
|  |  |  | 1907-09-09 | 1.1 | 1.1
|  |  |  | 1907-09-10 | 0 | 0
|  |  |  | 1907-09-11 | 0 | 0
|  |  |  | 1907-09-12 | 0 | 0
|  |  |  | 1907-09-13 | 0 | 0
|  |  |  | 1907-09-14 | 0 | 0
|  |  |  | 1907-09-15 | 0 | 0
|  |  |  | 1907-09-16 | 0 | 0
|  |  |  | 1907-09-17 | 0 | 0
|  |  |  | 1907-09-18 | 0 | 0
|  |  |  | 1907-09-19 | 0 | 0
|  |  |  | 1907-09-20 | 0 | 0
|  |  |  | 1907-09-21 | 0 | 0
|  |  |  | 1907-09-22 | 0 | 0
|  |  |  | 1907-09-23 | 0 | 0
|  |  |  | 1907-09-24 | 0 | 0
|  |  |  | 1907-09-25 | 0 | 0
|  |  |  | 1907-09-26 | 0 | 0
|  |  |  | 1907-09-27 | 0 | 0
|  |  |  | 1907-09-28 | 0 | 0
|  |  |  | 1907-09-29 | 0 | 0
|  |  |  | 1907-09-30 | 0 | 0
|  |  |  | 1907-10-01 | 0 | 0
|  |  |  | 1907-10-02 | 0 | 0
|  |  |  | 1907-10-03 | 1.07 | 1.07
|  |  |  | 1907-10-04 | 0.7 | 0.7
|  |  |  | 1907-10-05 | 0 | 0
|  |  |  | 1907-10-06 | 0 | 0
|  |  |  | 1907-10-07 | 0 | 0
|  |  |  | 1907-10-08 | 0 | 0
|  |  |  | 1907-10-09 | 0 | 0
|  |  |  | 1907-10-10 | 0 | 0
|  |  |  | 1907-10-11 | 0 | 0
|  |  |  | 1907-10-12 | 0 | 0
|  |  |  | 1907-10-13 | 0 | 0
|  |  |  | 1907-10-14 | 0 | 0
|  |  |  | 1907-10-15 | 0 | 0
|  |  |  | 1907-10-16 | 0 | 0
|  |  |  | 1907-10-17 | 0 | 0
|  |  |  | 1907-10-18 | 0 | 0
|  |  |  | 1907-10-19 | 0 | 0
|  |  |  | 1907-10-20 | 0 | 0
|  |  |  | 1907-10-21 | 0 | 0
|  |  |  | 1907-10-22 | 0 | 0
|  |  |  | 1907-10-23 | 0 | 0
|  |  |  | 1907-10-24 | 0.2 | 0.2
|  |  |  | 1907-10-25 | 0.55 | 0.55
|  |  |  | 1907-10-26 | 0 | 0
|  |  |  | 1907-10-27 | 0 | 0
|  |  |  | 1907-10-28 | 0 | 0
|  |  |  | 1907-10-29 | 1.8 | 1.8
|  |  |  | 1907-10-30 | 0 | 0
|  |  |  | 1907-10-31 | 0 | 0
|  |  |  | 1907-11-01 | 0 | 0
|  |  |  | 1907-11-02 | 0 | 0
|  |  |  | 1907-11-03 | 0 | 0
|  |  |  | 1907-11-04 | 0 | 0
|  |  |  | 1907-11-05 | 0 | 0
|  |  |  | 1907-11-06 | 0 | 0
|  |  |  | 1907-11-07 | 0 | 0
|  |  |  | 1907-11-08 | 0 | 0
|  |  |  | 1907-11-09 | 0 | 0
|  |  |  | 1907-11-10 | 0 | 0
|  |  |  | 1907-11-11 | 0 | 0
|  |  |  | 1907-11-12 | 0 | 0
|  |  |  | 1907-11-13 | 0 | 0
|  |  |  | 1907-11-14 | 0 | 0
|  |  |  | 1907-11-15 | 0 | 0
|  |  |  | 1907-11-16 | 0 | 0
|  |  |  | 1907-11-17 | 0.51 | 0.51
|  |  |  | 1907-11-18 | 0 | 0
|  |  |  | 1907-11-19 | 0.52 | 0.52
|  |  |  | 1907-11-20 | 0.1 | 0.1
|  |  |  | 1907-11-21 | 0 | 0
|  |  |  | 1907-11-22 | 0 | 0
|  |  |  | 1907-11-23 | 0 | 0
|  |  |  | 1907-11-24 | 0 | 0
|  |  |  | 1907-11-25 | 0 | 0
|  |  |  | 1907-11-26 | 0.37 | 0.37
|  |  |  | 1907-11-27 | 0.44 | 0.44
|  |  |  | 1907-11-28 | 0 | 0
|  |  |  | 1907-11-29 | 0 | 0
|  |  |  | 1907-11-30 | 0 | 0
|  |  |  | 1907-12-01 | 0 | 0
|  |  |  | 1907-12-02 | 0 | 0
|  |  |  | 1907-12-03 | 0 | 0
|  |  |  | 1907-12-04 | 0 | 0
|  |  |  | 1907-12-05 | 0 | 0
|  |  |  | 1907-12-06 | 0 | 0
|  |  |  | 1907-12-07 | 0 | 0
|  |  |  | 1907-12-08 | 0 | 0
|  |  |  | 1907-12-09 | 0 | 0
|  |  |  | 1907-12-10 | 0 | 0
|  |  |  | 1907-12-11 | 0 | 0
|  |  |  | 1907-12-12 | 0 | 0
|  |  |  | 1907-12-13 | 0 | 0
|  |  |  | 1907-12-14 | 0 | 0
|  |  |  | 1907-12-15 | 0 | 0
|  |  |  | 1907-12-16 | 0 | 0
|  |  |  | 1907-12-17 | 0 | 0
|  |  |  | 1907-12-18 | 0 | 0
|  |  |  | 1907-12-19 | 0 | 0
|  |  |  | 1907-12-20 | 0 | 0
|  |  |  | 1907-12-21 | 0.15 | 0.15
|  |  |  | 1907-12-22 | 0 | 0
|  |  |  | 1907-12-23 | 0 | 0
|  |  |  | 1907-12-24 | 0 | 0
|  |  |  | 1907-12-25 | 0 | 0
|  |  |  | 1907-12-26 | 0 | 0
|  |  |  | 1907-12-27 | 0 | 0
|  |  |  | 1907-12-28 | 0 | 0
|  |  |  | 1907-12-29 | 0 | 0
|  |  |  | 1907-12-30 | 0 | 0
|  |  |  | 1907-12-31 | 0 | 0
|  |  |  | 1908-01-01 | 0 | 0
|  |  |  | 1908-01-02 | 0 | 0
|  |  |  | 1908-01-03 | 0.05 | 0.05
|  |  |  | 1908-01-04 | 0 | 0
|  |  |  | 1908-01-05 | 0 | 0
|  |  |  | 1908-01-06 | 0 | 0
|  |  |  | 1908-01-07 | 0 | 0
|  |  |  | 1908-01-08 | 0 | 0
|  |  |  | 1908-01-09 | 0 | 0
|  |  |  | 1908-01-10 | 0 | 0
|  |  |  | 1908-01-11 | 0 | 0
|  |  |  | 1908-01-12 | 0 | 0
|  |  |  | 1908-01-13 | 0 | 0
|  |  |  | 1908-01-14 | 0 | 0
|  |  |  | 1908-01-15 | 0 | 0
|  |  |  | 1908-01-16 | 0 | 0
|  |  |  | 1908-01-17 | 0 | 0
|  |  |  | 1908-01-18 | 0 | 0
|  |  |  | 1908-01-19 | 0 | 0
|  |  |  | 1908-01-20 | 0 | 0
|  |  |  | 1908-01-21 | 0 | 0
|  |  |  | 1908-01-22 | 0 | 0
|  |  |  | 1908-01-23 | 0 | 0
|  |  |  | 1908-01-24 | 0 | 0
|  |  |  | 1908-01-25 | 0 | 0
|  |  |  | 1908-01-26 | 0 | 0
|  |  |  | 1908-01-27 | 0 | 0
|  |  |  | 1908-01-28 | 0 | 0
|  |  |  | 1908-01-29 | 0 | 0
|  |  |  | 1908-01-30 | 0 | 0
|  |  |  | 1908-01-31 | 0 | 0
|  |  |  | 1908-02-01 | 0 | 0
|  |  |  | 1908-02-02 | 0 | 0
|  |  |  | 1908-02-03 | 0 | 0
|  |  |  | 1908-02-04 | 0 | 0
|  |  |  | 1908-02-05 | 0 | 0
|  |  |  | 1908-02-06 | 0 | 0
|  |  |  | 1908-02-07 | 0 | 0
|  |  |  | 1908-02-08 | 0 | 0
|  |  |  | 1908-02-09 | 0 | 0
|  |  |  | 1908-02-10 | 0 | 0
|  |  |  | 1908-02-11 | 0.06 | 0.06
|  |  |  | 1908-02-12 | 0 | 0
|  |  |  | 1908-02-13 | 0 | 0
|  |  |  | 1908-02-14 | 0 | 0
|  |  |  | 1908-02-15 | 0 | 0
|  |  |  | 1908-02-16 | 0 | 0
|  |  |  | 1908-02-17 | 0 | 0
|  |  |  | 1908-02-18 | 0 | 0
|  |  |  | 1908-02-19 | 0 | 0
|  |  |  | 1908-02-20 | 0 | 0
|  |  |  | 1908-02-21 | 0 | 0
|  |  |  | 1908-02-22 | 0 | 0
|  |  |  | 1908-02-23 | 0 | 0
|  |  |  | 1908-02-24 | 0.05 | 0.05
|  |  |  | 1908-02-25 | 0 | 0
|  |  |  | 1908-02-26 | 0 | 0
|  |  |  | 1908-02-27 | 0 | 0
|  |  |  | 1908-02-28 | 0 | 0
|  |  |  | 1908-02-29 | 0 | 0
|  |  |  | 1908-03-01 | 0 | 0
|  |  |  | 1908-03-02 | 0 | 0
|  |  |  | 1908-03-03 | 0 | 0
|  |  |  | 1908-03-04 | 0 | 0
|  |  |  | 1908-03-05 | 0 | 0
|  |  |  | 1908-03-06 | 0 | 0
|  |  |  | 1908-03-07 | 0 | 0
|  |  |  | 1908-03-08 | 0 | 0
|  |  |  | 1908-03-09 | 0 | 0
|  |  |  | 1908-03-10 | 0 | 0
|  |  |  | 1908-03-11 | 0 | 0
|  |  |  | 1908-03-12 | 0 | 0
|  |  |  | 1908-03-13 | 0 | 0
|  |  |  | 1908-03-14 | 0 | 0
|  |  |  | 1908-03-15 | 0 | 0
|  |  |  | 1908-03-16 | 0 | 0
|  |  |  | 1908-03-17 | 0 | 0
|  |  |  | 1908-03-18 | 0 | 0
|  |  |  | 1908-03-19 | 0 | 0
|  |  |  | 1908-03-20 | 0 | 0
|  |  |  | 1908-03-21 | 0 | 0
|  |  |  | 1908-03-22 | 0 | 0
|  |  |  | 1908-03-23 | 0 | 0
|  |  |  | 1908-03-24 | 0 | 0
|  |  |  | 1908-03-25 | 0 | 0
|  |  |  | 1908-03-26 | 0 | 0
|  |  |  | 1908-03-27 | 0 | 0
|  |  |  | 1908-03-28 | 0.05 | 0.05
|  |  |  | 1908-03-29 | 0.02 | 0.02
|  |  |  | 1908-03-30 | 0 | 0
|  |  |  | 1908-03-31 | 0 | 0
|  |  |  | 1908-04-01 | 0 | 0
|  |  |  | 1908-04-02 | 0 | 0
|  |  |  | 1908-04-03 | 0.11 | 0.11
|  |  |  | 1908-04-04 | 0.03 | 0.03
|  |  |  | 1908-04-05 | 0 | 0
|  |  |  | 1908-04-06 | 0 | 0
|  |  |  | 1908-04-07 | 0 | 0
|  |  |  | 1908-04-08 | 0.07 | 0.07
|  |  |  | 1908-04-09 | 0.08 | 0.08
|  |  |  | 1908-04-10 | 0.05 | 0.05
|  |  |  | 1908-04-11 | 0 | 0
|  |  |  | 1908-04-12 | 0 | 0
|  |  |  | 1908-04-13 | 0.06 | 0.06
|  |  |  | 1908-04-14 | 0 | 0
|  |  |  | 1908-04-15 | 0.02 | 0.02
|  |  |  | 1908-04-16 | 0 | 0
|  |  |  | 1908-04-17 | 0 | 0
|  |  |  | 1908-04-18 | 0.07 | 0.07
|  |  |  | 1908-04-19 | 0 | 0
|  |  |  | 1908-04-20 | 0 | 0
|  |  |  | 1908-04-21 | 0.15 | 0.15
|  |  |  | 1908-04-22 | 0.2 | 0.2
|  |  |  | 1908-04-23 | 0 | 0
|  |  |  | 1908-04-24 | 0 | 0
|  |  |  | 1908-04-25 | 0 | 0
|  |  |  | 1908-04-26 | 0 | 0
|  |  |  | 1908-04-27 | 0 | 0
|  |  |  | 1908-04-28 | 0 | 0
|  |  |  | 1908-04-29 | 0 | 0
|  |  |  | 1908-04-30 | 0 | 0
|  |  |  | 1908-05-01 | 0 | 0
|  |  |  | 1908-05-02 | 0 | 0
|  |  |  | 1908-05-03 | 0 | 0
|  |  |  | 1908-05-04 | 0 | 0
|  |  |  | 1908-05-05 | 0 | 0
|  |  |  | 1908-05-06 | 0 | 0
|  |  |  | 1908-05-07 | 0 | 0
|  |  |  | 1908-05-08 | 0 | 0
|  |  |  | 1908-05-09 | 0 | 0
|  |  |  | 1908-05-10 | 0 | 0
|  |  |  | 1908-05-11 | 0 | 0
|  |  |  | 1908-05-12 | 1.2 | 1.2
|  |  |  | 1908-05-13 | 0.7 | 0.7
|  |  |  | 1908-05-14 | 0 | 0
|  |  |  | 1908-05-15 | 0 | 0
|  |  |  | 1908-05-16 | 1.2 | 1.2
|  |  |  | 1908-05-17 | 0 | 0
|  |  |  | 1908-05-18 | 0 | 0
|  |  |  | 1908-05-19 | 0 | 0
|  |  |  | 1908-05-20 | 0 | 0
|  |  |  | 1908-05-21 | 0 | 0
|  |  |  | 1908-05-22 | 4.2 | 4.2
|  |  |  | 1908-05-23 | 1.7 | 1.7
|  |  |  | 1908-05-24 | 0.2 | 0.2
|  |  |  | 1908-05-25 | 0.3 | 0.3
|  |  |  | 1908-05-26 | 0 | 0
|  |  |  | 1908-05-27 | 0 | 0
|  |  |  | 1908-05-28 | 0 | 0
|  |  |  | 1908-05-29 | 0 | 0
|  |  |  | 1908-05-30 | 0 | 0
|  |  |  | 1908-05-31 | 0 | 0
|  |  |  | 1908-06-01 | 0 | 0
|  |  |  | 1908-06-02 | 0 | 0
|  |  |  | 1908-06-03 | 0 | 0
|  |  |  | 1908-06-04 | 0 | 0
|  |  |  | 1908-06-05 | 0 | 0
|  |  |  | 1908-06-06 | 0 | 0
|  |  |  | 1908-06-07 | 2 | 2
|  |  |  | 1908-06-08 | 0 | 0
|  |  |  | 1908-06-09 | 0 | 0
|  |  |  | 1908-06-10 | 0 | 0
|  |  |  | 1908-06-11 | 0 | 0
|  |  |  | 1908-06-12 | 0 | 0
|  |  |  | 1908-06-13 | 0 | 0
|  |  |  | 1908-06-14 | 0 | 0
|  |  |  | 1908-06-15 | 0.5 | 0.5
|  |  |  | 1908-06-16 | 0.7 | 0.7
|  |  |  | 1908-06-17 | 0 | 0
|  |  |  | 1908-06-18 | 0 | 0
|  |  |  | 1908-06-19 | 0 | 0
|  |  |  | 1908-06-20 | 0 | 0
|  |  |  | 1908-06-21 | 0 | 0
|  |  |  | 1908-06-22 | 0 | 0
|  |  |  | 1908-06-23 | 2 | 2
|  |  |  | 1908-06-24 | 0 | 0
|  |  |  | 1908-06-25 | 0 | 0
|  |  |  | 1908-06-26 | 0 | 0
|  |  |  | 1908-06-27 | 0 | 0
|  |  |  | 1908-06-28 | 0 | 0
|  |  |  | 1908-06-29 | 1.7 | 1.7
|  |  |  | 1908-06-30 | 0 | 0
|  |  |  | 1908-07-01 | 1 | 1
|  |  |  | 1908-07-02 | 2.01 | 2.01
|  |  |  | 1908-07-03 | 0 | 0
|  |  |  | 1908-07-04 | 0 | 0
|  |  |  | 1908-07-05 | 0 | 0
|  |  |  | 1908-07-06 | 0 | 0
|  |  |  | 1908-07-07 | 0 | 0
|  |  |  | 1908-07-08 | 0 | 0
|  |  |  | 1908-07-09 | 0 | 0
|  |  |  | 1908-07-10 | 0 | 0
|  |  |  | 1908-07-11 | 0 | 0
|  |  |  | 1908-07-12 | 1.02 | 1.02
|  |  |  | 1908-07-13 | 0 | 0
|  |  |  | 1908-07-14 | 0 | 0
|  |  |  | 1908-07-15 | 0 | 0
|  |  |  | 1908-07-16 | 0 | 0
|  |  |  | 1908-07-17 | 0 | 0
|  |  |  | 1908-07-18 | 1.03 | 1.03
|  |  |  | 1908-07-19 | 0 | 0
|  |  |  | 1908-07-20 | 0 | 0
|  |  |  | 1908-07-21 | 0 | 0
|  |  |  | 1908-07-22 | 0 | 0
|  |  |  | 1908-07-23 | 0 | 0
|  |  |  | 1908-07-24 | 0 | 0
|  |  |  | 1908-07-25 | 0 | 0
|  |  |  | 1908-07-26 | 0 | 0
|  |  |  | 1908-07-27 | 0 | 0
|  |  |  | 1908-07-28 | 0 | 0
|  |  |  | 1908-07-29 | 0 | 0
|  |  |  | 1908-07-30 | 0 | 0
|  |  |  | 1908-07-31 | 0 | 0
|  |  |  | 1908-08-01 | 0 | 0
|  |  |  | 1908-08-02 | 0 | 0
|  |  |  | 1908-08-03 | 0 | 0
|  |  |  | 1908-08-04 | 0 | 0
|  |  |  | 1908-08-05 | 0 | 0
|  |  |  | 1908-08-06 | 0 | 0
|  |  |  | 1908-08-07 | 0 | 0
|  |  |  | 1908-08-08 | 0 | 0
|  |  |  | 1908-08-09 | 0 | 0
|  |  |  | 1908-08-10 | 0 | 0
|  |  |  | 1908-08-11 | 0 | 0
|  |  |  | 1908-08-12 | 0 | 0
|  |  |  | 1908-08-13 | 0 | 0
|  |  |  | 1908-08-14 | 0 | 0
|  |  |  | 1908-08-15 | 0 | 0
|  |  |  | 1908-08-16 | 0 | 0
|  |  |  | 1908-08-17 | 0 | 0
|  |  |  | 1908-08-18 | 0 | 0
|  |  |  | 1908-08-19 | 0 | 0
|  |  |  | 1908-08-20 | 0 | 0
|  |  |  | 1908-08-21 | 0 | 0
|  |  |  | 1908-08-22 | 0 | 0
|  |  |  | 1908-08-23 | 0 | 0
|  |  |  | 1908-08-24 | 0 | 0
|  |  |  | 1908-08-25 | 0 | 0
|  |  |  | 1908-08-26 | 0 | 0
|  |  |  | 1908-08-27 | 0 | 0
|  |  |  | 1908-08-28 | 0 | 0
|  |  |  | 1908-08-29 | 0 | 0
|  |  |  | 1908-08-30 | 0 | 0
|  |  |  | 1908-08-31 | 0 | 0
|  |  |  | 1908-09-01 | 0.02 | 0.02
|  |  |  | 1908-09-02 | 0 | 0
|  |  |  | 1908-09-03 | 0 | 0
|  |  |  | 1908-09-04 | 0 | 0
|  |  |  | 1908-09-05 | 0 | 0
|  |  |  | 1908-09-06 | 0 | 0
|  |  |  | 1908-09-07 | 0 | 0
|  |  |  | 1908-09-08 | 0 | 0
|  |  |  | 1908-09-09 | 0 | 0
|  |  |  | 1908-09-10 | 0 | 0
|  |  |  | 1908-09-11 | 0 | 0
|  |  |  | 1908-09-12 | 0 | 0
|  |  |  | 1908-09-13 | 0.3 | 0.3
|  |  |  | 1908-09-14 | 0 | 0
|  |  |  | 1908-09-15 | 0 | 0
|  |  |  | 1908-09-16 | 0 | 0
|  |  |  | 1908-09-17 | 0 | 0
|  |  |  | 1908-09-18 | 0 | 0
|  |  |  | 1908-09-19 | 0 | 0
|  |  |  | 1908-09-20 | 0 | 0
|  |  |  | 1908-09-21 | 0 | 0
|  |  |  | 1908-09-22 | 0.02 | 0.02
|  |  |  | 1908-09-23 | 0 | 0
|  |  |  | 1908-09-24 | 0 | 0
|  |  |  | 1908-09-25 | 0 | 0
|  |  |  | 1908-09-26 | 0.5 | 0.5
|  |  |  | 1908-09-27 | 0 | 0
|  |  |  | 1908-09-28 | 0 | 0
|  |  |  | 1908-09-29 | 0 | 0
|  |  |  | 1908-09-30 | 0 | 0
|  |  |  | 1908-10-01 | 0 | 0
|  |  |  | 1908-10-02 | 0 | 0
|  |  |  | 1908-10-03 | 0 | 0
|  |  |  | 1908-10-04 | 0 | 0
|  |  |  | 1908-10-05 | 0 | 0
|  |  |  | 1908-10-06 | 0 | 0
|  |  |  | 1908-10-07 | 0 | 0
|  |  |  | 1908-10-08 | 0 | 0
|  |  |  | 1908-10-09 | 0 | 0
|  |  |  | 1908-10-10 | 0 | 0
|  |  |  | 1908-10-11 | 0 | 0
|  |  |  | 1908-10-12 | 0 | 0
|  |  |  | 1908-10-13 | 0 | 0
|  |  |  | 1908-10-14 | 0 | 0
|  |  |  | 1908-10-15 | 0 | 0
|  |  |  | 1908-10-16 | 0 | 0
|  |  |  | 1908-10-17 | 0 | 0
|  |  |  | 1908-10-18 | 0 | 0
|  |  |  | 1908-10-19 | 0 | 0
|  |  |  | 1908-10-20 | 0 | 0
|  |  |  | 1908-10-21 | 0 | 0
|  |  |  | 1908-10-22 | 0 | 0
|  |  |  | 1908-10-23 | 1.5 | 1.5
|  |  |  | 1908-10-24 | 0.27 | 0.27
|  |  |  | 1908-10-25 | 0 | 0
|  |  |  | 1908-10-26 | 0 | 0
|  |  |  | 1908-10-27 | 0 | 0
|  |  |  | 1908-10-28 | 0 | 0
|  |  |  | 1908-10-29 | 0 | 0
|  |  |  | 1908-10-30 | 0 | 0
|  |  |  | 1908-10-31 | 0 | 0
|  |  |  | 1908-11-01 | 0 | 0
|  |  |  | 1908-11-02 | 0 | 0
|  |  |  | 1908-11-03 | 0 | 0
|  |  |  | 1908-11-04 | 0 | 0
|  |  |  | 1908-11-05 | 0 | 0
|  |  |  | 1908-11-06 | 0 | 0
|  |  |  | 1908-11-07 | 0 | 0
|  |  |  | 1908-11-08 | 0 | 0
|  |  |  | 1908-11-09 | 0 | 0
|  |  |  | 1908-11-10 | 0 | 0
|  |  |  | 1908-11-11 | 0 | 0
|  |  |  | 1908-11-12 | 0 | 0
|  |  |  | 1908-11-13 | 0 | 0
|  |  |  | 1908-11-14 | 0 | 0
|  |  |  | 1908-11-15 | 0 | 0
|  |  |  | 1908-11-16 | 0 | 0
|  |  |  | 1908-11-17 | 0 | 0
|  |  |  | 1908-11-18 | 0 | 0
|  |  |  | 1908-11-19 | 0 | 0
|  |  |  | 1908-11-20 | 0 | 0
|  |  |  | 1908-11-21 | 0 | 0
|  |  |  | 1908-11-22 | 0 | 0
|  |  |  | 1908-11-23 | 0 | 0
|  |  |  | 1908-11-24 | 0 | 0
|  |  |  | 1908-11-25 | 0 | 0
|  |  |  | 1908-11-26 | 0 | 0
|  |  |  | 1908-11-27 | 1 | 1
|  |  |  | 1908-11-28 | 0 | 0
|  |  |  | 1908-11-29 | 1.01 | 1.01
|  |  |  | 1908-11-30 | 0 | 0
|  |  |  | 1909-07-28 | 0 | 0
|  |  |  | 1909-07-29 | 0 | 0
|  |  |  | 1909-07-30 | 0 | 0
|  |  |  | 1909-07-31 | 0 | 0
|  |  |  | 1909-08-01 | 0 | 0
|  |  |  | 1909-08-02 | 0 | 0
|  |  |  | 1909-08-03 | 0 | 0
|  |  |  | 1909-08-04 | 0 | 0
|  |  |  | 1909-08-05 | 0 | 0
|  |  |  | 1909-08-06 | 0 | 0
|  |  |  | 1909-08-07 | 0 | 0
|  |  |  | 1909-08-08 | 0 | 0
|  |  |  | 1909-08-09 | 0.2 | 0.2
|  |  |  | 1909-08-10 | 0 | 0
|  |  |  | 1909-08-11 | 0 | 0
|  |  |  | 1909-08-12 | 0 | 0
|  |  |  | 1909-08-13 | 0.8 | 0.8
|  |  |  | 1909-08-14 | 0.3 | 0.3
|  |  |  | 1909-08-15 | 0 | 0
|  |  |  | 1909-08-16 | 0 | 0
|  |  |  | 1909-08-17 | 0 | 0
|  |  |  | 1909-08-18 | 0 | 0
|  |  |  | 1909-08-19 | 0 | 0
|  |  |  | 1909-08-20 | 0.33 | 0.33
|  |  |  | 1909-08-21 | 0 | 0
|  |  |  | 1909-08-22 | 0 | 0
|  |  |  | 1909-08-23 | 0 | 0
|  |  |  | 1909-08-24 | 0 | 0
|  |  |  | 1909-08-25 | 0 | 0
|  |  |  | 1909-08-26 | 0 | 0
|  |  |  | 1909-08-27 | 0 | 0
|  |  |  | 1909-08-28 | 0.05 | 0.05
|  |  |  | 1909-08-29 | 0 | 0
|  |  |  | 1909-08-30 | 0 | 0
|  |  |  | 1909-08-31 | 0 | 0
|  |  |  | 1909-09-01 | 0 | 0
|  |  |  | 1909-09-02 | 0 | 0
|  |  |  | 1909-09-03 | 0 | 0
|  |  |  | 1909-09-04 | 0 | 0
|  |  |  | 1909-09-05 | 0 | 0
|  |  |  | 1909-09-06 | 0 | 0
|  |  |  | 1909-09-07 | 0 | 0
|  |  |  | 1909-09-08 | 0 | 0
|  |  |  | 1909-09-09 | 0 | 0
|  |  |  | 1909-09-10 | 0 | 0
|  |  |  | 1909-09-11 | 0 | 0
|  |  |  | 1909-09-12 | 0.5 | 0.5
|  |  |  | 1909-09-13 | 0 | 0
|  |  |  | 1909-09-14 | 0 | 0
|  |  |  | 1909-09-15 | 0 | 0
|  |  |  | 1909-09-16 | 0 | 0
|  |  |  | 1909-09-17 | 0 | 0
|  |  |  | 1909-09-18 | 0 | 0
|  |  |  | 1909-09-19 | 0 | 0
|  |  |  | 1909-09-20 | 0 | 0
|  |  |  | 1909-09-21 | 0 | 0
|  |  |  | 1909-09-22 | 0 | 0
|  |  |  | 1909-09-23 | 0 | 0
|  |  |  | 1909-09-24 | 0 | 0
|  |  |  | 1909-09-25 | 0 | 0
|  |  |  | 1909-09-26 | 0 | 0
|  |  |  | 1909-09-27 | 0 | 0
|  |  |  | 1909-09-28 | 0 | 0
|  |  |  | 1909-09-29 | 0 | 0
|  |  |  | 1909-09-30 | 0 | 0
|  |  |  | 1909-10-01 | 0 | 0
|  |  |  | 1909-10-02 | 0 | 0
|  |  |  | 1909-10-03 | 0 | 0
|  |  |  | 1909-10-04 | 0 | 0
|  |  |  | 1909-10-05 | 0 | 0
|  |  |  | 1909-10-06 | 0 | 0
|  |  |  | 1909-10-07 | 0 | 0
|  |  |  | 1909-10-08 | 1.5 | 1.5
|  |  |  | 1909-10-09 | 0 | 0
|  |  |  | 1909-10-10 | 0 | 0
|  |  |  | 1909-10-11 | 0 | 0
|  |  |  | 1909-10-12 | 0 | 0
|  |  |  | 1909-10-13 | 0 | 0
|  |  |  | 1909-10-14 | 0 | 0
|  |  |  | 1909-10-15 | 0 | 0
|  |  |  | 1909-10-16 | 0 | 0
|  |  |  | 1909-10-17 | 0 | 0
|  |  |  | 1909-10-18 | 0 | 0
|  |  |  | 1909-10-19 | 0 | 0
|  |  |  | 1909-10-20 | 0 | 0
|  |  |  | 1909-10-21 | 0 | 0
|  |  |  | 1909-10-22 | 0 | 0
|  |  |  | 1909-10-23 | 0 | 0
|  |  |  | 1909-10-24 | 0 | 0
|  |  |  | 1909-10-25 | 0 | 0
|  |  |  | 1909-10-26 | 0 | 0
|  |  |  | 1909-10-27 | 0 | 0
|  |  |  | 1909-10-28 | 0 | 0
|  |  |  | 1909-10-29 | 0 | 0
|  |  |  | 1909-10-30 | 0 | 0
|  |  |  | 1909-10-31 | 0 | 0
|  |  |  | 1909-11-01 | 0 | 0
|  |  |  | 1909-11-02 | 0 | 0
|  |  |  | 1909-11-03 | 0 | 0
|  |  |  | 1909-11-04 | 0 | 0
|  |  |  | 1909-11-05 | 0 | 0
|  |  |  | 1909-11-06 | 0 | 0
|  |  |  | 1909-11-07 | 0 | 0
|  |  |  | 1909-11-08 | 0 | 0
|  |  |  | 1909-11-09 | 0 | 0
|  |  |  | 1909-11-10 | 0 | 0
|  |  |  | 1909-11-11 | 0 | 0
|  |  |  | 1909-11-12 | 0 | 0
|  |  |  | 1909-11-13 | 0.28 | 0.28
|  |  |  | 1909-11-14 | 0 | 0
|  |  |  | 1909-11-15 | 0 | 0
|  |  |  | 1909-11-16 | 0 | 0
|  |  |  | 1909-11-17 | 0 | 0
|  |  |  | 1909-11-18 | 0 | 0
|  |  |  | 1909-11-19 | 0 | 0
|  |  |  | 1909-11-20 | 0 | 0
|  |  |  | 1909-11-21 | 0 | 0
|  |  |  | 1909-11-22 | 0 | 0
|  |  |  | 1909-11-23 | 0 | 0
|  |  |  | 1909-11-24 | 0 | 0
|  |  |  | 1909-11-25 | 0 | 0
|  |  |  | 1909-11-26 | 0 | 0
|  |  |  | 1909-11-27 | 0 | 0
|  |  |  | 1909-11-28 | 1 | 1
|  |  |  | 1909-11-29 | 2 | 2
|  |  |  | 1909-11-30 | 0 | 0
|  |  |  | 1909-12-01 | 0 | 0
|  |  |  | 1909-12-02 | 0 | 0
|  |  |  | 1909-12-03 | 0 | 0
|  |  |  | 1909-12-04 | 0 | 0
|  |  |  | 1909-12-05 | 0 | 0
|  |  |  | 1909-12-06 | 0 | 0
|  |  |  | 1909-12-07 | 0 | 0
|  |  |  | 1909-12-08 | 0.75 | 0.75
|  |  |  | 1909-12-09 | 0 | 0
|  |  |  | 1909-12-10 | 0 | 0
|  |  |  | 1909-12-11 | 0 | 0
|  |  |  | 1909-12-12 | 0 | 0
|  |  |  | 1909-12-13 | 0 | 0
|  |  |  | 1909-12-14 | 0 | 0
|  |  |  | 1909-12-15 | 0 | 0
|  |  |  | 1909-12-16 | 0 | 0
|  |  |  | 1909-12-17 | 0.15 | 0.15
|  |  |  | 1909-12-18 | 0 | 0
|  |  |  | 1909-12-19 | 0.15 | 0.15
|  |  |  | 1909-12-20 | 0 | 0
|  |  |  | 1909-12-21 | 0 | 0
|  |  |  | 1909-12-22 | 0 | 0
|  |  |  | 1909-12-23 | 0 | 0
|  |  |  | 1909-12-24 | 0.25 | 0.25
|  |  |  | 1909-12-25 | 0 | 0
|  |  |  | 1909-12-26 | 0 | 0
|  |  |  | 1909-12-27 | 0 | 0
|  |  |  | 1909-12-28 | 0 | 0
|  |  |  | 1909-12-29 | 0 | 0
|  |  |  | 1909-12-30 | 0 | 0
|  |  |  | 1909-12-31 | 0 | 0
|  |  |  | 1910-10-01 | 0 | 0
|  |  |  | 1910-10-02 | 0.09 | 0.09
|  |  |  | 1910-10-03 | 0 | 0
|  |  |  | 1910-10-04 | 0 | 0
|  |  |  | 1910-10-05 | 0 | 0
|  |  |  | 1910-10-06 | 0 | 0
|  |  |  | 1910-10-07 | 0 | 0
|  |  |  | 1910-10-08 | 0 | 0
|  |  |  | 1910-10-09 | 0 | 0
|  |  |  | 1910-10-10 | 0 | 0
|  |  |  | 1910-10-11 | 0.41 | 0.41
|  |  |  | 1910-10-12 | 0 | 0
|  |  |  | 1910-10-13 | 0 | 0
|  |  |  | 1910-10-14 | 0 | 0
|  |  |  | 1910-10-15 | 0 | 0
|  |  |  | 1910-10-16 | 0 | 0
|  |  |  | 1910-10-17 | 0 | 0
|  |  |  | 1910-10-18 | 0 | 0
|  |  |  | 1910-10-19 | 1.1 | 1.1
|  |  |  | 1910-10-20 | 0 | 0
|  |  |  | 1910-10-21 | 0 | 0
|  |  |  | 1910-10-22 | 0 | 0
|  |  |  | 1910-10-23 | 0 | 0
|  |  |  | 1910-10-24 | 0 | 0
|  |  |  | 1910-10-25 | 0 | 0
|  |  |  | 1910-10-26 | 0 | 0
|  |  |  | 1910-10-27 | 0 | 0
|  |  |  | 1910-10-28 | 0 | 0
|  |  |  | 1910-10-29 | 0 | 0
|  |  |  | 1910-10-30 | 0 | 0
|  |  |  | 1910-10-31 | 0 | 0
|  |  |  | 1910-11-01 | 0 | 0
|  |  |  | 1910-11-02 | 0 | 0
|  |  |  | 1910-11-03 | 0 | 0
|  |  |  | 1910-11-04 | 0 | 0
|  |  |  | 1910-11-05 | 0.01 | 0.01
|  |  |  | 1910-11-06 | 0 | 0
|  |  |  | 1910-11-07 | 0 | 0
|  |  |  | 1910-11-08 | 0 | 0
|  |  |  | 1910-11-09 | 0 | 0
|  |  |  | 1910-11-10 | 0 | 0
|  |  |  | 1910-11-11 | 0 | 0
|  |  |  | 1910-11-12 | 0 | 0
|  |  |  | 1910-11-13 | 0 | 0
|  |  |  | 1910-11-14 | 0 | 0
|  |  |  | 1910-11-15 | 0.62 | 0.62
|  |  |  | 1910-11-16 | 0 | 0
|  |  |  | 1910-11-17 | 0 | 0
|  |  |  | 1910-11-18 | 0 | 0
|  |  |  | 1910-11-19 | 0 | 0
|  |  |  | 1910-11-20 | 0 | 0
|  |  |  | 1910-11-21 | 0 | 0
|  |  |  | 1910-11-22 | 0 | 0
|  |  |  | 1910-11-23 | 0 | 0
|  |  |  | 1910-11-24 | 0 | 0
|  |  |  | 1910-11-25 | 0 | 0
|  |  |  | 1910-11-26 | 0 | 0
|  |  |  | 1910-11-27 | 0 | 0
|  |  |  | 1910-11-28 | 0 | 0
|  |  |  | 1910-11-29 | 0 | 0
|  |  |  | 1910-11-30 | 0 | 0
|  |  |  | 1910-12-01 | 0 | 0
|  |  |  | 1910-12-02 | 0 | 0
|  |  |  | 1910-12-03 | 0 | 0
|  |  |  | 1910-12-04 | 0 | 0
|  |  |  | 1910-12-05 | 0 | 0
|  |  |  | 1910-12-06 | 0 | 0
|  |  |  | 1910-12-07 | 0 | 0
|  |  |  | 1910-12-08 | 0 | 0
|  |  |  | 1910-12-09 | 0 | 0
|  |  |  | 1910-12-10 | 0 | 0
|  |  |  | 1910-12-11 | 0 | 0
|  |  |  | 1910-12-12 | 0.1 | 0.1
|  |  |  | 1910-12-13 | 0.45 | 0.45
|  |  |  | 1910-12-14 | 0.4 | 0.4
|  |  |  | 1910-12-15 | 0 | 0
|  |  |  | 1910-12-16 | 0 | 0
|  |  |  | 1910-12-17 | 0 | 0
|  |  |  | 1910-12-18 | 0 | 0
|  |  |  | 1910-12-19 | 0 | 0
|  |  |  | 1910-12-20 | 0 | 0
|  |  |  | 1910-12-21 | 0 | 0
|  |  |  | 1910-12-22 | 0 | 0
|  |  |  | 1910-12-23 | 0 | 0
|  |  |  | 1910-12-24 | 0 | 0
|  |  |  | 1910-12-25 | 0 | 0
|  |  |  | 1910-12-26 | 0 | 0
|  |  |  | 1910-12-27 | 0 | 0
|  |  |  | 1910-12-28 | 0.26 | 0.26
|  |  |  | 1910-12-29 | 0 | 0
|  |  |  | 1910-12-30 | 0 | 0
|  |  |  | 1910-12-31 | 0 | 0
|  |  |  | 1911-01-01 | 0 | 0
|  |  |  | 1911-01-02 | 0 | 0
|  |  |  | 1911-01-03 | 0 | 0
|  |  |  | 1911-01-04 | 0 | 0
|  |  |  | 1911-01-05 | 0 | 0
|  |  |  | 1911-01-06 | 0 | 0
|  |  |  | 1911-01-07 | 0 | 0
|  |  |  | 1911-01-08 | 0 | 0
|  |  |  | 1911-01-09 | 0 | 0
|  |  |  | 1911-01-10 | 0 | 0
|  |  |  | 1911-01-11 | 0 | 0
|  |  |  | 1911-01-12 | 0 | 0
|  |  |  | 1911-01-13 | 0 | 0
|  |  |  | 1911-01-14 | 0 | 0
|  |  |  | 1911-01-15 | 0 | 0
|  |  |  | 1911-01-16 | 0 | 0
|  |  |  | 1911-01-17 | 0 | 0
|  |  |  | 1911-01-18 | 0.13 | 0.13
|  |  |  | 1911-01-19 | 0.02 | 0.02
|  |  |  | 1911-01-20 | 0 | 0
|  |  |  | 1911-01-21 | 0 | 0
|  |  |  | 1911-01-22 | 0 | 0
|  |  |  | 1911-01-23 | 0.09 | 0.09
|  |  |  | 1911-01-24 | 0 | 0
|  |  |  | 1911-01-25 | 0 | 0
|  |  |  | 1911-01-26 | 0 | 0
|  |  |  | 1911-01-27 | 0 | 0
|  |  |  | 1911-01-28 | 0 | 0
|  |  |  | 1911-01-29 | 0 | 0
|  |  |  | 1911-01-30 | 0 | 0
|  |  |  | 1911-01-31 | 0 | 0
|  |  |  | 1911-02-01 | 0 | 0
|  |  |  | 1911-02-02 | 0 | 0
|  |  |  | 1911-02-03 | 0 | 0
|  |  |  | 1911-02-04 | 0 | 0
|  |  |  | 1911-02-05 | 0 | 0
|  |  |  | 1911-02-06 | 0 | 0
|  |  |  | 1911-02-07 | 0 | 0
|  |  |  | 1911-02-08 | 0.02 | 0.02
|  |  |  | 1911-02-09 | 0 | 0
|  |  |  | 1911-02-10 | 0 | 0
|  |  |  | 1911-02-11 | 0.55 | 0.55
|  |  |  | 1911-02-12 | 0 | 0
|  |  |  | 1911-02-13 | 0.01 | 0.01
|  |  |  | 1911-02-14 | 0 | 0
|  |  |  | 1911-02-15 | 0.11 | 0.11
|  |  |  | 1911-02-16 | 0 | 0
|  |  |  | 1911-02-17 | 0.22 | 0.22
|  |  |  | 1911-02-18 | 0.7 | 0.7
|  |  |  | 1911-02-19 | 0.04 | 0.04
|  |  |  | 1911-02-20 | 0 | 0
|  |  |  | 1911-02-21 | 0 | 0
|  |  |  | 1911-02-22 | 0 | 0
|  |  |  | 1911-02-23 | 0 | 0
|  |  |  | 1911-02-24 | 0 | 0
|  |  |  | 1911-02-25 | 0.02 | 0.02
|  |  |  | 1911-02-26 | 0 | 0
|  |  |  | 1911-02-27 | 0.1 | 0.1
|  |  |  | 1911-02-28 | 0.06 | 0.06
|  |  |  | 1911-03-01 | 0 | 0
|  |  |  | 1911-03-02 | 0 | 0
|  |  |  | 1911-03-03 | 0 | 0
|  |  |  | 1911-03-04 | 0 | 0
|  |  |  | 1911-03-05 | 0 | 0
|  |  |  | 1911-03-06 | 0 | 0
|  |  |  | 1911-03-07 | 0 | 0
|  |  |  | 1911-03-08 | 0 | 0
|  |  |  | 1911-03-09 | 0 | 0
|  |  |  | 1911-03-10 | 0 | 0
|  |  |  | 1911-03-11 | 0 | 0
|  |  |  | 1911-03-12 | 0 | 0
|  |  |  | 1911-03-13 | 0 | 0
|  |  |  | 1911-03-14 | 0 | 0
|  |  |  | 1911-03-15 | 0.25 | 0.25
|  |  |  | 1911-03-16 | 0 | 0
|  |  |  | 1911-03-17 | 0 | 0
|  |  |  | 1911-03-18 | 0 | 0
|  |  |  | 1911-03-19 | 0 | 0
|  |  |  | 1911-03-20 | 0 | 0
|  |  |  | 1911-03-21 | 0 | 0
|  |  |  | 1911-03-22 | 0 | 0
|  |  |  | 1911-03-23 | 0 | 0
|  |  |  | 1911-03-24 | 0 | 0
|  |  |  | 1911-03-25 | 0 | 0
|  |  |  | 1911-03-26 | 0 | 0
|  |  |  | 1911-03-27 | 0 | 0
|  |  |  | 1911-03-28 | 0 | 0
|  |  |  | 1911-03-29 | 0 | 0
|  |  |  | 1911-03-30 | 0 | 0
|  |  |  | 1911-03-31 | 0 | 0
|  |  |  | 1911-04-01 | 0 | 0
|  |  |  | 1911-04-02 | 0 | 0
|  |  |  | 1911-04-03 | 0.65 | 0.65
|  |  |  | 1911-04-04 | 0.51 | 0.51
|  |  |  | 1911-04-05 | 0 | 0
|  |  |  | 1911-04-06 | 0 | 0
|  |  |  | 1911-04-07 | 0 | 0
|  |  |  | 1911-04-08 | 0 | 0
|  |  |  | 1911-04-09 | 0 | 0
|  |  |  | 1911-04-10 | 0 | 0
|  |  |  | 1911-04-11 | 0.34 | 0.34
|  |  |  | 1911-04-12 | 0 | 0
|  |  |  | 1911-04-13 | 0.35 | 0.35
|  |  |  | 1911-04-14 | 0.44 | 0.44
|  |  |  | 1911-04-15 | 0 | 0
|  |  |  | 1911-04-16 | 0 | 0
|  |  |  | 1911-04-17 | 0.06 | 0.06
|  |  |  | 1911-04-18 | 0.01 | 0.01
|  |  |  | 1911-04-19 | 0 | 0
|  |  |  | 1911-04-20 | 0 | 0
|  |  |  | 1911-04-21 | 0 | 0
|  |  |  | 1911-04-22 | 0 | 0
|  |  |  | 1911-04-23 | 0.29 | 0.29
|  |  |  | 1911-04-24 | 0 | 0
|  |  |  | 1911-04-25 | 0.03 | 0.03
|  |  |  | 1911-04-26 | 0 | 0
|  |  |  | 1911-04-27 | 0 | 0
|  |  |  | 1911-04-28 | 0 | 0
|  |  |  | 1911-04-29 | 0 | 0
|  |  |  | 1911-04-30 | 0 | 0
|  |  |  | 1911-05-01 | 0 | 0
|  |  |  | 1911-05-02 | 0 | 0
|  |  |  | 1911-05-03 | 0 | 0
|  |  |  | 1911-05-04 | 0 | 0
|  |  |  | 1911-05-05 | 0 | 0
|  |  |  | 1911-05-06 | 0 | 0
|  |  |  | 1911-05-07 | 0 | 0
|  |  |  | 1911-05-08 | 0 | 0
|  |  |  | 1911-05-09 | 0.01 | 0.01
|  |  |  | 1911-05-10 | 0 | 0
|  |  |  | 1911-05-11 | 0 | 0
|  |  |  | 1911-05-12 | 0 | 0
|  |  |  | 1911-05-13 | 0 | 0
|  |  |  | 1911-05-14 | 0 | 0
|  |  |  | 1911-05-15 | 0 | 0
|  |  |  | 1911-05-16 | 0 | 0
|  |  |  | 1911-05-17 | 0 | 0
|  |  |  | 1911-05-18 | 0 | 0
|  |  |  | 1911-05-19 | 0 | 0
|  |  |  | 1911-05-20 | 0 | 0
|  |  |  | 1911-05-21 | 0 | 0
|  |  |  | 1911-05-22 | 0 | 0
|  |  |  | 1911-05-23 | 0 | 0
|  |  |  | 1911-05-24 | 0 | 0
|  |  |  | 1911-05-25 | 0 | 0
|  |  |  | 1911-05-26 | 0 | 0
|  |  |  | 1911-05-27 | 0 | 0
|  |  |  | 1911-05-28 | 0.18 | 0.18
|  |  |  | 1911-05-29 | 0 | 0
|  |  |  | 1911-05-30 | 0 | 0
|  |  |  | 1911-05-31 | 0 | 0
|  |  |  | 1911-06-01 | 0 | 0
|  |  |  | 1911-06-02 | 0 | 0
|  |  |  | 1911-06-03 | 0 | 0
|  |  |  | 1911-06-04 | 0 | 0
|  |  |  | 1911-06-05 | 0 | 0
|  |  |  | 1911-06-06 | 0 | 0
|  |  |  | 1911-06-07 | 0 | 0
|  |  |  | 1911-06-08 | 0 | 0
|  |  |  | 1911-06-09 | 0 | 0
|  |  |  | 1911-06-10 | 0 | 0
|  |  |  | 1911-06-11 | 0 | 0
|  |  |  | 1911-06-12 | 0 | 0
|  |  |  | 1911-06-13 | 0 | 0
|  |  |  | 1911-06-14 | 0.01 | 0.01
|  |  |  | 1911-06-15 | 0.01 | 0.01
|  |  |  | 1911-06-16 | 0 | 0
|  |  |  | 1911-06-17 | 0 | 0
|  |  |  | 1911-06-18 | 0.21 | 0.21
|  |  |  | 1911-06-19 | 0 | 0
|  |  |  | 1911-06-20 | 0 | 0
|  |  |  | 1911-06-21 | 0.06 | 0.06
|  |  |  | 1911-06-22 | 0 | 0
|  |  |  | 1911-06-23 | 0 | 0
|  |  |  | 1911-06-24 | 0 | 0
|  |  |  | 1911-06-25 | 0 | 0
|  |  |  | 1911-06-26 | 0 | 0
|  |  |  | 1911-06-27 | 0 | 0
|  |  |  | 1911-06-28 | 0 | 0
|  |  |  | 1911-06-29 | 0 | 0
|  |  |  | 1911-06-30 | 0 | 0
|  |  |  | 1911-07-01 | 0 | 0
|  |  |  | 1911-07-02 | 0 | 0
|  |  |  | 1911-07-03 | 0 | 0
|  |  |  | 1911-07-04 | 0 | 0
|  |  |  | 1911-07-05 | 0 | 0
|  |  |  | 1911-07-06 | 0 | 0
|  |  |  | 1911-07-07 | 0 | 0
|  |  |  | 1911-07-08 | 0 | 0
|  |  |  | 1911-07-09 | 0 | 0
|  |  |  | 1911-07-10 | 0.16 | 0.16
|  |  |  | 1911-07-11 | 0 | 0
|  |  |  | 1911-07-12 | 0 | 0
|  |  |  | 1911-07-13 | 0.21 | 0.21
|  |  |  | 1911-07-14 | 0 | 0
|  |  |  | 1911-07-15 | 0 | 0
|  |  |  | 1911-07-16 | 0.23 | 0.23
|  |  |  | 1911-07-17 | 1.76 | 1.76
|  |  |  | 1911-07-18 | 0 | 0
|  |  |  | 1911-07-19 | 0.02 | 0.02
|  |  |  | 1911-07-20 | 0.65 | 0.65
|  |  |  | 1911-07-21 | 0.17 | 0.17
|  |  |  | 1911-07-22 | 0.04 | 0.04
|  |  |  | 1911-07-23 | 0.02 | 0.02
|  |  |  | 1911-07-24 | 0 | 0
|  |  |  | 1911-07-25 | 0 | 0
|  |  |  | 1911-07-26 | 0 | 0
|  |  |  | 1911-07-27 | 0 | 0
|  |  |  | 1911-07-28 | 0 | 0
|  |  |  | 1911-07-29 | 0 | 0
|  |  |  | 1911-07-30 | 1.3 | 1.3
|  |  |  | 1911-07-31 | 0.1 | 0.1
|  |  |  | 1911-08-01 | 0 | 0
|  |  |  | 1911-08-02 | 0 | 0
|  |  |  | 1911-08-03 | 0.13 | 0.13
|  |  |  | 1911-08-04 | 0.3 | 0.3
|  |  |  | 1911-08-05 | 0 | 0
|  |  |  | 1911-08-06 | 0 | 0
|  |  |  | 1911-08-07 | 0 | 0
|  |  |  | 1911-08-08 | 0 | 0
|  |  |  | 1911-08-09 | 0 | 0
|  |  |  | 1911-08-10 | 0 | 0
|  |  |  | 1911-08-11 | 0 | 0
|  |  |  | 1911-08-12 | 0.05 | 0.05
|  |  |  | 1911-08-13 | 0 | 0
|  |  |  | 1911-08-14 | 0 | 0
|  |  |  | 1911-08-15 | 0 | 0
|  |  |  | 1911-08-16 | 0 | 0
|  |  |  | 1911-08-17 | 0 | 0
|  |  |  | 1911-08-18 | 0 | 0
|  |  |  | 1911-08-19 | 0 | 0
|  |  |  | 1911-08-20 | 0 | 0
|  |  |  | 1911-08-21 | 0 | 0
|  |  |  | 1911-08-22 | 0 | 0
|  |  |  | 1911-08-23 | 0.1 | 0.1
|  |  |  | 1911-08-24 | 0.09 | 0.09
|  |  |  | 1911-08-25 | 0 | 0
|  |  |  | 1911-08-26 | 0.25 | 0.25
|  |  |  | 1911-08-27 | 0.55 | 0.55
|  |  |  | 1911-08-28 | 0.4 | 0.4
|  |  |  | 1911-08-29 | 0 | 0
|  |  |  | 1911-08-30 | 0 | 0
|  |  |  | 1911-08-31 | 0 | 0
|  |  |  | 1911-09-01 | 0 | 0
|  |  |  | 1911-09-02 | 0 | 0
|  |  |  | 1911-09-03 | 0.36 | 0.36
|  |  |  | 1911-09-04 | 0 | 0
|  |  |  | 1911-09-05 | 0 | 0
|  |  |  | 1911-09-06 | 0 | 0
|  |  |  | 1911-09-07 | 0 | 0
|  |  |  | 1911-09-08 | 0 | 0
|  |  |  | 1911-09-09 | 0.12 | 0.12
|  |  |  | 1911-09-10 | 0 | 0
|  |  |  | 1911-09-11 | 0 | 0
|  |  |  | 1911-09-12 | 0 | 0
|  |  |  | 1911-09-13 | 0 | 0
|  |  |  | 1911-09-14 | 0 | 0
|  |  |  | 1911-09-15 | 0 | 0
|  |  |  | 1911-09-16 | 0 | 0
|  |  |  | 1911-09-17 | 0 | 0
|  |  |  | 1911-09-18 | 0.21 | 0.21
|  |  |  | 1911-09-19 | 0.03 | 0.03
|  |  |  | 1911-09-20 | 0.01 | 0.01
|  |  |  | 1911-09-21 | 0 | 0
|  |  |  | 1911-09-22 | 0 | 0
|  |  |  | 1911-09-23 | 0 | 0
|  |  |  | 1911-09-24 | 0 | 0
|  |  |  | 1911-09-25 | 0 | 0
|  |  |  | 1911-09-26 | 0 | 0
|  |  |  | 1911-09-27 | 0 | 0
|  |  |  | 1911-09-28 | 0 | 0
|  |  |  | 1911-09-29 | 0 | 0
|  |  |  | 1911-09-30 | 0 | 0
|  |  |  | 1911-10-01 | 0 | 0
|  |  |  | 1911-10-02 | 0 | 0
|  |  |  | 1911-10-03 | 0 | 0
|  |  |  | 1911-10-04 | 0 | 0
|  |  |  | 1911-10-05 | 0 | 0
|  |  |  | 1911-10-06 | 0.03 | 0.03
|  |  |  | 1911-10-07 | 0 | 0
|  |  |  | 1911-10-08 | 0 | 0
|  |  |  | 1911-10-09 | 0 | 0
|  |  |  | 1911-10-10 | 0 | 0
|  |  |  | 1911-10-11 | 0 | 0
|  |  |  | 1911-10-12 | 0 | 0
|  |  |  | 1911-10-13 | 0 | 0
|  |  |  | 1911-10-14 | 0 | 0
|  |  |  | 1911-10-15 | 0 | 0
|  |  |  | 1911-10-16 | 0 | 0
|  |  |  | 1911-10-17 | 0 | 0
|  |  |  | 1911-10-18 | 0 | 0
|  |  |  | 1911-10-19 | 0 | 0
|  |  |  | 1911-10-20 | 0 | 0
|  |  |  | 1911-10-21 | 0.3 | 0.3
|  |  |  | 1911-10-22 | 0 | 0
|  |  |  | 1911-10-23 | 0 | 0
|  |  |  | 1911-10-24 | 0 | 0
|  |  |  | 1911-10-25 | 0 | 0
|  |  |  | 1911-10-26 | 0 | 0
|  |  |  | 1911-10-27 | 0 | 0
|  |  |  | 1911-10-28 | 0 | 0
|  |  |  | 1911-10-29 | 0.1 | 0.1
|  |  |  | 1911-10-30 | 0 | 0
|  |  |  | 1911-10-31 | 0 | 0
|  |  |  | 1911-11-01 | 0 | 0
|  |  |  | 1911-11-02 | 0 | 0
|  |  |  | 1911-11-03 | 0 | 0
|  |  |  | 1911-11-04 | 0 | 0
|  |  |  | 1911-11-05 | 0.62 | 0.62
|  |  |  | 1911-11-06 | 0 | 0
|  |  |  | 1911-11-07 | 0 | 0
|  |  |  | 1911-11-08 | 0 | 0
|  |  |  | 1911-11-09 | 0 | 0
|  |  |  | 1911-11-10 | 0 | 0
|  |  |  | 1911-11-11 | 0 | 0
|  |  |  | 1911-11-12 | 0 | 0
|  |  |  | 1911-11-13 | 0 | 0
|  |  |  | 1911-11-14 | 0 | 0
|  |  |  | 1911-11-15 | 0 | 0
|  |  |  | 1911-11-16 | 0 | 0
|  |  |  | 1911-11-17 | 0 | 0
|  |  |  | 1911-11-18 | 0 | 0
|  |  |  | 1911-11-19 | 0 | 0
|  |  |  | 1911-11-20 | 0 | 0
|  |  |  | 1911-11-21 | 0 | 0
|  |  |  | 1911-11-22 | 0 | 0
|  |  |  | 1911-11-23 | 0 | 0
|  |  |  | 1911-11-24 | 0 | 0
|  |  |  | 1911-11-25 | 0 | 0
|  |  |  | 1911-11-26 | 0 | 0
|  |  |  | 1911-11-27 | 0 | 0
|  |  |  | 1911-11-28 | 0 | 0
|  |  |  | 1911-11-29 | 0 | 0
|  |  |  | 1911-11-30 | 0 | 0
|  |  |  | 1911-12-01 | 0 | 0
|  |  |  | 1911-12-02 | 0 | 0
|  |  |  | 1911-12-03 | 0 | 0
|  |  |  | 1911-12-04 | 0 | 0
|  |  |  | 1911-12-05 | 0 | 0
|  |  |  | 1911-12-06 | 0.3 | 0.3
|  |  |  | 1911-12-07 | 0 | 0
|  |  |  | 1911-12-08 | 1.16 | 1.16
|  |  |  | 1911-12-09 | 2.16 | 2.16
|  |  |  | 1911-12-10 | 0 | 0
|  |  |  | 1911-12-11 | 0 | 0
|  |  |  | 1911-12-12 | 0.1 | 0.1
|  |  |  | 1911-12-13 | 0 | 0
|  |  |  | 1911-12-14 | 0 | 0
|  |  |  | 1911-12-15 | 0.46 | 0.46
|  |  |  | 1911-12-16 | 0 | 0
|  |  |  | 1911-12-17 | 0 | 0
|  |  |  | 1911-12-18 | 0.1 | 0.1
|  |  |  | 1911-12-19 | 1.52 | 1.52
|  |  |  | 1911-12-20 | 0 | 0
|  |  |  | 1911-12-21 | 0.2 | 0.2
|  |  |  | 1911-12-22 | 0 | 0
|  |  |  | 1911-12-23 | 0 | 0
|  |  |  | 1911-12-24 | 0 | 0
|  |  |  | 1911-12-25 | 0.1 | 0.1
|  |  |  | 1911-12-26 | 0 | 0
|  |  |  | 1911-12-27 | 0 | 0
|  |  |  | 1911-12-28 | 0 | 0
|  |  |  | 1911-12-29 | 0 | 0
|  |  |  | 1911-12-30 | 0.11 | 0.11
|  |  |  | 1911-12-31 | 0 | 0
|  |  |  | 1912-01-01 | 0 | 0
|  |  |  | 1912-01-02 | 0 | 0
|  |  |  | 1912-01-03 | 0 | 0
|  |  |  | 1912-01-04 | 0 | 0
|  |  |  | 1912-01-05 | 0 | 0
|  |  |  | 1912-01-06 | 0 | 0
|  |  |  | 1912-01-07 | 0 | 0
|  |  |  | 1912-01-08 | 0 | 0
|  |  |  | 1912-01-09 | 0 | 0
|  |  |  | 1912-01-10 | 0 | 0
|  |  |  | 1912-01-11 | 0.02 | 0.02
|  |  |  | 1912-01-12 | 0 | 0
|  |  |  | 1912-01-13 | 0 | 0
|  |  |  | 1912-01-14 | 0 | 0
|  |  |  | 1912-01-15 | 0 | 0
|  |  |  | 1912-01-16 | 0 | 0
|  |  |  | 1912-01-17 | 0 | 0
|  |  |  | 1912-01-18 | 0.05 | 0.05
|  |  |  | 1912-01-19 | 0 | 0
|  |  |  | 1912-01-20 | 0 | 0
|  |  |  | 1912-01-21 | 0 | 0
|  |  |  | 1912-01-22 | 0 | 0
|  |  |  | 1912-01-23 | 0 | 0
|  |  |  | 1912-01-24 | 0 | 0
|  |  |  | 1912-01-25 | 0 | 0
|  |  |  | 1912-01-26 | 0 | 0
|  |  |  | 1912-01-27 | 0 | 0
|  |  |  | 1912-01-28 | 0 | 0
|  |  |  | 1912-01-29 | 0 | 0
|  |  |  | 1912-01-30 | 0 | 0
|  |  |  | 1912-01-31 | 0 | 0
|  |  |  | 1912-02-01 | 0 | 0
|  |  |  | 1912-02-02 | 0 | 0
|  |  |  | 1912-02-03 | 0 | 0
|  |  |  | 1912-02-04 | 0 | 0
|  |  |  | 1912-02-05 | 0 | 0
|  |  |  | 1912-02-06 | 0 | 0
|  |  |  | 1912-02-07 | 0 | 0
|  |  |  | 1912-02-08 | 0 | 0
|  |  |  | 1912-02-09 | 0 | 0
|  |  |  | 1912-02-10 | 0 | 0
|  |  |  | 1912-02-11 | 0 | 0
|  |  |  | 1912-02-12 | 0 | 0
|  |  |  | 1912-02-13 | 0.64 | 0.64
|  |  |  | 1912-02-14 | 0 | 0
|  |  |  | 1912-02-15 | 0.06 | 0.06
|  |  |  | 1912-02-16 | 0.02 | 0.02
|  |  |  | 1912-02-17 | 0 | 0
|  |  |  | 1912-02-18 | 0 | 0
|  |  |  | 1912-02-19 | 0 | 0
|  |  |  | 1912-02-20 | 1 | 1
|  |  |  | 1912-02-21 | 0 | 0
|  |  |  | 1912-02-22 | 0 | 0
|  |  |  | 1912-02-23 | 0.12 | 0.12
|  |  |  | 1912-02-24 | 0 | 0
|  |  |  | 1912-02-25 | 0.46 | 0.46
|  |  |  | 1912-02-26 | 0 | 0
|  |  |  | 1912-02-27 | 0 | 0
|  |  |  | 1912-02-28 | 0 | 0
|  |  |  | 1912-02-29 | 0 | 0
|  |  |  | 1912-03-01 | 0 | 0
|  |  |  | 1912-03-02 | 0.05 | 0.05
|  |  |  | 1912-03-03 | 0.01 | 0.01
|  |  |  | 1912-03-04 | 0.79 | 0.79
|  |  |  | 1912-03-05 | 0 | 0
|  |  |  | 1912-03-06 | 0 | 0
|  |  |  | 1912-03-07 | 0.01 | 0.01
|  |  |  | 1912-03-08 | 0 | 0
|  |  |  | 1912-03-09 | 0 | 0
|  |  |  | 1912-03-10 | 0.1 | 0.1
|  |  |  | 1912-03-11 | 0 | 0
|  |  |  | 1912-03-12 | 0 | 0
|  |  |  | 1912-03-13 | 0 | 0
|  |  |  | 1912-03-14 | 0 | 0
|  |  |  | 1912-03-15 | 0 | 0
|  |  |  | 1912-03-16 | 0 | 0
|  |  |  | 1912-03-17 | 0 | 0
|  |  |  | 1912-03-18 | 0 | 0
|  |  |  | 1912-03-19 | 0 | 0
|  |  |  | 1912-03-20 | 0 | 0
|  |  |  | 1912-03-21 | 0.08 | 0.08
|  |  |  | 1912-03-22 | 0.69 | 0.69
|  |  |  | 1912-03-23 | 0 | 0
|  |  |  | 1912-03-24 | 0 | 0
|  |  |  | 1912-03-25 | 0 | 0
|  |  |  | 1912-03-26 | 0 | 0
|  |  |  | 1912-03-27 | 0.76 | 0.76
|  |  |  | 1912-03-28 | 0.7 | 0.7
|  |  |  | 1912-03-29 | 0 | 0
|  |  |  | 1912-03-30 | 0 | 0
|  |  |  | 1912-03-31 | 0 | 0
|  |  |  | 1912-04-01 | 0.59 | 0.59
|  |  |  | 1912-04-02 | 0 | 0
|  |  |  | 1912-04-03 | 0 | 0
|  |  |  | 1912-04-04 | 0 | 0
|  |  |  | 1912-04-05 | 0 | 0
|  |  |  | 1912-04-06 | 0 | 0
|  |  |  | 1912-04-07 | 0 | 0
|  |  |  | 1912-04-08 | 0 | 0
|  |  |  | 1912-04-09 | 0 | 0
|  |  |  | 1912-04-10 | 0 | 0
|  |  |  | 1912-04-11 | 0 | 0
|  |  |  | 1912-04-12 | 0.7 | 0.7
|  |  |  | 1912-04-13 | 0 | 0
|  |  |  | 1912-04-14 | 0 | 0
|  |  |  | 1912-04-15 | 0.3 | 0.3
|  |  |  | 1912-04-16 | 0.09 | 0.09
|  |  |  | 1912-04-17 | 0 | 0
|  |  |  | 1912-04-18 | 0 | 0
|  |  |  | 1912-04-19 | 0 | 0
|  |  |  | 1912-04-20 | 0 | 0
|  |  |  | 1912-04-21 | 0 | 0
|  |  |  | 1912-04-22 | 0 | 0
|  |  |  | 1912-04-23 | 0 | 0
|  |  |  | 1912-04-24 | 0 | 0
|  |  |  | 1912-04-25 | 0.05 | 0.05
|  |  |  | 1912-04-26 | 0 | 0
|  |  |  | 1912-04-27 | 0 | 0
|  |  |  | 1912-04-28 | 0.42 | 0.42
|  |  |  | 1912-04-29 | 0 | 0
|  |  |  | 1912-04-30 | 0 | 0
|  |  |  | 1912-05-01 | 0 | 0
|  |  |  | 1912-05-02 | 0 | 0
|  |  |  | 1912-05-03 | 0.06 | 0.06
|  |  |  | 1912-05-04 | 0.42 | 0.42
|  |  |  | 1912-05-05 | 0 | 0
|  |  |  | 1912-05-06 | 0 | 0
|  |  |  | 1912-05-07 | 0.26 | 0.26
|  |  |  | 1912-05-08 | 0 | 0
|  |  |  | 1912-05-09 | 0.09 | 0.09
|  |  |  | 1912-05-10 | 0 | 0
|  |  |  | 1912-05-11 | 0 | 0
|  |  |  | 1912-05-12 | 0 | 0
|  |  |  | 1912-05-13 | 0.05 | 0.05
|  |  |  | 1912-05-14 | 0.08 | 0.08
|  |  |  | 1912-05-15 | 0 | 0
|  |  |  | 1912-05-16 | 0 | 0
|  |  |  | 1912-05-17 | 0 | 0
|  |  |  | 1912-05-18 | 0 | 0
|  |  |  | 1912-05-19 | 0 | 0
|  |  |  | 1912-05-20 | 0 | 0
|  |  |  | 1912-05-21 | 0 | 0
|  |  |  | 1912-05-22 | 0 | 0
|  |  |  | 1912-05-23 | 0 | 0
|  |  |  | 1912-05-24 | 0 | 0
|  |  |  | 1912-05-25 | 0 | 0
|  |  |  | 1912-05-26 | 0 | 0
|  |  |  | 1912-05-27 | 0 | 0
|  |  |  | 1912-05-28 | 0 | 0
|  |  |  | 1912-05-29 | 0 | 0
|  |  |  | 1912-05-30 | 0 | 0
|  |  |  | 1912-05-31 | 0 | 0
|  |  |  | 1912-06-01 | 0 | 0
|  |  |  | 1912-06-02 | 0 | 0
|  |  |  | 1912-06-03 | 0 | 0
|  |  |  | 1912-06-04 | 0 | 0
|  |  |  | 1912-06-05 | 0 | 0
|  |  |  | 1912-06-06 | 0.01 | 0.01
|  |  |  | 1912-06-07 | 0 | 0
|  |  |  | 1912-06-08 | 0 | 0
|  |  |  | 1912-06-09 | 0 | 0
|  |  |  | 1912-06-10 | 0 | 0
|  |  |  | 1912-06-11 | 0 | 0
|  |  |  | 1912-06-12 | 0.18 | 0.18
|  |  |  | 1912-06-13 | 0.02 | 0.02
|  |  |  | 1912-06-14 | 0 | 0
|  |  |  | 1912-06-15 | 0 | 0
|  |  |  | 1912-06-16 | 0.99 | 0.99
|  |  |  | 1912-06-17 | 3.33 | 3.33
|  |  |  | 1912-06-18 | 0 | 0
|  |  |  | 1912-06-19 | 0 | 0
|  |  |  | 1912-06-20 | 0 | 0
|  |  |  | 1912-06-21 | 0 | 0
|  |  |  | 1912-06-22 | 0 | 0
|  |  |  | 1912-06-23 | 0.51 | 0.51
|  |  |  | 1912-06-24 | 0 | 0
|  |  |  | 1912-06-25 | 0 | 0
|  |  |  | 1912-06-26 | 0 | 0
|  |  |  | 1912-06-27 | 0 | 0
|  |  |  | 1912-06-28 | 0 | 0
|  |  |  | 1912-06-29 | 0 | 0
|  |  |  | 1912-06-30 | 0 | 0
|  |  |  | 1912-07-01 | 0.45 | 0.45
|  |  |  | 1912-07-02 | 0 | 0
|  |  |  | 1912-07-03 | 0 | 0
|  |  |  | 1912-07-04 | 0 | 0
|  |  |  | 1912-07-05 | 0 | 0
|  |  |  | 1912-07-06 | 0 | 0
|  |  |  | 1912-07-07 | 0.42 | 0.42
|  |  |  | 1912-07-08 | 0 | 0
|  |  |  | 1912-07-09 | 0 | 0
|  |  |  | 1912-07-10 | 0 | 0
|  |  |  | 1912-07-11 | 0 | 0
|  |  |  | 1912-07-12 | 0 | 0
|  |  |  | 1912-07-13 | 0 | 0
|  |  |  | 1912-07-14 | 0 | 0
|  |  |  | 1912-07-15 | 0 | 0
|  |  |  | 1912-07-16 | 0 | 0
|  |  |  | 1912-07-17 | 0 | 0
|  |  |  | 1912-07-18 | 0.27 | 0.27
|  |  |  | 1912-07-19 | 0 | 0
|  |  |  | 1912-07-20 | 0 | 0
|  |  |  | 1912-07-21 | 0 | 0
|  |  |  | 1912-07-22 | 0 | 0
|  |  |  | 1912-07-23 | 0 | 0
|  |  |  | 1912-07-24 | 0 | 0
|  |  |  | 1912-07-25 | 0 | 0
|  |  |  | 1912-07-26 | 0 | 0
|  |  |  | 1912-07-27 | 0 | 0
|  |  |  | 1912-07-28 | 0 | 0
|  |  |  | 1912-07-29 | 0 | 0
|  |  |  | 1912-07-30 | 0.05 | 0.05
|  |  |  | 1912-07-31 | 0 | 0
|  |  |  | 1912-08-01 | 0 | 0
|  |  |  | 1912-08-02 | 0 | 0
|  |  |  | 1912-08-03 | 0 | 0
|  |  |  | 1912-08-04 | 0.52 | 0.52
|  |  |  | 1912-08-05 | 0.43 | 0.43
|  |  |  | 1912-08-06 | 0.35 | 0.35
|  |  |  | 1912-08-07 | 0.72 | 0.72
|  |  |  | 1912-08-08 | 0.25 | 0.25
|  |  |  | 1912-08-09 | 0 | 0
|  |  |  | 1912-08-10 | 0 | 0
|  |  |  | 1912-08-11 | 0 | 0
|  |  |  | 1912-08-12 | 0 | 0
|  |  |  | 1912-08-13 | 0 | 0
|  |  |  | 1912-08-14 | 0 | 0
|  |  |  | 1912-08-15 | 0 | 0
|  |  |  | 1912-08-16 | 0 | 0
|  |  |  | 1912-08-17 | 0 | 0
|  |  |  | 1912-08-18 | 0 | 0
|  |  |  | 1912-08-19 | 0 | 0
|  |  |  | 1912-08-20 | 0 | 0
|  |  |  | 1912-08-21 | 0 | 0
|  |  |  | 1912-08-22 | 0 | 0
|  |  |  | 1912-08-23 | 0 | 0
|  |  |  | 1912-08-24 | 0 | 0
|  |  |  | 1912-08-25 | 0.15 | 0.15
|  |  |  | 1912-08-26 | 0 | 0
|  |  |  | 1912-08-27 | 0 | 0
|  |  |  | 1912-08-28 | 0 | 0
|  |  |  | 1912-08-29 | 0 | 0
|  |  |  | 1912-08-30 | 0 | 0
|  |  |  | 1912-08-31 | 0 | 0
|  |  |  | 1912-09-01 | 0 | 0
|  |  |  | 1912-09-02 | 0 | 0
|  |  |  | 1912-09-03 | 0 | 0
|  |  |  | 1912-09-04 | 0 | 0
|  |  |  | 1912-09-05 | 0 | 0
|  |  |  | 1912-09-06 | 0 | 0
|  |  |  | 1912-09-07 | 0 | 0
|  |  |  | 1912-09-08 | 0 | 0
|  |  |  | 1912-09-09 | 0 | 0
|  |  |  | 1912-09-10 | 0 | 0
|  |  |  | 1912-09-11 | 0 | 0
|  |  |  | 1912-09-12 | 0 | 0
|  |  |  | 1912-09-13 | 0 | 0
|  |  |  | 1912-09-14 | 1 | 1
|  |  |  | 1912-09-15 | 0 | 0
|  |  |  | 1912-09-16 | 0 | 0
|  |  |  | 1912-09-17 | 1 | 1
|  |  |  | 1912-09-18 | 0 | 0
|  |  |  | 1912-09-19 | 0 | 0
|  |  |  | 1912-09-20 | 0 | 0
|  |  |  | 1912-09-21 | 0 | 0
|  |  |  | 1912-09-22 | 0 | 0
|  |  |  | 1912-09-23 | 0 | 0
|  |  |  | 1912-09-24 | 0 | 0
|  |  |  | 1912-09-25 | 0 | 0
|  |  |  | 1912-09-26 | 0 | 0
|  |  |  | 1912-09-27 | 0 | 0
|  |  |  | 1912-09-28 | 0 | 0
|  |  |  | 1912-09-29 | 0 | 0
|  |  |  | 1912-09-30 | 0 | 0
|  |  |  | 1912-10-01 | 0 | 0
|  |  |  | 1912-10-02 | 0 | 0
|  |  |  | 1912-10-03 | 0 | 0
|  |  |  | 1912-10-04 | 0 | 0
|  |  |  | 1912-10-05 | 0 | 0
|  |  |  | 1912-10-06 | 2.5 | 2.5
|  |  |  | 1912-10-07 | 0 | 0
|  |  |  | 1912-10-08 | 0 | 0
|  |  |  | 1912-10-09 | 0 | 0
|  |  |  | 1912-10-10 | 0 | 0
|  |  |  | 1912-10-11 | 0 | 0
|  |  |  | 1912-10-12 | 0 | 0
|  |  |  | 1912-10-13 | 0 | 0
|  |  |  | 1912-10-14 | 0 | 0
|  |  |  | 1912-10-15 | 0 | 0
|  |  |  | 1912-10-16 | 0 | 0
|  |  |  | 1912-10-17 | 0 | 0
|  |  |  | 1912-10-18 | 0 | 0
|  |  |  | 1912-10-19 | 0 | 0
|  |  |  | 1912-10-20 | 0 | 0
|  |  |  | 1912-10-21 | 0 | 0
|  |  |  | 1912-10-22 | 0 | 0
|  |  |  | 1912-10-23 | 0 | 0
|  |  |  | 1912-10-24 | 0 | 0
|  |  |  | 1912-10-25 | 0 | 0
|  |  |  | 1912-10-26 | 0 | 0
|  |  |  | 1912-10-27 | 0 | 0
|  |  |  | 1912-10-28 | 0 | 0
|  |  |  | 1912-10-29 | 0 | 0
|  |  |  | 1912-10-30 | 0 | 0
|  |  |  | 1912-10-31 | 1.47 | 1.47
|  |  |  | 1912-11-01 | 0 | 0
|  |  |  | 1912-11-02 | 0 | 0
|  |  |  | 1912-11-03 | 0 | 0
|  |  |  | 1912-11-04 | 0 | 0
|  |  |  | 1912-11-05 | 0 | 0
|  |  |  | 1912-11-06 | 0 | 0
|  |  |  | 1912-11-07 | 0 | 0
|  |  |  | 1912-11-08 | 0 | 0
|  |  |  | 1912-11-09 | 0 | 0
|  |  |  | 1912-11-10 | 0 | 0
|  |  |  | 1912-11-11 | 0 | 0
|  |  |  | 1912-11-12 | 0 | 0
|  |  |  | 1912-11-13 | 0 | 0
|  |  |  | 1912-11-14 | 0 | 0
|  |  |  | 1912-11-15 | 0 | 0
|  |  |  | 1912-11-16 | 0 | 0
|  |  |  | 1912-11-17 | 0 | 0
|  |  |  | 1912-11-18 | 0 | 0
|  |  |  | 1912-11-19 | 0 | 0
|  |  |  | 1912-11-20 | 0 | 0
|  |  |  | 1912-11-21 | 0 | 0
|  |  |  | 1912-11-22 | 0 | 0
|  |  |  | 1912-11-23 | 0 | 0
|  |  |  | 1912-11-24 | 0 | 0
|  |  |  | 1912-11-25 | 0 | 0
|  |  |  | 1912-11-26 | 0 | 0
|  |  |  | 1912-11-27 | 0 | 0
|  |  |  | 1912-11-28 | 0 | 0
|  |  |  | 1912-11-29 | 0 | 0
|  |  |  | 1912-11-30 | 0 | 0
|  |  |  | 1912-12-01 | 0.5 | 0.5
|  |  |  | 1912-12-02 | 0 | 0
|  |  |  | 1912-12-03 | 0.7 | 0.7
|  |  |  | 1912-12-04 | 0 | 0
|  |  |  | 1912-12-05 | 0 | 0
|  |  |  | 1912-12-06 | 0 | 0
|  |  |  | 1912-12-07 | 0 | 0
|  |  |  | 1912-12-08 | 0 | 0
|  |  |  | 1912-12-09 | 0 | 0
|  |  |  | 1912-12-10 | 0 | 0
|  |  |  | 1912-12-11 | 0 | 0
|  |  |  | 1912-12-12 | 0 | 0
|  |  |  | 1912-12-13 | 0 | 0
|  |  |  | 1912-12-14 | 0 | 0
|  |  |  | 1912-12-15 | 0 | 0
|  |  |  | 1912-12-16 | 0 | 0
|  |  |  | 1912-12-17 | 0 | 0
|  |  |  | 1912-12-18 | 0 | 0
|  |  |  | 1912-12-19 | 0 | 0
|  |  |  | 1912-12-20 | 0 | 0
|  |  |  | 1912-12-21 | 0 | 0
|  |  |  | 1912-12-22 | 0.3 | 0.3
|  |  |  | 1912-12-23 | 0 | 0
|  |  |  | 1912-12-24 | 0 | 0
|  |  |  | 1912-12-25 | 0 | 0
|  |  |  | 1912-12-26 | 0 | 0
|  |  |  | 1912-12-27 | 0 | 0
|  |  |  | 1912-12-28 | 0 | 0
|  |  |  | 1912-12-29 | 0 | 0
|  |  |  | 1912-12-30 | 0 | 0
|  |  |  | 1912-12-31 | 0 | 0
|  |  |  | 1913-01-01 | 0 | 0
|  |  |  | 1913-01-02 | 0 | 0
|  |  |  | 1913-01-03 | 0 | 0
|  |  |  | 1913-01-04 | 0 | 0
|  |  |  | 1913-01-05 | 0 | 0
|  |  |  | 1913-01-06 | 0 | 0
|  |  |  | 1913-01-07 | 0 | 0
|  |  |  | 1913-01-08 | 0 | 0
|  |  |  | 1913-01-09 | 0 | 0
|  |  |  | 1913-01-10 | 0 | 0
|  |  |  | 1913-01-11 | 0 | 0
|  |  |  | 1913-01-12 | 0 | 0
|  |  |  | 1913-01-13 | 0 | 0
|  |  |  | 1913-01-14 | 0 | 0
|  |  |  | 1913-01-15 | 0 | 0
|  |  |  | 1913-01-16 | 0.7 | 0.7
|  |  |  | 1913-01-17 | 0 | 0
|  |  |  | 1913-01-18 | 0 | 0
|  |  |  | 1913-01-19 | 0 | 0
|  |  |  | 1913-01-20 | 0 | 0
|  |  |  | 1913-01-21 | 0 | 0
|  |  |  | 1913-01-22 | 0.3 | 0.3
|  |  |  | 1913-01-23 | 0 | 0
|  |  |  | 1913-01-24 | 0 | 0
|  |  |  | 1913-01-25 | 0 | 0
|  |  |  | 1913-01-26 | 0 | 0
|  |  |  | 1913-01-27 | 0 | 0
|  |  |  | 1913-01-28 | 0 | 0
|  |  |  | 1913-01-29 | 0 | 0
|  |  |  | 1913-01-30 | 0 | 0
|  |  |  | 1913-01-31 | 0 | 0
|  |  |  | 1913-02-01 | 0 | 0
|  |  |  | 1913-02-02 | 0 | 0
|  |  |  | 1913-02-03 | 0 | 0
|  |  |  | 1913-02-04 | 0 | 0
|  |  |  | 1913-02-05 | 0 | 0
|  |  |  | 1913-02-06 | 0 | 0
|  |  |  | 1913-02-07 | 0 | 0
|  |  |  | 1913-02-08 | 0 | 0
|  |  |  | 1913-02-09 | 0 | 0
|  |  |  | 1913-02-10 | 0 | 0
|  |  |  | 1913-02-11 | 0 | 0
|  |  |  | 1913-02-12 | 0 | 0
|  |  |  | 1913-02-13 | 0 | 0
|  |  |  | 1913-02-14 | 0 | 0
|  |  |  | 1913-02-15 | 0 | 0
|  |  |  | 1913-02-16 | 0 | 0
|  |  |  | 1913-02-17 | 0 | 0
|  |  |  | 1913-02-18 | 0 | 0
|  |  |  | 1913-02-19 | 0 | 0
|  |  |  | 1913-02-20 | 0.8 | 0.8
|  |  |  | 1913-02-21 | 0 | 0
|  |  |  | 1913-02-22 | 0 | 0
|  |  |  | 1913-02-23 | 0 | 0
|  |  |  | 1913-02-24 | 0 | 0
|  |  |  | 1913-02-25 | 0 | 0
|  |  |  | 1913-02-26 | 0 | 0
|  |  |  | 1913-02-27 | 0 | 0
|  |  |  | 1913-02-28 | 0 | 0
|  |  |  | 1913-03-01 | 0 | 0
|  |  |  | 1913-03-02 | 0 | 0
|  |  |  | 1913-03-03 | 0 | 0
|  |  |  | 1913-03-04 | 0 | 0
|  |  |  | 1913-03-05 | 0 | 0
|  |  |  | 1913-03-06 | 0 | 0
|  |  |  | 1913-03-07 | 0 | 0
|  |  |  | 1913-03-08 | 0 | 0
|  |  |  | 1913-03-09 | 0 | 0
|  |  |  | 1913-03-10 | 0.4 | 0.4
|  |  |  | 1913-03-11 | 0 | 0
|  |  |  | 1913-03-12 | 0.2 | 0.2
|  |  |  | 1913-03-13 | 0.2 | 0.2
|  |  |  | 1913-03-14 | 0 | 0
|  |  |  | 1913-03-15 | 0 | 0
|  |  |  | 1913-03-16 | 0 | 0
|  |  |  | 1913-03-17 | 0 | 0
|  |  |  | 1913-03-18 | 0 | 0
|  |  |  | 1913-03-19 | 0 | 0
|  |  |  | 1913-03-20 | 0 | 0
|  |  |  | 1913-03-21 | 0 | 0
|  |  |  | 1913-03-22 | 0 | 0
|  |  |  | 1913-03-23 | 0 | 0
|  |  |  | 1913-03-24 | 0 | 0
|  |  |  | 1913-03-25 | 0 | 0
|  |  |  | 1913-03-26 | 0.3 | 0.3
|  |  |  | 1913-03-27 | 0 | 0
|  |  |  | 1913-03-28 | 0 | 0
|  |  |  | 1913-03-29 | 0 | 0
|  |  |  | 1913-03-30 | 0 | 0
|  |  |  | 1913-03-31 | 0 | 0
|  |  |  | 1913-04-01 | 0 | 0
|  |  |  | 1913-04-02 | 0 | 0
|  |  |  | 1913-04-03 | 0 | 0
|  |  |  | 1913-04-04 | 0 | 0
|  |  |  | 1913-04-05 | 0 | 0
|  |  |  | 1913-04-06 | 0 | 0
|  |  |  | 1913-04-07 | 0 | 0
|  |  |  | 1913-04-08 | 1.75 | 1.75
|  |  |  | 1913-04-09 | 0 | 0
|  |  |  | 1913-04-10 | 0 | 0
|  |  |  | 1913-04-11 | 0 | 0
|  |  |  | 1913-04-12 | 0 | 0
|  |  |  | 1913-04-13 | 0 | 0
|  |  |  | 1913-04-14 | 0 | 0
|  |  |  | 1913-04-15 | 0 | 0
|  |  |  | 1913-04-16 | 0 | 0
|  |  |  | 1913-04-17 | 0 | 0
|  |  |  | 1913-04-18 | 0 | 0
|  |  |  | 1913-04-19 | 0 | 0
|  |  |  | 1913-04-20 | 0 | 0
|  |  |  | 1913-04-21 | 0 | 0
|  |  |  | 1913-04-22 | 0 | 0
|  |  |  | 1913-04-23 | 1.7 | 1.7
|  |  |  | 1913-04-24 | 0 | 0
|  |  |  | 1913-04-25 | 0 | 0
|  |  |  | 1913-04-26 | 0 | 0
|  |  |  | 1913-04-27 | 0 | 0
|  |  |  | 1913-04-28 | 0 | 0
|  |  |  | 1913-04-29 | 0 | 0
|  |  |  | 1913-04-30 | 0 | 0
|  |  |  | 1913-05-01 | 0 | 0
|  |  |  | 1913-05-02 | 0 | 0
|  |  |  | 1913-05-03 | 3 | 3
|  |  |  | 1913-05-04 | 0.2 | 0.2
|  |  |  | 1913-05-05 | 0 | 0
|  |  |  | 1913-05-06 | 0 | 0
|  |  |  | 1913-05-07 | 0 | 0
|  |  |  | 1913-05-08 | 0 | 0
|  |  |  | 1913-05-09 | 0 | 0
|  |  |  | 1913-05-10 | 0 | 0
|  |  |  | 1913-05-11 | 0 | 0
|  |  |  | 1913-05-12 | 0 | 0
|  |  |  | 1913-05-13 | 0 | 0
|  |  |  | 1913-05-14 | 0 | 0
|  |  |  | 1913-05-15 | 0 | 0
|  |  |  | 1913-05-16 | 0 | 0
|  |  |  | 1913-05-17 | 0 | 0
|  |  |  | 1913-05-18 | 0 | 0
|  |  |  | 1913-05-19 | 0 | 0
|  |  |  | 1913-05-20 | 0 | 0
|  |  |  | 1913-05-21 | 0 | 0
|  |  |  | 1913-05-22 | 0 | 0
|  |  |  | 1913-05-23 | 0 | 0
|  |  |  | 1913-05-24 | 0 | 0
|  |  |  | 1913-05-25 | 0 | 0
|  |  |  | 1913-05-26 | 0 | 0
|  |  |  | 1913-05-27 | 0 | 0
|  |  |  | 1913-05-28 | 0 | 0
|  |  |  | 1913-05-29 | 0 | 0
|  |  |  | 1913-05-30 | 0 | 0
|  |  |  | 1913-05-31 | 0 | 0
|  |  |  | 1913-06-01 | 0 | 0
|  |  |  | 1913-06-02 | 0 | 0
|  |  |  | 1913-06-03 | 0 | 0
|  |  |  | 1913-06-04 | 0 | 0
|  |  |  | 1913-06-05 | 0 | 0
|  |  |  | 1913-06-06 | 0.55 | 0.55
|  |  |  | 1913-06-07 | 0 | 0
|  |  |  | 1913-06-08 | 0 | 0
|  |  |  | 1913-06-09 | 0.2 | 0.2
|  |  |  | 1913-06-10 | 0.5 | 0.5
|  |  |  | 1913-06-11 | 0 | 0
|  |  |  | 1913-06-12 | 0 | 0
|  |  |  | 1913-06-13 | 0 | 0
|  |  |  | 1913-06-14 | 0 | 0
|  |  |  | 1913-06-15 | 0 | 0
|  |  |  | 1913-06-16 | 0.35 | 0.35
|  |  |  | 1913-06-17 | 0 | 0
|  |  |  | 1913-06-18 | 0.7 | 0.7
|  |  |  | 1913-06-19 | 0 | 0
|  |  |  | 1913-06-20 | 0 | 0
|  |  |  | 1913-06-21 | 0 | 0
|  |  |  | 1913-06-22 | 0 | 0
|  |  |  | 1913-06-23 | 0 | 0
|  |  |  | 1913-06-24 | 0 | 0
|  |  |  | 1913-06-25 | 0 | 0
|  |  |  | 1913-06-26 | 0 | 0
|  |  |  | 1913-06-27 | 0 | 0
|  |  |  | 1913-06-28 | 0 | 0
|  |  |  | 1913-06-29 | 0 | 0
|  |  |  | 1913-06-30 | 0.4 | 0.4
|  |  |  | 1913-07-01 | 0.8 | 0.8
|  |  |  | 1913-07-02 | 0 | 0
|  |  |  | 1913-07-03 | 0 | 0
|  |  |  | 1913-07-04 | 0 | 0
|  |  |  | 1913-07-05 | 0 | 0
|  |  |  | 1913-07-06 | 0 | 0
|  |  |  | 1913-07-07 | 0 | 0
|  |  |  | 1913-07-08 | 0 | 0
|  |  |  | 1913-07-09 | 0 | 0
|  |  |  | 1913-07-10 | 0 | 0
|  |  |  | 1913-07-11 | 0 | 0
|  |  |  | 1913-07-12 | 0 | 0
|  |  |  | 1913-07-13 | 0 | 0
|  |  |  | 1913-07-14 | 0 | 0
|  |  |  | 1913-07-15 | 0 | 0
|  |  |  | 1913-07-16 | 0 | 0
|  |  |  | 1913-07-17 | 1 | 1
|  |  |  | 1913-07-18 | 0 | 0
|  |  |  | 1913-07-19 | 0 | 0
|  |  |  | 1913-07-20 | 0 | 0
|  |  |  | 1913-07-21 | 0 | 0
|  |  |  | 1913-07-22 | 0 | 0
|  |  |  | 1913-07-23 | 0 | 0
|  |  |  | 1913-07-24 | 0 | 0
|  |  |  | 1913-07-25 | 0 | 0
|  |  |  | 1913-07-26 | 0 | 0
|  |  |  | 1913-07-27 | 0 | 0
|  |  |  | 1913-07-28 | 0 | 0
|  |  |  | 1913-07-29 | 0 | 0
|  |  |  | 1913-07-30 | 0 | 0
|  |  |  | 1913-07-31 | 0 | 0
|  |  |  | 1913-08-01 | 0 | 0
|  |  |  | 1913-08-02 | 0 | 0
|  |  |  | 1913-08-03 | 0 | 0
|  |  |  | 1913-08-04 | 0 | 0
|  |  |  | 1913-08-05 | 0 | 0
|  |  |  | 1913-08-06 | 0 | 0
|  |  |  | 1913-08-07 | 0 | 0
|  |  |  | 1913-08-08 | 0 | 0
|  |  |  | 1913-08-09 | 0 | 0
|  |  |  | 1913-08-10 | 0 | 0
|  |  |  | 1913-08-11 | 0 | 0
|  |  |  | 1913-08-12 | 0 | 0
|  |  |  | 1913-08-13 | 0 | 0
|  |  |  | 1913-08-14 | 0 | 0
|  |  |  | 1913-08-15 | 0 | 0
|  |  |  | 1913-08-16 | 0 | 0
|  |  |  | 1913-08-17 | 0 | 0
|  |  |  | 1913-08-18 | 0 | 0
|  |  |  | 1913-08-19 | 0 | 0
|  |  |  | 1913-08-20 | 0 | 0
|  |  |  | 1913-08-21 | 0 | 0
|  |  |  | 1913-08-22 | 0 | 0
|  |  |  | 1913-08-23 | 0 | 0
|  |  |  | 1913-08-24 | 0 | 0
|  |  |  | 1913-08-25 | 0 | 0
|  |  |  | 1913-08-26 | 0 | 0
|  |  |  | 1913-08-27 | 0 | 0
|  |  |  | 1913-08-28 | 0 | 0
|  |  |  | 1913-08-29 | 0 | 0
|  |  |  | 1913-08-30 | 0 | 0
|  |  |  | 1913-08-31 | 0 | 0
|  |  |  | 1913-09-01 | 0 | 0
|  |  |  | 1913-09-02 | 0 | 0
|  |  |  | 1913-09-03 | 0 | 0
|  |  |  | 1913-09-04 | 0 | 0
|  |  |  | 1913-09-05 | 0 | 0
|  |  |  | 1913-09-06 | 0 | 0
|  |  |  | 1913-09-07 | 0 | 0
|  |  |  | 1913-09-08 | 0 | 0
|  |  |  | 1913-09-09 | 0.4 | 0.4
|  |  |  | 1913-09-10 | 1.1 | 1.1
|  |  |  | 1913-09-11 | 0.45 | 0.45
|  |  |  | 1913-09-12 | 0 | 0
|  |  |  | 1913-09-13 | 0 | 0
|  |  |  | 1913-09-14 | 0 | 0
|  |  |  | 1913-09-15 | 0 | 0
|  |  |  | 1913-09-16 | 0 | 0
|  |  |  | 1913-09-17 | 0 | 0
|  |  |  | 1913-09-18 | 0 | 0
|  |  |  | 1913-09-19 | 0 | 0
|  |  |  | 1913-09-20 | 0 | 0
|  |  |  | 1913-09-21 | 0 | 0
|  |  |  | 1913-09-22 | 0 | 0
|  |  |  | 1913-09-23 | 0 | 0
|  |  |  | 1913-09-24 | 0 | 0
|  |  |  | 1913-09-25 | 2.9 | 2.9
|  |  |  | 1913-09-26 | 0.45 | 0.45
|  |  |  | 1913-09-27 | 0.35 | 0.35
|  |  |  | 1913-09-28 | 0 | 0
|  |  |  | 1913-09-29 | 0 | 0
|  |  |  | 1913-09-30 | 0 | 0
|  |  |  | 1913-10-01 | 0 | 0
|  |  |  | 1913-10-02 | 0 | 0
|  |  |  | 1913-10-03 | 0 | 0
|  |  |  | 1913-10-04 | 1.1 | 1.1
|  |  |  | 1913-10-05 | 0 | 0
|  |  |  | 1913-10-06 | 0 | 0
|  |  |  | 1913-10-07 | 0 | 0
|  |  |  | 1913-10-08 | 0.5 | 0.5
|  |  |  | 1913-10-09 | 0 | 0
|  |  |  | 1913-10-10 | 0 | 0
|  |  |  | 1913-10-11 | 0 | 0
|  |  |  | 1913-10-12 | 0 | 0
|  |  |  | 1913-10-13 | 0 | 0
|  |  |  | 1913-10-14 | 0 | 0
|  |  |  | 1913-10-15 | 0 | 0
|  |  |  | 1913-10-16 | 0 | 0
|  |  |  | 1913-10-17 | 0.6 | 0.6
|  |  |  | 1913-10-18 | 0 | 0
|  |  |  | 1913-10-19 | 0 | 0
|  |  |  | 1913-10-20 | 0 | 0
|  |  |  | 1913-10-21 | 0 | 0
|  |  |  | 1913-10-22 | 0 | 0
|  |  |  | 1913-10-23 | 0 | 0
|  |  |  | 1913-10-24 | 0 | 0
|  |  |  | 1913-10-25 | 0 | 0
|  |  |  | 1913-10-26 | 0 | 0
|  |  |  | 1913-10-27 | 0 | 0
|  |  |  | 1913-10-28 | 0 | 0
|  |  |  | 1913-10-29 | 0 | 0
|  |  |  | 1913-10-30 | 0 | 0
|  |  |  | 1913-10-31 | 0 | 0
|  |  |  | 1913-11-01 | 0 | 0
|  |  |  | 1913-11-02 | 0 | 0
|  |  |  | 1913-11-03 | 0 | 0
|  |  |  | 1913-11-04 | 1.85 | 1.85
|  |  |  | 1913-11-05 | 0 | 0
|  |  |  | 1913-11-06 | 0 | 0
|  |  |  | 1913-11-07 | 0 | 0
|  |  |  | 1913-11-08 | 0 | 0
|  |  |  | 1913-11-09 | 0 | 0
|  |  |  | 1913-11-10 | 0 | 0
|  |  |  | 1913-11-11 | 0 | 0
|  |  |  | 1913-11-12 | 0 | 0
|  |  |  | 1913-11-13 | 0 | 0
|  |  |  | 1913-11-14 | 0 | 0
|  |  |  | 1913-11-15 | 0 | 0
|  |  |  | 1913-11-16 | 0 | 0
|  |  |  | 1913-11-17 | 0 | 0
|  |  |  | 1913-11-18 | 0 | 0
|  |  |  | 1913-11-19 | 0 | 0
|  |  |  | 1913-11-20 | 0 | 0
|  |  |  | 1913-11-21 | 0 | 0
|  |  |  | 1913-11-22 | 2.15 | 2.15
|  |  |  | 1913-11-23 | 1.9 | 1.9
|  |  |  | 1913-11-24 | 0.55 | 0.55
|  |  |  | 1913-11-25 | 0 | 0
|  |  |  | 1913-11-26 | 0 | 0
|  |  |  | 1913-11-27 | 0 | 0
|  |  |  | 1913-11-28 | 0 | 0
|  |  |  | 1913-11-29 | 0.75 | 0.75
|  |  |  | 1913-11-30 | 0 | 0
|  |  |  | 1913-12-01 | 0.92 | 0.92
|  |  |  | 1913-12-02 | 0.45 | 0.45
|  |  |  | 1913-12-03 | 0.4 | 0.4
|  |  |  | 1913-12-04 | 0.4 | 0.4
|  |  |  | 1913-12-05 | 0.1 | 0.1
|  |  |  | 1913-12-06 | 0 | 0
|  |  |  | 1913-12-07 | 0 | 0
|  |  |  | 1913-12-08 | 0 | 0
|  |  |  | 1913-12-09 | 0 | 0
|  |  |  | 1913-12-10 | 0 | 0
|  |  |  | 1913-12-11 | 0 | 0
|  |  |  | 1913-12-12 | 1.25 | 1.25
|  |  |  | 1913-12-13 | 0 | 0
|  |  |  | 1913-12-14 | 0 | 0
|  |  |  | 1913-12-15 | 0 | 0
|  |  |  | 1913-12-16 | 0 | 0
|  |  |  | 1913-12-17 | 0 | 0
|  |  |  | 1913-12-18 | 0.5 | 0.5
|  |  |  | 1913-12-19 | 0 | 0
|  |  |  | 1913-12-20 | 0 | 0
|  |  |  | 1913-12-21 | 0 | 0
|  |  |  | 1913-12-22 | 0 | 0
|  |  |  | 1913-12-23 | 0 | 0
|  |  |  | 1913-12-24 | 0 | 0
|  |  |  | 1913-12-25 | 0 | 0
|  |  |  | 1913-12-26 | 0 | 0
|  |  |  | 1913-12-27 | 0 | 0
|  |  |  | 1913-12-28 | 0 | 0
|  |  |  | 1913-12-29 | 0 | 0
|  |  |  | 1913-12-30 | 0 | 0
|  |  |  | 1913-12-31 | 0 | 0
|  |  |  | 1914-01-01 | 0 | 0
|  |  |  | 1914-01-02 | 0 | 0
|  |  |  | 1914-01-03 | 0 | 0
|  |  |  | 1914-01-04 | 0 | 0
|  |  |  | 1914-01-05 | 0 | 0
|  |  |  | 1914-01-06 | 0 | 0
|  |  |  | 1914-01-07 | 0 | 0
|  |  |  | 1914-01-08 | 0 | 0
|  |  |  | 1914-01-09 | 0 | 0
|  |  |  | 1914-01-10 | 0 | 0
|  |  |  | 1914-01-11 | 0 | 0
|  |  |  | 1914-01-12 | 0 | 0
|  |  |  | 1914-01-13 | 0 | 0
|  |  |  | 1914-01-14 | 0 | 0
|  |  |  | 1914-01-15 | 0 | 0
|  |  |  | 1914-01-16 | 0 | 0
|  |  |  | 1914-01-17 | 0 | 0
|  |  |  | 1914-01-18 | 0 | 0
|  |  |  | 1914-01-19 | 0 | 0
|  |  |  | 1914-01-20 | 0 | 0
|  |  |  | 1914-01-21 | 0 | 0
|  |  |  | 1914-01-22 | 0 | 0
|  |  |  | 1914-01-23 | 0 | 0
|  |  |  | 1914-01-24 | 0 | 0
|  |  |  | 1914-01-25 | 0 | 0
|  |  |  | 1914-01-26 | 0 | 0
|  |  |  | 1914-01-27 | 0 | 0
|  |  |  | 1914-01-28 | 0 | 0
|  |  |  | 1914-01-29 | 0 | 0
|  |  |  | 1914-01-30 | 0 | 0
|  |  |  | 1914-01-31 | 0 | 0
|  |  |  | 1914-02-01 | 0 | 0
|  |  |  | 1914-02-02 | 0 | 0
|  |  |  | 1914-02-03 | 0 | 0
|  |  |  | 1914-02-04 | 0 | 0
|  |  |  | 1914-02-05 | 0 | 0
|  |  |  | 1914-02-06 | 0 | 0
|  |  |  | 1914-02-07 | 0 | 0
|  |  |  | 1914-02-08 | 0 | 0
|  |  |  | 1914-02-09 | 0 | 0
|  |  |  | 1914-02-10 | 0 | 0
|  |  |  | 1914-02-11 | 0 | 0
|  |  |  | 1914-02-12 | 0 | 0
|  |  |  | 1914-02-13 | 0 | 0
|  |  |  | 1914-02-14 | 0 | 0
|  |  |  | 1914-02-15 | 0 | 0
|  |  |  | 1914-02-16 | 0 | 0
|  |  |  | 1914-02-17 | 0 | 0
|  |  |  | 1914-02-18 | 0 | 0
|  |  |  | 1914-02-19 | 0 | 0
|  |  |  | 1914-02-20 | 0 | 0
|  |  |  | 1914-02-21 | 0 | 0
|  |  |  | 1914-02-22 | 0 | 0
|  |  |  | 1914-02-23 | 0 | 0
|  |  |  | 1914-02-24 | 0 | 0
|  |  |  | 1914-02-25 | 0 | 0
|  |  |  | 1914-02-26 | 0 | 0
|  |  |  | 1914-02-27 | 0 | 0
|  |  |  | 1914-02-28 | 0 | 0
|  |  |  | 1914-03-01 | 0 | 0
|  |  |  | 1914-03-02 | 0 | 0
|  |  |  | 1914-03-03 | 0 | 0
|  |  |  | 1914-03-04 | 1.15 | 1.15
|  |  |  | 1914-03-05 | 0 | 0
|  |  |  | 1914-03-06 | 0 | 0
|  |  |  | 1914-03-07 | 0 | 0
|  |  |  | 1914-03-08 | 0 | 0
|  |  |  | 1914-03-09 | 0 | 0
|  |  |  | 1914-03-10 | 0 | 0
|  |  |  | 1914-03-11 | 0 | 0
|  |  |  | 1914-03-12 | 0 | 0
|  |  |  | 1914-03-13 | 0 | 0
|  |  |  | 1914-03-14 | 0 | 0
|  |  |  | 1914-03-15 | 0 | 0
|  |  |  | 1914-03-16 | 0 | 0
|  |  |  | 1914-03-17 | 0 | 0
|  |  |  | 1914-03-18 | 0.17 | 0.17
|  |  |  | 1914-03-19 | 0 | 0
|  |  |  | 1914-03-20 | 0 | 0
|  |  |  | 1914-03-21 | 0 | 0
|  |  |  | 1914-03-22 | 0 | 0
|  |  |  | 1914-03-23 | 0 | 0
|  |  |  | 1914-03-24 | 0 | 0
|  |  |  | 1914-03-25 | 0 | 0
|  |  |  | 1914-03-26 | 0.97 | 0.97
|  |  |  | 1914-03-27 | 0.77 | 0.77
|  |  |  | 1914-03-28 | 0 | 0
|  |  |  | 1914-03-29 | 0 | 0
|  |  |  | 1914-03-30 | 0 | 0
|  |  |  | 1914-03-31 | 0 | 0
|  |  |  | 1914-04-01 | 0 | 0
|  |  |  | 1914-04-02 | 0 | 0
|  |  |  | 1914-04-03 | 0 | 0
|  |  |  | 1914-04-04 | 0 | 0
|  |  |  | 1914-04-05 | 0 | 0
|  |  |  | 1914-04-06 | 0 | 0
|  |  |  | 1914-04-07 | 0 | 0
|  |  |  | 1914-04-08 | 0 | 0
|  |  |  | 1914-04-09 | 0 | 0
|  |  |  | 1914-04-10 | 0 | 0
|  |  |  | 1914-04-11 | 0 | 0
|  |  |  | 1914-04-12 | 0 | 0
|  |  |  | 1914-04-13 | 0 | 0
|  |  |  | 1914-04-14 | 0 | 0
|  |  |  | 1914-04-15 | 0 | 0
|  |  |  | 1914-04-16 | 0 | 0
|  |  |  | 1914-04-17 | 0.22 | 0.22
|  |  |  | 1914-04-18 | 0.2 | 0.2
|  |  |  | 1914-04-19 | 0 | 0
|  |  |  | 1914-04-20 | 0 | 0
|  |  |  | 1914-04-21 | 0 | 0
|  |  |  | 1914-04-22 | 0 | 0
|  |  |  | 1914-04-23 | 1.5 | 1.5
|  |  |  | 1914-04-24 | 0.4 | 0.4
|  |  |  | 1914-04-25 | 0 | 0
|  |  |  | 1914-04-26 | 1.1 | 1.1
|  |  |  | 1914-04-27 | 0.45 | 0.45
|  |  |  | 1914-04-28 | 0 | 0
|  |  |  | 1914-04-29 | 0 | 0
|  |  |  | 1914-04-30 | 0 | 0
|  |  |  | 1914-05-01 | 0 | 0
|  |  |  | 1914-05-02 | 0 | 0
|  |  |  | 1914-05-03 | 0 | 0
|  |  |  | 1914-05-04 | 2 | 2
|  |  |  | 1914-05-05 | 0 | 0
|  |  |  | 1914-05-06 | 0.55 | 0.55
|  |  |  | 1914-05-07 | 0 | 0
|  |  |  | 1914-05-08 | 0 | 0
|  |  |  | 1914-05-09 | 0 | 0
|  |  |  | 1914-05-10 | 0.1 | 0.1
|  |  |  | 1914-05-11 | 2.5 | 2.5
|  |  |  | 1914-05-12 | 0 | 0
|  |  |  | 1914-05-13 | 0 | 0
|  |  |  | 1914-05-14 | 0 | 0
|  |  |  | 1914-05-15 | 0.45 | 0.45
|  |  |  | 1914-05-16 | 0 | 0
|  |  |  | 1914-05-17 | 0.55 | 0.55
|  |  |  | 1914-05-18 | 0 | 0
|  |  |  | 1914-05-19 | 0.1 | 0.1
|  |  |  | 1914-05-20 | 0 | 0
|  |  |  | 1914-05-21 | 0 | 0
|  |  |  | 1914-05-22 | 0 | 0
|  |  |  | 1914-05-23 | 0 | 0
|  |  |  | 1914-05-24 | 0 | 0
|  |  |  | 1914-05-25 | 0 | 0
|  |  |  | 1914-05-26 | 0.3 | 0.3
|  |  |  | 1914-05-27 | 0 | 0
|  |  |  | 1914-05-28 | 0 | 0
|  |  |  | 1914-05-29 | 0 | 0
|  |  |  | 1914-05-30 | 0.45 | 0.45
|  |  |  | 1914-05-31 | 0 | 0
|  |  |  | 1914-06-01 | 1.1 | 1.1
|  |  |  | 1914-06-02 | 0 | 0
|  |  |  | 1914-06-03 | 0 | 0
|  |  |  | 1914-06-04 | 0.15 | 0.15
|  |  |  | 1914-06-05 | 0 | 0
|  |  |  | 1914-06-06 | 0 | 0
|  |  |  | 1914-06-07 | 0 | 0
|  |  |  | 1914-06-08 | 0 | 0
|  |  |  | 1914-06-09 | 0 | 0
|  |  |  | 1914-06-10 | 0 | 0
|  |  |  | 1914-06-11 | 0 | 0
|  |  |  | 1914-06-12 | 0 | 0
|  |  |  | 1914-06-13 | 0 | 0
|  |  |  | 1914-06-14 | 0 | 0
|  |  |  | 1914-06-15 | 0 | 0
|  |  |  | 1914-06-16 | 0 | 0
|  |  |  | 1914-06-17 | 0 | 0
|  |  |  | 1914-06-18 | 0 | 0
|  |  |  | 1914-06-19 | 0 | 0
|  |  |  | 1914-06-20 | 0 | 0
|  |  |  | 1914-06-21 | 0 | 0
|  |  |  | 1914-06-22 | 0 | 0
|  |  |  | 1914-06-23 | 0 | 0
|  |  |  | 1914-06-24 | 0 | 0
|  |  |  | 1914-06-25 | 0 | 0
|  |  |  | 1914-06-26 | 0 | 0
|  |  |  | 1914-06-27 | 0 | 0
|  |  |  | 1914-06-28 | 0 | 0
|  |  |  | 1914-06-29 | 0 | 0
|  |  |  | 1914-06-30 | 0 | 0
|  |  |  | 1914-07-01 | 0 | 0
|  |  |  | 1914-07-02 | 3.1 | 3.1
|  |  |  | 1914-07-03 | 0.55 | 0.55
|  |  |  | 1914-07-04 | 0.3 | 0.3
|  |  |  | 1914-07-05 | 0 | 0
|  |  |  | 1914-07-06 | 0 | 0
|  |  |  | 1914-07-07 | 0 | 0
|  |  |  | 1914-07-08 | 0 | 0
|  |  |  | 1914-07-09 | 0 | 0
|  |  |  | 1914-07-10 | 0 | 0
|  |  |  | 1914-07-11 | 0 | 0
|  |  |  | 1914-07-12 | 0 | 0
|  |  |  | 1914-07-13 | 0 | 0
|  |  |  | 1914-07-14 | 0 | 0
|  |  |  | 1914-07-15 | 0 | 0
|  |  |  | 1914-07-16 | 0 | 0
|  |  |  | 1914-07-17 | 0 | 0
|  |  |  | 1914-07-18 | 0 | 0
|  |  |  | 1914-07-19 | 0 | 0
|  |  |  | 1914-07-20 | 0 | 0
|  |  |  | 1914-07-21 | 0 | 0
|  |  |  | 1914-07-22 | 0 | 0
|  |  |  | 1914-07-23 | 0 | 0
|  |  |  | 1914-07-24 | 0 | 0
|  |  |  | 1914-07-25 | 0 | 0
|  |  |  | 1914-07-26 | 0 | 0
|  |  |  | 1914-07-27 | 0 | 0
|  |  |  | 1914-07-28 | 0 | 0
|  |  |  | 1914-07-29 | 0 | 0
|  |  |  | 1914-07-30 | 0 | 0
|  |  |  | 1914-07-31 | 0 | 0
|  |  |  | 1914-08-01 | 0 | 0
|  |  |  | 1914-08-02 | 0 | 0
|  |  |  | 1914-08-03 | 0 | 0
|  |  |  | 1914-08-04 | 0.35 | 0.35
|  |  |  | 1914-08-05 | 0.1 | 0.1
|  |  |  | 1914-08-06 | 0 | 0
|  |  |  | 1914-08-07 | 0 | 0
|  |  |  | 1914-08-08 | 0 | 0
|  |  |  | 1914-08-09 | 0 | 0
|  |  |  | 1914-08-10 | 0.75 | 0.75
|  |  |  | 1914-08-11 | 0 | 0
|  |  |  | 1914-08-12 | 3.85 | 3.85
|  |  |  | 1914-08-13 | 0 | 0
|  |  |  | 1914-08-14 | 0 | 0
|  |  |  | 1914-08-15 | 0.2 | 0.2
|  |  |  | 1914-08-16 | 0 | 0
|  |  |  | 1914-08-17 | 0 | 0
|  |  |  | 1914-08-18 | 0 | 0
|  |  |  | 1914-08-19 | 0 | 0
|  |  |  | 1914-08-20 | 0 | 0
|  |  |  | 1914-08-21 | 0 | 0
|  |  |  | 1914-08-22 | 0 | 0
|  |  |  | 1914-08-23 | 0 | 0
|  |  |  | 1914-08-24 | 0 | 0
|  |  |  | 1914-08-25 | 0.6 | 0.6
|  |  |  | 1914-08-26 | 0.3 | 0.3
|  |  |  | 1914-08-27 | 0.6 | 0.6
|  |  |  | 1914-08-28 | 3.4 | 3.4
|  |  |  | 1914-08-29 | 0.9 | 0.9
|  |  |  | 1914-08-30 | 0 | 0
|  |  |  | 1914-08-31 | 0 | 0
|  |  |  | 1914-09-01 | 0 | 0
|  |  |  | 1914-09-02 | 0 | 0
|  |  |  | 1914-09-03 | 0 | 0
|  |  |  | 1914-09-04 | 0 | 0
|  |  |  | 1914-09-05 | 0 | 0
|  |  |  | 1914-09-06 | 0 | 0
|  |  |  | 1914-09-07 | 0 | 0
|  |  |  | 1914-09-08 | 0 | 0
|  |  |  | 1914-09-09 | 0 | 0
|  |  |  | 1914-09-10 | 0 | 0
|  |  |  | 1914-09-11 | 0 | 0
|  |  |  | 1914-09-12 | 0 | 0
|  |  |  | 1914-09-13 | 0 | 0
|  |  |  | 1914-09-14 | 0 | 0
|  |  |  | 1914-09-15 | 0 | 0
|  |  |  | 1914-09-16 | 0 | 0
|  |  |  | 1914-09-17 | 0 | 0
|  |  |  | 1914-09-18 | 0 | 0
|  |  |  | 1914-09-19 | 0 | 0
|  |  |  | 1914-09-20 | 0 | 0
|  |  |  | 1914-09-21 | 0 | 0
|  |  |  | 1914-09-22 | 0.35 | 0.35
|  |  |  | 1914-09-23 | 0 | 0
|  |  |  | 1914-09-24 | 0 | 0
|  |  |  | 1914-09-25 | 0 | 0
|  |  |  | 1914-09-26 | 0 | 0
|  |  |  | 1914-09-27 | 0 | 0
|  |  |  | 1914-09-28 | 0 | 0
|  |  |  | 1914-09-29 | 0 | 0
|  |  |  | 1914-09-30 | 0 | 0
|  |  |  | 1914-10-01 | 0 | 0
|  |  |  | 1914-10-02 | 0 | 0
|  |  |  | 1914-10-03 | 0 | 0
|  |  |  | 1914-10-04 | 0 | 0
|  |  |  | 1914-10-05 | 0 | 0
|  |  |  | 1914-10-06 | 0 | 0
|  |  |  | 1914-10-07 | 0 | 0
|  |  |  | 1914-10-08 | 0 | 0
|  |  |  | 1914-10-09 | 0.35 | 0.35
|  |  |  | 1914-10-10 | 0 | 0
|  |  |  | 1914-10-11 | 0.15 | 0.15
|  |  |  | 1914-10-12 | 0 | 0
|  |  |  | 1914-10-13 | 0 | 0
|  |  |  | 1914-10-14 | 0 | 0
|  |  |  | 1914-10-15 | 0 | 0
|  |  |  | 1914-10-16 | 0 | 0
|  |  |  | 1914-10-17 | 0 | 0
|  |  |  | 1914-10-18 | 0 | 0
|  |  |  | 1914-10-19 | 0 | 0
|  |  |  | 1914-10-20 | 0 | 0
|  |  |  | 1914-10-21 | 0 | 0
|  |  |  | 1914-10-22 | 0 | 0
|  |  |  | 1914-10-23 | 0 | 0
|  |  |  | 1914-10-24 | 0 | 0
|  |  |  | 1914-10-25 | 0 | 0
|  |  |  | 1914-10-26 | 0 | 0
|  |  |  | 1914-10-27 | 0 | 0
|  |  |  | 1914-10-28 | 0 | 0
|  |  |  | 1914-10-29 | 0 | 0
|  |  |  | 1914-10-30 | 0 | 0
|  |  |  | 1914-10-31 | 0 | 0
|  |  |  | 1914-11-01 | 0 | 0
|  |  |  | 1914-11-02 | 0 | 0
|  |  |  | 1914-11-03 | 0 | 0
|  |  |  | 1914-11-04 | 0 | 0
|  |  |  | 1914-11-05 | 0 | 0
|  |  |  | 1914-11-06 | 0 | 0
|  |  |  | 1914-11-07 | 0 | 0
|  |  |  | 1914-11-08 | 0.25 | 0.25
|  |  |  | 1914-11-09 | 0 | 0
|  |  |  | 1914-11-10 | 0 | 0
|  |  |  | 1914-11-11 | 0 | 0
|  |  |  | 1914-11-12 | 0.25 | 0.25
|  |  |  | 1914-11-13 | 0 | 0
|  |  |  | 1914-11-14 | 0 | 0
|  |  |  | 1914-11-15 | 0 | 0
|  |  |  | 1914-11-16 | 0 | 0
|  |  |  | 1914-11-17 | 0 | 0
|  |  |  | 1914-11-18 | 0 | 0
|  |  |  | 1914-11-19 | 0 | 0
|  |  |  | 1914-11-20 | 0 | 0
|  |  |  | 1914-11-21 | 0 | 0
|  |  |  | 1914-11-22 | 0 | 0
|  |  |  | 1914-11-23 | 0 | 0
|  |  |  | 1914-11-24 | 0 | 0
|  |  |  | 1914-11-25 | 0.25 | 0.25
|  |  |  | 1914-11-26 | 0.7 | 0.7
|  |  |  | 1914-11-27 | 0.3 | 0.3
|  |  |  | 1914-11-28 | 0 | 0
|  |  |  | 1914-11-29 | 0 | 0
|  |  |  | 1914-11-30 | 0 | 0
|  |  |  | 1914-12-01 | 0.6 | 0.6
|  |  |  | 1914-12-02 | 0 | 0
|  |  |  | 1914-12-03 | 0 | 0
|  |  |  | 1914-12-04 | 0 | 0
|  |  |  | 1914-12-05 | 0 | 0
|  |  |  | 1914-12-06 | 0.2 | 0.2
|  |  |  | 1914-12-07 | 0 | 0
|  |  |  | 1914-12-08 | 0 | 0
|  |  |  | 1914-12-09 | 0 | 0
|  |  |  | 1914-12-10 | 0 | 0
|  |  |  | 1914-12-11 | 0 | 0
|  |  |  | 1914-12-12 | 0 | 0
|  |  |  | 1914-12-13 | 0 | 0
|  |  |  | 1914-12-14 | 0 | 0
|  |  |  | 1914-12-15 | 0 | 0
|  |  |  | 1914-12-16 | 0 | 0
|  |  |  | 1914-12-17 | 0 | 0
|  |  |  | 1914-12-18 | 0 | 0
|  |  |  | 1914-12-19 | 0 | 0
|  |  |  | 1914-12-20 | 0 | 0
|  |  |  | 1914-12-21 | 0.1 | 0.1
|  |  |  | 1914-12-22 | 0 | 0
|  |  |  | 1914-12-23 | 0 | 0
|  |  |  | 1914-12-24 | 0.65 | 0.65
|  |  |  | 1914-12-25 | 0.6 | 0.6
|  |  |  | 1914-12-26 | 0 | 0
|  |  |  | 1914-12-27 | 0 | 0
|  |  |  | 1914-12-28 | 0.55 | 0.55
|  |  |  | 1914-12-29 | 0 | 0
|  |  |  | 1914-12-30 | 0 | 0
|  |  |  | 1914-12-31 | 0 | 0
|  |  |  | 1915-01-01 | 0 | 0
|  |  |  | 1915-01-02 | 0 | 0
|  |  |  | 1915-01-03 | 0 | 0
|  |  |  | 1915-01-04 | 0 | 0
|  |  |  | 1915-01-05 | 0 | 0
|  |  |  | 1915-01-06 | 0.1 | 0.1
|  |  |  | 1915-01-07 | 0 | 0
|  |  |  | 1915-01-08 | 0 | 0
|  |  |  | 1915-01-09 | 0 | 0
|  |  |  | 1915-01-10 | 0 | 0
|  |  |  | 1915-01-11 | 0 | 0
|  |  |  | 1915-01-12 | 0 | 0
|  |  |  | 1915-01-13 | 0 | 0
|  |  |  | 1915-01-14 | 0 | 0
|  |  |  | 1915-01-15 | 0.55 | 0.55
|  |  |  | 1915-01-16 | 0 | 0
|  |  |  | 1915-01-17 | 0 | 0
|  |  |  | 1915-01-18 | 0 | 0
|  |  |  | 1915-01-19 | 0 | 0
|  |  |  | 1915-01-20 | 0 | 0
|  |  |  | 1915-01-21 | 0 | 0
|  |  |  | 1915-01-22 | 0 | 0
|  |  |  | 1915-01-23 | 0 | 0
|  |  |  | 1915-01-24 | 0.1 | 0.1
|  |  |  | 1915-01-25 | 0 | 0
|  |  |  | 1915-01-26 | 0 | 0
|  |  |  | 1915-01-27 | 0 | 0
|  |  |  | 1915-01-28 | 0 | 0
|  |  |  | 1915-01-29 | 0 | 0
|  |  |  | 1915-01-30 | 0 | 0
|  |  |  | 1915-01-31 | 0.45 | 0.45
|  |  |  | 1915-02-01 | 0 | 0
|  |  |  | 1915-02-02 | 0 | 0
|  |  |  | 1915-02-03 | 0 | 0
|  |  |  | 1915-02-04 | 0.2 | 0.2
|  |  |  | 1915-02-05 | 0 | 0
|  |  |  | 1915-02-06 | 0 | 0
|  |  |  | 1915-02-07 | 0 | 0
|  |  |  | 1915-02-08 | 0 | 0
|  |  |  | 1915-02-09 | 0 | 0
|  |  |  | 1915-02-10 | 0 | 0
|  |  |  | 1915-02-11 | 0 | 0
|  |  |  | 1915-02-12 | 0 | 0
|  |  |  | 1915-02-13 | 0 | 0
|  |  |  | 1915-02-14 | 0.15 | 0.15
|  |  |  | 1915-02-15 | 0 | 0
|  |  |  | 1915-02-16 | 0 | 0
|  |  |  | 1915-02-17 | 0 | 0
|  |  |  | 1915-02-18 | 0 | 0
|  |  |  | 1915-02-19 | 0 | 0
|  |  |  | 1915-02-20 | 0.55 | 0.55
|  |  |  | 1915-02-21 | 0 | 0
|  |  |  | 1915-02-22 | 0.4 | 0.4
|  |  |  | 1915-02-23 | 0 | 0
|  |  |  | 1915-02-24 | 0 | 0
|  |  |  | 1915-02-25 | 0 | 0
|  |  |  | 1915-02-26 | 0 | 0
|  |  |  | 1915-02-27 | 0.85 | 0.85
|  |  |  | 1915-02-28 | 0.2 | 0.2
|  |  |  | 1915-03-01 | 0 | 0
|  |  |  | 1915-03-02 | 0.45 | 0.45
|  |  |  | 1915-03-03 | 0 | 0
|  |  |  | 1915-03-04 | 0.1 | 0.1
|  |  |  | 1915-03-05 | 0 | 0
|  |  |  | 1915-03-06 | 0 | 0
|  |  |  | 1915-03-07 | 0 | 0
|  |  |  | 1915-03-08 | 0 | 0
|  |  |  | 1915-03-09 | 0.15 | 0.15
|  |  |  | 1915-03-10 | 0 | 0
|  |  |  | 1915-03-11 | 0 | 0
|  |  |  | 1915-03-12 | 0.1 | 0.1
|  |  |  | 1915-03-13 | 0 | 0
|  |  |  | 1915-03-14 | 0 | 0
|  |  |  | 1915-03-15 | 0 | 0
|  |  |  | 1915-03-16 | 0 | 0
|  |  |  | 1915-03-17 | 0 | 0
|  |  |  | 1915-03-18 | 0 | 0
|  |  |  | 1915-03-19 | 0 | 0
|  |  |  | 1915-03-20 | 0 | 0
|  |  |  | 1915-03-21 | 0 | 0
|  |  |  | 1915-03-22 | 0 | 0
|  |  |  | 1915-03-23 | 0 | 0
|  |  |  | 1915-03-24 | 0 | 0
|  |  |  | 1915-03-25 | 0 | 0
|  |  |  | 1915-03-26 | 0 | 0
|  |  |  | 1915-03-27 | 0 | 0
|  |  |  | 1915-03-28 | 0 | 0
|  |  |  | 1915-03-29 | 0 | 0
|  |  |  | 1915-03-30 | 0 | 0
|  |  |  | 1915-03-31 | 0.15 | 0.15
|  |  |  | 1915-04-01 | 0 | 0
|  |  |  | 1915-04-02 | 0 | 0
|  |  |  | 1915-04-03 | 0 | 0
|  |  |  | 1915-04-04 | 0 | 0
|  |  |  | 1915-04-05 | 0 | 0
|  |  |  | 1915-04-06 | 0 | 0
|  |  |  | 1915-04-07 | 0.4 | 0.4
|  |  |  | 1915-04-08 | 0 | 0
|  |  |  | 1915-04-09 | 0.15 | 0.15
|  |  |  | 1915-04-10 | 0 | 0
|  |  |  | 1915-04-11 | 0 | 0
|  |  |  | 1915-04-12 | 0 | 0
|  |  |  | 1915-04-13 | 0 | 0
|  |  |  | 1915-04-14 | 0 | 0
|  |  |  | 1915-04-15 | 0 | 0
|  |  |  | 1915-04-16 | 0 | 0
|  |  |  | 1915-04-17 | 0.5 | 0.5
|  |  |  | 1915-04-18 | 0.45 | 0.45
|  |  |  | 1915-04-19 | 0 | 0
|  |  |  | 1915-04-20 | 0 | 0
|  |  |  | 1915-04-21 | 0.2 | 0.2
|  |  |  | 1915-04-22 | 2.8 | 2.8
|  |  |  | 1915-04-23 | 0 | 0
|  |  |  | 1915-04-24 | 0 | 0
|  |  |  | 1915-04-25 | 1.65 | 1.65
|  |  |  | 1915-04-26 | 0 | 0
|  |  |  | 1915-04-27 | 0 | 0
|  |  |  | 1915-04-28 | 0 | 0
|  |  |  | 1915-04-29 | 0 | 0
|  |  |  | 1915-04-30 | 0.1 | 0.1
|  |  |  | 1915-05-01 | 0 | 0
|  |  |  | 1915-05-02 | 0 | 0
|  |  |  | 1915-05-03 | 0 | 0
|  |  |  | 1915-05-04 | 0.1 | 0.1
|  |  |  | 1915-05-05 | 1.35 | 1.35
|  |  |  | 1915-05-06 | 0.95 | 0.95
|  |  |  | 1915-05-07 | 0 | 0
|  |  |  | 1915-05-08 | 0 | 0
|  |  |  | 1915-05-09 | 0 | 0
|  |  |  | 1915-05-10 | 0 | 0
|  |  |  | 1915-05-11 | 0 | 0
|  |  |  | 1915-05-12 | 0 | 0
|  |  |  | 1915-05-13 | 0 | 0
|  |  |  | 1915-05-14 | 0 | 0
|  |  |  | 1915-05-15 | 0 | 0
|  |  |  | 1915-05-16 | 0 | 0
|  |  |  | 1915-05-17 | 0 | 0
|  |  |  | 1915-05-18 | 0.35 | 0.35
|  |  |  | 1915-05-19 | 0.9 | 0.9
|  |  |  | 1915-05-20 | 0.3 | 0.3
|  |  |  | 1915-05-21 | 0 | 0
|  |  |  | 1915-05-22 | 0.4 | 0.4
|  |  |  | 1915-05-23 | 2.65 | 2.65
|  |  |  | 1915-05-24 | 0 | 0
|  |  |  | 1915-05-25 | 0 | 0
|  |  |  | 1915-05-26 | 3.98 | 3.98
|  |  |  | 1915-05-27 | 0 | 0
|  |  |  | 1915-05-28 | 0 | 0
|  |  |  | 1915-05-29 | 0 | 0
|  |  |  | 1915-05-30 | 0.5 | 0.5
|  |  |  | 1915-05-31 | 0 | 0
|  |  |  | 1915-06-01 | 0 | 0
|  |  |  | 1915-06-02 | 0 | 0
|  |  |  | 1915-06-03 | 0 | 0
|  |  |  | 1915-06-04 | 0 | 0
|  |  |  | 1915-06-05 | 2.35 | 2.35
|  |  |  | 1915-06-06 | 3.4 | 3.4
|  |  |  | 1915-06-07 | 0 | 0
|  |  |  | 1915-06-08 | 0 | 0
|  |  |  | 1915-06-09 | 0 | 0
|  |  |  | 1915-06-10 | 0 | 0
|  |  |  | 1915-06-11 | 0 | 0
|  |  |  | 1915-06-12 | 0 | 0
|  |  |  | 1915-06-13 | 0.35 | 0.35
|  |  |  | 1915-06-14 | 0.3 | 0.3
|  |  |  | 1915-06-15 | 0 | 0
|  |  |  | 1915-06-16 | 0.65 | 0.65
|  |  |  | 1915-06-17 | 0.1 | 0.1
|  |  |  | 1915-06-18 | 0 | 0
|  |  |  | 1915-06-19 | 0 | 0
|  |  |  | 1915-06-20 | 0 | 0
|  |  |  | 1915-06-21 | 0 | 0
|  |  |  | 1915-06-22 | 0 | 0
|  |  |  | 1915-06-23 | 0 | 0
|  |  |  | 1915-06-24 | 0 | 0
|  |  |  | 1915-06-25 | 0 | 0
|  |  |  | 1915-06-26 | 0.1 | 0.1
|  |  |  | 1915-06-27 | 0 | 0
|  |  |  | 1915-06-28 | 0 | 0
|  |  |  | 1915-06-29 | 0 | 0
|  |  |  | 1915-06-30 | 0.15 | 0.15
|  |  |  | 1915-07-01 | 0 | 0
|  |  |  | 1915-07-02 | 0 | 0
|  |  |  | 1915-07-03 | 0.1 | 0.1
|  |  |  | 1915-07-04 | 1.2 | 1.2
|  |  |  | 1915-07-05 | 0 | 0
|  |  |  | 1915-07-06 | 0 | 0
|  |  |  | 1915-07-07 | 0 | 0
|  |  |  | 1915-07-08 | 0 | 0
|  |  |  | 1915-07-09 | 0 | 0
|  |  |  | 1915-07-10 | 0 | 0
|  |  |  | 1915-07-11 | 0 | 0
|  |  |  | 1915-07-12 | 0 | 0
|  |  |  | 1915-07-13 | 0 | 0
|  |  |  | 1915-07-14 | 0 | 0
|  |  |  | 1915-07-15 | 0 | 0
|  |  |  | 1915-07-16 | 0 | 0
|  |  |  | 1915-07-17 | 0 | 0
|  |  |  | 1915-07-18 | 0 | 0
|  |  |  | 1915-07-19 | 0 | 0
|  |  |  | 1915-07-20 | 0.75 | 0.75
|  |  |  | 1915-07-21 | 0 | 0
|  |  |  | 1915-07-22 | 0 | 0
|  |  |  | 1915-07-23 | 0 | 0
|  |  |  | 1915-07-24 | 0 | 0
|  |  |  | 1915-07-25 | 0 | 0
|  |  |  | 1915-07-26 | 0 | 0
|  |  |  | 1915-07-27 | 0 | 0
|  |  |  | 1915-07-28 | 0 | 0
|  |  |  | 1915-07-29 | 0 | 0
|  |  |  | 1915-07-30 | 0 | 0
|  |  |  | 1915-07-31 | 0 | 0
|  |  |  | 1915-08-01 | 0.3 | 0.3
|  |  |  | 1915-08-02 | 0 | 0
|  |  |  | 1915-08-03 | 0 | 0
|  |  |  | 1915-08-04 | 0 | 0
|  |  |  | 1915-08-05 | 0 | 0
|  |  |  | 1915-08-06 | 0 | 0
|  |  |  | 1915-08-07 | 0 | 0
|  |  |  | 1915-08-08 | 0 | 0
|  |  |  | 1915-08-09 | 0.3 | 0.3
|  |  |  | 1915-08-10 | 0 | 0
|  |  |  | 1915-08-11 | 0 | 0
|  |  |  | 1915-08-12 | 0 | 0
|  |  |  | 1915-08-13 | 0 | 0
|  |  |  | 1915-08-14 | 0 | 0
|  |  |  | 1915-08-15 | 0 | 0
|  |  |  | 1915-08-16 | 0 | 0
|  |  |  | 1915-08-17 | 0 | 0
|  |  |  | 1915-08-18 | 1.05 | 1.05
|  |  |  | 1915-08-19 | 0 | 0
|  |  |  | 1915-08-20 | 0 | 0
|  |  |  | 1915-08-21 | 0.2 | 0.2
|  |  |  | 1915-08-22 | 0.35 | 0.35
|  |  |  | 1915-08-23 | 0 | 0
|  |  |  | 1915-08-24 | 3.2 | 3.2
|  |  |  | 1915-08-25 | 0 | 0
|  |  |  | 1915-08-26 | 0.15 | 0.15
|  |  |  | 1915-08-27 | 0.45 | 0.45
|  |  |  | 1915-08-28 | 0 | 0
|  |  |  | 1915-08-29 | 0 | 0
|  |  |  | 1915-08-30 | 0 | 0
|  |  |  | 1915-08-31 | 0 | 0
|  |  |  | 1915-09-01 | 0 | 0
|  |  |  | 1915-09-02 | 0 | 0
|  |  |  | 1915-09-03 | 0 | 0
|  |  |  | 1915-09-04 | 0 | 0
|  |  |  | 1915-09-05 | 0 | 0
|  |  |  | 1915-09-06 | 0 | 0
|  |  |  | 1915-09-07 | 0 | 0
|  |  |  | 1915-09-08 | 0 | 0
|  |  |  | 1915-09-09 | 0 | 0
|  |  |  | 1915-09-10 | 0 | 0
|  |  |  | 1915-09-11 | 0 | 0
|  |  |  | 1915-09-12 | 0 | 0
|  |  |  | 1915-09-13 | 0 | 0
|  |  |  | 1915-09-14 | 0.25 | 0.25
|  |  |  | 1915-09-15 | 0.5 | 0.5
|  |  |  | 1915-09-16 | 0 | 0
|  |  |  | 1915-09-17 | 0 | 0
|  |  |  | 1915-09-18 | 0 | 0
|  |  |  | 1915-09-19 | 1.2 | 1.2
|  |  |  | 1915-09-20 | 0 | 0
|  |  |  | 1915-09-21 | 0 | 0
|  |  |  | 1915-09-22 | 0.1 | 0.1
|  |  |  | 1915-09-23 | 0.1 | 0.1
|  |  |  | 1915-09-24 | 1.1 | 1.1
|  |  |  | 1915-09-25 | 0.2 | 0.2
|  |  |  | 1915-09-26 | 0 | 0
|  |  |  | 1915-09-27 | 0 | 0
|  |  |  | 1915-09-28 | 0 | 0
|  |  |  | 1915-09-29 | 0 | 0
|  |  |  | 1915-09-30 | 0 | 0
|  |  |  | 1915-10-01 | 0 | 0
|  |  |  | 1915-10-02 | 0 | 0
|  |  |  | 1915-10-03 | 0 | 0
|  |  |  | 1915-10-04 | 0 | 0
|  |  |  | 1915-10-05 | 0 | 0
|  |  |  | 1915-10-06 | 0 | 0
|  |  |  | 1915-10-07 | 0 | 0
|  |  |  | 1915-10-08 | 0 | 0
|  |  |  | 1915-10-09 | 0 | 0
|  |  |  | 1915-10-10 | 0 | 0
|  |  |  | 1915-10-11 | 0 | 0
|  |  |  | 1915-10-12 | 0.8 | 0.8
|  |  |  | 1915-10-13 | 0 | 0
|  |  |  | 1915-10-14 | 0 | 0
|  |  |  | 1915-10-15 | 0 | 0
|  |  |  | 1915-10-16 | 0.55 | 0.55
|  |  |  | 1915-10-17 | 2.4 | 2.4
|  |  |  | 1915-10-18 | 0.6 | 0.6
|  |  |  | 1915-10-19 | 0 | 0
|  |  |  | 1915-10-20 | 0 | 0
|  |  |  | 1915-10-21 | 0 | 0
|  |  |  | 1915-10-22 | 0 | 0
|  |  |  | 1915-10-23 | 0 | 0
|  |  |  | 1915-10-24 | 0 | 0
|  |  |  | 1915-10-25 | 0 | 0
|  |  |  | 1915-10-26 | 0 | 0
|  |  |  | 1915-10-27 | 0 | 0
|  |  |  | 1915-10-28 | 0 | 0
|  |  |  | 1915-10-29 | 0 | 0
|  |  |  | 1915-10-30 | 0 | 0
|  |  |  | 1915-10-31 | 0 | 0
|  |  |  | 1915-11-01 | 0 | 0
|  |  |  | 1915-11-02 | 0 | 0
|  |  |  | 1915-11-03 | 0 | 0
|  |  |  | 1915-11-04 | 0 | 0
|  |  |  | 1915-11-05 | 0 | 0
|  |  |  | 1915-11-06 | 0 | 0
|  |  |  | 1915-11-07 | 0 | 0
|  |  |  | 1915-11-08 | 0 | 0
|  |  |  | 1915-11-09 | 0 | 0
|  |  |  | 1915-11-10 | 0.1 | 0.1
|  |  |  | 1915-11-11 | 0 | 0
|  |  |  | 1915-11-12 | 0 | 0
|  |  |  | 1915-11-13 | 0 | 0
|  |  |  | 1915-11-14 | 0 | 0
|  |  |  | 1915-11-15 | 0 | 0
|  |  |  | 1915-11-16 | 0 | 0
|  |  |  | 1915-11-17 | 0 | 0
|  |  |  | 1915-11-18 | 0 | 0
|  |  |  | 1915-11-19 | 0 | 0
|  |  |  | 1915-11-20 | 0 | 0
|  |  |  | 1915-11-21 | 0 | 0
|  |  |  | 1915-11-22 | 0 | 0
|  |  |  | 1915-11-23 | 0 | 0
|  |  |  | 1915-11-24 | 0.1 | 0.1
|  |  |  | 1915-11-25 | 0 | 0
|  |  |  | 1915-11-26 | 0 | 0
|  |  |  | 1915-11-27 | 0 | 0
|  |  |  | 1915-11-28 | 0 | 0
|  |  |  | 1915-11-29 | 0 | 0
|  |  |  | 1915-11-30 | 0 | 0
|  |  |  | 1915-12-01 | 0 | 0
|  |  |  | 1915-12-02 | 0 | 0
|  |  |  | 1915-12-03 | 0 | 0
|  |  |  | 1915-12-04 | 0 | 0
|  |  |  | 1915-12-05 | 0 | 0
|  |  |  | 1915-12-06 | 0 | 0
|  |  |  | 1915-12-07 | 0 | 0
|  |  |  | 1915-12-08 | 0 | 0
|  |  |  | 1915-12-09 | 0 | 0
|  |  |  | 1915-12-10 | 0 | 0
|  |  |  | 1915-12-11 | 0 | 0
|  |  |  | 1915-12-12 | 0 | 0
|  |  |  | 1915-12-13 | 0 | 0
|  |  |  | 1915-12-14 | 0 | 0
|  |  |  | 1915-12-15 | 0.9 | 0.9
|  |  |  | 1915-12-16 | 0 | 0
|  |  |  | 1915-12-17 | 0 | 0
|  |  |  | 1915-12-18 | 0 | 0
|  |  |  | 1915-12-19 | 0 | 0
|  |  |  | 1915-12-20 | 0 | 0
|  |  |  | 1915-12-21 | 0 | 0
|  |  |  | 1915-12-22 | 0 | 0
|  |  |  | 1915-12-23 | 0 | 0
|  |  |  | 1915-12-24 | 0 | 0
|  |  |  | 1915-12-25 | 0 | 0
|  |  |  | 1915-12-26 | 0 | 0
|  |  |  | 1915-12-27 | 0 | 0
|  |  |  | 1915-12-28 | 0 | 0
|  |  |  | 1915-12-29 | 0 | 0
|  |  |  | 1915-12-30 | 0 | 0
|  |  |  | 1915-12-31 | 0 | 0
|  |  |  | 1916-01-01 | 0 | 0
|  |  |  | 1916-01-02 | 0 | 0
|  |  |  | 1916-01-03 | 0 | 0
|  |  |  | 1916-01-04 | 0 | 0
|  |  |  | 1916-01-05 | 0 | 0
|  |  |  | 1916-01-06 | 0 | 0
|  |  |  | 1916-01-07 | 0 | 0
|  |  |  | 1916-01-08 | 0 | 0
|  |  |  | 1916-01-09 | 0 | 0
|  |  |  | 1916-01-10 | 0 | 0
|  |  |  | 1916-01-11 | 0 | 0
|  |  |  | 1916-01-12 | 0.5 | 0.5
|  |  |  | 1916-01-13 | 0 | 0
|  |  |  | 1916-01-14 | 0 | 0
|  |  |  | 1916-01-15 | 0 | 0
|  |  |  | 1916-01-16 | 0 | 0
|  |  |  | 1916-01-17 | 0.1 | 0.1
|  |  |  | 1916-01-18 | 0 | 0
|  |  |  | 1916-01-19 | 0 | 0
|  |  |  | 1916-01-20 | 0.35 | 0.35
|  |  |  | 1916-01-21 | 0.6 | 0.6
|  |  |  | 1916-01-22 | 0 | 0
|  |  |  | 1916-01-23 | 0 | 0
|  |  |  | 1916-01-24 | 0 | 0
|  |  |  | 1916-01-25 | 0 | 0
|  |  |  | 1916-01-26 | 0 | 0
|  |  |  | 1916-01-27 | 0 | 0
|  |  |  | 1916-01-28 | 0.2 | 0.2
|  |  |  | 1916-01-29 | 0 | 0
|  |  |  | 1916-01-30 | 0 | 0
|  |  |  | 1916-01-31 | 0 | 0
|  |  |  | 1916-02-01 | 0 | 0
|  |  |  | 1916-02-02 | 0 | 0
|  |  |  | 1916-02-03 | 0 | 0
|  |  |  | 1916-02-04 | 0 | 0
|  |  |  | 1916-02-05 | 0 | 0
|  |  |  | 1916-02-06 | 0 | 0
|  |  |  | 1916-02-07 | 0 | 0
|  |  |  | 1916-02-08 | 0 | 0
|  |  |  | 1916-02-09 | 0 | 0
|  |  |  | 1916-02-10 | 0 | 0
|  |  |  | 1916-02-11 | 0 | 0
|  |  |  | 1916-02-12 | 0 | 0
|  |  |  | 1916-02-13 | 0 | 0
|  |  |  | 1916-02-14 | 0 | 0
|  |  |  | 1916-02-15 | 0 | 0
|  |  |  | 1916-02-16 | 0 | 0
|  |  |  | 1916-02-17 | 0 | 0
|  |  |  | 1916-02-18 | 0 | 0
|  |  |  | 1916-02-19 | 0 | 0
|  |  |  | 1916-02-20 | 0 | 0
|  |  |  | 1916-02-21 | 0 | 0
|  |  |  | 1916-02-22 | 0 | 0
|  |  |  | 1916-02-23 | 0 | 0
|  |  |  | 1916-02-24 | 0 | 0
|  |  |  | 1916-02-25 | 0 | 0
|  |  |  | 1916-02-26 | 0 | 0
|  |  |  | 1916-02-27 | 0 | 0
|  |  |  | 1916-02-28 | 0 | 0
|  |  |  | 1916-02-29 | 0 | 0
|  |  |  | 1916-03-01 | 0 | 0
|  |  |  | 1916-03-02 | 0 | 0
|  |  |  | 1916-03-03 | 0 | 0
|  |  |  | 1916-03-04 | 0 | 0
|  |  |  | 1916-03-05 | 0 | 0
|  |  |  | 1916-03-06 | 0 | 0
|  |  |  | 1916-03-07 | 0 | 0
|  |  |  | 1916-03-08 | 0 | 0
|  |  |  | 1916-03-09 | 0 | 0
|  |  |  | 1916-03-10 | 0 | 0
|  |  |  | 1916-03-11 | 0 | 0
|  |  |  | 1916-03-12 | 0 | 0
|  |  |  | 1916-03-13 | 0 | 0
|  |  |  | 1916-03-14 | 0 | 0
|  |  |  | 1916-03-15 | 0 | 0
|  |  |  | 1916-03-16 | 0 | 0
|  |  |  | 1916-03-17 | 0 | 0
|  |  |  | 1916-03-18 | 0 | 0
|  |  |  | 1916-03-19 | 0 | 0
|  |  |  | 1916-03-20 | 0 | 0
|  |  |  | 1916-03-21 | 0 | 0
|  |  |  | 1916-03-22 | 0 | 0
|  |  |  | 1916-03-23 | 0.2 | 0.2
|  |  |  | 1916-03-24 | 0 | 0
|  |  |  | 1916-03-25 | 0 | 0
|  |  |  | 1916-03-26 | 0 | 0
|  |  |  | 1916-03-27 | 0 | 0
|  |  |  | 1916-03-28 | 0 | 0
|  |  |  | 1916-03-29 | 0 | 0
|  |  |  | 1916-03-30 | 0 | 0
|  |  |  | 1916-03-31 | 1.75 | 1.75
|  |  |  | 1916-04-01 | 1.1 | 1.1
|  |  |  | 1916-04-02 | 1.3 | 1.3
|  |  |  | 1916-04-03 | 0 | 0
|  |  |  | 1916-04-04 | 0 | 0
|  |  |  | 1916-04-05 | 0.35 | 0.35
|  |  |  | 1916-04-06 | 0.55 | 0.55
|  |  |  | 1916-04-07 | 0 | 0
|  |  |  | 1916-04-08 | 0 | 0
|  |  |  | 1916-04-09 | 0 | 0
|  |  |  | 1916-04-10 | 0 | 0
|  |  |  | 1916-04-11 | 0 | 0
|  |  |  | 1916-04-12 | 0 | 0
|  |  |  | 1916-04-13 | 0.8 | 0.8
|  |  |  | 1916-04-14 | 0.5 | 0.5
|  |  |  | 1916-04-15 | 1.45 | 1.45
|  |  |  | 1916-04-16 | 0 | 0
|  |  |  | 1916-04-17 | 0 | 0
|  |  |  | 1916-04-18 | 0 | 0
|  |  |  | 1916-04-19 | 0 | 0
|  |  |  | 1916-04-20 | 0 | 0
|  |  |  | 1916-04-21 | 0 | 0
|  |  |  | 1916-04-22 | 0 | 0
|  |  |  | 1916-04-23 | 0.1 | 0.1
|  |  |  | 1916-04-24 | 0 | 0
|  |  |  | 1916-04-25 | 0 | 0
|  |  |  | 1916-04-26 | 0 | 0
|  |  |  | 1916-04-27 | 0 | 0
|  |  |  | 1916-04-28 | 0 | 0
|  |  |  | 1916-04-29 | 0 | 0
|  |  |  | 1916-04-30 | 0.55 | 0.55
|  |  |  | 1916-05-01 | 0 | 0
|  |  |  | 1916-05-02 | 0.35 | 0.35
|  |  |  | 1916-05-03 | 0 | 0
|  |  |  | 1916-05-04 | 0 | 0
|  |  |  | 1916-05-05 | 0 | 0
|  |  |  | 1916-05-06 | 0 | 0
|  |  |  | 1916-05-07 | 0 | 0
|  |  |  | 1916-05-08 | 0 | 0
|  |  |  | 1916-05-09 | 0 | 0
|  |  |  | 1916-05-10 | 0 | 0
|  |  |  | 1916-05-11 | 0 | 0
|  |  |  | 1916-05-12 | 0 | 0
|  |  |  | 1916-05-13 | 0 | 0
|  |  |  | 1916-05-14 | 0 | 0
|  |  |  | 1916-05-15 | 0 | 0
|  |  |  | 1916-05-16 | 0 | 0
|  |  |  | 1916-05-17 | 0.95 | 0.95
|  |  |  | 1916-05-18 | 0 | 0
|  |  |  | 1916-05-19 | 0 | 0
|  |  |  | 1916-05-20 | 0.15 | 0.15
|  |  |  | 1916-05-21 | 0 | 0
|  |  |  | 1916-05-22 | 0 | 0
|  |  |  | 1916-05-23 | 0 | 0
|  |  |  | 1916-05-24 | 0 | 0
|  |  |  | 1916-05-25 | 0 | 0
|  |  |  | 1916-05-26 | 0 | 0
|  |  |  | 1916-05-27 | 0 | 0
|  |  |  | 1916-05-28 | 0 | 0
|  |  |  | 1916-05-29 | 0 | 0
|  |  |  | 1916-05-30 | 0 | 0
|  |  |  | 1916-05-31 | 0 | 0
|  |  |  | 1916-06-01 | 0 | 0
|  |  |  | 1916-06-02 | 0 | 0
|  |  |  | 1916-06-03 | 0 | 0
|  |  |  | 1916-06-04 | 0 | 0
|  |  |  | 1916-06-05 | 0 | 0
|  |  |  | 1916-06-06 | 0 | 0
|  |  |  | 1916-06-07 | 0 | 0
|  |  |  | 1916-06-08 | 0 | 0
|  |  |  | 1916-06-09 | 0 | 0
|  |  |  | 1916-06-10 | 0.15 | 0.15
|  |  |  | 1916-06-11 | 0 | 0
|  |  |  | 1916-06-12 | 0.45 | 0.45
|  |  |  | 1916-06-13 | 0 | 0
|  |  |  | 1916-06-14 | 0 | 0
|  |  |  | 1916-06-15 | 0.5 | 0.5
|  |  |  | 1916-06-16 | 0.15 | 0.15
|  |  |  | 1916-06-17 | 0 | 0
|  |  |  | 1916-06-18 | 0 | 0
|  |  |  | 1916-06-19 | 0 | 0
|  |  |  | 1916-06-20 | 0 | 0
|  |  |  | 1916-06-21 | 0 | 0
|  |  |  | 1916-06-22 | 0 | 0
|  |  |  | 1916-06-23 | 0 | 0
|  |  |  | 1916-06-24 | 0 | 0
|  |  |  | 1916-06-25 | 0.65 | 0.65
|  |  |  | 1916-06-26 | 0 | 0
|  |  |  | 1916-06-27 | 0 | 0
|  |  |  | 1916-06-28 | 0 | 0
|  |  |  | 1916-06-29 | 0 | 0
|  |  |  | 1916-06-30 | 0 | 0
|  |  |  | 1916-07-01 | 0 | 0
|  |  |  | 1916-07-02 | 0 | 0
|  |  |  | 1916-07-03 | 0 | 0
|  |  |  | 1916-07-04 | 0 | 0
|  |  |  | 1916-07-05 | 0.5 | 0.5
|  |  |  | 1916-07-06 | 0 | 0
|  |  |  | 1916-07-07 | 0 | 0
|  |  |  | 1916-07-08 | 0 | 0
|  |  |  | 1916-07-09 | 0 | 0
|  |  |  | 1916-07-10 | 0 | 0
|  |  |  | 1916-07-11 | 0 | 0
|  |  |  | 1916-07-12 | 0 | 0
|  |  |  | 1916-07-13 | 0 | 0
|  |  |  | 1916-07-14 | 0 | 0
|  |  |  | 1916-07-15 | 0 | 0
|  |  |  | 1916-07-16 | 0 | 0
|  |  |  | 1916-07-17 | 0.1 | 0.1
|  |  |  | 1916-07-18 | 0 | 0
|  |  |  | 1916-07-19 | 0 | 0
|  |  |  | 1916-07-20 | 1.3 | 1.3
|  |  |  | 1916-07-21 | 0 | 0
|  |  |  | 1916-07-22 | 0 | 0
|  |  |  | 1916-07-23 | 0 | 0
|  |  |  | 1916-07-24 | 0 | 0
|  |  |  | 1916-07-25 | 0 | 0
|  |  |  | 1916-07-26 | 0 | 0
|  |  |  | 1916-07-27 | 0 | 0
|  |  |  | 1916-07-28 | 0 | 0
|  |  |  | 1916-07-29 | 0.25 | 0.25
|  |  |  | 1916-07-30 | 0 | 0
|  |  |  | 1916-07-31 | 0 | 0
|  |  |  | 1916-08-01 | 0 | 0
|  |  |  | 1916-08-02 | 0 | 0
|  |  |  | 1916-08-03 | 0 | 0
|  |  |  | 1916-08-04 | 0 | 0
|  |  |  | 1916-08-05 | 0 | 0
|  |  |  | 1916-08-06 | 0 | 0
|  |  |  | 1916-08-07 | 0 | 0
|  |  |  | 1916-08-08 | 0 | 0
|  |  |  | 1916-08-09 | 0 | 0
|  |  |  | 1916-08-10 | 0 | 0
|  |  |  | 1916-08-11 | 0 | 0
|  |  |  | 1916-08-12 | 0 | 0
|  |  |  | 1916-08-13 | 0 | 0
|  |  |  | 1916-08-14 | 0 | 0
|  |  |  | 1916-08-15 | 0 | 0
|  |  |  | 1916-08-16 | 0 | 0
|  |  |  | 1916-08-17 | 0 | 0
|  |  |  | 1916-08-18 | 0 | 0
|  |  |  | 1916-08-19 | 0 | 0
|  |  |  | 1916-08-20 | 0 | 0
|  |  |  | 1916-08-21 | 0 | 0
|  |  |  | 1916-08-22 | 1.1 | 1.1
|  |  |  | 1916-08-23 | 0 | 0
|  |  |  | 1916-08-24 | 0 | 0
|  |  |  | 1916-08-25 | 0 | 0
|  |  |  | 1916-08-26 | 0 | 0
|  |  |  | 1916-08-27 | 0 | 0
|  |  |  | 1916-08-28 | 0 | 0
|  |  |  | 1916-08-29 | 0 | 0
|  |  |  | 1916-08-30 | 0 | 0
|  |  |  | 1916-08-31 | 1.45 | 1.45
|  |  |  | 1916-09-01 | 0 | 0
|  |  |  | 1916-09-02 | 0.2 | 0.2
|  |  |  | 1916-09-03 | 0 | 0
|  |  |  | 1916-09-04 | 0 | 0
|  |  |  | 1916-09-05 | 0 | 0
|  |  |  | 1916-09-06 | 0 | 0
|  |  |  | 1916-09-07 | 0.3 | 0.3
|  |  |  | 1916-09-08 | 0 | 0
|  |  |  | 1916-09-09 | 0 | 0
|  |  |  | 1916-09-10 | 0 | 0
|  |  |  | 1916-09-11 | 0 | 0
|  |  |  | 1916-09-12 | 0.1 | 0.1
|  |  |  | 1916-09-13 | 0 | 0
|  |  |  | 1916-09-14 | 0 | 0
|  |  |  | 1916-09-15 | 0 | 0
|  |  |  | 1916-09-16 | 0 | 0
|  |  |  | 1916-09-17 | 0 | 0
|  |  |  | 1916-09-18 | 0 | 0
|  |  |  | 1916-09-19 | 0 | 0
|  |  |  | 1916-09-20 | 0 | 0
|  |  |  | 1916-09-21 | 0 | 0
|  |  |  | 1916-09-22 | 0 | 0
|  |  |  | 1916-09-23 | 0 | 0
|  |  |  | 1916-09-24 | 0.8 | 0.8
|  |  |  | 1916-09-25 | 0 | 0
|  |  |  | 1916-09-26 | 0 | 0
|  |  |  | 1916-09-27 | 0 | 0
|  |  |  | 1916-09-28 | 0 | 0
|  |  |  | 1916-09-29 | 0 | 0
|  |  |  | 1916-09-30 | 0 | 0
|  |  |  | 1916-10-01 | 0 | 0
|  |  |  | 1916-10-02 | 0 | 0
|  |  |  | 1916-10-03 | 0 | 0
|  |  |  | 1916-10-04 | 0 | 0
|  |  |  | 1916-10-05 | 0 | 0
|  |  |  | 1916-10-06 | 0 | 0
|  |  |  | 1916-10-07 | 0 | 0
|  |  |  | 1916-10-08 | 0 | 0
|  |  |  | 1916-10-09 | 0 | 0
|  |  |  | 1916-10-10 | 0 | 0
|  |  |  | 1916-10-11 | 0 | 0
|  |  |  | 1916-10-12 | 0 | 0
|  |  |  | 1916-10-13 | 0.55 | 0.55
|  |  |  | 1916-10-14 | 0 | 0
|  |  |  | 1916-10-15 | 0.4 | 0.4
|  |  |  | 1916-10-16 | 0 | 0
|  |  |  | 1916-10-17 | 0.15 | 0.15
|  |  |  | 1916-10-18 | 0 | 0
|  |  |  | 1916-10-19 | 0 | 0
|  |  |  | 1916-10-20 | 0 | 0
|  |  |  | 1916-10-21 | 0 | 0
|  |  |  | 1916-10-22 | 0 | 0
|  |  |  | 1916-10-23 | 0 | 0
|  |  |  | 1916-10-24 | 0 | 0
|  |  |  | 1916-10-25 | 0 | 0
|  |  |  | 1916-10-26 | 0 | 0
|  |  |  | 1916-10-27 | 0 | 0
|  |  |  | 1916-10-28 | 0 | 0
|  |  |  | 1916-10-29 | 0 | 0
|  |  |  | 1916-10-30 | 0 | 0
|  |  |  | 1916-10-31 | 0 | 0
|  |  |  | 1916-11-01 | 0 | 0
|  |  |  | 1916-11-02 | 0 | 0
|  |  |  | 1916-11-03 | 0 | 0
|  |  |  | 1916-11-04 | 0 | 0
|  |  |  | 1916-11-05 | 0 | 0
|  |  |  | 1916-11-06 | 0 | 0
|  |  |  | 1916-11-07 | 0 | 0
|  |  |  | 1916-11-08 | 0.2 | 0.2
|  |  |  | 1916-11-09 | 0 | 0
|  |  |  | 1916-11-10 | 0 | 0
|  |  |  | 1916-11-11 | 0 | 0
|  |  |  | 1916-11-12 | 0 | 0
|  |  |  | 1916-11-13 | 0 | 0
|  |  |  | 1916-11-14 | 0 | 0
|  |  |  | 1916-11-15 | 0 | 0
|  |  |  | 1916-11-16 | 0 | 0
|  |  |  | 1916-11-17 | 0 | 0
|  |  |  | 1916-11-18 | 0 | 0
|  |  |  | 1916-11-19 | 0 | 0
|  |  |  | 1916-11-20 | 0 | 0
|  |  |  | 1916-11-21 | 0.7 | 0.7
|  |  |  | 1916-11-22 | 0 | 0
|  |  |  | 1916-11-23 | 0 | 0
|  |  |  | 1916-11-24 | 0 | 0
|  |  |  | 1916-11-25 | 0 | 0
|  |  |  | 1916-11-26 | 0 | 0
|  |  |  | 1916-11-27 | 0 | 0
|  |  |  | 1916-11-28 | 0 | 0
|  |  |  | 1916-11-29 | 0 | 0
|  |  |  | 1916-11-30 | 0 | 0
|  |  |  | 1916-12-01 | 0 | 0
|  |  |  | 1916-12-02 | 0 | 0
|  |  |  | 1916-12-03 | 0 | 0
|  |  |  | 1916-12-04 | 0 | 0
|  |  |  | 1916-12-05 | 0 | 0
|  |  |  | 1916-12-06 | 0 | 0
|  |  |  | 1916-12-07 | 0 | 0
|  |  |  | 1916-12-08 | 0 | 0
|  |  |  | 1916-12-09 | 0 | 0
|  |  |  | 1916-12-10 | 0 | 0
|  |  |  | 1916-12-11 | 0 | 0
|  |  |  | 1916-12-12 | 0 | 0
|  |  |  | 1916-12-13 | 0 | 0
|  |  |  | 1916-12-14 | 0 | 0
|  |  |  | 1916-12-15 | 0 | 0
|  |  |  | 1916-12-16 | 0 | 0
|  |  |  | 1916-12-17 | 0 | 0
|  |  |  | 1916-12-18 | 0 | 0
|  |  |  | 1916-12-19 | 0 | 0
|  |  |  | 1916-12-20 | 0 | 0
|  |  |  | 1916-12-21 | 0 | 0
|  |  |  | 1916-12-22 | 0 | 0
|  |  |  | 1916-12-23 | 0 | 0
|  |  |  | 1916-12-24 | 0 | 0
|  |  |  | 1916-12-25 | 0 | 0
|  |  |  | 1916-12-26 | 0 | 0
|  |  |  | 1916-12-27 | 0 | 0
|  |  |  | 1916-12-28 | 0 | 0
|  |  |  | 1916-12-29 | 0 | 0
|  |  |  | 1916-12-30 | 0 | 0
|  |  |  | 1916-12-31 | 0 | 0
|  |  |  | 1917-01-01 | 0 | 0
|  |  |  | 1917-01-02 | 0 | 0
|  |  |  | 1917-01-03 | 0 | 0
|  |  |  | 1917-01-04 | 0 | 0
|  |  |  | 1917-01-05 | 0 | 0
|  |  |  | 1917-01-06 | 0 | 0
|  |  |  | 1917-01-07 | 0 | 0
|  |  |  | 1917-01-08 | 0 | 0
|  |  |  | 1917-01-09 | 0 | 0
|  |  |  | 1917-01-10 | 0 | 0
|  |  |  | 1917-01-11 | 0 | 0
|  |  |  | 1917-01-12 | 0 | 0
|  |  |  | 1917-01-13 | 0 | 0
|  |  |  | 1917-01-14 | 0 | 0
|  |  |  | 1917-01-15 | 0.3 | 0.3
|  |  |  | 1917-01-16 | 0 | 0
|  |  |  | 1917-01-17 | 0 | 0
|  |  |  | 1917-01-18 | 0 | 0
|  |  |  | 1917-01-19 | 0 | 0
|  |  |  | 1917-01-20 | 0 | 0
|  |  |  | 1917-01-21 | 0 | 0
|  |  |  | 1917-01-22 | 0 | 0
|  |  |  | 1917-01-23 | 0 | 0
|  |  |  | 1917-01-24 | 0 | 0
|  |  |  | 1917-01-25 | 0 | 0
|  |  |  | 1917-01-26 | 0 | 0
|  |  |  | 1917-01-27 | 0 | 0
|  |  |  | 1917-01-28 | 0 | 0
|  |  |  | 1917-01-29 | 0 | 0
|  |  |  | 1917-01-30 | 0 | 0
|  |  |  | 1917-01-31 | 0 | 0
|  |  |  | 1917-02-01 | 0 | 0
|  |  |  | 1917-02-02 | 0 | 0
|  |  |  | 1917-02-03 | 0 | 0
|  |  |  | 1917-02-04 | 0 | 0
|  |  |  | 1917-02-05 | 0 | 0
|  |  |  | 1917-02-06 | 0 | 0
|  |  |  | 1917-02-07 | 0 | 0
|  |  |  | 1917-02-08 | 0 | 0
|  |  |  | 1917-02-09 | 0 | 0
|  |  |  | 1917-02-10 | 0 | 0
|  |  |  | 1917-02-11 | 0 | 0
|  |  |  | 1917-02-12 | 0 | 0
|  |  |  | 1917-02-13 | 0 | 0
|  |  |  | 1917-02-14 | 1 | 1
|  |  |  | 1917-02-15 | 0 | 0
|  |  |  | 1917-02-16 | 0 | 0
|  |  |  | 1917-02-17 | 0 | 0
|  |  |  | 1917-02-18 | 0 | 0
|  |  |  | 1917-02-19 | 0 | 0
|  |  |  | 1917-02-20 | 0 | 0
|  |  |  | 1917-02-21 | 0 | 0
|  |  |  | 1917-02-22 | 0 | 0
|  |  |  | 1917-02-23 | 0 | 0
|  |  |  | 1917-02-24 | 0 | 0
|  |  |  | 1917-02-25 | 0 | 0
|  |  |  | 1917-02-26 | 0 | 0
|  |  |  | 1917-02-27 | 0 | 0
|  |  |  | 1917-02-28 | 0 | 0
|  |  |  | 1917-03-01 | 0 | 0
|  |  |  | 1917-03-02 | 0.01 | 0.01
|  |  |  | 1917-03-03 | 0 | 0
|  |  |  | 1917-03-04 | 0.01 | 0.01
|  |  |  | 1917-03-05 | 0 | 0
|  |  |  | 1917-03-06 | 0 | 0
|  |  |  | 1917-03-07 | 0 | 0
|  |  |  | 1917-03-08 | 0 | 0
|  |  |  | 1917-03-09 | 0 | 0
|  |  |  | 1917-03-10 | 0 | 0
|  |  |  | 1917-03-11 | 0 | 0
|  |  |  | 1917-03-12 | 0 | 0
|  |  |  | 1917-03-13 | 0 | 0
|  |  |  | 1917-03-14 | 0 | 0
|  |  |  | 1917-03-15 | 0 | 0
|  |  |  | 1917-03-16 | 0 | 0
|  |  |  | 1917-03-17 | 0 | 0
|  |  |  | 1917-03-18 | 0 | 0
|  |  |  | 1917-03-19 | 0 | 0
|  |  |  | 1917-03-20 | 0 | 0
|  |  |  | 1917-03-21 | 0 | 0
|  |  |  | 1917-03-22 | 0 | 0
|  |  |  | 1917-03-23 | 0 | 0
|  |  |  | 1917-03-24 | 0 | 0
|  |  |  | 1917-03-25 | 0 | 0
|  |  |  | 1917-03-26 | 0 | 0
|  |  |  | 1917-03-27 | 0 | 0
|  |  |  | 1917-03-28 | 0 | 0
|  |  |  | 1917-03-29 | 0 | 0
|  |  |  | 1917-03-30 | 0 | 0
|  |  |  | 1917-03-31 | 0.3 | 0.3
|  |  |  | 1917-04-01 | 0 | 0
|  |  |  | 1917-04-02 | 0 | 0
|  |  |  | 1917-04-03 | 0 | 0
|  |  |  | 1917-04-04 | 0 | 0
|  |  |  | 1917-04-05 | 0 | 0
|  |  |  | 1917-04-06 | 0 | 0
|  |  |  | 1917-04-07 | 0 | 0
|  |  |  | 1917-04-08 | 0 | 0
|  |  |  | 1917-04-09 | 0 | 0
|  |  |  | 1917-04-10 | 0 | 0
|  |  |  | 1917-04-11 | 0.6 | 0.6
|  |  |  | 1917-04-12 | 0.4 | 0.4
|  |  |  | 1917-04-13 | 0 | 0
|  |  |  | 1917-04-14 | 0 | 0
|  |  |  | 1917-04-15 | 0 | 0
|  |  |  | 1917-04-16 | 0 | 0
|  |  |  | 1917-04-17 | 0 | 0
|  |  |  | 1917-04-18 | 0 | 0
|  |  |  | 1917-04-19 | 0 | 0
|  |  |  | 1917-04-20 | 0 | 0
|  |  |  | 1917-04-21 | 0 | 0
|  |  |  | 1917-04-22 | 0 | 0
|  |  |  | 1917-04-23 | 0 | 0
|  |  |  | 1917-04-24 | 0 | 0
|  |  |  | 1917-04-25 | 0 | 0
|  |  |  | 1917-04-26 | 0 | 0
|  |  |  | 1917-04-27 | 0.3 | 0.3
|  |  |  | 1917-04-28 | 0 | 0
|  |  |  | 1917-04-29 | 0.2 | 0.2
|  |  |  | 1917-04-30 | 0 | 0
|  |  |  | 1917-05-01 | 0 | 0
|  |  |  | 1917-05-02 | 0 | 0
|  |  |  | 1917-05-03 | 0 | 0
|  |  |  | 1917-05-04 | 0 | 0
|  |  |  | 1917-05-05 | 0.95 | 0.95
|  |  |  | 1917-05-06 | 0 | 0
|  |  |  | 1917-05-07 | 0 | 0
|  |  |  | 1917-05-08 | 0 | 0
|  |  |  | 1917-05-09 | 0 | 0
|  |  |  | 1917-05-10 | 0.4 | 0.4
|  |  |  | 1917-05-11 | 0 | 0
|  |  |  | 1917-05-12 | 0 | 0
|  |  |  | 1917-05-13 | 0 | 0
|  |  |  | 1917-05-14 | 0 | 0
|  |  |  | 1917-05-15 | 0 | 0
|  |  |  | 1917-05-16 | 0 | 0
|  |  |  | 1917-05-17 | 0 | 0
|  |  |  | 1917-05-18 | 0 | 0
|  |  |  | 1917-05-19 | 0.9 | 0.9
|  |  |  | 1917-05-20 | 0 | 0
|  |  |  | 1917-05-21 | 0.1 | 0.1
|  |  |  | 1917-05-22 | 0 | 0
|  |  |  | 1917-05-23 | 0 | 0
|  |  |  | 1917-05-24 | 0 | 0
|  |  |  | 1917-05-25 | 0 | 0
|  |  |  | 1917-05-26 | 0.2 | 0.2
|  |  |  | 1917-05-27 | 0 | 0
|  |  |  | 1917-05-28 | 0 | 0
|  |  |  | 1917-05-29 | 0 | 0
|  |  |  | 1917-05-30 | 0 | 0
|  |  |  | 1917-05-31 | 1 | 1
|  |  |  | 1917-06-01 | 0 | 0
|  |  |  | 1917-06-02 | 0 | 0
|  |  |  | 1917-06-03 | 0 | 0
|  |  |  | 1917-06-04 | 0 | 0
|  |  |  | 1917-06-05 | 0 | 0
|  |  |  | 1917-06-06 | 0 | 0
|  |  |  | 1917-06-07 | 0 | 0
|  |  |  | 1917-06-08 | 0 | 0
|  |  |  | 1917-06-09 | 0 | 0
|  |  |  | 1917-06-10 | 0 | 0
|  |  |  | 1917-06-11 | 0 | 0
|  |  |  | 1917-06-12 | 0 | 0
|  |  |  | 1917-06-13 | 0 | 0
|  |  |  | 1917-06-14 | 0 | 0
|  |  |  | 1917-06-15 | 0 | 0
|  |  |  | 1917-06-16 | 0 | 0
|  |  |  | 1917-06-17 | 0 | 0
|  |  |  | 1917-06-18 | 0 | 0
|  |  |  | 1917-06-19 | 0 | 0
|  |  |  | 1917-06-20 | 0 | 0
|  |  |  | 1917-06-21 | 0 | 0
|  |  |  | 1917-06-22 | 0 | 0
|  |  |  | 1917-06-23 | 1.4 | 1.4
|  |  |  | 1917-06-24 | 0 | 0
|  |  |  | 1917-06-25 | 0 | 0
|  |  |  | 1917-06-26 | 0 | 0
|  |  |  | 1917-06-27 | 0 | 0
|  |  |  | 1917-06-28 | 0 | 0
|  |  |  | 1917-06-29 | 0 | 0
|  |  |  | 1917-06-30 | 0 | 0
|  |  |  | 1917-07-01 | 0 | 0
|  |  |  | 1917-07-02 | 0 | 0
|  |  |  | 1917-07-03 | 0.75 | 0.75
|  |  |  | 1917-07-04 | 1.5 | 1.5
|  |  |  | 1917-07-05 | 0 | 0
|  |  |  | 1917-07-06 | 0 | 0
|  |  |  | 1917-07-07 | 0 | 0
|  |  |  | 1917-07-08 | 0 | 0
|  |  |  | 1917-07-09 | 0 | 0
|  |  |  | 1917-07-10 | 0 | 0
|  |  |  | 1917-07-11 | 0 | 0
|  |  |  | 1917-07-12 | 0 | 0
|  |  |  | 1917-07-13 | 0 | 0
|  |  |  | 1917-07-14 | 0 | 0
|  |  |  | 1917-07-15 | 0.2 | 0.2
|  |  |  | 1917-07-16 | 0 | 0
|  |  |  | 1917-07-17 | 0 | 0
|  |  |  | 1917-07-18 | 0 | 0
|  |  |  | 1917-07-19 | 1.25 | 1.25
|  |  |  | 1917-07-20 | 0 | 0
|  |  |  | 1917-07-21 | 0 | 0
|  |  |  | 1917-07-22 | 0 | 0
|  |  |  | 1917-07-23 | 0 | 0
|  |  |  | 1917-07-24 | 0 | 0
|  |  |  | 1917-07-25 | 0.15 | 0.15
|  |  |  | 1917-07-26 | 0 | 0
|  |  |  | 1917-07-27 | 0 | 0
|  |  |  | 1917-07-28 | 0 | 0
|  |  |  | 1917-07-29 | 0 | 0
|  |  |  | 1917-07-30 | 0 | 0
|  |  |  | 1917-07-31 | 0 | 0
|  |  |  | 1917-08-01 | 0 | 0
|  |  |  | 1917-08-02 | 0 | 0
|  |  |  | 1917-08-03 | 0 | 0
|  |  |  | 1917-08-04 | 0 | 0
|  |  |  | 1917-08-05 | 0 | 0
|  |  |  | 1917-08-06 | 0 | 0
|  |  |  | 1917-08-07 | 0 | 0
|  |  |  | 1917-08-08 | 0 | 0
|  |  |  | 1917-08-09 | 0 | 0
|  |  |  | 1917-08-10 | 0.3 | 0.3
|  |  |  | 1917-08-11 | 0.95 | 0.95
|  |  |  | 1917-08-12 | 0.15 | 0.15
|  |  |  | 1917-08-13 | 0 | 0
|  |  |  | 1917-08-14 | 0 | 0
|  |  |  | 1917-08-15 | 0 | 0
|  |  |  | 1917-08-16 | 0.45 | 0.45
|  |  |  | 1917-08-17 | 1.1 | 1.1
|  |  |  | 1917-08-18 | 0 | 0
|  |  |  | 1917-08-19 | 0.1 | 0.1
|  |  |  | 1917-08-20 | 0 | 0
|  |  |  | 1917-08-21 | 0 | 0
|  |  |  | 1917-08-22 | 0 | 0
|  |  |  | 1917-08-23 | 0 | 0
|  |  |  | 1917-08-24 | 0 | 0
|  |  |  | 1917-08-25 | 0 | 0
|  |  |  | 1917-08-26 | 0 | 0
|  |  |  | 1917-08-27 | 0 | 0
|  |  |  | 1917-08-28 | 0 | 0
|  |  |  | 1917-08-29 | 0 | 0
|  |  |  | 1917-08-30 | 0 | 0
|  |  |  | 1917-08-31 | 0 | 0
|  |  |  | 1917-09-01 | 0 | 0
|  |  |  | 1917-09-02 | 0.2 | 0.2
|  |  |  | 1917-09-03 | 0.2 | 0.2
|  |  |  | 1917-09-04 | 0.25 | 0.25
|  |  |  | 1917-09-05 | 0 | 0
|  |  |  | 1917-09-06 | 0 | 0
|  |  |  | 1917-09-07 | 0 | 0
|  |  |  | 1917-09-08 | 0 | 0
|  |  |  | 1917-09-09 | 0 | 0
|  |  |  | 1917-09-10 | 0 | 0
|  |  |  | 1917-09-11 | 0 | 0
|  |  |  | 1917-09-12 | 0 | 0
|  |  |  | 1917-09-13 | 0 | 0
|  |  |  | 1917-09-14 | 0 | 0
|  |  |  | 1917-09-15 | 0 | 0
|  |  |  | 1917-09-16 | 0 | 0
|  |  |  | 1917-09-17 | 0 | 0
|  |  |  | 1917-09-18 | 0 | 0
|  |  |  | 1917-09-19 | 0 | 0
|  |  |  | 1917-09-20 | 0 | 0
|  |  |  | 1917-09-21 | 0 | 0
|  |  |  | 1917-09-22 | 0 | 0
|  |  |  | 1917-09-23 | 0 | 0
|  |  |  | 1917-09-24 | 0 | 0
|  |  |  | 1917-09-25 | 0 | 0
|  |  |  | 1917-09-26 | 0.5 | 0.5
|  |  |  | 1917-09-27 | 0 | 0
|  |  |  | 1917-09-28 | 0 | 0
|  |  |  | 1917-09-29 | 0 | 0
|  |  |  | 1917-09-30 | 0 | 0
|  |  |  | 1917-10-01 | 0 | 0
|  |  |  | 1917-10-02 | 0 | 0
|  |  |  | 1917-10-03 | 0 | 0
|  |  |  | 1917-10-04 | 0 | 0
|  |  |  | 1917-10-05 | 0 | 0
|  |  |  | 1917-10-06 | 0 | 0
|  |  |  | 1917-10-07 | 0 | 0
|  |  |  | 1917-10-08 | 0 | 0
|  |  |  | 1917-10-09 | 0 | 0
|  |  |  | 1917-10-10 | 0 | 0
|  |  |  | 1917-10-11 | 0 | 0
|  |  |  | 1917-10-12 | 0 | 0
|  |  |  | 1917-10-13 | 0 | 0
|  |  |  | 1917-10-14 | 0 | 0
|  |  |  | 1917-10-15 | 0 | 0
|  |  |  | 1917-10-16 | 0 | 0
|  |  |  | 1917-10-17 | 0 | 0
|  |  |  | 1917-10-18 | 0 | 0
|  |  |  | 1917-10-19 | 0 | 0
|  |  |  | 1917-10-20 | 0 | 0
|  |  |  | 1917-10-21 | 0 | 0
|  |  |  | 1917-10-22 | 0 | 0
|  |  |  | 1917-10-23 | 0 | 0
|  |  |  | 1917-10-24 | 0 | 0
|  |  |  | 1917-10-25 | 0 | 0
|  |  |  | 1917-10-26 | 0 | 0
|  |  |  | 1917-10-27 | 0 | 0
|  |  |  | 1917-10-28 | 0 | 0
|  |  |  | 1917-10-29 | 0 | 0
|  |  |  | 1917-10-30 | 0 | 0
|  |  |  | 1917-10-31 | 0 | 0
|  |  |  | 1917-11-01 | 0 | 0
|  |  |  | 1917-11-02 | 0 | 0
|  |  |  | 1917-11-03 | 0 | 0
|  |  |  | 1917-11-04 | 0 | 0
|  |  |  | 1917-11-05 | 0 | 0
|  |  |  | 1917-11-06 | 0 | 0
|  |  |  | 1917-11-07 | 0 | 0
|  |  |  | 1917-11-08 | 0 | 0
|  |  |  | 1917-11-09 | 0 | 0
|  |  |  | 1917-11-10 | 0 | 0
|  |  |  | 1917-11-11 | 0 | 0
|  |  |  | 1917-11-12 | 0 | 0
|  |  |  | 1917-11-13 | 0 | 0
|  |  |  | 1917-11-14 | 0 | 0
|  |  |  | 1917-11-15 | 0 | 0
|  |  |  | 1917-11-16 | 0 | 0
|  |  |  | 1917-11-17 | 0.3 | 0.3
|  |  |  | 1917-11-18 | 0.25 | 0.25
|  |  |  | 1917-11-19 | 0 | 0
|  |  |  | 1917-11-20 | 0 | 0
|  |  |  | 1917-11-21 | 0 | 0
|  |  |  | 1917-11-22 | 0 | 0
|  |  |  | 1917-11-23 | 0 | 0
|  |  |  | 1917-11-24 | 0 | 0
|  |  |  | 1917-11-25 | 0 | 0
|  |  |  | 1917-11-26 | 0 | 0
|  |  |  | 1917-11-27 | 0.85 | 0.85
|  |  |  | 1917-11-28 | 0.25 | 0.25
|  |  |  | 1917-11-29 | 0 | 0
|  |  |  | 1917-11-30 | 0 | 0
|  |  |  | 1917-12-01 | 0 | 0
|  |  |  | 1917-12-02 | 0 | 0
|  |  |  | 1917-12-03 | 0 | 0
|  |  |  | 1917-12-04 | 0 | 0
|  |  |  | 1917-12-05 | 0 | 0
|  |  |  | 1917-12-06 | 0 | 0
|  |  |  | 1917-12-07 | 1 | 1
|  |  |  | 1917-12-08 | 0 | 0
|  |  |  | 1917-12-09 | 0 | 0
|  |  |  | 1917-12-10 | 0 | 0
|  |  |  | 1917-12-11 | 0 | 0
|  |  |  | 1917-12-12 | 0 | 0
|  |  |  | 1917-12-13 | 0 | 0
|  |  |  | 1917-12-14 | 0 | 0
|  |  |  | 1917-12-15 | 0 | 0
|  |  |  | 1917-12-16 | 0 | 0
|  |  |  | 1917-12-17 | 0 | 0
|  |  |  | 1917-12-18 | 0 | 0
|  |  |  | 1917-12-19 | 0 | 0
|  |  |  | 1917-12-20 | 0 | 0
|  |  |  | 1917-12-21 | 0 | 0
|  |  |  | 1917-12-22 | 0 | 0
|  |  |  | 1917-12-23 | 0 | 0
|  |  |  | 1917-12-24 | 0 | 0
|  |  |  | 1917-12-25 | 0 | 0
|  |  |  | 1917-12-26 | 0 | 0
|  |  |  | 1917-12-27 | 0 | 0
|  |  |  | 1917-12-28 | 0 | 0
|  |  |  | 1917-12-29 | 0 | 0
|  |  |  | 1917-12-30 | 0 | 0
|  |  |  | 1917-12-31 | 0 | 0
|  |  |  | 1918-01-01 | 0 | 0
|  |  |  | 1918-01-02 | 0 | 0
|  |  |  | 1918-01-03 | 0 | 0
|  |  |  | 1918-01-04 | 0 | 0
|  |  |  | 1918-01-05 | 0 | 0
|  |  |  | 1918-01-06 | 0 | 0
|  |  |  | 1918-01-07 | 0 | 0
|  |  |  | 1918-01-08 | 0 | 0
|  |  |  | 1918-01-09 | 0 | 0
|  |  |  | 1918-01-10 | 0.5 | 0.5
|  |  |  | 1918-01-11 | 0 | 0
|  |  |  | 1918-01-12 | 0.2 | 0.2
|  |  |  | 1918-01-13 | 0 | 0
|  |  |  | 1918-01-14 | 0 | 0
|  |  |  | 1918-01-15 | 0 | 0
|  |  |  | 1918-01-16 | 0 | 0
|  |  |  | 1918-01-17 | 0 | 0
|  |  |  | 1918-01-18 | 0 | 0
|  |  |  | 1918-01-19 | 0 | 0
|  |  |  | 1918-01-20 | 0 | 0
|  |  |  | 1918-01-21 | 0.2 | 0.2
|  |  |  | 1918-01-22 | 0 | 0
|  |  |  | 1918-01-23 | 0 | 0
|  |  |  | 1918-01-24 | 0 | 0
|  |  |  | 1918-01-25 | 0 | 0
|  |  |  | 1918-01-26 | 0 | 0
|  |  |  | 1918-01-27 | 0.1 | 0.1
|  |  |  | 1918-01-28 | 0 | 0
|  |  |  | 1918-01-29 | 0 | 0
|  |  |  | 1918-01-30 | 0 | 0
|  |  |  | 1918-01-31 | 0 | 0
|  |  |  | 1918-02-01 | 0 | 0
|  |  |  | 1918-02-02 | 0 | 0
|  |  |  | 1918-02-03 | 0 | 0
|  |  |  | 1918-02-04 | 0 | 0
|  |  |  | 1918-02-05 | 0 | 0
|  |  |  | 1918-02-06 | 0 | 0
|  |  |  | 1918-02-07 | 0 | 0
|  |  |  | 1918-02-08 | 0 | 0
|  |  |  | 1918-02-09 | 0 | 0
|  |  |  | 1918-02-10 | 0 | 0
|  |  |  | 1918-02-11 | 0 | 0
|  |  |  | 1918-02-12 | 0 | 0
|  |  |  | 1918-02-13 | 0 | 0
|  |  |  | 1918-02-14 | 0 | 0
|  |  |  | 1918-02-15 | 0 | 0
|  |  |  | 1918-02-16 | 0 | 0
|  |  |  | 1918-02-17 | 0 | 0
|  |  |  | 1918-02-18 | 0 | 0
|  |  |  | 1918-02-19 | 0 | 0
|  |  |  | 1918-02-20 | 0 | 0
|  |  |  | 1918-02-21 | 0 | 0
|  |  |  | 1918-02-22 | 0 | 0
|  |  |  | 1918-02-23 | 0 | 0
|  |  |  | 1918-02-24 | 0 | 0
|  |  |  | 1918-02-25 | 0 | 0
|  |  |  | 1918-02-26 | 0 | 0
|  |  |  | 1918-02-27 | 0 | 0
|  |  |  | 1918-02-28 | 0 | 0
|  |  |  | 1918-03-01 | 0 | 0
|  |  |  | 1918-03-02 | 0.9 | 0.9
|  |  |  | 1918-03-03 | 0 | 0
|  |  |  | 1918-03-04 | 0 | 0
|  |  |  | 1918-03-05 | 0 | 0
|  |  |  | 1918-03-06 | 0 | 0
|  |  |  | 1918-03-07 | 0 | 0
|  |  |  | 1918-03-08 | 0 | 0
|  |  |  | 1918-03-09 | 0 | 0
|  |  |  | 1918-03-10 | 0 | 0
|  |  |  | 1918-03-11 | 0 | 0
|  |  |  | 1918-03-12 | 0 | 0
|  |  |  | 1918-03-13 | 0 | 0
|  |  |  | 1918-03-14 | 0 | 0
|  |  |  | 1918-03-15 | 0 | 0
|  |  |  | 1918-03-16 | 0 | 0
|  |  |  | 1918-03-17 | 0 | 0
|  |  |  | 1918-03-18 | 0 | 0
|  |  |  | 1918-03-19 | 0 | 0
|  |  |  | 1918-03-20 | 0 | 0
|  |  |  | 1918-03-21 | 0 | 0
|  |  |  | 1918-03-22 | 0 | 0
|  |  |  | 1918-03-23 | 0 | 0
|  |  |  | 1918-03-24 | 0 | 0
|  |  |  | 1918-03-25 | 0 | 0
|  |  |  | 1918-03-26 | 0 | 0
|  |  |  | 1918-03-27 | 0 | 0
|  |  |  | 1918-03-28 | 0 | 0
|  |  |  | 1918-03-29 | 0 | 0
|  |  |  | 1918-03-30 | 2.4 | 2.4
|  |  |  | 1918-03-31 | 0 | 0
|  |  |  | 1918-04-01 | 0 | 0
|  |  |  | 1918-04-02 | 0 | 0
|  |  |  | 1918-04-03 | 0 | 0
|  |  |  | 1918-04-04 | 0 | 0
|  |  |  | 1918-04-05 | 1.5 | 1.5
|  |  |  | 1918-04-06 | 0 | 0
|  |  |  | 1918-04-07 | 0 | 0
|  |  |  | 1918-04-08 | 0 | 0
|  |  |  | 1918-04-09 | 0 | 0
|  |  |  | 1918-04-10 | 0 | 0
|  |  |  | 1918-04-11 | 0 | 0
|  |  |  | 1918-04-12 | 0 | 0
|  |  |  | 1918-04-13 | 0.85 | 0.85
|  |  |  | 1918-04-14 | 0.5 | 0.5
|  |  |  | 1918-04-15 | 0 | 0
|  |  |  | 1918-04-16 | 0.4 | 0.4
|  |  |  | 1918-04-17 | 0 | 0
|  |  |  | 1918-04-18 | 0 | 0
|  |  |  | 1918-04-19 | 0 | 0
|  |  |  | 1918-04-20 | 0 | 0
|  |  |  | 1918-04-21 | 0 | 0
|  |  |  | 1918-04-22 | 0 | 0
|  |  |  | 1918-04-23 | 0 | 0
|  |  |  | 1918-04-24 | 0 | 0
|  |  |  | 1918-04-25 | 0 | 0
|  |  |  | 1918-04-26 | 0 | 0
|  |  |  | 1918-04-27 | 0 | 0
|  |  |  | 1918-04-28 | 0 | 0
|  |  |  | 1918-04-29 | 0 | 0
|  |  |  | 1918-04-30 | 0 | 0
|  |  |  | 1918-05-01 | 0 | 0
|  |  |  | 1918-05-02 | 0 | 0
|  |  |  | 1918-05-03 | 0 | 0
|  |  |  | 1918-05-04 | 0 | 0
|  |  |  | 1918-05-05 | 0 | 0
|  |  |  | 1918-05-06 | 0 | 0
|  |  |  | 1918-05-07 | 0 | 0
|  |  |  | 1918-05-08 | 0 | 0
|  |  |  | 1918-05-09 | 0 | 0
|  |  |  | 1918-05-10 | 0 | 0
|  |  |  | 1918-05-11 | 1.2 | 1.2
|  |  |  | 1918-05-12 | 0.4 | 0.4
|  |  |  | 1918-05-13 | 0 | 0
|  |  |  | 1918-05-14 | 0 | 0
|  |  |  | 1918-05-15 | 0 | 0
|  |  |  | 1918-05-16 | 0 | 0
|  |  |  | 1918-05-17 | 0.75 | 0.75
|  |  |  | 1918-05-18 | 0 | 0
|  |  |  | 1918-05-19 | 0 | 0
|  |  |  | 1918-05-20 | 0 | 0
|  |  |  | 1918-05-21 | 0 | 0
|  |  |  | 1918-05-22 | 0 | 0
|  |  |  | 1918-05-23 | 0 | 0
|  |  |  | 1918-05-24 | 0 | 0
|  |  |  | 1918-05-25 | 0 | 0
|  |  |  | 1918-05-26 | 0 | 0
|  |  |  | 1918-05-27 | 0 | 0
|  |  |  | 1918-05-28 | 0 | 0
|  |  |  | 1918-05-29 | 0 | 0
|  |  |  | 1918-05-30 | 0 | 0
|  |  |  | 1918-05-31 | 0 | 0
|  |  |  | 1918-06-01 | 0 | 0
|  |  |  | 1918-06-02 | 0 | 0
|  |  |  | 1918-06-03 | 0 | 0
|  |  |  | 1918-06-04 | 0.4 | 0.4
|  |  |  | 1918-06-05 | 0 | 0
|  |  |  | 1918-06-06 | 0 | 0
|  |  |  | 1918-06-07 | 1.1 | 1.1
|  |  |  | 1918-06-08 | 1.35 | 1.35
|  |  |  | 1918-06-09 | 0 | 0
|  |  |  | 1918-06-10 | 0 | 0
|  |  |  | 1918-06-11 | 0 | 0
|  |  |  | 1918-06-12 | 0 | 0
|  |  |  | 1918-06-13 | 0 | 0
|  |  |  | 1918-06-14 | 0 | 0
|  |  |  | 1918-06-15 | 0 | 0
|  |  |  | 1918-06-16 | 0 | 0
|  |  |  | 1918-06-17 | 0 | 0
|  |  |  | 1918-06-18 | 0 | 0
|  |  |  | 1918-06-19 | 0 | 0
|  |  |  | 1918-06-20 | 0 | 0
|  |  |  | 1918-06-21 | 0 | 0
|  |  |  | 1918-06-22 | 0 | 0
|  |  |  | 1918-06-23 | 0 | 0
|  |  |  | 1918-06-24 | 0 | 0
|  |  |  | 1918-06-25 | 0 | 0
|  |  |  | 1918-06-26 | 0 | 0
|  |  |  | 1918-06-27 | 0 | 0
|  |  |  | 1918-06-28 | 0 | 0
|  |  |  | 1918-06-29 | 0 | 0
|  |  |  | 1918-06-30 | 0 | 0
|  |  |  | 1918-07-01 | 0 | 0
|  |  |  | 1918-07-02 | 0.85 | 0.85
|  |  |  | 1918-07-03 | 0 | 0
|  |  |  | 1918-07-04 | 0 | 0
|  |  |  | 1918-07-05 | 0 | 0
|  |  |  | 1918-07-06 | 0 | 0
|  |  |  | 1918-07-07 | 0 | 0
|  |  |  | 1918-07-08 | 0 | 0
|  |  |  | 1918-07-09 | 0 | 0
|  |  |  | 1918-07-10 | 0 | 0
|  |  |  | 1918-07-11 | 0 | 0
|  |  |  | 1918-07-12 | 0 | 0
|  |  |  | 1918-07-13 | 0 | 0
|  |  |  | 1918-07-14 | 0 | 0
|  |  |  | 1918-07-15 | 0 | 0
|  |  |  | 1918-07-16 | 0 | 0
|  |  |  | 1918-07-17 | 0 | 0
|  |  |  | 1918-07-18 | 0 | 0
|  |  |  | 1918-07-19 | 0 | 0
|  |  |  | 1918-07-20 | 0 | 0
|  |  |  | 1918-07-21 | 0 | 0
|  |  |  | 1918-07-22 | 0 | 0
|  |  |  | 1918-07-23 | 0 | 0
|  |  |  | 1918-07-24 | 0 | 0
|  |  |  | 1918-07-25 | 0 | 0
|  |  |  | 1918-07-26 | 0 | 0
|  |  |  | 1918-07-27 | 0 | 0
|  |  |  | 1918-07-28 | 0 | 0
|  |  |  | 1918-07-29 | 0 | 0
|  |  |  | 1918-07-30 | 0 | 0
|  |  |  | 1918-07-31 | 0 | 0
|  |  |  | 1918-08-01 | 0.45 | 0.45
|  |  |  | 1918-08-02 | 0 | 0
|  |  |  | 1918-08-03 | 0 | 0
|  |  |  | 1918-08-04 | 0 | 0
|  |  |  | 1918-08-05 | 0 | 0
|  |  |  | 1918-08-06 | 0 | 0
|  |  |  | 1918-08-07 | 0 | 0
|  |  |  | 1918-08-08 | 0 | 0
|  |  |  | 1918-08-09 | 0 | 0
|  |  |  | 1918-08-10 | 0 | 0
|  |  |  | 1918-08-11 | 0 | 0
|  |  |  | 1918-08-12 | 0 | 0
|  |  |  | 1918-08-13 | 0 | 0
|  |  |  | 1918-08-14 | 0 | 0
|  |  |  | 1918-08-15 | 0 | 0
|  |  |  | 1918-08-16 | 0 | 0
|  |  |  | 1918-08-17 | 0 | 0
|  |  |  | 1918-08-18 | 0 | 0
|  |  |  | 1918-08-19 | 0 | 0
|  |  |  | 1918-08-20 | 0 | 0
|  |  |  | 1918-08-21 | 0 | 0
|  |  |  | 1918-08-22 | 0 | 0
|  |  |  | 1918-08-23 | 0 | 0
|  |  |  | 1918-08-24 | 0 | 0
|  |  |  | 1918-08-25 | 0 | 0
|  |  |  | 1918-08-26 | 0 | 0
|  |  |  | 1918-08-27 | 0 | 0
|  |  |  | 1918-08-28 | 0 | 0
|  |  |  | 1918-08-29 | 0 | 0
|  |  |  | 1918-08-30 | 0 | 0
|  |  |  | 1918-08-31 | 0 | 0
|  |  |  | 1918-09-01 | 0 | 0
|  |  |  | 1918-09-02 | 2.05 | 2.05
|  |  |  | 1918-09-03 | 0 | 0
|  |  |  | 1918-09-04 | 0.8 | 0.8
|  |  |  | 1918-09-05 | 0 | 0
|  |  |  | 1918-09-06 | 0 | 0
|  |  |  | 1918-09-07 | 0 | 0
|  |  |  | 1918-09-08 | 0 | 0
|  |  |  | 1918-09-09 | 0 | 0
|  |  |  | 1918-09-10 | 0 | 0
|  |  |  | 1918-09-11 | 0 | 0
|  |  |  | 1918-09-12 | 0 | 0
|  |  |  | 1918-09-13 | 0 | 0
|  |  |  | 1918-09-14 | 0 | 0
|  |  |  | 1918-09-15 | 0 | 0
|  |  |  | 1918-09-16 | 0.15 | 0.15
|  |  |  | 1918-09-17 | 0.3 | 0.3
|  |  |  | 1918-09-18 | 0 | 0
|  |  |  | 1918-09-19 | 0 | 0
|  |  |  | 1918-09-20 | 0 | 0
|  |  |  | 1918-09-21 | 0 | 0
|  |  |  | 1918-09-22 | 0 | 0
|  |  |  | 1918-09-23 | 0 | 0
|  |  |  | 1918-09-24 | 0 | 0
|  |  |  | 1918-09-25 | 0 | 0
|  |  |  | 1918-09-26 | 0 | 0
|  |  |  | 1918-09-27 | 0 | 0
|  |  |  | 1918-09-28 | 0 | 0
|  |  |  | 1918-09-29 | 0 | 0
|  |  |  | 1918-09-30 | 0 | 0
|  |  |  | 1918-10-01 | 0 | 0
|  |  |  | 1918-10-02 | 0 | 0
|  |  |  | 1918-10-03 | 0 | 0
|  |  |  | 1918-10-04 | 0 | 0
|  |  |  | 1918-10-05 | 0 | 0
|  |  |  | 1918-10-06 | 0 | 0
|  |  |  | 1918-10-07 | 0 | 0
|  |  |  | 1918-10-08 | 0 | 0
|  |  |  | 1918-10-09 | 0 | 0
|  |  |  | 1918-10-10 | 0.65 | 0.65
|  |  |  | 1918-10-11 | 0 | 0
|  |  |  | 1918-10-12 | 0 | 0
|  |  |  | 1918-10-13 | 0 | 0
|  |  |  | 1918-10-14 | 0 | 0
|  |  |  | 1918-10-15 | 0 | 0
|  |  |  | 1918-10-16 | 0 | 0
|  |  |  | 1918-10-17 | 0 | 0
|  |  |  | 1918-10-18 | 0 | 0
|  |  |  | 1918-10-19 | 0 | 0
|  |  |  | 1918-10-20 | 0 | 0
|  |  |  | 1918-10-21 | 0 | 0
|  |  |  | 1918-10-22 | 1.45 | 1.45
|  |  |  | 1918-10-23 | 0 | 0
|  |  |  | 1918-10-24 | 0 | 0
|  |  |  | 1918-10-25 | 0 | 0
|  |  |  | 1918-10-26 | 3.15 | 3.15
|  |  |  | 1918-10-27 | 0.6 | 0.6
|  |  |  | 1918-10-28 | 0 | 0
|  |  |  | 1918-10-29 | 0 | 0
|  |  |  | 1918-10-30 | 0 | 0
|  |  |  | 1918-10-31 | 0 | 0
|  |  |  | 1918-11-01 | 0 | 0
|  |  |  | 1918-11-02 | 0 | 0
|  |  |  | 1918-11-03 | 0 | 0
|  |  |  | 1918-11-04 | 0 | 0
|  |  |  | 1918-11-05 | 0 | 0
|  |  |  | 1918-11-06 | 0.1 | 0.1
|  |  |  | 1918-11-07 | 0 | 0
|  |  |  | 1918-11-08 | 0 | 0
|  |  |  | 1918-11-09 | 0 | 0
|  |  |  | 1918-11-10 | 0 | 0
|  |  |  | 1918-11-11 | 0 | 0
|  |  |  | 1918-11-12 | 0 | 0
|  |  |  | 1918-11-13 | 0 | 0
|  |  |  | 1918-11-14 | 0 | 0
|  |  |  | 1918-11-15 | 0 | 0
|  |  |  | 1918-11-16 | 0 | 0
|  |  |  | 1918-11-17 | 0 | 0
|  |  |  | 1918-11-18 | 0 | 0
|  |  |  | 1918-11-19 | 0 | 0
|  |  |  | 1918-11-20 | 0 | 0
|  |  |  | 1918-11-21 | 0 | 0
|  |  |  | 1918-11-22 | 0 | 0
|  |  |  | 1918-11-23 | 0 | 0
|  |  |  | 1918-11-24 | 0.5 | 0.5
|  |  |  | 1918-11-25 | 0 | 0
|  |  |  | 1918-11-26 | 0.95 | 0.95
|  |  |  | 1918-11-27 | 0 | 0
|  |  |  | 1918-11-28 | 0 | 0
|  |  |  | 1918-11-29 | 0 | 0
|  |  |  | 1918-11-30 | 0 | 0
|  |  |  | 1918-12-01 | 0 | 0
|  |  |  | 1918-12-02 | 0 | 0
|  |  |  | 1918-12-03 | 0 | 0
|  |  |  | 1918-12-04 | 0 | 0
|  |  |  | 1918-12-05 | 0 | 0
|  |  |  | 1918-12-06 | 0 | 0
|  |  |  | 1918-12-07 | 0 | 0
|  |  |  | 1918-12-08 | 0 | 0
|  |  |  | 1918-12-09 | 0 | 0
|  |  |  | 1918-12-10 | 0 | 0
|  |  |  | 1918-12-11 | 0 | 0
|  |  |  | 1918-12-12 | 0.2 | 0.2
|  |  |  | 1918-12-13 | 0 | 0
|  |  |  | 1918-12-14 | 0.2 | 0.2
|  |  |  | 1918-12-15 | 0 | 0
|  |  |  | 1918-12-16 | 0 | 0
|  |  |  | 1918-12-17 | 0.4 | 0.4
|  |  |  | 1918-12-18 | 0 | 0
|  |  |  | 1918-12-19 | 0.6 | 0.6
|  |  |  | 1918-12-20 | 0 | 0
|  |  |  | 1918-12-21 | 0 | 0
|  |  |  | 1918-12-22 | 2.2 | 2.2
|  |  |  | 1918-12-23 | 0 | 0
|  |  |  | 1918-12-24 | 0 | 0
|  |  |  | 1918-12-25 | 0 | 0
|  |  |  | 1918-12-26 | 0 | 0
|  |  |  | 1918-12-27 | 0 | 0
|  |  |  | 1918-12-28 | 0 | 0
|  |  |  | 1918-12-29 | 0 | 0
|  |  |  | 1918-12-30 | 0 | 0
|  |  |  | 1918-12-31 | 1.2 | 1.2
|  |  |  | 1919-01-01 | 0 | 0
|  |  |  | 1919-01-02 | 0 | 0
|  |  |  | 1919-01-03 | 0 | 0
|  |  |  | 1919-01-04 | 0 | 0
|  |  |  | 1919-01-05 | 0 | 0
|  |  |  | 1919-01-06 | 0 | 0
|  |  |  | 1919-01-07 | 0 | 0
|  |  |  | 1919-01-08 | 0 | 0
|  |  |  | 1919-01-09 | 0 | 0
|  |  |  | 1919-01-10 | 0 | 0
|  |  |  | 1919-01-11 | 0 | 0
|  |  |  | 1919-01-12 | 0 | 0
|  |  |  | 1919-01-13 | 0.2 | 0.2
|  |  |  | 1919-01-14 | 0 | 0
|  |  |  | 1919-01-15 | 0 | 0
|  |  |  | 1919-01-16 | 0 | 0
|  |  |  | 1919-01-17 | 0 | 0
|  |  |  | 1919-01-18 | 0 | 0
|  |  |  | 1919-01-19 | 0 | 0
|  |  |  | 1919-01-20 | 0 | 0
|  |  |  | 1919-01-21 | 0 | 0
|  |  |  | 1919-01-22 | 2.25 | 2.25
|  |  |  | 1919-01-23 | 0 | 0
|  |  |  | 1919-01-24 | 0 | 0
|  |  |  | 1919-01-25 | 0 | 0
|  |  |  | 1919-01-26 | 0.6 | 0.6
|  |  |  | 1919-01-27 | 0 | 0
|  |  |  | 1919-01-28 | 0 | 0
|  |  |  | 1919-01-29 | 0 | 0
|  |  |  | 1919-01-30 | 0 | 0
|  |  |  | 1919-01-31 | 0 | 0
|  |  |  | 1919-02-01 | 0 | 0
|  |  |  | 1919-02-02 | 0.3 | 0.3
|  |  |  | 1919-02-03 | 0 | 0
|  |  |  | 1919-02-04 | 0 | 0
|  |  |  | 1919-02-05 | 0 | 0
|  |  |  | 1919-02-06 | 0 | 0
|  |  |  | 1919-02-07 | 0 | 0
|  |  |  | 1919-02-08 | 0 | 0
|  |  |  | 1919-02-09 | 0 | 0
|  |  |  | 1919-02-10 | 0 | 0
|  |  |  | 1919-02-11 | 0 | 0
|  |  |  | 1919-02-12 | 0 | 0
|  |  |  | 1919-02-13 | 0 | 0
|  |  |  | 1919-02-14 | 0 | 0
|  |  |  | 1919-02-15 | 0 | 0
|  |  |  | 1919-02-16 | 0 | 0
|  |  |  | 1919-02-17 | 0 | 0
|  |  |  | 1919-02-18 | 0 | 0
|  |  |  | 1919-02-19 | 0 | 0
|  |  |  | 1919-02-20 | 0.4 | 0.4
|  |  |  | 1919-02-21 | 0.5 | 0.5
|  |  |  | 1919-02-22 | 0 | 0
|  |  |  | 1919-02-23 | 0 | 0
|  |  |  | 1919-02-24 | 0 | 0
|  |  |  | 1919-02-25 | 0 | 0
|  |  |  | 1919-02-26 | 0 | 0
|  |  |  | 1919-02-27 | 0 | 0
|  |  |  | 1919-02-28 | 0 | 0
|  |  |  | 1919-03-01 | 0 | 0
|  |  |  | 1919-03-02 | 0 | 0
|  |  |  | 1919-03-03 | 0 | 0
|  |  |  | 1919-03-04 | 0 | 0
|  |  |  | 1919-03-05 | 0 | 0
|  |  |  | 1919-03-06 | 0 | 0
|  |  |  | 1919-03-07 | 0 | 0
|  |  |  | 1919-03-08 | 0 | 0
|  |  |  | 1919-03-09 | 0 | 0
|  |  |  | 1919-03-10 | 0 | 0
|  |  |  | 1919-03-11 | 0 | 0
|  |  |  | 1919-03-12 | 0 | 0
|  |  |  | 1919-03-13 | 0 | 0
|  |  |  | 1919-03-14 | 0 | 0
|  |  |  | 1919-03-15 | 0 | 0
|  |  |  | 1919-03-16 | 0 | 0
|  |  |  | 1919-03-17 | 0 | 0
|  |  |  | 1919-03-18 | 0 | 0
|  |  |  | 1919-03-19 | 0 | 0
|  |  |  | 1919-03-20 | 0 | 0
|  |  |  | 1919-03-21 | 0 | 0
|  |  |  | 1919-03-22 | 0 | 0
|  |  |  | 1919-03-23 | 0 | 0
|  |  |  | 1919-03-24 | 1.2 | 1.2
|  |  |  | 1919-03-25 | 0 | 0
|  |  |  | 1919-03-26 | 0 | 0
|  |  |  | 1919-03-27 | 0 | 0
|  |  |  | 1919-03-28 | 0 | 0
|  |  |  | 1919-03-29 | 0 | 0
|  |  |  | 1919-03-30 | 1.85 | 1.85
|  |  |  | 1919-03-31 | 0 | 0
|  |  |  | 1919-04-01 | 0 | 0
|  |  |  | 1919-04-02 | 0.2 | 0.2
|  |  |  | 1919-04-03 | 0.3 | 0.3
|  |  |  | 1919-04-04 | 0 | 0
|  |  |  | 1919-04-05 | 0 | 0
|  |  |  | 1919-04-06 | 0 | 0
|  |  |  | 1919-04-07 | 0.2 | 0.2
|  |  |  | 1919-04-08 | 0.3 | 0.3
|  |  |  | 1919-04-09 | 0 | 0
|  |  |  | 1919-04-10 | 0 | 0
|  |  |  | 1919-04-11 | 0 | 0
|  |  |  | 1919-04-12 | 0 | 0
|  |  |  | 1919-04-13 | 0 | 0
|  |  |  | 1919-04-14 | 0 | 0
|  |  |  | 1919-04-15 | 0 | 0
|  |  |  | 1919-04-16 | 0 | 0
|  |  |  | 1919-04-17 | 0 | 0
|  |  |  | 1919-04-18 | 0 | 0
|  |  |  | 1919-04-19 | 0 | 0
|  |  |  | 1919-04-20 | 0 | 0
|  |  |  | 1919-04-21 | 0 | 0
|  |  |  | 1919-04-22 | 0 | 0
|  |  |  | 1919-04-23 | 0 | 0
|  |  |  | 1919-04-24 | 0 | 0
|  |  |  | 1919-04-25 | 0 | 0
|  |  |  | 1919-04-26 | 0.3 | 0.3
|  |  |  | 1919-04-27 | 0.2 | 0.2
|  |  |  | 1919-04-28 | 0 | 0
|  |  |  | 1919-04-29 | 0 | 0
|  |  |  | 1919-04-30 | 0 | 0
|  |  |  | 1919-05-01 | 0 | 0
|  |  |  | 1919-05-02 | 1.1 | 1.1
|  |  |  | 1919-05-03 | 0 | 0
|  |  |  | 1919-05-04 | 0 | 0
|  |  |  | 1919-05-05 | 0 | 0
|  |  |  | 1919-05-06 | 1.4 | 1.4
|  |  |  | 1919-05-07 | 1.2 | 1.2
|  |  |  | 1919-05-08 | 0 | 0
|  |  |  | 1919-05-09 | 0 | 0
|  |  |  | 1919-05-10 | 0 | 0
|  |  |  | 1919-05-11 | 1.85 | 1.85
|  |  |  | 1919-05-12 | 0 | 0
|  |  |  | 1919-05-13 | 0 | 0
|  |  |  | 1919-05-14 | 1.1 | 1.1
|  |  |  | 1919-05-15 | 0 | 0
|  |  |  | 1919-05-16 | 0 | 0
|  |  |  | 1919-05-17 | 0 | 0
|  |  |  | 1919-05-18 | 0 | 0
|  |  |  | 1919-05-19 | 0.65 | 0.65
|  |  |  | 1919-05-20 | 0 | 0
|  |  |  | 1919-05-21 | 0 | 0
|  |  |  | 1919-05-22 | 0 | 0
|  |  |  | 1919-05-23 | 0 | 0
|  |  |  | 1919-05-24 | 1.4 | 1.4
|  |  |  | 1919-05-25 | 0 | 0
|  |  |  | 1919-05-26 | 0.75 | 0.75
|  |  |  | 1919-05-27 | 0 | 0
|  |  |  | 1919-05-28 | 0.2 | 0.2
|  |  |  | 1919-05-29 | 0 | 0
|  |  |  | 1919-05-30 | 0 | 0
|  |  |  | 1919-05-31 | 0.25 | 0.25
|  |  |  | 1919-06-01 | 0 | 0
|  |  |  | 1919-06-02 | 0 | 0
|  |  |  | 1919-06-03 | 0 | 0
|  |  |  | 1919-06-04 | 0.45 | 0.45
|  |  |  | 1919-06-05 | 0 | 0
|  |  |  | 1919-06-06 | 0 | 0
|  |  |  | 1919-06-07 | 0 | 0
|  |  |  | 1919-06-08 | 0 | 0
|  |  |  | 1919-06-09 | 0 | 0
|  |  |  | 1919-06-10 | 0.4 | 0.4
|  |  |  | 1919-06-11 | 0 | 0
|  |  |  | 1919-06-12 | 0 | 0
|  |  |  | 1919-06-13 | 0 | 0
|  |  |  | 1919-06-14 | 0 | 0
|  |  |  | 1919-06-15 | 0 | 0
|  |  |  | 1919-06-16 | 0 | 0
|  |  |  | 1919-06-17 | 0 | 0
|  |  |  | 1919-06-18 | 0.45 | 0.45
|  |  |  | 1919-06-19 | 1.95 | 1.95
|  |  |  | 1919-06-20 | 3.9 | 3.9
|  |  |  | 1919-06-21 | 0 | 0
|  |  |  | 1919-06-22 | 0 | 0
|  |  |  | 1919-06-23 | 0 | 0
|  |  |  | 1919-06-24 | 0 | 0
|  |  |  | 1919-06-25 | 0 | 0
|  |  |  | 1919-06-26 | 0 | 0
|  |  |  | 1919-06-27 | 0 | 0
|  |  |  | 1919-06-28 | 0 | 0
|  |  |  | 1919-06-29 | 0 | 0
|  |  |  | 1919-06-30 | 0 | 0
|  |  |  | 1919-07-01 | 0 | 0
|  |  |  | 1919-07-02 | 0 | 0
|  |  |  | 1919-07-03 | 0 | 0
|  |  |  | 1919-07-04 | 0 | 0
|  |  |  | 1919-07-05 | 0 | 0
|  |  |  | 1919-07-06 | 0 | 0
|  |  |  | 1919-07-07 | 0 | 0
|  |  |  | 1919-07-08 | 0 | 0
|  |  |  | 1919-07-09 | 0 | 0
|  |  |  | 1919-07-10 | 0 | 0
|  |  |  | 1919-07-11 | 0 | 0
|  |  |  | 1919-07-12 | 0 | 0
|  |  |  | 1919-07-13 | 0 | 0
|  |  |  | 1919-07-14 | 0 | 0
|  |  |  | 1919-07-15 | 0 | 0
|  |  |  | 1919-07-16 | 0.6 | 0.6
|  |  |  | 1919-07-17 | 0.2 | 0.2
|  |  |  | 1919-07-18 | 0.2 | 0.2
|  |  |  | 1919-07-19 | 0.7 | 0.7
|  |  |  | 1919-07-20 | 1.2 | 1.2
|  |  |  | 1919-07-21 | 0 | 0
|  |  |  | 1919-07-22 | 0 | 0
|  |  |  | 1919-07-23 | 0 | 0
|  |  |  | 1919-07-24 | 0 | 0
|  |  |  | 1919-07-25 | 0 | 0
|  |  |  | 1919-07-26 | 0 | 0
|  |  |  | 1919-07-27 | 0 | 0
|  |  |  | 1919-07-28 | 0 | 0
|  |  |  | 1919-07-29 | 0 | 0
|  |  |  | 1919-07-30 | 0 | 0
|  |  |  | 1919-07-31 | 0 | 0
|  |  |  | 1919-08-01 | 0 | 0
|  |  |  | 1919-08-02 | 0 | 0
|  |  |  | 1919-08-03 | 0 | 0
|  |  |  | 1919-08-04 | 0 | 0
|  |  |  | 1919-08-05 | 0 | 0
|  |  |  | 1919-08-06 | 0 | 0
|  |  |  | 1919-08-07 | 0 | 0
|  |  |  | 1919-08-08 | 0 | 0
|  |  |  | 1919-08-09 | 0 | 0
|  |  |  | 1919-08-10 | 0 | 0
|  |  |  | 1919-08-11 | 0 | 0
|  |  |  | 1919-08-12 | 0 | 0
|  |  |  | 1919-08-13 | 0 | 0
|  |  |  | 1919-08-14 | 0 | 0
|  |  |  | 1919-08-15 | 0 | 0
|  |  |  | 1919-08-16 | 0 | 0
|  |  |  | 1919-08-17 | 1.4 | 1.4
|  |  |  | 1919-08-18 | 0 | 0
|  |  |  | 1919-08-19 | 0 | 0
|  |  |  | 1919-08-20 | 0 | 0
|  |  |  | 1919-08-21 | 0 | 0
|  |  |  | 1919-08-22 | 0 | 0
|  |  |  | 1919-08-23 | 0 | 0
|  |  |  | 1919-08-24 | 0 | 0
|  |  |  | 1919-08-25 | 0 | 0
|  |  |  | 1919-08-26 | 0 | 0
|  |  |  | 1919-08-27 | 0 | 0
|  |  |  | 1919-08-28 | 0 | 0
|  |  |  | 1919-08-29 | 0 | 0
|  |  |  | 1919-08-30 | 0 | 0
|  |  |  | 1919-08-31 | 0 | 0
|  |  |  | 1919-11-01 | 0 | 0
|  |  |  | 1919-11-02 | 0 | 0
|  |  |  | 1919-11-03 | 0 | 0
|  |  |  | 1919-11-04 | 0 | 0
|  |  |  | 1919-11-05 | 0 | 0
|  |  |  | 1919-11-06 | 0 | 0
|  |  |  | 1919-11-07 | 0 | 0
|  |  |  | 1919-11-08 | 0 | 0
|  |  |  | 1919-11-09 | 1.35 | 1.35
|  |  |  | 1919-11-10 | 0 | 0
|  |  |  | 1919-11-11 | 0 | 0
|  |  |  | 1919-11-12 | 0 | 0
|  |  |  | 1919-11-13 | 0 | 0
|  |  |  | 1919-11-14 | 0 | 0
|  |  |  | 1919-11-15 | 0 | 0
|  |  |  | 1919-11-16 | 0 | 0
|  |  |  | 1919-11-17 | 0 | 0
|  |  |  | 1919-11-18 | 0 | 0
|  |  |  | 1919-11-19 | 0 | 0
|  |  |  | 1919-11-20 | 0 | 0
|  |  |  | 1919-11-21 | 1 | 1
|  |  |  | 1919-11-22 | 0 | 0
|  |  |  | 1919-11-23 | 0 | 0
|  |  |  | 1919-11-24 | 0 | 0
|  |  |  | 1919-11-25 | 0.2 | 0.2
|  |  |  | 1919-11-26 | 0 | 0
|  |  |  | 1919-11-27 | 0 | 0
|  |  |  | 1919-11-28 | 0 | 0
|  |  |  | 1919-11-29 | 0 | 0
|  |  |  | 1919-11-30 | 0 | 0
|  |  |  | 1919-12-01 | 0 | 0
|  |  |  | 1919-12-02 | 0 | 0
|  |  |  | 1919-12-03 | 0 | 0
|  |  |  | 1919-12-04 | 0 | 0
|  |  |  | 1919-12-05 | 0 | 0
|  |  |  | 1919-12-06 | 0 | 0
|  |  |  | 1919-12-07 | 0 | 0
|  |  |  | 1919-12-08 | 0 | 0
|  |  |  | 1919-12-09 | 0 | 0
|  |  |  | 1919-12-10 | 0 | 0
|  |  |  | 1919-12-11 | 0 | 0
|  |  |  | 1919-12-12 | 0 | 0
|  |  |  | 1919-12-13 | 0 | 0
|  |  |  | 1919-12-14 | 0 | 0
|  |  |  | 1919-12-15 | 0 | 0
|  |  |  | 1919-12-16 | 0 | 0
|  |  |  | 1919-12-17 | 0 | 0
|  |  |  | 1919-12-18 | 0 | 0
|  |  |  | 1919-12-19 | 0 | 0
|  |  |  | 1919-12-20 | 0 | 0
|  |  |  | 1919-12-21 | 0 | 0
|  |  |  | 1919-12-22 | 0 | 0
|  |  |  | 1919-12-23 | 0 | 0
|  |  |  | 1919-12-24 | 0 | 0
|  |  |  | 1919-12-25 | 0 | 0
|  |  |  | 1919-12-26 | 0 | 0
|  |  |  | 1919-12-27 | 0 | 0
|  |  |  | 1919-12-28 | 0 | 0
|  |  |  | 1919-12-29 | 0 | 0
|  |  |  | 1919-12-30 | 0 | 0
|  |  |  | 1919-12-31 | 0 | 0
|  |  |  | 1920-01-01 | 0 | 0
|  |  |  | 1920-01-02 | 0 | 0
|  |  |  | 1920-01-03 | 0 | 0
|  |  |  | 1920-01-04 | 0 | 0
|  |  |  | 1920-01-05 | 0.4 | 0.4
|  |  |  | 1920-01-06 | 0 | 0
|  |  |  | 1920-01-07 | 0 | 0
|  |  |  | 1920-01-08 | 0 | 0
|  |  |  | 1920-01-09 | 0 | 0
|  |  |  | 1920-01-10 | 0 | 0
|  |  |  | 1920-01-11 | 0 | 0
|  |  |  | 1920-01-12 | 0 | 0
|  |  |  | 1920-01-13 | 0 | 0
|  |  |  | 1920-01-14 | 0 | 0
|  |  |  | 1920-01-15 | 0 | 0
|  |  |  | 1920-01-16 | 0 | 0
|  |  |  | 1920-01-17 | 0 | 0
|  |  |  | 1920-01-18 | 1 | 1
|  |  |  | 1920-01-19 | 0.5 | 0.5
|  |  |  | 1920-01-20 | 0 | 0
|  |  |  | 1920-01-21 | 0.3 | 0.3
|  |  |  | 1920-01-22 | 0 | 0
|  |  |  | 1920-01-23 | 0 | 0
|  |  |  | 1920-01-24 | 0 | 0
|  |  |  | 1920-01-25 | 0 | 0
|  |  |  | 1920-01-26 | 0 | 0
|  |  |  | 1920-01-27 | 0 | 0
|  |  |  | 1920-01-28 | 0 | 0
|  |  |  | 1920-01-29 | 0 | 0
|  |  |  | 1920-01-30 | 0 | 0
|  |  |  | 1920-01-31 | 0 | 0
|  |  |  | 1920-02-01 | 0 | 0
|  |  |  | 1920-02-02 | 0 | 0
|  |  |  | 1920-02-03 | 0 | 0
|  |  |  | 1920-02-04 | 0 | 0
|  |  |  | 1920-02-05 | 0 | 0
|  |  |  | 1920-02-06 | 0 | 0
|  |  |  | 1920-02-07 | 0 | 0
|  |  |  | 1920-02-08 | 0 | 0
|  |  |  | 1920-02-09 | 0 | 0
|  |  |  | 1920-02-10 | 0.4 | 0.4
|  |  |  | 1920-02-11 | 0 | 0
|  |  |  | 1920-02-12 | 0 | 0
|  |  |  | 1920-02-13 | 0 | 0
|  |  |  | 1920-02-14 | 0 | 0
|  |  |  | 1920-02-15 | 0 | 0
|  |  |  | 1920-02-16 | 0 | 0
|  |  |  | 1920-02-17 | 0 | 0
|  |  |  | 1920-02-18 | 0 | 0
|  |  |  | 1920-02-19 | 0 | 0
|  |  |  | 1920-02-20 | 0 | 0
|  |  |  | 1920-02-21 | 0 | 0
|  |  |  | 1920-02-22 | 0 | 0
|  |  |  | 1920-02-23 | 0 | 0
|  |  |  | 1920-02-24 | 0 | 0
|  |  |  | 1920-02-25 | 0 | 0
|  |  |  | 1920-02-26 | 0 | 0
|  |  |  | 1920-02-27 | 0 | 0
|  |  |  | 1920-02-28 | 0 | 0
|  |  |  | 1920-02-29 | 0 | 0
|  |  |  | 1923-11-13 | 1.4 | 1.4
|  |  |  | 1923-11-14 | 0.02 | 0.02
|  |  |  | 1923-11-15 | 0 | 0
|  |  |  | 1923-11-16 | 0 | 0
|  |  |  | 1923-11-17 | 0 | 0
|  |  |  | 1923-11-18 | 0 | 0
|  |  |  | 1923-11-19 | 0 | 0
|  |  |  | 1923-11-20 | 0 | 0
|  |  |  | 1923-11-21 | 0 | 0
|  |  |  | 1923-11-22 | 0 | 0
|  |  |  | 1923-11-23 | 0 | 0
|  |  |  | 1923-11-24 | 0 | 0
|  |  |  | 1923-11-25 | 0 | 0
|  |  |  | 1923-11-26 | 0 | 0
|  |  |  | 1923-11-27 | 0 | 0
|  |  |  | 1923-11-28 | 0.01 | 0.01
|  |  |  | 1923-11-29 | 0 | 0
|  |  |  | 1923-11-30 | 0 | 0
|  |  |  | 1923-12-01 | 0 | 0
|  |  |  | 1923-12-02 | 0.16 | 0.16
|  |  |  | 1923-12-03 | 0.01 | 0.01
|  |  |  | 1923-12-04 | 0.26 | 0.26
|  |  |  | 1923-12-05 | 0 | 0
|  |  |  | 1923-12-06 | 0 | 0
|  |  |  | 1923-12-07 | 0 | 0
|  |  |  | 1923-12-08 | 0 | 0
|  |  |  | 1923-12-09 | 0 | 0
|  |  |  | 1923-12-10 | 0.7 | 0.7
|  |  |  | 1923-12-11 | 0.7 | 0.7
|  |  |  | 1923-12-12 | 0.54 | 0.54
|  |  |  | 1923-12-13 | 0 | 0
|  |  |  | 1923-12-14 | 0 | 0
|  |  |  | 1923-12-15 | 0 | 0
|  |  |  | 1923-12-16 | 0 | 0
|  |  |  | 1923-12-17 | 0 | 0
|  |  |  | 1923-12-18 | 0.05 | 0.05
|  |  |  | 1923-12-19 | 0.01 | 0.01
|  |  |  | 1923-12-20 | 0 | 0
|  |  |  | 1923-12-21 | 0 | 0
|  |  |  | 1923-12-22 | 0 | 0
|  |  |  | 1923-12-23 | 0 | 0
|  |  |  | 1923-12-24 | 0 | 0
|  |  |  | 1923-12-25 | 0 | 0
|  |  |  | 1923-12-26 | 0 | 0
|  |  |  | 1923-12-27 | 0 | 0
|  |  |  | 1923-12-28 | 0 | 0
|  |  |  | 1923-12-29 | 0 | 0
|  |  |  | 1923-12-30 | 0 | 0
|  |  |  | 1923-12-31 | 0 | 0
|  |  |  | 1924-01-01 | 0 | 0
|  |  |  | 1924-01-02 | 0 | 0
|  |  |  | 1924-01-03 | 0 | 0
|  |  |  | 1924-01-04 | 0 | 0
|  |  |  | 1924-01-05 | 0 | 0
|  |  |  | 1924-01-06 | 0 | 0
|  |  |  | 1924-01-07 | 0 | 0
|  |  |  | 1924-01-08 | 0 | 0
|  |  |  | 1924-01-09 | 0 | 0
|  |  |  | 1924-01-10 | 0 | 0
|  |  |  | 1924-01-11 | 0 | 0
|  |  |  | 1924-01-12 | 0 | 0
|  |  |  | 1924-01-13 | 0 | 0
|  |  |  | 1924-01-14 | 0 | 0
|  |  |  | 1924-01-15 | 0.03 | 0.03
|  |  |  | 1924-01-16 | 0 | 0
|  |  |  | 1924-01-17 | 0 | 0
|  |  |  | 1924-01-18 | 0 | 0
|  |  |  | 1924-01-19 | 0 | 0
|  |  |  | 1924-01-20 | 0 | 0
|  |  |  | 1924-01-21 | 0 | 0
|  |  |  | 1924-01-22 | 0 | 0
|  |  |  | 1924-01-23 | 0 | 0
|  |  |  | 1924-01-24 | 0.01 | 0.01
|  |  |  | 1924-01-25 | 0 | 0
|  |  |  | 1924-01-26 | 0 | 0
|  |  |  | 1924-01-27 | 0.05 | 0.05
|  |  |  | 1924-01-28 | 0 | 0
|  |  |  | 1924-01-29 | 0 | 0
|  |  |  | 1924-01-30 | 0 | 0
|  |  |  | 1924-01-31 | 0 | 0
|  |  |  | 1924-02-01 | 0 | 0
|  |  |  | 1924-02-02 | 0 | 0
|  |  |  | 1924-02-03 | 0 | 0
|  |  |  | 1924-02-04 | 0 | 0
|  |  |  | 1924-02-05 | 0 | 0
|  |  |  | 1924-02-06 | 0 | 0
|  |  |  | 1924-02-07 | 0 | 0
|  |  |  | 1924-02-08 | 0 | 0
|  |  |  | 1924-02-09 | 0 | 0
|  |  |  | 1924-02-10 | 0 | 0
|  |  |  | 1924-02-11 | 0.89 | 0.89
|  |  |  | 1924-02-12 | 0 | 0
|  |  |  | 1924-02-13 | 0 | 0
|  |  |  | 1924-02-14 | 0 | 0
|  |  |  | 1924-02-15 | 0 | 0
|  |  |  | 1924-02-16 | 0 | 0
|  |  |  | 1924-02-17 | 0 | 0
|  |  |  | 1924-02-18 | 0 | 0
|  |  |  | 1924-02-19 | 0 | 0
|  |  |  | 1924-02-20 | 0 | 0
|  |  |  | 1924-02-21 | 0 | 0
|  |  |  | 1924-02-22 | 0 | 0
|  |  |  | 1924-02-23 | 0 | 0
|  |  |  | 1924-02-24 | 0 | 0
|  |  |  | 1924-02-25 | 0.18 | 0.18
|  |  |  | 1924-02-26 | 0 | 0
|  |  |  | 1924-02-27 | 0 | 0
|  |  |  | 1924-02-28 | 0 | 0
|  |  |  | 1924-02-29 | 0 | 0
|  |  |  | 1924-03-01 | 0 | 0
|  |  |  | 1924-03-02 | 0 | 0
|  |  |  | 1924-03-03 | 0 | 0
|  |  |  | 1924-03-04 | 0 | 0
|  |  |  | 1924-03-05 | 0 | 0
|  |  |  | 1924-03-06 | 0.13 | 0.13
|  |  |  | 1924-03-07 | 0 | 0
|  |  |  | 1924-03-08 | 0.09 | 0.09
|  |  |  | 1924-03-09 | 0 | 0
|  |  |  | 1924-03-10 | 0 | 0
|  |  |  | 1924-03-11 | 0 | 0
|  |  |  | 1924-03-12 | 0.1 | 0.1
|  |  |  | 1924-03-13 | 0.5 | 0.5
|  |  |  | 1924-03-14 | 0 | 0
|  |  |  | 1924-03-15 | 0 | 0
|  |  |  | 1924-03-16 | 0.4 | 0.4
|  |  |  | 1924-03-17 | 0 | 0
|  |  |  | 1924-03-18 | 0 | 0
|  |  |  | 1924-03-19 | 0.96 | 0.96
|  |  |  | 1924-03-20 | 0 | 0
|  |  |  | 1924-03-21 | 0 | 0
|  |  |  | 1924-03-22 | 0.25 | 0.25
|  |  |  | 1924-03-23 | 0 | 0
|  |  |  | 1924-03-24 | 0 | 0
|  |  |  | 1924-03-25 | 0 | 0
|  |  |  | 1924-03-26 | 0 | 0
|  |  |  | 1924-03-27 | 0 | 0
|  |  |  | 1924-03-28 | 0.03 | 0.03
|  |  |  | 1924-03-29 | 0 | 0
|  |  |  | 1924-03-30 | 0 | 0
|  |  |  | 1924-03-31 | 0 | 0
|  |  |  | 1924-04-01 | 0 | 0
|  |  |  | 1924-04-02 | 0 | 0
|  |  |  | 1924-04-03 | 0.1 | 0.1
|  |  |  | 1924-04-04 | 0 | 0
|  |  |  | 1924-04-05 | 0 | 0
|  |  |  | 1924-04-06 | 0 | 0
|  |  |  | 1924-04-07 | 0 | 0
|  |  |  | 1924-04-08 | 0 | 0
|  |  |  | 1924-04-09 | 0 | 0
|  |  |  | 1924-04-10 | 0 | 0
|  |  |  | 1924-04-11 | 0 | 0
|  |  |  | 1924-04-12 | 0 | 0
|  |  |  | 1924-04-13 | 0.14 | 0.14
|  |  |  | 1924-04-14 | 0 | 0
|  |  |  | 1924-04-15 | 0 | 0
|  |  |  | 1924-04-16 | 0 | 0
|  |  |  | 1924-04-17 | 0 | 0
|  |  |  | 1924-04-18 | 0 | 0
|  |  |  | 1924-04-19 | 0 | 0
|  |  |  | 1924-04-20 | 0 | 0
|  |  |  | 1924-04-21 | 0 | 0
|  |  |  | 1924-04-22 | 0 | 0
|  |  |  | 1924-04-23 | 0 | 0
|  |  |  | 1924-04-24 | 0 | 0
|  |  |  | 1924-04-25 | 1.88 | 1.88
|  |  |  | 1924-04-26 | 0.03 | 0.03
|  |  |  | 1924-04-27 | 0 | 0
|  |  |  | 1924-04-28 | 0 | 0
|  |  |  | 1924-04-29 | 0 | 0
|  |  |  | 1924-04-30 | 0 | 0
|  |  |  | 1924-05-01 | 0 | 0
|  |  |  | 1924-05-02 | 0 | 0
|  |  |  | 1924-05-03 | 0 | 0
|  |  |  | 1924-05-04 | 0 | 0
|  |  |  | 1924-05-05 | 0 | 0
|  |  |  | 1924-05-06 | 0 | 0
|  |  |  | 1924-05-07 | 0.29 | 0.29
|  |  |  | 1924-05-08 | 0 | 0
|  |  |  | 1924-05-09 | 0.15 | 0.15
|  |  |  | 1924-05-10 | 0 | 0
|  |  |  | 1924-05-11 | 0 | 0
|  |  |  | 1924-05-12 | 0.01 | 0.01
|  |  |  | 1924-05-13 | 0 | 0
|  |  |  | 1924-05-14 | 0.4 | 0.4
|  |  |  | 1924-05-15 | 0 | 0
|  |  |  | 1924-05-16 | 0 | 0
|  |  |  | 1924-05-17 | 0 | 0
|  |  |  | 1924-05-18 | 0 | 0
|  |  |  | 1924-05-19 | 0 | 0
|  |  |  | 1924-05-20 | 0 | 0
|  |  |  | 1924-05-21 | 0 | 0
|  |  |  | 1924-05-22 | 0 | 0
|  |  |  | 1924-05-23 | 0 | 0
|  |  |  | 1924-05-24 | 0.06 | 0.06
|  |  |  | 1924-05-25 | 0 | 0
|  |  |  | 1924-05-26 | 0.53 | 0.53
|  |  |  | 1924-05-27 | 0 | 0
|  |  |  | 1924-05-28 | 0 | 0
|  |  |  | 1924-05-29 | 0 | 0
|  |  |  | 1924-05-30 | 0 | 0
|  |  |  | 1924-05-31 | 0 | 0
|  |  |  | 1924-06-01 | 0 | 0
|  |  |  | 1924-06-02 | 0.17 | 0.17
|  |  |  | 1924-06-03 | 0 | 0
|  |  |  | 1924-06-04 | 0 | 0
|  |  |  | 1924-06-05 | 0.64 | 0.64
|  |  |  | 1924-06-06 | 0.22 | 0.22
|  |  |  | 1924-06-07 | 0 | 0
|  |  |  | 1924-06-08 | 0 | 0
|  |  |  | 1924-06-09 | 0 | 0
|  |  |  | 1924-06-10 | 0.12 | 0.12
|  |  |  | 1924-06-11 | 0 | 0
|  |  |  | 1924-06-12 | 0 | 0
|  |  |  | 1924-06-13 | 0 | 0
|  |  |  | 1924-06-14 | 0 | 0
|  |  |  | 1924-06-15 | 0 | 0
|  |  |  | 1924-06-16 | 0 | 0
|  |  |  | 1924-06-17 | 0 | 0
|  |  |  | 1924-06-18 | 0 | 0
|  |  |  | 1924-06-19 | 0 | 0
|  |  |  | 1924-06-20 | 0 | 0
|  |  |  | 1924-06-21 | 0.06 | 0.06
|  |  |  | 1924-06-22 | 0 | 0
|  |  |  | 1924-06-23 | 0 | 0
|  |  |  | 1924-06-24 | 0 | 0
|  |  |  | 1924-06-25 | 0 | 0
|  |  |  | 1924-06-26 | 0 | 0
|  |  |  | 1924-06-27 | 0 | 0
|  |  |  | 1924-06-28 | 0 | 0
|  |  |  | 1924-06-29 | 0 | 0
|  |  |  | 1924-06-30 | 0.57 | 0.57
|  |  |  | 1924-07-01 | 0 | 0
|  |  |  | 1924-07-02 | 0 | 0
|  |  |  | 1924-07-03 | 0 | 0
|  |  |  | 1924-07-04 | 0.11 | 0.11
|  |  |  | 1924-07-05 | 0.01 | 0.01
|  |  |  | 1924-07-06 | 0 | 0
|  |  |  | 1924-07-07 | 0 | 0
|  |  |  | 1924-07-08 | 0 | 0
|  |  |  | 1924-07-09 | 0 | 0
|  |  |  | 1924-07-10 | 0.25 | 0.25
|  |  |  | 1924-07-11 | 0 | 0
|  |  |  | 1924-07-12 | 0 | 0
|  |  |  | 1924-07-13 | 0 | 0
|  |  |  | 1924-07-14 | 0 | 0
|  |  |  | 1924-07-15 | 0 | 0
|  |  |  | 1924-07-16 | 0 | 0
|  |  |  | 1924-07-17 | 0 | 0
|  |  |  | 1924-07-18 | 0 | 0
|  |  |  | 1924-07-19 | 0 | 0
|  |  |  | 1924-07-20 | 0 | 0
|  |  |  | 1924-07-21 | 0 | 0
|  |  |  | 1924-07-22 | 0 | 0
|  |  |  | 1924-07-23 | 0 | 0
|  |  |  | 1924-07-24 | 0 | 0
|  |  |  | 1924-07-25 | 0.02 | 0.02
|  |  |  | 1924-07-26 | 0 | 0
|  |  |  | 1924-07-27 | 0 | 0
|  |  |  | 1924-07-28 | 0 | 0
|  |  |  | 1924-07-29 | 0 | 0
|  |  |  | 1924-07-30 | 0 | 0
|  |  |  | 1924-07-31 | 0 | 0
|  |  |  | 1924-08-01 | 0 | 0
|  |  |  | 1924-08-02 | 0 | 0
|  |  |  | 1924-08-03 | 0 | 0
|  |  |  | 1924-08-04 | 0 | 0
|  |  |  | 1924-08-05 | 0 | 0
|  |  |  | 1924-08-06 | 0 | 0
|  |  |  | 1924-08-07 | 0 | 0
|  |  |  | 1924-08-08 | 0 | 0
|  |  |  | 1924-08-09 | 0 | 0
|  |  |  | 1924-08-10 | 0.16 | 0.16
|  |  |  | 1924-08-11 | 0 | 0
|  |  |  | 1924-08-12 | 0 | 0
|  |  |  | 1924-08-13 | 1.27 | 1.27
|  |  |  | 1924-08-14 | 0 | 0
|  |  |  | 1924-08-15 | 0 | 0
|  |  |  | 1924-08-16 | 0 | 0
|  |  |  | 1924-08-17 | 0 | 0
|  |  |  | 1924-08-18 | 0 | 0
|  |  |  | 1924-08-19 | 0 | 0
|  |  |  | 1924-08-20 | 0 | 0
|  |  |  | 1924-08-21 | 0 | 0
|  |  |  | 1924-08-22 | 0 | 0
|  |  |  | 1924-08-23 | 0 | 0
|  |  |  | 1924-08-24 | 0 | 0
|  |  |  | 1924-08-25 | 0.41 | 0.41
|  |  |  | 1924-08-26 | 0 | 0
|  |  |  | 1924-08-27 | 0.03 | 0.03
|  |  |  | 1924-08-28 | 0.01 | 0.01
|  |  |  | 1924-08-29 | 0.5 | 0.5
|  |  |  | 1924-08-30 | 0 | 0
|  |  |  | 1924-08-31 | 0 | 0
|  |  |  | 1924-09-01 | 0 | 0
|  |  |  | 1924-09-02 | 0 | 0
|  |  |  | 1924-09-03 | 0 | 0
|  |  |  | 1924-09-04 | 0 | 0
|  |  |  | 1924-09-05 | 0 | 0
|  |  |  | 1924-09-06 | 0 | 0
|  |  |  | 1924-09-07 | 0 | 0
|  |  |  | 1924-09-08 | 0 | 0
|  |  |  | 1924-09-09 | 0 | 0
|  |  |  | 1924-09-10 | 0 | 0
|  |  |  | 1924-09-11 | 0 | 0
|  |  |  | 1924-09-12 | 1.89 | 1.89
|  |  |  | 1924-09-13 | 0 | 0
|  |  |  | 1924-09-14 | 0 | 0
|  |  |  | 1924-09-15 | 0 | 0
|  |  |  | 1924-09-16 | 0 | 0
|  |  |  | 1924-09-17 | 0.63 | 0.63
|  |  |  | 1924-09-18 | 0 | 0
|  |  |  | 1924-09-19 | 0 | 0
|  |  |  | 1924-09-20 | 0 | 0
|  |  |  | 1924-09-21 | 0.08 | 0.08
|  |  |  | 1924-09-22 | 0 | 0
|  |  |  | 1924-09-23 | 0 | 0
|  |  |  | 1924-09-24 | 0 | 0
|  |  |  | 1924-09-25 | 0 | 0
|  |  |  | 1924-09-26 | 0 | 0
|  |  |  | 1924-09-27 | 0.08 | 0.08
|  |  |  | 1924-09-28 | 0 | 0
|  |  |  | 1924-09-29 | 0 | 0
|  |  |  | 1924-09-30 | 0 | 0
|  |  |  | 1924-10-01 | 0 | 0
|  |  |  | 1924-10-02 | 0 | 0
|  |  |  | 1924-10-03 | 0 | 0
|  |  |  | 1924-10-04 | 0 | 0
|  |  |  | 1924-10-05 | 0 | 0
|  |  |  | 1924-10-06 | 0 | 0
|  |  |  | 1924-10-07 | 0 | 0
|  |  |  | 1924-10-08 | 0 | 0
|  |  |  | 1924-10-09 | 0 | 0
|  |  |  | 1924-10-10 | 0 | 0
|  |  |  | 1924-10-11 | 0 | 0
|  |  |  | 1924-10-12 | 0 | 0
|  |  |  | 1924-10-13 | 0 | 0
|  |  |  | 1924-10-14 | 0 | 0
|  |  |  | 1924-10-15 | 0 | 0
|  |  |  | 1924-10-16 | 0 | 0
|  |  |  | 1924-10-17 | 0 | 0
|  |  |  | 1924-10-18 | 0 | 0
|  |  |  | 1924-10-19 | 0 | 0
|  |  |  | 1924-10-20 | 0 | 0
|  |  |  | 1924-10-21 | 0.37 | 0.37
|  |  |  | 1924-10-22 | 0 | 0
|  |  |  | 1924-10-23 | 0 | 0
|  |  |  | 1924-10-24 | 0 | 0
|  |  |  | 1924-10-25 | 0 | 0
|  |  |  | 1924-10-26 | 0 | 0
|  |  |  | 1924-10-27 | 0 | 0
|  |  |  | 1924-10-28 | 0 | 0
|  |  |  | 1924-10-29 | 0 | 0
|  |  |  | 1924-10-30 | 0 | 0
|  |  |  | 1924-10-31 | 0 | 0
|  |  |  | 1924-11-01 | 0 | 0
|  |  |  | 1924-11-02 | 0 | 0
|  |  |  | 1924-11-03 | 0 | 0
|  |  |  | 1924-11-04 | 0 | 0
|  |  |  | 1924-11-05 | 0 | 0
|  |  |  | 1924-11-06 | 0 | 0
|  |  |  | 1924-11-07 | 0.44 | 0.44
|  |  |  | 1924-11-08 | 0 | 0
|  |  |  | 1924-11-09 | 0.03 | 0.03
|  |  |  | 1924-11-10 | 0 | 0
|  |  |  | 1924-11-11 | 0 | 0
|  |  |  | 1924-11-12 | 0 | 0
|  |  |  | 1924-11-13 | 0 | 0
|  |  |  | 1924-11-14 | 0.25 | 0.25
|  |  |  | 1924-11-15 | 0 | 0
|  |  |  | 1924-11-16 | 0 | 0
|  |  |  | 1924-11-17 | 0 | 0
|  |  |  | 1924-11-18 | 0 | 0
|  |  |  | 1924-11-19 | 0 | 0
|  |  |  | 1924-11-20 | 0.34 | 0.34
|  |  |  | 1924-11-21 | 0 | 0
|  |  |  | 1924-11-22 | 0 | 0
|  |  |  | 1924-11-23 | 0 | 0
|  |  |  | 1924-11-24 | 0 | 0
|  |  |  | 1924-11-25 | 0 | 0
|  |  |  | 1924-11-26 | 0 | 0
|  |  |  | 1924-11-27 | 0 | 0
|  |  |  | 1924-11-28 | 0 | 0
|  |  |  | 1924-11-29 | 0 | 0
|  |  |  | 1924-11-30 | 0 | 0
|  |  |  | 1924-12-01 | 0 | 0
|  |  |  | 1924-12-02 | 0 | 0
|  |  |  | 1924-12-03 | 0 | 0
|  |  |  | 1924-12-04 | 0.43 | 0.43
|  |  |  | 1924-12-05 | 0 | 0
|  |  |  | 1924-12-06 | 0 | 0
|  |  |  | 1924-12-07 | 0 | 0
|  |  |  | 1924-12-08 | 0 | 0
|  |  |  | 1924-12-09 | 0 | 0
|  |  |  | 1924-12-10 | 0 | 0
|  |  |  | 1924-12-11 | 0 | 0
|  |  |  | 1924-12-12 | 0 | 0
|  |  |  | 1924-12-13 | 0 | 0
|  |  |  | 1924-12-14 | 0 | 0
|  |  |  | 1924-12-15 | 0 | 0
|  |  |  | 1924-12-16 | 0 | 0
|  |  |  | 1924-12-17 | 0.32 | 0.32
|  |  |  | 1924-12-18 | 0 | 0
|  |  |  | 1924-12-19 | 0 | 0
|  |  |  | 1924-12-20 | 0 | 0
|  |  |  | 1924-12-21 | 0 | 0
|  |  |  | 1924-12-22 | 0 | 0
|  |  |  | 1924-12-23 | 0 | 0
|  |  |  | 1924-12-24 | 0 | 0
|  |  |  | 1924-12-25 | 0 | 0
|  |  |  | 1924-12-26 | 0 | 0
|  |  |  | 1924-12-27 | 0 | 0
|  |  |  | 1924-12-28 | 0 | 0
|  |  |  | 1924-12-29 | 0 | 0
|  |  |  | 1924-12-30 | 0 | 0
|  |  |  | 1924-12-31 | 0 | 0
|  |  |  | 1925-01-01 | 0 | 0
|  |  |  | 1925-01-02 | 0 | 0
|  |  |  | 1925-01-03 | 0 | 0
|  |  |  | 1925-01-04 | 0 | 0
|  |  |  | 1925-01-05 | 0 | 0
|  |  |  | 1925-01-06 | 0 | 0
|  |  |  | 1925-01-07 | 0 | 0
|  |  |  | 1925-01-08 | 0 | 0
|  |  |  | 1925-01-09 | 0 | 0
|  |  |  | 1925-01-10 | 0 | 0
|  |  |  | 1925-01-11 | 0 | 0
|  |  |  | 1925-01-12 | 0 | 0
|  |  |  | 1925-01-13 | 0 | 0
|  |  |  | 1925-01-14 | 0 | 0
|  |  |  | 1925-01-15 | 0.01 | 0.01
|  |  |  | 1925-01-16 | 0 | 0
|  |  |  | 1925-01-17 | 0 | 0
|  |  |  | 1925-01-18 | 1.09 | 1.09
|  |  |  | 1925-01-19 | 0 | 0
|  |  |  | 1925-01-20 | 0 | 0
|  |  |  | 1925-01-21 | 0 | 0
|  |  |  | 1925-01-22 | 0 | 0
|  |  |  | 1925-01-23 | 0 | 0
|  |  |  | 1925-01-24 | 0 | 0
|  |  |  | 1925-01-25 | 0 | 0
|  |  |  | 1925-01-26 | 0 | 0
|  |  |  | 1925-01-27 | 0.02 | 0.02
|  |  |  | 1925-01-28 | 0 | 0
|  |  |  | 1925-01-29 | 0 | 0
|  |  |  | 1925-01-30 | 0 | 0
|  |  |  | 1925-01-31 | 0 | 0
|  |  |  | 1925-02-01 | 0 | 0
|  |  |  | 1925-02-02 | 0 | 0
|  |  |  | 1925-02-03 | 0 | 0
|  |  |  | 1925-02-04 | 0 | 0
|  |  |  | 1925-02-05 | 0 | 0
|  |  |  | 1925-02-06 | 0 | 0
|  |  |  | 1925-02-07 | 0 | 0
|  |  |  | 1925-02-08 | 0 | 0
|  |  |  | 1925-02-09 | 0 | 0
|  |  |  | 1925-02-10 | 0 | 0
|  |  |  | 1925-02-11 | 0 | 0
|  |  |  | 1925-02-12 | 0 | 0
|  |  |  | 1925-02-13 | 0 | 0
|  |  |  | 1925-02-14 | 0 | 0
|  |  |  | 1925-02-15 | 0 | 0
|  |  |  | 1925-02-16 | 0 | 0
|  |  |  | 1925-02-17 | 0 | 0
|  |  |  | 1925-02-18 | 0 | 0
|  |  |  | 1925-02-19 | 0 | 0
|  |  |  | 1925-02-20 | 0 | 0
|  |  |  | 1925-02-21 | 0 | 0
|  |  |  | 1925-02-22 | 0.33 | 0.33
|  |  |  | 1925-02-23 | 0 | 0
|  |  |  | 1925-02-24 | 0 | 0
|  |  |  | 1925-02-25 | 0 | 0
|  |  |  | 1925-02-26 | 0 | 0
|  |  |  | 1925-02-27 | 0 | 0
|  |  |  | 1925-02-28 | 0 | 0
|  |  |  | 1925-03-01 | 0 | 0
|  |  |  | 1925-03-02 | 0 | 0
|  |  |  | 1925-03-03 | 0 | 0
|  |  |  | 1925-03-04 | 0 | 0
|  |  |  | 1925-03-05 | 0 | 0
|  |  |  | 1925-03-06 | 0 | 0
|  |  |  | 1925-03-07 | 0 | 0
|  |  |  | 1925-03-08 | 0 | 0
|  |  |  | 1925-03-09 | 0 | 0
|  |  |  | 1925-03-10 | 0 | 0
|  |  |  | 1925-03-11 | 0 | 0
|  |  |  | 1925-03-12 | 0 | 0
|  |  |  | 1925-03-13 | 0.14 | 0.14
|  |  |  | 1925-03-14 | 0 | 0
|  |  |  | 1925-03-15 | 0 | 0
|  |  |  | 1925-03-16 | 0 | 0
|  |  |  | 1925-03-17 | 0 | 0
|  |  |  | 1925-03-18 | 0 | 0
|  |  |  | 1925-03-19 | 0 | 0
|  |  |  | 1925-03-20 | 0 | 0
|  |  |  | 1925-03-21 | 0 | 0
|  |  |  | 1925-03-22 | 0 | 0
|  |  |  | 1925-03-23 | 0 | 0
|  |  |  | 1925-03-24 | 0 | 0
|  |  |  | 1925-03-25 | 0 | 0
|  |  |  | 1925-03-26 | 0 | 0
|  |  |  | 1925-03-27 | 0 | 0
|  |  |  | 1925-03-28 | 0 | 0
|  |  |  | 1925-03-29 | 0 | 0
|  |  |  | 1925-03-30 | 0 | 0
|  |  |  | 1925-03-31 | 0 | 0
|  |  |  | 1925-04-01 | 0 | 0
|  |  |  | 1925-04-02 | 0.17 | 0.17
|  |  |  | 1925-04-03 | 0 | 0
|  |  |  | 1925-04-04 | 0 | 0
|  |  |  | 1925-04-05 | 0 | 0
|  |  |  | 1925-04-06 | 0 | 0
|  |  |  | 1925-04-07 | 0 | 0
|  |  |  | 1925-04-08 | 0.21 | 0.21
|  |  |  | 1925-04-09 | 0 | 0
|  |  |  | 1925-04-10 | 0 | 0
|  |  |  | 1925-04-11 | 0 | 0
|  |  |  | 1925-04-12 | 0 | 0
|  |  |  | 1925-04-13 | 0 | 0
|  |  |  | 1925-04-14 | 0.8 | 0.8
|  |  |  | 1925-04-15 | 0 | 0
|  |  |  | 1925-04-16 | 0 | 0
|  |  |  | 1925-04-17 | 0 | 0
|  |  |  | 1925-04-18 | 0 | 0
|  |  |  | 1925-04-19 | 0 | 0
|  |  |  | 1925-04-20 | 0 | 0
|  |  |  | 1925-04-21 | 0 | 0
|  |  |  | 1925-04-22 | 0 | 0
|  |  |  | 1925-04-23 | 0.06 | 0.06
|  |  |  | 1925-04-24 | 0.98 | 0.98
|  |  |  | 1925-04-25 | 0 | 0
|  |  |  | 1925-04-26 | 2.03 | 2.03
|  |  |  | 1925-04-27 | 0.44 | 0.44
|  |  |  | 1925-04-28 | 0 | 0
|  |  |  | 1925-04-29 | 0 | 0
|  |  |  | 1925-04-30 | 0 | 0
|  |  |  | 1925-05-01 | 0 | 0
|  |  |  | 1925-05-02 | 0 | 0
|  |  |  | 1925-05-03 | 0 | 0
|  |  |  | 1925-05-04 | 0 | 0
|  |  |  | 1925-05-05 | 0 | 0
|  |  |  | 1925-05-06 | 0.52 | 0.52
|  |  |  | 1925-05-07 | 0.01 | 0.01
|  |  |  | 1925-05-08 | 0 | 0
|  |  |  | 1925-05-09 | 0 | 0
|  |  |  | 1925-05-10 | 0.57 | 0.57
|  |  |  | 1925-05-11 | 0 | 0
|  |  |  | 1925-05-12 | 0 | 0
|  |  |  | 1925-05-13 | 0.31 | 0.31
|  |  |  | 1925-05-14 | 0.51 | 0.51
|  |  |  | 1925-05-15 | 0 | 0
|  |  |  | 1925-05-16 | 0.46 | 0.46
|  |  |  | 1925-05-17 | 0.06 | 0.06
|  |  |  | 1925-05-18 | 0.38 | 0.38
|  |  |  | 1925-05-19 | 0 | 0
|  |  |  | 1925-05-20 | 0 | 0
|  |  |  | 1925-05-21 | 0 | 0
|  |  |  | 1925-05-22 | 0 | 0
|  |  |  | 1925-05-23 | 0 | 0
|  |  |  | 1925-05-24 | 0 | 0
|  |  |  | 1925-05-25 | 0 | 0
|  |  |  | 1925-05-26 | 0 | 0
|  |  |  | 1925-05-27 | 0.02 | 0.02
|  |  |  | 1925-05-28 | 0 | 0
|  |  |  | 1925-05-29 | 0 | 0
|  |  |  | 1925-05-30 | 0 | 0
|  |  |  | 1925-05-31 | 0 | 0
|  |  |  | 1925-06-01 | 0 | 0
|  |  |  | 1925-06-02 | 0 | 0
|  |  |  | 1925-06-03 | 0 | 0
|  |  |  | 1925-06-04 | 0 | 0
|  |  |  | 1925-06-05 | 0 | 0
|  |  |  | 1925-06-06 | 0 | 0
|  |  |  | 1925-06-07 | 0 | 0
|  |  |  | 1925-06-08 | 0 | 0
|  |  |  | 1925-06-09 | 0 | 0
|  |  |  | 1925-06-10 | 1.8 | 1.8
|  |  |  | 1925-06-11 | 0 | 0
|  |  |  | 1925-06-12 | 0 | 0
|  |  |  | 1925-06-13 | 0.16 | 0.16
|  |  |  | 1925-06-14 | 0 | 0
|  |  |  | 1925-06-15 | 0 | 0
|  |  |  | 1925-06-16 | 0 | 0
|  |  |  | 1925-06-17 | 0 | 0
|  |  |  | 1925-06-18 | 0 | 0
|  |  |  | 1925-06-19 | 0 | 0
|  |  |  | 1925-06-20 | 0 | 0
|  |  |  | 1925-06-21 | 0.01 | 0.01
|  |  |  | 1925-06-22 | 0 | 0
|  |  |  | 1925-06-23 | 0 | 0
|  |  |  | 1925-06-24 | 0 | 0
|  |  |  | 1925-06-25 | 0 | 0
|  |  |  | 1925-06-26 | 0 | 0
|  |  |  | 1925-06-27 | 0 | 0
|  |  |  | 1925-06-28 | 0 | 0
|  |  |  | 1925-06-29 | 0 | 0
|  |  |  | 1925-06-30 | 0 | 0
|  |  |  | 1925-07-01 | 0 | 0
|  |  |  | 1925-07-02 | 0 | 0
|  |  |  | 1925-07-03 | 0 | 0
|  |  |  | 1925-07-04 | 0.02 | 0.02
|  |  |  | 1925-07-05 | 0 | 0
|  |  |  | 1925-07-06 | 0 | 0
|  |  |  | 1925-07-07 | 0 | 0
|  |  |  | 1925-07-08 | 0 | 0
|  |  |  | 1925-07-09 | 0 | 0
|  |  |  | 1925-07-10 | 0.01 | 0.01
|  |  |  | 1925-07-11 | 0 | 0
|  |  |  | 1925-07-12 | 0.08 | 0.08
|  |  |  | 1925-07-13 | 0 | 0
|  |  |  | 1925-07-14 | 0 | 0
|  |  |  | 1925-07-15 | 0.22 | 0.22
|  |  |  | 1925-07-16 | 0 | 0
|  |  |  | 1925-07-17 | 0 | 0
|  |  |  | 1925-07-18 | 0 | 0
|  |  |  | 1925-07-19 | 0 | 0
|  |  |  | 1925-07-20 | 0 | 0
|  |  |  | 1925-07-21 | 0 | 0
|  |  |  | 1925-07-22 | 0 | 0
|  |  |  | 1925-07-23 | 0 | 0
|  |  |  | 1925-07-24 | 0 | 0
|  |  |  | 1925-07-25 | 0 | 0
|  |  |  | 1925-07-26 | 0 | 0
|  |  |  | 1925-07-27 | 0 | 0
|  |  |  | 1925-07-28 | 0 | 0
|  |  |  | 1925-07-29 | 0.17 | 0.17
|  |  |  | 1925-07-30 | 0.63 | 0.63
|  |  |  | 1925-07-31 | 0 | 0
|  |  |  | 1925-08-01 | 0 | 0
|  |  |  | 1925-08-02 | 0 | 0
|  |  |  | 1925-08-03 | 0 | 0
|  |  |  | 1925-08-04 | 0.1 | 0.1
|  |  |  | 1925-08-05 | 0 | 0
|  |  |  | 1925-08-06 | 0 | 0
|  |  |  | 1925-08-07 | 0 | 0
|  |  |  | 1925-08-08 | 0.05 | 0.05
|  |  |  | 1925-08-09 | 0 | 0
|  |  |  | 1925-08-10 | 0.11 | 0.11
|  |  |  | 1925-08-11 | 0.02 | 0.02
|  |  |  | 1925-08-12 | 0.1 | 0.1
|  |  |  | 1925-08-13 | 0 | 0
|  |  |  | 1925-08-14 | 0 | 0
|  |  |  | 1925-08-15 | 0 | 0
|  |  |  | 1925-08-16 | 0 | 0
|  |  |  | 1925-08-17 | 0 | 0
|  |  |  | 1925-08-18 | 0 | 0
|  |  |  | 1925-08-19 | 0 | 0
|  |  |  | 1925-08-20 | 0 | 0
|  |  |  | 1925-08-21 | 0 | 0
|  |  |  | 1925-08-22 | 0.35 | 0.35
|  |  |  | 1925-08-23 | 0 | 0
|  |  |  | 1925-08-24 | 0 | 0
|  |  |  | 1925-08-25 | 0 | 0
|  |  |  | 1925-08-26 | 0 | 0
|  |  |  | 1925-08-27 | 0 | 0
|  |  |  | 1925-08-28 | 0.28 | 0.28
|  |  |  | 1925-08-29 | 0 | 0
|  |  |  | 1925-08-30 | 0 | 0
|  |  |  | 1925-08-31 | 0.04 | 0.04
|  |  |  | 1925-09-01 | 0 | 0
|  |  |  | 1925-09-02 | 0 | 0
|  |  |  | 1925-09-03 | 0 | 0
|  |  |  | 1925-09-04 | 0 | 0
|  |  |  | 1925-09-05 | 0 | 0
|  |  |  | 1925-09-06 | 0 | 0
|  |  |  | 1925-09-07 | 0 | 0
|  |  |  | 1925-09-08 | 0 | 0
|  |  |  | 1925-09-09 | 0 | 0
|  |  |  | 1925-09-10 | 0.64 | 0.64
|  |  |  | 1925-09-11 | 0.66 | 0.66
|  |  |  | 1925-09-12 | 0 | 0
|  |  |  | 1925-09-13 | 0 | 0
|  |  |  | 1925-09-14 | 1.73 | 1.73
|  |  |  | 1925-09-15 | 0 | 0
|  |  |  | 1925-09-16 | 0 | 0
|  |  |  | 1925-09-17 | 0 | 0
|  |  |  | 1925-09-18 | 0 | 0
|  |  |  | 1925-09-19 | 0 | 0
|  |  |  | 1925-09-20 | 0 | 0
|  |  |  | 1925-09-21 | 0 | 0
|  |  |  | 1925-09-22 | 0 | 0
|  |  |  | 1925-09-23 | 0.81 | 0.81
|  |  |  | 1925-09-24 | 1.61 | 1.61
|  |  |  | 1925-09-25 | 0.28 | 0.28
|  |  |  | 1925-09-26 | 0 | 0
|  |  |  | 1925-09-27 | 0 | 0
|  |  |  | 1925-09-28 | 0 | 0
|  |  |  | 1925-09-29 | 0 | 0
|  |  |  | 1925-09-30 | 0 | 0
|  |  |  | 1925-10-01 | 0.13 | 0.13
|  |  |  | 1925-10-02 | 0 | 0
|  |  |  | 1925-10-03 | 0 | 0
|  |  |  | 1925-10-04 | 0 | 0
|  |  |  | 1925-10-05 | 0 | 0
|  |  |  | 1925-10-06 | 0 | 0
|  |  |  | 1925-10-07 | 0 | 0
|  |  |  | 1925-10-08 | 2.2 | 2.2
|  |  |  | 1925-10-09 | 0.18 | 0.18
|  |  |  | 1925-10-10 | 0 | 0
|  |  |  | 1925-10-11 | 0 | 0
|  |  |  | 1925-10-12 | 0.01 | 0.01
|  |  |  | 1925-10-13 | 0 | 0
|  |  |  | 1925-10-14 | 0 | 0
|  |  |  | 1925-10-15 | 0.4 | 0.4
|  |  |  | 1925-10-16 | 0.31 | 0.31
|  |  |  | 1925-10-17 | 0 | 0
|  |  |  | 1925-10-18 | 0 | 0
|  |  |  | 1925-10-19 | 0 | 0
|  |  |  | 1925-10-20 | 0 | 0
|  |  |  | 1925-10-21 | 0 | 0
|  |  |  | 1925-10-22 | 0 | 0
|  |  |  | 1925-10-23 | 0 | 0
|  |  |  | 1925-10-24 | 0.01 | 0.01
|  |  |  | 1925-10-25 | 0 | 0
|  |  |  | 1925-10-26 | 0 | 0
|  |  |  | 1925-10-27 | 0 | 0
|  |  |  | 1925-10-28 | 0 | 0
|  |  |  | 1925-10-29 | 0 | 0
|  |  |  | 1925-10-30 | 0.02 | 0.02
|  |  |  | 1925-10-31 | 0 | 0
|  |  |  | 1925-11-01 | 0 | 0
|  |  |  | 1925-11-02 | 0 | 0
|  |  |  | 1925-11-03 | 0.03 | 0.03
|  |  |  | 1925-11-04 | 0 | 0
|  |  |  | 1925-11-05 | 0 | 0
|  |  |  | 1925-11-06 | 0.67 | 0.67
|  |  |  | 1925-11-07 | 0.67 | 0.67
|  |  |  | 1925-11-08 | 0 | 0
|  |  |  | 1925-11-09 | 0 | 0
|  |  |  | 1925-11-10 | 0 | 0
|  |  |  | 1925-11-11 | 0 | 0
|  |  |  | 1925-11-12 | 0 | 0
|  |  |  | 1925-11-13 | 0 | 0
|  |  |  | 1925-11-14 | 0 | 0
|  |  |  | 1925-11-15 | 0 | 0
|  |  |  | 1925-11-16 | 0 | 0
|  |  |  | 1925-11-17 | 0 | 0
|  |  |  | 1925-11-18 | 0 | 0
|  |  |  | 1925-11-19 | 0 | 0
|  |  |  | 1925-11-20 | 0 | 0
|  |  |  | 1925-11-21 | 0 | 0
|  |  |  | 1925-11-22 | 0 | 0
|  |  |  | 1925-11-23 | 0 | 0
|  |  |  | 1925-11-24 | 0 | 0
|  |  |  | 1925-11-25 | 0 | 0
|  |  |  | 1925-11-26 | 0.01 | 0.01
|  |  |  | 1925-11-27 | 0 | 0
|  |  |  | 1925-11-28 | 0 | 0
|  |  |  | 1925-11-29 | 0 | 0
|  |  |  | 1925-11-30 | 0 | 0
|  |  |  | 1925-12-01 | 0 | 0
|  |  |  | 1925-12-02 | 0 | 0
|  |  |  | 1925-12-03 | 0.01 | 0.01
|  |  |  | 1925-12-04 | 0.15 | 0.15
|  |  |  | 1925-12-05 | 0 | 0
|  |  |  | 1925-12-06 | 0 | 0
|  |  |  | 1925-12-07 | 0 | 0
|  |  |  | 1925-12-08 | 0 | 0
|  |  |  | 1925-12-09 | 0 | 0
|  |  |  | 1925-12-10 | 0 | 0
|  |  |  | 1925-12-11 | 0 | 0
|  |  |  | 1925-12-12 | 0 | 0
|  |  |  | 1925-12-13 | 0 | 0
|  |  |  | 1925-12-14 | 0 | 0
|  |  |  | 1925-12-15 | 0 | 0
|  |  |  | 1925-12-16 | 0 | 0
|  |  |  | 1925-12-17 | 0 | 0
|  |  |  | 1925-12-18 | 0 | 0
|  |  |  | 1925-12-19 | 0 | 0
|  |  |  | 1925-12-20 | 0 | 0
|  |  |  | 1925-12-21 | 0 | 0
|  |  |  | 1925-12-22 | 0 | 0
|  |  |  | 1925-12-23 | 0 | 0
|  |  |  | 1925-12-24 | 0 | 0
|  |  |  | 1925-12-25 | 0 | 0
|  |  |  | 1925-12-26 | 0 | 0
|  |  |  | 1925-12-27 | 0 | 0
|  |  |  | 1925-12-28 | 0 | 0
|  |  |  | 1925-12-29 | 0 | 0
|  |  |  | 1925-12-30 | 0 | 0
|  |  |  | 1925-12-31 | 0 | 0
|  |  |  | 1926-01-01 | 0 | 0
|  |  |  | 1926-01-02 | 0.44 | 0.44
|  |  |  | 1926-01-03 | 0.07 | 0.07
|  |  |  | 1926-01-04 | 0 | 0
|  |  |  | 1926-01-05 | 0 | 0
|  |  |  | 1926-01-06 | 0 | 0
|  |  |  | 1926-01-07 | 0 | 0
|  |  |  | 1926-01-08 | 0.11 | 0.11
|  |  |  | 1926-01-09 | 0 | 0
|  |  |  | 1926-01-10 | 0 | 0
|  |  |  | 1926-01-11 | 0 | 0
|  |  |  | 1926-01-12 | 0 | 0
|  |  |  | 1926-01-13 | 0 | 0
|  |  |  | 1926-01-14 | 0 | 0
|  |  |  | 1926-01-15 | 0 | 0
|  |  |  | 1926-01-16 | 0 | 0
|  |  |  | 1926-01-17 | 0.91 | 0.91
|  |  |  | 1926-01-18 | 0 | 0
|  |  |  | 1926-01-19 | 0 | 0
|  |  |  | 1926-01-20 | 0 | 0
|  |  |  | 1926-01-21 | 0.45 | 0.45
|  |  |  | 1926-01-22 | 0 | 0
|  |  |  | 1926-01-23 | 0 | 0
|  |  |  | 1926-01-24 | 0.08 | 0.08
|  |  |  | 1926-01-25 | 0 | 0
|  |  |  | 1926-01-26 | 0 | 0
|  |  |  | 1926-01-27 | 0 | 0
|  |  |  | 1926-01-28 | 0 | 0
|  |  |  | 1926-01-29 | 0 | 0
|  |  |  | 1926-01-30 | 0 | 0
|  |  |  | 1926-01-31 | 0 | 0
|  |  |  | 1926-02-01 | 0 | 0
|  |  |  | 1926-02-02 | 0.04 | 0.04
|  |  |  | 1926-02-03 | 0 | 0
|  |  |  | 1926-02-04 | 0 | 0
|  |  |  | 1926-02-05 | 0 | 0
|  |  |  | 1926-02-06 | 0 | 0
|  |  |  | 1926-02-07 | 0 | 0
|  |  |  | 1926-02-08 | 0 | 0
|  |  |  | 1926-02-09 | 0 | 0
|  |  |  | 1926-02-10 | 0 | 0
|  |  |  | 1926-02-11 | 0 | 0
|  |  |  | 1926-02-12 | 0 | 0
|  |  |  | 1926-02-13 | 0 | 0
|  |  |  | 1926-02-14 | 0 | 0
|  |  |  | 1926-02-15 | 0 | 0
|  |  |  | 1926-02-16 | 0 | 0
|  |  |  | 1926-02-17 | 0 | 0
|  |  |  | 1926-02-18 | 0 | 0
|  |  |  | 1926-02-19 | 0 | 0
|  |  |  | 1926-02-20 | 0 | 0
|  |  |  | 1926-02-21 | 0 | 0
|  |  |  | 1926-02-22 | 0 | 0
|  |  |  | 1926-02-23 | 0 | 0
|  |  |  | 1926-02-24 | 0 | 0
|  |  |  | 1926-02-25 | 0 | 0
|  |  |  | 1926-02-26 | 0 | 0
|  |  |  | 1926-02-27 | 0 | 0
|  |  |  | 1926-02-28 | 0 | 0
|  |  |  | 1926-03-01 | 0 | 0
|  |  |  | 1926-03-02 | 0 | 0
|  |  |  | 1926-03-03 | 0 | 0
|  |  |  | 1926-03-04 | 0.44 | 0.44
|  |  |  | 1926-03-05 | 0 | 0
|  |  |  | 1926-03-06 | 0.02 | 0.02
|  |  |  | 1926-03-07 | 0 | 0
|  |  |  | 1926-03-08 | 0 | 0
|  |  |  | 1926-03-09 | 0 | 0
|  |  |  | 1926-03-10 | 0.04 | 0.04
|  |  |  | 1926-03-11 | 0 | 0
|  |  |  | 1926-03-12 | 0 | 0
|  |  |  | 1926-03-13 | 0 | 0
|  |  |  | 1926-03-14 | 0 | 0
|  |  |  | 1926-03-15 | 0 | 0
|  |  |  | 1926-03-16 | 0 | 0
|  |  |  | 1926-03-17 | 0.12 | 0.12
|  |  |  | 1926-03-18 | 0 | 0
|  |  |  | 1926-03-19 | 0 | 0
|  |  |  | 1926-03-20 | 0 | 0
|  |  |  | 1926-03-21 | 1.93 | 1.93
|  |  |  | 1926-03-22 | 0.43 | 0.43
|  |  |  | 1926-03-23 | 0 | 0
|  |  |  | 1926-03-24 | 0 | 0
|  |  |  | 1926-03-25 | 0.02 | 0.02
|  |  |  | 1926-03-26 | 0.08 | 0.08
|  |  |  | 1926-03-27 | 0.03 | 0.03
|  |  |  | 1926-03-28 | 0.06 | 0.06
|  |  |  | 1926-03-29 | 0.23 | 0.23
|  |  |  | 1926-03-30 | 0.11 | 0.11
|  |  |  | 1926-03-31 | 0.06 | 0.06
|  |  |  | 1926-04-01 | 0 | 0
|  |  |  | 1926-04-02 | 0 | 0
|  |  |  | 1926-04-03 | 0 | 0
|  |  |  | 1926-04-04 | 0.01 | 0.01
|  |  |  | 1926-04-05 | 0 | 0
|  |  |  | 1926-04-06 | 0.03 | 0.03
|  |  |  | 1926-04-07 | 0 | 0
|  |  |  | 1926-04-08 | 0 | 0
|  |  |  | 1926-04-09 | 1.4 | 1.4
|  |  |  | 1926-04-10 | 0.73 | 0.73
|  |  |  | 1926-04-11 | 0.44 | 0.44
|  |  |  | 1926-04-12 | 0 | 0
|  |  |  | 1926-04-13 | 0 | 0
|  |  |  | 1926-04-14 | 0 | 0
|  |  |  | 1926-04-15 | 0 | 0
|  |  |  | 1926-04-16 | 0 | 0
|  |  |  | 1926-04-17 | 0 | 0
|  |  |  | 1926-04-18 | 0 | 0
|  |  |  | 1926-04-19 | 0 | 0
|  |  |  | 1926-04-20 | 0 | 0
|  |  |  | 1926-04-21 | 0.83 | 0.83
|  |  |  | 1926-04-22 | 0 | 0
|  |  |  | 1926-04-23 | 0.1 | 0.1
|  |  |  | 1926-04-24 | 0 | 0
|  |  |  | 1926-04-25 | 0 | 0
|  |  |  | 1926-04-26 | 0 | 0
|  |  |  | 1926-04-27 | 0 | 0
|  |  |  | 1926-04-28 | 0.01 | 0.01
|  |  |  | 1926-04-29 | 0 | 0
|  |  |  | 1926-04-30 | 0 | 0
|  |  |  | 1926-05-01 | 0 | 0
|  |  |  | 1926-05-02 | 0 | 0
|  |  |  | 1926-05-03 | 0.4 | 0.4
|  |  |  | 1926-05-04 | 0 | 0
|  |  |  | 1926-05-05 | 0 | 0
|  |  |  | 1926-05-06 | 0.43 | 0.43
|  |  |  | 1926-05-07 | 0.37 | 0.37
|  |  |  | 1926-05-08 | 0.14 | 0.14
|  |  |  | 1926-05-09 | 0 | 0
|  |  |  | 1926-05-10 | 0.45 | 0.45
|  |  |  | 1926-05-11 | 0.07 | 0.07
|  |  |  | 1926-05-12 | 0.02 | 0.02
|  |  |  | 1926-05-13 | 0 | 0
|  |  |  | 1926-05-14 | 0.34 | 0.34
|  |  |  | 1926-05-15 | 0 | 0
|  |  |  | 1926-05-16 | 0 | 0
|  |  |  | 1926-05-17 | 0 | 0
|  |  |  | 1926-05-18 | 0.01 | 0.01
|  |  |  | 1926-05-19 | 0.11 | 0.11
|  |  |  | 1926-05-20 | 0 | 0
|  |  |  | 1926-05-21 | 0 | 0
|  |  |  | 1926-05-22 | 0 | 0
|  |  |  | 1926-05-23 | 0 | 0
|  |  |  | 1926-05-24 | 0 | 0
|  |  |  | 1926-05-25 | 0 | 0
|  |  |  | 1926-05-26 | 0 | 0
|  |  |  | 1926-05-27 | 0 | 0
|  |  |  | 1926-05-28 | 0 | 0
|  |  |  | 1926-05-29 | 0 | 0
|  |  |  | 1926-05-30 | 0 | 0
|  |  |  | 1926-05-31 | 0 | 0
|  |  |  | 1926-06-01 | 0 | 0
|  |  |  | 1926-06-02 | 0 | 0
|  |  |  | 1926-06-03 | 0 | 0
|  |  |  | 1926-06-04 | 0.02 | 0.02
|  |  |  | 1926-06-05 | 0 | 0
|  |  |  | 1926-06-06 | 0 | 0
|  |  |  | 1926-06-07 | 0 | 0
|  |  |  | 1926-06-08 | 0 | 0
|  |  |  | 1926-06-09 | 0 | 0
|  |  |  | 1926-06-10 | 0 | 0
|  |  |  | 1926-06-11 | 0 | 0
|  |  |  | 1926-06-12 | 0 | 0
|  |  |  | 1926-06-13 | 0 | 0
|  |  |  | 1926-06-14 | 0 | 0
|  |  |  | 1926-06-15 | 0 | 0
|  |  |  | 1926-06-16 | 0.18 | 0.18
|  |  |  | 1926-06-17 | 0 | 0
|  |  |  | 1926-06-18 | 3.2 | 3.2
|  |  |  | 1926-06-19 | 0 | 0
|  |  |  | 1926-06-20 | 0 | 0
|  |  |  | 1926-06-21 | 0 | 0
|  |  |  | 1926-06-22 | 0 | 0
|  |  |  | 1926-06-23 | 0 | 0
|  |  |  | 1926-06-24 | 2 | 2
|  |  |  | 1926-06-25 | 0.1 | 0.1
|  |  |  | 1926-06-26 | 0 | 0
|  |  |  | 1926-06-27 | 0 | 0
|  |  |  | 1926-06-28 | 0 | 0
|  |  |  | 1926-06-29 | 0 | 0
|  |  |  | 1926-06-30 | 0 | 0
|  |  |  | 1926-07-01 | 0 | 0
|  |  |  | 1926-07-02 | 0 | 0
|  |  |  | 1926-07-03 | 0 | 0
|  |  |  | 1926-07-04 | 0 | 0
|  |  |  | 1926-07-05 | 0 | 0
|  |  |  | 1926-07-06 | 0 | 0
|  |  |  | 1926-07-07 | 0.31 | 0.31
|  |  |  | 1926-07-08 | 0.05 | 0.05
|  |  |  | 1926-07-09 | 0 | 0
|  |  |  | 1926-07-10 | 0.05 | 0.05
|  |  |  | 1926-07-11 | 0 | 0
|  |  |  | 1926-07-12 | 0 | 0
|  |  |  | 1926-07-13 | 0.01 | 0.01
|  |  |  | 1926-07-14 | 0 | 0
|  |  |  | 1926-07-15 | 0 | 0
|  |  |  | 1926-07-16 | 0.01 | 0.01
|  |  |  | 1926-07-17 | 0 | 0
|  |  |  | 1926-07-18 | 0 | 0
|  |  |  | 1926-07-19 | 0 | 0
|  |  |  | 1926-07-20 | 0 | 0
|  |  |  | 1926-07-21 | 0.25 | 0.25
|  |  |  | 1926-07-22 | 0 | 0
|  |  |  | 1926-07-23 | 0 | 0
|  |  |  | 1926-07-24 | 0 | 0
|  |  |  | 1926-07-25 | 1.32 | 1.32
|  |  |  | 1926-07-26 | 2.63 | 2.63
|  |  |  | 1926-07-27 | 0 | 0
|  |  |  | 1926-07-28 | 0 | 0
|  |  |  | 1926-07-29 | 0.32 | 0.32
|  |  |  | 1926-07-30 | 0.15 | 0.15
|  |  |  | 1926-07-31 | 0 | 0
|  |  |  | 1926-08-01 | 0 | 0
|  |  |  | 1926-08-02 | 0 | 0
|  |  |  | 1926-08-03 | 0 | 0
|  |  |  | 1926-08-04 | 0 | 0
|  |  |  | 1926-08-05 | 0 | 0
|  |  |  | 1926-08-06 | 0 | 0
|  |  |  | 1926-08-07 | 0 | 0
|  |  |  | 1926-08-08 | 0 | 0
|  |  |  | 1926-08-09 | 0 | 0
|  |  |  | 1926-08-10 | 0 | 0
|  |  |  | 1926-08-11 | 0 | 0
|  |  |  | 1926-08-12 | 0.2 | 0.2
|  |  |  | 1926-08-13 | 0 | 0
|  |  |  | 1926-08-14 | 0 | 0
|  |  |  | 1926-08-15 | 0 | 0
|  |  |  | 1926-08-16 | 0.48 | 0.48
|  |  |  | 1926-08-17 | 0.76 | 0.76
|  |  |  | 1926-08-18 | 0 | 0
|  |  |  | 1926-08-19 | 0 | 0
|  |  |  | 1926-08-20 | 0 | 0
|  |  |  | 1926-08-21 | 0 | 0
|  |  |  | 1926-08-22 | 0 | 0
|  |  |  | 1926-08-23 | 0.51 | 0.51
|  |  |  | 1926-08-24 | 0 | 0
|  |  |  | 1926-08-25 | 0 | 0
|  |  |  | 1926-08-26 | 0 | 0
|  |  |  | 1926-08-27 | 0 | 0
|  |  |  | 1926-08-28 | 0 | 0
|  |  |  | 1926-08-29 | 1.25 | 1.25
|  |  |  | 1926-08-30 | 0 | 0
|  |  |  | 1926-08-31 | 0.2 | 0.2
|  |  |  | 1926-09-01 | 0 | 0
|  |  |  | 1926-09-02 | 0 | 0
|  |  |  | 1926-09-03 | 0 | 0
|  |  |  | 1926-09-04 | 0 | 0
|  |  |  | 1926-09-05 | 0.07 | 0.07
|  |  |  | 1926-09-06 | 0 | 0
|  |  |  | 1926-09-07 | 0 | 0
|  |  |  | 1926-09-08 | 0 | 0
|  |  |  | 1926-09-09 | 0.25 | 0.25
|  |  |  | 1926-09-10 | 0 | 0
|  |  |  | 1926-09-11 | 0 | 0
|  |  |  | 1926-09-12 | 0 | 0
|  |  |  | 1926-09-13 | 0 | 0
|  |  |  | 1926-09-14 | 0 | 0
|  |  |  | 1926-09-15 | 0 | 0
|  |  |  | 1926-09-16 | 0 | 0
|  |  |  | 1926-09-17 | 0 | 0
|  |  |  | 1926-09-18 | 0 | 0
|  |  |  | 1926-09-19 | 0 | 0
|  |  |  | 1926-09-20 | 0 | 0
|  |  |  | 1926-09-21 | 0 | 0
|  |  |  | 1926-09-22 | 0 | 0
|  |  |  | 1926-09-23 | 0 | 0
|  |  |  | 1926-09-24 | 0 | 0
|  |  |  | 1926-09-25 | 0.21 | 0.21
|  |  |  | 1926-09-26 | 0 | 0
|  |  |  | 1926-09-27 | 0.01 | 0.01
|  |  |  | 1926-09-28 | 0.78 | 0.78
|  |  |  | 1926-09-29 | 1.52 | 1.52
|  |  |  | 1926-09-30 | 0 | 0
|  |  |  | 1926-10-01 | 0 | 0
|  |  |  | 1926-10-02 | 0 | 0
|  |  |  | 1926-10-03 | 0.53 | 0.53
|  |  |  | 1926-10-04 | 0.02 | 0.02
|  |  |  | 1926-10-05 | 0 | 0
|  |  |  | 1926-10-06 | 0 | 0
|  |  |  | 1926-10-07 | 0 | 0
|  |  |  | 1926-10-08 | 0 | 0
|  |  |  | 1926-10-09 | 0.15 | 0.15
|  |  |  | 1926-10-10 | 0.01 | 0.01
|  |  |  | 1926-10-11 | 0 | 0
|  |  |  | 1926-10-12 | 0 | 0
|  |  |  | 1926-10-13 | 0.03 | 0.03
|  |  |  | 1926-10-14 | 0.72 | 0.72
|  |  |  | 1926-10-15 | 0.19 | 0.19
|  |  |  | 1926-10-16 | 0.15 | 0.15
|  |  |  | 1926-10-17 | 0 | 0
|  |  |  | 1926-10-18 | 0 | 0
|  |  |  | 1926-10-19 | 0 | 0
|  |  |  | 1926-10-20 | 0 | 0
|  |  |  | 1926-10-21 | 0 | 0
|  |  |  | 1926-10-22 | 0 | 0
|  |  |  | 1926-10-23 | 0 | 0
|  |  |  | 1926-10-24 | 0 | 0
|  |  |  | 1926-10-25 | 0 | 0
|  |  |  | 1926-10-26 | 0 | 0
|  |  |  | 1926-10-27 | 0 | 0
|  |  |  | 1926-10-28 | 0 | 0
|  |  |  | 1926-10-29 | 0 | 0
|  |  |  | 1926-10-30 | 0 | 0
|  |  |  | 1926-10-31 | 0 | 0
|  |  |  | 1926-11-01 | 0.08 | 0.08
|  |  |  | 1926-11-02 | 0 | 0
|  |  |  | 1926-11-03 | 0 | 0
|  |  |  | 1926-11-04 | 0 | 0
|  |  |  | 1926-11-05 | 0 | 0
|  |  |  | 1926-11-06 | 0 | 0
|  |  |  | 1926-11-07 | 0 | 0
|  |  |  | 1926-11-08 | 0.04 | 0.04
|  |  |  | 1926-11-09 | 0 | 0
|  |  |  | 1926-11-10 | 0 | 0
|  |  |  | 1926-11-11 | 0 | 0
|  |  |  | 1926-11-12 | 0 | 0
|  |  |  | 1926-11-13 | 0 | 0
|  |  |  | 1926-11-14 | 0 | 0
|  |  |  | 1926-11-15 | 0 | 0
|  |  |  | 1926-11-16 | 0 | 0
|  |  |  | 1926-11-17 | 0.03 | 0.03
|  |  |  | 1926-11-18 | 0 | 0
|  |  |  | 1926-11-19 | 0 | 0
|  |  |  | 1926-11-20 | 0 | 0
|  |  |  | 1926-11-21 | 0 | 0
|  |  |  | 1926-11-22 | 0 | 0
|  |  |  | 1926-11-23 | 0 | 0
|  |  |  | 1926-11-24 | 0 | 0
|  |  |  | 1926-11-25 | 0 | 0
|  |  |  | 1926-11-26 | 0 | 0
|  |  |  | 1926-11-27 | 0 | 0
|  |  |  | 1926-11-28 | 0 | 0
|  |  |  | 1926-11-29 | 0 | 0
|  |  |  | 1926-11-30 | 0 | 0
|  |  |  | 1926-12-01 | 0 | 0
|  |  |  | 1926-12-02 | 0 | 0
|  |  |  | 1926-12-03 | 0 | 0
|  |  |  | 1926-12-04 | 0 | 0
|  |  |  | 1926-12-05 | 0 | 0
|  |  |  | 1926-12-06 | 3.12 | 3.12
|  |  |  | 1926-12-07 | 0.24 | 0.24
|  |  |  | 1926-12-08 | 0.09 | 0.09
|  |  |  | 1926-12-09 | 0.07 | 0.07
|  |  |  | 1926-12-10 | 0 | 0
|  |  |  | 1926-12-11 | 0 | 0
|  |  |  | 1926-12-12 | 0 | 0
|  |  |  | 1926-12-13 | 0 | 0
|  |  |  | 1926-12-14 | 0 | 0
|  |  |  | 1926-12-15 | 0 | 0
|  |  |  | 1926-12-16 | 0 | 0
|  |  |  | 1926-12-17 | 0 | 0
|  |  |  | 1926-12-18 | 0 | 0
|  |  |  | 1926-12-19 | 0.03 | 0.03
|  |  |  | 1926-12-20 | 0.74 | 0.74
|  |  |  | 1926-12-21 | 0.39 | 0.39
|  |  |  | 1926-12-22 | 0 | 0
|  |  |  | 1926-12-23 | 0.07 | 0.07
|  |  |  | 1926-12-24 | 0 | 0
|  |  |  | 1926-12-25 | 0 | 0
|  |  |  | 1926-12-26 | 0 | 0
|  |  |  | 1926-12-27 | 0.02 | 0.02
|  |  |  | 1926-12-28 | 0 | 0
|  |  |  | 1926-12-29 | 0 | 0
|  |  |  | 1926-12-30 | 0 | 0
|  |  |  | 1926-12-31 | 0 | 0
|  |  |  | 1927-01-01 | 0 | 0
|  |  |  | 1927-01-02 | 0 | 0
|  |  |  | 1927-01-03 | 0 | 0
|  |  |  | 1927-01-04 | 0 | 0
|  |  |  | 1927-01-05 | 0 | 0
|  |  |  | 1927-01-06 | 0 | 0
|  |  |  | 1927-01-07 | 0 | 0
|  |  |  | 1927-01-08 | 0 | 0
|  |  |  | 1927-01-09 | 0 | 0
|  |  |  | 1927-01-10 | 0 | 0
|  |  |  | 1927-01-11 | 0 | 0
|  |  |  | 1927-01-12 | 0.05 | 0.05
|  |  |  | 1927-01-13 | 0.66 | 0.66
|  |  |  | 1927-01-14 | 0 | 0
|  |  |  | 1927-01-15 | 0 | 0
|  |  |  | 1927-01-16 | 0 | 0
|  |  |  | 1927-01-17 | 0 | 0
|  |  |  | 1927-01-18 | 0 | 0
|  |  |  | 1927-01-19 | 0 | 0
|  |  |  | 1927-01-20 | 0 | 0
|  |  |  | 1927-01-21 | 0 | 0
|  |  |  | 1927-01-22 | 0.01 | 0.01
|  |  |  | 1927-01-23 | 0.58 | 0.58
|  |  |  | 1927-01-24 | 0.89 | 0.89
|  |  |  | 1927-01-25 | 0.02 | 0.02
|  |  |  | 1927-01-26 | 0 | 0
|  |  |  | 1927-01-27 | 0 | 0
|  |  |  | 1927-01-28 | 0 | 0
|  |  |  | 1927-01-29 | 0 | 0
|  |  |  | 1927-01-30 | 0 | 0
|  |  |  | 1927-01-31 | 0 | 0
|  |  |  | 1927-02-01 | 0.07 | 0.07
|  |  |  | 1927-02-02 | 0 | 0
|  |  |  | 1927-02-03 | 0 | 0
|  |  |  | 1927-02-04 | 0.03 | 0.03
|  |  |  | 1927-02-05 | 0 | 0
|  |  |  | 1927-02-06 | 0.23 | 0.23
|  |  |  | 1927-02-07 | 0 | 0
|  |  |  | 1927-02-08 | 0.23 | 0.23
|  |  |  | 1927-02-09 | 0.8 | 0.8
|  |  |  | 1927-02-10 | 0.09 | 0.09
|  |  |  | 1927-02-11 | 0 | 0
|  |  |  | 1927-02-12 | 0.09 | 0.09
|  |  |  | 1927-02-13 | 0.03 | 0.03
|  |  |  | 1927-02-14 | 0 | 0
|  |  |  | 1927-02-15 | 0 | 0
|  |  |  | 1927-02-16 | 0 | 0
|  |  |  | 1927-02-17 | 0 | 0
|  |  |  | 1927-02-18 | 0 | 0
|  |  |  | 1927-02-19 | 0 | 0
|  |  |  | 1927-02-20 | 0 | 0
|  |  |  | 1927-02-21 | 0 | 0
|  |  |  | 1927-02-22 | 0 | 0
|  |  |  | 1927-02-23 | 0 | 0
|  |  |  | 1927-02-24 | 0 | 0
|  |  |  | 1927-02-25 | 0 | 0
|  |  |  | 1927-02-26 | 0 | 0
|  |  |  | 1927-02-27 | 0 | 0
|  |  |  | 1927-02-28 | 0.97 | 0.97
|  |  |  | 1927-03-01 | 0 | 0
|  |  |  | 1927-03-02 | 0 | 0
|  |  |  | 1927-03-03 | 0 | 0
|  |  |  | 1927-03-04 | 0 | 0
|  |  |  | 1927-03-05 | 0 | 0
|  |  |  | 1927-03-06 | 0 | 0
|  |  |  | 1927-03-07 | 0 | 0
|  |  |  | 1927-03-08 | 0 | 0
|  |  |  | 1927-03-09 | 0 | 0
|  |  |  | 1927-03-10 | 0 | 0
|  |  |  | 1927-03-11 | 0.53 | 0.53
|  |  |  | 1927-03-12 | 0 | 0
|  |  |  | 1927-03-13 | 0 | 0
|  |  |  | 1927-03-14 | 0 | 0
|  |  |  | 1927-03-15 | 0 | 0
|  |  |  | 1927-03-16 | 0 | 0
|  |  |  | 1927-03-17 | 0 | 0
|  |  |  | 1927-03-18 | 0 | 0
|  |  |  | 1927-03-19 | 0 | 0
|  |  |  | 1927-03-20 | 0.07 | 0.07
|  |  |  | 1927-03-21 | 0 | 0
|  |  |  | 1927-03-22 | 0 | 0
|  |  |  | 1927-03-23 | 0 | 0
|  |  |  | 1927-03-24 | 0 | 0
|  |  |  | 1927-03-25 | 0 | 0
|  |  |  | 1927-03-26 | 0 | 0
|  |  |  | 1927-03-27 | 0 | 0
|  |  |  | 1927-03-28 | 0.15 | 0.15
|  |  |  | 1927-03-29 | 0 | 0
|  |  |  | 1927-03-30 | 0.03 | 0.03
|  |  |  | 1927-03-31 | 0 | 0
|  |  |  | 1927-04-01 | 0 | 0
|  |  |  | 1927-04-02 | 0 | 0
|  |  |  | 1927-04-03 | 0 | 0
|  |  |  | 1927-04-04 | 0 | 0
|  |  |  | 1927-04-05 | 0 | 0
|  |  |  | 1927-04-06 | 0.09 | 0.09
|  |  |  | 1927-04-07 | 0.35 | 0.35
|  |  |  | 1927-04-08 | 0 | 0
|  |  |  | 1927-04-09 | 0 | 0
|  |  |  | 1927-04-10 | 0 | 0
|  |  |  | 1927-04-11 | 0.19 | 0.19
|  |  |  | 1927-04-12 | 0.21 | 0.21
|  |  |  | 1927-04-13 | 1.07 | 1.07
|  |  |  | 1927-04-14 | 0 | 0
|  |  |  | 1927-04-15 | 0 | 0
|  |  |  | 1927-04-16 | 0 | 0
|  |  |  | 1927-04-17 | 0 | 0
|  |  |  | 1927-04-18 | 0.02 | 0.02
|  |  |  | 1927-04-19 | 0 | 0
|  |  |  | 1927-04-20 | 0 | 0
|  |  |  | 1927-04-21 | 0.71 | 0.71
|  |  |  | 1927-04-22 | 0 | 0
|  |  |  | 1927-04-23 | 0 | 0
|  |  |  | 1927-04-24 | 0 | 0
|  |  |  | 1927-04-25 | 0 | 0
|  |  |  | 1927-04-26 | 0 | 0
|  |  |  | 1927-04-27 | 0 | 0
|  |  |  | 1927-04-28 | 0 | 0
|  |  |  | 1927-04-29 | 0 | 0
|  |  |  | 1927-04-30 | 0 | 0
|  |  |  | 1927-05-01 | 0 | 0
|  |  |  | 1927-05-02 | 0 | 0
|  |  |  | 1927-05-03 | 0 | 0
|  |  |  | 1927-05-04 | 0 | 0
|  |  |  | 1927-05-05 | 0 | 0
|  |  |  | 1927-05-06 | 0 | 0
|  |  |  | 1927-05-07 | 0 | 0
|  |  |  | 1927-05-08 | 0 | 0
|  |  |  | 1927-05-09 | 0 | 0
|  |  |  | 1927-05-10 | 0 | 0
|  |  |  | 1927-05-11 | 0 | 0
|  |  |  | 1927-05-12 | 0.72 | 0.72
|  |  |  | 1927-05-13 | 0.12 | 0.12
|  |  |  | 1927-05-14 | 0 | 0
|  |  |  | 1927-05-15 | 0.01 | 0.01
|  |  |  | 1927-05-16 | 0 | 0
|  |  |  | 1927-05-17 | 0 | 0
|  |  |  | 1927-05-18 | 0 | 0
|  |  |  | 1927-05-19 | 0 | 0
|  |  |  | 1927-05-20 | 0 | 0
|  |  |  | 1927-05-21 | 0 | 0
|  |  |  | 1927-05-22 | 0 | 0
|  |  |  | 1927-05-23 | 0 | 0
|  |  |  | 1927-05-24 | 0 | 0
|  |  |  | 1927-05-25 | 0 | 0
|  |  |  | 1927-05-26 | 0 | 0
|  |  |  | 1927-05-27 | 0.1 | 0.1
|  |  |  | 1927-05-28 | 0 | 0
|  |  |  | 1927-05-29 | 0 | 0
|  |  |  | 1927-05-30 | 0 | 0
|  |  |  | 1927-05-31 | 0.04 | 0.04
|  |  |  | 1927-06-01 | 0.82 | 0.82
|  |  |  | 1927-06-02 | 0 | 0
|  |  |  | 1927-06-03 | 0 | 0
|  |  |  | 1927-06-04 | 0 | 0
|  |  |  | 1927-06-05 | 0.36 | 0.36
|  |  |  | 1927-06-06 | 0 | 0
|  |  |  | 1927-06-07 | 0 | 0
|  |  |  | 1927-06-08 | 0 | 0
|  |  |  | 1927-06-09 | 0 | 0
|  |  |  | 1927-06-10 | 0 | 0
|  |  |  | 1927-06-11 | 0 | 0
|  |  |  | 1927-06-12 | 0 | 0
|  |  |  | 1927-06-13 | 2.13 | 2.13
|  |  |  | 1927-06-14 | 0.04 | 0.04
|  |  |  | 1927-06-15 | 0 | 0
|  |  |  | 1927-06-16 | 0.16 | 0.16
|  |  |  | 1927-06-17 | 0 | 0
|  |  |  | 1927-06-18 | 0 | 0
|  |  |  | 1927-06-19 | 0 | 0
|  |  |  | 1927-06-20 | 0.01 | 0.01
|  |  |  | 1927-06-21 | 1.83 | 1.83
|  |  |  | 1927-06-22 | 0 | 0
|  |  |  | 1927-06-23 | 0 | 0
|  |  |  | 1927-06-24 | 0 | 0
|  |  |  | 1927-06-25 | 0 | 0
|  |  |  | 1927-06-26 | 0 | 0
|  |  |  | 1927-06-27 | 0 | 0
|  |  |  | 1927-06-28 | 0 | 0
|  |  |  | 1927-06-29 | 0 | 0
|  |  |  | 1927-06-30 | 0 | 0
|  |  |  | 1927-07-01 | 0 | 0
|  |  |  | 1927-07-02 | 0 | 0
|  |  |  | 1927-07-03 | 0 | 0
|  |  |  | 1927-07-04 | 0 | 0
|  |  |  | 1927-07-05 | 0 | 0
|  |  |  | 1927-07-06 | 0 | 0
|  |  |  | 1927-07-07 | 0 | 0
|  |  |  | 1927-07-08 | 0 | 0
|  |  |  | 1927-07-09 | 0 | 0
|  |  |  | 1927-07-10 | 0 | 0
|  |  |  | 1927-07-11 | 0 | 0
|  |  |  | 1927-07-12 | 0.03 | 0.03
|  |  |  | 1927-07-13 | 0.58 | 0.58
|  |  |  | 1927-07-14 | 1.5 | 1.5
|  |  |  | 1927-07-15 | 0 | 0
|  |  |  | 1927-07-16 | 0 | 0
|  |  |  | 1927-07-17 | 0 | 0
|  |  |  | 1927-07-18 | 0 | 0
|  |  |  | 1927-07-19 | 0.81 | 0.81
|  |  |  | 1927-07-20 | 0 | 0
|  |  |  | 1927-07-21 | 0 | 0
|  |  |  | 1927-07-22 | 0 | 0
|  |  |  | 1927-07-23 | 0 | 0
|  |  |  | 1927-07-24 | 0 | 0
|  |  |  | 1927-07-25 | 0 | 0
|  |  |  | 1927-07-26 | 0 | 0
|  |  |  | 1927-07-27 | 0.04 | 0.04
|  |  |  | 1927-07-28 | 0 | 0
|  |  |  | 1927-07-29 | 0.71 | 0.71
|  |  |  | 1927-07-30 | 0.53 | 0.53
|  |  |  | 1927-07-31 | 0 | 0
|  |  |  | 1927-08-01 | 0.5 | 0.5
|  |  |  | 1927-08-02 | 0 | 0
|  |  |  | 1927-08-03 | 0 | 0
|  |  |  | 1927-08-04 | 0 | 0
|  |  |  | 1927-08-05 | 0 | 0
|  |  |  | 1927-08-06 | 0 | 0
|  |  |  | 1927-08-07 | 0 | 0
|  |  |  | 1927-08-08 | 0 | 0
|  |  |  | 1927-08-09 | 0.81 | 0.81
|  |  |  | 1927-08-10 | 0 | 0
|  |  |  | 1927-08-11 | 0 | 0
|  |  |  | 1927-08-12 | 0 | 0
|  |  |  | 1927-08-13 | 0 | 0
|  |  |  | 1927-08-14 | 0.03 | 0.03
|  |  |  | 1927-08-15 | 0 | 0
|  |  |  | 1927-08-16 | 0 | 0
|  |  |  | 1927-08-17 | 0.07 | 0.07
|  |  |  | 1927-08-18 | 0 | 0
|  |  |  | 1927-08-19 | 0 | 0
|  |  |  | 1927-08-20 | 0.04 | 0.04
|  |  |  | 1927-08-21 | 0 | 0
|  |  |  | 1927-08-22 | 0 | 0
|  |  |  | 1927-08-23 | 0 | 0
|  |  |  | 1927-08-24 | 0 | 0
|  |  |  | 1927-08-25 | 0 | 0
|  |  |  | 1927-08-26 | 0 | 0
|  |  |  | 1927-08-27 | 0 | 0
|  |  |  | 1927-08-28 | 0 | 0
|  |  |  | 1927-08-29 | 0 | 0
|  |  |  | 1927-08-30 | 0 | 0
|  |  |  | 1927-08-31 | 0 | 0
|  |  |  | 1927-09-01 | 0.14 | 0.14
|  |  |  | 1927-09-02 | 0.43 | 0.43
|  |  |  | 1927-09-03 | 0.02 | 0.02
|  |  |  | 1927-09-04 | 2.1 | 2.1
|  |  |  | 1927-09-05 | 0 | 0
|  |  |  | 1927-09-06 | 0 | 0
|  |  |  | 1927-09-07 | 0 | 0
|  |  |  | 1927-09-08 | 0 | 0
|  |  |  | 1927-09-09 | 0 | 0
|  |  |  | 1927-09-10 | 0 | 0
|  |  |  | 1927-09-11 | 0 | 0
|  |  |  | 1927-09-12 | 0 | 0
|  |  |  | 1927-09-13 | 0 | 0
|  |  |  | 1927-09-14 | 0.14 | 0.14
|  |  |  | 1927-09-15 | 0 | 0
|  |  |  | 1927-09-16 | 0 | 0
|  |  |  | 1927-09-17 | 0 | 0
|  |  |  | 1927-09-18 | 0 | 0
|  |  |  | 1927-09-19 | 0 | 0
|  |  |  | 1927-09-20 | 0 | 0
|  |  |  | 1927-09-21 | 0 | 0
|  |  |  | 1927-09-22 | 0 | 0
|  |  |  | 1927-09-23 | 0 | 0
|  |  |  | 1927-09-24 | 0.17 | 0.17
|  |  |  | 1927-09-25 | 0.08 | 0.08
|  |  |  | 1927-09-26 | 0 | 0
|  |  |  | 1927-09-27 | 0.55 | 0.55
|  |  |  | 1927-09-28 | 0 | 0
|  |  |  | 1927-09-29 | 0 | 0
|  |  |  | 1927-09-30 | 0 | 0
|  |  |  | 1927-10-01 | 0.4 | 0.4
|  |  |  | 1927-10-02 | 0 | 0
|  |  |  | 1927-10-03 | 0 | 0
|  |  |  | 1927-10-04 | 0 | 0
|  |  |  | 1927-10-05 | 0 | 0
|  |  |  | 1927-10-06 | 0 | 0
|  |  |  | 1927-10-07 | 1.37 | 1.37
|  |  |  | 1927-10-08 | 0.49 | 0.49
|  |  |  | 1927-10-09 | 0 | 0
|  |  |  | 1927-10-10 | 0 | 0
|  |  |  | 1927-10-11 | 0 | 0
|  |  |  | 1927-10-12 | 0 | 0
|  |  |  | 1927-10-13 | 0 | 0
|  |  |  | 1927-10-14 | 0 | 0
|  |  |  | 1927-10-15 | 0 | 0
|  |  |  | 1927-10-16 | 0 | 0
|  |  |  | 1927-10-17 | 0 | 0
|  |  |  | 1927-10-18 | 0 | 0
|  |  |  | 1927-10-19 | 0 | 0
|  |  |  | 1927-10-20 | 0 | 0
|  |  |  | 1927-10-21 | 0 | 0
|  |  |  | 1927-10-22 | 0 | 0
|  |  |  | 1927-10-23 | 0 | 0
|  |  |  | 1927-10-24 | 0 | 0
|  |  |  | 1927-10-25 | 0 | 0
|  |  |  | 1927-10-26 | 0 | 0
|  |  |  | 1927-10-27 | 0 | 0
|  |  |  | 1927-10-28 | 0 | 0
|  |  |  | 1927-10-29 | 0.03 | 0.03
|  |  |  | 1927-10-30 | 0 | 0
|  |  |  | 1927-10-31 | 0 | 0
|  |  |  | 1927-11-01 | 0 | 0
|  |  |  | 1927-11-02 | 1.67 | 1.67
|  |  |  | 1927-11-03 | 0 | 0
|  |  |  | 1927-11-04 | 0 | 0
|  |  |  | 1927-11-05 | 0 | 0
|  |  |  | 1927-11-06 | 0 | 0
|  |  |  | 1927-11-07 | 0 | 0
|  |  |  | 1927-11-08 | 0 | 0
|  |  |  | 1927-11-09 | 0 | 0
|  |  |  | 1927-11-10 | 0 | 0
|  |  |  | 1927-11-11 | 0 | 0
|  |  |  | 1927-11-12 | 0 | 0
|  |  |  | 1927-11-13 | 0 | 0
|  |  |  | 1927-11-14 | 0 | 0
|  |  |  | 1927-11-15 | 0.11 | 0.11
|  |  |  | 1927-11-16 | 0 | 0
|  |  |  | 1927-11-17 | 0 | 0
|  |  |  | 1927-11-18 | 0 | 0
|  |  |  | 1927-11-19 | 0 | 0
|  |  |  | 1927-11-20 | 0 | 0
|  |  |  | 1927-11-21 | 0 | 0
|  |  |  | 1927-11-22 | 0 | 0
|  |  |  | 1927-11-23 | 0 | 0
|  |  |  | 1927-11-24 | 0 | 0
|  |  |  | 1927-11-25 | 0 | 0
|  |  |  | 1927-11-26 | 0 | 0
|  |  |  | 1927-11-27 | 0 | 0
|  |  |  | 1927-11-28 | 0 | 0
|  |  |  | 1927-11-29 | 0 | 0
|  |  |  | 1927-11-30 | 0 | 0
|  |  |  | 1927-12-01 | 0 | 0
|  |  |  | 1927-12-02 | 0 | 0
|  |  |  | 1927-12-03 | 0 | 0
|  |  |  | 1927-12-04 | 0 | 0
|  |  |  | 1927-12-05 | 0 | 0
|  |  |  | 1927-12-06 | 0.02 | 0.02
|  |  |  | 1927-12-07 | 0 | 0
|  |  |  | 1927-12-08 | 0 | 0
|  |  |  | 1927-12-09 | 0 | 0
|  |  |  | 1927-12-10 | 0 | 0
|  |  |  | 1927-12-11 | 0 | 0
|  |  |  | 1927-12-12 | 0.02 | 0.02
|  |  |  | 1927-12-13 | 0 | 0
|  |  |  | 1927-12-14 | 0 | 0
|  |  |  | 1927-12-15 | 0 | 0
|  |  |  | 1927-12-16 | 0 | 0
|  |  |  | 1927-12-17 | 0 | 0
|  |  |  | 1927-12-18 | 0 | 0
|  |  |  | 1927-12-19 | 0 | 0
|  |  |  | 1927-12-20 | 0 | 0
|  |  |  | 1927-12-21 | 0 | 0
|  |  |  | 1927-12-22 | 0 | 0
|  |  |  | 1927-12-23 | 0 | 0
|  |  |  | 1927-12-24 | 0 | 0
|  |  |  | 1927-12-25 | 0 | 0
|  |  |  | 1927-12-26 | 0 | 0
|  |  |  | 1927-12-27 | 1.09 | 1.09
|  |  |  | 1927-12-28 | 0.17 | 0.17
|  |  |  | 1927-12-29 | 0 | 0
|  |  |  | 1927-12-30 | 0 | 0
|  |  |  | 1927-12-31 | 0 | 0
|  |  |  | 1928-01-01 | 0 | 0
|  |  |  | 1928-01-02 | 0 | 0
|  |  |  | 1928-01-03 | 0 | 0
|  |  |  | 1928-01-04 | 0 | 0
|  |  |  | 1928-01-05 | 0 | 0
|  |  |  | 1928-01-06 | 0 | 0
|  |  |  | 1928-01-07 | 0 | 0
|  |  |  | 1928-01-08 | 0 | 0
|  |  |  | 1928-01-09 | 0 | 0
|  |  |  | 1928-01-10 | 0 | 0
|  |  |  | 1928-01-11 | 0 | 0
|  |  |  | 1928-01-12 | 0 | 0
|  |  |  | 1928-01-13 | 0 | 0
|  |  |  | 1928-01-14 | 0 | 0
|  |  |  | 1928-01-15 | 0 | 0
|  |  |  | 1928-01-16 | 0 | 0
|  |  |  | 1928-01-17 | 1.02 | 1.02
|  |  |  | 1928-01-18 | 0.02 | 0.02
|  |  |  | 1928-01-19 | 0 | 0
|  |  |  | 1928-01-20 | 0 | 0
|  |  |  | 1928-01-21 | 0 | 0
|  |  |  | 1928-01-22 | 0 | 0
|  |  |  | 1928-01-23 | 0 | 0
|  |  |  | 1928-01-24 | 0 | 0
|  |  |  | 1928-01-25 | 0 | 0
|  |  |  | 1928-01-26 | 0 | 0
|  |  |  | 1928-01-27 | 0 | 0
|  |  |  | 1928-01-28 | 0 | 0
|  |  |  | 1928-01-29 | 0 | 0
|  |  |  | 1928-01-30 | 0 | 0
|  |  |  | 1928-01-31 | 0 | 0
|  |  |  | 1928-02-01 | 0 | 0
|  |  |  | 1928-02-02 | 0 | 0
|  |  |  | 1928-02-03 | 0 | 0
|  |  |  | 1928-02-04 | 0.05 | 0.05
|  |  |  | 1928-02-05 | 0 | 0
|  |  |  | 1928-02-06 | 0.14 | 0.14
|  |  |  | 1928-02-07 | 0 | 0
|  |  |  | 1928-02-08 | 0 | 0
|  |  |  | 1928-02-09 | 0 | 0
|  |  |  | 1928-02-10 | 0 | 0
|  |  |  | 1928-02-11 | 0 | 0
|  |  |  | 1928-02-12 | 0.33 | 0.33
|  |  |  | 1928-02-13 | 0.55 | 0.55
|  |  |  | 1928-02-14 | 0 | 0
|  |  |  | 1928-02-15 | 0 | 0
|  |  |  | 1928-02-16 | 0.3 | 0.3
|  |  |  | 1928-02-17 | 0.08 | 0.08
|  |  |  | 1928-02-18 | 0 | 0
|  |  |  | 1928-02-19 | 0 | 0
|  |  |  | 1928-02-20 | 0 | 0
|  |  |  | 1928-02-21 | 0 | 0
|  |  |  | 1928-02-22 | 0 | 0
|  |  |  | 1928-02-23 | 0 | 0
|  |  |  | 1928-02-24 | 0 | 0
|  |  |  | 1928-02-25 | 0 | 0
|  |  |  | 1928-02-26 | 0 | 0
|  |  |  | 1928-02-27 | 0 | 0
|  |  |  | 1928-02-28 | 0 | 0
|  |  |  | 1928-02-29 | 0 | 0
|  |  |  | 1928-03-01 | 0 | 0
|  |  |  | 1928-03-02 | 0 | 0
|  |  |  | 1928-03-03 | 0 | 0
|  |  |  | 1928-03-04 | 0.5 | 0.5
|  |  |  | 1928-03-05 | 0 | 0
|  |  |  | 1928-03-06 | 0 | 0
|  |  |  | 1928-03-07 | 0 | 0
|  |  |  | 1928-03-08 | 0 | 0
|  |  |  | 1928-03-09 | 0 | 0
|  |  |  | 1928-03-10 | 0 | 0
|  |  |  | 1928-03-11 | 0 | 0
|  |  |  | 1928-03-12 | 0 | 0
|  |  |  | 1928-03-13 | 0 | 0
|  |  |  | 1928-03-14 | 0 | 0
|  |  |  | 1928-03-15 | 0.61 | 0.61
|  |  |  | 1928-03-16 | 0 | 0
|  |  |  | 1928-03-17 | 0 | 0
|  |  |  | 1928-03-18 | 0 | 0
|  |  |  | 1928-03-19 | 0 | 0
|  |  |  | 1928-03-20 | 0 | 0
|  |  |  | 1928-03-21 | 0 | 0
|  |  |  | 1928-03-22 | 0 | 0
|  |  |  | 1928-03-23 | 0 | 0
|  |  |  | 1928-03-24 | 0 | 0
|  |  |  | 1928-03-25 | 0 | 0
|  |  |  | 1928-03-26 | 0 | 0
|  |  |  | 1928-03-27 | 0 | 0
|  |  |  | 1928-03-28 | 0 | 0
|  |  |  | 1928-03-29 | 0 | 0
|  |  |  | 1928-03-30 | 0 | 0
|  |  |  | 1928-03-31 | 0 | 0
|  |  |  | 1928-04-01 | 0 | 0
|  |  |  | 1928-04-02 | 0 | 0
|  |  |  | 1928-04-03 | 0 | 0
|  |  |  | 1928-04-04 | 0 | 0
|  |  |  | 1928-04-05 | 0.36 | 0.36
|  |  |  | 1928-04-06 | 0 | 0
|  |  |  | 1928-04-07 | 0.15 | 0.15
|  |  |  | 1928-04-08 | 0.01 | 0.01
|  |  |  | 1928-04-09 | 0 | 0
|  |  |  | 1928-04-10 | 0 | 0
|  |  |  | 1928-04-11 | 0 | 0
|  |  |  | 1928-04-12 | 0 | 0
|  |  |  | 1928-04-13 | 0 | 0
|  |  |  | 1928-04-14 | 0 | 0
|  |  |  | 1928-04-15 | 0 | 0
|  |  |  | 1928-04-16 | 0 | 0
|  |  |  | 1928-04-17 | 0 | 0
|  |  |  | 1928-04-18 | 0 | 0
|  |  |  | 1928-04-19 | 0 | 0
|  |  |  | 1928-04-20 | 0 | 0
|  |  |  | 1928-04-21 | 0 | 0
|  |  |  | 1928-04-22 | 0 | 0
|  |  |  | 1928-04-23 | 0 | 0
|  |  |  | 1928-04-24 | 0 | 0
|  |  |  | 1928-04-25 | 0 | 0
|  |  |  | 1928-04-26 | 0.94 | 0.94
|  |  |  | 1928-04-27 | 0.01 | 0.01
|  |  |  | 1928-04-28 | 0 | 0
|  |  |  | 1928-04-29 | 0 | 0
|  |  |  | 1928-04-30 | 0 | 0
|  |  |  | 1928-05-01 | 0 | 0
|  |  |  | 1928-05-02 | 0 | 0
|  |  |  | 1928-05-03 | 0.25 | 0.25
|  |  |  | 1928-05-04 | 0.02 | 0.02
|  |  |  | 1928-05-05 | 0 | 0
|  |  |  | 1928-05-06 | 0 | 0
|  |  |  | 1928-05-07 | 0 | 0
|  |  |  | 1928-05-08 | 0 | 0
|  |  |  | 1928-05-09 | 0 | 0
|  |  |  | 1928-05-10 | 0 | 0
|  |  |  | 1928-05-11 | 0 | 0
|  |  |  | 1928-05-12 | 0 | 0
|  |  |  | 1928-05-13 | 0 | 0
|  |  |  | 1928-05-14 | 0.11 | 0.11
|  |  |  | 1928-05-15 | 0.72 | 0.72
|  |  |  | 1928-05-16 | 0 | 0
|  |  |  | 1928-05-17 | 0.18 | 0.18
|  |  |  | 1928-05-18 | 2.38 | 2.38
|  |  |  | 1928-05-19 | 0 | 0
|  |  |  | 1928-05-20 | 0 | 0
|  |  |  | 1928-05-21 | 0.33 | 0.33
|  |  |  | 1928-05-22 | 0 | 0
|  |  |  | 1928-05-23 | 0 | 0
|  |  |  | 1928-05-24 | 0 | 0
|  |  |  | 1928-05-25 | 0 | 0
|  |  |  | 1928-05-26 | 0 | 0
|  |  |  | 1928-05-27 | 0 | 0
|  |  |  | 1928-05-28 | 0 | 0
|  |  |  | 1928-05-29 | 0 | 0
|  |  |  | 1928-05-30 | 0 | 0
|  |  |  | 1928-05-31 | 0 | 0
|  |  |  | 1928-06-01 | 0 | 0
|  |  |  | 1928-06-02 | 0 | 0
|  |  |  | 1928-06-03 | 0.22 | 0.22
|  |  |  | 1928-06-04 | 1.06 | 1.06
|  |  |  | 1928-06-05 | 0 | 0
|  |  |  | 1928-06-06 | 0 | 0
|  |  |  | 1928-06-07 | 0 | 0
|  |  |  | 1928-06-08 | 0 | 0
|  |  |  | 1928-06-09 | 0 | 0
|  |  |  | 1928-06-10 | 2.65 | 2.65
|  |  |  | 1928-06-11 | 0.04 | 0.04
|  |  |  | 1928-06-12 | 0.07 | 0.07
|  |  |  | 1928-06-13 | 0 | 0
|  |  |  | 1928-06-14 | 0 | 0
|  |  |  | 1928-06-15 | 1.14 | 1.14
|  |  |  | 1928-06-16 | 0 | 0
|  |  |  | 1928-06-17 | 0 | 0
|  |  |  | 1928-06-18 | 0 | 0
|  |  |  | 1928-06-19 | 0 | 0
|  |  |  | 1928-06-20 | 0 | 0
|  |  |  | 1928-06-21 | 0 | 0
|  |  |  | 1928-06-22 | 0.01 | 0.01
|  |  |  | 1928-06-23 | 0 | 0
|  |  |  | 1928-06-24 | 0 | 0
|  |  |  | 1928-06-25 | 0 | 0
|  |  |  | 1928-06-26 | 0.22 | 0.22
|  |  |  | 1928-06-27 | 0.65 | 0.65
|  |  |  | 1928-06-28 | 0.04 | 0.04
|  |  |  | 1928-06-29 | 0 | 0
|  |  |  | 1928-06-30 | 0.18 | 0.18
|  |  |  | 1928-07-01 | 0 | 0
|  |  |  | 1928-07-02 | 0 | 0
|  |  |  | 1928-07-03 | 0 | 0
|  |  |  | 1928-07-04 | 0 | 0
|  |  |  | 1928-07-05 | 0 | 0
|  |  |  | 1928-07-06 | 0 | 0
|  |  |  | 1928-07-07 | 0 | 0
|  |  |  | 1928-07-08 | 0.82 | 0.82
|  |  |  | 1928-07-09 | 0 | 0
|  |  |  | 1928-07-10 | 0 | 0
|  |  |  | 1928-07-11 | 0 | 0
|  |  |  | 1928-07-12 | 0.07 | 0.07
|  |  |  | 1928-07-13 | 0 | 0
|  |  |  | 1928-07-14 | 0 | 0
|  |  |  | 1928-07-15 | 0 | 0
|  |  |  | 1928-07-16 | 0 | 0
|  |  |  | 1928-07-17 | 0 | 0
|  |  |  | 1928-07-18 | 0 | 0
|  |  |  | 1928-07-19 | 0 | 0
|  |  |  | 1928-07-20 | 0 | 0
|  |  |  | 1928-07-21 | 0.8 | 0.8
|  |  |  | 1928-07-22 | 0.2 | 0.2
|  |  |  | 1928-07-23 | 0.09 | 0.09
|  |  |  | 1928-07-24 | 1.84 | 1.84
|  |  |  | 1928-07-25 | 0.64 | 0.64
|  |  |  | 1928-07-26 | 0.4 | 0.4
|  |  |  | 1928-07-27 | 0 | 0
|  |  |  | 1928-07-28 | 0.8 | 0.8
|  |  |  | 1928-07-29 | 0.02 | 0.02
|  |  |  | 1928-07-30 | 0 | 0
|  |  |  | 1928-07-31 | 0 | 0
|  |  |  | 1928-08-01 | 0 | 0
|  |  |  | 1928-08-02 | 0 | 0
|  |  |  | 1928-08-03 | 0.01 | 0.01
|  |  |  | 1928-08-04 | 0.68 | 0.68
|  |  |  | 1928-08-05 | 0.26 | 0.26
|  |  |  | 1928-08-06 | 0 | 0
|  |  |  | 1928-08-07 | 0 | 0
|  |  |  | 1928-08-08 | 0 | 0
|  |  |  | 1928-08-09 | 0 | 0
|  |  |  | 1928-08-10 | 0 | 0
|  |  |  | 1928-08-11 | 0 | 0
|  |  |  | 1928-08-12 | 0 | 0
|  |  |  | 1928-08-13 | 0 | 0
|  |  |  | 1928-08-14 | 0 | 0
|  |  |  | 1928-08-15 | 0 | 0
|  |  |  | 1928-08-16 | 0 | 0
|  |  |  | 1928-08-17 | 0 | 0
|  |  |  | 1928-08-18 | 0.07 | 0.07
|  |  |  | 1928-08-19 | 0 | 0
|  |  |  | 1928-08-20 | 0 | 0
|  |  |  | 1928-08-21 | 0 | 0
|  |  |  | 1928-08-22 | 0 | 0
|  |  |  | 1928-08-23 | 0.14 | 0.14
|  |  |  | 1928-08-24 | 0.11 | 0.11
|  |  |  | 1928-08-25 | 0.8 | 0.8
|  |  |  | 1928-08-26 | 0 | 0
|  |  |  | 1928-08-27 | 0 | 0
|  |  |  | 1928-08-28 | 0 | 0
|  |  |  | 1928-08-29 | 0 | 0
|  |  |  | 1928-08-30 | 0.6 | 0.6
|  |  |  | 1928-08-31 | 0 | 0
|  |  |  | 1928-09-01 | 0 | 0
|  |  |  | 1928-09-02 | 0 | 0
|  |  |  | 1928-09-03 | 0 | 0
|  |  |  | 1928-09-04 | 0 | 0
|  |  |  | 1928-09-05 | 0.04 | 0.04
|  |  |  | 1928-09-06 | 0 | 0
|  |  |  | 1928-09-07 | 0 | 0
|  |  |  | 1928-09-08 | 0 | 0
|  |  |  | 1928-09-09 | 0.17 | 0.17
|  |  |  | 1928-09-10 | 0.09 | 0.09
|  |  |  | 1928-09-11 | 0 | 0
|  |  |  | 1928-09-12 | 0 | 0
|  |  |  | 1928-09-13 | 0 | 0
|  |  |  | 1928-09-14 | 0 | 0
|  |  |  | 1928-09-15 | 0 | 0
|  |  |  | 1928-09-16 | 0 | 0
|  |  |  | 1928-09-17 | 0 | 0
|  |  |  | 1928-09-18 | 0 | 0
|  |  |  | 1928-09-19 | 0 | 0
|  |  |  | 1928-09-20 | 0 | 0
|  |  |  | 1928-09-21 | 0 | 0
|  |  |  | 1928-09-22 | 0 | 0
|  |  |  | 1928-09-23 | 0 | 0
|  |  |  | 1928-09-24 | 0 | 0
|  |  |  | 1928-09-25 | 0 | 0
|  |  |  | 1928-09-26 | 0 | 0
|  |  |  | 1928-09-27 | 0 | 0
|  |  |  | 1928-09-28 | 0 | 0
|  |  |  | 1928-09-29 | 0 | 0
|  |  |  | 1928-09-30 | 0 | 0
|  |  |  | 1928-10-01 | 0 | 0
|  |  |  | 1928-10-02 | 0.03 | 0.03
|  |  |  | 1928-10-03 | 0.1 | 0.1
|  |  |  | 1928-10-04 | 0 | 0
|  |  |  | 1928-10-05 | 0 | 0
|  |  |  | 1928-10-06 | 0 | 0
|  |  |  | 1928-10-07 | 0 | 0
|  |  |  | 1928-10-08 | 0 | 0
|  |  |  | 1928-10-09 | 0 | 0
|  |  |  | 1928-10-10 | 0 | 0
|  |  |  | 1928-10-11 | 0 | 0
|  |  |  | 1928-10-12 | 0 | 0
|  |  |  | 1928-10-13 | 0 | 0
|  |  |  | 1928-10-14 | 0 | 0
|  |  |  | 1928-10-15 | 0.05 | 0.05
|  |  |  | 1928-10-16 | 0 | 0
|  |  |  | 1928-10-17 | 0 | 0
|  |  |  | 1928-10-18 | 0 | 0
|  |  |  | 1928-10-19 | 0 | 0
|  |  |  | 1928-10-20 | 0 | 0
|  |  |  | 1928-10-21 | 0 | 0
|  |  |  | 1928-10-22 | 0.01 | 0.01
|  |  |  | 1928-10-23 | 0 | 0
|  |  |  | 1928-10-24 | 0 | 0
|  |  |  | 1928-10-25 | 0 | 0
|  |  |  | 1928-10-26 | 0 | 0
|  |  |  | 1928-10-27 | 0 | 0
|  |  |  | 1928-10-28 | 0.43 | 0.43
|  |  |  | 1928-10-29 | 0.63 | 0.63
|  |  |  | 1928-10-30 | 0.05 | 0.05
|  |  |  | 1928-10-31 | 0.63 | 0.63
|  |  |  | 1928-11-01 | 0.09 | 0.09
|  |  |  | 1928-11-02 | 0 | 0
|  |  |  | 1928-11-03 | 0 | 0
|  |  |  | 1928-11-04 | 0 | 0
|  |  |  | 1928-11-05 | 0.01 | 0.01
|  |  |  | 1928-11-06 | 0.08 | 0.08
|  |  |  | 1928-11-07 | 0 | 0
|  |  |  | 1928-11-08 | 0 | 0
|  |  |  | 1928-11-09 | 0.04 | 0.04
|  |  |  | 1928-11-10 | 0.01 | 0.01
|  |  |  | 1928-11-11 | 0 | 0
|  |  |  | 1928-11-12 | 0 | 0
|  |  |  | 1928-11-13 | 0 | 0
|  |  |  | 1928-11-14 | 0.37 | 0.37
|  |  |  | 1928-11-15 | 0 | 0
|  |  |  | 1928-11-16 | 0.36 | 0.36
|  |  |  | 1928-11-17 | 0 | 0
|  |  |  | 1928-11-18 | 0.03 | 0.03
|  |  |  | 1928-11-19 | 0.04 | 0.04
|  |  |  | 1928-11-20 | 0 | 0
|  |  |  | 1928-11-21 | 0 | 0
|  |  |  | 1928-11-22 | 0 | 0
|  |  |  | 1928-11-23 | 0 | 0
|  |  |  | 1928-11-24 | 0 | 0
|  |  |  | 1928-11-25 | 0 | 0
|  |  |  | 1928-11-26 | 0 | 0
|  |  |  | 1928-11-27 | 0.02 | 0.02
|  |  |  | 1928-11-28 | 0 | 0
|  |  |  | 1928-11-29 | 0 | 0
|  |  |  | 1928-11-30 | 0 | 0
|  |  |  | 1928-12-01 | 0 | 0
|  |  |  | 1928-12-02 | 0 | 0
|  |  |  | 1928-12-03 | 0 | 0
|  |  |  | 1928-12-04 | 0 | 0
|  |  |  | 1928-12-05 | 0 | 0
|  |  |  | 1928-12-06 | 0.01 | 0.01
|  |  |  | 1928-12-07 | 0 | 0
|  |  |  | 1928-12-08 | 0 | 0
|  |  |  | 1928-12-09 | 0 | 0
|  |  |  | 1928-12-10 | 0.11 | 0.11
|  |  |  | 1928-12-11 | 0.1 | 0.1
|  |  |  | 1928-12-12 | 0.48 | 0.48
|  |  |  | 1928-12-13 | 0.28 | 0.28
|  |  |  | 1928-12-14 | 0 | 0
|  |  |  | 1928-12-15 | 0 | 0
|  |  |  | 1928-12-16 | 0.07 | 0.07
|  |  |  | 1928-12-17 | 0.01 | 0.01
|  |  |  | 1928-12-18 | 0 | 0
|  |  |  | 1928-12-19 | 0 | 0
|  |  |  | 1928-12-20 | 0 | 0
|  |  |  | 1928-12-21 | 0 | 0
|  |  |  | 1928-12-22 | 0 | 0
|  |  |  | 1928-12-23 | 0 | 0
|  |  |  | 1928-12-24 | 0 | 0
|  |  |  | 1928-12-25 | 0 | 0
|  |  |  | 1928-12-26 | 0 | 0
|  |  |  | 1928-12-27 | 0 | 0
|  |  |  | 1928-12-28 | 0 | 0
|  |  |  | 1928-12-29 | 0 | 0
|  |  |  | 1928-12-30 | 0 | 0
|  |  |  | 1928-12-31 | 0 | 0
|  |  |  | 1929-01-01 | 0 | 0
|  |  |  | 1929-01-02 | 0 | 0
|  |  |  | 1929-01-03 | 0 | 0
|  |  |  | 1929-01-04 | 0.65 | 0.65
|  |  |  | 1929-01-05 | 0 | 0
|  |  |  | 1929-01-06 | 0 | 0
|  |  |  | 1929-01-07 | 0 | 0
|  |  |  | 1929-01-08 | 0 | 0
|  |  |  | 1929-01-09 | 0.04 | 0.04
|  |  |  | 1929-01-10 | 0 | 0
|  |  |  | 1929-01-11 | 0 | 0
|  |  |  | 1929-01-12 | 0 | 0
|  |  |  | 1929-01-13 | 0 | 0
|  |  |  | 1929-01-14 | 0 | 0
|  |  |  | 1929-01-15 | 0 | 0
|  |  |  | 1929-01-16 | 0 | 0
|  |  |  | 1929-01-17 | 0 | 0
|  |  |  | 1929-01-18 | 0.03 | 0.03
|  |  |  | 1929-01-19 | 0 | 0
|  |  |  | 1929-01-20 | 0 | 0
|  |  |  | 1929-01-21 | 0 | 0
|  |  |  | 1929-01-22 | 0 | 0
|  |  |  | 1929-01-23 | 0.03 | 0.03
|  |  |  | 1929-01-24 | 0.68 | 0.68
|  |  |  | 1929-01-25 | 0 | 0
|  |  |  | 1929-01-26 | 0 | 0
|  |  |  | 1929-01-27 | 0 | 0
|  |  |  | 1929-01-28 | 0 | 0
|  |  |  | 1929-01-29 | 0 | 0
|  |  |  | 1929-01-30 | 0 | 0
|  |  |  | 1929-01-31 | 0 | 0
|  |  |  | 1929-02-01 | 0.24 | 0.24
|  |  |  | 1929-02-02 | 0.01 | 0.01
|  |  |  | 1929-02-03 | 0.02 | 0.02
|  |  |  | 1929-02-04 | 0 | 0
|  |  |  | 1929-02-05 | 0.05 | 0.05
|  |  |  | 1929-02-06 | 0 | 0
|  |  |  | 1929-02-07 | 0.2 | 0.2
|  |  |  | 1929-02-08 | 0.07 | 0.07
|  |  |  | 1929-02-09 | 0 | 0
|  |  |  | 1929-02-10 | 0 | 0
|  |  |  | 1929-02-11 | 0 | 0
|  |  |  | 1929-02-12 | 0 | 0
|  |  |  | 1929-02-13 | 0 | 0
|  |  |  | 1929-02-14 | 0 | 0
|  |  |  | 1929-02-15 | 0 | 0
|  |  |  | 1929-02-16 | 0 | 0
|  |  |  | 1929-02-17 | 0 | 0
|  |  |  | 1929-02-18 | 0 | 0
|  |  |  | 1929-02-19 | 0 | 0
|  |  |  | 1929-02-20 | 0.19 | 0.19
|  |  |  | 1929-02-21 | 0.01 | 0.01
|  |  |  | 1929-02-22 | 0 | 0
|  |  |  | 1929-02-23 | 0 | 0
|  |  |  | 1929-02-24 | 0 | 0
|  |  |  | 1929-02-25 | 0.18 | 0.18
|  |  |  | 1929-02-26 | 0 | 0
|  |  |  | 1929-02-27 | 0 | 0
|  |  |  | 1929-02-28 | 0 | 0
|  |  |  | 1929-03-01 | 0 | 0
|  |  |  | 1929-03-02 | 0 | 0
|  |  |  | 1929-03-03 | 0 | 0
|  |  |  | 1929-03-04 | 0 | 0
|  |  |  | 1929-03-05 | 0 | 0
|  |  |  | 1929-03-06 | 0 | 0
|  |  |  | 1929-03-07 | 0 | 0
|  |  |  | 1929-03-08 | 0 | 0
|  |  |  | 1929-03-09 | 0 | 0
|  |  |  | 1929-03-10 | 0 | 0
|  |  |  | 1929-03-11 | 0 | 0
|  |  |  | 1929-03-12 | 0.85 | 0.85
|  |  |  | 1929-03-13 | 0 | 0
|  |  |  | 1929-03-14 | 0.14 | 0.14
|  |  |  | 1929-03-15 | 0.03 | 0.03
|  |  |  | 1929-03-16 | 0 | 0
|  |  |  | 1929-03-17 | 0 | 0
|  |  |  | 1929-03-18 | 0 | 0
|  |  |  | 1929-03-19 | 0 | 0
|  |  |  | 1929-03-20 | 0 | 0
|  |  |  | 1929-03-21 | 0 | 0
|  |  |  | 1929-03-22 | 0 | 0
|  |  |  | 1929-03-23 | 0 | 0
|  |  |  | 1929-03-24 | 0 | 0
|  |  |  | 1929-03-25 | 0 | 0
|  |  |  | 1929-03-26 | 0 | 0
|  |  |  | 1929-03-27 | 0.08 | 0.08
|  |  |  | 1929-03-28 | 0.98 | 0.98
|  |  |  | 1929-03-29 | 0 | 0
|  |  |  | 1929-03-30 | 0 | 0
|  |  |  | 1929-03-31 | 0 | 0
|  |  |  | 1929-04-01 | 0 | 0
|  |  |  | 1929-04-02 | 0 | 0
|  |  |  | 1929-04-03 | 0 | 0
|  |  |  | 1929-04-04 | 0 | 0
|  |  |  | 1929-04-05 | 0 | 0
|  |  |  | 1929-04-06 | 0 | 0
|  |  |  | 1929-04-07 | 0 | 0
|  |  |  | 1929-04-08 | 0.03 | 0.03
|  |  |  | 1929-04-09 | 0.01 | 0.01
|  |  |  | 1929-04-10 | 0 | 0
|  |  |  | 1929-04-11 | 0 | 0
|  |  |  | 1929-04-12 | 0 | 0
|  |  |  | 1929-04-13 | 0 | 0
|  |  |  | 1929-04-14 | 0 | 0
|  |  |  | 1929-04-15 | 0 | 0
|  |  |  | 1929-04-16 | 0 | 0
|  |  |  | 1929-04-17 | 0 | 0
|  |  |  | 1929-04-18 | 0 | 0
|  |  |  | 1929-04-19 | 0 | 0
|  |  |  | 1929-04-20 | 0 | 0
|  |  |  | 1929-04-21 | 0 | 0
|  |  |  | 1929-04-22 | 0 | 0
|  |  |  | 1929-04-23 | 0 | 0
|  |  |  | 1929-04-24 | 0.42 | 0.42
|  |  |  | 1929-04-25 | 0 | 0
|  |  |  | 1929-04-26 | 0 | 0
|  |  |  | 1929-04-27 | 0 | 0
|  |  |  | 1929-04-28 | 0 | 0
|  |  |  | 1929-04-29 | 0 | 0
|  |  |  | 1929-04-30 | 0 | 0
|  |  |  | 1929-05-01 | 0 | 0
|  |  |  | 1929-05-02 | 0 | 0
|  |  |  | 1929-05-03 | 0 | 0
|  |  |  | 1929-05-04 | 0 | 0
|  |  |  | 1929-05-05 | 0 | 0
|  |  |  | 1929-05-06 | 0 | 0
|  |  |  | 1929-05-07 | 0 | 0
|  |  |  | 1929-05-08 | 0 | 0
|  |  |  | 1929-05-09 | 0 | 0
|  |  |  | 1929-05-10 | 0 | 0
|  |  |  | 1929-05-11 | 0.19 | 0.19
|  |  |  | 1929-05-12 | 2.62 | 2.62
|  |  |  | 1929-05-13 | 0.34 | 0.34
|  |  |  | 1929-05-14 | 0 | 0
|  |  |  | 1929-05-15 | 0 | 0
|  |  |  | 1929-05-16 | 0.03 | 0.03
|  |  |  | 1929-05-17 | 1.05 | 1.05
|  |  |  | 1929-05-18 | 0.13 | 0.13
|  |  |  | 1929-05-19 | 0 | 0
|  |  |  | 1929-05-20 | 0 | 0
|  |  |  | 1929-05-21 | 0 | 0
|  |  |  | 1929-05-22 | 0.01 | 0.01
|  |  |  | 1929-05-23 | 0.01 | 0.01
|  |  |  | 1929-05-24 | 0.58 | 0.58
|  |  |  | 1929-05-25 | 0 | 0
|  |  |  | 1929-05-26 | 0.86 | 0.86
|  |  |  | 1929-05-27 | 0 | 0
|  |  |  | 1929-05-28 | 0 | 0
|  |  |  | 1929-05-29 | 0 | 0
|  |  |  | 1929-05-30 | 1.46 | 1.46
|  |  |  | 1929-05-31 | 0.05 | 0.05
|  |  |  | 1929-06-01 | 0 | 0
|  |  |  | 1929-06-02 | 0 | 0
|  |  |  | 1929-06-03 | 0 | 0
|  |  |  | 1929-06-04 | 0 | 0
|  |  |  | 1929-06-05 | 1.15 | 1.15
|  |  |  | 1929-06-06 | 0.26 | 0.26
|  |  |  | 1929-06-07 | 0 | 0
|  |  |  | 1929-06-08 | 0 | 0
|  |  |  | 1929-06-09 | 0 | 0
|  |  |  | 1929-06-10 | 0 | 0
|  |  |  | 1929-06-11 | 0 | 0
|  |  |  | 1929-06-12 | 0.13 | 0.13
|  |  |  | 1929-06-13 | 0 | 0
|  |  |  | 1929-06-14 | 0 | 0
|  |  |  | 1929-06-15 | 0 | 0
|  |  |  | 1929-06-16 | 0 | 0
|  |  |  | 1929-06-17 | 0 | 0
|  |  |  | 1929-06-18 | 0 | 0
|  |  |  | 1929-06-19 | 0 | 0
|  |  |  | 1929-06-20 | 0 | 0
|  |  |  | 1929-06-21 | 0 | 0
|  |  |  | 1929-06-22 | 0 | 0
|  |  |  | 1929-06-23 | 0 | 0
|  |  |  | 1929-06-24 | 0 | 0
|  |  |  | 1929-06-25 | 0 | 0
|  |  |  | 1929-06-26 | 0 | 0
|  |  |  | 1929-06-27 | 0 | 0
|  |  |  | 1929-06-28 | 0 | 0
|  |  |  | 1929-06-29 | 0 | 0
|  |  |  | 1929-06-30 | 0 | 0
|  |  |  | 1929-07-01 | 0 | 0
|  |  |  | 1929-07-02 | 0.89 | 0.89
|  |  |  | 1929-07-03 | 0 | 0
|  |  |  | 1929-07-04 | 0 | 0
|  |  |  | 1929-07-05 | 0 | 0
|  |  |  | 1929-07-06 | 0 | 0
|  |  |  | 1929-07-07 | 0 | 0
|  |  |  | 1929-07-08 | 0 | 0
|  |  |  | 1929-07-09 | 0 | 0
|  |  |  | 1929-07-10 | 0 | 0
|  |  |  | 1929-07-11 | 0 | 0
|  |  |  | 1929-07-12 | 0 | 0
|  |  |  | 1929-07-13 | 0 | 0
|  |  |  | 1929-07-14 | 0 | 0
|  |  |  | 1929-07-15 | 0 | 0
|  |  |  | 1929-07-16 | 0 | 0
|  |  |  | 1929-07-17 | 0 | 0
|  |  |  | 1929-07-18 | 0 | 0
|  |  |  | 1929-07-19 | 2.48 | 2.48
|  |  |  | 1929-07-20 | 0 | 0
|  |  |  | 1929-07-21 | 0 | 0
|  |  |  | 1929-07-22 | 0 | 0
|  |  |  | 1929-07-23 | 0 | 0
|  |  |  | 1929-07-24 | 0 | 0
|  |  |  | 1929-07-25 | 0 | 0
|  |  |  | 1929-07-26 | 0 | 0
|  |  |  | 1929-07-27 | 0 | 0
|  |  |  | 1929-07-28 | 0.34 | 0.34
|  |  |  | 1929-07-29 | 0 | 0
|  |  |  | 1929-07-30 | 0 | 0
|  |  |  | 1929-07-31 | 0 | 0
|  |  |  | 1929-08-01 | 0 | 0
|  |  |  | 1929-08-02 | 0 | 0
|  |  |  | 1929-08-03 | 0 | 0
|  |  |  | 1929-08-04 | 0 | 0
|  |  |  | 1929-08-05 | 0 | 0
|  |  |  | 1929-08-06 | 0 | 0
|  |  |  | 1929-08-07 | 0 | 0
|  |  |  | 1929-08-08 | 0 | 0
|  |  |  | 1929-08-09 | 0 | 0
|  |  |  | 1929-08-10 | 0 | 0
|  |  |  | 1929-08-11 | 0 | 0
|  |  |  | 1929-08-12 | 0 | 0
|  |  |  | 1929-08-13 | 1.05 | 1.05
|  |  |  | 1929-08-14 | 0 | 0
|  |  |  | 1929-08-15 | 0 | 0
|  |  |  | 1929-08-16 | 0 | 0
|  |  |  | 1929-08-17 | 0 | 0
|  |  |  | 1929-08-18 | 0 | 0
|  |  |  | 1929-08-19 | 0 | 0
|  |  |  | 1929-08-20 | 0 | 0
|  |  |  | 1929-08-21 | 0 | 0
|  |  |  | 1929-08-22 | 0 | 0
|  |  |  | 1929-08-23 | 0 | 0
|  |  |  | 1929-08-24 | 0 | 0
|  |  |  | 1929-08-25 | 0 | 0
|  |  |  | 1929-08-26 | 0 | 0
|  |  |  | 1929-08-27 | 0 | 0
|  |  |  | 1929-08-28 | 0 | 0
|  |  |  | 1929-08-29 | 0 | 0
|  |  |  | 1929-08-30 | 0 | 0
|  |  |  | 1929-08-31 | 0 | 0
|  |  |  | 1929-09-01 | 0 | 0
|  |  |  | 1929-09-02 | 0 | 0
|  |  |  | 1929-09-03 | 0 | 0
|  |  |  | 1929-09-04 | 0 | 0
|  |  |  | 1929-09-05 | 0.73 | 0.73
|  |  |  | 1929-09-06 | 0.53 | 0.53
|  |  |  | 1929-09-07 | 0 | 0
|  |  |  | 1929-09-08 | 0.06 | 0.06
|  |  |  | 1929-09-09 | 1.19 | 1.19
|  |  |  | 1929-09-10 | 0.89 | 0.89
|  |  |  | 1929-09-11 | 0 | 0
|  |  |  | 1929-09-12 | 0 | 0
|  |  |  | 1929-09-13 | 0 | 0
|  |  |  | 1929-09-14 | 0 | 0
|  |  |  | 1929-09-15 | 0 | 0
|  |  |  | 1929-09-16 | 0.13 | 0.13
|  |  |  | 1929-09-17 | 0 | 0
|  |  |  | 1929-09-18 | 0 | 0
|  |  |  | 1929-09-19 | 0 | 0
|  |  |  | 1929-09-20 | 0 | 0
|  |  |  | 1929-09-21 | 0 | 0
|  |  |  | 1929-09-22 | 0 | 0
|  |  |  | 1929-09-23 | 0 | 0
|  |  |  | 1929-09-24 | 0 | 0
|  |  |  | 1929-09-25 | 0 | 0
|  |  |  | 1929-09-26 | 0 | 0
|  |  |  | 1929-09-27 | 0 | 0
|  |  |  | 1929-09-28 | 0 | 0
|  |  |  | 1929-09-29 | 0 | 0
|  |  |  | 1929-09-30 | 0 | 0
|  |  |  | 1929-10-01 | 0 | 0
|  |  |  | 1929-10-02 | 0 | 0
|  |  |  | 1929-10-03 | 0 | 0
|  |  |  | 1929-10-04 | 0 | 0
|  |  |  | 1929-10-05 | 0 | 0
|  |  |  | 1929-10-06 | 0 | 0
|  |  |  | 1929-10-07 | 0 | 0
|  |  |  | 1929-10-08 | 0 | 0
|  |  |  | 1929-10-09 | 0 | 0
|  |  |  | 1929-10-10 | 0 | 0
|  |  |  | 1929-10-11 | 0 | 0
|  |  |  | 1929-10-12 | 0.42 | 0.42
|  |  |  | 1929-10-13 | 0.47 | 0.47
|  |  |  | 1929-10-14 | 0 | 0
|  |  |  | 1929-10-15 | 0 | 0
|  |  |  | 1929-10-16 | 0 | 0
|  |  |  | 1929-10-17 | 0 | 0
|  |  |  | 1929-10-18 | 0.03 | 0.03
|  |  |  | 1929-10-19 | 0.01 | 0.01
|  |  |  | 1929-10-20 | 0 | 0
|  |  |  | 1929-10-21 | 0 | 0
|  |  |  | 1929-10-22 | 0.02 | 0.02
|  |  |  | 1929-10-23 | 0 | 0
|  |  |  | 1929-10-24 | 0 | 0
|  |  |  | 1929-10-25 | 0 | 0
|  |  |  | 1929-10-26 | 0 | 0
|  |  |  | 1929-10-27 | 0.72 | 0.72
|  |  |  | 1929-10-28 | 0.06 | 0.06
|  |  |  | 1929-10-29 | 0 | 0
|  |  |  | 1929-10-30 | 0.05 | 0.05
|  |  |  | 1929-10-31 | 0.02 | 0.02
|  |  |  | 1929-11-01 | 0 | 0
|  |  |  | 1929-11-02 | 0 | 0
|  |  |  | 1929-11-03 | 0 | 0
|  |  |  | 1929-11-04 | 0 | 0
|  |  |  | 1929-11-05 | 0 | 0
|  |  |  | 1929-11-06 | 0.43 | 0.43
|  |  |  | 1929-11-07 | 0 | 0
|  |  |  | 1929-11-08 | 0.04 | 0.04
|  |  |  | 1929-11-09 | 0.43 | 0.43
|  |  |  | 1929-11-10 | 0 | 0
|  |  |  | 1929-11-11 | 0 | 0
|  |  |  | 1929-11-12 | 0 | 0
|  |  |  | 1929-11-13 | 0 | 0
|  |  |  | 1929-11-14 | 0 | 0
|  |  |  | 1929-11-15 | 0 | 0
|  |  |  | 1929-11-16 | 0.05 | 0.05
|  |  |  | 1929-11-17 | 0 | 0
|  |  |  | 1929-11-18 | 0 | 0
|  |  |  | 1929-11-19 | 0 | 0
|  |  |  | 1929-11-20 | 0 | 0
|  |  |  | 1929-11-21 | 0.13 | 0.13
|  |  |  | 1929-11-22 | 0.01 | 0.01
|  |  |  | 1929-11-23 | 0 | 0
|  |  |  | 1929-11-24 | 0 | 0
|  |  |  | 1929-11-25 | 0 | 0
|  |  |  | 1929-11-26 | 0 | 0
|  |  |  | 1929-11-27 | 0 | 0
|  |  |  | 1929-11-28 | 0 | 0
|  |  |  | 1929-11-29 | 0 | 0
|  |  |  | 1929-11-30 | 0 | 0
|  |  |  | 1929-12-01 | 0 | 0
|  |  |  | 1929-12-02 | 0 | 0
|  |  |  | 1929-12-03 | 0 | 0
|  |  |  | 1929-12-04 | 0 | 0
|  |  |  | 1929-12-05 | 0 | 0
|  |  |  | 1929-12-06 | 0 | 0
|  |  |  | 1929-12-07 | 0 | 0
|  |  |  | 1929-12-08 | 0 | 0
|  |  |  | 1929-12-09 | 0 | 0
|  |  |  | 1929-12-10 | 0 | 0
|  |  |  | 1929-12-11 | 0 | 0
|  |  |  | 1929-12-12 | 0 | 0
|  |  |  | 1929-12-13 | 0 | 0
|  |  |  | 1929-12-14 | 0.16 | 0.16
|  |  |  | 1929-12-15 | 0 | 0
|  |  |  | 1929-12-16 | 0.01 | 0.01
|  |  |  | 1929-12-17 | 0 | 0
|  |  |  | 1929-12-18 | 0 | 0
|  |  |  | 1929-12-19 | 0 | 0
|  |  |  | 1929-12-20 | 0.01 | 0.01
|  |  |  | 1929-12-21 | 0 | 0
|  |  |  | 1929-12-22 | 0 | 0
|  |  |  | 1929-12-23 | 0 | 0
|  |  |  | 1929-12-24 | 0 | 0
|  |  |  | 1929-12-25 | 0 | 0
|  |  |  | 1929-12-26 | 0 | 0
|  |  |  | 1929-12-27 | 0 | 0
|  |  |  | 1929-12-28 | 0 | 0
|  |  |  | 1929-12-29 | 0 | 0
|  |  |  | 1929-12-30 | 0 | 0
|  |  |  | 1929-12-31 | 0 | 0
|  |  |  | 1930-01-01 | 0 | 0
|  |  |  | 1930-01-02 | 0 | 0
|  |  |  | 1930-01-03 | 0 | 0
|  |  |  | 1930-01-04 | 0 | 0
|  |  |  | 1930-01-05 | 0 | 0
|  |  |  | 1930-01-06 | 0 | 0
|  |  |  | 1930-01-07 | 0 | 0
|  |  |  | 1930-01-08 | 0.4 | 0.4
|  |  |  | 1930-01-09 | 0.47 | 0.47
|  |  |  | 1930-01-10 | 0 | 0
|  |  |  | 1930-01-11 | 0 | 0
|  |  |  | 1930-01-12 | 0.07 | 0.07
|  |  |  | 1930-01-13 | 0.01 | 0.01
|  |  |  | 1930-01-14 | 0 | 0
|  |  |  | 1930-01-15 | 0 | 0
|  |  |  | 1930-01-16 | 0 | 0
|  |  |  | 1930-01-17 | 0.3 | 0.3
|  |  |  | 1930-01-18 | 0 | 0
|  |  |  | 1930-01-19 | 0 | 0
|  |  |  | 1930-01-20 | 0.15 | 0.15
|  |  |  | 1930-01-21 | 0.1 | 0.1
|  |  |  | 1930-01-22 | 0 | 0
|  |  |  | 1930-01-23 | 0 | 0
|  |  |  | 1930-01-24 | 0 | 0
|  |  |  | 1930-01-25 | 0 | 0
|  |  |  | 1930-01-26 | 0 | 0
|  |  |  | 1930-01-27 | 0 | 0
|  |  |  | 1930-01-28 | 0.22 | 0.22
|  |  |  | 1930-01-29 | 0.1 | 0.1
|  |  |  | 1930-01-30 | 0 | 0
|  |  |  | 1930-01-31 | 0 | 0
|  |  |  | 1930-02-01 | 0 | 0
|  |  |  | 1930-02-02 | 0 | 0
|  |  |  | 1930-02-03 | 0.05 | 0.05
|  |  |  | 1930-02-04 | 0.13 | 0.13
|  |  |  | 1930-02-05 | 0 | 0
|  |  |  | 1930-02-06 | 0 | 0
|  |  |  | 1930-02-07 | 0 | 0
|  |  |  | 1930-02-08 | 0 | 0
|  |  |  | 1930-02-09 | 0 | 0
|  |  |  | 1930-02-10 | 0 | 0
|  |  |  | 1930-02-11 | 0 | 0
|  |  |  | 1930-02-12 | 0 | 0
|  |  |  | 1930-02-13 | 0 | 0
|  |  |  | 1930-02-14 | 0 | 0
|  |  |  | 1930-02-15 | 0 | 0
|  |  |  | 1930-02-16 | 0 | 0
|  |  |  | 1930-02-17 | 0 | 0
|  |  |  | 1930-02-18 | 0 | 0
|  |  |  | 1930-02-19 | 0 | 0
|  |  |  | 1930-02-20 | 0 | 0
|  |  |  | 1930-02-21 | 0 | 0
|  |  |  | 1930-02-22 | 0.72 | 0.72
|  |  |  | 1930-02-23 | 0 | 0
|  |  |  | 1930-02-24 | 0 | 0
|  |  |  | 1930-02-25 | 0.19 | 0.19
|  |  |  | 1930-02-26 | 0 | 0
|  |  |  | 1930-02-27 | 0 | 0
|  |  |  | 1930-02-28 | 0 | 0
|  |  |  | 1930-03-01 | 0 | 0
|  |  |  | 1930-03-02 | 0 | 0
|  |  |  | 1930-03-03 | 0 | 0
|  |  |  | 1930-03-04 | 0 | 0
|  |  |  | 1930-03-05 | 0 | 0
|  |  |  | 1930-03-06 | 0 | 0
|  |  |  | 1930-03-07 | 0 | 0
|  |  |  | 1930-03-08 | 0 | 0
|  |  |  | 1930-03-09 | 0 | 0
|  |  |  | 1930-03-10 | 0 | 0
|  |  |  | 1930-03-11 | 0 | 0
|  |  |  | 1930-03-12 | 0 | 0
|  |  |  | 1930-03-13 | 0 | 0
|  |  |  | 1930-03-14 | 0 | 0
|  |  |  | 1930-03-15 | 0.96 | 0.96
|  |  |  | 1930-03-16 | 0 | 0
|  |  |  | 1930-03-17 | 0 | 0
|  |  |  | 1930-03-18 | 0.18 | 0.18
|  |  |  | 1930-03-19 | 0 | 0
|  |  |  | 1930-03-20 | 0 | 0
|  |  |  | 1930-03-21 | 0.02 | 0.02
|  |  |  | 1930-03-22 | 0 | 0
|  |  |  | 1930-03-23 | 0 | 0
|  |  |  | 1930-03-24 | 0.13 | 0.13
|  |  |  | 1930-03-25 | 0 | 0
|  |  |  | 1930-03-26 | 0 | 0
|  |  |  | 1930-03-27 | 0.18 | 0.18
|  |  |  | 1930-03-28 | 0 | 0
|  |  |  | 1930-03-29 | 0 | 0
|  |  |  | 1930-03-30 | 0 | 0
|  |  |  | 1930-03-31 | 0 | 0
|  |  |  | 1930-04-01 | 0 | 0
|  |  |  | 1930-04-02 | 0 | 0
|  |  |  | 1930-04-03 | 0 | 0
|  |  |  | 1930-04-04 | 0 | 0
|  |  |  | 1930-04-05 | 0 | 0
|  |  |  | 1930-04-06 | 0 | 0
|  |  |  | 1930-04-07 | 0 | 0
|  |  |  | 1930-04-08 | 0 | 0
|  |  |  | 1930-04-09 | 0 | 0
|  |  |  | 1930-04-10 | 0 | 0
|  |  |  | 1930-04-11 | 0 | 0
|  |  |  | 1930-04-12 | 0 | 0
|  |  |  | 1930-04-13 | 0 | 0
|  |  |  | 1930-04-14 | 0 | 0
|  |  |  | 1930-04-15 | 0 | 0
|  |  |  | 1930-04-16 | 0 | 0
|  |  |  | 1930-04-17 | 0 | 0
|  |  |  | 1930-04-18 | 0 | 0
|  |  |  | 1930-04-19 | 0.01 | 0.01
|  |  |  | 1930-04-20 | 0 | 0
|  |  |  | 1930-04-21 | 0 | 0
|  |  |  | 1930-04-22 | 0 | 0
|  |  |  | 1930-04-23 | 0 | 0
|  |  |  | 1930-04-24 | 0 | 0
|  |  |  | 1930-04-25 | 0.04 | 0.04
|  |  |  | 1930-04-26 | 0 | 0
|  |  |  | 1930-04-27 | 0 | 0
|  |  |  | 1930-04-28 | 0.54 | 0.54
|  |  |  | 1930-04-29 | 0.71 | 0.71
|  |  |  | 1930-04-30 | 0 | 0
|  |  |  | 1930-05-01 | 0 | 0
|  |  |  | 1930-05-02 | 0.28 | 0.28
|  |  |  | 1930-05-03 | 0.21 | 0.21
|  |  |  | 1930-05-04 | 0.02 | 0.02
|  |  |  | 1930-05-05 | 0 | 0
|  |  |  | 1930-05-06 | 0.26 | 0.26
|  |  |  | 1930-05-07 | 0.01 | 0.01
|  |  |  | 1930-05-08 | 0 | 0
|  |  |  | 1930-05-09 | 0 | 0
|  |  |  | 1930-05-10 | 0.62 | 0.62
|  |  |  | 1930-05-11 | 0 | 0
|  |  |  | 1930-05-12 | 0 | 0
|  |  |  | 1930-05-13 | 0.56 | 0.56
|  |  |  | 1930-05-14 | 0.04 | 0.04
|  |  |  | 1930-05-15 | 0 | 0
|  |  |  | 1930-05-16 | 0.66 | 0.66
|  |  |  | 1930-05-17 | 0.22 | 0.22
|  |  |  | 1930-05-18 | 0.1 | 0.1
|  |  |  | 1930-05-19 | 0 | 0
|  |  |  | 1930-05-20 | 0 | 0
|  |  |  | 1930-05-21 | 0 | 0
|  |  |  | 1930-05-22 | 0 | 0
|  |  |  | 1930-05-23 | 0.06 | 0.06
|  |  |  | 1930-05-24 | 0 | 0
|  |  |  | 1930-05-25 | 0 | 0
|  |  |  | 1930-05-26 | 0 | 0
|  |  |  | 1930-05-27 | 0 | 0
|  |  |  | 1930-05-28 | 0 | 0
|  |  |  | 1930-05-29 | 0 | 0
|  |  |  | 1930-05-30 | 0 | 0
|  |  |  | 1930-05-31 | 0 | 0
|  |  |  | 1930-06-01 | 0 | 0
|  |  |  | 1930-06-02 | 0 | 0
|  |  |  | 1930-06-03 | 0 | 0
|  |  |  | 1930-06-04 | 0 | 0
|  |  |  | 1930-06-05 | 0.23 | 0.23
|  |  |  | 1930-06-06 | 0 | 0
|  |  |  | 1930-06-07 | 0 | 0
|  |  |  | 1930-06-08 | 0 | 0
|  |  |  | 1930-06-09 | 0 | 0
|  |  |  | 1930-06-10 | 0.43 | 0.43
|  |  |  | 1930-06-11 | 0 | 0
|  |  |  | 1930-06-12 | 0 | 0
|  |  |  | 1930-06-13 | 0.02 | 0.02
|  |  |  | 1930-06-14 | 2.22 | 2.22
|  |  |  | 1930-06-15 | 1.18 | 1.18
|  |  |  | 1930-06-16 | 0 | 0
|  |  |  | 1930-06-17 | 0 | 0
|  |  |  | 1930-06-18 | 0 | 0
|  |  |  | 1930-06-19 | 0 | 0
|  |  |  | 1930-06-20 | 0 | 0
|  |  |  | 1930-06-21 | 0 | 0
|  |  |  | 1930-06-22 | 0 | 0
|  |  |  | 1930-06-23 | 0 | 0
|  |  |  | 1930-06-24 | 0 | 0
|  |  |  | 1930-06-25 | 0 | 0
|  |  |  | 1930-06-26 | 0 | 0
|  |  |  | 1930-06-27 | 0 | 0
|  |  |  | 1930-06-28 | 0 | 0
|  |  |  | 1930-06-29 | 0 | 0
|  |  |  | 1930-06-30 | 0 | 0
|  |  |  | 1930-07-01 | 0.09 | 0.09
|  |  |  | 1930-07-02 | 0 | 0
|  |  |  | 1930-07-03 | 0 | 0
|  |  |  | 1930-07-04 | 0 | 0
|  |  |  | 1930-07-05 | 0 | 0
|  |  |  | 1930-07-06 | 0 | 0
|  |  |  | 1930-07-07 | 0.33 | 0.33
|  |  |  | 1930-07-08 | 0 | 0
|  |  |  | 1930-07-09 | 0 | 0
|  |  |  | 1930-07-10 | 0 | 0
|  |  |  | 1930-07-11 | 0 | 0
|  |  |  | 1930-07-12 | 0 | 0
|  |  |  | 1930-07-13 | 0 | 0
|  |  |  | 1930-07-14 | 0 | 0
|  |  |  | 1930-07-15 | 0 | 0
|  |  |  | 1930-07-16 | 0 | 0
|  |  |  | 1930-07-17 | 0 | 0
|  |  |  | 1930-07-18 | 0 | 0
|  |  |  | 1930-07-19 | 0 | 0
|  |  |  | 1930-07-20 | 0 | 0
|  |  |  | 1930-07-21 | 0 | 0
|  |  |  | 1930-07-22 | 0 | 0
|  |  |  | 1930-07-23 | 0 | 0
|  |  |  | 1930-07-24 | 0 | 0
|  |  |  | 1930-07-25 | 0 | 0
|  |  |  | 1930-07-26 | 0 | 0
|  |  |  | 1930-07-27 | 0 | 0
|  |  |  | 1930-07-28 | 0 | 0
|  |  |  | 1930-07-29 | 0 | 0
|  |  |  | 1930-07-30 | 0 | 0
|  |  |  | 1930-07-31 | 0 | 0
|  |  |  | 1930-08-01 | 0 | 0
|  |  |  | 1930-08-02 | 0 | 0
|  |  |  | 1930-08-03 | 0 | 0
|  |  |  | 1930-08-04 | 0 | 0
|  |  |  | 1930-08-05 | 0.14 | 0.14
|  |  |  | 1930-08-06 | 0 | 0
|  |  |  | 1930-08-07 | 0 | 0
|  |  |  | 1930-08-08 | 0 | 0
|  |  |  | 1930-08-09 | 0 | 0
|  |  |  | 1930-08-10 | 0 | 0
|  |  |  | 1930-08-11 | 0 | 0
|  |  |  | 1930-08-12 | 0 | 0
|  |  |  | 1930-08-13 | 0 | 0
|  |  |  | 1930-08-14 | 0 | 0
|  |  |  | 1930-08-15 | 0 | 0
|  |  |  | 1930-08-16 | 0 | 0
|  |  |  | 1930-08-17 | 0.41 | 0.41
|  |  |  | 1930-08-18 | 0.26 | 0.26
|  |  |  | 1930-08-19 | 0 | 0
|  |  |  | 1930-08-20 | 0.01 | 0.01
|  |  |  | 1930-08-21 | 0 | 0
|  |  |  | 1930-08-22 | 0 | 0
|  |  |  | 1930-08-23 | 0.31 | 0.31
|  |  |  | 1930-08-24 | 0.21 | 0.21
|  |  |  | 1930-08-25 | 0.01 | 0.01
|  |  |  | 1930-08-26 | 0 | 0
|  |  |  | 1930-08-27 | 0 | 0
|  |  |  | 1930-08-28 | 0 | 0
|  |  |  | 1930-08-29 | 0 | 0
|  |  |  | 1930-08-30 | 0 | 0
|  |  |  | 1930-08-31 | 0 | 0
|  |  |  | 1930-09-01 | 0 | 0
|  |  |  | 1930-09-02 | 0 | 0
|  |  |  | 1930-09-03 | 0.18 | 0.18
|  |  |  | 1930-09-04 | 0 | 0
|  |  |  | 1930-09-05 | 0 | 0
|  |  |  | 1930-09-06 | 0 | 0
|  |  |  | 1930-09-07 | 0 | 0
|  |  |  | 1930-09-08 | 0 | 0
|  |  |  | 1930-09-09 | 0.35 | 0.35
|  |  |  | 1930-09-10 | 0 | 0
|  |  |  | 1930-09-11 | 0 | 0
|  |  |  | 1930-09-12 | 0 | 0
|  |  |  | 1930-09-13 | 0.06 | 0.06
|  |  |  | 1930-09-14 | 0.02 | 0.02
|  |  |  | 1930-09-15 | 0 | 0
|  |  |  | 1930-09-16 | 0 | 0
|  |  |  | 1930-09-17 | 0 | 0
|  |  |  | 1930-09-18 | 0 | 0
|  |  |  | 1930-09-19 | 0 | 0
|  |  |  | 1930-09-20 | 0 | 0
|  |  |  | 1930-09-21 | 0 | 0
|  |  |  | 1930-09-22 | 0 | 0
|  |  |  | 1930-09-23 | 0 | 0
|  |  |  | 1930-09-24 | 0 | 0
|  |  |  | 1930-09-25 | 0 | 0
|  |  |  | 1930-09-26 | 0 | 0
|  |  |  | 1930-09-27 | 0 | 0
|  |  |  | 1930-09-28 | 0.41 | 0.41
|  |  |  | 1930-09-29 | 0 | 0
|  |  |  | 1930-09-30 | 0 | 0
|  |  |  | 1930-10-01 | 0 | 0
|  |  |  | 1930-10-02 | 0 | 0
|  |  |  | 1930-10-03 | 0 | 0
|  |  |  | 1930-10-04 | 1.77 | 1.77
|  |  |  | 1930-10-05 | 1.99 | 1.99
|  |  |  | 1930-10-06 | 2.36 | 2.36
|  |  |  | 1930-10-07 | 0.01 | 0.01
|  |  |  | 1930-10-08 | 0 | 0
|  |  |  | 1930-10-09 | 0 | 0
|  |  |  | 1930-10-10 | 0 | 0
|  |  |  | 1930-10-11 | 0 | 0
|  |  |  | 1930-10-12 | 2.49 | 2.49
|  |  |  | 1930-10-13 | 0.02 | 0.02
|  |  |  | 1930-10-14 | 0.14 | 0.14
|  |  |  | 1930-10-15 | 0 | 0
|  |  |  | 1930-10-16 | 0 | 0
|  |  |  | 1930-10-17 | 0 | 0
|  |  |  | 1930-10-18 | 0 | 0
|  |  |  | 1930-10-19 | 0.13 | 0.13
|  |  |  | 1930-10-20 | 0 | 0
|  |  |  | 1930-10-21 | 0 | 0
|  |  |  | 1930-10-22 | 0 | 0
|  |  |  | 1930-10-23 | 0.55 | 0.55
|  |  |  | 1930-10-24 | 0 | 0
|  |  |  | 1930-10-25 | 0 | 0
|  |  |  | 1930-10-26 | 0 | 0
|  |  |  | 1930-10-27 | 0.33 | 0.33
|  |  |  | 1930-10-28 | 0 | 0
|  |  |  | 1930-10-29 | 0 | 0
|  |  |  | 1930-10-30 | 0 | 0
|  |  |  | 1930-10-31 | 0 | 0
|  |  |  | 1930-11-01 | 0 | 0
|  |  |  | 1930-11-02 | 0 | 0
|  |  |  | 1930-11-03 | 0 | 0
|  |  |  | 1930-11-04 | 0 | 0
|  |  |  | 1930-11-05 | 0 | 0
|  |  |  | 1930-11-06 | 0 | 0
|  |  |  | 1930-11-07 | 0 | 0
|  |  |  | 1930-11-08 | 0 | 0
|  |  |  | 1930-11-09 | 0 | 0
|  |  |  | 1930-11-10 | 0 | 0
|  |  |  | 1930-11-11 | 0.07 | 0.07
|  |  |  | 1930-11-12 | 0 | 0
|  |  |  | 1930-11-13 | 0 | 0
|  |  |  | 1930-11-14 | 0 | 0
|  |  |  | 1930-11-15 | 0.61 | 0.61
|  |  |  | 1930-11-16 | 0 | 0
|  |  |  | 1930-11-17 | 0 | 0
|  |  |  | 1930-11-18 | 0 | 0
|  |  |  | 1930-11-19 | 0.24 | 0.24
|  |  |  | 1930-11-20 | 0.04 | 0.04
|  |  |  | 1930-11-21 | 0 | 0
|  |  |  | 1930-11-22 | 0 | 0
|  |  |  | 1930-11-23 | 0 | 0
|  |  |  | 1930-11-24 | 0 | 0
|  |  |  | 1930-11-25 | 0 | 0
|  |  |  | 1930-11-26 | 0 | 0
|  |  |  | 1930-11-27 | 0 | 0
|  |  |  | 1930-11-28 | 0 | 0
|  |  |  | 1930-11-29 | 0.52 | 0.52
|  |  |  | 1930-11-30 | 0 | 0
|  |  |  | 1930-12-01 | 0 | 0
|  |  |  | 1930-12-02 | 0 | 0
|  |  |  | 1930-12-03 | 0.03 | 0.03
|  |  |  | 1930-12-04 | 2 | 2
|  |  |  | 1930-12-05 | 0.28 | 0.28
|  |  |  | 1930-12-06 | 0 | 0
|  |  |  | 1930-12-07 | 0 | 0
|  |  |  | 1930-12-08 | 0 | 0
|  |  |  | 1930-12-09 | 0 | 0
|  |  |  | 1930-12-10 | 0 | 0
|  |  |  | 1930-12-11 | 0 | 0
|  |  |  | 1930-12-12 | 0 | 0
|  |  |  | 1930-12-13 | 0 | 0
|  |  |  | 1930-12-14 | 0 | 0
|  |  |  | 1930-12-15 | 0 | 0
|  |  |  | 1930-12-16 | 0 | 0
|  |  |  | 1930-12-17 | 0 | 0
|  |  |  | 1930-12-18 | 0 | 0
|  |  |  | 1930-12-19 | 0 | 0
|  |  |  | 1930-12-20 | 0 | 0
|  |  |  | 1930-12-21 | 0.02 | 0.02
|  |  |  | 1930-12-22 | 0 | 0
|  |  |  | 1930-12-23 | 0 | 0
|  |  |  | 1930-12-24 | 0 | 0
|  |  |  | 1930-12-25 | 0 | 0
|  |  |  | 1930-12-26 | 0 | 0
|  |  |  | 1930-12-27 | 0.01 | 0.01
|  |  |  | 1930-12-28 | 0 | 0
|  |  |  | 1930-12-29 | 0 | 0
|  |  |  | 1930-12-30 | 0 | 0
|  |  |  | 1930-12-31 | 0 | 0
|  |  |  | 1931-01-01 | 0 | 0
|  |  |  | 1931-01-02 | 0 | 0
|  |  |  | 1931-01-03 | 0 | 0
|  |  |  | 1931-01-04 | 0 | 0
|  |  |  | 1931-01-05 | 0 | 0
|  |  |  | 1931-01-06 | 0 | 0
|  |  |  | 1931-01-07 | 0 | 0
|  |  |  | 1931-01-08 | 0 | 0
|  |  |  | 1931-01-09 | 0 | 0
|  |  |  | 1931-01-10 | 0.17 | 0.17
|  |  |  | 1931-01-11 | 0.16 | 0.16
|  |  |  | 1931-01-12 | 0 | 0
|  |  |  | 1931-01-13 | 0 | 0
|  |  |  | 1931-01-14 | 0 | 0
|  |  |  | 1931-01-15 | 0 | 0
|  |  |  | 1931-01-16 | 0.22 | 0.22
|  |  |  | 1931-01-17 | 0.22 | 0.22
|  |  |  | 1931-01-18 | 0 | 0
|  |  |  | 1931-01-19 | 0 | 0
|  |  |  | 1931-01-20 | 0 | 0
|  |  |  | 1931-01-21 | 0 | 0
|  |  |  | 1931-01-22 | 0 | 0
|  |  |  | 1931-01-23 | 0 | 0
|  |  |  | 1931-01-24 | 0 | 0
|  |  |  | 1931-01-25 | 0 | 0
|  |  |  | 1931-01-26 | 0.33 | 0.33
|  |  |  | 1931-01-27 | 0.27 | 0.27
|  |  |  | 1931-01-28 | 0 | 0
|  |  |  | 1931-01-29 | 0 | 0
|  |  |  | 1931-01-30 | 0 | 0
|  |  |  | 1931-01-31 | 0 | 0
|  |  |  | 1931-02-01 | 0 | 0
|  |  |  | 1931-02-02 | 0 | 0
|  |  |  | 1931-02-03 | 0 | 0
|  |  |  | 1931-02-04 | 0 | 0
|  |  |  | 1931-02-05 | 0 | 0
|  |  |  | 1931-02-06 | 0 | 0
|  |  |  | 1931-02-07 | 0.29 | 0.29
|  |  |  | 1931-02-08 | 2.61 | 2.61
|  |  |  | 1931-02-09 | 0.03 | 0.03
|  |  |  | 1931-02-10 | 0 | 0
|  |  |  | 1931-02-11 | 0 | 0
|  |  |  | 1931-02-12 | 0 | 0
|  |  |  | 1931-02-13 | 0.33 | 0.33
|  |  |  | 1931-02-14 | 0 | 0
|  |  |  | 1931-02-15 | 0 | 0
|  |  |  | 1931-02-16 | 0 | 0
|  |  |  | 1931-02-17 | 0 | 0
|  |  |  | 1931-02-18 | 0 | 0
|  |  |  | 1931-02-19 | 0 | 0
|  |  |  | 1931-02-20 | 0 | 0
|  |  |  | 1931-02-21 | 0 | 0
|  |  |  | 1931-02-22 | 0.23 | 0.23
|  |  |  | 1931-02-23 | 0.01 | 0.01
|  |  |  | 1931-02-24 | 0.66 | 0.66
|  |  |  | 1931-02-25 | 0 | 0
|  |  |  | 1931-02-26 | 0 | 0
|  |  |  | 1931-02-27 | 0 | 0
|  |  |  | 1931-02-28 | 0 | 0
|  |  |  | 1931-03-01 | 1.5 | 1.5
|  |  |  | 1931-03-02 | 0.04 | 0.04
|  |  |  | 1931-03-03 | 0 | 0
|  |  |  | 1931-03-04 | 0 | 0
|  |  |  | 1931-03-05 | 0 | 0
|  |  |  | 1931-03-06 | 0 | 0
|  |  |  | 1931-03-07 | 0 | 0
|  |  |  | 1931-03-08 | 0 | 0
|  |  |  | 1931-03-09 | 0 | 0
|  |  |  | 1931-03-10 | 0 | 0
|  |  |  | 1931-03-11 | 0 | 0
|  |  |  | 1931-03-12 | 0 | 0
|  |  |  | 1931-03-13 | 0 | 0
|  |  |  | 1931-03-14 | 0 | 0
|  |  |  | 1931-03-15 | 0 | 0
|  |  |  | 1931-03-16 | 0 | 0
|  |  |  | 1931-03-17 | 0 | 0
|  |  |  | 1931-03-18 | 0 | 0
|  |  |  | 1931-03-19 | 0 | 0
|  |  |  | 1931-03-20 | 0 | 0
|  |  |  | 1931-03-21 | 0 | 0
|  |  |  | 1931-03-22 | 0 | 0
|  |  |  | 1931-03-23 | 0 | 0
|  |  |  | 1931-03-24 | 0 | 0
|  |  |  | 1931-03-25 | 0 | 0
|  |  |  | 1931-03-26 | 0.41 | 0.41
|  |  |  | 1931-03-27 | 0.2 | 0.2
|  |  |  | 1931-03-28 | 0 | 0
|  |  |  | 1931-03-29 | 0 | 0
|  |  |  | 1931-03-30 | 0.92 | 0.92
|  |  |  | 1931-03-31 | 0.11 | 0.11
|  |  |  | 1931-04-01 | 0 | 0
|  |  |  | 1931-04-02 | 0 | 0
|  |  |  | 1931-04-03 | 0 | 0
|  |  |  | 1931-04-04 | 0 | 0
|  |  |  | 1931-04-05 | 0 | 0
|  |  |  | 1931-04-06 | 0 | 0
|  |  |  | 1931-04-07 | 0 | 0
|  |  |  | 1931-04-08 | 0 | 0
|  |  |  | 1931-04-09 | 0.12 | 0.12
|  |  |  | 1931-04-10 | 0 | 0
|  |  |  | 1931-04-11 | 0 | 0
|  |  |  | 1931-04-12 | 0 | 0
|  |  |  | 1931-04-13 | 0 | 0
|  |  |  | 1931-04-14 | 0 | 0
|  |  |  | 1931-04-15 | 0 | 0
|  |  |  | 1931-04-16 | 0 | 0
|  |  |  | 1931-04-17 | 0 | 0
|  |  |  | 1931-04-18 | 0 | 0
|  |  |  | 1931-04-19 | 0 | 0
|  |  |  | 1931-04-20 | 0.01 | 0.01
|  |  |  | 1931-04-21 | 0 | 0
|  |  |  | 1931-04-22 | 0 | 0
|  |  |  | 1931-04-23 | 0.22 | 0.22
|  |  |  | 1931-04-24 | 0.11 | 0.11
|  |  |  | 1931-04-25 | 0 | 0
|  |  |  | 1931-04-26 | 0 | 0
|  |  |  | 1931-04-27 | 0 | 0
|  |  |  | 1931-04-28 | 0.03 | 0.03
|  |  |  | 1931-04-29 | 0.48 | 0.48
|  |  |  | 1931-04-30 | 0.2 | 0.2
|  |  |  | 1931-05-01 | 0 | 0
|  |  |  | 1931-05-02 | 0 | 0
|  |  |  | 1931-05-03 | 0 | 0
|  |  |  | 1931-05-04 | 0 | 0
|  |  |  | 1931-05-05 | 2.5 | 2.5
|  |  |  | 1931-05-06 | 0.13 | 0.13
|  |  |  | 1931-05-07 | 0 | 0
|  |  |  | 1931-05-08 | 0 | 0
|  |  |  | 1931-05-09 | 0 | 0
|  |  |  | 1931-05-10 | 0 | 0
|  |  |  | 1931-05-11 | 0 | 0
|  |  |  | 1931-05-12 | 0 | 0
|  |  |  | 1931-05-13 | 0 | 0
|  |  |  | 1931-05-14 | 0 | 0
|  |  |  | 1931-05-15 | 0 | 0
|  |  |  | 1931-05-16 | 0 | 0
|  |  |  | 1931-05-17 | 0 | 0
|  |  |  | 1931-05-18 | 0 | 0
|  |  |  | 1931-05-19 | 0.52 | 0.52
|  |  |  | 1931-05-20 | 0 | 0
|  |  |  | 1931-05-21 | 0.05 | 0.05
|  |  |  | 1931-05-22 | 0 | 0
|  |  |  | 1931-05-23 | 0 | 0
|  |  |  | 1931-05-24 | 0 | 0
|  |  |  | 1931-05-25 | 0.07 | 0.07
|  |  |  | 1931-05-26 | 0 | 0
|  |  |  | 1931-05-27 | 0 | 0
|  |  |  | 1931-05-28 | 0 | 0
|  |  |  | 1931-05-29 | 0 | 0
|  |  |  | 1931-05-30 | 0.08 | 0.08
|  |  |  | 1931-05-31 | 0 | 0
|  |  |  | 1931-06-01 | 0 | 0
|  |  |  | 1931-06-02 | 0 | 0
|  |  |  | 1931-06-03 | 0 | 0
|  |  |  | 1931-06-04 | 0 | 0
|  |  |  | 1931-06-05 | 0 | 0
|  |  |  | 1931-06-06 | 0 | 0
|  |  |  | 1931-06-07 | 0 | 0
|  |  |  | 1931-06-08 | 0 | 0
|  |  |  | 1931-06-09 | 0 | 0
|  |  |  | 1931-06-10 | 0.26 | 0.26
|  |  |  | 1931-06-11 | 0 | 0
|  |  |  | 1931-06-12 | 0 | 0
|  |  |  | 1931-06-13 | 0.12 | 0.12
|  |  |  | 1931-06-14 | 0 | 0
|  |  |  | 1931-06-15 | 0.02 | 0.02
|  |  |  | 1931-06-16 | 0.14 | 0.14
|  |  |  | 1931-06-17 | 0 | 0
|  |  |  | 1931-06-18 | 0.46 | 0.46
|  |  |  | 1931-06-19 | 0 | 0
|  |  |  | 1931-06-20 | 0 | 0
|  |  |  | 1931-06-21 | 0 | 0
|  |  |  | 1931-06-22 | 0 | 0
|  |  |  | 1931-06-23 | 0 | 0
|  |  |  | 1931-06-24 | 0 | 0
|  |  |  | 1931-06-25 | 0 | 0
|  |  |  | 1931-06-26 | 0 | 0
|  |  |  | 1931-06-27 | 0 | 0
|  |  |  | 1931-06-28 | 0 | 0
|  |  |  | 1931-06-29 | 0 | 0
|  |  |  | 1931-06-30 | 0 | 0
|  |  |  | 1931-07-01 | 0 | 0
|  |  |  | 1931-07-02 | 0 | 0
|  |  |  | 1931-07-03 | 0 | 0
|  |  |  | 1931-07-04 | 0 | 0
|  |  |  | 1931-07-05 | 0 | 0
|  |  |  | 1931-07-06 | 0 | 0
|  |  |  | 1931-07-07 | 0 | 0
|  |  |  | 1931-07-08 | 0 | 0
|  |  |  | 1931-07-09 | 0.01 | 0.01
|  |  |  | 1931-07-10 | 0 | 0
|  |  |  | 1931-07-11 | 0 | 0
|  |  |  | 1931-07-12 | 0 | 0
|  |  |  | 1931-07-13 | 0 | 0
|  |  |  | 1931-07-14 | 0 | 0
|  |  |  | 1931-07-15 | 0.01 | 0.01
|  |  |  | 1931-07-16 | 0 | 0
|  |  |  | 1931-07-17 | 0 | 0
|  |  |  | 1931-07-18 | 0.98 | 0.98
|  |  |  | 1931-07-19 | 0.36 | 0.36
|  |  |  | 1931-07-20 | 0.39 | 0.39
|  |  |  | 1931-07-21 | 0.01 | 0.01
|  |  |  | 1931-07-22 | 0 | 0
|  |  |  | 1931-07-23 | 0 | 0
|  |  |  | 1931-07-24 | 0 | 0
|  |  |  | 1931-07-25 | 0 | 0
|  |  |  | 1931-07-26 | 0 | 0
|  |  |  | 1931-07-27 | 0 | 0
|  |  |  | 1931-07-28 | 0 | 0
|  |  |  | 1931-07-29 | 0 | 0
|  |  |  | 1931-07-30 | 0 | 0
|  |  |  | 1931-07-31 | 0 | 0
|  |  |  | 1931-08-01 | 0 | 0
|  |  |  | 1931-08-02 | 0 | 0
|  |  |  | 1931-08-03 | 0 | 0
|  |  |  | 1931-08-04 | 0 | 0
|  |  |  | 1931-08-05 | 0 | 0
|  |  |  | 1931-08-06 | 0 | 0
|  |  |  | 1931-08-07 | 0 | 0
|  |  |  | 1931-08-08 | 0 | 0
|  |  |  | 1931-08-09 | 0 | 0
|  |  |  | 1931-08-10 | 0.3 | 0.3
|  |  |  | 1931-08-11 | 0 | 0
|  |  |  | 1931-08-12 | 0 | 0
|  |  |  | 1931-08-13 | 0 | 0
|  |  |  | 1931-08-14 | 0 | 0
|  |  |  | 1931-08-15 | 0 | 0
|  |  |  | 1931-08-16 | 0.21 | 0.21
|  |  |  | 1931-08-17 | 0.01 | 0.01
|  |  |  | 1931-08-18 | 0 | 0
|  |  |  | 1931-08-19 | 0.02 | 0.02
|  |  |  | 1931-08-20 | 0 | 0
|  |  |  | 1931-08-21 | 0 | 0
|  |  |  | 1931-08-22 | 0 | 0
|  |  |  | 1931-08-23 | 0 | 0
|  |  |  | 1931-08-24 | 0 | 0
|  |  |  | 1931-08-25 | 0 | 0
|  |  |  | 1931-08-26 | 0 | 0
|  |  |  | 1931-08-27 | 0 | 0
|  |  |  | 1931-08-28 | 0 | 0
|  |  |  | 1931-08-29 | 0 | 0
|  |  |  | 1931-08-30 | 0 | 0
|  |  |  | 1931-08-31 | 0 | 0
|  |  |  | 1931-09-01 | 0 | 0
|  |  |  | 1931-09-02 | 0.55 | 0.55
|  |  |  | 1931-09-03 | 0 | 0
|  |  |  | 1931-09-04 | 0 | 0
|  |  |  | 1931-09-05 | 0 | 0
|  |  |  | 1931-09-06 | 0 | 0
|  |  |  | 1931-09-07 | 0 | 0
|  |  |  | 1931-09-08 | 0 | 0
|  |  |  | 1931-09-09 | 0 | 0
|  |  |  | 1931-09-10 | 0 | 0
|  |  |  | 1931-09-11 | 0 | 0
|  |  |  | 1931-09-12 | 0 | 0
|  |  |  | 1931-09-13 | 0 | 0
|  |  |  | 1931-09-14 | 0 | 0
|  |  |  | 1931-09-15 | 0 | 0
|  |  |  | 1931-09-16 | 0 | 0
|  |  |  | 1931-09-17 | 0 | 0
|  |  |  | 1931-09-18 | 0 | 0
|  |  |  | 1931-09-19 | 0 | 0
|  |  |  | 1931-09-20 | 0 | 0
|  |  |  | 1931-09-21 | 0 | 0
|  |  |  | 1931-09-22 | 0 | 0
|  |  |  | 1931-09-23 | 0 | 0
|  |  |  | 1931-09-24 | 0 | 0
|  |  |  | 1931-09-25 | 0 | 0
|  |  |  | 1931-09-26 | 0 | 0
|  |  |  | 1931-09-27 | 0 | 0
|  |  |  | 1931-09-28 | 0.05 | 0.05
|  |  |  | 1931-09-29 | 0 | 0
|  |  |  | 1931-09-30 | 0 | 0
|  |  |  | 1931-10-01 | 0 | 0
|  |  |  | 1931-10-02 | 0 | 0
|  |  |  | 1931-10-03 | 0 | 0
|  |  |  | 1931-10-04 | 0 | 0
|  |  |  | 1931-10-05 | 0 | 0
|  |  |  | 1931-10-06 | 0 | 0
|  |  |  | 1931-10-07 | 0 | 0
|  |  |  | 1931-10-08 | 0 | 0
|  |  |  | 1931-10-09 | 0 | 0
|  |  |  | 1931-10-10 | 0 | 0
|  |  |  | 1931-10-11 | 0.43 | 0.43
|  |  |  | 1931-10-12 | 0.8 | 0.8
|  |  |  | 1931-10-13 | 0.36 | 0.36
|  |  |  | 1931-10-14 | 0.67 | 0.67
|  |  |  | 1931-10-15 | 1.7 | 1.7
|  |  |  | 1931-10-16 | 0 | 0
|  |  |  | 1931-10-17 | 0 | 0
|  |  |  | 1931-10-18 | 0 | 0
|  |  |  | 1931-10-19 | 0 | 0
|  |  |  | 1931-10-20 | 0 | 0
|  |  |  | 1931-10-21 | 0.98 | 0.98
|  |  |  | 1931-10-22 | 0.56 | 0.56
|  |  |  | 1931-10-23 | 0.31 | 0.31
|  |  |  | 1931-10-24 | 0 | 0
|  |  |  | 1931-10-25 | 0 | 0
|  |  |  | 1931-10-26 | 0 | 0
|  |  |  | 1931-10-27 | 0 | 0
|  |  |  | 1931-10-28 | 0 | 0
|  |  |  | 1931-10-29 | 0 | 0
|  |  |  | 1931-10-30 | 0 | 0
|  |  |  | 1931-10-31 | 0 | 0
|  |  |  | 1931-11-01 | 0 | 0
|  |  |  | 1931-11-02 | 0 | 0
|  |  |  | 1931-11-03 | 0 | 0
|  |  |  | 1931-11-04 | 0 | 0
|  |  |  | 1931-11-05 | 0 | 0
|  |  |  | 1931-11-06 | 0 | 0
|  |  |  | 1931-11-07 | 0 | 0
|  |  |  | 1931-11-08 | 0 | 0
|  |  |  | 1931-11-09 | 0 | 0
|  |  |  | 1931-11-10 | 0 | 0
|  |  |  | 1931-11-11 | 0 | 0
|  |  |  | 1931-11-12 | 0 | 0
|  |  |  | 1931-11-13 | 0 | 0
|  |  |  | 1931-11-14 | 0.22 | 0.22
|  |  |  | 1931-11-15 | 0 | 0
|  |  |  | 1931-11-16 | 0.17 | 0.17
|  |  |  | 1931-11-17 | 0.9 | 0.9
|  |  |  | 1931-11-18 | 0 | 0
|  |  |  | 1931-11-19 | 0 | 0
|  |  |  | 1931-11-20 | 0 | 0
|  |  |  | 1931-11-21 | 0.29 | 0.29
|  |  |  | 1931-11-22 | 0.51 | 0.51
|  |  |  | 1931-11-23 | 0.05 | 0.05
|  |  |  | 1931-11-24 | 0 | 0
|  |  |  | 1931-11-25 | 0 | 0
|  |  |  | 1931-11-26 | 0.42 | 0.42
|  |  |  | 1931-11-27 | 0 | 0
|  |  |  | 1931-11-28 | 0.16 | 0.16
|  |  |  | 1931-11-29 | 0.38 | 0.38
|  |  |  | 1931-11-30 | 0 | 0
|  |  |  | 1931-12-01 | 0.2 | 0.2
|  |  |  | 1931-12-02 | 0 | 0
|  |  |  | 1931-12-03 | 0 | 0
|  |  |  | 1931-12-04 | 0 | 0
|  |  |  | 1931-12-05 | 0 | 0
|  |  |  | 1931-12-06 | 0 | 0
|  |  |  | 1931-12-07 | 0 | 0
|  |  |  | 1931-12-08 | 0.2 | 0.2
|  |  |  | 1931-12-09 | 0 | 0
|  |  |  | 1931-12-10 | 0 | 0
|  |  |  | 1931-12-11 | 0 | 0
|  |  |  | 1931-12-12 | 0 | 0
|  |  |  | 1931-12-13 | 0 | 0
|  |  |  | 1931-12-14 | 0 | 0
|  |  |  | 1931-12-15 | 0 | 0
|  |  |  | 1931-12-16 | 0.65 | 0.65
|  |  |  | 1931-12-17 | 0.6 | 0.6
|  |  |  | 1931-12-18 | 0.04 | 0.04
|  |  |  | 1931-12-19 | 0 | 0
|  |  |  | 1931-12-20 | 0.56 | 0.56
|  |  |  | 1931-12-21 | 0 | 0
|  |  |  | 1931-12-22 | 0 | 0
|  |  |  | 1931-12-23 | 0 | 0
|  |  |  | 1931-12-24 | 0 | 0
|  |  |  | 1931-12-25 | 0 | 0
|  |  |  | 1931-12-26 | 0 | 0
|  |  |  | 1931-12-27 | 0 | 0
|  |  |  | 1931-12-28 | 0 | 0
|  |  |  | 1931-12-29 | 0 | 0
|  |  |  | 1931-12-30 | 0 | 0
|  |  |  | 1931-12-31 | 0 | 0
|  |  |  | 1932-01-01 | 0 | 0
|  |  |  | 1932-01-02 | 0 | 0
|  |  |  | 1932-01-03 | 0.08 | 0.08
|  |  |  | 1932-01-04 | 1.6 | 1.6
|  |  |  | 1932-01-05 | 0.04 | 0.04
|  |  |  | 1932-01-06 | 0 | 0
|  |  |  | 1932-01-07 | 0 | 0
|  |  |  | 1932-01-08 | 0 | 0
|  |  |  | 1932-01-09 | 0 | 0
|  |  |  | 1932-01-10 | 0 | 0
|  |  |  | 1932-01-11 | 0 | 0
|  |  |  | 1932-01-12 | 0 | 0
|  |  |  | 1932-01-13 | 0 | 0
|  |  |  | 1932-01-14 | 0 | 0
|  |  |  | 1932-01-15 | 0.02 | 0.02
|  |  |  | 1932-01-16 | 0.82 | 0.82
|  |  |  | 1932-01-17 | 0 | 0
|  |  |  | 1932-01-18 | 0 | 0
|  |  |  | 1932-01-19 | 0 | 0
|  |  |  | 1932-01-20 | 0 | 0
|  |  |  | 1932-01-21 | 0.18 | 0.18
|  |  |  | 1932-01-22 | 0.47 | 0.47
|  |  |  | 1932-01-23 | 0 | 0
|  |  |  | 1932-01-24 | 0 | 0
|  |  |  | 1932-01-25 | 0.22 | 0.22
|  |  |  | 1932-01-26 | 0.01 | 0.01
|  |  |  | 1932-01-27 | 0 | 0
|  |  |  | 1932-01-28 | 0 | 0
|  |  |  | 1932-01-29 | 0 | 0
|  |  |  | 1932-01-30 | 0 | 0
|  |  |  | 1932-01-31 | 0 | 0
|  |  |  | 1932-02-01 | 0 | 0
|  |  |  | 1932-02-02 | 0.02 | 0.02
|  |  |  | 1932-02-03 | 0 | 0
|  |  |  | 1932-02-04 | 0 | 0
|  |  |  | 1932-02-05 | 0 | 0
|  |  |  | 1932-02-06 | 0 | 0
|  |  |  | 1932-02-07 | 0 | 0
|  |  |  | 1932-02-08 | 0 | 0
|  |  |  | 1932-02-09 | 0 | 0
|  |  |  | 1932-02-10 | 0 | 0
|  |  |  | 1932-02-11 | 0.1 | 0.1
|  |  |  | 1932-02-12 | 0 | 0
|  |  |  | 1932-02-13 | 0.02 | 0.02
|  |  |  | 1932-02-14 | 0.37 | 0.37
|  |  |  | 1932-02-15 | 0.43 | 0.43
|  |  |  | 1932-02-16 | 0.52 | 0.52
|  |  |  | 1932-02-17 | 0.06 | 0.06
|  |  |  | 1932-02-18 | 0.03 | 0.03
|  |  |  | 1932-02-19 | 0 | 0
|  |  |  | 1932-02-20 | 0.43 | 0.43
|  |  |  | 1932-02-21 | 0.02 | 0.02
|  |  |  | 1932-02-22 | 2.12 | 2.12
|  |  |  | 1932-02-23 | 0.02 | 0.02
|  |  |  | 1932-02-24 | 0 | 0
|  |  |  | 1932-02-25 | 0 | 0
|  |  |  | 1932-02-26 | 0 | 0
|  |  |  | 1932-02-27 | 0 | 0
|  |  |  | 1932-02-28 | 0 | 0
|  |  |  | 1932-02-29 | 0 | 0
|  |  |  | 1932-03-01 | 0 | 0
|  |  |  | 1932-03-02 | 0 | 0
|  |  |  | 1932-03-03 | 0.03 | 0.03
|  |  |  | 1932-03-04 | 0.02 | 0.02
|  |  |  | 1932-03-05 | 0 | 0
|  |  |  | 1932-03-06 | 0 | 0
|  |  |  | 1932-03-07 | 0 | 0
|  |  |  | 1932-03-08 | 0 | 0
|  |  |  | 1932-03-09 | 0 | 0
|  |  |  | 1932-03-10 | 0 | 0
|  |  |  | 1932-03-11 | 0 | 0
|  |  |  | 1932-03-12 | 0 | 0
|  |  |  | 1932-03-13 | 0 | 0
|  |  |  | 1932-03-14 | 0 | 0
|  |  |  | 1932-03-15 | 0 | 0
|  |  |  | 1932-03-16 | 0 | 0
|  |  |  | 1932-03-17 | 0 | 0
|  |  |  | 1932-03-18 | 0 | 0
|  |  |  | 1932-03-19 | 0 | 0
|  |  |  | 1932-03-20 | 0 | 0
|  |  |  | 1932-03-21 | 0 | 0
|  |  |  | 1932-03-22 | 0 | 0
|  |  |  | 1932-03-23 | 0 | 0
|  |  |  | 1932-03-24 | 0 | 0
|  |  |  | 1932-03-25 | 0 | 0
|  |  |  | 1932-03-26 | 0 | 0
|  |  |  | 1932-03-27 | 0.24 | 0.24
|  |  |  | 1932-03-28 | 0 | 0
|  |  |  | 1932-03-29 | 0 | 0
|  |  |  | 1932-03-30 | 0 | 0
|  |  |  | 1932-03-31 | 0 | 0
|  |  |  | 1932-04-01 | 0 | 0
|  |  |  | 1932-04-02 | 0 | 0
|  |  |  | 1932-04-03 | 0 | 0
|  |  |  | 1932-04-04 | 0 | 0
|  |  |  | 1932-04-05 | 0 | 0
|  |  |  | 1932-04-06 | 0 | 0
|  |  |  | 1932-04-07 | 0 | 0
|  |  |  | 1932-04-08 | 0 | 0
|  |  |  | 1932-04-09 | 0 | 0
|  |  |  | 1932-04-10 | 0.12 | 0.12
|  |  |  | 1932-04-11 | 0 | 0
|  |  |  | 1932-04-12 | 0 | 0
|  |  |  | 1932-04-13 | 0 | 0
|  |  |  | 1932-04-14 | 0 | 0
|  |  |  | 1932-04-15 | 0 | 0
|  |  |  | 1932-04-16 | 0 | 0
|  |  |  | 1932-04-17 | 0 | 0
|  |  |  | 1932-04-18 | 0 | 0
|  |  |  | 1932-04-19 | 0.23 | 0.23
|  |  |  | 1932-04-20 | 0 | 0
|  |  |  | 1932-04-21 | 0 | 0
|  |  |  | 1932-04-22 | 0 | 0
|  |  |  | 1932-04-23 | 0.85 | 0.85
|  |  |  | 1932-04-24 | 0 | 0
|  |  |  | 1932-04-25 | 0 | 0
|  |  |  | 1932-04-26 | 0 | 0
|  |  |  | 1932-04-27 | 0 | 0
|  |  |  | 1932-04-28 | 0.89 | 0.89
|  |  |  | 1932-04-29 | 0.02 | 0.02
|  |  |  | 1932-04-30 | 0 | 0
|  |  |  | 1932-05-01 | 0 | 0
|  |  |  | 1932-05-02 | 0 | 0
|  |  |  | 1932-05-03 | 0 | 0
|  |  |  | 1932-05-04 | 0 | 0
|  |  |  | 1932-05-05 | 0 | 0
|  |  |  | 1932-05-06 | 0 | 0
|  |  |  | 1932-05-07 | 0.46 | 0.46
|  |  |  | 1932-05-08 | 0 | 0
|  |  |  | 1932-05-09 | 0 | 0
|  |  |  | 1932-05-10 | 0 | 0
|  |  |  | 1932-05-11 | 0 | 0
|  |  |  | 1932-05-12 | 0 | 0
|  |  |  | 1932-05-13 | 0 | 0
|  |  |  | 1932-05-14 | 0 | 0
|  |  |  | 1932-05-15 | 0.26 | 0.26
|  |  |  | 1932-05-16 | 0 | 0
|  |  |  | 1932-05-17 | 0 | 0
|  |  |  | 1932-05-18 | 0 | 0
|  |  |  | 1932-05-19 | 0 | 0
|  |  |  | 1932-05-20 | 0 | 0
|  |  |  | 1932-05-21 | 0.14 | 0.14
|  |  |  | 1932-05-22 | 0 | 0
|  |  |  | 1932-05-23 | 0 | 0
|  |  |  | 1932-05-24 | 0.27 | 0.27
|  |  |  | 1932-05-25 | 0.03 | 0.03
|  |  |  | 1932-05-26 | 0 | 0
|  |  |  | 1932-05-27 | 0 | 0
|  |  |  | 1932-05-28 | 0 | 0
|  |  |  | 1932-05-29 | 0.12 | 0.12
|  |  |  | 1932-05-30 | 0 | 0
|  |  |  | 1932-05-31 | 0 | 0
|  |  |  | 1932-06-01 | 0.01 | 0.01
|  |  |  | 1932-06-02 | 0 | 0
|  |  |  | 1932-06-03 | 0 | 0
|  |  |  | 1932-06-04 | 0 | 0
|  |  |  | 1932-06-05 | 0 | 0
|  |  |  | 1932-06-06 | 0.72 | 0.72
|  |  |  | 1932-06-07 | 0 | 0
|  |  |  | 1932-06-08 | 0.08 | 0.08
|  |  |  | 1932-06-09 | 0.68 | 0.68
|  |  |  | 1932-06-10 | 0.15 | 0.15
|  |  |  | 1932-06-11 | 0.2 | 0.2
|  |  |  | 1932-06-12 | 0 | 0
|  |  |  | 1932-06-13 | 0.25 | 0.25
|  |  |  | 1932-06-14 | 0.11 | 0.11
|  |  |  | 1932-06-15 | 0 | 0
|  |  |  | 1932-06-16 | 0 | 0
|  |  |  | 1932-06-17 | 0 | 0
|  |  |  | 1932-06-18 | 0 | 0
|  |  |  | 1932-06-19 | 0 | 0
|  |  |  | 1932-06-20 | 0 | 0
|  |  |  | 1932-06-21 | 0.33 | 0.33
|  |  |  | 1932-06-22 | 0 | 0
|  |  |  | 1932-06-23 | 0.01 | 0.01
|  |  |  | 1932-06-24 | 0.39 | 0.39
|  |  |  | 1932-06-25 | 0 | 0
|  |  |  | 1932-06-26 | 0 | 0
|  |  |  | 1932-06-27 | 0.02 | 0.02
|  |  |  | 1932-06-28 | 0.4 | 0.4
|  |  |  | 1932-06-29 | 0 | 0
|  |  |  | 1932-06-30 | 0 | 0
|  |  |  | 1932-07-01 | 0 | 0
|  |  |  | 1932-07-02 | 0.23 | 0.23
|  |  |  | 1932-07-03 | 0.08 | 0.08
|  |  |  | 1932-07-04 | 0 | 0
|  |  |  | 1932-07-05 | 0 | 0
|  |  |  | 1932-07-06 | 1.5 | 1.5
|  |  |  | 1932-07-07 | 0 | 0
|  |  |  | 1932-07-08 | 0 | 0
|  |  |  | 1932-07-09 | 0 | 0
|  |  |  | 1932-07-10 | 0 | 0
|  |  |  | 1932-07-11 | 0 | 0
|  |  |  | 1932-07-12 | 0 | 0
|  |  |  | 1932-07-13 | 0 | 0
|  |  |  | 1932-07-14 | 0 | 0
|  |  |  | 1932-07-15 | 0 | 0
|  |  |  | 1932-07-16 | 0 | 0
|  |  |  | 1932-07-17 | 0 | 0
|  |  |  | 1932-07-18 | 0 | 0
|  |  |  | 1932-07-19 | 0 | 0
|  |  |  | 1932-07-20 | 0 | 0
|  |  |  | 1932-07-21 | 1.21 | 1.21
|  |  |  | 1932-07-22 | 0 | 0
|  |  |  | 1932-07-23 | 0 | 0
|  |  |  | 1932-07-24 | 0 | 0
|  |  |  | 1932-07-25 | 0 | 0
|  |  |  | 1932-07-26 | 0 | 0
|  |  |  | 1932-07-27 | 0 | 0
|  |  |  | 1932-07-28 | 0 | 0
|  |  |  | 1932-07-29 | 0 | 0
|  |  |  | 1932-07-30 | 0 | 0
|  |  |  | 1932-07-31 | 0 | 0
|  |  |  | 1932-08-01 | 0 | 0
|  |  |  | 1932-08-02 | 0 | 0
|  |  |  | 1932-08-03 | 0 | 0
|  |  |  | 1932-08-04 | 0 | 0
|  |  |  | 1932-08-05 | 0 | 0
|  |  |  | 1932-08-06 | 0 | 0
|  |  |  | 1932-08-07 | 0 | 0
|  |  |  | 1932-08-08 | 0 | 0
|  |  |  | 1932-08-09 | 1.07 | 1.07
|  |  |  | 1932-08-10 | 0 | 0
|  |  |  | 1932-08-11 | 0 | 0
|  |  |  | 1932-08-12 | 0.15 | 0.15
|  |  |  | 1932-08-13 | 0 | 0
|  |  |  | 1932-08-14 | 0.02 | 0.02
|  |  |  | 1932-08-15 | 0.3 | 0.3
|  |  |  | 1932-08-16 | 0.99 | 0.99
|  |  |  | 1932-08-17 | 0 | 0
|  |  |  | 1932-08-18 | 0.09 | 0.09
|  |  |  | 1932-08-19 | 0 | 0
|  |  |  | 1932-08-20 | 0 | 0
|  |  |  | 1932-08-21 | 0 | 0
|  |  |  | 1932-08-22 | 0 | 0
|  |  |  | 1932-08-23 | 0 | 0
|  |  |  | 1932-08-24 | 0 | 0
|  |  |  | 1932-08-25 | 0 | 0
|  |  |  | 1932-08-26 | 0 | 0
|  |  |  | 1932-08-27 | 0 | 0
|  |  |  | 1932-08-28 | 0 | 0
|  |  |  | 1932-08-29 | 0 | 0
|  |  |  | 1932-08-30 | 0.1 | 0.1
|  |  |  | 1932-08-31 | 0.58 | 0.58
|  |  |  | 1932-09-01 | 1.27 | 1.27
|  |  |  | 1932-09-02 | 0 | 0
|  |  |  | 1932-09-03 | 0 | 0
|  |  |  | 1932-09-04 | 0 | 0
|  |  |  | 1932-09-05 | 0.16 | 0.16
|  |  |  | 1932-09-06 | 0.85 | 0.85
|  |  |  | 1932-09-07 | 0.16 | 0.16
|  |  |  | 1932-09-08 | 0 | 0
|  |  |  | 1932-09-09 | 0 | 0
|  |  |  | 1932-09-10 | 0 | 0
|  |  |  | 1932-09-11 | 0 | 0
|  |  |  | 1932-09-12 | 0 | 0
|  |  |  | 1932-09-13 | 0 | 0
|  |  |  | 1932-09-14 | 0 | 0
|  |  |  | 1932-09-15 | 0 | 0
|  |  |  | 1932-09-16 | 0 | 0
|  |  |  | 1932-09-17 | 0 | 0
|  |  |  | 1932-09-18 | 0 | 0
|  |  |  | 1932-09-19 | 0 | 0
|  |  |  | 1932-09-20 | 0 | 0
|  |  |  | 1932-09-21 | 0 | 0
|  |  |  | 1932-09-22 | 0.09 | 0.09
|  |  |  | 1932-09-23 | 0 | 0
|  |  |  | 1932-09-24 | 0 | 0
|  |  |  | 1932-09-25 | 0.03 | 0.03
|  |  |  | 1932-09-26 | 0 | 0
|  |  |  | 1932-09-27 | 0 | 0
|  |  |  | 1932-09-28 | 0 | 0
|  |  |  | 1932-09-29 | 0 | 0
|  |  |  | 1932-09-30 | 0.01 | 0.01
|  |  |  | 1932-10-01 | 0 | 0
|  |  |  | 1932-10-02 | 0.39 | 0.39
|  |  |  | 1932-10-03 | 0.01 | 0.01
|  |  |  | 1932-10-04 | 0.2 | 0.2
|  |  |  | 1932-10-05 | 0 | 0
|  |  |  | 1932-10-06 | 0 | 0
|  |  |  | 1932-10-07 | 0 | 0
|  |  |  | 1932-10-08 | 0 | 0
|  |  |  | 1932-10-09 | 0 | 0
|  |  |  | 1932-10-10 | 0 | 0
|  |  |  | 1932-10-11 | 0 | 0
|  |  |  | 1932-10-12 | 0 | 0
|  |  |  | 1932-10-13 | 0 | 0
|  |  |  | 1932-10-14 | 0 | 0
|  |  |  | 1932-10-15 | 0 | 0
|  |  |  | 1932-10-16 | 0 | 0
|  |  |  | 1932-10-17 | 0 | 0
|  |  |  | 1932-10-18 | 0 | 0
|  |  |  | 1932-10-19 | 0 | 0
|  |  |  | 1932-10-20 | 0 | 0
|  |  |  | 1932-10-21 | 0 | 0
|  |  |  | 1932-10-22 | 0.01 | 0.01
|  |  |  | 1932-10-23 | 0 | 0
|  |  |  | 1932-10-24 | 0 | 0
|  |  |  | 1932-10-25 | 0.41 | 0.41
|  |  |  | 1932-10-26 | 0 | 0
|  |  |  | 1932-10-27 | 0 | 0
|  |  |  | 1932-10-28 | 0 | 0
|  |  |  | 1932-10-29 | 0 | 0
|  |  |  | 1932-10-30 | 0 | 0
|  |  |  | 1932-10-31 | 0 | 0
|  |  |  | 1932-11-01 | 0 | 0
|  |  |  | 1932-11-02 | 0 | 0
|  |  |  | 1932-11-03 | 0.05 | 0.05
|  |  |  | 1932-11-04 | 0 | 0
|  |  |  | 1932-11-05 | 0 | 0
|  |  |  | 1932-11-06 | 0 | 0
|  |  |  | 1932-11-07 | 0 | 0
|  |  |  | 1932-11-08 | 0 | 0
|  |  |  | 1932-11-09 | 0 | 0
|  |  |  | 1932-11-10 | 0 | 0
|  |  |  | 1932-11-11 | 0 | 0
|  |  |  | 1932-11-12 | 0 | 0
|  |  |  | 1932-11-13 | 0 | 0
|  |  |  | 1932-11-14 | 0 | 0
|  |  |  | 1932-11-15 | 0 | 0
|  |  |  | 1932-11-16 | 0 | 0
|  |  |  | 1932-11-17 | 0 | 0
|  |  |  | 1932-11-18 | 0 | 0
|  |  |  | 1932-11-19 | 0 | 0
|  |  |  | 1932-11-20 | 0 | 0
|  |  |  | 1932-11-21 | 0 | 0
|  |  |  | 1932-11-22 | 0 | 0
|  |  |  | 1932-11-23 | 0 | 0
|  |  |  | 1932-11-24 | 0 | 0
|  |  |  | 1932-11-25 | 0 | 0
|  |  |  | 1932-11-26 | 0 | 0
|  |  |  | 1932-11-27 | 0 | 0
|  |  |  | 1932-11-28 | 0 | 0
|  |  |  | 1932-11-29 | 0 | 0
|  |  |  | 1932-11-30 | 0 | 0
|  |  |  | 1932-12-01 | 0 | 0
|  |  |  | 1932-12-02 | 0 | 0
|  |  |  | 1932-12-03 | 0 | 0
|  |  |  | 1932-12-04 | 0 | 0
|  |  |  | 1932-12-05 | 0 | 0
|  |  |  | 1932-12-06 | 0 | 0
|  |  |  | 1932-12-07 | 0 | 0
|  |  |  | 1932-12-08 | 0 | 0
|  |  |  | 1932-12-09 | 0.35 | 0.35
|  |  |  | 1932-12-10 | 0.01 | 0.01
|  |  |  | 1932-12-11 | 0 | 0
|  |  |  | 1932-12-12 | 0 | 0
|  |  |  | 1932-12-13 | 0 | 0
|  |  |  | 1932-12-14 | 0.34 | 0.34
|  |  |  | 1932-12-15 | 0.19 | 0.19
|  |  |  | 1932-12-16 | 0 | 0
|  |  |  | 1932-12-17 | 0 | 0
|  |  |  | 1932-12-18 | 0 | 0
|  |  |  | 1932-12-19 | 0 | 0
|  |  |  | 1932-12-20 | 0 | 0
|  |  |  | 1932-12-21 | 0 | 0
|  |  |  | 1932-12-22 | 0.65 | 0.65
|  |  |  | 1932-12-23 | 2.41 | 2.41
|  |  |  | 1932-12-24 | 0.29 | 0.29
|  |  |  | 1932-12-25 | 0 | 0
|  |  |  | 1932-12-26 | 0 | 0
|  |  |  | 1932-12-27 | 0 | 0
|  |  |  | 1932-12-28 | 0 | 0
|  |  |  | 1932-12-29 | 0 | 0
|  |  |  | 1932-12-30 | 0.39 | 0.39
|  |  |  | 1932-12-31 | 0 | 0
|  |  |  | 1933-01-01 | 0 | 0
|  |  |  | 1933-01-02 | 0 | 0
|  |  |  | 1933-01-03 | 0 | 0
|  |  |  | 1933-01-04 | 0 | 0
|  |  |  | 1933-01-05 | 0 | 0
|  |  |  | 1933-01-06 | 0 | 0
|  |  |  | 1933-01-07 | 0.06 | 0.06
|  |  |  | 1933-01-08 | 0 | 0
|  |  |  | 1933-01-09 | 0 | 0
|  |  |  | 1933-01-10 | 0 | 0
|  |  |  | 1933-01-11 | 0 | 0
|  |  |  | 1933-01-12 | 0 | 0
|  |  |  | 1933-01-13 | 0 | 0
|  |  |  | 1933-01-14 | 0 | 0
|  |  |  | 1933-01-15 | 0 | 0
|  |  |  | 1933-01-16 | 0 | 0
|  |  |  | 1933-01-17 | 0 | 0
|  |  |  | 1933-01-18 | 0 | 0
|  |  |  | 1933-01-19 | 0 | 0
|  |  |  | 1933-01-20 | 0 | 0
|  |  |  | 1933-01-21 | 0 | 0
|  |  |  | 1933-01-22 | 0 | 0
|  |  |  | 1933-01-23 | 0 | 0
|  |  |  | 1933-01-24 | 0 | 0
|  |  |  | 1933-01-25 | 0 | 0
|  |  |  | 1933-01-26 | 0 | 0
|  |  |  | 1933-01-27 | 0 | 0
|  |  |  | 1933-01-28 | 0 | 0
|  |  |  | 1933-01-29 | 0 | 0
|  |  |  | 1933-01-30 | 0 | 0
|  |  |  | 1933-01-31 | 0.21 | 0.21
|  |  |  | 1933-02-01 | 0 | 0
|  |  |  | 1933-02-02 | 0 | 0
|  |  |  | 1933-02-03 | 0 | 0
|  |  |  | 1933-02-04 | 0 | 0
|  |  |  | 1933-02-05 | 0 | 0
|  |  |  | 1933-02-06 | 0 | 0
|  |  |  | 1933-02-07 | 0.06 | 0.06
|  |  |  | 1933-02-08 | 0 | 0
|  |  |  | 1933-02-09 | 0 | 0
|  |  |  | 1933-02-10 | 0.01 | 0.01
|  |  |  | 1933-02-11 | 0 | 0
|  |  |  | 1933-02-12 | 0 | 0
|  |  |  | 1933-02-13 | 0 | 0
|  |  |  | 1933-02-14 | 0 | 0
|  |  |  | 1933-02-15 | 0 | 0
|  |  |  | 1933-02-16 | 0 | 0
|  |  |  | 1933-02-17 | 0 | 0
|  |  |  | 1933-02-18 | 0 | 0
|  |  |  | 1933-02-19 | 0 | 0
|  |  |  | 1933-02-20 | 0 | 0
|  |  |  | 1933-02-21 | 0 | 0
|  |  |  | 1933-02-22 | 0 | 0
|  |  |  | 1933-02-23 | 0 | 0
|  |  |  | 1933-02-24 | 0 | 0
|  |  |  | 1933-02-25 | 0.24 | 0.24
|  |  |  | 1933-02-26 | 0 | 0
|  |  |  | 1933-02-27 | 0.41 | 0.41
|  |  |  | 1933-02-28 | 0.07 | 0.07
|  |  |  | 1933-03-01 | 0 | 0
|  |  |  | 1933-03-02 | 0 | 0
|  |  |  | 1933-03-03 | 0 | 0
|  |  |  | 1933-03-04 | 0 | 0
|  |  |  | 1933-03-05 | 1.96 | 1.96
|  |  |  | 1933-03-06 | 0 | 0
|  |  |  | 1933-03-07 | 0 | 0
|  |  |  | 1933-03-08 | 0 | 0
|  |  |  | 1933-03-09 | 0 | 0
|  |  |  | 1933-03-10 | 0 | 0
|  |  |  | 1933-03-11 | 0 | 0
|  |  |  | 1933-03-12 | 0 | 0
|  |  |  | 1933-03-13 | 0 | 0
|  |  |  | 1933-03-14 | 0 | 0
|  |  |  | 1933-03-15 | 0 | 0
|  |  |  | 1933-03-16 | 0 | 0
|  |  |  | 1933-03-17 | 0 | 0
|  |  |  | 1933-03-18 | 0.11 | 0.11
|  |  |  | 1933-03-19 | 0 | 0
|  |  |  | 1933-03-20 | 0 | 0
|  |  |  | 1933-03-21 | 0 | 0
|  |  |  | 1933-03-22 | 0 | 0
|  |  |  | 1933-03-23 | 0 | 0
|  |  |  | 1933-03-24 | 0 | 0
|  |  |  | 1933-03-25 | 0 | 0
|  |  |  | 1933-03-26 | 0 | 0
|  |  |  | 1933-03-27 | 0 | 0
|  |  |  | 1933-03-28 | 0 | 0
|  |  |  | 1933-03-29 | 0.92 | 0.92
|  |  |  | 1933-03-30 | 0 | 0
|  |  |  | 1933-03-31 | 0.03 | 0.03
|  |  |  | 1933-04-01 | 0 | 0
|  |  |  | 1933-04-02 | 0 | 0
|  |  |  | 1933-04-03 | 0 | 0
|  |  |  | 1933-04-04 | 0 | 0
|  |  |  | 1933-04-05 | 0 | 0
|  |  |  | 1933-04-06 | 0 | 0
|  |  |  | 1933-04-07 | 0 | 0
|  |  |  | 1933-04-08 | 0 | 0
|  |  |  | 1933-04-09 | 0 | 0
|  |  |  | 1933-04-10 | 0 | 0
|  |  |  | 1933-04-11 | 0 | 0
|  |  |  | 1933-04-12 | 0 | 0
|  |  |  | 1933-04-13 | 0 | 0
|  |  |  | 1933-04-14 | 0 | 0
|  |  |  | 1933-04-15 | 0 | 0
|  |  |  | 1933-04-16 | 0 | 0
|  |  |  | 1933-04-17 | 0 | 0
|  |  |  | 1933-04-18 | 0 | 0
|  |  |  | 1933-04-19 | 0 | 0
|  |  |  | 1933-04-20 | 0.17 | 0.17
|  |  |  | 1933-04-21 | 0 | 0
|  |  |  | 1933-04-22 | 0.02 | 0.02
|  |  |  | 1933-04-23 | 0.26 | 0.26
|  |  |  | 1933-04-24 | 0 | 0
|  |  |  | 1933-04-25 | 0 | 0
|  |  |  | 1933-04-26 | 0 | 0
|  |  |  | 1933-04-27 | 0 | 0
|  |  |  | 1933-04-28 | 0 | 0
|  |  |  | 1933-04-29 | 0 | 0
|  |  |  | 1933-04-30 | 0 | 0
|  |  |  | 1933-05-01 | 0 | 0
|  |  |  | 1933-05-02 | 0 | 0
|  |  |  | 1933-05-03 | 0.01 | 0.01
|  |  |  | 1933-05-04 | 0.34 | 0.34
|  |  |  | 1933-05-05 | 0 | 0
|  |  |  | 1933-05-06 | 0 | 0
|  |  |  | 1933-05-07 | 0 | 0
|  |  |  | 1933-05-08 | 0 | 0
|  |  |  | 1933-05-09 | 0 | 0
|  |  |  | 1933-05-10 | 0 | 0
|  |  |  | 1933-05-11 | 0.03 | 0.03
|  |  |  | 1933-05-12 | 0.74 | 0.74
|  |  |  | 1933-05-13 | 1.71 | 1.71
|  |  |  | 1933-05-14 | 1.11 | 1.11
|  |  |  | 1933-05-15 | 0.63 | 0.63
|  |  |  | 1933-05-16 | 0 | 0
|  |  |  | 1933-05-17 | 0 | 0
|  |  |  | 1933-05-18 | 0 | 0
|  |  |  | 1933-05-19 | 0 | 0
|  |  |  | 1933-05-20 | 0 | 0
|  |  |  | 1933-05-21 | 1.16 | 1.16
|  |  |  | 1933-05-22 | 0 | 0
|  |  |  | 1933-05-23 | 0.08 | 0.08
|  |  |  | 1933-05-24 | 1.39 | 1.39
|  |  |  | 1933-05-25 | 1.68 | 1.68
|  |  |  | 1933-05-26 | 0 | 0
|  |  |  | 1933-05-27 | 0 | 0
|  |  |  | 1933-05-28 | 0 | 0
|  |  |  | 1933-05-29 | 0.06 | 0.06
|  |  |  | 1933-05-30 | 0 | 0
|  |  |  | 1933-05-31 | 0 | 0
|  |  |  | 1933-06-01 | 0 | 0
|  |  |  | 1933-06-02 | 0 | 0
|  |  |  | 1933-06-03 | 0 | 0
|  |  |  | 1933-06-04 | 0 | 0
|  |  |  | 1933-06-05 | 0 | 0
|  |  |  | 1933-06-06 | 0 | 0
|  |  |  | 1933-06-07 | 0 | 0
|  |  |  | 1933-06-08 | 0 | 0
|  |  |  | 1933-06-09 | 0 | 0
|  |  |  | 1933-06-10 | 0 | 0
|  |  |  | 1933-06-11 | 0 | 0
|  |  |  | 1933-06-12 | 0.05 | 0.05
|  |  |  | 1933-06-13 | 0 | 0
|  |  |  | 1933-06-14 | 0 | 0
|  |  |  | 1933-06-15 | 0 | 0
|  |  |  | 1933-06-16 | 0 | 0
|  |  |  | 1933-06-17 | 0 | 0
|  |  |  | 1933-06-18 | 0 | 0
|  |  |  | 1933-06-19 | 0 | 0
|  |  |  | 1933-06-20 | 0 | 0
|  |  |  | 1933-06-21 | 0 | 0
|  |  |  | 1933-06-22 | 0 | 0
|  |  |  | 1933-06-23 | 0 | 0
|  |  |  | 1933-06-24 | 0 | 0
|  |  |  | 1933-06-25 | 0 | 0
|  |  |  | 1933-06-26 | 0 | 0
|  |  |  | 1933-06-27 | 0 | 0
|  |  |  | 1933-06-28 | 0 | 0
|  |  |  | 1933-06-29 | 0 | 0
|  |  |  | 1933-06-30 | 0 | 0
|  |  |  | 1933-07-01 | 0 | 0
|  |  |  | 1933-07-02 | 0 | 0
|  |  |  | 1933-07-03 | 0 | 0
|  |  |  | 1933-07-04 | 0 | 0
|  |  |  | 1933-07-05 | 0 | 0
|  |  |  | 1933-07-06 | 0.54 | 0.54
|  |  |  | 1933-07-07 | 0 | 0
|  |  |  | 1933-07-08 | 0 | 0
|  |  |  | 1933-07-09 | 0 | 0
|  |  |  | 1933-07-10 | 0 | 0
|  |  |  | 1933-07-11 | 0 | 0
|  |  |  | 1933-07-12 | 0.05 | 0.05
|  |  |  | 1933-07-13 | 0 | 0
|  |  |  | 1933-07-14 | 0 | 0
|  |  |  | 1933-07-15 | 0.09 | 0.09
|  |  |  | 1933-07-16 | 0 | 0
|  |  |  | 1933-07-17 | 0 | 0
|  |  |  | 1933-07-18 | 0.08 | 0.08
|  |  |  | 1933-07-19 | 0 | 0
|  |  |  | 1933-07-20 | 0 | 0
|  |  |  | 1933-07-21 | 0 | 0
|  |  |  | 1933-07-22 | 0 | 0
|  |  |  | 1933-07-23 | 0 | 0
|  |  |  | 1933-07-24 | 0.04 | 0.04
|  |  |  | 1933-07-25 | 0 | 0
|  |  |  | 1933-07-26 | 0 | 0
|  |  |  | 1933-07-27 | 0 | 0
|  |  |  | 1933-07-28 | 0 | 0
|  |  |  | 1933-07-29 | 0 | 0
|  |  |  | 1933-07-30 | 0 | 0
|  |  |  | 1933-07-31 | 0.19 | 0.19
|  |  |  | 1933-08-01 | 1.8 | 1.8
|  |  |  | 1933-08-02 | 0 | 0
|  |  |  | 1933-08-03 | 0 | 0
|  |  |  | 1933-08-04 | 0.03 | 0.03
|  |  |  | 1933-08-05 | 0 | 0
|  |  |  | 1933-08-06 | 0 | 0
|  |  |  | 1933-08-07 | 0 | 0
|  |  |  | 1933-08-08 | 0 | 0
|  |  |  | 1933-08-09 | 0 | 0
|  |  |  | 1933-08-10 | 0 | 0
|  |  |  | 1933-08-11 | 0 | 0
|  |  |  | 1933-08-12 | 0 | 0
|  |  |  | 1933-08-13 | 0 | 0
|  |  |  | 1933-08-14 | 0.07 | 0.07
|  |  |  | 1933-08-15 | 0.32 | 0.32
|  |  |  | 1933-08-16 | 0 | 0
|  |  |  | 1933-08-17 | 0 | 0
|  |  |  | 1933-08-18 | 0.1 | 0.1
|  |  |  | 1933-08-19 | 0.14 | 0.14
|  |  |  | 1933-08-20 | 0 | 0
|  |  |  | 1933-08-21 | 0 | 0
|  |  |  | 1933-08-22 | 0 | 0
|  |  |  | 1933-08-23 | 0.01 | 0.01
|  |  |  | 1933-08-24 | 0 | 0
|  |  |  | 1933-08-25 | 0 | 0
|  |  |  | 1933-08-26 | 0.69 | 0.69
|  |  |  | 1933-08-27 | 0.27 | 0.27
|  |  |  | 1933-08-28 | 0.77 | 0.77
|  |  |  | 1933-08-29 | 0 | 0
|  |  |  | 1933-08-30 | 0 | 0
|  |  |  | 1933-08-31 | 0 | 0
|  |  |  | 1933-09-01 | 0 | 0
|  |  |  | 1933-09-02 | 0 | 0
|  |  |  | 1933-09-03 | 0.1 | 0.1
|  |  |  | 1933-09-04 | 0 | 0
|  |  |  | 1933-09-05 | 0 | 0
|  |  |  | 1933-09-06 | 0 | 0
|  |  |  | 1933-09-07 | 0 | 0
|  |  |  | 1933-09-08 | 0 | 0
|  |  |  | 1933-09-09 | 0 | 0
|  |  |  | 1933-09-10 | 0 | 0
|  |  |  | 1933-09-11 | 0 | 0
|  |  |  | 1933-09-12 | 0 | 0
|  |  |  | 1933-09-13 | 0.81 | 0.81
|  |  |  | 1933-09-14 | 0.01 | 0.01
|  |  |  | 1933-09-15 | 0 | 0
|  |  |  | 1933-09-16 | 0 | 0
|  |  |  | 1933-09-17 | 0 | 0
|  |  |  | 1933-09-18 | 0 | 0
|  |  |  | 1933-09-19 | 0 | 0
|  |  |  | 1933-09-20 | 0 | 0
|  |  |  | 1933-09-21 | 0 | 0
|  |  |  | 1933-09-22 | 0 | 0
|  |  |  | 1933-09-23 | 0 | 0
|  |  |  | 1933-09-24 | 0 | 0
|  |  |  | 1933-09-25 | 0 | 0
|  |  |  | 1933-09-26 | 0 | 0
|  |  |  | 1933-09-27 | 0 | 0
|  |  |  | 1933-09-28 | 0 | 0
|  |  |  | 1933-09-29 | 0 | 0
|  |  |  | 1933-09-30 | 0 | 0
|  |  |  | 1933-10-01 | 0 | 0
|  |  |  | 1933-10-02 | 0 | 0
|  |  |  | 1933-10-03 | 0 | 0
|  |  |  | 1933-10-04 | 0 | 0
|  |  |  | 1933-10-05 | 0 | 0
|  |  |  | 1933-10-06 | 0 | 0
|  |  |  | 1933-10-07 | 0 | 0
|  |  |  | 1933-10-08 | 0 | 0
|  |  |  | 1933-10-09 | 0 | 0
|  |  |  | 1933-10-10 | 0 | 0
|  |  |  | 1933-10-11 | 0 | 0
|  |  |  | 1933-10-12 | 0 | 0
|  |  |  | 1933-10-13 | 0 | 0
|  |  |  | 1933-10-14 | 0.17 | 0.17
|  |  |  | 1933-10-15 | 0.02 | 0.02
|  |  |  | 1933-10-16 | 0 | 0
|  |  |  | 1933-10-17 | 0 | 0
|  |  |  | 1933-10-18 | 0 | 0
|  |  |  | 1933-10-19 | 0 | 0
|  |  |  | 1933-10-20 | 0 | 0
|  |  |  | 1933-10-21 | 0 | 0
|  |  |  | 1933-10-22 | 0 | 0
|  |  |  | 1933-10-23 | 0 | 0
|  |  |  | 1933-10-24 | 0 | 0
|  |  |  | 1933-10-25 | 0 | 0
|  |  |  | 1933-10-26 | 0 | 0
|  |  |  | 1933-10-27 | 0 | 0
|  |  |  | 1933-10-28 | 0 | 0
|  |  |  | 1933-10-29 | 0 | 0
|  |  |  | 1933-10-30 | 0 | 0
|  |  |  | 1933-10-31 | 0 | 0
|  |  |  | 1933-11-01 | 0 | 0
|  |  |  | 1933-11-02 | 0.23 | 0.23
|  |  |  | 1933-11-03 | 0.52 | 0.52
|  |  |  | 1933-11-04 | 0 | 0
|  |  |  | 1933-11-05 | 0 | 0
|  |  |  | 1933-11-06 | 0 | 0
|  |  |  | 1933-11-07 | 0 | 0
|  |  |  | 1933-11-08 | 0 | 0
|  |  |  | 1933-11-09 | 0 | 0
|  |  |  | 1933-11-10 | 0 | 0
|  |  |  | 1933-11-11 | 0 | 0
|  |  |  | 1933-11-12 | 0 | 0
|  |  |  | 1933-11-13 | 0 | 0
|  |  |  | 1933-11-14 | 0 | 0
|  |  |  | 1933-11-15 | 0 | 0
|  |  |  | 1933-11-16 | 0 | 0
|  |  |  | 1933-11-17 | 0 | 0
|  |  |  | 1933-11-18 | 0 | 0
|  |  |  | 1933-11-19 | 0 | 0
|  |  |  | 1933-11-20 | 0.45 | 0.45
|  |  |  | 1933-11-21 | 0 | 0
|  |  |  | 1933-11-22 | 0 | 0
|  |  |  | 1933-11-23 | 0 | 0
|  |  |  | 1933-11-24 | 0 | 0
|  |  |  | 1933-11-25 | 0 | 0
|  |  |  | 1933-11-26 | 0 | 0
|  |  |  | 1933-11-27 | 0 | 0
|  |  |  | 1933-11-28 | 0 | 0
|  |  |  | 1933-11-29 | 0 | 0
|  |  |  | 1933-11-30 | 0 | 0
|  |  |  | 1933-12-01 | 0 | 0
|  |  |  | 1933-12-02 | 0.4 | 0.4
|  |  |  | 1933-12-03 | 0 | 0
|  |  |  | 1933-12-04 | 0 | 0
|  |  |  | 1933-12-05 | 0 | 0
|  |  |  | 1933-12-06 | 0 | 0
|  |  |  | 1933-12-07 | 0 | 0
|  |  |  | 1933-12-08 | 0 | 0
|  |  |  | 1933-12-09 | 0 | 0
|  |  |  | 1933-12-10 | 0 | 0
|  |  |  | 1933-12-11 | 0 | 0
|  |  |  | 1933-12-12 | 0 | 0
|  |  |  | 1933-12-13 | 0 | 0
|  |  |  | 1933-12-14 | 0 | 0
|  |  |  | 1933-12-15 | 0 | 0
|  |  |  | 1933-12-16 | 0 | 0
|  |  |  | 1933-12-17 | 0 | 0
|  |  |  | 1933-12-18 | 0.51 | 0.51
|  |  |  | 1933-12-19 | 0.14 | 0.14
|  |  |  | 1933-12-20 | 0 | 0
|  |  |  | 1933-12-21 | 0 | 0
|  |  |  | 1933-12-22 | 0 | 0
|  |  |  | 1933-12-23 | 0 | 0
|  |  |  | 1933-12-24 | 0 | 0
|  |  |  | 1933-12-25 | 0 | 0
|  |  |  | 1933-12-26 | 0 | 0
|  |  |  | 1933-12-27 | 0 | 0
|  |  |  | 1933-12-28 | 0 | 0
|  |  |  | 1933-12-29 | 0.7 | 0.7
|  |  |  | 1933-12-30 | 0.49 | 0.49
|  |  |  | 1933-12-31 | 0 | 0
|  |  |  | 1934-01-01 | 0 | 0
|  |  |  | 1934-01-02 | 0 | 0
|  |  |  | 1934-01-03 | 0.6 | 0.6
|  |  |  | 1934-01-04 | 0 | 0
|  |  |  | 1934-01-05 | 0 | 0
|  |  |  | 1934-01-06 | 0 | 0
|  |  |  | 1934-01-07 | 0.05 | 0.05
|  |  |  | 1934-01-08 | 0 | 0
|  |  |  | 1934-01-09 | 0 | 0
|  |  |  | 1934-01-10 | 0 | 0
|  |  |  | 1934-01-11 | 0 | 0
|  |  |  | 1934-01-12 | 0 | 0
|  |  |  | 1934-01-13 | 0 | 0
|  |  |  | 1934-01-14 | 0 | 0
|  |  |  | 1934-01-15 | 0 | 0
|  |  |  | 1934-01-16 | 0 | 0
|  |  |  | 1934-01-17 | 0 | 0
|  |  |  | 1934-01-18 | 0 | 0
|  |  |  | 1934-01-19 | 0 | 0
|  |  |  | 1934-01-20 | 0 | 0
|  |  |  | 1934-01-21 | 0 | 0
|  |  |  | 1934-01-22 | 0 | 0
|  |  |  | 1934-01-23 | 0 | 0
|  |  |  | 1934-01-24 | 0 | 0
|  |  |  | 1934-01-25 | 0 | 0
|  |  |  | 1934-01-26 | 0.02 | 0.02
|  |  |  | 1934-01-27 | 0 | 0
|  |  |  | 1934-01-28 | 0 | 0
|  |  |  | 1934-01-29 | 0 | 0
|  |  |  | 1934-01-30 | 0 | 0
|  |  |  | 1934-01-31 | 0 | 0
|  |  |  | 1934-02-01 | 0 | 0
|  |  |  | 1934-02-02 | 0 | 0
|  |  |  | 1934-02-03 | 0 | 0
|  |  |  | 1934-02-04 | 0 | 0
|  |  |  | 1934-02-05 | 0 | 0
|  |  |  | 1934-02-06 | 0 | 0
|  |  |  | 1934-02-07 | 0 | 0
|  |  |  | 1934-02-08 | 0.21 | 0.21
|  |  |  | 1934-02-09 | 0.42 | 0.42
|  |  |  | 1934-02-10 | 0 | 0
|  |  |  | 1934-02-11 | 0.04 | 0.04
|  |  |  | 1934-02-12 | 0 | 0
|  |  |  | 1934-02-13 | 0 | 0
|  |  |  | 1934-02-14 | 0 | 0
|  |  |  | 1934-02-15 | 0 | 0
|  |  |  | 1934-02-16 | 0 | 0
|  |  |  | 1934-02-17 | 0 | 0
|  |  |  | 1934-02-18 | 0.2 | 0.2
|  |  |  | 1934-02-19 | 0 | 0
|  |  |  | 1934-02-20 | 0 | 0
|  |  |  | 1934-02-21 | 0 | 0
|  |  |  | 1934-02-22 | 0 | 0
|  |  |  | 1934-02-23 | 0 | 0
|  |  |  | 1934-02-24 | 0 | 0
|  |  |  | 1934-02-25 | 0 | 0
|  |  |  | 1934-02-26 | 0 | 0
|  |  |  | 1934-02-27 | 0 | 0
|  |  |  | 1934-02-28 | 0 | 0
|  |  |  | 1934-03-01 | 1.79 | 1.79
|  |  |  | 1934-03-02 | 0 | 0
|  |  |  | 1934-03-03 | 0 | 0
|  |  |  | 1934-03-04 | 0.1 | 0.1
|  |  |  | 1934-03-05 | 0 | 0
|  |  |  | 1934-03-06 | 0 | 0
|  |  |  | 1934-03-07 | 0 | 0
|  |  |  | 1934-03-08 | 0 | 0
|  |  |  | 1934-03-09 | 0 | 0
|  |  |  | 1934-03-10 | 0 | 0
|  |  |  | 1934-03-11 | 0 | 0
|  |  |  | 1934-03-12 | 0 | 0
|  |  |  | 1934-03-13 | 0 | 0
|  |  |  | 1934-03-14 | 0 | 0
|  |  |  | 1934-03-15 | 0 | 0
|  |  |  | 1934-03-16 | 0 | 0
|  |  |  | 1934-03-17 | 0 | 0
|  |  |  | 1934-03-18 | 0.04 | 0.04
|  |  |  | 1934-03-19 | 0 | 0
|  |  |  | 1934-03-20 | 0 | 0
|  |  |  | 1934-03-21 | 0 | 0
|  |  |  | 1934-03-22 | 0 | 0
|  |  |  | 1934-03-23 | 0 | 0
|  |  |  | 1934-03-24 | 0.16 | 0.16
|  |  |  | 1934-03-25 | 0.52 | 0.52
|  |  |  | 1934-03-26 | 0.11 | 0.11
|  |  |  | 1934-03-27 | 0 | 0
|  |  |  | 1934-03-28 | 0 | 0
|  |  |  | 1934-03-29 | 0 | 0
|  |  |  | 1934-03-30 | 0 | 0
|  |  |  | 1934-03-31 | 0 | 0
|  |  |  | 1934-04-01 | 0 | 0
|  |  |  | 1934-04-02 | 0 | 0
|  |  |  | 1934-04-03 | 0 | 0
|  |  |  | 1934-04-04 | 0 | 0
|  |  |  | 1934-04-05 | 0.06 | 0.06
|  |  |  | 1934-04-06 | 0 | 0
|  |  |  | 1934-04-07 | 0 | 0
|  |  |  | 1934-04-08 | 0 | 0
|  |  |  | 1934-04-09 | 0 | 0
|  |  |  | 1934-04-10 | 0 | 0
|  |  |  | 1934-04-11 | 0 | 0
|  |  |  | 1934-04-12 | 0 | 0
|  |  |  | 1934-04-13 | 0 | 0
|  |  |  | 1934-04-14 | 0 | 0
|  |  |  | 1934-04-15 | 0 | 0
|  |  |  | 1934-04-16 | 0.03 | 0.03
|  |  |  | 1934-04-17 | 0 | 0
|  |  |  | 1934-04-18 | 0.51 | 0.51
|  |  |  | 1934-04-19 | 0 | 0
|  |  |  | 1934-04-20 | 0.04 | 0.04
|  |  |  | 1934-04-21 | 0 | 0
|  |  |  | 1934-04-22 | 0 | 0
|  |  |  | 1934-04-23 | 0 | 0
|  |  |  | 1934-04-24 | 0.05 | 0.05
|  |  |  | 1934-04-25 | 0.5 | 0.5
|  |  |  | 1934-04-26 | 0 | 0
|  |  |  | 1934-04-27 | 0 | 0
|  |  |  | 1934-04-28 | 0 | 0
|  |  |  | 1934-04-29 | 0 | 0
|  |  |  | 1934-04-30 | 0 | 0
|  |  |  | 1934-05-01 | 0.06 | 0.06
|  |  |  | 1934-05-02 | 0.01 | 0.01
|  |  |  | 1934-05-03 | 1.47 | 1.47
|  |  |  | 1934-05-04 | 0.47 | 0.47
|  |  |  | 1934-05-05 | 0 | 0
|  |  |  | 1934-05-06 | 0 | 0
|  |  |  | 1934-05-07 | 0 | 0
|  |  |  | 1934-05-08 | 0 | 0
|  |  |  | 1934-05-09 | 0 | 0
|  |  |  | 1934-05-10 | 0 | 0
|  |  |  | 1934-05-11 | 0 | 0
|  |  |  | 1934-05-12 | 0 | 0
|  |  |  | 1934-05-13 | 0 | 0
|  |  |  | 1934-05-14 | 0.33 | 0.33
|  |  |  | 1934-05-15 | 0.03 | 0.03
|  |  |  | 1934-05-16 | 0 | 0
|  |  |  | 1934-05-17 | 0 | 0
|  |  |  | 1934-05-18 | 0 | 0
|  |  |  | 1934-05-19 | 0 | 0
|  |  |  | 1934-05-20 | 0 | 0
|  |  |  | 1934-05-21 | 0 | 0
|  |  |  | 1934-05-22 | 0 | 0
|  |  |  | 1934-05-23 | 0.02 | 0.02
|  |  |  | 1934-05-24 | 0.59 | 0.59
|  |  |  | 1934-05-25 | 0 | 0
|  |  |  | 1934-05-26 | 0 | 0
|  |  |  | 1934-05-27 | 0 | 0
|  |  |  | 1934-05-28 | 0 | 0
|  |  |  | 1934-05-29 | 0 | 0
|  |  |  | 1934-05-30 | 0 | 0
|  |  |  | 1934-05-31 | 0 | 0
|  |  |  | 1934-06-01 | 0 | 0
|  |  |  | 1934-06-02 | 0 | 0
|  |  |  | 1934-06-03 | 0 | 0
|  |  |  | 1934-06-04 | 0 | 0
|  |  |  | 1934-06-05 | 0 | 0
|  |  |  | 1934-06-06 | 0 | 0
|  |  |  | 1934-06-07 | 0 | 0
|  |  |  | 1934-06-08 | 0 | 0
|  |  |  | 1934-06-09 | 0 | 0
|  |  |  | 1934-06-10 | 0 | 0
|  |  |  | 1934-06-11 | 0 | 0
|  |  |  | 1934-06-12 | 0 | 0
|  |  |  | 1934-06-13 | 0.68 | 0.68
|  |  |  | 1934-06-14 | 0 | 0
|  |  |  | 1934-06-15 | 0 | 0
|  |  |  | 1934-06-16 | 0 | 0
|  |  |  | 1934-06-17 | 0.84 | 0.84
|  |  |  | 1934-06-18 | 0 | 0
|  |  |  | 1934-06-19 | 0 | 0
|  |  |  | 1934-06-20 | 0 | 0
|  |  |  | 1934-06-21 | 0 | 0
|  |  |  | 1934-06-22 | 0 | 0
|  |  |  | 1934-06-23 | 0 | 0
|  |  |  | 1934-06-24 | 0 | 0
|  |  |  | 1934-06-25 | 0 | 0
|  |  |  | 1934-06-26 | 0 | 0
|  |  |  | 1934-06-27 | 0 | 0
|  |  |  | 1934-06-28 | 0 | 0
|  |  |  | 1934-06-29 | 0 | 0
|  |  |  | 1934-06-30 | 0 | 0
|  |  |  | 1934-07-01 | 0 | 0
|  |  |  | 1934-07-02 | 0 | 0
|  |  |  | 1934-07-03 | 0 | 0
|  |  |  | 1934-07-04 | 0 | 0
|  |  |  | 1934-07-05 | 0 | 0
|  |  |  | 1934-07-06 | 0 | 0
|  |  |  | 1934-07-07 | 0 | 0
|  |  |  | 1934-07-08 | 0 | 0
|  |  |  | 1934-07-09 | 0 | 0
|  |  |  | 1934-07-10 | 0 | 0
|  |  |  | 1934-07-11 | 0 | 0
|  |  |  | 1934-07-12 | 0 | 0
|  |  |  | 1934-07-13 | 0 | 0
|  |  |  | 1934-07-14 | 0 | 0
|  |  |  | 1934-07-15 | 0 | 0
|  |  |  | 1934-07-16 | 0 | 0
|  |  |  | 1934-07-17 | 0 | 0
|  |  |  | 1934-07-18 | 0 | 0
|  |  |  | 1934-07-19 | 0 | 0
|  |  |  | 1934-07-20 | 0 | 0
|  |  |  | 1934-07-21 | 0 | 0
|  |  |  | 1934-07-22 | 0 | 0
|  |  |  | 1934-07-23 | 0 | 0
|  |  |  | 1934-07-24 | 0 | 0
|  |  |  | 1934-07-25 | 0 | 0
|  |  |  | 1934-07-26 | 0 | 0
|  |  |  | 1934-07-27 | 0 | 0
|  |  |  | 1934-07-28 | 0.06 | 0.06
|  |  |  | 1934-07-29 | 0 | 0
|  |  |  | 1934-07-30 | 0 | 0
|  |  |  | 1934-07-31 | 0 | 0
|  |  |  | 1934-08-01 | 0 | 0
|  |  |  | 1934-08-02 | 0 | 0
|  |  |  | 1934-08-03 | 0 | 0
|  |  |  | 1934-08-04 | 0 | 0
|  |  |  | 1934-08-05 | 0 | 0
|  |  |  | 1934-08-06 | 0 | 0
|  |  |  | 1934-08-07 | 0 | 0
|  |  |  | 1934-08-08 | 0 | 0
|  |  |  | 1934-08-09 | 0 | 0
|  |  |  | 1934-08-10 | 0 | 0
|  |  |  | 1934-08-11 | 0 | 0
|  |  |  | 1934-08-12 | 0 | 0
|  |  |  | 1934-08-13 | 0 | 0
|  |  |  | 1934-08-14 | 0 | 0
|  |  |  | 1934-08-15 | 0 | 0
|  |  |  | 1934-08-16 | 0 | 0
|  |  |  | 1934-08-17 | 0 | 0
|  |  |  | 1934-08-18 | 0 | 0
|  |  |  | 1934-08-19 | 0 | 0
|  |  |  | 1934-08-20 | 0 | 0
|  |  |  | 1934-08-21 | 0 | 0
|  |  |  | 1934-08-22 | 0 | 0
|  |  |  | 1934-08-23 | 0 | 0
|  |  |  | 1934-08-24 | 1.55 | 1.55
|  |  |  | 1934-08-25 | 0.86 | 0.86
|  |  |  | 1934-08-26 | 0 | 0
|  |  |  | 1934-08-27 | 0 | 0
|  |  |  | 1934-08-28 | 0 | 0
|  |  |  | 1934-08-29 | 0 | 0
|  |  |  | 1934-08-30 | 0 | 0
|  |  |  | 1934-08-31 | 0 | 0
|  |  |  | 1934-09-01 | 0 | 0
|  |  |  | 1934-09-02 | 0.04 | 0.04
|  |  |  | 1934-09-03 | 0.5 | 0.5
|  |  |  | 1934-09-04 | 0 | 0
|  |  |  | 1934-09-05 | 0 | 0
|  |  |  | 1934-09-06 | 0 | 0
|  |  |  | 1934-09-07 | 0 | 0
|  |  |  | 1934-09-08 | 0 | 0
|  |  |  | 1934-09-09 | 0.85 | 0.85
|  |  |  | 1934-09-10 | 0.8 | 0.8
|  |  |  | 1934-09-11 | 0 | 0
|  |  |  | 1934-09-12 | 0 | 0
|  |  |  | 1934-09-13 | 0 | 0
|  |  |  | 1934-09-14 | 1.15 | 1.15
|  |  |  | 1934-09-15 | 0 | 0
|  |  |  | 1934-09-16 | 0 | 0
|  |  |  | 1934-09-17 | 0 | 0
|  |  |  | 1934-09-18 | 0 | 0
|  |  |  | 1934-09-19 | 0 | 0
|  |  |  | 1934-09-20 | 0 | 0
|  |  |  | 1934-09-21 | 0.28 | 0.28
|  |  |  | 1934-09-22 | 0 | 0
|  |  |  | 1934-09-23 | 0 | 0
|  |  |  | 1934-09-24 | 0 | 0
|  |  |  | 1934-09-25 | 0 | 0
|  |  |  | 1934-09-26 | 0 | 0
|  |  |  | 1934-09-27 | 0 | 0
|  |  |  | 1934-09-28 | 0 | 0
|  |  |  | 1934-09-29 | 0 | 0
|  |  |  | 1934-09-30 | 0 | 0
|  |  |  | 1934-10-01 | 0 | 0
|  |  |  | 1934-10-02 | 0 | 0
|  |  |  | 1934-10-03 | 0 | 0
|  |  |  | 1934-10-04 | 0 | 0
|  |  |  | 1934-10-05 | 0 | 0
|  |  |  | 1934-10-06 | 0 | 0
|  |  |  | 1934-10-07 | 0 | 0
|  |  |  | 1934-10-08 | 0 | 0
|  |  |  | 1934-10-09 | 0 | 0
|  |  |  | 1934-10-10 | 0 | 0
|  |  |  | 1934-10-11 | 0 | 0
|  |  |  | 1934-10-12 | 0 | 0
|  |  |  | 1934-10-13 | 0.41 | 0.41
|  |  |  | 1934-10-14 | 0 | 0
|  |  |  | 1934-10-15 | 0 | 0
|  |  |  | 1934-10-16 | 0 | 0
|  |  |  | 1934-10-17 | 0.7 | 0.7
|  |  |  | 1934-10-18 | 0.03 | 0.03
|  |  |  | 1934-10-19 | 0 | 0
|  |  |  | 1934-10-20 | 0 | 0
|  |  |  | 1934-10-21 | 0 | 0
|  |  |  | 1934-10-22 | 0 | 0
|  |  |  | 1934-10-23 | 0 | 0
|  |  |  | 1934-10-24 | 0 | 0
|  |  |  | 1934-10-25 | 0 | 0
|  |  |  | 1934-10-26 | 0 | 0
|  |  |  | 1934-10-27 | 0 | 0
|  |  |  | 1934-10-28 | 0 | 0
|  |  |  | 1934-10-29 | 0 | 0
|  |  |  | 1934-10-30 | 0 | 0
|  |  |  | 1934-10-31 | 0 | 0
|  |  |  | 1934-11-01 | 0 | 0
|  |  |  | 1934-11-02 | 0 | 0
|  |  |  | 1934-11-03 | 0 | 0
|  |  |  | 1934-11-04 | 0 | 0
|  |  |  | 1934-11-05 | 0 | 0
|  |  |  | 1934-11-06 | 0 | 0
|  |  |  | 1934-11-07 | 0 | 0
|  |  |  | 1934-11-08 | 0 | 0
|  |  |  | 1934-11-09 | 0 | 0
|  |  |  | 1934-11-10 | 0 | 0
|  |  |  | 1934-11-11 | 0 | 0
|  |  |  | 1934-11-12 | 0 | 0
|  |  |  | 1934-11-13 | 0 | 0
|  |  |  | 1934-11-14 | 0 | 0
|  |  |  | 1934-11-15 | 0.93 | 0.93
|  |  |  | 1934-11-16 | 0.01 | 0.01
|  |  |  | 1934-11-17 | 0 | 0
|  |  |  | 1934-11-18 | 0 | 0
|  |  |  | 1934-11-19 | 1.14 | 1.14
|  |  |  | 1934-11-20 | 0 | 0
|  |  |  | 1934-11-21 | 1.67 | 1.67
|  |  |  | 1934-11-22 | 0.24 | 0.24
|  |  |  | 1934-11-23 | 0 | 0
|  |  |  | 1934-11-24 | 0 | 0
|  |  |  | 1934-11-25 | 0 | 0
|  |  |  | 1934-11-26 | 0 | 0
|  |  |  | 1934-11-27 | 0 | 0
|  |  |  | 1934-11-28 | 0 | 0
|  |  |  | 1934-11-29 | 0.37 | 0.37
|  |  |  | 1934-11-30 | 0.01 | 0.01
|  |  |  | 1934-12-01 | 0 | 0
|  |  |  | 1934-12-02 | 0 | 0
|  |  |  | 1934-12-03 | 0 | 0
|  |  |  | 1934-12-04 | 0 | 0
|  |  |  | 1934-12-05 | 0 | 0
|  |  |  | 1934-12-06 | 0 | 0
|  |  |  | 1934-12-07 | 0 | 0
|  |  |  | 1934-12-08 | 0 | 0
|  |  |  | 1934-12-09 | 0 | 0
|  |  |  | 1934-12-10 | 0 | 0
|  |  |  | 1934-12-11 | 0 | 0
|  |  |  | 1934-12-12 | 0 | 0
|  |  |  | 1934-12-13 | 0 | 0
|  |  |  | 1934-12-14 | 0 | 0
|  |  |  | 1934-12-15 | 0 | 0
|  |  |  | 1934-12-16 | 0 | 0
|  |  |  | 1934-12-17 | 0 | 0
|  |  |  | 1934-12-18 | 0.04 | 0.04
|  |  |  | 1934-12-19 | 0 | 0
|  |  |  | 1934-12-20 | 0 | 0
|  |  |  | 1934-12-21 | 0 | 0
|  |  |  | 1934-12-22 | 0 | 0
|  |  |  | 1934-12-23 | 0 | 0
|  |  |  | 1934-12-24 | 0 | 0
|  |  |  | 1934-12-25 | 0 | 0
|  |  |  | 1934-12-26 | 0 | 0
|  |  |  | 1934-12-27 | 0 | 0
|  |  |  | 1934-12-28 | 0 | 0
|  |  |  | 1934-12-29 | 0 | 0
|  |  |  | 1934-12-30 | 0 | 0
|  |  |  | 1934-12-31 | 0.01 | 0.01
|  |  |  | 1935-01-01 | 0 | 0
|  |  |  | 1935-01-02 | 0 | 0
|  |  |  | 1935-01-03 | 0 | 0
|  |  |  | 1935-01-04 | 0 | 0
|  |  |  | 1935-01-05 | 0 | 0
|  |  |  | 1935-01-06 | 0 | 0
|  |  |  | 1935-01-07 | 0.2 | 0.2
|  |  |  | 1935-01-08 | 0 | 0
|  |  |  | 1935-01-09 | 0 | 0
|  |  |  | 1935-01-10 | 0 | 0
|  |  |  | 1935-01-11 | 0 | 0
|  |  |  | 1935-01-12 | 0 | 0
|  |  |  | 1935-01-13 | 0 | 0
|  |  |  | 1935-01-14 | 0 | 0
|  |  |  | 1935-01-15 | 0 | 0
|  |  |  | 1935-01-16 | 0 | 0
|  |  |  | 1935-01-17 | 0 | 0
|  |  |  | 1935-01-18 | 0.13 | 0.13
|  |  |  | 1935-01-19 | 0.03 | 0.03
|  |  |  | 1935-01-20 | 0.05 | 0.05
|  |  |  | 1935-01-21 | 0 | 0
|  |  |  | 1935-01-22 | 0 | 0
|  |  |  | 1935-01-23 | 0 | 0
|  |  |  | 1935-01-24 | 0 | 0
|  |  |  | 1935-01-25 | 0 | 0
|  |  |  | 1935-01-26 | 0 | 0
|  |  |  | 1935-01-27 | 0 | 0
|  |  |  | 1935-01-28 | 0 | 0
|  |  |  | 1935-01-29 | 0 | 0
|  |  |  | 1935-01-30 | 0 | 0
|  |  |  | 1935-01-31 | 0 | 0
|  |  |  | 1935-02-01 | 0.28 | 0.28
|  |  |  | 1935-02-02 | 0 | 0
|  |  |  | 1935-02-03 | 0 | 0
|  |  |  | 1935-02-04 | 0 | 0
|  |  |  | 1935-02-05 | 0 | 0
|  |  |  | 1935-02-06 | 0 | 0
|  |  |  | 1935-02-07 | 0.61 | 0.61
|  |  |  | 1935-02-08 | 0.03 | 0.03
|  |  |  | 1935-02-09 | 0 | 0
|  |  |  | 1935-02-10 | 0 | 0
|  |  |  | 1935-02-11 | 0.13 | 0.13
|  |  |  | 1935-02-12 | 0.13 | 0.13
|  |  |  | 1935-02-13 | 0.16 | 0.16
|  |  |  | 1935-02-14 | 0 | 0
|  |  |  | 1935-02-15 | 0 | 0
|  |  |  | 1935-02-16 | 0 | 0
|  |  |  | 1935-02-17 | 0 | 0
|  |  |  | 1935-02-18 | 0 | 0
|  |  |  | 1935-02-19 | 0 | 0
|  |  |  | 1935-02-20 | 0 | 0
|  |  |  | 1935-02-21 | 0 | 0
|  |  |  | 1935-02-22 | 0 | 0
|  |  |  | 1935-02-23 | 0 | 0
|  |  |  | 1935-02-24 | 0 | 0
|  |  |  | 1935-02-25 | 0 | 0
|  |  |  | 1935-02-26 | 0 | 0
|  |  |  | 1935-02-27 | 0 | 0
|  |  |  | 1935-02-28 | 0 | 0
|  |  |  | 1935-03-01 | 0 | 0
|  |  |  | 1935-03-02 | 0 | 0
|  |  |  | 1935-03-03 | 0 | 0
|  |  |  | 1935-03-04 | 0.37 | 0.37
|  |  |  | 1935-03-05 | 0 | 0
|  |  |  | 1935-03-06 | 0 | 0
|  |  |  | 1935-03-07 | 0 | 0
|  |  |  | 1935-03-08 | 0 | 0
|  |  |  | 1935-03-09 | 0 | 0
|  |  |  | 1935-03-10 | 0 | 0
|  |  |  | 1935-03-11 | 0.19 | 0.19
|  |  |  | 1935-03-12 | 0.02 | 0.02
|  |  |  | 1935-03-13 | 0 | 0
|  |  |  | 1935-03-14 | 0 | 0
|  |  |  | 1935-03-15 | 0 | 0
|  |  |  | 1935-03-16 | 0 | 0
|  |  |  | 1935-03-17 | 0 | 0
|  |  |  | 1935-03-18 | 0.06 | 0.06
|  |  |  | 1935-03-19 | 0 | 0
|  |  |  | 1935-03-20 | 0 | 0
|  |  |  | 1935-03-21 | 0.81 | 0.81
|  |  |  | 1935-03-22 | 0.39 | 0.39
|  |  |  | 1935-03-23 | 0 | 0
|  |  |  | 1935-03-24 | 0 | 0
|  |  |  | 1935-03-25 | 0 | 0
|  |  |  | 1935-03-26 | 0 | 0
|  |  |  | 1935-03-27 | 0 | 0
|  |  |  | 1935-03-28 | 0 | 0
|  |  |  | 1935-03-29 | 0 | 0
|  |  |  | 1935-03-30 | 0 | 0
|  |  |  | 1935-03-31 | 0 | 0
|  |  |  | 1935-04-01 | 0 | 0
|  |  |  | 1935-04-02 | 0 | 0
|  |  |  | 1935-04-03 | 0 | 0
|  |  |  | 1935-04-04 | 0 | 0
|  |  |  | 1935-04-05 | 0.03 | 0.03
|  |  |  | 1935-04-06 | 0 | 0
|  |  |  | 1935-04-07 | 0 | 0
|  |  |  | 1935-04-08 | 0 | 0
|  |  |  | 1935-04-09 | 0 | 0
|  |  |  | 1935-04-10 | 0 | 0
|  |  |  | 1935-04-11 | 0 | 0
|  |  |  | 1935-04-12 | 0 | 0
|  |  |  | 1935-04-13 | 0 | 0
|  |  |  | 1935-04-14 | 0 | 0
|  |  |  | 1935-04-15 | 0 | 0
|  |  |  | 1935-04-16 | 0 | 0
|  |  |  | 1935-04-17 | 0 | 0
|  |  |  | 1935-04-18 | 0.09 | 0.09
|  |  |  | 1935-04-19 | 0 | 0
|  |  |  | 1935-04-20 | 0 | 0
|  |  |  | 1935-04-21 | 0 | 0
|  |  |  | 1935-04-22 | 0 | 0
|  |  |  | 1935-04-23 | 0.48 | 0.48
|  |  |  | 1935-04-24 | 0 | 0
|  |  |  | 1935-04-25 | 0.6 | 0.6
|  |  |  | 1935-04-26 | 0 | 0
|  |  |  | 1935-04-27 | 0 | 0
|  |  |  | 1935-04-28 | 0.09 | 0.09
|  |  |  | 1935-04-29 | 0 | 0
|  |  |  | 1935-04-30 | 0 | 0
|  |  |  | 1935-05-01 | 0 | 0
|  |  |  | 1935-05-02 | 0 | 0
|  |  |  | 1935-05-03 | 0 | 0
|  |  |  | 1935-05-04 | 2.13 | 2.13
|  |  |  | 1935-05-05 | 0.01 | 0.01
|  |  |  | 1935-05-06 | 0 | 0
|  |  |  | 1935-05-07 | 0 | 0
|  |  |  | 1935-05-08 | 0 | 0
|  |  |  | 1935-05-09 | 0 | 0
|  |  |  | 1935-05-10 | 0.01 | 0.01
|  |  |  | 1935-05-11 | 0 | 0
|  |  |  | 1935-05-12 | 0 | 0
|  |  |  | 1935-05-13 | 0.95 | 0.95
|  |  |  | 1935-05-14 | 0.22 | 0.22
|  |  |  | 1935-05-15 | 1.41 | 1.41
|  |  |  | 1935-05-16 | 0 | 0
|  |  |  | 1935-05-17 | 0.48 | 0.48
|  |  |  | 1935-05-18 | 0.81 | 0.81
|  |  |  | 1935-05-19 | 0 | 0
|  |  |  | 1935-05-20 | 0 | 0
|  |  |  | 1935-05-21 | 0 | 0
|  |  |  | 1935-05-22 | 0 | 0
|  |  |  | 1935-05-23 | 0.05 | 0.05
|  |  |  | 1935-05-24 | 0 | 0
|  |  |  | 1935-05-25 | 0 | 0
|  |  |  | 1935-05-26 | 0 | 0
|  |  |  | 1935-05-27 | 0 | 0
|  |  |  | 1935-05-28 | 0 | 0
|  |  |  | 1935-05-29 | 0 | 0
|  |  |  | 1935-05-30 | 0 | 0
|  |  |  | 1935-05-31 | 0.38 | 0.38
|  |  |  | 1935-06-01 | 0.44 | 0.44
|  |  |  | 1935-06-02 | 0 | 0
|  |  |  | 1935-06-03 | 0.14 | 0.14
|  |  |  | 1935-06-04 | 0 | 0
|  |  |  | 1935-06-05 | 0 | 0
|  |  |  | 1935-06-06 | 0 | 0
|  |  |  | 1935-06-07 | 0 | 0
|  |  |  | 1935-06-08 | 0 | 0
|  |  |  | 1935-06-09 | 0 | 0
|  |  |  | 1935-06-10 | 0 | 0
|  |  |  | 1935-06-11 | 0 | 0
|  |  |  | 1935-06-12 | 0.53 | 0.53
|  |  |  | 1935-06-13 | 2.47 | 2.47
|  |  |  | 1935-06-14 | 0 | 0
|  |  |  | 1935-06-15 | 1.54 | 1.54
|  |  |  | 1935-06-16 | 0 | 0
|  |  |  | 1935-06-17 | 0 | 0
|  |  |  | 1935-06-18 | 0 | 0
|  |  |  | 1935-06-19 | 0 | 0
|  |  |  | 1935-06-20 | 0 | 0
|  |  |  | 1935-06-21 | 0 | 0
|  |  |  | 1935-06-22 | 0 | 0
|  |  |  | 1935-06-23 | 0 | 0
|  |  |  | 1935-06-24 | 0 | 0
|  |  |  | 1935-06-25 | 0 | 0
|  |  |  | 1935-06-26 | 0.2 | 0.2
|  |  |  | 1935-06-27 | 0 | 0
|  |  |  | 1935-06-28 | 0 | 0
|  |  |  | 1935-06-29 | 0.74 | 0.74
|  |  |  | 1935-06-30 | 0.51 | 0.51
|  |  |  | 1935-07-01 | 0 | 0
|  |  |  | 1935-07-02 | 0 | 0
|  |  |  | 1935-07-03 | 0 | 0
|  |  |  | 1935-07-04 | 0 | 0
|  |  |  | 1935-07-05 | 0 | 0
|  |  |  | 1935-07-06 | 0 | 0
|  |  |  | 1935-07-07 | 0 | 0
|  |  |  | 1935-07-08 | 0 | 0
|  |  |  | 1935-07-09 | 0 | 0
|  |  |  | 1935-07-10 | 0 | 0
|  |  |  | 1935-07-11 | 0 | 0
|  |  |  | 1935-07-12 | 0 | 0
|  |  |  | 1935-07-13 | 0.98 | 0.98
|  |  |  | 1935-07-14 | 0 | 0
|  |  |  | 1935-07-15 | 0 | 0
|  |  |  | 1935-07-16 | 0 | 0
|  |  |  | 1935-07-17 | 0.01 | 0.01
|  |  |  | 1935-07-18 | 0 | 0
|  |  |  | 1935-07-19 | 0.18 | 0.18
|  |  |  | 1935-07-20 | 0 | 0
|  |  |  | 1935-07-21 | 0 | 0
|  |  |  | 1935-07-22 | 0.01 | 0.01
|  |  |  | 1935-07-23 | 0.57 | 0.57
|  |  |  | 1935-07-24 | 0 | 0
|  |  |  | 1935-07-25 | 0 | 0
|  |  |  | 1935-07-26 | 0 | 0
|  |  |  | 1935-07-27 | 0 | 0
|  |  |  | 1935-07-28 | 0 | 0
|  |  |  | 1935-07-29 | 0 | 0
|  |  |  | 1935-07-30 | 0 | 0
|  |  |  | 1935-07-31 | 0 | 0
|  |  |  | 1935-08-01 | 0 | 0
|  |  |  | 1935-08-02 | 0 | 0
|  |  |  | 1935-08-03 | 0 | 0
|  |  |  | 1935-08-04 | 0 | 0
|  |  |  | 1935-08-05 | 0 | 0
|  |  |  | 1935-08-06 | 0 | 0
|  |  |  | 1935-08-07 | 0 | 0
|  |  |  | 1935-08-08 | 0 | 0
|  |  |  | 1935-08-09 | 0 | 0
|  |  |  | 1935-08-10 | 0 | 0
|  |  |  | 1935-08-11 | 0 | 0
|  |  |  | 1935-08-12 | 0 | 0
|  |  |  | 1935-08-13 | 0.34 | 0.34
|  |  |  | 1935-08-14 | 0 | 0
|  |  |  | 1935-08-15 | 0 | 0
|  |  |  | 1935-08-16 | 0 | 0
|  |  |  | 1935-08-17 | 0 | 0
|  |  |  | 1935-08-18 | 0 | 0
|  |  |  | 1935-08-19 | 0 | 0
|  |  |  | 1935-08-20 | 0 | 0
|  |  |  | 1935-08-21 | 0 | 0
|  |  |  | 1935-08-22 | 0 | 0
|  |  |  | 1935-08-23 | 0 | 0
|  |  |  | 1935-08-24 | 0 | 0
|  |  |  | 1935-08-25 | 0 | 0
|  |  |  | 1935-08-26 | 0 | 0
|  |  |  | 1935-08-27 | 0.32 | 0.32
|  |  |  | 1935-08-28 | 0 | 0
|  |  |  | 1935-08-29 | 0.3 | 0.3
|  |  |  | 1935-08-30 | 0 | 0
|  |  |  | 1935-08-31 | 0 | 0
|  |  |  | 1935-09-01 | 0.01 | 0.01
|  |  |  | 1935-09-02 | 1.11 | 1.11
|  |  |  | 1935-09-03 | 0.02 | 0.02
|  |  |  | 1935-09-04 | 0 | 0
|  |  |  | 1935-09-05 | 0 | 0
|  |  |  | 1935-09-06 | 0.07 | 0.07
|  |  |  | 1935-09-07 | 0.01 | 0.01
|  |  |  | 1935-09-08 | 0.55 | 0.55
|  |  |  | 1935-09-09 | 0.01 | 0.01
|  |  |  | 1935-09-10 | 0 | 0
|  |  |  | 1935-09-11 | 0 | 0
|  |  |  | 1935-09-12 | 0 | 0
|  |  |  | 1935-09-13 | 0 | 0
|  |  |  | 1935-09-14 | 0 | 0
|  |  |  | 1935-09-15 | 0 | 0
|  |  |  | 1935-09-16 | 0 | 0
|  |  |  | 1935-09-17 | 0 | 0
|  |  |  | 1935-09-18 | 0 | 0
|  |  |  | 1935-09-19 | 0 | 0
|  |  |  | 1935-09-20 | 0 | 0
|  |  |  | 1935-09-21 | 0 | 0
|  |  |  | 1935-09-22 | 0 | 0
|  |  |  | 1935-09-23 | 0 | 0
|  |  |  | 1935-09-24 | 0.14 | 0.14
|  |  |  | 1935-09-25 | 0.29 | 0.29
|  |  |  | 1935-09-26 | 0.01 | 0.01
|  |  |  | 1935-09-27 | 0 | 0
|  |  |  | 1935-09-28 | 0 | 0
|  |  |  | 1935-09-29 | 0 | 0
|  |  |  | 1935-09-30 | 0 | 0
|  |  |  | 1935-10-01 | 0 | 0
|  |  |  | 1935-10-02 | 0 | 0
|  |  |  | 1935-10-03 | 0 | 0
|  |  |  | 1935-10-04 | 0 | 0
|  |  |  | 1935-10-05 | 0 | 0
|  |  |  | 1935-10-06 | 0 | 0
|  |  |  | 1935-10-07 | 0 | 0
|  |  |  | 1935-10-08 | 0 | 0
|  |  |  | 1935-10-09 | 0.37 | 0.37
|  |  |  | 1935-10-10 | 0.64 | 0.64
|  |  |  | 1935-10-11 | 0 | 0
|  |  |  | 1935-10-12 | 0 | 0
|  |  |  | 1935-10-13 | 0 | 0
|  |  |  | 1935-10-14 | 0 | 0
|  |  |  | 1935-10-15 | 0 | 0
|  |  |  | 1935-10-16 | 0 | 0
|  |  |  | 1935-10-17 | 0 | 0
|  |  |  | 1935-10-18 | 0 | 0
|  |  |  | 1935-10-19 | 0 | 0
|  |  |  | 1935-10-20 | 0.03 | 0.03
|  |  |  | 1935-10-21 | 0 | 0
|  |  |  | 1935-10-22 | 0 | 0
|  |  |  | 1935-10-23 | 0.13 | 0.13
|  |  |  | 1935-10-24 | 0.81 | 0.81
|  |  |  | 1935-10-25 | 1.37 | 1.37
|  |  |  | 1935-10-26 | 0.25 | 0.25
|  |  |  | 1935-10-27 | 0.01 | 0.01
|  |  |  | 1935-10-28 | 0 | 0
|  |  |  | 1935-10-29 | 0 | 0
|  |  |  | 1935-10-30 | 0 | 0
|  |  |  | 1935-10-31 | 0 | 0
|  |  |  | 1935-11-01 | 0.07 | 0.07
|  |  |  | 1935-11-02 | 0 | 0
|  |  |  | 1935-11-03 | 0 | 0
|  |  |  | 1935-11-04 | 0.1 | 0.1
|  |  |  | 1935-11-05 | 0 | 0
|  |  |  | 1935-11-06 | 0.06 | 0.06
|  |  |  | 1935-11-07 | 0 | 0
|  |  |  | 1935-11-08 | 0 | 0
|  |  |  | 1935-11-09 | 0.56 | 0.56
|  |  |  | 1935-11-10 | 0 | 0
|  |  |  | 1935-11-11 | 0 | 0
|  |  |  | 1935-11-12 | 0 | 0
|  |  |  | 1935-11-13 | 0 | 0
|  |  |  | 1935-11-14 | 0 | 0
|  |  |  | 1935-11-15 | 0.2 | 0.2
|  |  |  | 1935-11-16 | 0 | 0
|  |  |  | 1935-11-17 | 0 | 0
|  |  |  | 1935-11-18 | 0 | 0
|  |  |  | 1935-11-19 | 0 | 0
|  |  |  | 1935-11-20 | 0 | 0
|  |  |  | 1935-11-21 | 0 | 0
|  |  |  | 1935-11-22 | 0 | 0
|  |  |  | 1935-11-23 | 0 | 0
|  |  |  | 1935-11-24 | 0.01 | 0.01
|  |  |  | 1935-11-25 | 0.08 | 0.08
|  |  |  | 1935-11-26 | 0.29 | 0.29
|  |  |  | 1935-11-27 | 0 | 0
|  |  |  | 1935-11-28 | 0 | 0
|  |  |  | 1935-11-29 | 0 | 0
|  |  |  | 1935-11-30 | 0 | 0
|  |  |  | 1935-12-01 | 0 | 0
|  |  |  | 1935-12-02 | 0 | 0
|  |  |  | 1935-12-03 | 0 | 0
|  |  |  | 1935-12-04 | 0 | 0
|  |  |  | 1935-12-05 | 0.62 | 0.62
|  |  |  | 1935-12-06 | 0.19 | 0.19
|  |  |  | 1935-12-07 | 0 | 0
|  |  |  | 1935-12-08 | 0 | 0
|  |  |  | 1935-12-09 | 0 | 0
|  |  |  | 1935-12-10 | 0 | 0
|  |  |  | 1935-12-11 | 0 | 0
|  |  |  | 1935-12-12 | 0 | 0
|  |  |  | 1935-12-13 | 0 | 0
|  |  |  | 1935-12-14 | 0 | 0
|  |  |  | 1935-12-15 | 0 | 0
|  |  |  | 1935-12-16 | 0 | 0
|  |  |  | 1935-12-17 | 0 | 0
|  |  |  | 1935-12-18 | 0 | 0
|  |  |  | 1935-12-19 | 0 | 0
|  |  |  | 1935-12-20 | 0 | 0
|  |  |  | 1935-12-21 | 0.12 | 0.12
|  |  |  | 1935-12-22 | 0 | 0
|  |  |  | 1935-12-23 | 0 | 0
|  |  |  | 1935-12-24 | 0 | 0
|  |  |  | 1935-12-25 | 0 | 0
|  |  |  | 1935-12-26 | 0 | 0
|  |  |  | 1935-12-27 | 0 | 0
|  |  |  | 1935-12-28 | 0 | 0
|  |  |  | 1935-12-29 | 0 | 0
|  |  |  | 1935-12-30 | 0 | 0
|  |  |  | 1935-12-31 | 0.03 | 0.03
|  |  |  | 1936-01-01 | 0 | 0
|  |  |  | 1936-01-02 | 0.21 | 0.21
|  |  |  | 1936-01-03 | 0 | 0
|  |  |  | 1936-01-04 | 0 | 0
|  |  |  | 1936-01-05 | 0 | 0
|  |  |  | 1936-01-06 | 0 | 0
|  |  |  | 1936-01-07 | 0 | 0
|  |  |  | 1936-01-08 | 0 | 0
|  |  |  | 1936-01-09 | 0 | 0
|  |  |  | 1936-01-10 | 0 | 0
|  |  |  | 1936-01-11 | 0 | 0
|  |  |  | 1936-01-12 | 0 | 0
|  |  |  | 1936-01-13 | 0 | 0
|  |  |  | 1936-01-14 | 0 | 0
|  |  |  | 1936-01-15 | 0 | 0
|  |  |  | 1936-01-16 | 0 | 0
|  |  |  | 1936-01-17 | 0 | 0
|  |  |  | 1936-01-18 | 0.3 | 0.3
|  |  |  | 1936-01-19 | 0 | 0
|  |  |  | 1936-01-20 | 0 | 0
|  |  |  | 1936-01-21 | 0 | 0
|  |  |  | 1936-01-22 | 0 | 0
|  |  |  | 1936-01-23 | 0 | 0
|  |  |  | 1936-01-24 | 0 | 0
|  |  |  | 1936-01-25 | 0 | 0
|  |  |  | 1936-01-26 | 0 | 0
|  |  |  | 1936-01-27 | 0 | 0
|  |  |  | 1936-01-28 | 0 | 0
|  |  |  | 1936-01-29 | 0.13 | 0.13
|  |  |  | 1936-01-30 | 0.1 | 0.1
|  |  |  | 1936-01-31 | 0 | 0
|  |  |  | 1936-02-01 | 0 | 0
|  |  |  | 1936-02-02 | 0 | 0
|  |  |  | 1936-02-03 | 0 | 0
|  |  |  | 1936-02-04 | 0 | 0
|  |  |  | 1936-02-05 | 0 | 0
|  |  |  | 1936-02-06 | 0 | 0
|  |  |  | 1936-02-07 | 0 | 0
|  |  |  | 1936-02-08 | 0 | 0
|  |  |  | 1936-02-09 | 0 | 0
|  |  |  | 1936-02-10 | 0 | 0
|  |  |  | 1936-02-11 | 0 | 0
|  |  |  | 1936-02-12 | 0 | 0
|  |  |  | 1936-02-13 | 0 | 0
|  |  |  | 1936-02-14 | 0 | 0
|  |  |  | 1936-02-15 | 0 | 0
|  |  |  | 1936-02-16 | 0.03 | 0.03
|  |  |  | 1936-02-17 | 0 | 0
|  |  |  | 1936-02-18 | 0 | 0
|  |  |  | 1936-02-19 | 0 | 0
|  |  |  | 1936-02-20 | 0 | 0
|  |  |  | 1936-02-21 | 0 | 0
|  |  |  | 1936-02-22 | 0 | 0
|  |  |  | 1936-02-23 | 0 | 0
|  |  |  | 1936-02-24 | 0 | 0
|  |  |  | 1936-02-25 | 0 | 0
|  |  |  | 1936-02-26 | 0.06 | 0.06
|  |  |  | 1936-02-27 | 0 | 0
|  |  |  | 1936-02-28 | 0 | 0
|  |  |  | 1936-02-29 | 0 | 0
|  |  |  | 1936-03-01 | 0 | 0
|  |  |  | 1936-03-02 | 0.06 | 0.06
|  |  |  | 1936-03-03 | 0 | 0
|  |  |  | 1936-03-04 | 0.01 | 0.01
|  |  |  | 1936-03-05 | 0 | 0
|  |  |  | 1936-03-06 | 0 | 0
|  |  |  | 1936-03-07 | 0.02 | 0.02
|  |  |  | 1936-03-08 | 0 | 0
|  |  |  | 1936-03-09 | 0 | 0
|  |  |  | 1936-03-10 | 0 | 0
|  |  |  | 1936-03-11 | 0 | 0
|  |  |  | 1936-03-12 | 0 | 0
|  |  |  | 1936-03-13 | 0 | 0
|  |  |  | 1936-03-14 | 0 | 0
|  |  |  | 1936-03-15 | 0 | 0
|  |  |  | 1936-03-16 | 0 | 0
|  |  |  | 1936-03-17 | 0 | 0
|  |  |  | 1936-03-18 | 0 | 0
|  |  |  | 1936-03-19 | 0 | 0
|  |  |  | 1936-03-20 | 0 | 0
|  |  |  | 1936-03-21 | 0 | 0
|  |  |  | 1936-03-22 | 0 | 0
|  |  |  | 1936-03-23 | 0 | 0
|  |  |  | 1936-03-24 | 0 | 0
|  |  |  | 1936-03-25 | 0 | 0
|  |  |  | 1936-03-26 | 0 | 0
|  |  |  | 1936-03-27 | 0 | 0
|  |  |  | 1936-03-28 | 0 | 0
|  |  |  | 1936-03-29 | 0 | 0
|  |  |  | 1936-03-30 | 0 | 0
|  |  |  | 1936-03-31 | 0 | 0
|  |  |  | 1936-04-01 | 0 | 0
|  |  |  | 1936-04-02 | 0 | 0
|  |  |  | 1936-04-03 | 0 | 0
|  |  |  | 1936-04-04 | 0 | 0
|  |  |  | 1936-04-05 | 0 | 0
|  |  |  | 1936-04-06 | 0 | 0
|  |  |  | 1936-04-07 | 0 | 0
|  |  |  | 1936-04-08 | 0 | 0
|  |  |  | 1936-04-09 | 0 | 0
|  |  |  | 1936-04-10 | 0 | 0
|  |  |  | 1936-04-11 | 0 | 0
|  |  |  | 1936-04-12 | 0 | 0
|  |  |  | 1936-04-13 | 0 | 0
|  |  |  | 1936-04-14 | 0 | 0
|  |  |  | 1936-04-15 | 0 | 0
|  |  |  | 1936-04-16 | 0.09 | 0.09
|  |  |  | 1936-04-17 | 0 | 0
|  |  |  | 1936-04-18 | 0 | 0
|  |  |  | 1936-04-19 | 0 | 0
|  |  |  | 1936-04-20 | 0 | 0
|  |  |  | 1936-04-21 | 0.24 | 0.24
|  |  |  | 1936-04-22 | 0.07 | 0.07
|  |  |  | 1936-04-23 | 0 | 0
|  |  |  | 1936-04-24 | 0 | 0
|  |  |  | 1936-04-25 | 0 | 0
|  |  |  | 1936-04-26 | 0 | 0
|  |  |  | 1936-04-27 | 0.98 | 0.98
|  |  |  | 1936-04-28 | 0.16 | 0.16
|  |  |  | 1936-04-29 | 0 | 0
|  |  |  | 1936-04-30 | 0 | 0
|  |  |  | 1936-05-01 | 0 | 0
|  |  |  | 1936-05-02 | 0 | 0
|  |  |  | 1936-05-03 | 0.53 | 0.53
|  |  |  | 1936-05-04 | 0.24 | 0.24
|  |  |  | 1936-05-05 | 0 | 0
|  |  |  | 1936-05-06 | 0 | 0
|  |  |  | 1936-05-07 | 0 | 0
|  |  |  | 1936-05-08 | 0.69 | 0.69
|  |  |  | 1936-05-09 | 0 | 0
|  |  |  | 1936-05-10 | 0 | 0
|  |  |  | 1936-05-11 | 0 | 0
|  |  |  | 1936-05-12 | 0 | 0
|  |  |  | 1936-05-13 | 0 | 0
|  |  |  | 1936-05-14 | 0 | 0
|  |  |  | 1936-05-15 | 0 | 0
|  |  |  | 1936-05-16 | 0 | 0
|  |  |  | 1936-05-17 | 0 | 0
|  |  |  | 1936-05-18 | 0 | 0
|  |  |  | 1936-05-19 | 0 | 0
|  |  |  | 1936-05-20 | 0 | 0
|  |  |  | 1936-05-21 | 0 | 0
|  |  |  | 1936-05-22 | 0.16 | 0.16
|  |  |  | 1936-05-23 | 0.51 | 0.51
|  |  |  | 1936-05-24 | 0.93 | 0.93
|  |  |  | 1936-05-25 | 0 | 0
|  |  |  | 1936-05-26 | 0 | 0
|  |  |  | 1936-05-27 | 0.98 | 0.98
|  |  |  | 1936-05-28 | 0.18 | 0.18
|  |  |  | 1936-05-29 | 0 | 0
|  |  |  | 1936-05-30 | 0 | 0
|  |  |  | 1936-05-31 | 0 | 0
|  |  |  | 1936-06-01 | 0 | 0
|  |  |  | 1936-06-02 | 0 | 0
|  |  |  | 1936-06-03 | 0 | 0
|  |  |  | 1936-06-04 | 0 | 0
|  |  |  | 1936-06-05 | 0 | 0
|  |  |  | 1936-06-06 | 0.02 | 0.02
|  |  |  | 1936-06-07 | 0.4 | 0.4
|  |  |  | 1936-06-08 | 0 | 0
|  |  |  | 1936-06-09 | 0 | 0
|  |  |  | 1936-06-10 | 0 | 0
|  |  |  | 1936-06-11 | 0 | 0
|  |  |  | 1936-06-12 | 0 | 0
|  |  |  | 1936-06-13 | 0 | 0
|  |  |  | 1936-06-14 | 0 | 0
|  |  |  | 1936-06-15 | 0 | 0
|  |  |  | 1936-06-16 | 0 | 0
|  |  |  | 1936-06-17 | 0 | 0
|  |  |  | 1936-06-18 | 0 | 0
|  |  |  | 1936-06-19 | 0 | 0
|  |  |  | 1936-06-20 | 0 | 0
|  |  |  | 1936-06-21 | 0 | 0
|  |  |  | 1936-06-22 | 0 | 0
|  |  |  | 1936-06-23 | 0.2 | 0.2
|  |  |  | 1936-06-24 | 0 | 0
|  |  |  | 1936-06-25 | 0 | 0
|  |  |  | 1936-06-26 | 0 | 0
|  |  |  | 1936-06-27 | 0 | 0
|  |  |  | 1936-06-28 | 0 | 0
|  |  |  | 1936-06-29 | 0 | 0
|  |  |  | 1936-06-30 | 0 | 0
|  |  |  | 1936-07-01 | 0 | 0
|  |  |  | 1936-07-02 | 0 | 0
|  |  |  | 1936-07-03 | 0 | 0
|  |  |  | 1936-07-04 | 0 | 0
|  |  |  | 1936-07-05 | 0.62 | 0.62
|  |  |  | 1936-07-06 | 0 | 0
|  |  |  | 1936-07-07 | 0 | 0
|  |  |  | 1936-07-08 | 0 | 0
|  |  |  | 1936-07-09 | 0 | 0
|  |  |  | 1936-07-10 | 0 | 0
|  |  |  | 1936-07-11 | 0 | 0
|  |  |  | 1936-07-12 | 0 | 0
|  |  |  | 1936-07-13 | 0 | 0
|  |  |  | 1936-07-14 | 0 | 0
|  |  |  | 1936-07-15 | 0 | 0
|  |  |  | 1936-07-16 | 0 | 0
|  |  |  | 1936-07-17 | 0 | 0
|  |  |  | 1936-07-18 | 0 | 0
|  |  |  | 1936-07-19 | 0 | 0
|  |  |  | 1936-07-20 | 0 | 0
|  |  |  | 1936-07-21 | 0 | 0
|  |  |  | 1936-07-22 | 0 | 0
|  |  |  | 1936-07-23 | 0 | 0
|  |  |  | 1936-07-24 | 0 | 0
|  |  |  | 1936-07-25 | 0 | 0
|  |  |  | 1936-07-26 | 0 | 0
|  |  |  | 1936-07-27 | 0 | 0
|  |  |  | 1936-07-28 | 0 | 0
|  |  |  | 1936-07-29 | 0 | 0
|  |  |  | 1936-07-30 | 0 | 0
|  |  |  | 1936-07-31 | 0 | 0
|  |  |  | 1936-08-01 | 0 | 0
|  |  |  | 1936-08-02 | 0 | 0
|  |  |  | 1936-08-03 | 0 | 0
|  |  |  | 1936-08-04 | 0 | 0
|  |  |  | 1936-08-05 | 0 | 0
|  |  |  | 1936-08-06 | 0 | 0
|  |  |  | 1936-08-07 | 0 | 0
|  |  |  | 1936-08-08 | 0 | 0
|  |  |  | 1936-08-09 | 0 | 0
|  |  |  | 1936-08-10 | 0 | 0
|  |  |  | 1936-08-11 | 0 | 0
|  |  |  | 1936-08-12 | 0 | 0
|  |  |  | 1936-08-13 | 0 | 0
|  |  |  | 1936-08-14 | 0 | 0
|  |  |  | 1936-08-15 | 0 | 0
|  |  |  | 1936-08-16 | 0 | 0
|  |  |  | 1936-08-17 | 0 | 0
|  |  |  | 1936-08-18 | 0 | 0
|  |  |  | 1936-08-19 | 0 | 0
|  |  |  | 1936-08-20 | 0 | 0
|  |  |  | 1936-08-21 | 0 | 0
|  |  |  | 1936-08-22 | 0 | 0
|  |  |  | 1936-08-23 | 0 | 0
|  |  |  | 1936-08-24 | 0 | 0
|  |  |  | 1936-08-25 | 0 | 0
|  |  |  | 1936-08-26 | 0 | 0
|  |  |  | 1936-08-27 | 0 | 0
|  |  |  | 1936-08-28 | 0 | 0
|  |  |  | 1936-08-29 | 0 | 0
|  |  |  | 1936-08-30 | 0 | 0
|  |  |  | 1936-08-31 | 0 | 0
|  |  |  | 1936-09-01 | 0 | 0
|  |  |  | 1936-09-02 | 0 | 0
|  |  |  | 1936-09-03 | 0.19 | 0.19
|  |  |  | 1936-09-04 | 0 | 0
|  |  |  | 1936-09-05 | 0 | 0
|  |  |  | 1936-09-06 | 0 | 0
|  |  |  | 1936-09-07 | 0.11 | 0.11
|  |  |  | 1936-09-08 | 0 | 0
|  |  |  | 1936-09-09 | 0 | 0
|  |  |  | 1936-09-10 | 0 | 0
|  |  |  | 1936-09-11 | 0 | 0
|  |  |  | 1936-09-12 | 0 | 0
|  |  |  | 1936-09-13 | 0 | 0
|  |  |  | 1936-09-14 | 0 | 0
|  |  |  | 1936-09-15 | 0.42 | 0.42
|  |  |  | 1936-09-16 | 2.2 | 2.2
|  |  |  | 1936-09-17 | 2.17 | 2.17
|  |  |  | 1936-09-18 | 0.05 | 0.05
|  |  |  | 1936-09-19 | 0 | 0
|  |  |  | 1936-09-20 | 0 | 0
|  |  |  | 1936-09-21 | 0.58 | 0.58
|  |  |  | 1936-09-22 | 0.96 | 0.96
|  |  |  | 1936-09-23 | 0 | 0
|  |  |  | 1936-09-24 | 0.31 | 0.31
|  |  |  | 1936-09-25 | 0 | 0
|  |  |  | 1936-09-26 | 1.51 | 1.51
|  |  |  | 1936-09-27 | 1.43 | 1.43
|  |  |  | 1936-09-28 | 0 | 0
|  |  |  | 1936-09-29 | 0 | 0
|  |  |  | 1936-09-30 | 0 | 0
|  |  |  | 1936-10-01 | 0 | 0
|  |  |  | 1936-10-02 | 0 | 0
|  |  |  | 1936-10-03 | 0 | 0
|  |  |  | 1936-10-04 | 0 | 0
|  |  |  | 1936-10-05 | 0 | 0
|  |  |  | 1936-10-06 | 0 | 0
|  |  |  | 1936-10-07 | 0.03 | 0.03
|  |  |  | 1936-10-08 | 0.13 | 0.13
|  |  |  | 1936-10-09 | 0 | 0
|  |  |  | 1936-10-10 | 0 | 0
|  |  |  | 1936-10-11 | 0 | 0
|  |  |  | 1936-10-12 | 0 | 0
|  |  |  | 1936-10-13 | 0 | 0
|  |  |  | 1936-10-14 | 0 | 0
|  |  |  | 1936-10-15 | 0 | 0
|  |  |  | 1936-10-16 | 0 | 0
|  |  |  | 1936-10-17 | 0 | 0
|  |  |  | 1936-10-18 | 0 | 0
|  |  |  | 1936-10-19 | 0 | 0
|  |  |  | 1936-10-20 | 0 | 0
|  |  |  | 1936-10-21 | 0 | 0
|  |  |  | 1936-10-22 | 1.12 | 1.12
|  |  |  | 1936-10-23 | 0.28 | 0.28
|  |  |  | 1936-10-24 | 0 | 0
|  |  |  | 1936-10-25 | 0.21 | 0.21
|  |  |  | 1936-10-26 | 0.05 | 0.05
|  |  |  | 1936-10-27 | 0 | 0
|  |  |  | 1936-10-28 | 0 | 0
|  |  |  | 1936-10-29 | 0 | 0
|  |  |  | 1936-10-30 | 0 | 0
|  |  |  | 1936-10-31 | 0 | 0
|  |  |  | 1936-11-01 | 0 | 0
|  |  |  | 1936-11-02 | 0 | 0
|  |  |  | 1936-11-03 | 0 | 0
|  |  |  | 1936-11-04 | 0 | 0
|  |  |  | 1936-11-05 | 0 | 0
|  |  |  | 1936-11-06 | 0 | 0
|  |  |  | 1936-11-07 | 0 | 0
|  |  |  | 1936-11-08 | 0 | 0
|  |  |  | 1936-11-09 | 0.1 | 0.1
|  |  |  | 1936-11-10 | 0 | 0
|  |  |  | 1936-11-11 | 0 | 0
|  |  |  | 1936-11-12 | 0 | 0
|  |  |  | 1936-11-13 | 0 | 0
|  |  |  | 1936-11-14 | 0 | 0
|  |  |  | 1936-11-15 | 0 | 0
|  |  |  | 1936-11-16 | 0 | 0
|  |  |  | 1936-11-17 | 0 | 0
|  |  |  | 1936-11-18 | 0 | 0
|  |  |  | 1936-11-19 | 0 | 0
|  |  |  | 1936-11-20 | 0 | 0
|  |  |  | 1936-11-21 | 0 | 0
|  |  |  | 1936-11-22 | 0 | 0
|  |  |  | 1936-11-23 | 0.03 | 0.03
|  |  |  | 1936-11-24 | 0 | 0
|  |  |  | 1936-11-25 | 0 | 0
|  |  |  | 1936-11-26 | 0 | 0
|  |  |  | 1936-11-27 | 0 | 0
|  |  |  | 1936-11-28 | 0 | 0
|  |  |  | 1936-11-29 | 0 | 0
|  |  |  | 1936-11-30 | 0.03 | 0.03
|  |  |  | 1936-12-01 | 0.05 | 0.05
|  |  |  | 1936-12-02 | 0.22 | 0.22
|  |  |  | 1936-12-03 | 0 | 0
|  |  |  | 1936-12-04 | 0 | 0
|  |  |  | 1936-12-05 | 0.1 | 0.1
|  |  |  | 1936-12-06 | 0 | 0
|  |  |  | 1936-12-07 | 0 | 0
|  |  |  | 1936-12-08 | 0 | 0
|  |  |  | 1936-12-09 | 0 | 0
|  |  |  | 1936-12-10 | 0 | 0
|  |  |  | 1936-12-11 | 0 | 0
|  |  |  | 1936-12-12 | 0 | 0
|  |  |  | 1936-12-13 | 0 | 0
|  |  |  | 1936-12-14 | 0 | 0
|  |  |  | 1936-12-15 | 0 | 0
|  |  |  | 1936-12-16 | 0 | 0
|  |  |  | 1936-12-17 | 0 | 0
|  |  |  | 1936-12-18 | 0 | 0
|  |  |  | 1936-12-19 | 0 | 0
|  |  |  | 1936-12-20 | 0 | 0
|  |  |  | 1936-12-21 | 0 | 0
|  |  |  | 1936-12-22 | 0 | 0
|  |  |  | 1936-12-23 | 0 | 0
|  |  |  | 1936-12-24 | 0 | 0
|  |  |  | 1936-12-25 | 0 | 0
|  |  |  | 1936-12-26 | 0.12 | 0.12
|  |  |  | 1936-12-27 | 0.01 | 0.01
|  |  |  | 1936-12-28 | 0 | 0
|  |  |  | 1936-12-29 | 0 | 0
|  |  |  | 1936-12-30 | 0.02 | 0.02
|  |  |  | 1936-12-31 | 0 | 0
|  |  |  | 1937-01-01 | 0.02 | 0.02
|  |  |  | 1937-01-02 | 0 | 0
|  |  |  | 1937-01-03 | 0 | 0
|  |  |  | 1937-01-04 | 0 | 0
|  |  |  | 1937-01-05 | 0 | 0
|  |  |  | 1937-01-06 | 0 | 0
|  |  |  | 1937-01-07 | 0.01 | 0.01
|  |  |  | 1937-01-08 | 0.01 | 0.01
|  |  |  | 1937-01-09 | 0 | 0
|  |  |  | 1937-01-10 | 0 | 0
|  |  |  | 1937-01-11 | 0 | 0
|  |  |  | 1937-01-12 | 0 | 0
|  |  |  | 1937-01-13 | 0 | 0
|  |  |  | 1937-01-14 | 0.12 | 0.12
|  |  |  | 1937-01-15 | 0 | 0
|  |  |  | 1937-01-16 | 0 | 0
|  |  |  | 1937-01-17 | 0 | 0
|  |  |  | 1937-01-18 | 0 | 0
|  |  |  | 1937-01-19 | 0 | 0
|  |  |  | 1937-01-20 | 0 | 0
|  |  |  | 1937-01-21 | 0 | 0
|  |  |  | 1937-01-22 | 0.18 | 0.18
|  |  |  | 1937-01-23 | 0 | 0
|  |  |  | 1937-01-24 | 0 | 0
|  |  |  | 1937-01-25 | 0 | 0
|  |  |  | 1937-01-26 | 0 | 0
|  |  |  | 1937-01-27 | 0 | 0
|  |  |  | 1937-01-28 | 0 | 0
|  |  |  | 1937-01-29 | 0 | 0
|  |  |  | 1937-01-30 | 0.01 | 0.01
|  |  |  | 1937-01-31 | 0.05 | 0.05
|  |  |  | 1937-02-01 | 0.02 | 0.02
|  |  |  | 1937-02-02 | 0 | 0
|  |  |  | 1937-02-03 | 0 | 0
|  |  |  | 1937-02-04 | 0 | 0
|  |  |  | 1937-02-05 | 0 | 0
|  |  |  | 1937-02-06 | 0 | 0
|  |  |  | 1937-02-07 | 0 | 0
|  |  |  | 1937-02-08 | 0 | 0
|  |  |  | 1937-02-09 | 0 | 0
|  |  |  | 1937-02-10 | 0 | 0
|  |  |  | 1937-02-11 | 0 | 0
|  |  |  | 1937-02-12 | 0 | 0
|  |  |  | 1937-02-13 | 0 | 0
|  |  |  | 1937-02-14 | 0 | 0
|  |  |  | 1937-02-15 | 0 | 0
|  |  |  | 1937-02-16 | 0 | 0
|  |  |  | 1937-02-17 | 0 | 0
|  |  |  | 1937-02-18 | 0 | 0
|  |  |  | 1937-02-19 | 0 | 0
|  |  |  | 1937-02-20 | 0 | 0
|  |  |  | 1937-02-21 | 0 | 0
|  |  |  | 1937-02-22 | 0 | 0
|  |  |  | 1937-02-23 | 0 | 0
|  |  |  | 1937-02-24 | 0 | 0
|  |  |  | 1937-02-25 | 0 | 0
|  |  |  | 1937-02-26 | 0.02 | 0.02
|  |  |  | 1937-02-27 | 0 | 0
|  |  |  | 1937-02-28 | 0 | 0
|  |  |  | 1937-03-01 | 0 | 0
|  |  |  | 1937-03-02 | 0 | 0
|  |  |  | 1937-03-03 | 0 | 0
|  |  |  | 1937-03-04 | 0.8 | 0.8
|  |  |  | 1937-03-05 | 0 | 0
|  |  |  | 1937-03-06 | 0.49 | 0.49
|  |  |  | 1937-03-07 | 0.03 | 0.03
|  |  |  | 1937-03-08 | 0 | 0
|  |  |  | 1937-03-09 | 0 | 0
|  |  |  | 1937-03-10 | 0 | 0
|  |  |  | 1937-03-11 | 0 | 0
|  |  |  | 1937-03-12 | 0 | 0
|  |  |  | 1937-03-13 | 0.51 | 0.51
|  |  |  | 1937-03-14 | 0.07 | 0.07
|  |  |  | 1937-03-15 | 0 | 0
|  |  |  | 1937-03-16 | 0 | 0
|  |  |  | 1937-03-17 | 0.02 | 0.02
|  |  |  | 1937-03-18 | 0 | 0
|  |  |  | 1937-03-19 | 0 | 0
|  |  |  | 1937-03-20 | 0 | 0
|  |  |  | 1937-03-21 | 0 | 0
|  |  |  | 1937-03-22 | 0 | 0
|  |  |  | 1937-03-23 | 0 | 0
|  |  |  | 1937-03-24 | 0 | 0
|  |  |  | 1937-03-25 | 0 | 0
|  |  |  | 1937-03-26 | 0 | 0
|  |  |  | 1937-03-27 | 0 | 0
|  |  |  | 1937-03-28 | 0 | 0
|  |  |  | 1937-03-29 | 0.07 | 0.07
|  |  |  | 1937-03-30 | 0 | 0
|  |  |  | 1937-03-31 | 0 | 0
|  |  |  | 1937-04-01 | 0 | 0
|  |  |  | 1937-04-02 | 0 | 0
|  |  |  | 1937-04-03 | 0 | 0
|  |  |  | 1937-04-04 | 0.14 | 0.14
|  |  |  | 1937-04-05 | 0.01 | 0.01
|  |  |  | 1937-04-06 | 0 | 0
|  |  |  | 1937-04-07 | 0 | 0
|  |  |  | 1937-04-08 | 0 | 0
|  |  |  | 1937-04-09 | 0 | 0
|  |  |  | 1937-04-10 | 0 | 0
|  |  |  | 1937-04-11 | 0 | 0
|  |  |  | 1937-04-12 | 0 | 0
|  |  |  | 1937-04-13 | 0 | 0
|  |  |  | 1937-04-14 | 0 | 0
|  |  |  | 1937-04-15 | 0 | 0
|  |  |  | 1937-04-16 | 0 | 0
|  |  |  | 1937-04-17 | 0 | 0
|  |  |  | 1937-04-18 | 0 | 0
|  |  |  | 1937-04-19 | 0 | 0
|  |  |  | 1937-04-20 | 0.84 | 0.84
|  |  |  | 1937-04-21 | 0.07 | 0.07
|  |  |  | 1937-04-22 | 0 | 0
|  |  |  | 1937-04-23 | 0 | 0
|  |  |  | 1937-04-24 | 0 | 0
|  |  |  | 1937-04-25 | 0 | 0
|  |  |  | 1937-04-26 | 0 | 0
|  |  |  | 1937-04-27 | 0 | 0
|  |  |  | 1937-04-28 | 0 | 0
|  |  |  | 1937-04-29 | 0 | 0
|  |  |  | 1937-04-30 | 0 | 0
|  |  |  | 1937-05-01 | 0.46 | 0.46
|  |  |  | 1937-05-02 | 0 | 0
|  |  |  | 1937-05-03 | 0.17 | 0.17
|  |  |  | 1937-05-04 | 0 | 0
|  |  |  | 1937-05-05 | 0 | 0
|  |  |  | 1937-05-06 | 0 | 0
|  |  |  | 1937-05-07 | 0 | 0
|  |  |  | 1937-05-08 | 0.21 | 0.21
|  |  |  | 1937-05-09 | 0 | 0
|  |  |  | 1937-05-10 | 0.01 | 0.01
|  |  |  | 1937-05-11 | 0.11 | 0.11
|  |  |  | 1937-05-12 | 0 | 0
|  |  |  | 1937-05-13 | 0.05 | 0.05
|  |  |  | 1937-05-14 | 0 | 0
|  |  |  | 1937-05-15 | 0 | 0
|  |  |  | 1937-05-16 | 0 | 0
|  |  |  | 1937-05-17 | 0 | 0
|  |  |  | 1937-05-18 | 0 | 0
|  |  |  | 1937-05-19 | 0 | 0
|  |  |  | 1937-05-20 | 0 | 0
|  |  |  | 1937-05-21 | 0 | 0
|  |  |  | 1937-05-22 | 0 | 0
|  |  |  | 1937-05-23 | 0 | 0
|  |  |  | 1937-05-24 | 0 | 0
|  |  |  | 1937-05-25 | 0 | 0
|  |  |  | 1937-05-26 | 0 | 0
|  |  |  | 1937-05-27 | 0 | 0
|  |  |  | 1937-05-28 | 0 | 0
|  |  |  | 1937-05-29 | 0.04 | 0.04
|  |  |  | 1937-05-30 | 0.54 | 0.54
|  |  |  | 1937-05-31 | 0 | 0
|  |  |  | 1937-06-01 | 0 | 0
|  |  |  | 1937-06-02 | 0 | 0
|  |  |  | 1937-06-03 | 0 | 0
|  |  |  | 1937-06-04 | 0.96 | 0.96
|  |  |  | 1937-06-05 | 0 | 0
|  |  |  | 1937-06-06 | 0 | 0
|  |  |  | 1937-06-07 | 0.23 | 0.23
|  |  |  | 1937-06-08 | 1.1 | 1.1
|  |  |  | 1937-06-09 | 0 | 0
|  |  |  | 1937-06-10 | 0 | 0
|  |  |  | 1937-06-11 | 0 | 0
|  |  |  | 1937-06-12 | 0 | 0
|  |  |  | 1937-06-13 | 0 | 0
|  |  |  | 1937-06-14 | 0 | 0
|  |  |  | 1937-06-15 | 0 | 0
|  |  |  | 1937-06-16 | 0.03 | 0.03
|  |  |  | 1937-06-17 | 0 | 0
|  |  |  | 1937-06-18 | 0 | 0
|  |  |  | 1937-06-19 | 0 | 0
|  |  |  | 1937-06-20 | 0 | 0
|  |  |  | 1937-06-21 | 0 | 0
|  |  |  | 1937-06-22 | 0 | 0
|  |  |  | 1937-06-23 | 0 | 0
|  |  |  | 1937-06-24 | 0 | 0
|  |  |  | 1937-06-25 | 0 | 0
|  |  |  | 1937-06-26 | 0 | 0
|  |  |  | 1937-06-27 | 0 | 0
|  |  |  | 1937-06-28 | 0 | 0
|  |  |  | 1937-06-29 | 0 | 0
|  |  |  | 1937-06-30 | 0 | 0
|  |  |  | 1937-07-01 | 0 | 0
|  |  |  | 1937-07-02 | 0 | 0
|  |  |  | 1937-07-03 | 0 | 0
|  |  |  | 1937-07-04 | 0 | 0
|  |  |  | 1937-07-05 | 0 | 0
|  |  |  | 1937-07-06 | 0 | 0
|  |  |  | 1937-07-07 | 0.04 | 0.04
|  |  |  | 1937-07-08 | 0 | 0
|  |  |  | 1937-07-09 | 0 | 0
|  |  |  | 1937-07-10 | 0 | 0
|  |  |  | 1937-07-11 | 0 | 0
|  |  |  | 1937-07-12 | 0 | 0
|  |  |  | 1937-07-13 | 0 | 0
|  |  |  | 1937-07-14 | 0 | 0
|  |  |  | 1937-07-15 | 0.02 | 0.02
|  |  |  | 1937-07-16 | 0 | 0
|  |  |  | 1937-07-17 | 0 | 0
|  |  |  | 1937-07-18 | 0 | 0
|  |  |  | 1937-07-19 | 0 | 0
|  |  |  | 1937-07-20 | 0.19 | 0.19
|  |  |  | 1937-07-21 | 0 | 0
|  |  |  | 1937-07-22 | 0 | 0
|  |  |  | 1937-07-23 | 0 | 0
|  |  |  | 1937-07-24 | 0 | 0
|  |  |  | 1937-07-25 | 0.01 | 0.01
|  |  |  | 1937-07-26 | 0 | 0
|  |  |  | 1937-07-27 | 0 | 0
|  |  |  | 1937-07-28 | 0 | 0
|  |  |  | 1937-07-29 | 0 | 0
|  |  |  | 1937-07-30 | 0.27 | 0.27
|  |  |  | 1937-07-31 | 0 | 0
|  |  |  | 1937-08-01 | 0 | 0
|  |  |  | 1937-08-02 | 0 | 0
|  |  |  | 1937-08-03 | 0 | 0
|  |  |  | 1937-08-04 | 0 | 0
|  |  |  | 1937-08-05 | 0 | 0
|  |  |  | 1937-08-06 | 0 | 0
|  |  |  | 1937-08-07 | 0 | 0
|  |  |  | 1937-08-08 | 0 | 0
|  |  |  | 1937-08-09 | 0 | 0
|  |  |  | 1937-08-10 | 0 | 0
|  |  |  | 1937-08-11 | 0 | 0
|  |  |  | 1937-08-12 | 0 | 0
|  |  |  | 1937-08-13 | 0 | 0
|  |  |  | 1937-08-14 | 0 | 0
|  |  |  | 1937-08-15 | 0 | 0
|  |  |  | 1937-08-16 | 0 | 0
|  |  |  | 1937-08-17 | 0 | 0
|  |  |  | 1937-08-18 | 0.09 | 0.09
|  |  |  | 1937-08-19 | 0.19 | 0.19
|  |  |  | 1937-08-20 | 0 | 0
|  |  |  | 1937-08-21 | 0.98 | 0.98
|  |  |  | 1937-08-22 | 0.11 | 0.11
|  |  |  | 1937-08-23 | 2.24 | 2.24
|  |  |  | 1937-08-24 | 0.26 | 0.26
|  |  |  | 1937-08-25 | 0 | 0
|  |  |  | 1937-08-26 | 0 | 0
|  |  |  | 1937-08-27 | 0 | 0
|  |  |  | 1937-08-28 | 0 | 0
|  |  |  | 1937-08-29 | 0 | 0
|  |  |  | 1937-08-30 | 0 | 0
|  |  |  | 1937-08-31 | 0 | 0
|  |  |  | 1937-09-01 | 0 | 0
|  |  |  | 1937-09-02 | 0.02 | 0.02
|  |  |  | 1937-09-03 | 0 | 0
|  |  |  | 1937-09-04 | 0 | 0
|  |  |  | 1937-09-05 | 0.42 | 0.42
|  |  |  | 1937-09-06 | 0 | 0
|  |  |  | 1937-09-07 | 0 | 0
|  |  |  | 1937-09-08 | 0 | 0
|  |  |  | 1937-09-09 | 0 | 0
|  |  |  | 1937-09-10 | 0 | 0
|  |  |  | 1937-09-11 | 0 | 0
|  |  |  | 1937-09-12 | 0 | 0
|  |  |  | 1937-09-13 | 0 | 0
|  |  |  | 1937-09-14 | 0 | 0
|  |  |  | 1937-09-15 | 0 | 0
|  |  |  | 1937-09-16 | 0 | 0
|  |  |  | 1937-09-17 | 0 | 0
|  |  |  | 1937-09-18 | 0 | 0
|  |  |  | 1937-09-19 | 0 | 0
|  |  |  | 1937-09-20 | 0 | 0
|  |  |  | 1937-09-21 | 0 | 0
|  |  |  | 1937-09-22 | 0 | 0
|  |  |  | 1937-09-23 | 0 | 0
|  |  |  | 1937-09-24 | 0 | 0
|  |  |  | 1937-09-25 | 0 | 0
|  |  |  | 1937-09-26 | 0 | 0
|  |  |  | 1937-09-27 | 0 | 0
|  |  |  | 1937-09-28 | 0 | 0
|  |  |  | 1937-09-29 | 0 | 0
|  |  |  | 1937-09-30 | 0 | 0
|  |  |  | 1937-10-01 | 0 | 0
|  |  |  | 1937-10-02 | 0 | 0
|  |  |  | 1937-10-03 | 0 | 0
|  |  |  | 1937-10-04 | 0 | 0
|  |  |  | 1937-10-05 | 0 | 0
|  |  |  | 1937-10-06 | 0 | 0
|  |  |  | 1937-10-07 | 0 | 0
|  |  |  | 1937-10-08 | 0.01 | 0.01
|  |  |  | 1937-10-09 | 1.84 | 1.84
|  |  |  | 1937-10-10 | 0 | 0
|  |  |  | 1937-10-11 | 0 | 0
|  |  |  | 1937-10-12 | 2.38 | 2.38
|  |  |  | 1937-10-13 | 0.28 | 0.28
|  |  |  | 1937-10-14 | 0 | 0
|  |  |  | 1937-10-15 | 0 | 0
|  |  |  | 1937-10-16 | 0.02 | 0.02
|  |  |  | 1937-10-17 | 0.2 | 0.2
|  |  |  | 1937-10-18 | 0 | 0
|  |  |  | 1937-10-19 | 0 | 0
|  |  |  | 1937-10-20 | 0 | 0
|  |  |  | 1937-10-21 | 0 | 0
|  |  |  | 1937-10-22 | 0 | 0
|  |  |  | 1937-10-23 | 0 | 0
|  |  |  | 1937-10-24 | 0 | 0
|  |  |  | 1937-10-25 | 0 | 0
|  |  |  | 1937-10-26 | 0 | 0
|  |  |  | 1937-10-27 | 0 | 0
|  |  |  | 1937-10-28 | 0 | 0
|  |  |  | 1937-10-29 | 0 | 0
|  |  |  | 1937-10-30 | 0 | 0
|  |  |  | 1937-10-31 | 0 | 0
|  |  |  | 1937-11-01 | 0 | 0
|  |  |  | 1937-11-02 | 0.02 | 0.02
|  |  |  | 1937-11-03 | 0 | 0
|  |  |  | 1937-11-04 | 0.05 | 0.05
|  |  |  | 1937-11-05 | 0 | 0
|  |  |  | 1937-11-06 | 0 | 0
|  |  |  | 1937-11-07 | 0 | 0
|  |  |  | 1937-11-08 | 0 | 0
|  |  |  | 1937-11-09 | 1.16 | 1.16
|  |  |  | 1937-11-10 | 0.73 | 0.73
|  |  |  | 1937-11-11 | 0 | 0
|  |  |  | 1937-11-12 | 0 | 0
|  |  |  | 1937-11-13 | 0 | 0
|  |  |  | 1937-11-14 | 0 | 0
|  |  |  | 1937-11-15 | 0 | 0
|  |  |  | 1937-11-16 | 0 | 0
|  |  |  | 1937-11-17 | 0 | 0
|  |  |  | 1937-11-18 | 0 | 0
|  |  |  | 1937-11-19 | 0 | 0
|  |  |  | 1937-11-20 | 0 | 0
|  |  |  | 1937-11-21 | 0 | 0
|  |  |  | 1937-11-22 | 0 | 0
|  |  |  | 1937-11-23 | 0 | 0
|  |  |  | 1937-11-24 | 0 | 0
|  |  |  | 1937-11-25 | 0 | 0
|  |  |  | 1937-11-26 | 0 | 0
|  |  |  | 1937-11-27 | 0 | 0
|  |  |  | 1937-11-28 | 0 | 0
|  |  |  | 1937-11-29 | 0 | 0
|  |  |  | 1937-11-30 | 0 | 0
|  |  |  | 1937-12-01 | 0 | 0
|  |  |  | 1937-12-02 | 0 | 0
|  |  |  | 1937-12-03 | 0.25 | 0.25
|  |  |  | 1937-12-04 | 0 | 0
|  |  |  | 1937-12-05 | 0 | 0
|  |  |  | 1937-12-06 | 0 | 0
|  |  |  | 1937-12-07 | 0 | 0
|  |  |  | 1937-12-08 | 0 | 0
|  |  |  | 1937-12-09 | 0 | 0
|  |  |  | 1937-12-10 | 0 | 0
|  |  |  | 1937-12-11 | 0 | 0
|  |  |  | 1937-12-12 | 0 | 0
|  |  |  | 1937-12-13 | 0 | 0
|  |  |  | 1937-12-14 | 0.49 | 0.49
|  |  |  | 1937-12-15 | 0.03 | 0.03
|  |  |  | 1937-12-16 | 0.49 | 0.49
|  |  |  | 1937-12-17 | 0.08 | 0.08
|  |  |  | 1937-12-18 | 0 | 0
|  |  |  | 1937-12-19 | 0 | 0
|  |  |  | 1937-12-20 | 0 | 0
|  |  |  | 1937-12-21 | 0 | 0
|  |  |  | 1937-12-22 | 0.08 | 0.08
|  |  |  | 1937-12-23 | 0 | 0
|  |  |  | 1937-12-24 | 0 | 0
|  |  |  | 1937-12-25 | 0 | 0
|  |  |  | 1937-12-26 | 0 | 0
|  |  |  | 1937-12-27 | 0 | 0
|  |  |  | 1937-12-28 | 0 | 0
|  |  |  | 1937-12-29 | 0.06 | 0.06
|  |  |  | 1937-12-30 | 0 | 0
|  |  |  | 1937-12-31 | 0 | 0
|  |  |  | 1938-01-01 | 0 | 0
|  |  |  | 1938-01-02 | 0 | 0
|  |  |  | 1938-01-03 | 0 | 0
|  |  |  | 1938-01-04 | 0 | 0
|  |  |  | 1938-01-05 | 0 | 0
|  |  |  | 1938-01-06 | 0 | 0
|  |  |  | 1938-01-07 | 0 | 0
|  |  |  | 1938-01-08 | 0 | 0
|  |  |  | 1938-01-09 | 0 | 0
|  |  |  | 1938-01-10 | 0 | 0
|  |  |  | 1938-01-11 | 0 | 0
|  |  |  | 1938-01-12 | 0 | 0
|  |  |  | 1938-01-13 | 0 | 0
|  |  |  | 1938-01-14 | 0 | 0
|  |  |  | 1938-01-15 | 0 | 0
|  |  |  | 1938-01-16 | 0 | 0
|  |  |  | 1938-01-17 | 0 | 0
|  |  |  | 1938-01-18 | 0 | 0
|  |  |  | 1938-01-19 | 0 | 0
|  |  |  | 1938-01-20 | 0 | 0
|  |  |  | 1938-01-21 | 0.24 | 0.24
|  |  |  | 1938-01-22 | 0.02 | 0.02
|  |  |  | 1938-01-23 | 1.6 | 1.6
|  |  |  | 1938-01-24 | 0 | 0
|  |  |  | 1938-01-25 | 0 | 0
|  |  |  | 1938-01-26 | 0 | 0
|  |  |  | 1938-01-27 | 0 | 0
|  |  |  | 1938-01-28 | 0 | 0
|  |  |  | 1938-01-29 | 0 | 0
|  |  |  | 1938-01-30 | 0 | 0
|  |  |  | 1938-01-31 | 0 | 0
|  |  |  | 1938-02-01 | 0 | 0
|  |  |  | 1938-02-02 | 0 | 0
|  |  |  | 1938-02-03 | 0 | 0
|  |  |  | 1938-02-04 | 0 | 0
|  |  |  | 1938-02-05 | 0 | 0
|  |  |  | 1938-02-06 | 0 | 0
|  |  |  | 1938-02-07 | 0 | 0
|  |  |  | 1938-02-08 | 0 | 0
|  |  |  | 1938-02-09 | 0 | 0
|  |  |  | 1938-02-10 | 0 | 0
|  |  |  | 1938-02-11 | 0 | 0
|  |  |  | 1938-02-12 | 0 | 0
|  |  |  | 1938-02-13 | 0 | 0
|  |  |  | 1938-02-14 | 0.02 | 0.02
|  |  |  | 1938-02-15 | 2.97 | 2.97
|  |  |  | 1938-02-16 | 0.68 | 0.68
|  |  |  | 1938-02-17 | 0.69 | 0.69
|  |  |  | 1938-02-18 | 0.03 | 0.03
|  |  |  | 1938-02-19 | 0 | 0
|  |  |  | 1938-02-20 | 0 | 0
|  |  |  | 1938-02-21 | 0.11 | 0.11
|  |  |  | 1938-02-22 | 0 | 0
|  |  |  | 1938-02-23 | 0 | 0
|  |  |  | 1938-02-24 | 0 | 0
|  |  |  | 1938-02-25 | 0 | 0
|  |  |  | 1938-02-26 | 0 | 0
|  |  |  | 1938-02-27 | 0 | 0
|  |  |  | 1938-02-28 | 0 | 0
|  |  |  | 1938-03-01 | 0 | 0
|  |  |  | 1938-03-02 | 0 | 0
|  |  |  | 1938-03-03 | 0 | 0
|  |  |  | 1938-03-04 | 0 | 0
|  |  |  | 1938-03-05 | 0 | 0
|  |  |  | 1938-03-06 | 0 | 0
|  |  |  | 1938-03-07 | 0 | 0
|  |  |  | 1938-03-08 | 0 | 0
|  |  |  | 1938-03-09 | 0.12 | 0.12
|  |  |  | 1938-03-10 | 0 | 0
|  |  |  | 1938-03-11 | 0 | 0
|  |  |  | 1938-03-12 | 0 | 0
|  |  |  | 1938-03-13 | 0 | 0
|  |  |  | 1938-03-14 | 0 | 0
|  |  |  | 1938-03-15 | 0 | 0
|  |  |  | 1938-03-16 | 0 | 0
|  |  |  | 1938-03-17 | 0 | 0
|  |  |  | 1938-03-18 | 0 | 0
|  |  |  | 1938-03-19 | 0 | 0
|  |  |  | 1938-03-20 | 0 | 0
|  |  |  | 1938-03-21 | 0 | 0
|  |  |  | 1938-03-22 | 0.08 | 0.08
|  |  |  | 1938-03-23 | 0 | 0
|  |  |  | 1938-03-24 | 0 | 0
|  |  |  | 1938-03-25 | 0 | 0
|  |  |  | 1938-03-26 | 1.52 | 1.52
|  |  |  | 1938-03-27 | 0.31 | 0.31
|  |  |  | 1938-03-28 | 1.09 | 1.09
|  |  |  | 1938-03-29 | 0 | 0
|  |  |  | 1938-03-30 | 0 | 0
|  |  |  | 1938-03-31 | 0 | 0
|  |  |  | 1938-04-01 | 0 | 0
|  |  |  | 1938-04-02 | 0 | 0
|  |  |  | 1938-04-03 | 0 | 0
|  |  |  | 1938-04-04 | 0 | 0
|  |  |  | 1938-04-05 | 0 | 0
|  |  |  | 1938-04-06 | 0 | 0
|  |  |  | 1938-04-07 | 0.23 | 0.23
|  |  |  | 1938-04-08 | 0.02 | 0.02
|  |  |  | 1938-04-09 | 0 | 0
|  |  |  | 1938-04-10 | 0 | 0
|  |  |  | 1938-04-11 | 0 | 0
|  |  |  | 1938-04-12 | 0 | 0
|  |  |  | 1938-04-13 | 0 | 0
|  |  |  | 1938-04-14 | 0 | 0
|  |  |  | 1938-04-15 | 0.3 | 0.3
|  |  |  | 1938-04-16 | 0 | 0
|  |  |  | 1938-04-17 | 0 | 0
|  |  |  | 1938-04-18 | 0 | 0
|  |  |  | 1938-04-19 | 0 | 0
|  |  |  | 1938-04-20 | 0 | 0
|  |  |  | 1938-04-21 | 0.04 | 0.04
|  |  |  | 1938-04-22 | 0 | 0
|  |  |  | 1938-04-23 | 0 | 0
|  |  |  | 1938-04-24 | 0 | 0
|  |  |  | 1938-04-25 | 0 | 0
|  |  |  | 1938-04-26 | 0 | 0
|  |  |  | 1938-04-27 | 1.3 | 1.3
|  |  |  | 1938-04-28 | 0 | 0
|  |  |  | 1938-04-29 | 0 | 0
|  |  |  | 1938-04-30 | 0 | 0
|  |  |  | 1938-05-01 | 0 | 0
|  |  |  | 1938-05-02 | 0 | 0
|  |  |  | 1938-05-03 | 0 | 0
|  |  |  | 1938-05-04 | 1.2 | 1.2
|  |  |  | 1938-05-05 | 0 | 0
|  |  |  | 1938-05-06 | 0 | 0
|  |  |  | 1938-05-07 | 0 | 0
|  |  |  | 1938-05-08 | 0 | 0
|  |  |  | 1938-05-09 | 0 | 0
|  |  |  | 1938-05-10 | 0 | 0
|  |  |  | 1938-05-11 | 0 | 0
|  |  |  | 1938-05-12 | 0 | 0
|  |  |  | 1938-05-13 | 0 | 0
|  |  |  | 1938-05-14 | 0 | 0
|  |  |  | 1938-05-15 | 0 | 0
|  |  |  | 1938-05-16 | 0 | 0
|  |  |  | 1938-05-17 | 0.04 | 0.04
|  |  |  | 1938-05-18 | 0 | 0
|  |  |  | 1938-05-19 | 0.36 | 0.36
|  |  |  | 1938-05-20 | 0 | 0
|  |  |  | 1938-05-21 | 0 | 0
|  |  |  | 1938-05-22 | 0.58 | 0.58
|  |  |  | 1938-05-23 | 0.47 | 0.47
|  |  |  | 1938-05-24 | 0 | 0
|  |  |  | 1938-05-25 | 0 | 0
|  |  |  | 1938-05-26 | 0 | 0
|  |  |  | 1938-05-27 | 0 | 0
|  |  |  | 1938-05-28 | 0 | 0
|  |  |  | 1938-05-29 | 0 | 0
|  |  |  | 1938-05-30 | 0 | 0
|  |  |  | 1938-05-31 | 0.48 | 0.48
|  |  |  | 1938-06-01 | 0 | 0
|  |  |  | 1938-06-02 | 0 | 0
|  |  |  | 1938-06-03 | 0.29 | 0.29
|  |  |  | 1938-06-04 | 0.81 | 0.81
|  |  |  | 1938-06-05 | 0 | 0
|  |  |  | 1938-06-06 | 0 | 0
|  |  |  | 1938-06-07 | 0.23 | 0.23
|  |  |  | 1938-06-08 | 0.85 | 0.85
|  |  |  | 1938-06-09 | 0.64 | 0.64
|  |  |  | 1938-06-10 | 0 | 0
|  |  |  | 1938-06-11 | 0 | 0
|  |  |  | 1938-06-12 | 0 | 0
|  |  |  | 1938-06-13 | 0 | 0
|  |  |  | 1938-06-14 | 0 | 0
|  |  |  | 1938-06-15 | 0 | 0
|  |  |  | 1938-06-16 | 0 | 0
|  |  |  | 1938-06-17 | 0 | 0
|  |  |  | 1938-06-18 | 0 | 0
|  |  |  | 1938-06-19 | 0 | 0
|  |  |  | 1938-06-20 | 0 | 0
|  |  |  | 1938-06-21 | 0 | 0
|  |  |  | 1938-06-22 | 0 | 0
|  |  |  | 1938-06-23 | 0 | 0
|  |  |  | 1938-06-24 | 0 | 0
|  |  |  | 1938-06-25 | 0.52 | 0.52
|  |  |  | 1938-06-26 | 0.01 | 0.01
|  |  |  | 1938-06-27 | 0 | 0
|  |  |  | 1938-06-28 | 0.52 | 0.52
|  |  |  | 1938-06-29 | 0 | 0
|  |  |  | 1938-06-30 | 0 | 0
|  |  |  | 1938-07-01 | 0 | 0
|  |  |  | 1938-07-02 | 0 | 0
|  |  |  | 1938-07-03 | 0 | 0
|  |  |  | 1938-07-04 | 0 | 0
|  |  |  | 1938-07-05 | 0 | 0
|  |  |  | 1938-07-06 | 0 | 0
|  |  |  | 1938-07-07 | 0 | 0
|  |  |  | 1938-07-08 | 0.19 | 0.19
|  |  |  | 1938-07-09 | 0 | 0
|  |  |  | 1938-07-10 | 0 | 0
|  |  |  | 1938-07-11 | 0 | 0
|  |  |  | 1938-07-12 | 0 | 0
|  |  |  | 1938-07-13 | 0 | 0
|  |  |  | 1938-07-14 | 0 | 0
|  |  |  | 1938-07-15 | 0 | 0
|  |  |  | 1938-07-16 | 0.08 | 0.08
|  |  |  | 1938-07-17 | 0 | 0
|  |  |  | 1938-07-18 | 0 | 0
|  |  |  | 1938-07-19 | 0 | 0
|  |  |  | 1938-07-20 | 0 | 0
|  |  |  | 1938-07-21 | 0.36 | 0.36
|  |  |  | 1938-07-22 | 0 | 0
|  |  |  | 1938-07-23 | 0 | 0
|  |  |  | 1938-07-24 | 0.15 | 0.15
|  |  |  | 1938-07-25 | 0.58 | 0.58
|  |  |  | 1938-07-26 | 1.18 | 1.18
|  |  |  | 1938-07-27 | 0 | 0
|  |  |  | 1938-07-28 | 0 | 0
|  |  |  | 1938-07-29 | 0.55 | 0.55
|  |  |  | 1938-07-30 | 0 | 0
|  |  |  | 1938-07-31 | 0 | 0
|  |  |  | 1938-08-01 | 0 | 0
|  |  |  | 1938-08-02 | 0 | 0
|  |  |  | 1938-08-03 | 0 | 0
|  |  |  | 1938-08-04 | 0.22 | 0.22
|  |  |  | 1938-08-05 | 0.36 | 0.36
|  |  |  | 1938-08-06 | 0 | 0
|  |  |  | 1938-08-07 | 0 | 0
|  |  |  | 1938-08-08 | 0 | 0
|  |  |  | 1938-08-09 | 0 | 0
|  |  |  | 1938-08-10 | 0 | 0
|  |  |  | 1938-08-11 | 0 | 0
|  |  |  | 1938-08-12 | 0 | 0
|  |  |  | 1938-08-13 | 0 | 0
|  |  |  | 1938-08-14 | 0 | 0
|  |  |  | 1938-08-15 | 0 | 0
|  |  |  | 1938-08-16 | 0 | 0
|  |  |  | 1938-08-17 | 0.27 | 0.27
|  |  |  | 1938-08-18 | 0 | 0
|  |  |  | 1938-08-19 | 0 | 0
|  |  |  | 1938-08-20 | 0 | 0
|  |  |  | 1938-08-21 | 0 | 0
|  |  |  | 1938-08-22 | 0 | 0
|  |  |  | 1938-08-23 | 0 | 0
|  |  |  | 1938-08-24 | 0 | 0
|  |  |  | 1938-08-25 | 0 | 0
|  |  |  | 1938-08-26 | 0 | 0
|  |  |  | 1938-08-27 | 0 | 0
|  |  |  | 1938-08-28 | 0 | 0
|  |  |  | 1938-08-29 | 0 | 0
|  |  |  | 1938-08-30 | 0 | 0
|  |  |  | 1938-08-31 | 0 | 0
|  |  |  | 1938-09-01 | 0 | 0
|  |  |  | 1938-09-02 | 0.02 | 0.02
|  |  |  | 1938-09-03 | 0 | 0
|  |  |  | 1938-09-04 | 0 | 0
|  |  |  | 1938-09-05 | 0 | 0
|  |  |  | 1938-09-06 | 0 | 0
|  |  |  | 1938-09-07 | 0 | 0
|  |  |  | 1938-09-08 | 0 | 0
|  |  |  | 1938-09-09 | 0 | 0
|  |  |  | 1938-09-10 | 0 | 0
|  |  |  | 1938-09-11 | 0.07 | 0.07
|  |  |  | 1938-09-12 | 0.21 | 0.21
|  |  |  | 1938-09-13 | 0 | 0
|  |  |  | 1938-09-14 | 0.21 | 0.21
|  |  |  | 1938-09-15 | 0 | 0
|  |  |  | 1938-09-16 | 0 | 0
|  |  |  | 1938-09-17 | 0 | 0
|  |  |  | 1938-09-18 | 0 | 0
|  |  |  | 1938-09-19 | 0 | 0
|  |  |  | 1938-09-20 | 0 | 0
|  |  |  | 1938-09-21 | 0 | 0
|  |  |  | 1938-09-22 | 0 | 0
|  |  |  | 1938-09-23 | 0 | 0
|  |  |  | 1938-09-24 | 0 | 0
|  |  |  | 1938-09-25 | 0 | 0
|  |  |  | 1938-09-26 | 0 | 0
|  |  |  | 1938-09-27 | 0 | 0
|  |  |  | 1938-09-28 | 0 | 0
|  |  |  | 1938-09-29 | 0 | 0
|  |  |  | 1938-09-30 | 0 | 0
|  |  |  | 1938-10-01 | 0 | 0
|  |  |  | 1938-10-02 | 0 | 0
|  |  |  | 1938-10-03 | 0 | 0
|  |  |  | 1938-10-04 | 0 | 0
|  |  |  | 1938-10-05 | 0 | 0
|  |  |  | 1938-10-06 | 0 | 0
|  |  |  | 1938-10-07 | 0 | 0
|  |  |  | 1938-10-08 | 0 | 0
|  |  |  | 1938-10-09 | 0 | 0
|  |  |  | 1938-10-10 | 0.14 | 0.14
|  |  |  | 1938-10-11 | 0 | 0
|  |  |  | 1938-10-12 | 0 | 0
|  |  |  | 1938-10-13 | 0 | 0
|  |  |  | 1938-10-14 | 0 | 0
|  |  |  | 1938-10-15 | 0 | 0
|  |  |  | 1938-10-16 | 0 | 0
|  |  |  | 1938-10-17 | 0 | 0
|  |  |  | 1938-10-18 | 0 | 0
|  |  |  | 1938-10-19 | 0 | 0
|  |  |  | 1938-10-20 | 0 | 0
|  |  |  | 1938-10-21 | 0 | 0
|  |  |  | 1938-10-22 | 0 | 0
|  |  |  | 1938-10-23 | 0 | 0
|  |  |  | 1938-10-24 | 0 | 0
|  |  |  | 1938-10-25 | 0 | 0
|  |  |  | 1938-10-26 | 0 | 0
|  |  |  | 1938-10-27 | 0 | 0
|  |  |  | 1938-10-28 | 0 | 0
|  |  |  | 1938-10-29 | 0 | 0
|  |  |  | 1938-10-30 | 0 | 0
|  |  |  | 1938-10-31 | 0 | 0
|  |  |  | 1938-11-01 | 0 | 0
|  |  |  | 1938-11-02 | 0 | 0
|  |  |  | 1938-11-03 | 1.69 | 1.69
|  |  |  | 1938-11-04 | 0 | 0
|  |  |  | 1938-11-05 | 0 | 0
|  |  |  | 1938-11-06 | 0.03 | 0.03
|  |  |  | 1938-11-07 | 0.02 | 0.02
|  |  |  | 1938-11-08 | 0 | 0
|  |  |  | 1938-11-09 | 0 | 0
|  |  |  | 1938-11-10 | 0 | 0
|  |  |  | 1938-11-11 | 0 | 0
|  |  |  | 1938-11-12 | 0 | 0
|  |  |  | 1938-11-13 | 0 | 0
|  |  |  | 1938-11-14 | 0 | 0
|  |  |  | 1938-11-15 | 0 | 0
|  |  |  | 1938-11-16 | 0 | 0
|  |  |  | 1938-11-17 | 0 | 0
|  |  |  | 1938-11-18 | 0 | 0
|  |  |  | 1938-11-19 | 0 | 0
|  |  |  | 1938-11-20 | 0 | 0
|  |  |  | 1938-11-21 | 0 | 0
|  |  |  | 1938-11-22 | 0 | 0
|  |  |  | 1938-11-23 | 0 | 0
|  |  |  | 1938-11-24 | 0 | 0
|  |  |  | 1938-11-25 | 0 | 0
|  |  |  | 1938-11-26 | 0 | 0
|  |  |  | 1938-11-27 | 0 | 0
|  |  |  | 1938-11-28 | 0 | 0
|  |  |  | 1938-11-29 | 0 | 0
|  |  |  | 1938-11-30 | 0 | 0
|  |  |  | 1938-12-01 | 0 | 0
|  |  |  | 1938-12-02 | 0 | 0
|  |  |  | 1938-12-03 | 0 | 0
|  |  |  | 1938-12-04 | 0 | 0
|  |  |  | 1938-12-05 | 0 | 0
|  |  |  | 1938-12-06 | 0 | 0
|  |  |  | 1938-12-07 | 0 | 0
|  |  |  | 1938-12-08 | 0 | 0
|  |  |  | 1938-12-09 | 0 | 0
|  |  |  | 1938-12-10 | 0 | 0
|  |  |  | 1938-12-11 | 0 | 0
|  |  |  | 1938-12-12 | 0 | 0
|  |  |  | 1938-12-13 | 0 | 0
|  |  |  | 1938-12-14 | 0 | 0
|  |  |  | 1938-12-15 | 0 | 0
|  |  |  | 1938-12-16 | 0 | 0
|  |  |  | 1938-12-17 | 0 | 0
|  |  |  | 1938-12-18 | 0 | 0
|  |  |  | 1938-12-19 | 0 | 0
|  |  |  | 1938-12-20 | 0.07 | 0.07
|  |  |  | 1938-12-21 | 0 | 0
|  |  |  | 1938-12-22 | 0.05 | 0.05
|  |  |  | 1938-12-23 | 0 | 0
|  |  |  | 1938-12-24 | 0 | 0
|  |  |  | 1938-12-25 | 0.17 | 0.17
|  |  |  | 1938-12-26 | 0.07 | 0.07
|  |  |  | 1938-12-27 | 0 | 0
|  |  |  | 1938-12-28 | 0 | 0
|  |  |  | 1938-12-29 | 0 | 0
|  |  |  | 1938-12-30 | 0 | 0
|  |  |  | 1938-12-31 | 0 | 0
|  |  |  | 1939-01-01 | 0 | 0
|  |  |  | 1939-01-02 | 0 | 0
|  |  |  | 1939-01-03 | 0 | 0
|  |  |  | 1939-01-04 | 0 | 0
|  |  |  | 1939-01-05 | 0 | 0
|  |  |  | 1939-01-06 | 0 | 0
|  |  |  | 1939-01-07 | 0.03 | 0.03
|  |  |  | 1939-01-08 | 1.08 | 1.08
|  |  |  | 1939-01-09 | 0.03 | 0.03
|  |  |  | 1939-01-10 | 0 | 0
|  |  |  | 1939-01-11 | 0 | 0
|  |  |  | 1939-01-12 | 0 | 0
|  |  |  | 1939-01-13 | 0 | 0
|  |  |  | 1939-01-14 | 0 | 0
|  |  |  | 1939-01-15 | 0 | 0
|  |  |  | 1939-01-16 | 0 | 0
|  |  |  | 1939-01-17 | 0.08 | 0.08
|  |  |  | 1939-01-18 | 0 | 0
|  |  |  | 1939-01-19 | 0 | 0
|  |  |  | 1939-01-20 | 0 | 0
|  |  |  | 1939-01-21 | 0 | 0
|  |  |  | 1939-01-22 | 0 | 0
|  |  |  | 1939-01-23 | 0.71 | 0.71
|  |  |  | 1939-01-24 | 0 | 0
|  |  |  | 1939-01-25 | 0 | 0
|  |  |  | 1939-01-26 | 0 | 0
|  |  |  | 1939-01-27 | 0 | 0
|  |  |  | 1939-01-28 | 0 | 0
|  |  |  | 1939-01-29 | 0.19 | 0.19
|  |  |  | 1939-01-30 | 0 | 0
|  |  |  | 1939-01-31 | 0 | 0
|  |  |  | 1939-02-01 | 0 | 0
|  |  |  | 1939-02-02 | 0 | 0
|  |  |  | 1939-02-03 | 0 | 0
|  |  |  | 1939-02-04 | 0 | 0
|  |  |  | 1939-02-05 | 0 | 0
|  |  |  | 1939-02-06 | 0 | 0
|  |  |  | 1939-02-07 | 0 | 0
|  |  |  | 1939-02-08 | 0 | 0
|  |  |  | 1939-02-09 | 0 | 0
|  |  |  | 1939-02-10 | 0 | 0
|  |  |  | 1939-02-11 | 0 | 0
|  |  |  | 1939-02-12 | 0 | 0
|  |  |  | 1939-02-13 | 0 | 0
|  |  |  | 1939-02-14 | 0 | 0
|  |  |  | 1939-02-15 | 0 | 0
|  |  |  | 1939-02-16 | 0 | 0
|  |  |  | 1939-02-17 | 0.02 | 0.02
|  |  |  | 1939-02-18 | 0.01 | 0.01
|  |  |  | 1939-02-19 | 0.01 | 0.01
|  |  |  | 1939-02-20 | 0 | 0
|  |  |  | 1939-02-21 | 0 | 0
|  |  |  | 1939-02-22 | 0 | 0
|  |  |  | 1939-02-23 | 0 | 0
|  |  |  | 1939-02-24 | 0 | 0
|  |  |  | 1939-02-25 | 0.19 | 0.19
|  |  |  | 1939-02-26 | 0 | 0
|  |  |  | 1939-02-27 | 0 | 0
|  |  |  | 1939-02-28 | 0 | 0
|  |  |  | 1939-03-01 | 0 | 0
|  |  |  | 1939-03-02 | 0 | 0
|  |  |  | 1939-03-03 | 0 | 0
|  |  |  | 1939-03-04 | 0 | 0
|  |  |  | 1939-03-05 | 0 | 0
|  |  |  | 1939-03-06 | 0 | 0
|  |  |  | 1939-03-07 | 0 | 0
|  |  |  | 1939-03-08 | 0 | 0
|  |  |  | 1939-03-09 | 0 | 0
|  |  |  | 1939-03-10 | 0 | 0
|  |  |  | 1939-03-11 | 0 | 0
|  |  |  | 1939-03-12 | 0 | 0
|  |  |  | 1939-03-13 | 0 | 0
|  |  |  | 1939-03-14 | 0 | 0
|  |  |  | 1939-03-15 | 0 | 0
|  |  |  | 1939-03-16 | 0 | 0
|  |  |  | 1939-03-17 | 0 | 0
|  |  |  | 1939-03-18 | 0 | 0
|  |  |  | 1939-03-19 | 0 | 0
|  |  |  | 1939-03-20 | 0 | 0
|  |  |  | 1939-03-21 | 0 | 0
|  |  |  | 1939-03-22 | 0 | 0
|  |  |  | 1939-03-23 | 0 | 0
|  |  |  | 1939-03-24 | 0 | 0
|  |  |  | 1939-03-25 | 1.9 | 1.9
|  |  |  | 1939-03-26 | 0.01 | 0.01
|  |  |  | 1939-03-27 | 0 | 0
|  |  |  | 1939-03-28 | 0.38 | 0.38
|  |  |  | 1939-03-29 | 0.01 | 0.01
|  |  |  | 1939-03-30 | 0 | 0
|  |  |  | 1939-03-31 | 0 | 0
|  |  |  | 1939-04-01 | 0 | 0
|  |  |  | 1939-04-02 | 0 | 0
|  |  |  | 1939-04-03 | 0 | 0
|  |  |  | 1939-04-04 | 0 | 0
|  |  |  | 1939-04-05 | 0.36 | 0.36
|  |  |  | 1939-04-06 | 0.16 | 0.16
|  |  |  | 1939-04-07 | 0 | 0
|  |  |  | 1939-04-08 | 0 | 0
|  |  |  | 1939-04-09 | 0 | 0
|  |  |  | 1939-04-10 | 0 | 0
|  |  |  | 1939-04-11 | 0.39 | 0.39
|  |  |  | 1939-04-12 | 0 | 0
|  |  |  | 1939-04-13 | 0 | 0
|  |  |  | 1939-04-14 | 0 | 0
|  |  |  | 1939-04-15 | 0.06 | 0.06
|  |  |  | 1939-04-16 | 0.13 | 0.13
|  |  |  | 1939-04-17 | 0 | 0
|  |  |  | 1939-04-18 | 0 | 0
|  |  |  | 1939-04-19 | 0 | 0
|  |  |  | 1939-04-20 | 0 | 0
|  |  |  | 1939-04-21 | 0 | 0
|  |  |  | 1939-04-22 | 0 | 0
|  |  |  | 1939-04-23 | 0 | 0
|  |  |  | 1939-04-24 | 0 | 0
|  |  |  | 1939-04-25 | 0 | 0
|  |  |  | 1939-04-26 | 0 | 0
|  |  |  | 1939-04-27 | 0 | 0
|  |  |  | 1939-04-28 | 0 | 0
|  |  |  | 1939-04-29 | 0 | 0
|  |  |  | 1939-04-30 | 0 | 0
|  |  |  | 1939-05-01 | 0.01 | 0.01
|  |  |  | 1939-05-02 | 0 | 0
|  |  |  | 1939-05-03 | 0 | 0
|  |  |  | 1939-05-04 | 0 | 0
|  |  |  | 1939-05-05 | 0 | 0
|  |  |  | 1939-05-06 | 0 | 0
|  |  |  | 1939-05-07 | 0.1 | 0.1
|  |  |  | 1939-05-08 | 0 | 0
|  |  |  | 1939-05-09 | 0 | 0
|  |  |  | 1939-05-10 | 0 | 0
|  |  |  | 1939-05-11 | 0 | 0
|  |  |  | 1939-05-12 | 0 | 0
|  |  |  | 1939-05-13 | 2.2 | 2.2
|  |  |  | 1939-05-14 | 0 | 0
|  |  |  | 1939-05-15 | 0 | 0
|  |  |  | 1939-05-16 | 0.2 | 0.2
|  |  |  | 1939-05-17 | 0 | 0
|  |  |  | 1939-05-18 | 0 | 0
|  |  |  | 1939-05-19 | 0 | 0
|  |  |  | 1939-05-20 | 0.12 | 0.12
|  |  |  | 1939-05-21 | 0 | 0
|  |  |  | 1939-05-22 | 0 | 0
|  |  |  | 1939-05-23 | 0 | 0
|  |  |  | 1939-05-24 | 0 | 0
|  |  |  | 1939-05-25 | 0 | 0
|  |  |  | 1939-05-26 | 0.17 | 0.17
|  |  |  | 1939-05-27 | 0 | 0
|  |  |  | 1939-05-28 | 0 | 0
|  |  |  | 1939-05-29 | 0 | 0
|  |  |  | 1939-05-30 | 0 | 0
|  |  |  | 1939-05-31 | 0.16 | 0.16
|  |  |  | 1939-06-01 | 0.05 | 0.05
|  |  |  | 1939-06-02 | 0 | 0
|  |  |  | 1939-06-03 | 0 | 0
|  |  |  | 1939-06-04 | 0 | 0
|  |  |  | 1939-06-05 | 0.06 | 0.06
|  |  |  | 1939-06-06 | 0 | 0
|  |  |  | 1939-06-07 | 0 | 0
|  |  |  | 1939-06-08 | 0 | 0
|  |  |  | 1939-06-09 | 0 | 0
|  |  |  | 1939-06-10 | 0 | 0
|  |  |  | 1939-06-11 | 0 | 0
|  |  |  | 1939-06-12 | 0.43 | 0.43
|  |  |  | 1939-06-13 | 0 | 0
|  |  |  | 1939-06-14 | 0 | 0
|  |  |  | 1939-06-15 | 0 | 0
|  |  |  | 1939-06-16 | 0 | 0
|  |  |  | 1939-06-17 | 0 | 0
|  |  |  | 1939-06-18 | 0 | 0
|  |  |  | 1939-06-19 | 0.17 | 0.17
|  |  |  | 1939-06-20 | 0 | 0
|  |  |  | 1939-06-21 | 0.1 | 0.1
|  |  |  | 1939-06-22 | 0 | 0
|  |  |  | 1939-06-23 | 0.07 | 0.07
|  |  |  | 1939-06-24 | 0 | 0
|  |  |  | 1939-06-25 | 0 | 0
|  |  |  | 1939-06-26 | 0.53 | 0.53
|  |  |  | 1939-06-27 | 0.01 | 0.01
|  |  |  | 1939-06-28 | 0.1 | 0.1
|  |  |  | 1939-06-29 | 0.1 | 0.1
|  |  |  | 1939-06-30 | 0 | 0
|  |  |  | 1939-07-01 | 0.16 | 0.16
|  |  |  | 1939-07-02 | 0.24 | 0.24
|  |  |  | 1939-07-03 | 0 | 0
|  |  |  | 1939-07-04 | 0 | 0
|  |  |  | 1939-07-05 | 0 | 0
|  |  |  | 1939-07-06 | 0 | 0
|  |  |  | 1939-07-07 | 0 | 0
|  |  |  | 1939-07-08 | 0 | 0
|  |  |  | 1939-07-09 | 0 | 0
|  |  |  | 1939-07-10 | 0 | 0
|  |  |  | 1939-07-11 | 0 | 0
|  |  |  | 1939-07-12 | 0 | 0
|  |  |  | 1939-07-13 | 0 | 0
|  |  |  | 1939-07-14 | 0 | 0
|  |  |  | 1939-07-15 | 0 | 0
|  |  |  | 1939-07-16 | 0 | 0
|  |  |  | 1939-07-17 | 0 | 0
|  |  |  | 1939-07-18 | 0 | 0
|  |  |  | 1939-07-19 | 0.25 | 0.25
|  |  |  | 1939-07-20 | 0 | 0
|  |  |  | 1939-07-21 | 0 | 0
|  |  |  | 1939-07-22 | 0 | 0
|  |  |  | 1939-07-23 | 0 | 0
|  |  |  | 1939-07-24 | 0 | 0
|  |  |  | 1939-07-25 | 0 | 0
|  |  |  | 1939-07-26 | 0 | 0
|  |  |  | 1939-07-27 | 0.01 | 0.01
|  |  |  | 1939-07-28 | 0 | 0
|  |  |  | 1939-07-29 | 0 | 0
|  |  |  | 1939-07-30 | 0 | 0
|  |  |  | 1939-07-31 | 0 | 0
|  |  |  | 1939-08-01 | 0 | 0
|  |  |  | 1939-08-02 | 0 | 0
|  |  |  | 1939-08-03 | 1.57 | 1.57
|  |  |  | 1939-08-04 | 0.28 | 0.28
|  |  |  | 1939-08-05 | 0 | 0
|  |  |  | 1939-08-06 | 0 | 0
|  |  |  | 1939-08-07 | 0 | 0
|  |  |  | 1939-08-08 | 0.12 | 0.12
|  |  |  | 1939-08-09 | 0.1 | 0.1
|  |  |  | 1939-08-10 | 0 | 0
|  |  |  | 1939-08-11 | 0 | 0
|  |  |  | 1939-08-12 | 0 | 0
|  |  |  | 1939-08-13 | 0 | 0
|  |  |  | 1939-08-14 | 0 | 0
|  |  |  | 1939-08-15 | 0 | 0
|  |  |  | 1939-08-16 | 0 | 0
|  |  |  | 1939-08-17 | 0.01 | 0.01
|  |  |  | 1939-08-18 | 0 | 0
|  |  |  | 1939-08-19 | 0 | 0
|  |  |  | 1939-08-20 | 0.64 | 0.64
|  |  |  | 1939-08-21 | 0 | 0
|  |  |  | 1939-08-22 | 0 | 0
|  |  |  | 1939-08-23 | 0.37 | 0.37
|  |  |  | 1939-08-24 | 0 | 0
|  |  |  | 1939-08-25 | 0 | 0
|  |  |  | 1939-08-26 | 0 | 0
|  |  |  | 1939-08-27 | 0.06 | 0.06
|  |  |  | 1939-08-28 | 0 | 0
|  |  |  | 1939-08-29 | 0 | 0
|  |  |  | 1939-08-30 | 0 | 0
|  |  |  | 1939-08-31 | 0 | 0
|  |  |  | 1939-09-01 | 0 | 0
|  |  |  | 1939-09-02 | 0 | 0
|  |  |  | 1939-09-03 | 0 | 0
|  |  |  | 1939-09-04 | 0 | 0
|  |  |  | 1939-09-05 | 0 | 0
|  |  |  | 1939-09-06 | 0 | 0
|  |  |  | 1939-09-07 | 0 | 0
|  |  |  | 1939-09-08 | 0 | 0
|  |  |  | 1939-09-09 | 0 | 0
|  |  |  | 1939-09-10 | 0 | 0
|  |  |  | 1939-09-11 | 0 | 0
|  |  |  | 1939-09-12 | 0 | 0
|  |  |  | 1939-09-13 | 0 | 0
|  |  |  | 1939-09-14 | 0 | 0
|  |  |  | 1939-09-15 | 0 | 0
|  |  |  | 1939-09-16 | 0 | 0
|  |  |  | 1939-09-17 | 0 | 0
|  |  |  | 1939-09-18 | 0 | 0
|  |  |  | 1939-09-19 | 0 | 0
|  |  |  | 1939-09-20 | 0 | 0
|  |  |  | 1939-09-21 | 0 | 0
|  |  |  | 1939-09-22 | 0 | 0
|  |  |  | 1939-09-23 | 0 | 0
|  |  |  | 1939-09-24 | 0 | 0
|  |  |  | 1939-09-25 | 0 | 0
|  |  |  | 1939-09-26 | 0 | 0
|  |  |  | 1939-09-27 | 0 | 0
|  |  |  | 1939-09-28 | 0 | 0
|  |  |  | 1939-09-29 | 0 | 0
|  |  |  | 1939-09-30 | 0 | 0
|  |  |  | 1939-10-01 | 0 | 0
|  |  |  | 1939-10-02 | 0 | 0
|  |  |  | 1939-10-03 | 0 | 0
|  |  |  | 1939-10-04 | 0 | 0
|  |  |  | 1939-10-05 | 0 | 0
|  |  |  | 1939-10-06 | 0.21 | 0.21
|  |  |  | 1939-10-07 | 0 | 0
|  |  |  | 1939-10-08 | 0 | 0
|  |  |  | 1939-10-09 | 0.97 | 0.97
|  |  |  | 1939-10-10 | 0 | 0
|  |  |  | 1939-10-11 | 0 | 0
|  |  |  | 1939-10-12 | 0 | 0
|  |  |  | 1939-10-13 | 0 | 0
|  |  |  | 1939-10-14 | 0 | 0
|  |  |  | 1939-10-15 | 0 | 0
|  |  |  | 1939-10-16 | 0 | 0
|  |  |  | 1939-10-17 | 0 | 0
|  |  |  | 1939-10-18 | 0 | 0
|  |  |  | 1939-10-19 | 0 | 0
|  |  |  | 1939-10-20 | 0 | 0
|  |  |  | 1939-10-21 | 0 | 0
|  |  |  | 1939-10-22 | 0 | 0
|  |  |  | 1939-10-23 | 0 | 0
|  |  |  | 1939-10-24 | 0 | 0
|  |  |  | 1939-10-25 | 0 | 0
|  |  |  | 1939-10-26 | 1.18 | 1.18
|  |  |  | 1939-10-27 | 0 | 0
|  |  |  | 1939-10-28 | 0 | 0
|  |  |  | 1939-10-29 | 0 | 0
|  |  |  | 1939-10-30 | 0 | 0
|  |  |  | 1939-10-31 | 0 | 0
|  |  |  | 1939-11-01 | 0 | 0
|  |  |  | 1939-11-02 | 0 | 0
|  |  |  | 1939-11-03 | 0 | 0
|  |  |  | 1939-11-04 | 0 | 0
|  |  |  | 1939-11-05 | 0 | 0
|  |  |  | 1939-11-06 | 0 | 0
|  |  |  | 1939-11-07 | 0 | 0
|  |  |  | 1939-11-08 | 0 | 0
|  |  |  | 1939-11-09 | 0 | 0
|  |  |  | 1939-11-10 | 0.07 | 0.07
|  |  |  | 1939-11-11 | 0.01 | 0.01
|  |  |  | 1939-11-12 | 0.06 | 0.06
|  |  |  | 1939-11-13 | 0 | 0
|  |  |  | 1939-11-14 | 0 | 0
|  |  |  | 1939-11-15 | 0 | 0
|  |  |  | 1939-11-16 | 0 | 0
|  |  |  | 1939-11-17 | 0.03 | 0.03
|  |  |  | 1939-11-18 | 0 | 0
|  |  |  | 1939-11-19 | 0 | 0
|  |  |  | 1939-11-20 | 0 | 0
|  |  |  | 1939-11-21 | 0 | 0
|  |  |  | 1939-11-22 | 0 | 0
|  |  |  | 1939-11-23 | 0 | 0
|  |  |  | 1939-11-24 | 0 | 0
|  |  |  | 1939-11-25 | 0 | 0
|  |  |  | 1939-11-26 | 0 | 0
|  |  |  | 1939-11-27 | 0 | 0
|  |  |  | 1939-11-28 | 0 | 0
|  |  |  | 1939-11-29 | 0.72 | 0.72
|  |  |  | 1939-11-30 | 0.42 | 0.42
|  |  |  | 1939-12-01 | 0 | 0
|  |  |  | 1939-12-02 | 0 | 0
|  |  |  | 1939-12-03 | 0 | 0
|  |  |  | 1939-12-04 | 0 | 0
|  |  |  | 1939-12-05 | 0 | 0
|  |  |  | 1939-12-06 | 0 | 0
|  |  |  | 1939-12-07 | 0 | 0
|  |  |  | 1939-12-08 | 0 | 0
|  |  |  | 1939-12-09 | 0 | 0
|  |  |  | 1939-12-10 | 0 | 0
|  |  |  | 1939-12-11 | 0 | 0
|  |  |  | 1939-12-12 | 0 | 0
|  |  |  | 1939-12-13 | 0 | 0
|  |  |  | 1939-12-14 | 0 | 0
|  |  |  | 1939-12-15 | 0 | 0
|  |  |  | 1939-12-16 | 0 | 0
|  |  |  | 1939-12-17 | 0 | 0
|  |  |  | 1939-12-18 | 0 | 0
|  |  |  | 1939-12-19 | 0 | 0
|  |  |  | 1939-12-20 | 0 | 0
|  |  |  | 1939-12-21 | 0 | 0
|  |  |  | 1939-12-22 | 0.05 | 0.05
|  |  |  | 1939-12-23 | 0.24 | 0.24
|  |  |  | 1939-12-24 | 0 | 0
|  |  |  | 1939-12-25 | 0.13 | 0.13
|  |  |  | 1939-12-26 | 0.08 | 0.08
|  |  |  | 1939-12-27 | 0 | 0
|  |  |  | 1939-12-28 | 0 | 0
|  |  |  | 1939-12-29 | 0 | 0
|  |  |  | 1939-12-30 | 0 | 0
|  |  |  | 1939-12-31 | 0 | 0
|  |  |  | 1940-01-01 | 0 | 0
|  |  |  | 1940-01-02 | 0 | 0
|  |  |  | 1940-01-03 | 0 | 0
|  |  |  | 1940-01-04 | 0 | 0
|  |  |  | 1940-01-05 | 0 | 0
|  |  |  | 1940-01-06 | 0.08 | 0.08
|  |  |  | 1940-01-07 | 0 | 0
|  |  |  | 1940-01-08 | 0 | 0
|  |  |  | 1940-01-09 | 0 | 0
|  |  |  | 1940-01-10 | 0 | 0
|  |  |  | 1940-01-11 | 0 | 0
|  |  |  | 1940-01-12 | 0 | 0
|  |  |  | 1940-01-13 | 0 | 0
|  |  |  | 1940-01-14 | 0 | 0
|  |  |  | 1940-01-15 | 0 | 0
|  |  |  | 1940-01-16 | 0 | 0
|  |  |  | 1940-01-17 | 0 | 0
|  |  |  | 1940-01-18 | 0 | 0
|  |  |  | 1940-01-19 | 0 | 0
|  |  |  | 1940-01-20 | 0 | 0
|  |  |  | 1940-01-21 | 0 | 0
|  |  |  | 1940-01-22 | 0 | 0
|  |  |  | 1940-01-23 | 0 | 0
|  |  |  | 1940-01-24 | 0 | 0
|  |  |  | 1940-01-25 | 0 | 0
|  |  |  | 1940-01-26 | 0 | 0
|  |  |  | 1940-01-27 | 0 | 0
|  |  |  | 1940-01-28 | 0 | 0
|  |  |  | 1940-01-29 | 0 | 0
|  |  |  | 1940-01-30 | 0 | 0
|  |  |  | 1940-01-31 | 0 | 0
|  |  |  | 1940-02-01 | 0 | 0
|  |  |  | 1940-02-02 | 0.12 | 0.12
|  |  |  | 1940-02-03 | 0.53 | 0.53
|  |  |  | 1940-02-04 | 0 | 0
|  |  |  | 1940-02-05 | 0 | 0
|  |  |  | 1940-02-06 | 0 | 0
|  |  |  | 1940-02-07 | 0 | 0
|  |  |  | 1940-02-08 | 0 | 0
|  |  |  | 1940-02-09 | 0 | 0
|  |  |  | 1940-02-10 | 0 | 0
|  |  |  | 1940-02-11 | 0 | 0
|  |  |  | 1940-02-12 | 0 | 0
|  |  |  | 1940-02-13 | 0 | 0
|  |  |  | 1940-02-14 | 0 | 0
|  |  |  | 1940-02-15 | 0 | 0
|  |  |  | 1940-02-16 | 0.42 | 0.42
|  |  |  | 1940-02-17 | 0.03 | 0.03
|  |  |  | 1940-02-18 | 0 | 0
|  |  |  | 1940-02-19 | 0 | 0
|  |  |  | 1940-02-20 | 0 | 0
|  |  |  | 1940-02-21 | 0 | 0
|  |  |  | 1940-02-22 | 0 | 0
|  |  |  | 1940-02-23 | 0 | 0
|  |  |  | 1940-02-24 | 0 | 0
|  |  |  | 1940-02-25 | 0 | 0
|  |  |  | 1940-02-26 | 0 | 0
|  |  |  | 1940-02-27 | 0 | 0
|  |  |  | 1940-02-28 | 0 | 0
|  |  |  | 1940-02-29 | 0 | 0
|  |  |  | 1940-03-01 | 0 | 0
|  |  |  | 1940-03-02 | 0 | 0
|  |  |  | 1940-03-03 | 0 | 0
|  |  |  | 1940-03-04 | 0 | 0
|  |  |  | 1940-03-05 | 0 | 0
|  |  |  | 1940-03-06 | 0 | 0
|  |  |  | 1940-03-07 | 0 | 0
|  |  |  | 1940-03-08 | 0 | 0
|  |  |  | 1940-03-09 | 0 | 0
|  |  |  | 1940-03-10 | 0 | 0
|  |  |  | 1940-03-11 | 0 | 0
|  |  |  | 1940-03-12 | 0 | 0
|  |  |  | 1940-03-13 | 0 | 0
|  |  |  | 1940-03-14 | 0 | 0
|  |  |  | 1940-03-15 | 0 | 0
|  |  |  | 1940-03-16 | 0 | 0
|  |  |  | 1940-03-17 | 0 | 0
|  |  |  | 1940-03-18 | 0 | 0
|  |  |  | 1940-03-19 | 0 | 0
|  |  |  | 1940-03-20 | 0 | 0
|  |  |  | 1940-03-21 | 0 | 0
|  |  |  | 1940-03-22 | 0 | 0
|  |  |  | 1940-03-23 | 0 | 0
|  |  |  | 1940-03-24 | 0 | 0
|  |  |  | 1940-03-25 | 0 | 0
|  |  |  | 1940-03-26 | 0 | 0
|  |  |  | 1940-03-27 | 0 | 0
|  |  |  | 1940-03-28 | 0 | 0
|  |  |  | 1940-03-29 | 0 | 0
|  |  |  | 1940-03-30 | 0 | 0
|  |  |  | 1940-03-31 | 0 | 0
|  |  |  | 1940-04-01 | 0 | 0
|  |  |  | 1940-04-02 | 0 | 0
|  |  |  | 1940-04-03 | 0 | 0
|  |  |  | 1940-04-04 | 0 | 0
|  |  |  | 1940-04-05 | 0.64 | 0.64
|  |  |  | 1940-04-06 | 1.39 | 1.39
|  |  |  | 1940-04-07 | 0 | 0
|  |  |  | 1940-04-08 | 0 | 0
|  |  |  | 1940-04-09 | 0 | 0
|  |  |  | 1940-04-10 | 0 | 0
|  |  |  | 1940-04-11 | 0.37 | 0.37
|  |  |  | 1940-04-12 | 0 | 0
|  |  |  | 1940-04-13 | 0 | 0
|  |  |  | 1940-04-14 | 0 | 0
|  |  |  | 1940-04-15 | 0 | 0
|  |  |  | 1940-04-16 | 0 | 0
|  |  |  | 1940-04-17 | 0.02 | 0.02
|  |  |  | 1940-04-18 | 0 | 0
|  |  |  | 1940-04-19 | 0 | 0
|  |  |  | 1940-04-20 | 0 | 0
|  |  |  | 1940-04-21 | 0 | 0
|  |  |  | 1940-04-22 | 0 | 0
|  |  |  | 1940-04-23 | 0 | 0
|  |  |  | 1940-04-24 | 0 | 0
|  |  |  | 1940-04-25 | 0 | 0
|  |  |  | 1940-04-26 | 0 | 0
|  |  |  | 1940-04-27 | 0 | 0
|  |  |  | 1940-04-28 | 0.73 | 0.73
|  |  |  | 1940-04-29 | 0 | 0
|  |  |  | 1940-04-30 | 0 | 0
|  |  |  | 1940-05-01 | 0 | 0
|  |  |  | 1940-05-02 | 0 | 0
|  |  |  | 1940-05-03 | 0 | 0
|  |  |  | 1940-05-04 | 0 | 0
|  |  |  | 1940-05-05 | 0 | 0
|  |  |  | 1940-05-06 | 0 | 0
|  |  |  | 1940-05-07 | 0 | 0
|  |  |  | 1940-05-08 | 1.3 | 1.3
|  |  |  | 1940-05-09 | 0 | 0
|  |  |  | 1940-05-10 | 0 | 0
|  |  |  | 1940-05-11 | 0 | 0
|  |  |  | 1940-05-12 | 0 | 0
|  |  |  | 1940-05-13 | 0 | 0
|  |  |  | 1940-05-14 | 0 | 0
|  |  |  | 1940-05-15 | 0 | 0
|  |  |  | 1940-05-16 | 0 | 0
|  |  |  | 1940-05-17 | 0 | 0
|  |  |  | 1940-05-18 | 0 | 0
|  |  |  | 1940-05-19 | 0 | 0
|  |  |  | 1940-05-20 | 0 | 0
|  |  |  | 1940-05-21 | 0 | 0
|  |  |  | 1940-05-22 | 0.15 | 0.15
|  |  |  | 1940-05-23 | 0.59 | 0.59
|  |  |  | 1940-05-24 | 0.07 | 0.07
|  |  |  | 1940-05-25 | 0 | 0
|  |  |  | 1940-05-26 | 0.15 | 0.15
|  |  |  | 1940-05-27 | 0.4 | 0.4
|  |  |  | 1940-05-28 | 0.53 | 0.53
|  |  |  | 1940-05-29 | 0 | 0
|  |  |  | 1940-05-30 | 0 | 0
|  |  |  | 1940-05-31 | 0.04 | 0.04
|  |  |  | 1940-06-01 | 0 | 0
|  |  |  | 1940-06-02 | 0 | 0
|  |  |  | 1940-06-03 | 0 | 0
|  |  |  | 1940-06-04 | 0 | 0
|  |  |  | 1940-06-05 | 0 | 0
|  |  |  | 1940-06-06 | 0 | 0
|  |  |  | 1940-06-07 | 0 | 0
|  |  |  | 1940-06-08 | 0 | 0
|  |  |  | 1940-06-09 | 0.26 | 0.26
|  |  |  | 1940-06-10 | 0.71 | 0.71
|  |  |  | 1940-06-11 | 0 | 0
|  |  |  | 1940-06-12 | 0 | 0
|  |  |  | 1940-06-13 | 0.02 | 0.02
|  |  |  | 1940-06-14 | 0 | 0
|  |  |  | 1940-06-15 | 0 | 0
|  |  |  | 1940-06-16 | 0.51 | 0.51
|  |  |  | 1940-06-17 | 0.32 | 0.32
|  |  |  | 1940-06-18 | 0 | 0
|  |  |  | 1940-06-19 | 0 | 0
|  |  |  | 1940-06-20 | 0 | 0
|  |  |  | 1940-06-21 | 0 | 0
|  |  |  | 1940-06-22 | 0 | 0
|  |  |  | 1940-06-23 | 0 | 0
|  |  |  | 1940-06-24 | 1.38 | 1.38
|  |  |  | 1940-06-25 | 0 | 0
|  |  |  | 1940-06-26 | 0 | 0
|  |  |  | 1940-06-27 | 0 | 0
|  |  |  | 1940-06-28 | 0 | 0
|  |  |  | 1940-06-29 | 0 | 0
|  |  |  | 1940-06-30 | 0 | 0
|  |  |  | 1940-07-01 | 0 | 0
|  |  |  | 1940-07-02 | 0 | 0
|  |  |  | 1940-07-03 | 0.13 | 0.13
|  |  |  | 1940-07-04 | 0 | 0
|  |  |  | 1940-07-05 | 0 | 0
|  |  |  | 1940-07-06 | 0 | 0
|  |  |  | 1940-07-07 | 0 | 0
|  |  |  | 1940-07-08 | 0 | 0
|  |  |  | 1940-07-09 | 0 | 0
|  |  |  | 1940-07-10 | 0 | 0
|  |  |  | 1940-07-11 | 0 | 0
|  |  |  | 1940-07-12 | 1.64 | 1.64
|  |  |  | 1940-07-13 | 0 | 0
|  |  |  | 1940-07-14 | 0 | 0
|  |  |  | 1940-07-15 | 0 | 0
|  |  |  | 1940-07-17 | 0 | 0
|  |  |  | 1940-07-18 | 0 | 0
|  |  |  | 1940-07-19 | 0 | 0
|  |  |  | 1940-07-20 | 0 | 0
|  |  |  | 1940-07-21 | 0.48 | 0.48
|  |  |  | 1940-07-22 | 0 | 0
|  |  |  | 1940-07-23 | 0 | 0
|  |  |  | 1940-07-24 | 0 | 0
|  |  |  | 1940-07-25 | 0 | 0
|  |  |  | 1940-07-26 | 0 | 0
|  |  |  | 1940-07-28 | 0 | 0
|  |  |  | 1940-07-29 | 0 | 0
|  |  |  | 1940-07-30 | 0 | 0
|  |  |  | 1940-07-31 | 0 | 0
|  |  |  | 1940-08-01 | 0 | 0
|  |  |  | 1940-08-02 | 0 | 0
|  |  |  | 1940-08-03 | 0 | 0
|  |  |  | 1940-08-04 | 0.4 | 0.4
|  |  |  | 1940-08-05 | 0 | 0
|  |  |  | 1940-08-06 | 0 | 0
|  |  |  | 1940-08-07 | 0 | 0
|  |  |  | 1940-08-08 | 0 | 0
|  |  |  | 1940-08-09 | 0 | 0
|  |  |  | 1940-08-10 | 0 | 0
|  |  |  | 1940-08-11 | 0 | 0
|  |  |  | 1940-08-12 | 0 | 0
|  |  |  | 1940-08-13 | 0.03 | 0.03
|  |  |  | 1940-08-14 | 0.54 | 0.54
|  |  |  | 1940-08-15 | 2.1 | 2.1
|  |  |  | 1940-08-16 | 0.68 | 0.68
|  |  |  | 1940-08-17 | 0 | 0
|  |  |  | 1940-08-18 | 0 | 0
|  |  |  | 1940-08-19 | 0 | 0
|  |  |  | 1940-08-20 | 0 | 0
|  |  |  | 1940-08-21 | 0 | 0
|  |  |  | 1940-08-22 | 0 | 0
|  |  |  | 1940-08-23 | 0 | 0
|  |  |  | 1940-08-24 | 0 | 0
|  |  |  | 1940-08-25 | 0 | 0
|  |  |  | 1940-08-26 | 0.02 | 0.02
|  |  |  | 1940-08-27 | 0 | 0
|  |  |  | 1940-08-28 | 0 | 0
|  |  |  | 1940-08-29 | 0 | 0
|  |  |  | 1940-08-30 | 0 | 0
|  |  |  | 1940-08-31 | 0 | 0
|  |  |  | 1940-09-01 | 0.12 | 0.12
|  |  |  | 1940-09-02 | 0.05 | 0.05
|  |  |  | 1940-09-03 | 0.3 | 0.3
|  |  |  | 1940-09-04 | 0 | 0
|  |  |  | 1940-09-05 | 0 | 0
|  |  |  | 1940-09-06 | 0 | 0
|  |  |  | 1940-09-07 | 0 | 0
|  |  |  | 1940-09-08 | 0 | 0
|  |  |  | 1940-09-09 | 0 | 0
|  |  |  | 1940-09-10 | 0 | 0
|  |  |  | 1940-09-11 | 0 | 0
|  |  |  | 1940-09-12 | 0 | 0
|  |  |  | 1940-09-13 | 0 | 0
|  |  |  | 1940-09-14 | 0 | 0
|  |  |  | 1940-09-15 | 0 | 0
|  |  |  | 1940-09-16 | 0 | 0
|  |  |  | 1940-09-17 | 0 | 0
|  |  |  | 1940-09-18 | 0 | 0
|  |  |  | 1940-09-19 | 0 | 0
|  |  |  | 1940-09-20 | 0 | 0
|  |  |  | 1940-09-21 | 0 | 0
|  |  |  | 1940-09-22 | 1.15 | 1.15
|  |  |  | 1940-09-23 | 0 | 0
|  |  |  | 1940-09-24 | 0.36 | 0.36
|  |  |  | 1940-09-25 | 0 | 0
|  |  |  | 1940-09-26 | 0 | 0
|  |  |  | 1940-09-27 | 0 | 0
|  |  |  | 1940-09-28 | 0 | 0
|  |  |  | 1940-09-29 | 0 | 0
|  |  |  | 1940-09-30 | 0 | 0
|  |  |  | 1940-10-01 | 0 | 0
|  |  |  | 1940-10-02 | 0 | 0
|  |  |  | 1940-10-03 | 0 | 0
|  |  |  | 1940-10-04 | 0 | 0
|  |  |  | 1940-10-05 | 0 | 0
|  |  |  | 1940-10-06 | 0 | 0
|  |  |  | 1940-10-07 | 0 | 0
|  |  |  | 1940-10-08 | 0 | 0
|  |  |  | 1940-10-09 | 0 | 0
|  |  |  | 1940-10-10 | 0 | 0
|  |  |  | 1940-10-11 | 0 | 0
|  |  |  | 1940-10-12 | 0 | 0
|  |  |  | 1940-10-13 | 0 | 0
|  |  |  | 1940-10-14 | 0.15 | 0.15
|  |  |  | 1940-10-15 | 0 | 0
|  |  |  | 1940-10-16 | 0 | 0
|  |  |  | 1940-10-17 | 0 | 0
|  |  |  | 1940-10-18 | 0 | 0
|  |  |  | 1940-10-19 | 0 | 0
|  |  |  | 1940-10-20 | 0 | 0
|  |  |  | 1940-10-21 | 0 | 0
|  |  |  | 1940-10-22 | 0 | 0
|  |  |  | 1940-10-23 | 0 | 0
|  |  |  | 1940-10-24 | 0 | 0
|  |  |  | 1940-10-25 | 0 | 0
|  |  |  | 1940-10-26 | 0 | 0
|  |  |  | 1940-10-27 | 0 | 0
|  |  |  | 1940-10-28 | 0.53 | 0.53
|  |  |  | 1940-10-29 | 0 | 0
|  |  |  | 1940-10-30 | 0 | 0
|  |  |  | 1940-10-31 | 1.1 | 1.1
|  |  |  | 1940-11-01 | 0 | 0
|  |  |  | 1940-11-02 | 0 | 0
|  |  |  | 1940-11-03 | 0 | 0
|  |  |  | 1940-11-04 | 0 | 0
|  |  |  | 1940-11-05 | 0 | 0
|  |  |  | 1940-11-06 | 0 | 0
|  |  |  | 1940-11-07 | 0 | 0
|  |  |  | 1940-11-08 | 0.02 | 0.02
|  |  |  | 1940-11-09 | 0.42 | 0.42
|  |  |  | 1940-11-10 | 0 | 0
|  |  |  | 1940-11-11 | 0 | 0
|  |  |  | 1940-11-12 | 0 | 0
|  |  |  | 1940-11-13 | 0 | 0
|  |  |  | 1940-11-14 | 0 | 0
|  |  |  | 1940-11-15 | 0 | 0
|  |  |  | 1940-11-16 | 0 | 0
|  |  |  | 1940-11-17 | 0 | 0
|  |  |  | 1940-11-18 | 0 | 0
|  |  |  | 1940-11-19 | 0 | 0
|  |  |  | 1940-11-20 | 0.11 | 0.11
|  |  |  | 1940-11-21 | 0.19 | 0.19
|  |  |  | 1940-11-22 | 0.13 | 0.13
|  |  |  | 1940-11-23 | 0.79 | 0.79
|  |  |  | 1940-11-24 | 0.07 | 0.07
|  |  |  | 1940-11-25 | 1.02 | 1.02
|  |  |  | 1940-11-26 | 0.08 | 0.08
|  |  |  | 1940-11-27 | 0 | 0
|  |  |  | 1940-11-28 | 0 | 0
|  |  |  | 1940-11-29 | 0 | 0
|  |  |  | 1940-11-30 | 0 | 0
|  |  |  | 1940-12-01 | 0 | 0
|  |  |  | 1940-12-02 | 0 | 0
|  |  |  | 1940-12-03 | 0 | 0
|  |  |  | 1940-12-04 | 0 | 0
|  |  |  | 1940-12-05 | 0 | 0
|  |  |  | 1940-12-06 | 0.02 | 0.02
|  |  |  | 1940-12-07 | 0 | 0
|  |  |  | 1940-12-08 | 0 | 0
|  |  |  | 1940-12-09 | 0 | 0
|  |  |  | 1940-12-10 | 0 | 0
|  |  |  | 1940-12-11 | 0.22 | 0.22
|  |  |  | 1940-12-12 | 0.02 | 0.02
|  |  |  | 1940-12-13 | 0.04 | 0.04
|  |  |  | 1940-12-14 | 0.04 | 0.04
|  |  |  | 1940-12-15 | 0.84 | 0.84
|  |  |  | 1940-12-16 | 0 | 0
|  |  |  | 1940-12-17 | 0 | 0
|  |  |  | 1940-12-18 | 0 | 0
|  |  |  | 1940-12-19 | 0 | 0
|  |  |  | 1940-12-20 | 0 | 0
|  |  |  | 1940-12-21 | 0 | 0
|  |  |  | 1940-12-22 | 0 | 0
|  |  |  | 1940-12-23 | 0 | 0
|  |  |  | 1940-12-24 | 0 | 0
|  |  |  | 1940-12-25 | 0.01 | 0.01
|  |  |  | 1940-12-26 | 0.62 | 0.62
|  |  |  | 1940-12-27 | 0.01 | 0.01
|  |  |  | 1940-12-28 | 0 | 0
|  |  |  | 1940-12-29 | 0 | 0
|  |  |  | 1940-12-30 | 0 | 0
|  |  |  | 1940-12-31 | 0 | 0
|  |  |  | 1941-01-01 | 0.02 | 0.02
|  |  |  | 1941-01-02 | 0 | 0
|  |  |  | 1941-01-03 | 0 | 0
|  |  |  | 1941-01-04 | 0 | 0
|  |  |  | 1941-01-05 | 0 | 0
|  |  |  | 1941-01-06 | 0.32 | 0.32
|  |  |  | 1941-01-07 | 0.02 | 0.02
|  |  |  | 1941-01-08 | 0 | 0
|  |  |  | 1941-01-09 | 0 | 0
|  |  |  | 1941-01-10 | 0 | 0
|  |  |  | 1941-01-11 | 0 | 0
|  |  |  | 1941-01-12 | 0 | 0
|  |  |  | 1941-01-13 | 0.11 | 0.11
|  |  |  | 1941-01-14 | 0.05 | 0.05
|  |  |  | 1941-01-15 | 0 | 0
|  |  |  | 1941-01-16 | 0.08 | 0.08
|  |  |  | 1941-01-17 | 0 | 0
|  |  |  | 1941-01-18 | 0 | 0
|  |  |  | 1941-01-19 | 0 | 0
|  |  |  | 1941-01-20 | 0 | 0
|  |  |  | 1941-01-21 | 0 | 0
|  |  |  | 1941-01-22 | 0 | 0
|  |  |  | 1941-01-23 | 0 | 0
|  |  |  | 1941-01-24 | 0 | 0
|  |  |  | 1941-01-25 | 0 | 0
|  |  |  | 1941-01-26 | 0 | 0
|  |  |  | 1941-01-27 | 0 | 0
|  |  |  | 1941-01-28 | 0 | 0
|  |  |  | 1941-01-29 | 0 | 0
|  |  |  | 1941-01-30 | 0 | 0
|  |  |  | 1941-01-31 | 1.18 | 1.18
|  |  |  | 1941-02-01 | 0.8 | 0.8
|  |  |  | 1941-02-02 | 0.02 | 0.02
|  |  |  | 1941-02-03 | 0 | 0
|  |  |  | 1941-02-04 | 0 | 0
|  |  |  | 1941-02-05 | 0 | 0
|  |  |  | 1941-02-06 | 0 | 0
|  |  |  | 1941-02-07 | 0 | 0
|  |  |  | 1941-02-08 | 0 | 0
|  |  |  | 1941-02-09 | 0 | 0
|  |  |  | 1941-02-10 | 0 | 0
|  |  |  | 1941-02-11 | 0 | 0
|  |  |  | 1941-02-12 | 0 | 0
|  |  |  | 1941-02-13 | 0 | 0
|  |  |  | 1941-02-14 | 0 | 0
|  |  |  | 1941-02-15 | 0 | 0
|  |  |  | 1941-02-16 | 0 | 0
|  |  |  | 1941-02-17 | 0 | 0
|  |  |  | 1941-02-18 | 0.15 | 0.15
|  |  |  | 1941-02-19 | 0.26 | 0.26
|  |  |  | 1941-02-20 | 0.08 | 0.08
|  |  |  | 1941-02-21 | 0.04 | 0.04
|  |  |  | 1941-02-22 | 0.04 | 0.04
|  |  |  | 1941-02-23 | 0.51 | 0.51
|  |  |  | 1941-02-24 | 0.05 | 0.05
|  |  |  | 1941-02-25 | 0.15 | 0.15
|  |  |  | 1941-02-26 | 0.18 | 0.18
|  |  |  | 1941-02-27 | 0 | 0
|  |  |  | 1941-02-28 | 0 | 0
|  |  |  | 1941-03-01 | 0 | 0
|  |  |  | 1941-03-02 | 0 | 0
|  |  |  | 1941-03-03 | 0 | 0
|  |  |  | 1941-03-04 | 0 | 0
|  |  |  | 1941-03-05 | 0 | 0
|  |  |  | 1941-03-06 | 0.17 | 0.17
|  |  |  | 1941-03-07 | 0 | 0
|  |  |  | 1941-03-08 | 0 | 0
|  |  |  | 1941-03-09 | 0 | 0
|  |  |  | 1941-03-10 | 0 | 0
|  |  |  | 1941-03-11 | 0 | 0
|  |  |  | 1941-03-12 | 0 | 0
|  |  |  | 1941-03-13 | 0 | 0
|  |  |  | 1941-03-14 | 0 | 0
|  |  |  | 1941-03-15 | 0 | 0
|  |  |  | 1941-03-16 | 0 | 0
|  |  |  | 1941-03-17 | 0 | 0
|  |  |  | 1941-03-18 | 0 | 0
|  |  |  | 1941-03-19 | 0 | 0
|  |  |  | 1941-03-20 | 0 | 0
|  |  |  | 1941-03-21 | 0 | 0
|  |  |  | 1941-03-22 | 0 | 0
|  |  |  | 1941-03-23 | 0.57 | 0.57
|  |  |  | 1941-03-24 | 0 | 0
|  |  |  | 1941-03-25 | 0 | 0
|  |  |  | 1941-03-26 | 0.11 | 0.11
|  |  |  | 1941-03-27 | 0 | 0
|  |  |  | 1941-03-28 | 0 | 0
|  |  |  | 1941-03-29 | 0 | 0
|  |  |  | 1941-03-30 | 0 | 0
|  |  |  | 1941-03-31 | 0 | 0
|  |  |  | 1941-04-01 | 0 | 0
|  |  |  | 1941-04-02 | 0 | 0
|  |  |  | 1941-04-03 | 0 | 0
|  |  |  | 1941-04-04 | 0 | 0
|  |  |  | 1941-04-05 | 0 | 0
|  |  |  | 1941-04-06 | 0 | 0
|  |  |  | 1941-04-07 | 0.01 | 0.01
|  |  |  | 1941-04-08 | 0 | 0
|  |  |  | 1941-04-09 | 0.18 | 0.18
|  |  |  | 1941-04-10 | 0 | 0
|  |  |  | 1941-04-11 | 0 | 0
|  |  |  | 1941-04-12 | 0 | 0
|  |  |  | 1941-04-13 | 0.06 | 0.06
|  |  |  | 1941-04-14 | 0.82 | 0.82
|  |  |  | 1941-04-15 | 1.85 | 1.85
|  |  |  | 1941-04-16 | 0 | 0
|  |  |  | 1941-04-17 | 0 | 0
|  |  |  | 1941-04-18 | 0.01 | 0.01
|  |  |  | 1941-04-19 | 0.26 | 0.26
|  |  |  | 1941-04-20 | 0 | 0
|  |  |  | 1941-04-21 | 0 | 0
|  |  |  | 1941-04-22 | 0.25 | 0.25
|  |  |  | 1941-04-23 | 0.33 | 0.33
|  |  |  | 1941-04-24 | 0 | 0
|  |  |  | 1941-04-25 | 0 | 0
|  |  |  | 1941-04-26 | 0.03 | 0.03
|  |  |  | 1941-04-27 | 0.02 | 0.02
|  |  |  | 1941-04-28 | 0.54 | 0.54
|  |  |  | 1941-04-29 | 0.44 | 0.44
|  |  |  | 1941-04-30 | 0.13 | 0.13
|  |  |  | 1941-05-01 | 0 | 0
|  |  |  | 1941-05-02 | 0.33 | 0.33
|  |  |  | 1941-05-03 | 0.42 | 0.42
|  |  |  | 1941-05-04 | 0.09 | 0.09
|  |  |  | 1941-05-05 | 0 | 0
|  |  |  | 1941-05-06 | 0 | 0
|  |  |  | 1941-05-07 | 0 | 0
|  |  |  | 1941-05-08 | 0 | 0
|  |  |  | 1941-05-09 | 0.03 | 0.03
|  |  |  | 1941-05-10 | 0.47 | 0.47
|  |  |  | 1941-05-11 | 0.49 | 0.49
|  |  |  | 1941-05-12 | 0 | 0
|  |  |  | 1941-05-13 | 0 | 0
|  |  |  | 1941-05-14 | 0 | 0
|  |  |  | 1941-05-15 | 0 | 0
|  |  |  | 1941-05-16 | 0 | 0
|  |  |  | 1941-05-17 | 0 | 0
|  |  |  | 1941-05-18 | 0 | 0
|  |  |  | 1941-05-19 | 0 | 0
|  |  |  | 1941-05-20 | 0 | 0
|  |  |  | 1941-05-21 | 1.8 | 1.8
|  |  |  | 1941-05-22 | 0.24 | 0.24
|  |  |  | 1941-05-23 | 0.03 | 0.03
|  |  |  | 1941-05-24 | 0 | 0
|  |  |  | 1941-05-25 | 0.01 | 0.01
|  |  |  | 1941-05-26 | 0 | 0
|  |  |  | 1941-05-27 | 0 | 0
|  |  |  | 1941-05-28 | 0 | 0
|  |  |  | 1941-05-29 | 0 | 0
|  |  |  | 1941-05-30 | 0 | 0
|  |  |  | 1941-05-31 | 0 | 0
|  |  |  | 1941-06-01 | 0.8 | 0.8
|  |  |  | 1941-06-02 | 2.07 | 2.07
|  |  |  | 1941-06-03 | 0 | 0
|  |  |  | 1941-06-04 | 0 | 0
|  |  |  | 1941-06-05 | 0 | 0
|  |  |  | 1941-06-06 | 1.49 | 1.49
|  |  |  | 1941-06-07 | 0 | 0
|  |  |  | 1941-06-08 | 0 | 0
|  |  |  | 1941-06-09 | 0.27 | 0.27
|  |  |  | 1941-06-10 | 0.59 | 0.59
|  |  |  | 1941-06-11 | 0 | 0
|  |  |  | 1941-06-12 | 0.1 | 0.1
|  |  |  | 1941-06-13 | 0.02 | 0.02
|  |  |  | 1941-06-14 | 0.12 | 0.12
|  |  |  | 1941-06-15 | 0.79 | 0.79
|  |  |  | 1941-06-16 | 0 | 0
|  |  |  | 1941-06-17 | 0 | 0
|  |  |  | 1941-06-18 | 0 | 0
|  |  |  | 1941-06-19 | 0 | 0
|  |  |  | 1941-06-20 | 0 | 0
|  |  |  | 1941-06-21 | 0 | 0
|  |  |  | 1941-06-22 | 0 | 0
|  |  |  | 1941-06-23 | 1.9 | 1.9
|  |  |  | 1941-06-24 | 0 | 0
|  |  |  | 1941-06-25 | 0.05 | 0.05
|  |  |  | 1941-06-26 | 0 | 0
|  |  |  | 1941-06-27 | 0.02 | 0.02
|  |  |  | 1941-06-28 | 0 | 0
|  |  |  | 1941-06-29 | 0 | 0
|  |  |  | 1941-06-30 | 0 | 0
|  |  |  | 1941-07-01 | 0.11 | 0.11
|  |  |  | 1941-07-02 | 1.12 | 1.12
|  |  |  | 1941-07-03 | 0 | 0
|  |  |  | 1941-07-04 | 0 | 0
|  |  |  | 1941-07-05 | 0 | 0
|  |  |  | 1941-07-06 | 0 | 0
|  |  |  | 1941-07-07 | 0 | 0
|  |  |  | 1941-07-08 | 0 | 0
|  |  |  | 1941-07-09 | 0 | 0
|  |  |  | 1941-07-10 | 0 | 0
|  |  |  | 1941-07-11 | 0 | 0
|  |  |  | 1941-07-12 | 0 | 0
|  |  |  | 1941-07-13 | 0 | 0
|  |  |  | 1941-07-14 | 0 | 0
|  |  |  | 1941-07-15 | 0 | 0
|  |  |  | 1941-07-16 | 0 | 0
|  |  |  | 1941-07-17 | 0 | 0
|  |  |  | 1941-07-18 | 0 | 0
|  |  |  | 1941-07-19 | 1.19 | 1.19
|  |  |  | 1941-07-20 | 0 | 0
|  |  |  | 1941-07-21 | 0 | 0
|  |  |  | 1941-07-22 | 0 | 0
|  |  |  | 1941-07-23 | 0 | 0
|  |  |  | 1941-07-24 | 0 | 0
|  |  |  | 1941-07-25 | 0 | 0
|  |  |  | 1941-07-26 | 0 | 0
|  |  |  | 1941-07-27 | 0 | 0
|  |  |  | 1941-07-28 | 0 | 0
|  |  |  | 1941-07-29 | 0 | 0
|  |  |  | 1941-07-30 | 0 | 0
|  |  |  | 1941-07-31 | 0 | 0
|  |  |  | 1941-08-01 | 0 | 0
|  |  |  | 1941-08-02 | 0 | 0
|  |  |  | 1941-08-03 | 0 | 0
|  |  |  | 1941-08-04 | 0 | 0
|  |  |  | 1941-08-05 | 0.07 | 0.07
|  |  |  | 1941-08-06 | 0 | 0
|  |  |  | 1941-08-07 | 0 | 0
|  |  |  | 1941-08-08 | 0 | 0
|  |  |  | 1941-08-09 | 0.01 | 0.01
|  |  |  | 1941-08-10 | 0 | 0
|  |  |  | 1941-08-11 | 0 | 0
|  |  |  | 1941-08-12 | 0 | 0
|  |  |  | 1941-08-13 | 0 | 0
|  |  |  | 1941-08-14 | 0 | 0
|  |  |  | 1941-08-15 | 0 | 0
|  |  |  | 1941-08-16 | 0 | 0
|  |  |  | 1941-08-17 | 0 | 0
|  |  |  | 1941-08-18 | 0 | 0
|  |  |  | 1941-08-19 | 0 | 0
|  |  |  | 1941-08-20 | 0 | 0
|  |  |  | 1941-08-21 | 1.11 | 1.11
|  |  |  | 1941-08-22 | 0.05 | 0.05
|  |  |  | 1941-08-23 | 0.28 | 0.28
|  |  |  | 1941-08-24 | 0.02 | 0.02
|  |  |  | 1941-08-25 | 0 | 0
|  |  |  | 1941-08-26 | 0 | 0
|  |  |  | 1941-08-27 | 0.74 | 0.74
|  |  |  | 1941-08-28 | 0.01 | 0.01
|  |  |  | 1941-08-29 | 0 | 0
|  |  |  | 1941-08-30 | 0 | 0
|  |  |  | 1941-08-31 | 0 | 0
|  |  |  | 1941-09-01 | 0 | 0
|  |  |  | 1941-09-02 | 0 | 0
|  |  |  | 1941-09-03 | 0 | 0
|  |  |  | 1941-09-04 | 0 | 0
|  |  |  | 1941-09-05 | 0 | 0
|  |  |  | 1941-09-06 | 0 | 0
|  |  |  | 1941-09-07 | 0 | 0
|  |  |  | 1941-09-08 | 0.47 | 0.47
|  |  |  | 1941-09-09 | 2.34 | 2.34
|  |  |  | 1941-09-10 | 0 | 0
|  |  |  | 1941-09-11 | 0 | 0
|  |  |  | 1941-09-12 | 0 | 0
|  |  |  | 1941-09-13 | 0 | 0
|  |  |  | 1941-09-14 | 0 | 0
|  |  |  | 1941-09-15 | 0 | 0
|  |  |  | 1941-09-16 | 0 | 0
|  |  |  | 1941-09-17 | 0 | 0
|  |  |  | 1941-09-18 | 0 | 0
|  |  |  | 1941-09-19 | 0 | 0
|  |  |  | 1941-09-20 | 0 | 0
|  |  |  | 1941-09-21 | 0 | 0
|  |  |  | 1941-09-22 | 0 | 0
|  |  |  | 1941-09-23 | 0 | 0
|  |  |  | 1941-09-24 | 0.64 | 0.64
|  |  |  | 1941-09-25 | 0.08 | 0.08
|  |  |  | 1941-09-26 | 0 | 0
|  |  |  | 1941-09-27 | 0 | 0
|  |  |  | 1941-09-28 | 0 | 0
|  |  |  | 1941-09-29 | 0 | 0
|  |  |  | 1941-09-30 | 0 | 0
|  |  |  | 1941-10-01 | 1.26 | 1.26
|  |  |  | 1941-10-02 | 1.82 | 1.82
|  |  |  | 1941-10-03 | 1.24 | 1.24
|  |  |  | 1941-10-04 | 0.5 | 0.5
|  |  |  | 1941-10-05 | 0 | 0
|  |  |  | 1941-10-06 | 0.18 | 0.18
|  |  |  | 1941-10-07 | 0.06 | 0.06
|  |  |  | 1941-10-08 | 0 | 0
|  |  |  | 1941-10-09 | 0 | 0
|  |  |  | 1941-10-10 | 0 | 0
|  |  |  | 1941-10-11 | 0 | 0
|  |  |  | 1941-10-12 | 0 | 0
|  |  |  | 1941-10-13 | 0 | 0
|  |  |  | 1941-10-14 | 0 | 0
|  |  |  | 1941-10-15 | 1.61 | 1.61
|  |  |  | 1941-10-16 | 0 | 0
|  |  |  | 1941-10-17 | 0 | 0
|  |  |  | 1941-10-18 | 0 | 0
|  |  |  | 1941-10-19 | 0 | 0
|  |  |  | 1941-10-20 | 0 | 0
|  |  |  | 1941-10-21 | 0 | 0
|  |  |  | 1941-10-22 | 0 | 0
|  |  |  | 1941-10-23 | 0.02 | 0.02
|  |  |  | 1941-10-24 | 0 | 0
|  |  |  | 1941-10-25 | 0.27 | 0.27
|  |  |  | 1941-10-26 | 0 | 0
|  |  |  | 1941-10-27 | 0 | 0
|  |  |  | 1941-10-28 | 0 | 0
|  |  |  | 1941-10-29 | 0.77 | 0.77
|  |  |  | 1941-10-30 | 3.87 | 3.87
|  |  |  | 1941-10-31 | 0.17 | 0.17
|  |  |  | 1941-11-01 | 0 | 0
|  |  |  | 1941-11-02 | 0 | 0
|  |  |  | 1941-11-03 | 0 | 0
|  |  |  | 1941-11-04 | 0 | 0
|  |  |  | 1941-11-05 | 0 | 0
|  |  |  | 1941-11-06 | 0 | 0
|  |  |  | 1941-11-07 | 0.03 | 0.03
|  |  |  | 1941-11-08 | 0 | 0
|  |  |  | 1941-11-09 | 0 | 0
|  |  |  | 1941-11-10 | 0 | 0
|  |  |  | 1941-11-11 | 0 | 0
|  |  |  | 1941-11-12 | 0 | 0
|  |  |  | 1941-11-13 | 0 | 0
|  |  |  | 1941-11-14 | 0 | 0
|  |  |  | 1941-11-15 | 0 | 0
|  |  |  | 1941-11-16 | 0 | 0
|  |  |  | 1941-11-17 | 0 | 0
|  |  |  | 1941-11-18 | 0 | 0
|  |  |  | 1941-11-19 | 0.1 | 0.1
|  |  |  | 1941-11-20 | 0 | 0
|  |  |  | 1941-11-21 | 0 | 0
|  |  |  | 1941-11-22 | 0.43 | 0.43
|  |  |  | 1941-11-23 | 0 | 0
|  |  |  | 1941-11-24 | 0 | 0
|  |  |  | 1941-11-25 | 0 | 0
|  |  |  | 1941-11-26 | 0 | 0
|  |  |  | 1941-11-27 | 0 | 0
|  |  |  | 1941-11-28 | 0 | 0
|  |  |  | 1941-11-29 | 0.04 | 0.04
|  |  |  | 1941-11-30 | 0 | 0
|  |  |  | 1941-12-01 | 0 | 0
|  |  |  | 1941-12-02 | 0 | 0
|  |  |  | 1941-12-03 | 0 | 0
|  |  |  | 1941-12-04 | 0 | 0
|  |  |  | 1941-12-05 | 0 | 0
|  |  |  | 1941-12-06 | 0 | 0
|  |  |  | 1941-12-07 | 0 | 0
|  |  |  | 1941-12-08 | 0 | 0
|  |  |  | 1941-12-09 | 0 | 0
|  |  |  | 1941-12-10 | 0 | 0
|  |  |  | 1941-12-11 | 0.45 | 0.45
|  |  |  | 1941-12-12 | 0.66 | 0.66
|  |  |  | 1941-12-13 | 0 | 0
|  |  |  | 1941-12-14 | 0 | 0
|  |  |  | 1941-12-15 | 0 | 0
|  |  |  | 1941-12-16 | 0 | 0
|  |  |  | 1941-12-17 | 0 | 0
|  |  |  | 1941-12-18 | 0 | 0
|  |  |  | 1941-12-19 | 0 | 0
|  |  |  | 1941-12-20 | 0 | 0
|  |  |  | 1941-12-21 | 0 | 0
|  |  |  | 1941-12-22 | 0.01 | 0.01
|  |  |  | 1941-12-23 | 0 | 0
|  |  |  | 1941-12-24 | 0 | 0
|  |  |  | 1941-12-25 | 0 | 0
|  |  |  | 1941-12-26 | 0 | 0
|  |  |  | 1941-12-27 | 0 | 0
|  |  |  | 1941-12-28 | 0 | 0
|  |  |  | 1941-12-29 | 0 | 0
|  |  |  | 1941-12-30 | 0 | 0
|  |  |  | 1941-12-31 | 0 | 0
|  |  |  | 1942-01-01 | 0 | 0
|  |  |  | 1942-01-02 | 0 | 0
|  |  |  | 1942-01-03 | 0.06 | 0.06
|  |  |  | 1942-01-04 | 0.02 | 0.02
|  |  |  | 1942-01-05 | 0 | 0
|  |  |  | 1942-01-06 | 0 | 0
|  |  |  | 1942-01-07 | 0 | 0
|  |  |  | 1942-01-08 | 0 | 0
|  |  |  | 1942-01-09 | 0 | 0
|  |  |  | 1942-01-10 | 0 | 0
|  |  |  | 1942-01-11 | 0 | 0
|  |  |  | 1942-01-12 | 0 | 0
|  |  |  | 1942-01-13 | 0 | 0
|  |  |  | 1942-01-14 | 0 | 0
|  |  |  | 1942-01-15 | 0 | 0
|  |  |  | 1942-01-16 | 0 | 0
|  |  |  | 1942-01-17 | 0 | 0
|  |  |  | 1942-01-18 | 0 | 0
|  |  |  | 1942-01-19 | 0 | 0
|  |  |  | 1942-01-20 | 0 | 0
|  |  |  | 1942-01-21 | 0 | 0
|  |  |  | 1942-01-22 | 0 | 0
|  |  |  | 1942-01-23 | 0 | 0
|  |  |  | 1942-01-24 | 0 | 0
|  |  |  | 1942-01-25 | 0 | 0
|  |  |  | 1942-01-26 | 0 | 0
|  |  |  | 1942-01-27 | 0 | 0
|  |  |  | 1942-01-28 | 0 | 0
|  |  |  | 1942-01-29 | 0 | 0
|  |  |  | 1942-01-30 | 0.05 | 0.05
|  |  |  | 1942-01-31 | 0 | 0
|  |  |  | 1942-02-01 | 0 | 0
|  |  |  | 1942-02-02 | 0 | 0
|  |  |  | 1942-02-03 | 0 | 0
|  |  |  | 1942-02-04 | 0 | 0
|  |  |  | 1942-02-05 | 0 | 0
|  |  |  | 1942-02-06 | 0 | 0
|  |  |  | 1942-02-07 | 0 | 0
|  |  |  | 1942-02-08 | 0 | 0
|  |  |  | 1942-02-09 | 0 | 0
|  |  |  | 1942-02-10 | 0 | 0
|  |  |  | 1942-02-11 | 0 | 0
|  |  |  | 1942-02-12 | 0 | 0
|  |  |  | 1942-02-13 | 0 | 0
|  |  |  | 1942-02-14 | 0.36 | 0.36
|  |  |  | 1942-02-15 | 0.04 | 0.04
|  |  |  | 1942-02-16 | 0.19 | 0.19
|  |  |  | 1942-02-17 | 0 | 0
|  |  |  | 1942-02-18 | 0 | 0
|  |  |  | 1942-02-19 | 0 | 0
|  |  |  | 1942-02-20 | 0 | 0
|  |  |  | 1942-02-21 | 0 | 0
|  |  |  | 1942-02-22 | 0 | 0
|  |  |  | 1942-02-23 | 0 | 0
|  |  |  | 1942-02-24 | 0 | 0
|  |  |  | 1942-02-25 | 0 | 0
|  |  |  | 1942-02-26 | 0 | 0
|  |  |  | 1942-02-27 | 0 | 0
|  |  |  | 1942-02-28 | 0 | 0
|  |  |  | 1942-03-01 | 0.41 | 0.41
|  |  |  | 1942-03-02 | 0.01 | 0.01
|  |  |  | 1942-03-03 | 0 | 0
|  |  |  | 1942-03-04 | 0 | 0
|  |  |  | 1942-03-05 | 0 | 0
|  |  |  | 1942-03-06 | 0 | 0
|  |  |  | 1942-03-07 | 0 | 0
|  |  |  | 1942-03-08 | 0.02 | 0.02
|  |  |  | 1942-03-09 | 0 | 0
|  |  |  | 1942-03-10 | 0 | 0
|  |  |  | 1942-03-11 | 0 | 0
|  |  |  | 1942-03-12 | 0 | 0
|  |  |  | 1942-03-13 | 0 | 0
|  |  |  | 1942-03-14 | 0.05 | 0.05
|  |  |  | 1942-03-15 | 0 | 0
|  |  |  | 1942-03-16 | 0 | 0
|  |  |  | 1942-03-17 | 0 | 0
|  |  |  | 1942-03-18 | 0 | 0
|  |  |  | 1942-03-19 | 0 | 0
|  |  |  | 1942-03-20 | 0 | 0
|  |  |  | 1942-03-21 | 0 | 0
|  |  |  | 1942-03-22 | 0 | 0
|  |  |  | 1942-03-23 | 0 | 0
|  |  |  | 1942-03-24 | 0 | 0
|  |  |  | 1942-03-25 | 0.01 | 0.01
|  |  |  | 1942-03-26 | 0 | 0
|  |  |  | 1942-03-27 | 0 | 0
|  |  |  | 1942-03-28 | 0 | 0
|  |  |  | 1942-03-29 | 0 | 0
|  |  |  | 1942-03-30 | 0 | 0
|  |  |  | 1942-03-31 | 0 | 0
|  |  |  | 1942-04-01 | 0 | 0
|  |  |  | 1942-04-02 | 0 | 0
|  |  |  | 1942-04-03 | 0 | 0
|  |  |  | 1942-04-04 | 0 | 0
|  |  |  | 1942-04-05 | 0 | 0
|  |  |  | 1942-04-06 | 0.33 | 0.33
|  |  |  | 1942-04-07 | 2.22 | 2.22
|  |  |  | 1942-04-08 | 1.7 | 1.7
|  |  |  | 1942-04-09 | 0.2 | 0.2
|  |  |  | 1942-04-10 | 0 | 0
|  |  |  | 1942-04-11 | 0 | 0
|  |  |  | 1942-04-12 | 0.01 | 0.01
|  |  |  | 1942-04-13 | 0.29 | 0.29
|  |  |  | 1942-04-14 | 0 | 0
|  |  |  | 1942-04-15 | 0 | 0
|  |  |  | 1942-04-16 | 0 | 0
|  |  |  | 1942-04-17 | 0 | 0
|  |  |  | 1942-04-18 | 0.27 | 0.27
|  |  |  | 1942-04-19 | 0.32 | 0.32
|  |  |  | 1942-04-20 | 0.36 | 0.36
|  |  |  | 1942-04-21 | 0 | 0
|  |  |  | 1942-04-22 | 0 | 0
|  |  |  | 1942-04-23 | 1.03 | 1.03
|  |  |  | 1942-04-24 | 0.62 | 0.62
|  |  |  | 1942-04-25 | 0 | 0
|  |  |  | 1942-04-26 | 0 | 0
|  |  |  | 1942-04-27 | 0 | 0
|  |  |  | 1942-04-28 | 0 | 0
|  |  |  | 1942-04-29 | 0 | 0
|  |  |  | 1942-04-30 | 0 | 0
|  |  |  | 1942-05-01 | 0 | 0
|  |  |  | 1942-05-02 | 0 | 0
|  |  |  | 1942-05-03 | 0 | 0
|  |  |  | 1942-05-04 | 0 | 0
|  |  |  | 1942-05-05 | 0 | 0
|  |  |  | 1942-05-06 | 0.25 | 0.25
|  |  |  | 1942-05-07 | 0 | 0
|  |  |  | 1942-05-08 | 0 | 0
|  |  |  | 1942-05-09 | 0 | 0
|  |  |  | 1942-05-10 | 0 | 0
|  |  |  | 1942-05-11 | 0 | 0
|  |  |  | 1942-05-12 | 0 | 0
|  |  |  | 1942-05-13 | 0 | 0
|  |  |  | 1942-05-14 | 0 | 0
|  |  |  | 1942-05-15 | 0 | 0
|  |  |  | 1942-05-16 | 0 | 0
|  |  |  | 1942-05-17 | 0 | 0
|  |  |  | 1942-05-18 | 0 | 0
|  |  |  | 1942-05-19 | 0.84 | 0.84
|  |  |  | 1942-05-20 | 0 | 0
|  |  |  | 1942-05-21 | 0.03 | 0.03
|  |  |  | 1942-05-22 | 0 | 0
|  |  |  | 1942-05-23 | 0 | 0
|  |  |  | 1942-05-24 | 0 | 0
|  |  |  | 1942-05-25 | 0 | 0
|  |  |  | 1942-05-26 | 0 | 0
|  |  |  | 1942-05-27 | 0 | 0
|  |  |  | 1942-05-28 | 0 | 0
|  |  |  | 1942-05-29 | 0 | 0
|  |  |  | 1942-05-30 | 0 | 0
|  |  |  | 1942-05-31 | 0 | 0
|  |  |  | 1942-06-01 | 0 | 0
|  |  |  | 1942-06-02 | 0 | 0
|  |  |  | 1942-06-03 | 0 | 0
|  |  |  | 1942-06-04 | 0 | 0
|  |  |  | 1942-06-05 | 0.16 | 0.16
|  |  |  | 1942-06-06 | 0.03 | 0.03
|  |  |  | 1942-06-07 | 0.59 | 0.59
|  |  |  | 1942-06-08 | 0.09 | 0.09
|  |  |  | 1942-06-09 | 0.5 | 0.5
|  |  |  | 1942-06-10 | 0 | 0
|  |  |  | 1942-06-11 | 0 | 0
|  |  |  | 1942-06-12 | 0 | 0
|  |  |  | 1942-06-13 | 0 | 0
|  |  |  | 1942-06-14 | 0 | 0
|  |  |  | 1942-06-15 | 1.13 | 1.13
|  |  |  | 1942-06-16 | 0 | 0
|  |  |  | 1942-06-17 | 0 | 0
|  |  |  | 1942-06-18 | 0 | 0
|  |  |  | 1942-06-19 | 0 | 0
|  |  |  | 1942-06-20 | 0 | 0
|  |  |  | 1942-06-21 | 0.06 | 0.06
|  |  |  | 1942-06-22 | 0.78 | 0.78
|  |  |  | 1942-06-23 | 0 | 0
|  |  |  | 1942-06-24 | 0 | 0
|  |  |  | 1942-06-25 | 0 | 0
|  |  |  | 1942-06-26 | 0 | 0
|  |  |  | 1942-06-27 | 0 | 0
|  |  |  | 1942-06-28 | 0 | 0
|  |  |  | 1942-06-29 | 0 | 0
|  |  |  | 1942-06-30 | 0 | 0
|  |  |  | 1942-07-01 | 0 | 0
|  |  |  | 1942-07-02 | 0.02 | 0.02
|  |  |  | 1942-07-03 | 0 | 0
|  |  |  | 1942-07-04 | 0 | 0
|  |  |  | 1942-07-05 | 0 | 0
|  |  |  | 1942-07-06 | 0 | 0
|  |  |  | 1942-07-07 | 0 | 0
|  |  |  | 1942-07-08 | 0 | 0
|  |  |  | 1942-07-09 | 0 | 0
|  |  |  | 1942-07-10 | 0.18 | 0.18
|  |  |  | 1942-07-11 | 0.2 | 0.2
|  |  |  | 1942-07-12 | 0 | 0
|  |  |  | 1942-07-13 | 0 | 0
|  |  |  | 1942-07-14 | 0 | 0
|  |  |  | 1942-07-15 | 0 | 0
|  |  |  | 1942-07-16 | 0 | 0
|  |  |  | 1942-07-17 | 0 | 0
|  |  |  | 1942-07-18 | 0 | 0
|  |  |  | 1942-07-19 | 0 | 0
|  |  |  | 1942-07-20 | 0 | 0
|  |  |  | 1942-07-21 | 0.03 | 0.03
|  |  |  | 1942-07-22 | 0 | 0
|  |  |  | 1942-07-23 | 0 | 0
|  |  |  | 1942-07-24 | 0 | 0
|  |  |  | 1942-07-25 | 0.15 | 0.15
|  |  |  | 1942-07-26 | 0 | 0
|  |  |  | 1942-07-27 | 0 | 0
|  |  |  | 1942-07-28 | 0 | 0
|  |  |  | 1942-07-29 | 0 | 0
|  |  |  | 1942-07-30 | 0 | 0
|  |  |  | 1942-07-31 | 0 | 0
|  |  |  | 1942-08-01 | 0 | 0
|  |  |  | 1942-08-02 | 0 | 0
|  |  |  | 1942-08-03 | 0 | 0
|  |  |  | 1942-08-04 | 0.51 | 0.51
|  |  |  | 1942-08-05 | 0 | 0
|  |  |  | 1942-08-06 | 0 | 0
|  |  |  | 1942-08-07 | 0 | 0
|  |  |  | 1942-08-08 | 0 | 0
|  |  |  | 1942-08-09 | 0 | 0
|  |  |  | 1942-08-10 | 0 | 0
|  |  |  | 1942-08-11 | 0 | 0
|  |  |  | 1942-08-12 | 0.13 | 0.13
|  |  |  | 1942-08-13 | 0 | 0
|  |  |  | 1942-08-14 | 0.18 | 0.18
|  |  |  | 1942-08-15 | 0.34 | 0.34
|  |  |  | 1942-08-16 | 0.03 | 0.03
|  |  |  | 1942-08-17 | 0 | 0
|  |  |  | 1942-08-18 | 0 | 0
|  |  |  | 1942-08-19 | 0 | 0
|  |  |  | 1942-08-20 | 0 | 0
|  |  |  | 1942-08-21 | 0 | 0
|  |  |  | 1942-08-22 | 0 | 0
|  |  |  | 1942-08-23 | 0 | 0
|  |  |  | 1942-08-24 | 0 | 0
|  |  |  | 1942-08-25 | 0.06 | 0.06
|  |  |  | 1942-08-26 | 0 | 0
|  |  |  | 1942-08-27 | 0 | 0
|  |  |  | 1942-08-28 | 0 | 0
|  |  |  | 1942-08-29 | 0 | 0
|  |  |  | 1942-08-30 | 0 | 0
|  |  |  | 1942-08-31 | 0 | 0
|  |  |  | 1942-09-01 | 0 | 0
|  |  |  | 1942-09-02 | 0.02 | 0.02
|  |  |  | 1942-09-03 | 1.48 | 1.48
|  |  |  | 1942-09-04 | 0 | 0
|  |  |  | 1942-09-05 | 0 | 0
|  |  |  | 1942-09-06 | 0.08 | 0.08
|  |  |  | 1942-09-07 | 0.69 | 0.69
|  |  |  | 1942-09-08 | 0 | 0
|  |  |  | 1942-09-09 | 0 | 0
|  |  |  | 1942-09-10 | 0 | 0
|  |  |  | 1942-09-11 | 0 | 0
|  |  |  | 1942-09-12 | 0 | 0
|  |  |  | 1942-09-13 | 0 | 0
|  |  |  | 1942-09-14 | 0 | 0
|  |  |  | 1942-09-15 | 0 | 0
|  |  |  | 1942-09-16 | 0 | 0
|  |  |  | 1942-09-17 | 0 | 0
|  |  |  | 1942-09-18 | 0 | 0
|  |  |  | 1942-09-19 | 1.33 | 1.33
|  |  |  | 1942-09-20 | 0.03 | 0.03
|  |  |  | 1942-09-21 | 0 | 0
|  |  |  | 1942-09-22 | 0 | 0
|  |  |  | 1942-09-23 | 0 | 0
|  |  |  | 1942-09-24 | 0 | 0
|  |  |  | 1942-09-25 | 0 | 0
|  |  |  | 1942-09-26 | 0 | 0
|  |  |  | 1942-09-27 | 0 | 0
|  |  |  | 1942-09-28 | 0 | 0
|  |  |  | 1942-09-29 | 0 | 0
|  |  |  | 1942-09-30 | 0 | 0
|  |  |  | 1942-10-01 | 0 | 0
|  |  |  | 1942-10-02 | 0 | 0
|  |  |  | 1942-10-03 | 0 | 0
|  |  |  | 1942-10-04 | 0 | 0
|  |  |  | 1942-10-05 | 0.02 | 0.02
|  |  |  | 1942-10-06 | 0 | 0
|  |  |  | 1942-10-07 | 0 | 0
|  |  |  | 1942-10-08 | 0 | 0
|  |  |  | 1942-10-09 | 0 | 0
|  |  |  | 1942-10-10 | 0 | 0
|  |  |  | 1942-10-11 | 0 | 0
|  |  |  | 1942-10-12 | 0 | 0
|  |  |  | 1942-10-13 | 0 | 0
|  |  |  | 1942-10-14 | 0 | 0
|  |  |  | 1942-10-15 | 1.49 | 1.49
|  |  |  | 1942-10-16 | 0.12 | 0.12
|  |  |  | 1942-10-17 | 2.44 | 2.44
|  |  |  | 1942-10-18 | 0 | 0
|  |  |  | 1942-10-19 | 0 | 0
|  |  |  | 1942-10-20 | 0 | 0
|  |  |  | 1942-10-21 | 0 | 0
|  |  |  | 1942-10-22 | 0 | 0
|  |  |  | 1942-10-23 | 0 | 0
|  |  |  | 1942-10-24 | 0 | 0
|  |  |  | 1942-10-25 | 0 | 0
|  |  |  | 1942-10-26 | 0 | 0
|  |  |  | 1942-10-27 | 0 | 0
|  |  |  | 1942-10-28 | 0 | 0
|  |  |  | 1942-10-29 | 0.27 | 0.27
|  |  |  | 1942-10-30 | 0.99 | 0.99
|  |  |  | 1942-10-31 | 0 | 0
|  |  |  | 1942-11-01 | 0 | 0
|  |  |  | 1942-11-02 | 0 | 0
|  |  |  | 1942-11-03 | 0 | 0
|  |  |  | 1942-11-04 | 0.9 | 0.9
|  |  |  | 1942-11-05 | 0 | 0
|  |  |  | 1942-11-06 | 0.71 | 0.71
|  |  |  | 1942-11-07 | 0.05 | 0.05
|  |  |  | 1942-11-08 | 0 | 0
|  |  |  | 1942-11-09 | 0 | 0
|  |  |  | 1942-11-10 | 0 | 0
|  |  |  | 1942-11-11 | 0 | 0
|  |  |  | 1942-11-12 | 0 | 0
|  |  |  | 1942-11-13 | 0 | 0
|  |  |  | 1942-11-14 | 0 | 0
|  |  |  | 1942-11-15 | 0 | 0
|  |  |  | 1942-11-16 | 0 | 0
|  |  |  | 1942-11-17 | 0 | 0
|  |  |  | 1942-11-18 | 0 | 0
|  |  |  | 1942-11-19 | 0 | 0
|  |  |  | 1942-11-20 | 0 | 0
|  |  |  | 1942-11-21 | 0 | 0
|  |  |  | 1942-11-22 | 0 | 0
|  |  |  | 1942-11-23 | 0 | 0
|  |  |  | 1942-11-24 | 0 | 0
|  |  |  | 1942-11-25 | 0 | 0
|  |  |  | 1942-11-26 | 0 | 0
|  |  |  | 1942-11-27 | 0 | 0
|  |  |  | 1942-11-28 | 0 | 0
|  |  |  | 1942-11-29 | 0 | 0
|  |  |  | 1942-11-30 | 0 | 0
|  |  |  | 1942-12-01 | 0 | 0
|  |  |  | 1942-12-02 | 0 | 0
|  |  |  | 1942-12-03 | 0 | 0
|  |  |  | 1942-12-04 | 0.08 | 0.08
|  |  |  | 1942-12-05 | 0.02 | 0.02
|  |  |  | 1942-12-06 | 0.35 | 0.35
|  |  |  | 1942-12-07 | 0.06 | 0.06
|  |  |  | 1942-12-08 | 0 | 0
|  |  |  | 1942-12-09 | 0 | 0
|  |  |  | 1942-12-10 | 0 | 0
|  |  |  | 1942-12-11 | 0 | 0
|  |  |  | 1942-12-12 | 0 | 0
|  |  |  | 1942-12-13 | 0 | 0
|  |  |  | 1942-12-14 | 0 | 0
|  |  |  | 1942-12-15 | 0 | 0
|  |  |  | 1942-12-16 | 0 | 0
|  |  |  | 1942-12-17 | 0 | 0
|  |  |  | 1942-12-18 | 0 | 0
|  |  |  | 1942-12-19 | 0 | 0
|  |  |  | 1942-12-20 | 0 | 0
|  |  |  | 1942-12-21 | 0.53 | 0.53
|  |  |  | 1942-12-22 | 0 | 0
|  |  |  | 1942-12-23 | 0 | 0
|  |  |  | 1942-12-24 | 0 | 0
|  |  |  | 1942-12-25 | 0 | 0
|  |  |  | 1942-12-26 | 0.43 | 0.43
|  |  |  | 1942-12-27 | 0 | 0
|  |  |  | 1942-12-28 | 0 | 0
|  |  |  | 1942-12-29 | 0 | 0
|  |  |  | 1942-12-30 | 0 | 0
|  |  |  | 1942-12-31 | 0 | 0
|  |  |  | 1943-01-01 | 0 | 0
|  |  |  | 1943-01-02 | 0 | 0
|  |  |  | 1943-01-03 | 0 | 0
|  |  |  | 1943-01-04 | 0 | 0
|  |  |  | 1943-01-05 | 0.02 | 0.02
|  |  |  | 1943-01-06 | 0.05 | 0.05
|  |  |  | 1943-01-07 | 0 | 0
|  |  |  | 1943-01-08 | 0 | 0
|  |  |  | 1943-01-09 | 0 | 0
|  |  |  | 1943-01-10 | 0 | 0
|  |  |  | 1943-01-11 | 0 | 0
|  |  |  | 1943-01-12 | 0 | 0
|  |  |  | 1943-01-13 | 0 | 0
|  |  |  | 1943-01-14 | 0 | 0
|  |  |  | 1943-01-15 | 0 | 0
|  |  |  | 1943-01-16 | 0 | 0
|  |  |  | 1943-01-17 | 0 | 0
|  |  |  | 1943-01-18 | 0 | 0
|  |  |  | 1943-01-19 | 0 | 0
|  |  |  | 1943-01-20 | 0 | 0
|  |  |  | 1943-01-21 | 0 | 0
|  |  |  | 1943-01-22 | 0 | 0
|  |  |  | 1943-01-23 | 0 | 0
|  |  |  | 1943-01-24 | 0 | 0
|  |  |  | 1943-01-25 | 0 | 0
|  |  |  | 1943-01-26 | 0 | 0
|  |  |  | 1943-01-27 | 0 | 0
|  |  |  | 1943-01-28 | 0 | 0
|  |  |  | 1943-01-29 | 0 | 0
|  |  |  | 1943-01-30 | 0 | 0
|  |  |  | 1943-01-31 | 0 | 0
|  |  |  | 1943-02-01 | 0 | 0
|  |  |  | 1943-02-02 | 0.12 | 0.12
|  |  |  | 1943-02-03 | 0 | 0
|  |  |  | 1943-02-04 | 0 | 0
|  |  |  | 1943-02-05 | 0 | 0
|  |  |  | 1943-02-06 | 0 | 0
|  |  |  | 1943-02-07 | 0 | 0
|  |  |  | 1943-02-08 | 0 | 0
|  |  |  | 1943-02-09 | 0 | 0
|  |  |  | 1943-02-10 | 0 | 0
|  |  |  | 1943-02-11 | 0 | 0
|  |  |  | 1943-02-12 | 0 | 0
|  |  |  | 1943-02-13 | 0 | 0
|  |  |  | 1943-02-14 | 0 | 0
|  |  |  | 1943-02-15 | 0 | 0
|  |  |  | 1943-02-16 | 0 | 0
|  |  |  | 1943-02-17 | 0 | 0
|  |  |  | 1943-02-18 | 0 | 0
|  |  |  | 1943-02-19 | 0 | 0
|  |  |  | 1943-02-20 | 0 | 0
|  |  |  | 1943-02-21 | 0 | 0
|  |  |  | 1943-02-22 | 0 | 0
|  |  |  | 1943-02-23 | 0 | 0
|  |  |  | 1943-02-24 | 0 | 0
|  |  |  | 1943-02-25 | 0 | 0
|  |  |  | 1943-02-26 | 0 | 0
|  |  |  | 1943-02-27 | 0 | 0
|  |  |  | 1943-02-28 | 0 | 0
|  |  |  | 1943-03-01 | 0 | 0
|  |  |  | 1943-03-02 | 0 | 0
|  |  |  | 1943-03-03 | 0 | 0
|  |  |  | 1943-03-04 | 0 | 0
|  |  |  | 1943-03-05 | 0 | 0
|  |  |  | 1943-03-06 | 0 | 0
|  |  |  | 1943-03-07 | 0 | 0
|  |  |  | 1943-03-08 | 0 | 0
|  |  |  | 1943-03-09 | 0 | 0
|  |  |  | 1943-03-10 | 0 | 0
|  |  |  | 1943-03-11 | 0 | 0
|  |  |  | 1943-03-12 | 0.26 | 0.26
|  |  |  | 1943-03-13 | 0 | 0
|  |  |  | 1943-03-14 | 0 | 0
|  |  |  | 1943-03-15 | 0 | 0
|  |  |  | 1943-03-16 | 0 | 0
|  |  |  | 1943-03-17 | 0 | 0
|  |  |  | 1943-03-18 | 0 | 0
|  |  |  | 1943-03-19 | 0 | 0
|  |  |  | 1943-03-20 | 0 | 0
|  |  |  | 1943-03-21 | 0 | 0
|  |  |  | 1943-03-22 | 0 | 0
|  |  |  | 1943-03-23 | 0.01 | 0.01
|  |  |  | 1943-03-24 | 1.32 | 1.32
|  |  |  | 1943-03-25 | 0.14 | 0.14
|  |  |  | 1943-03-26 | 0.08 | 0.08
|  |  |  | 1943-03-27 | 0 | 0
|  |  |  | 1943-03-28 | 0 | 0
|  |  |  | 1943-03-29 | 0 | 0
|  |  |  | 1943-03-30 | 0 | 0
|  |  |  | 1943-03-31 | 0 | 0
|  |  |  | 1943-04-01 | 0 | 0
|  |  |  | 1943-04-02 | 0 | 0
|  |  |  | 1943-04-03 | 0 | 0
|  |  |  | 1943-04-04 | 0 | 0
|  |  |  | 1943-04-05 | 0 | 0
|  |  |  | 1943-04-06 | 0 | 0
|  |  |  | 1943-04-07 | 0 | 0
|  |  |  | 1943-04-08 | 0.52 | 0.52
|  |  |  | 1943-04-09 | 0 | 0
|  |  |  | 1943-04-10 | 0.84 | 0.84
|  |  |  | 1943-04-11 | 0.54 | 0.54
|  |  |  | 1943-04-12 | 0 | 0
|  |  |  | 1943-04-13 | 0 | 0
|  |  |  | 1943-04-14 | 0.03 | 0.03
|  |  |  | 1943-04-15 | 0 | 0
|  |  |  | 1943-04-16 | 0.44 | 0.44
|  |  |  | 1943-04-17 | 0.77 | 0.77
|  |  |  | 1943-04-18 | 0 | 0
|  |  |  | 1943-04-19 | 0 | 0
|  |  |  | 1943-04-20 | 0 | 0
|  |  |  | 1943-04-21 | 0 | 0
|  |  |  | 1943-04-22 | 0 | 0
|  |  |  | 1943-04-23 | 0 | 0
|  |  |  | 1943-04-24 | 0 | 0
|  |  |  | 1943-04-25 | 0 | 0
|  |  |  | 1943-04-26 | 0 | 0
|  |  |  | 1943-04-27 | 0 | 0
|  |  |  | 1943-04-28 | 0 | 0
|  |  |  | 1943-04-29 | 0 | 0
|  |  |  | 1943-04-30 | 0 | 0
|  |  |  | 1943-05-01 | 0 | 0
|  |  |  | 1943-05-02 | 0 | 0
|  |  |  | 1943-05-03 | 0 | 0
|  |  |  | 1943-05-04 | 0 | 0
|  |  |  | 1943-05-05 | 0 | 0
|  |  |  | 1943-05-06 | 0 | 0
|  |  |  | 1943-05-07 | 0 | 0
|  |  |  | 1943-05-08 | 0 | 0
|  |  |  | 1943-05-09 | 0.88 | 0.88
|  |  |  | 1943-05-10 | 1.71 | 1.71
|  |  |  | 1943-05-11 | 0 | 0
|  |  |  | 1943-05-12 | 0 | 0
|  |  |  | 1943-05-13 | 0 | 0
|  |  |  | 1943-05-14 | 0.03 | 0.03
|  |  |  | 1943-05-15 | 0 | 0
|  |  |  | 1943-05-16 | 0 | 0
|  |  |  | 1943-05-17 | 0 | 0
|  |  |  | 1943-05-18 | 0 | 0
|  |  |  | 1943-05-19 | 0.1 | 0.1
|  |  |  | 1943-05-20 | 0.09 | 0.09
|  |  |  | 1943-05-21 | 0.05 | 0.05
|  |  |  | 1943-05-22 | 0 | 0
|  |  |  | 1943-05-23 | 0 | 0
|  |  |  | 1943-05-24 | 0 | 0
|  |  |  | 1943-05-25 | 0 | 0
|  |  |  | 1943-05-26 | 0 | 0
|  |  |  | 1943-05-27 | 0.31 | 0.31
|  |  |  | 1943-05-28 | 0 | 0
|  |  |  | 1943-05-29 | 0.13 | 0.13
|  |  |  | 1943-05-30 | 0 | 0
|  |  |  | 1943-05-31 | 0 | 0
|  |  |  | 1943-06-01 | 0 | 0
|  |  |  | 1943-06-02 | 0 | 0
|  |  |  | 1943-06-03 | 0 | 0
|  |  |  | 1943-06-04 | 1.37 | 1.37
|  |  |  | 1943-06-05 | 1.64 | 1.64
|  |  |  | 1943-06-06 | 0 | 0
|  |  |  | 1943-06-07 | 0 | 0
|  |  |  | 1943-06-08 | 0 | 0
|  |  |  | 1943-06-09 | 0 | 0
|  |  |  | 1943-06-10 | 0 | 0
|  |  |  | 1943-06-11 | 0 | 0
|  |  |  | 1943-06-12 | 0 | 0
|  |  |  | 1943-06-13 | 0 | 0
|  |  |  | 1943-06-14 | 0 | 0
|  |  |  | 1943-06-15 | 0 | 0
|  |  |  | 1943-06-16 | 0 | 0
|  |  |  | 1943-06-17 | 0.71 | 0.71
|  |  |  | 1943-06-18 | 0 | 0
|  |  |  | 1943-06-19 | 0 | 0
|  |  |  | 1943-06-20 | 0 | 0
|  |  |  | 1943-06-21 | 0 | 0
|  |  |  | 1943-06-22 | 0 | 0
|  |  |  | 1943-06-23 | 0 | 0
|  |  |  | 1943-06-24 | 0 | 0
|  |  |  | 1943-06-25 | 0 | 0
|  |  |  | 1943-06-26 | 0 | 0
|  |  |  | 1943-06-27 | 0 | 0
|  |  |  | 1943-06-28 | 0.1 | 0.1
|  |  |  | 1943-06-29 | 0.01 | 0.01
|  |  |  | 1943-06-30 | 0 | 0
|  |  |  | 1943-07-01 | 0 | 0
|  |  |  | 1943-07-02 | 0 | 0
|  |  |  | 1943-07-03 | 0 | 0
|  |  |  | 1943-07-04 | 0 | 0
|  |  |  | 1943-07-05 | 0 | 0
|  |  |  | 1943-07-06 | 0 | 0
|  |  |  | 1943-07-07 | 0 | 0
|  |  |  | 1943-07-08 | 0 | 0
|  |  |  | 1943-07-09 | 0 | 0
|  |  |  | 1943-07-10 | 0 | 0
|  |  |  | 1943-07-11 | 0 | 0
|  |  |  | 1943-07-12 | 0 | 0
|  |  |  | 1943-07-13 | 0 | 0
|  |  |  | 1943-07-14 | 0 | 0
|  |  |  | 1943-07-15 | 0 | 0
|  |  |  | 1943-07-16 | 0 | 0
|  |  |  | 1943-07-17 | 0 | 0
|  |  |  | 1943-07-18 | 0 | 0
|  |  |  | 1943-07-19 | 0 | 0
|  |  |  | 1943-07-20 | 0 | 0
|  |  |  | 1943-07-21 | 0 | 0
|  |  |  | 1943-07-22 | 0 | 0
|  |  |  | 1943-07-23 | 0 | 0
|  |  |  | 1943-07-24 | 0 | 0
|  |  |  | 1943-07-25 | 0 | 0
|  |  |  | 1943-07-26 | 0 | 0
|  |  |  | 1943-07-27 | 0 | 0
|  |  |  | 1943-07-28 | 0 | 0
|  |  |  | 1943-07-29 | 0 | 0
|  |  |  | 1943-07-30 | 0 | 0
|  |  |  | 1943-07-31 | 0 | 0
|  |  |  | 1943-08-01 | 0 | 0
|  |  |  | 1943-08-02 | 0 | 0
|  |  |  | 1943-08-03 | 0 | 0
|  |  |  | 1943-08-04 | 0 | 0
|  |  |  | 1943-08-05 | 0 | 0
|  |  |  | 1943-08-06 | 0 | 0
|  |  |  | 1943-08-07 | 0 | 0
|  |  |  | 1943-08-08 | 0 | 0
|  |  |  | 1943-08-09 | 0 | 0
|  |  |  | 1943-08-10 | 0 | 0
|  |  |  | 1943-08-11 | 0 | 0
|  |  |  | 1943-08-12 | 0 | 0
|  |  |  | 1943-08-13 | 0 | 0
|  |  |  | 1943-08-14 | 0 | 0
|  |  |  | 1943-08-15 | 0 | 0
|  |  |  | 1943-08-16 | 0 | 0
|  |  |  | 1943-08-17 | 0 | 0
|  |  |  | 1943-08-18 | 0 | 0
|  |  |  | 1943-08-19 | 0 | 0
|  |  |  | 1943-08-20 | 0 | 0
|  |  |  | 1943-08-21 | 0 | 0
|  |  |  | 1943-08-22 | 0 | 0
|  |  |  | 1943-08-23 | 0 | 0
|  |  |  | 1943-08-24 | 0 | 0
|  |  |  | 1943-08-25 | 0 | 0
|  |  |  | 1943-08-26 | 0 | 0
|  |  |  | 1943-08-27 | 0 | 0
|  |  |  | 1943-08-28 | 0 | 0
|  |  |  | 1943-08-29 | 0 | 0
|  |  |  | 1943-08-30 | 0 | 0
|  |  |  | 1943-08-31 | 0 | 0
|  |  |  | 1943-09-01 | 0 | 0
|  |  |  | 1943-09-02 | 0 | 0
|  |  |  | 1943-09-03 | 0.05 | 0.05
|  |  |  | 1943-09-04 | 0 | 0
|  |  |  | 1943-09-05 | 0 | 0
|  |  |  | 1943-09-06 | 0 | 0
|  |  |  | 1943-09-07 | 0 | 0
|  |  |  | 1943-09-08 | 0 | 0
|  |  |  | 1943-09-09 | 0 | 0
|  |  |  | 1943-09-10 | 0 | 0
|  |  |  | 1943-09-11 | 0 | 0
|  |  |  | 1943-09-12 | 0 | 0
|  |  |  | 1943-09-13 | 0 | 0
|  |  |  | 1943-09-14 | 0 | 0
|  |  |  | 1943-09-15 | 0 | 0
|  |  |  | 1943-09-16 | 0 | 0
|  |  |  | 1943-09-17 | 0 | 0
|  |  |  | 1943-09-18 | 0 | 0
|  |  |  | 1943-09-19 | 0 | 0
|  |  |  | 1943-09-20 | 0 | 0
|  |  |  | 1943-09-21 | 0 | 0
|  |  |  | 1943-09-22 | 0 | 0
|  |  |  | 1943-09-23 | 0 | 0
|  |  |  | 1943-09-24 | 0 | 0
|  |  |  | 1943-09-25 | 0 | 0
|  |  |  | 1943-09-26 | 0.01 | 0.01
|  |  |  | 1943-09-27 | 0 | 0
|  |  |  | 1943-09-28 | 0 | 0
|  |  |  | 1943-09-29 | 0.03 | 0.03
|  |  |  | 1943-09-30 | 0.42 | 0.42
|  |  |  | 1943-10-01 | 0.29 | 0.29
|  |  |  | 1943-10-02 | 0 | 0
|  |  |  | 1943-10-03 | 0 | 0
|  |  |  | 1943-10-04 | 0 | 0
|  |  |  | 1943-10-05 | 0 | 0
|  |  |  | 1943-10-06 | 0 | 0
|  |  |  | 1943-10-07 | 0 | 0
|  |  |  | 1943-10-08 | 0 | 0
|  |  |  | 1943-10-09 | 0 | 0
|  |  |  | 1943-10-10 | 0 | 0
|  |  |  | 1943-10-11 | 0 | 0
|  |  |  | 1943-10-12 | 0.1 | 0.1
|  |  |  | 1943-10-13 | 0 | 0
|  |  |  | 1943-10-14 | 0 | 0
|  |  |  | 1943-10-15 | 0 | 0
|  |  |  | 1943-10-16 | 0 | 0
|  |  |  | 1943-10-17 | 0 | 0
|  |  |  | 1943-10-18 | 0 | 0
|  |  |  | 1943-10-19 | 0 | 0
|  |  |  | 1943-10-20 | 0 | 0
|  |  |  | 1943-10-21 | 0 | 0
|  |  |  | 1943-10-22 | 0 | 0
|  |  |  | 1943-10-23 | 0 | 0
|  |  |  | 1943-10-24 | 0 | 0
|  |  |  | 1943-10-25 | 0 | 0
|  |  |  | 1943-10-26 | 0 | 0
|  |  |  | 1943-10-27 | 0 | 0
|  |  |  | 1943-10-28 | 0 | 0
|  |  |  | 1943-10-29 | 0 | 0
|  |  |  | 1943-10-30 | 0 | 0
|  |  |  | 1943-10-31 | 0 | 0
|  |  |  | 1943-11-01 | 0 | 0
|  |  |  | 1943-11-02 | 0 | 0
|  |  |  | 1943-11-03 | 0 | 0
|  |  |  | 1943-11-04 | 0 | 0
|  |  |  | 1943-11-05 | 0 | 0
|  |  |  | 1943-11-06 | 0 | 0
|  |  |  | 1943-11-07 | 0 | 0
|  |  |  | 1943-11-08 | 0 | 0
|  |  |  | 1943-11-09 | 0 | 0
|  |  |  | 1943-11-10 | 0 | 0
|  |  |  | 1943-11-11 | 0 | 0
|  |  |  | 1943-11-12 | 0 | 0
|  |  |  | 1943-11-13 | 0 | 0
|  |  |  | 1943-11-14 | 0 | 0
|  |  |  | 1943-11-15 | 0 | 0
|  |  |  | 1943-11-16 | 0 | 0
|  |  |  | 1943-11-17 | 0 | 0
|  |  |  | 1943-11-18 | 0 | 0
|  |  |  | 1943-11-19 | 0 | 0
|  |  |  | 1943-11-20 | 0 | 0
|  |  |  | 1943-11-21 | 0 | 0
|  |  |  | 1943-11-22 | 0 | 0
|  |  |  | 1943-11-23 | 0 | 0
|  |  |  | 1943-11-24 | 0 | 0
|  |  |  | 1943-11-25 | 0 | 0
|  |  |  | 1943-11-26 | 0.69 | 0.69
|  |  |  | 1943-11-27 | 0 | 0
|  |  |  | 1943-11-28 | 0 | 0
|  |  |  | 1943-11-29 | 0 | 0
|  |  |  | 1943-11-30 | 0 | 0
|  |  |  | 1943-12-01 | 0 | 0
|  |  |  | 1943-12-02 | 0 | 0
|  |  |  | 1943-12-03 | 0 | 0
|  |  |  | 1943-12-04 | 0 | 0
|  |  |  | 1943-12-05 | 0.76 | 0.76
|  |  |  | 1943-12-06 | 0 | 0
|  |  |  | 1943-12-07 | 0 | 0
|  |  |  | 1943-12-08 | 0.01 | 0.01
|  |  |  | 1943-12-09 | 0.41 | 0.41
|  |  |  | 1943-12-10 | 0.11 | 0.11
|  |  |  | 1943-12-11 | 0 | 0
|  |  |  | 1943-12-12 | 0 | 0
|  |  |  | 1943-12-13 | 0 | 0
|  |  |  | 1943-12-14 | 0 | 0
|  |  |  | 1943-12-15 | 0 | 0
|  |  |  | 1943-12-16 | 0 | 0
|  |  |  | 1943-12-17 | 0 | 0
|  |  |  | 1943-12-18 | 0 | 0
|  |  |  | 1943-12-19 | 0 | 0
|  |  |  | 1943-12-20 | 0 | 0
|  |  |  | 1943-12-21 | 0 | 0
|  |  |  | 1943-12-22 | 0 | 0
|  |  |  | 1943-12-23 | 0 | 0
|  |  |  | 1943-12-24 | 0.41 | 0.41
|  |  |  | 1943-12-25 | 0.1 | 0.1
|  |  |  | 1943-12-26 | 0 | 0
|  |  |  | 1943-12-27 | 0.76 | 0.76
|  |  |  | 1943-12-28 | 0 | 0
|  |  |  | 1943-12-29 | 0 | 0
|  |  |  | 1943-12-30 | 0 | 0
|  |  |  | 1943-12-31 | 0 | 0
|  |  |  | 1944-01-01 | 0.79 | 0.79
|  |  |  | 1944-01-02 | 0.04 | 0.04
|  |  |  | 1944-01-03 | 0 | 0
|  |  |  | 1944-01-04 | 0 | 0
|  |  |  | 1944-01-05 | 0 | 0
|  |  |  | 1944-01-06 | 0 | 0
|  |  |  | 1944-01-07 | 0.29 | 0.29
|  |  |  | 1944-01-08 | 0.05 | 0.05
|  |  |  | 1944-01-09 | 0 | 0
|  |  |  | 1944-01-10 | 0 | 0
|  |  |  | 1944-01-11 | 0 | 0
|  |  |  | 1944-01-12 | 0 | 0
|  |  |  | 1944-01-13 | 0 | 0
|  |  |  | 1944-01-14 | 0 | 0
|  |  |  | 1944-01-15 | 0 | 0
|  |  |  | 1944-01-16 | 0 | 0
|  |  |  | 1944-01-17 | 0 | 0
|  |  |  | 1944-01-18 | 0 | 0
|  |  |  | 1944-01-19 | 0 | 0
|  |  |  | 1944-01-20 | 0 | 0
|  |  |  | 1944-01-21 | 0 | 0
|  |  |  | 1944-01-22 | 0 | 0
|  |  |  | 1944-01-23 | 0 | 0
|  |  |  | 1944-01-24 | 0 | 0
|  |  |  | 1944-01-25 | 0 | 0
|  |  |  | 1944-01-26 | 0.65 | 0.65
|  |  |  | 1944-01-27 | 0 | 0
|  |  |  | 1944-01-28 | 0 | 0
|  |  |  | 1944-01-29 | 0 | 0
|  |  |  | 1944-01-30 | 0.01 | 0.01
|  |  |  | 1944-01-31 | 0 | 0
|  |  |  | 1944-02-01 | 0.6 | 0.6
|  |  |  | 1944-02-02 | 0 | 0
|  |  |  | 1944-02-03 | 0 | 0
|  |  |  | 1944-02-04 | 0 | 0
|  |  |  | 1944-02-05 | 0 | 0
|  |  |  | 1944-02-06 | 0 | 0
|  |  |  | 1944-02-07 | 0.05 | 0.05
|  |  |  | 1944-02-08 | 0.03 | 0.03
|  |  |  | 1944-02-09 | 0 | 0
|  |  |  | 1944-02-10 | 0 | 0
|  |  |  | 1944-02-11 | 0 | 0
|  |  |  | 1944-02-12 | 0 | 0
|  |  |  | 1944-02-13 | 0.05 | 0.05
|  |  |  | 1944-02-14 | 0 | 0
|  |  |  | 1944-02-15 | 0 | 0
|  |  |  | 1944-02-16 | 0.3 | 0.3
|  |  |  | 1944-02-17 | 0 | 0
|  |  |  | 1944-02-18 | 0 | 0
|  |  |  | 1944-02-19 | 0.04 | 0.04
|  |  |  | 1944-02-20 | 0 | 0
|  |  |  | 1944-02-21 | 0.01 | 0.01
|  |  |  | 1944-02-22 | 0 | 0
|  |  |  | 1944-02-23 | 0 | 0
|  |  |  | 1944-02-24 | 0.02 | 0.02
|  |  |  | 1944-02-25 | 0 | 0
|  |  |  | 1944-02-26 | 0 | 0
|  |  |  | 1944-02-27 | 1.12 | 1.12
|  |  |  | 1944-02-28 | 0.12 | 0.12
|  |  |  | 1944-02-29 | 0 | 0
|  |  |  | 1944-03-01 | 0 | 0
|  |  |  | 1944-03-02 | 0 | 0
|  |  |  | 1944-03-03 | 0 | 0
|  |  |  | 1944-03-04 | 0 | 0
|  |  |  | 1944-03-05 | 0 | 0
|  |  |  | 1944-03-06 | 0 | 0
|  |  |  | 1944-03-07 | 0 | 0
|  |  |  | 1944-03-08 | 0 | 0
|  |  |  | 1944-03-09 | 0 | 0
|  |  |  | 1944-03-10 | 0 | 0
|  |  |  | 1944-03-11 | 0 | 0
|  |  |  | 1944-03-12 | 0.01 | 0.01
|  |  |  | 1944-03-13 | 0 | 0
|  |  |  | 1944-03-14 | 0 | 0
|  |  |  | 1944-03-15 | 0.01 | 0.01
|  |  |  | 1944-03-16 | 0 | 0
|  |  |  | 1944-03-17 | 0 | 0
|  |  |  | 1944-03-18 | 0.04 | 0.04
|  |  |  | 1944-03-19 | 0.12 | 0.12
|  |  |  | 1944-03-20 | 0 | 0
|  |  |  | 1944-03-21 | 0.4 | 0.4
|  |  |  | 1944-03-22 | 0 | 0
|  |  |  | 1944-03-23 | 0 | 0
|  |  |  | 1944-03-24 | 0 | 0
|  |  |  | 1944-03-25 | 0 | 0
|  |  |  | 1944-03-26 | 0 | 0
|  |  |  | 1944-03-27 | 0 | 0
|  |  |  | 1944-03-28 | 0.19 | 0.19
|  |  |  | 1944-03-29 | 0 | 0
|  |  |  | 1944-03-30 | 0 | 0
|  |  |  | 1944-03-31 | 0 | 0
|  |  |  | 1944-04-01 | 0 | 0
|  |  |  | 1944-04-02 | 0 | 0
|  |  |  | 1944-04-03 | 0 | 0
|  |  |  | 1944-04-04 | 0 | 0
|  |  |  | 1944-04-05 | 0 | 0
|  |  |  | 1944-04-06 | 0 | 0
|  |  |  | 1944-04-07 | 0 | 0
|  |  |  | 1944-04-08 | 0 | 0
|  |  |  | 1944-04-09 | 0 | 0
|  |  |  | 1944-04-10 | 0 | 0
|  |  |  | 1944-04-11 | 0 | 0
|  |  |  | 1944-04-12 | 0 | 0
|  |  |  | 1944-04-13 | 0 | 0
|  |  |  | 1944-04-14 | 0 | 0
|  |  |  | 1944-04-15 | 0 | 0
|  |  |  | 1944-04-16 | 0 | 0
|  |  |  | 1944-04-17 | 0 | 0
|  |  |  | 1944-04-18 | 0 | 0
|  |  |  | 1944-04-19 | 0 | 0
|  |  |  | 1944-04-20 | 0 | 0
|  |  |  | 1944-04-21 | 0 | 0
|  |  |  | 1944-04-22 | 0 | 0
|  |  |  | 1944-04-23 | 0 | 0
|  |  |  | 1944-04-24 | 0 | 0
|  |  |  | 1944-04-25 | 0 | 0
|  |  |  | 1944-04-26 | 0 | 0
|  |  |  | 1944-04-27 | 0 | 0
|  |  |  | 1944-04-28 | 0 | 0
|  |  |  | 1944-04-29 | 0.98 | 0.98
|  |  |  | 1944-04-30 | 0 | 0
|  |  |  | 1944-05-01 | 0.82 | 0.82
|  |  |  | 1944-05-02 | 0 | 0
|  |  |  | 1944-05-03 | 0 | 0
|  |  |  | 1944-05-04 | 0.01 | 0.01
|  |  |  | 1944-05-05 | 0 | 0
|  |  |  | 1944-05-06 | 0 | 0
|  |  |  | 1944-05-07 | 0 | 0
|  |  |  | 1944-05-08 | 0 | 0
|  |  |  | 1944-05-09 | 0 | 0
|  |  |  | 1944-05-10 | 0 | 0
|  |  |  | 1944-05-11 | 0 | 0
|  |  |  | 1944-05-12 | 0 | 0
|  |  |  | 1944-05-13 | 0 | 0
|  |  |  | 1944-05-14 | 0 | 0
|  |  |  | 1944-05-15 | 0 | 0
|  |  |  | 1944-05-16 | 0 | 0
|  |  |  | 1944-05-17 | 0 | 0
|  |  |  | 1944-05-18 | 0 | 0
|  |  |  | 1944-05-19 | 0.05 | 0.05
|  |  |  | 1944-05-20 | 0 | 0
|  |  |  | 1944-05-21 | 0 | 0
|  |  |  | 1944-05-22 | 0.21 | 0.21
|  |  |  | 1944-05-23 | 0 | 0
|  |  |  | 1944-05-24 | 0 | 0
|  |  |  | 1944-05-25 | 0 | 0
|  |  |  | 1944-05-26 | 1.03 | 1.03
|  |  |  | 1944-05-27 | 1.2 | 1.2
|  |  |  | 1944-05-28 | 0 | 0
|  |  |  | 1944-05-29 | 0.39 | 0.39
|  |  |  | 1944-05-30 | 0 | 0
|  |  |  | 1944-05-31 | 0 | 0
|  |  |  | 1944-06-01 | 0 | 0
|  |  |  | 1944-06-02 | 0 | 0
|  |  |  | 1944-06-03 | 0 | 0
|  |  |  | 1944-06-04 | 0.55 | 0.55
|  |  |  | 1944-06-05 | 0 | 0
|  |  |  | 1944-06-06 | 0 | 0
|  |  |  | 1944-06-07 | 0 | 0
|  |  |  | 1944-06-08 | 0.14 | 0.14
|  |  |  | 1944-06-09 | 0.27 | 0.27
|  |  |  | 1944-06-10 | 0 | 0
|  |  |  | 1944-06-11 | 0.27 | 0.27
|  |  |  | 1944-06-12 | 0.87 | 0.87
|  |  |  | 1944-06-13 | 0.58 | 0.58
|  |  |  | 1944-06-14 | 0.41 | 0.41
|  |  |  | 1944-06-15 | 0 | 0
|  |  |  | 1944-06-16 | 0 | 0
|  |  |  | 1944-06-17 | 0 | 0
|  |  |  | 1944-06-18 | 0 | 0
|  |  |  | 1944-06-19 | 0 | 0
|  |  |  | 1944-06-20 | 0 | 0
|  |  |  | 1944-06-21 | 0 | 0
|  |  |  | 1944-06-22 | 0 | 0
|  |  |  | 1944-06-23 | 0 | 0
|  |  |  | 1944-06-24 | 0 | 0
|  |  |  | 1944-06-25 | 0 | 0
|  |  |  | 1944-06-26 | 0 | 0
|  |  |  | 1944-06-27 | 0 | 0
|  |  |  | 1944-06-28 | 0 | 0
|  |  |  | 1944-06-29 | 0 | 0
|  |  |  | 1944-06-30 | 0 | 0
|  |  |  | 1944-07-01 | 0 | 0
|  |  |  | 1944-07-02 | 0 | 0
|  |  |  | 1944-07-03 | 0 | 0
|  |  |  | 1944-07-04 | 0 | 0
|  |  |  | 1944-07-05 | 0 | 0
|  |  |  | 1944-07-06 | 0 | 0
|  |  |  | 1944-07-07 | 0 | 0
|  |  |  | 1944-07-08 | 0 | 0
|  |  |  | 1944-07-09 | 0 | 0
|  |  |  | 1944-07-10 | 0 | 0
|  |  |  | 1944-07-11 | 0.04 | 0.04
|  |  |  | 1944-07-12 | 0.46 | 0.46
|  |  |  | 1944-07-13 | 0 | 0
|  |  |  | 1944-07-14 | 0 | 0
|  |  |  | 1944-07-15 | 0 | 0
|  |  |  | 1944-07-16 | 0 | 0
|  |  |  | 1944-07-17 | 0 | 0
|  |  |  | 1944-07-18 | 0 | 0
|  |  |  | 1944-07-19 | 0 | 0
|  |  |  | 1944-07-20 | 0.57 | 0.57
|  |  |  | 1944-07-21 | 0.06 | 0.06
|  |  |  | 1944-07-22 | 0 | 0
|  |  |  | 1944-07-23 | 0 | 0
|  |  |  | 1944-07-24 | 0.06 | 0.06
|  |  |  | 1944-07-25 | 0 | 0
|  |  |  | 1944-07-26 | 0 | 0
|  |  |  | 1944-07-27 | 0 | 0
|  |  |  | 1944-07-28 | 0 | 0
|  |  |  | 1944-07-29 | 0.13 | 0.13
|  |  |  | 1944-07-30 | 0 | 0
|  |  |  | 1944-07-31 | 0 | 0
|  |  |  | 1944-08-01 | 0 | 0
|  |  |  | 1944-08-02 | 0 | 0
|  |  |  | 1944-08-03 | 0 | 0
|  |  |  | 1944-08-04 | 0 | 0
|  |  |  | 1944-08-05 | 0 | 0
|  |  |  | 1944-08-06 | 0 | 0
|  |  |  | 1944-08-07 | 0 | 0
|  |  |  | 1944-08-08 | 0 | 0
|  |  |  | 1944-08-09 | 0 | 0
|  |  |  | 1944-08-10 | 0 | 0
|  |  |  | 1944-08-11 | 0.11 | 0.11
|  |  |  | 1944-08-12 | 0 | 0
|  |  |  | 1944-08-13 | 0 | 0
|  |  |  | 1944-08-14 | 0 | 0
|  |  |  | 1944-08-15 | 0 | 0
|  |  |  | 1944-08-16 | 0 | 0
|  |  |  | 1944-08-17 | 0 | 0
|  |  |  | 1944-08-18 | 0 | 0
|  |  |  | 1944-08-19 | 0 | 0
|  |  |  | 1944-08-20 | 0 | 0
|  |  |  | 1944-08-21 | 0 | 0
|  |  |  | 1944-08-22 | 0 | 0
|  |  |  | 1944-08-23 | 0 | 0
|  |  |  | 1944-08-24 | 0.01 | 0.01
|  |  |  | 1944-08-25 | 0 | 0
|  |  |  | 1944-08-26 | 0.55 | 0.55
|  |  |  | 1944-08-27 | 0 | 0
|  |  |  | 1944-08-28 | 0.13 | 0.13
|  |  |  | 1944-08-29 | 0 | 0
|  |  |  | 1944-08-30 | 1.61 | 1.61
|  |  |  | 1944-08-31 | 0 | 0
|  |  |  | 1944-09-01 | 0 | 0
|  |  |  | 1944-09-02 | 0 | 0
|  |  |  | 1944-09-03 | 0 | 0
|  |  |  | 1944-09-04 | 0 | 0
|  |  |  | 1944-09-05 | 0.03 | 0.03
|  |  |  | 1944-09-06 | 0 | 0
|  |  |  | 1944-09-07 | 0 | 0
|  |  |  | 1944-09-08 | 0 | 0
|  |  |  | 1944-09-09 | 0 | 0
|  |  |  | 1944-09-10 | 0 | 0
|  |  |  | 1944-09-11 | 0.01 | 0.01
|  |  |  | 1944-09-12 | 0 | 0
|  |  |  | 1944-09-13 | 0 | 0
|  |  |  | 1944-09-14 | 0.07 | 0.07
|  |  |  | 1944-09-15 | 0 | 0
|  |  |  | 1944-09-16 | 0 | 0
|  |  |  | 1944-09-17 | 0 | 0
|  |  |  | 1944-09-18 | 0 | 0
|  |  |  | 1944-09-19 | 0 | 0
|  |  |  | 1944-09-20 | 0 | 0
|  |  |  | 1944-09-21 | 0 | 0
|  |  |  | 1944-09-22 | 0 | 0
|  |  |  | 1944-09-23 | 0 | 0
|  |  |  | 1944-09-24 | 0 | 0
|  |  |  | 1944-09-25 | 0 | 0
|  |  |  | 1944-09-26 | 0.04 | 0.04
|  |  |  | 1944-09-27 | 3.19 | 3.19
|  |  |  | 1944-09-28 | 0.08 | 0.08
|  |  |  | 1944-09-29 | 0 | 0
|  |  |  | 1944-09-30 | 0 | 0
|  |  |  | 1944-10-01 | 0 | 0
|  |  |  | 1944-10-02 | 1.7 | 1.7
|  |  |  | 1944-10-03 | 2.49 | 2.49
|  |  |  | 1944-10-04 | 0.21 | 0.21
|  |  |  | 1944-10-05 | 0 | 0
|  |  |  | 1944-10-06 | 0 | 0
|  |  |  | 1944-10-07 | 0 | 0
|  |  |  | 1944-10-08 | 0 | 0
|  |  |  | 1944-10-09 | 0 | 0
|  |  |  | 1944-10-10 | 0.15 | 0.15
|  |  |  | 1944-10-11 | 0 | 0
|  |  |  | 1944-10-12 | 0 | 0
|  |  |  | 1944-10-13 | 0 | 0
|  |  |  | 1944-10-14 | 0 | 0
|  |  |  | 1944-10-15 | 0 | 0
|  |  |  | 1944-10-16 | 0 | 0
|  |  |  | 1944-10-17 | 0 | 0
|  |  |  | 1944-10-18 | 0 | 0
|  |  |  | 1944-10-19 | 0 | 0
|  |  |  | 1944-10-20 | 0 | 0
|  |  |  | 1944-10-21 | 0 | 0
|  |  |  | 1944-10-22 | 0 | 0
|  |  |  | 1944-10-23 | 0 | 0
|  |  |  | 1944-10-24 | 0 | 0
|  |  |  | 1944-10-25 | 0 | 0
|  |  |  | 1944-10-26 | 0 | 0
|  |  |  | 1944-10-27 | 0 | 0
|  |  |  | 1944-10-28 | 0 | 0
|  |  |  | 1944-10-29 | 0 | 0
|  |  |  | 1944-10-30 | 0 | 0
|  |  |  | 1944-10-31 | 0 | 0
|  |  |  | 1944-11-01 | 0 | 0
|  |  |  | 1944-11-02 | 0 | 0
|  |  |  | 1944-11-03 | 0 | 0
|  |  |  | 1944-11-04 | 0.01 | 0.01
|  |  |  | 1944-11-05 | 0 | 0
|  |  |  | 1944-11-06 | 0 | 0
|  |  |  | 1944-11-07 | 0.77 | 0.77
|  |  |  | 1944-11-08 | 0 | 0
|  |  |  | 1944-11-09 | 0 | 0
|  |  |  | 1944-11-10 | 0 | 0
|  |  |  | 1944-11-11 | 0 | 0
|  |  |  | 1944-11-12 | 0 | 0
|  |  |  | 1944-11-13 | 0 | 0
|  |  |  | 1944-11-14 | 0 | 0
|  |  |  | 1944-11-15 | 0 | 0
|  |  |  | 1944-11-16 | 0.16 | 0.16
|  |  |  | 1944-11-17 | 0.16 | 0.16
|  |  |  | 1944-11-18 | 0.35 | 0.35
|  |  |  | 1944-11-19 | 0.05 | 0.05
|  |  |  | 1944-11-20 | 0 | 0
|  |  |  | 1944-11-21 | 0 | 0
|  |  |  | 1944-11-22 | 0 | 0
|  |  |  | 1944-11-23 | 0 | 0
|  |  |  | 1944-11-24 | 0.6 | 0.6
|  |  |  | 1944-11-25 | 0 | 0
|  |  |  | 1944-11-26 | 0 | 0
|  |  |  | 1944-11-27 | 0 | 0
|  |  |  | 1944-11-28 | 0 | 0
|  |  |  | 1944-11-29 | 0 | 0
|  |  |  | 1944-11-30 | 0 | 0
|  |  |  | 1944-12-01 | 0 | 0
|  |  |  | 1944-12-02 | 0.03 | 0.03
|  |  |  | 1944-12-03 | 0.02 | 0.02
|  |  |  | 1944-12-04 | 0.5 | 0.5
|  |  |  | 1944-12-05 | 0.02 | 0.02
|  |  |  | 1944-12-06 | 0 | 0
|  |  |  | 1944-12-07 | 0 | 0
|  |  |  | 1944-12-08 | 0 | 0
|  |  |  | 1944-12-09 | 0 | 0
|  |  |  | 1944-12-10 | 0 | 0
|  |  |  | 1944-12-11 | 0 | 0
|  |  |  | 1944-12-12 | 0 | 0
|  |  |  | 1944-12-13 | 0 | 0
|  |  |  | 1944-12-14 | 0 | 0
|  |  |  | 1944-12-15 | 0 | 0
|  |  |  | 1944-12-16 | 0 | 0
|  |  |  | 1944-12-17 | 0 | 0
|  |  |  | 1944-12-18 | 0 | 0
|  |  |  | 1944-12-19 | 0 | 0
|  |  |  | 1944-12-20 | 0 | 0
|  |  |  | 1944-12-21 | 0 | 0
|  |  |  | 1944-12-22 | 0 | 0
|  |  |  | 1944-12-23 | 0 | 0
|  |  |  | 1944-12-24 | 0 | 0
|  |  |  | 1944-12-25 | 0 | 0
|  |  |  | 1944-12-26 | 0.21 | 0.21
|  |  |  | 1944-12-27 | 0.32 | 0.32
|  |  |  | 1944-12-28 | 0.28 | 0.28
|  |  |  | 1944-12-29 | 0 | 0
|  |  |  | 1944-12-30 | 0 | 0
|  |  |  | 1944-12-31 | 0 | 0
|  |  |  | 1945-01-01 | 0 | 0
|  |  |  | 1945-01-02 | 0 | 0
|  |  |  | 1945-01-03 | 0 | 0
|  |  |  | 1945-01-04 | 0 | 0
|  |  |  | 1945-01-05 | 0 | 0
|  |  |  | 1945-01-06 | 0 | 0
|  |  |  | 1945-01-07 | 0 | 0
|  |  |  | 1945-01-08 | 0 | 0
|  |  |  | 1945-01-09 | 0 | 0
|  |  |  | 1945-01-10 | 0 | 0
|  |  |  | 1945-01-11 | 0 | 0
|  |  |  | 1945-01-12 | 0 | 0
|  |  |  | 1945-01-13 | 0 | 0
|  |  |  | 1945-01-14 | 0 | 0
|  |  |  | 1945-01-15 | 0 | 0
|  |  |  | 1945-01-16 | 0 | 0
|  |  |  | 1945-01-17 | 1.24 | 1.24
|  |  |  | 1945-01-18 | 0.11 | 0.11
|  |  |  | 1945-01-19 | 0 | 0
|  |  |  | 1945-01-20 | 0.19 | 0.19
|  |  |  | 1945-01-21 | 0.04 | 0.04
|  |  |  | 1945-01-22 | 0 | 0
|  |  |  | 1945-01-23 | 0 | 0
|  |  |  | 1945-01-24 | 0 | 0
|  |  |  | 1945-01-25 | 0 | 0
|  |  |  | 1945-01-26 | 0 | 0
|  |  |  | 1945-01-27 | 0.42 | 0.42
|  |  |  | 1945-01-28 | 0 | 0
|  |  |  | 1945-01-29 | 0 | 0
|  |  |  | 1945-01-30 | 0 | 0
|  |  |  | 1945-01-31 | 0 | 0
|  |  |  | 1945-02-01 | 0 | 0
|  |  |  | 1945-02-02 | 0 | 0
|  |  |  | 1945-02-03 | 0 | 0
|  |  |  | 1945-02-04 | 0 | 0
|  |  |  | 1945-02-05 | 0 | 0
|  |  |  | 1945-02-06 | 0 | 0
|  |  |  | 1945-02-07 | 0 | 0
|  |  |  | 1945-02-08 | 0 | 0
|  |  |  | 1945-02-09 | 0 | 0
|  |  |  | 1945-02-10 | 0 | 0
|  |  |  | 1945-02-11 | 0 | 0
|  |  |  | 1945-02-12 | 0.01 | 0.01
|  |  |  | 1945-02-13 | 0 | 0
|  |  |  | 1945-02-14 | 0 | 0
|  |  |  | 1945-02-15 | 0 | 0
|  |  |  | 1945-02-16 | 0 | 0
|  |  |  | 1945-02-17 | 0 | 0
|  |  |  | 1945-02-18 | 0.13 | 0.13
|  |  |  | 1945-02-19 | 0.32 | 0.32
|  |  |  | 1945-02-20 | 1.32 | 1.32
|  |  |  | 1945-02-21 | 0 | 0
|  |  |  | 1945-02-22 | 0 | 0
|  |  |  | 1945-02-23 | 0 | 0
|  |  |  | 1945-02-24 | 0 | 0
|  |  |  | 1945-02-25 | 0.47 | 0.47
|  |  |  | 1945-02-26 | 0.74 | 0.74
|  |  |  | 1945-02-27 | 0.44 | 0.44
|  |  |  | 1945-02-28 | 0 | 0
|  |  |  | 1945-03-01 | 0.01 | 0.01
|  |  |  | 1945-03-02 | 0 | 0
|  |  |  | 1945-03-03 | 0 | 0
|  |  |  | 1945-03-04 | 0.08 | 0.08
|  |  |  | 1945-03-05 | 0.6 | 0.6
|  |  |  | 1945-03-06 | 0 | 0
|  |  |  | 1945-03-07 | 0 | 0
|  |  |  | 1945-03-08 | 0 | 0
|  |  |  | 1945-03-09 | 0 | 0
|  |  |  | 1945-03-10 | 0.01 | 0.01
|  |  |  | 1945-03-11 | 0.88 | 0.88
|  |  |  | 1945-03-12 | 0 | 0
|  |  |  | 1945-03-13 | 0 | 0
|  |  |  | 1945-03-14 | 0.7 | 0.7
|  |  |  | 1945-03-15 | 0 | 0
|  |  |  | 1945-03-16 | 0 | 0
|  |  |  | 1945-03-17 | 0 | 0
|  |  |  | 1945-03-18 | 0.08 | 0.08
|  |  |  | 1945-03-19 | 0.31 | 0.31
|  |  |  | 1945-03-20 | 0 | 0
|  |  |  | 1945-03-21 | 0 | 0
|  |  |  | 1945-03-22 | 0 | 0
|  |  |  | 1945-03-23 | 0 | 0
|  |  |  | 1945-03-24 | 0.02 | 0.02
|  |  |  | 1945-03-25 | 0 | 0
|  |  |  | 1945-03-26 | 0 | 0
|  |  |  | 1945-03-27 | 0 | 0
|  |  |  | 1945-03-28 | 0 | 0
|  |  |  | 1945-03-29 | 0.15 | 0.15
|  |  |  | 1945-03-30 | 0.74 | 0.74
|  |  |  | 1945-03-31 | 0.06 | 0.06
|  |  |  | 1945-04-01 | 0 | 0
|  |  |  | 1945-04-02 | 0 | 0
|  |  |  | 1945-04-03 | 0.18 | 0.18
|  |  |  | 1945-04-04 | 0 | 0
|  |  |  | 1945-04-05 | 0 | 0
|  |  |  | 1945-04-06 | 0 | 0
|  |  |  | 1945-04-07 | 0 | 0
|  |  |  | 1945-04-08 | 0 | 0
|  |  |  | 1945-04-09 | 0 | 0
|  |  |  | 1945-04-10 | 0.82 | 0.82
|  |  |  | 1945-04-11 | 0.66 | 0.66
|  |  |  | 1945-04-12 | 0 | 0
|  |  |  | 1945-04-13 | 0.06 | 0.06
|  |  |  | 1945-04-14 | 0 | 0
|  |  |  | 1945-04-15 | 0.92 | 0.92
|  |  |  | 1945-04-16 | 0 | 0
|  |  |  | 1945-04-17 | 0 | 0
|  |  |  | 1945-04-18 | 0 | 0
|  |  |  | 1945-04-19 | 0 | 0
|  |  |  | 1945-04-20 | 0 | 0
|  |  |  | 1945-04-21 | 0 | 0
|  |  |  | 1945-04-22 | 0 | 0
|  |  |  | 1945-04-23 | 0.14 | 0.14
|  |  |  | 1945-04-24 | 0 | 0
|  |  |  | 1945-04-25 | 0 | 0
|  |  |  | 1945-04-26 | 0 | 0
|  |  |  | 1945-04-27 | 0.05 | 0.05
|  |  |  | 1945-04-28 | 0 | 0
|  |  |  | 1945-04-29 | 0 | 0
|  |  |  | 1945-04-30 | 0 | 0
|  |  |  | 1945-05-01 | 0 | 0
|  |  |  | 1945-05-02 | 0 | 0
|  |  |  | 1945-05-03 | 0 | 0
|  |  |  | 1945-05-04 | 0 | 0
|  |  |  | 1945-05-05 | 0 | 0
|  |  |  | 1945-05-06 | 0 | 0
|  |  |  | 1945-05-07 | 0 | 0
|  |  |  | 1945-05-08 | 0 | 0
|  |  |  | 1945-05-09 | 0.2 | 0.2
|  |  |  | 1945-05-10 | 0.5 | 0.5
|  |  |  | 1945-05-11 | 0.04 | 0.04
|  |  |  | 1945-05-12 | 0 | 0
|  |  |  | 1945-05-13 | 0 | 0
|  |  |  | 1945-05-14 | 0 | 0
|  |  |  | 1945-05-15 | 0.32 | 0.32
|  |  |  | 1945-05-16 | 0 | 0
|  |  |  | 1945-05-17 | 0 | 0
|  |  |  | 1945-05-18 | 0 | 0
|  |  |  | 1945-05-19 | 0 | 0
|  |  |  | 1945-05-20 | 0 | 0
|  |  |  | 1945-05-21 | 0.03 | 0.03
|  |  |  | 1945-05-22 | 0 | 0
|  |  |  | 1945-05-23 | 0 | 0
|  |  |  | 1945-05-24 | 0 | 0
|  |  |  | 1945-05-25 | 0 | 0
|  |  |  | 1945-05-26 | 0 | 0
|  |  |  | 1945-05-27 | 0 | 0
|  |  |  | 1945-05-28 | 0 | 0
|  |  |  | 1945-05-29 | 0 | 0
|  |  |  | 1945-05-30 | 0 | 0
|  |  |  | 1945-05-31 | 0 | 0
|  |  |  | 1945-06-01 | 0 | 0
|  |  |  | 1945-06-02 | 0 | 0
|  |  |  | 1945-06-03 | 0 | 0
|  |  |  | 1945-06-04 | 0 | 0
|  |  |  | 1945-06-05 | 0 | 0
|  |  |  | 1945-06-06 | 0 | 0
|  |  |  | 1945-06-07 | 0 | 0
|  |  |  | 1945-06-08 | 2.32 | 2.32
|  |  |  | 1945-06-09 | 0.48 | 0.48
|  |  |  | 1945-06-10 | 0.08 | 0.08
|  |  |  | 1945-06-11 | 1.3 | 1.3
|  |  |  | 1945-06-12 | 0.45 | 0.45
|  |  |  | 1945-06-13 | 0 | 0
|  |  |  | 1945-06-14 | 0 | 0
|  |  |  | 1945-06-15 | 0 | 0
|  |  |  | 1945-06-16 | 0 | 0
|  |  |  | 1945-06-17 | 0.31 | 0.31
|  |  |  | 1945-06-18 | 0 | 0
|  |  |  | 1945-06-19 | 0 | 0
|  |  |  | 1945-06-20 | 0 | 0
|  |  |  | 1945-06-21 | 0.78 | 0.78
|  |  |  | 1945-06-22 | 1.47 | 1.47
|  |  |  | 1945-06-23 | 0 | 0
|  |  |  | 1945-06-24 | 0 | 0
|  |  |  | 1945-06-25 | 0 | 0
|  |  |  | 1945-06-26 | 0 | 0
|  |  |  | 1945-06-27 | 0 | 0
|  |  |  | 1945-06-28 | 1.19 | 1.19
|  |  |  | 1945-06-29 | 0 | 0
|  |  |  | 1945-06-30 | 0 | 0
|  |  |  | 1945-07-01 | 0 | 0
|  |  |  | 1945-07-02 | 0.01 | 0.01
|  |  |  | 1945-07-03 | 0 | 0
|  |  |  | 1945-07-04 | 0.29 | 0.29
|  |  |  | 1945-07-05 | 0.08 | 0.08
|  |  |  | 1945-07-06 | 0.01 | 0.01
|  |  |  | 1945-07-07 | 0 | 0
|  |  |  | 1945-07-08 | 0.02 | 0.02
|  |  |  | 1945-07-09 | 0.02 | 0.02
|  |  |  | 1945-07-10 | 1.43 | 1.43
|  |  |  | 1945-07-11 | 0 | 0
|  |  |  | 1945-07-12 | 0 | 0
|  |  |  | 1945-07-13 | 0.36 | 0.36
|  |  |  | 1945-07-14 | 0 | 0
|  |  |  | 1945-07-15 | 0 | 0
|  |  |  | 1945-07-16 | 0 | 0
|  |  |  | 1945-07-17 | 0 | 0
|  |  |  | 1945-07-18 | 0 | 0
|  |  |  | 1945-07-19 | 0 | 0
|  |  |  | 1945-07-20 | 0 | 0
|  |  |  | 1945-07-21 | 0 | 0
|  |  |  | 1945-07-22 | 0 | 0
|  |  |  | 1945-07-23 | 0 | 0
|  |  |  | 1945-07-24 | 0 | 0
|  |  |  | 1945-07-25 | 0 | 0
|  |  |  | 1945-07-26 | 0 | 0
|  |  |  | 1945-07-27 | 0.16 | 0.16
|  |  |  | 1945-07-28 | 0 | 0
|  |  |  | 1945-07-29 | 0 | 0
|  |  |  | 1945-07-30 | 0 | 0
|  |  |  | 1945-07-31 | 0 | 0
|  |  |  | 1945-08-01 | 0 | 0
|  |  |  | 1945-08-02 | 0 | 0
|  |  |  | 1945-08-03 | 0 | 0
|  |  |  | 1945-08-04 | 0 | 0
|  |  |  | 1945-08-05 | 0 | 0
|  |  |  | 1945-08-06 | 0 | 0
|  |  |  | 1945-08-07 | 1.39 | 1.39
|  |  |  | 1945-08-08 | 0 | 0
|  |  |  | 1945-08-09 | 0 | 0
|  |  |  | 1945-08-10 | 0.2 | 0.2
|  |  |  | 1945-08-11 | 0.12 | 0.12
|  |  |  | 1945-08-12 | 0 | 0
|  |  |  | 1945-08-13 | 0 | 0
|  |  |  | 1945-08-14 | 0.49 | 0.49
|  |  |  | 1945-08-15 | 0.42 | 0.42
|  |  |  | 1945-08-16 | 0 | 0
|  |  |  | 1945-08-17 | 0 | 0
|  |  |  | 1945-08-18 | 0 | 0
|  |  |  | 1945-08-19 | 0 | 0
|  |  |  | 1945-08-20 | 0 | 0
|  |  |  | 1945-08-21 | 0 | 0
|  |  |  | 1945-08-22 | 0 | 0
|  |  |  | 1945-08-23 | 0 | 0
|  |  |  | 1945-08-24 | 0 | 0
|  |  |  | 1945-08-25 | 0 | 0
|  |  |  | 1945-08-26 | 0 | 0
|  |  |  | 1945-08-27 | 0 | 0
|  |  |  | 1945-08-28 | 0 | 0
|  |  |  | 1945-08-29 | 0 | 0
|  |  |  | 1945-08-30 | 0 | 0
|  |  |  | 1945-08-31 | 0 | 0
|  |  |  | 1945-09-01 | 0 | 0
|  |  |  | 1945-09-02 | 0 | 0
|  |  |  | 1945-09-03 | 0 | 0
|  |  |  | 1945-09-04 | 0 | 0
|  |  |  | 1945-09-05 | 0 | 0
|  |  |  | 1945-09-06 | 0 | 0
|  |  |  | 1945-09-07 | 0 | 0
|  |  |  | 1945-09-08 | 0 | 0
|  |  |  | 1945-09-09 | 0 | 0
|  |  |  | 1945-09-10 | 0 | 0
|  |  |  | 1945-09-11 | 0 | 0
|  |  |  | 1945-09-12 | 0 | 0
|  |  |  | 1945-09-13 | 0 | 0
|  |  |  | 1945-09-14 | 0 | 0
|  |  |  | 1945-09-15 | 0 | 0
|  |  |  | 1945-09-16 | 0 | 0
|  |  |  | 1945-09-17 | 0 | 0
|  |  |  | 1945-09-18 | 0 | 0
|  |  |  | 1945-09-19 | 0 | 0
|  |  |  | 1945-09-20 | 0 | 0
|  |  |  | 1945-09-21 | 0.13 | 0.13
|  |  |  | 1945-09-22 | 0 | 0
|  |  |  | 1945-09-23 | 0 | 0
|  |  |  | 1945-09-24 | 0.91 | 0.91
|  |  |  | 1945-09-25 | 0.76 | 0.76
|  |  |  | 1945-09-26 | 0.67 | 0.67
|  |  |  | 1945-09-27 | 0.02 | 0.02
|  |  |  | 1945-09-28 | 0.63 | 0.63
|  |  |  | 1945-09-29 | 2.58 | 2.58
|  |  |  | 1945-09-30 | 0.19 | 0.19
|  |  |  | 1945-10-01 | 0.01 | 0.01
|  |  |  | 1945-10-02 | 0 | 0
|  |  |  | 1945-10-03 | 0.57 | 0.57
|  |  |  | 1945-10-04 | 0.21 | 0.21
|  |  |  | 1945-10-05 | 0.04 | 0.04
|  |  |  | 1945-10-06 | 0 | 0
|  |  |  | 1945-10-07 | 0.17 | 0.17
|  |  |  | 1945-10-08 | 0 | 0
|  |  |  | 1945-10-09 | 0.08 | 0.08
|  |  |  | 1945-10-10 | 0 | 0
|  |  |  | 1945-10-11 | 0 | 0
|  |  |  | 1945-10-12 | 0 | 0
|  |  |  | 1945-10-13 | 0 | 0
|  |  |  | 1945-10-14 | 0.15 | 0.15
|  |  |  | 1945-10-15 | 0 | 0
|  |  |  | 1945-10-16 | 0 | 0
|  |  |  | 1945-10-17 | 0 | 0
|  |  |  | 1945-10-18 | 0 | 0
|  |  |  | 1945-10-19 | 0 | 0
|  |  |  | 1945-10-20 | 0 | 0
|  |  |  | 1945-10-21 | 0 | 0
|  |  |  | 1945-10-22 | 0 | 0
|  |  |  | 1945-10-23 | 0.06 | 0.06
|  |  |  | 1945-10-24 | 0.05 | 0.05
|  |  |  | 1945-10-25 | 0 | 0
|  |  |  | 1945-10-26 | 0 | 0
|  |  |  | 1945-10-27 | 0 | 0
|  |  |  | 1945-10-28 | 0 | 0
|  |  |  | 1945-10-29 | 0 | 0
|  |  |  | 1945-10-30 | 0 | 0
|  |  |  | 1945-10-31 | 0 | 0
|  |  |  | 1945-11-01 | 0 | 0
|  |  |  | 1945-11-02 | 0 | 0
|  |  |  | 1945-11-03 | 0 | 0
|  |  |  | 1945-11-04 | 0 | 0
|  |  |  | 1945-11-05 | 0 | 0
|  |  |  | 1945-11-06 | 0 | 0
|  |  |  | 1945-11-07 | 0 | 0
|  |  |  | 1945-11-08 | 0 | 0
|  |  |  | 1945-11-09 | 0.27 | 0.27
|  |  |  | 1945-11-10 | 0.03 | 0.03
|  |  |  | 1945-11-11 | 0 | 0
|  |  |  | 1945-11-12 | 0.01 | 0.01
|  |  |  | 1945-11-13 | 0 | 0
|  |  |  | 1945-11-14 | 0 | 0
|  |  |  | 1945-11-15 | 0 | 0
|  |  |  | 1945-11-16 | 0 | 0
|  |  |  | 1945-11-17 | 0 | 0
|  |  |  | 1945-11-18 | 0 | 0
|  |  |  | 1945-11-19 | 0 | 0
|  |  |  | 1945-11-20 | 0 | 0
|  |  |  | 1945-11-21 | 0 | 0
|  |  |  | 1945-11-22 | 0 | 0
|  |  |  | 1945-11-23 | 0 | 0
|  |  |  | 1945-11-24 | 0 | 0
|  |  |  | 1945-11-25 | 0 | 0
|  |  |  | 1945-11-26 | 0 | 0
|  |  |  | 1945-11-27 | 0 | 0
|  |  |  | 1945-11-28 | 0 | 0
|  |  |  | 1945-11-29 | 0 | 0
|  |  |  | 1945-11-30 | 0 | 0
|  |  |  | 1945-12-01 | 0 | 0
|  |  |  | 1945-12-02 | 0 | 0
|  |  |  | 1945-12-03 | 0 | 0
|  |  |  | 1945-12-04 | 0 | 0
|  |  |  | 1945-12-05 | 0 | 0
|  |  |  | 1945-12-06 | 0 | 0
|  |  |  | 1945-12-07 | 0 | 0
|  |  |  | 1945-12-08 | 0 | 0
|  |  |  | 1945-12-09 | 0 | 0
|  |  |  | 1945-12-10 | 0 | 0
|  |  |  | 1945-12-11 | 0 | 0
|  |  |  | 1945-12-12 | 0.02 | 0.02
|  |  |  | 1945-12-13 | 0.01 | 0.01
|  |  |  | 1945-12-14 | 0 | 0
|  |  |  | 1945-12-15 | 0.12 | 0.12
|  |  |  | 1945-12-16 | 0 | 0
|  |  |  | 1945-12-17 | 0.01 | 0.01
|  |  |  | 1945-12-18 | 0.01 | 0.01
|  |  |  | 1945-12-19 | 0 | 0
|  |  |  | 1945-12-20 | 0 | 0
|  |  |  | 1945-12-21 | 0 | 0
|  |  |  | 1945-12-22 | 0 | 0
|  |  |  | 1945-12-23 | 0 | 0
|  |  |  | 1945-12-24 | 0 | 0
|  |  |  | 1945-12-25 | 0 | 0
|  |  |  | 1945-12-26 | 0 | 0
|  |  |  | 1945-12-27 | 0 | 0
|  |  |  | 1945-12-28 | 0 | 0
|  |  |  | 1945-12-29 | 0 | 0
|  |  |  | 1945-12-30 | 0 | 0
|  |  |  | 1945-12-31 | 0 | 0
|  |  |  | 1946-01-01 | 0 | 0
|  |  |  | 1946-01-02 | 0 | 0
|  |  |  | 1946-01-03 | 0 | 0
|  |  |  | 1946-01-04 | 1.03 | 1.03
|  |  |  | 1946-01-05 | 0 | 0
|  |  |  | 1946-01-06 | 0.05 | 0.05
|  |  |  | 1946-01-07 | 0.08 | 0.08
|  |  |  | 1946-01-08 | 0.06 | 0.06
|  |  |  | 1946-01-09 | 0 | 0
|  |  |  | 1946-01-10 | 0.08 | 0.08
|  |  |  | 1946-01-11 | 0.01 | 0.01
|  |  |  | 1946-01-12 | 0 | 0
|  |  |  | 1946-01-13 | 0 | 0
|  |  |  | 1946-01-14 | 0.88 | 0.88
|  |  |  | 1946-01-15 | 0.13 | 0.13
|  |  |  | 1946-01-16 | 0 | 0
|  |  |  | 1946-01-17 | 0 | 0
|  |  |  | 1946-01-18 | 0 | 0
|  |  |  | 1946-01-19 | 0 | 0
|  |  |  | 1946-01-20 | 0 | 0
|  |  |  | 1946-01-21 | 0 | 0
|  |  |  | 1946-01-22 | 0 | 0
|  |  |  | 1946-01-23 | 0 | 0
|  |  |  | 1946-01-24 | 0 | 0
|  |  |  | 1946-01-25 | 0 | 0
|  |  |  | 1946-01-26 | 0 | 0
|  |  |  | 1946-01-27 | 0 | 0
|  |  |  | 1946-01-28 | 0 | 0
|  |  |  | 1946-01-29 | 0 | 0
|  |  |  | 1946-01-30 | 0 | 0
|  |  |  | 1946-01-31 | 0 | 0
|  |  |  | 1946-02-01 | 0 | 0
|  |  |  | 1946-02-02 | 0 | 0
|  |  |  | 1946-02-03 | 0 | 0
|  |  |  | 1946-02-04 | 0 | 0
|  |  |  | 1946-02-05 | 0 | 0
|  |  |  | 1946-02-06 | 0 | 0
|  |  |  | 1946-02-07 | 0 | 0
|  |  |  | 1946-02-08 | 0 | 0
|  |  |  | 1946-02-09 | 0.02 | 0.02
|  |  |  | 1946-02-10 | 0 | 0
|  |  |  | 1946-02-11 | 0 | 0
|  |  |  | 1946-02-12 | 0 | 0
|  |  |  | 1946-02-13 | 0.87 | 0.87
|  |  |  | 1946-02-14 | 0 | 0
|  |  |  | 1946-02-15 | 0 | 0
|  |  |  | 1946-02-16 | 0 | 0
|  |  |  | 1946-02-17 | 0.64 | 0.64
|  |  |  | 1946-02-18 | 0.04 | 0.04
|  |  |  | 1946-02-19 | 0 | 0
|  |  |  | 1946-02-20 | 0 | 0
|  |  |  | 1946-02-21 | 0 | 0
|  |  |  | 1946-02-22 | 0 | 0
|  |  |  | 1946-02-23 | 0 | 0
|  |  |  | 1946-02-24 | 0 | 0
|  |  |  | 1946-02-25 | 0 | 0
|  |  |  | 1946-02-26 | 0 | 0
|  |  |  | 1946-02-27 | 0 | 0
|  |  |  | 1946-02-28 | 0 | 0
|  |  |  | 1946-03-01 | 0 | 0
|  |  |  | 1946-03-02 | 0 | 0
|  |  |  | 1946-03-03 | 0 | 0
|  |  |  | 1946-03-04 | 0 | 0
|  |  |  | 1946-03-05 | 0.05 | 0.05
|  |  |  | 1946-03-06 | 0 | 0
|  |  |  | 1946-03-07 | 0 | 0
|  |  |  | 1946-03-08 | 0 | 0
|  |  |  | 1946-03-09 | 0 | 0
|  |  |  | 1946-03-10 | 0 | 0
|  |  |  | 1946-03-11 | 0 | 0
|  |  |  | 1946-03-12 | 0.35 | 0.35
|  |  |  | 1946-03-13 | 0 | 0
|  |  |  | 1946-03-14 | 0 | 0
|  |  |  | 1946-03-15 | 0.21 | 0.21
|  |  |  | 1946-03-16 | 0 | 0
|  |  |  | 1946-03-17 | 0 | 0
|  |  |  | 1946-03-18 | 0 | 0
|  |  |  | 1946-03-19 | 0 | 0
|  |  |  | 1946-03-20 | 0 | 0
|  |  |  | 1946-03-21 | 0 | 0
|  |  |  | 1946-03-22 | 0 | 0
|  |  |  | 1946-03-23 | 0 | 0
|  |  |  | 1946-03-24 | 0 | 0
|  |  |  | 1946-03-25 | 0 | 0
|  |  |  | 1946-03-26 | 0.38 | 0.38
|  |  |  | 1946-03-27 | 0.6 | 0.6
|  |  |  | 1946-03-28 | 0 | 0
|  |  |  | 1946-03-29 | 0 | 0
|  |  |  | 1946-03-30 | 0 | 0
|  |  |  | 1946-03-31 | 0 | 0
|  |  |  | 1946-04-01 | 0 | 0
|  |  |  | 1946-04-02 | 0 | 0
|  |  |  | 1946-04-03 | 0 | 0
|  |  |  | 1946-04-04 | 0 | 0
|  |  |  | 1946-04-05 | 0 | 0
|  |  |  | 1946-04-06 | 0 | 0
|  |  |  | 1946-04-07 | 0 | 0
|  |  |  | 1946-04-08 | 0 | 0
|  |  |  | 1946-04-09 | 0 | 0
|  |  |  | 1946-04-10 | 0 | 0
|  |  |  | 1946-04-11 | 0 | 0
|  |  |  | 1946-04-12 | 0 | 0
|  |  |  | 1946-04-13 | 0 | 0
|  |  |  | 1946-04-14 | 0.26 | 0.26
|  |  |  | 1946-04-15 | 0 | 0
|  |  |  | 1946-04-16 | 0 | 0
|  |  |  | 1946-04-17 | 0 | 0
|  |  |  | 1946-04-18 | 0 | 0
|  |  |  | 1946-04-19 | 0 | 0
|  |  |  | 1946-04-20 | 0 | 0
|  |  |  | 1946-04-21 | 0.18 | 0.18
|  |  |  | 1946-04-22 | 0.77 | 0.77
|  |  |  | 1946-04-23 | 0.27 | 0.27
|  |  |  | 1946-04-24 | 0 | 0
|  |  |  | 1946-04-25 | 0 | 0
|  |  |  | 1946-04-26 | 0 | 0
|  |  |  | 1946-04-27 | 0 | 0
|  |  |  | 1946-04-28 | 0 | 0
|  |  |  | 1946-04-29 | 0 | 0
|  |  |  | 1946-04-30 | 0 | 0
|  |  |  | 1946-05-01 | 0 | 0
|  |  |  | 1946-05-02 | 0 | 0
|  |  |  | 1946-05-03 | 0 | 0
|  |  |  | 1946-05-04 | 0 | 0
|  |  |  | 1946-05-05 | 0 | 0
|  |  |  | 1946-05-06 | 0 | 0
|  |  |  | 1946-05-07 | 0 | 0
|  |  |  | 1946-05-08 | 0 | 0
|  |  |  | 1946-05-09 | 0 | 0
|  |  |  | 1946-05-10 | 0 | 0
|  |  |  | 1946-05-11 | 0 | 0
|  |  |  | 1946-05-12 | 0.04 | 0.04
|  |  |  | 1946-05-13 | 0 | 0
|  |  |  | 1946-05-14 | 0.88 | 0.88
|  |  |  | 1946-05-15 | 0 | 0
|  |  |  | 1946-05-16 | 0.11 | 0.11
|  |  |  | 1946-05-17 | 0 | 0
|  |  |  | 1946-05-18 | 0.88 | 0.88
|  |  |  | 1946-05-19 | 0 | 0
|  |  |  | 1946-05-20 | 0 | 0
|  |  |  | 1946-05-21 | 0 | 0
|  |  |  | 1946-05-22 | 0 | 0
|  |  |  | 1946-05-23 | 0 | 0
|  |  |  | 1946-05-24 | 0 | 0
|  |  |  | 1946-05-25 | 0 | 0
|  |  |  | 1946-05-26 | 0 | 0
|  |  |  | 1946-05-27 | 0 | 0
|  |  |  | 1946-05-28 | 0.17 | 0.17
|  |  |  | 1946-05-29 | 0.97 | 0.97
|  |  |  | 1946-05-30 | 1.84 | 1.84
|  |  |  | 1946-05-31 | 0.55 | 0.55
|  |  |  | 1946-06-01 | 0 | 0
|  |  |  | 1946-06-02 | 0.04 | 0.04
|  |  |  | 1946-06-03 | 0 | 0
|  |  |  | 1946-06-04 | 0 | 0
|  |  |  | 1946-06-05 | 0 | 0
|  |  |  | 1946-06-06 | 0 | 0
|  |  |  | 1946-06-07 | 0 | 0
|  |  |  | 1946-06-08 | 0 | 0
|  |  |  | 1946-06-09 | 0 | 0
|  |  |  | 1946-06-10 | 0 | 0
|  |  |  | 1946-06-11 | 0 | 0
|  |  |  | 1946-06-12 | 0 | 0
|  |  |  | 1946-06-13 | 0 | 0
|  |  |  | 1946-06-14 | 0 | 0
|  |  |  | 1946-06-15 | 0 | 0
|  |  |  | 1946-06-16 | 0 | 0
|  |  |  | 1946-06-17 | 0 | 0
|  |  |  | 1946-06-18 | 0 | 0
|  |  |  | 1946-06-19 | 0.16 | 0.16
|  |  |  | 1946-06-20 | 0 | 0
|  |  |  | 1946-06-21 | 0 | 0
|  |  |  | 1946-06-22 | 0 | 0
|  |  |  | 1946-06-23 | 0.51 | 0.51
|  |  |  | 1946-06-24 | 0 | 0
|  |  |  | 1946-06-25 | 0 | 0
|  |  |  | 1946-06-26 | 0 | 0
|  |  |  | 1946-06-27 | 0.01 | 0.01
|  |  |  | 1946-06-28 | 0.08 | 0.08
|  |  |  | 1946-06-29 | 0.02 | 0.02
|  |  |  | 1946-06-30 | 0.8 | 0.8
|  |  |  | 1946-07-01 | 0.29 | 0.29
|  |  |  | 1946-07-02 | 0 | 0
|  |  |  | 1946-07-03 | 0 | 0
|  |  |  | 1946-07-04 | 0 | 0
|  |  |  | 1946-07-05 | 0 | 0
|  |  |  | 1946-07-06 | 0 | 0
|  |  |  | 1946-07-07 | 0 | 0
|  |  |  | 1946-07-08 | 0 | 0
|  |  |  | 1946-07-09 | 0 | 0
|  |  |  | 1946-07-10 | 0 | 0
|  |  |  | 1946-07-11 | 0 | 0
|  |  |  | 1946-07-12 | 1.29 | 1.29
|  |  |  | 1946-07-13 | 0 | 0
|  |  |  | 1946-07-14 | 0 | 0
|  |  |  | 1946-07-15 | 0 | 0
|  |  |  | 1946-07-16 | 0 | 0
|  |  |  | 1946-07-17 | 0 | 0
|  |  |  | 1946-07-18 | 0 | 0
|  |  |  | 1946-07-19 | 0 | 0
|  |  |  | 1946-07-20 | 0 | 0
|  |  |  | 1946-07-21 | 0 | 0
|  |  |  | 1946-07-22 | 0 | 0
|  |  |  | 1946-07-23 | 0 | 0
|  |  |  | 1946-07-24 | 0 | 0
|  |  |  | 1946-07-25 | 0 | 0
|  |  |  | 1946-07-26 | 0 | 0
|  |  |  | 1946-07-27 | 0 | 0
|  |  |  | 1946-07-28 | 0.05 | 0.05
|  |  |  | 1946-07-29 | 0.04 | 0.04
|  |  |  | 1946-07-30 | 0 | 0
|  |  |  | 1946-07-31 | 0 | 0
|  |  |  | 1946-08-01 | 0 | 0
|  |  |  | 1946-08-02 | 0 | 0
|  |  |  | 1946-08-03 | 0 | 0
|  |  |  | 1946-08-04 | 0.61 | 0.61
|  |  |  | 1946-08-05 | 0 | 0
|  |  |  | 1946-08-06 | 0 | 0
|  |  |  | 1946-08-07 | 0 | 0
|  |  |  | 1946-08-08 | 0 | 0
|  |  |  | 1946-08-09 | 0 | 0
|  |  |  | 1946-08-10 | 0 | 0
|  |  |  | 1946-08-11 | 0 | 0
|  |  |  | 1946-08-12 | 0 | 0
|  |  |  | 1946-08-13 | 0 | 0
|  |  |  | 1946-08-14 | 0 | 0
|  |  |  | 1946-08-15 | 0 | 0
|  |  |  | 1946-08-16 | 0 | 0
|  |  |  | 1946-08-17 | 0 | 0
|  |  |  | 1946-08-18 | 0 | 0
|  |  |  | 1946-08-19 | 0.24 | 0.24
|  |  |  | 1946-08-20 | 0.08 | 0.08
|  |  |  | 1946-08-21 | 0 | 0
|  |  |  | 1946-08-22 | 0 | 0
|  |  |  | 1946-08-23 | 0 | 0
|  |  |  | 1946-08-24 | 0 | 0
|  |  |  | 1946-08-25 | 0 | 0
|  |  |  | 1946-08-26 | 0.11 | 0.11
|  |  |  | 1946-08-27 | 0 | 0
|  |  |  | 1946-08-28 | 0.16 | 0.16
|  |  |  | 1946-08-29 | 0.02 | 0.02
|  |  |  | 1946-08-30 | 0 | 0
|  |  |  | 1946-08-31 | 0 | 0
|  |  |  | 1946-09-01 | 0 | 0
|  |  |  | 1946-09-02 | 0.06 | 0.06
|  |  |  | 1946-09-03 | 0 | 0
|  |  |  | 1946-09-04 | 0 | 0
|  |  |  | 1946-09-05 | 0 | 0
|  |  |  | 1946-09-06 | 0 | 0
|  |  |  | 1946-09-07 | 0 | 0
|  |  |  | 1946-09-08 | 0 | 0
|  |  |  | 1946-09-09 | 0 | 0
|  |  |  | 1946-09-10 | 0 | 0
|  |  |  | 1946-09-11 | 0.78 | 0.78
|  |  |  | 1946-09-12 | 0.84 | 0.84
|  |  |  | 1946-09-13 | 1.27 | 1.27
|  |  |  | 1946-09-14 | 0.1 | 0.1
|  |  |  | 1946-09-15 | 0 | 0
|  |  |  | 1946-09-16 | 0 | 0
|  |  |  | 1946-09-17 | 0 | 0
|  |  |  | 1946-09-18 | 0 | 0
|  |  |  | 1946-09-19 | 0.16 | 0.16
|  |  |  | 1946-09-20 | 0.02 | 0.02
|  |  |  | 1946-09-21 | 0.3 | 0.3
|  |  |  | 1946-09-22 | 0.37 | 0.37
|  |  |  | 1946-09-23 | 0 | 0
|  |  |  | 1946-09-24 | 0 | 0
|  |  |  | 1946-09-25 | 0 | 0
|  |  |  | 1946-09-26 | 0.05 | 0.05
|  |  |  | 1946-09-27 | 0 | 0
|  |  |  | 1946-09-28 | 0 | 0
|  |  |  | 1946-09-29 | 0 | 0
|  |  |  | 1946-09-30 | 0 | 0
|  |  |  | 1946-10-01 | 0 | 0
|  |  |  | 1946-10-02 | 0 | 0
|  |  |  | 1946-10-03 | 0 | 0
|  |  |  | 1946-10-04 | 0.9 | 0.9
|  |  |  | 1946-10-05 | 0 | 0
|  |  |  | 1946-10-06 | 0 | 0
|  |  |  | 1946-10-07 | 0 | 0
|  |  |  | 1946-10-08 | 0.03 | 0.03
|  |  |  | 1946-10-09 | 0 | 0
|  |  |  | 1946-10-10 | 0.11 | 0.11
|  |  |  | 1946-10-11 | 0 | 0
|  |  |  | 1946-10-12 | 0 | 0
|  |  |  | 1946-10-13 | 0 | 0
|  |  |  | 1946-10-14 | 0 | 0
|  |  |  | 1946-10-15 | 0 | 0
|  |  |  | 1946-10-16 | 0 | 0
|  |  |  | 1946-10-17 | 0 | 0
|  |  |  | 1946-10-18 | 0 | 0
|  |  |  | 1946-10-19 | 0 | 0
|  |  |  | 1946-10-20 | 0 | 0
|  |  |  | 1946-10-21 | 0 | 0
|  |  |  | 1946-10-22 | 0.07 | 0.07
|  |  |  | 1946-10-23 | 0.02 | 0.02
|  |  |  | 1946-10-24 | 0 | 0
|  |  |  | 1946-10-25 | 0 | 0
|  |  |  | 1946-10-26 | 0 | 0
|  |  |  | 1946-10-27 | 0 | 0
|  |  |  | 1946-10-28 | 0 | 0
|  |  |  | 1946-10-29 | 0 | 0
|  |  |  | 1946-10-30 | 0 | 0
|  |  |  | 1946-10-31 | 0 | 0
|  |  |  | 1946-11-01 | 0.01 | 0.01
|  |  |  | 1946-11-02 | 0.21 | 0.21
|  |  |  | 1946-11-03 | 0.81 | 0.81
|  |  |  | 1946-11-04 | 0.16 | 0.16
|  |  |  | 1946-11-05 | 0.13 | 0.13
|  |  |  | 1946-11-06 | 0 | 0
|  |  |  | 1946-11-07 | 0 | 0
|  |  |  | 1946-11-08 | 0 | 0
|  |  |  | 1946-11-09 | 0.29 | 0.29
|  |  |  | 1946-11-10 | 0 | 0
|  |  |  | 1946-11-11 | 0 | 0
|  |  |  | 1946-11-12 | 0 | 0
|  |  |  | 1946-11-13 | 0 | 0
|  |  |  | 1946-11-14 | 0 | 0
|  |  |  | 1946-11-15 | 0.32 | 0.32
|  |  |  | 1946-11-16 | 0 | 0
|  |  |  | 1946-11-17 | 0 | 0
|  |  |  | 1946-11-18 | 0 | 0
|  |  |  | 1946-11-19 | 0 | 0
|  |  |  | 1946-11-20 | 0 | 0
|  |  |  | 1946-11-21 | 0 | 0
|  |  |  | 1946-11-22 | 0 | 0
|  |  |  | 1946-11-23 | 0 | 0
|  |  |  | 1946-11-24 | 0 | 0
|  |  |  | 1946-11-25 | 0.71 | 0.71
|  |  |  | 1946-11-26 | 0 | 0
|  |  |  | 1946-11-27 | 0 | 0
|  |  |  | 1946-11-28 | 0 | 0
|  |  |  | 1946-11-29 | 0 | 0
|  |  |  | 1946-11-30 | 0 | 0
|  |  |  | 1946-12-01 | 0 | 0
|  |  |  | 1946-12-02 | 0 | 0
|  |  |  | 1946-12-03 | 0 | 0
|  |  |  | 1946-12-04 | 0 | 0
|  |  |  | 1946-12-05 | 0 | 0
|  |  |  | 1946-12-06 | 0 | 0
|  |  |  | 1946-12-07 | 0 | 0
|  |  |  | 1946-12-08 | 0 | 0
|  |  |  | 1946-12-09 | 1.79 | 1.79
|  |  |  | 1946-12-10 | 0.94 | 0.94
|  |  |  | 1946-12-11 | 1.49 | 1.49
|  |  |  | 1946-12-12 | 0 | 0
|  |  |  | 1946-12-13 | 0 | 0
|  |  |  | 1946-12-14 | 0 | 0
|  |  |  | 1946-12-15 | 0 | 0
|  |  |  | 1946-12-16 | 0 | 0
|  |  |  | 1946-12-17 | 0 | 0
|  |  |  | 1946-12-18 | 0 | 0
|  |  |  | 1946-12-19 | 0 | 0
|  |  |  | 1946-12-20 | 0 | 0
|  |  |  | 1946-12-21 | 0 | 0
|  |  |  | 1946-12-22 | 0 | 0
|  |  |  | 1946-12-23 | 0 | 0
|  |  |  | 1946-12-24 | 0 | 0
|  |  |  | 1946-12-25 | 0 | 0
|  |  |  | 1946-12-26 | 0 | 0
|  |  |  | 1946-12-27 | 0 | 0
|  |  |  | 1946-12-28 | 0 | 0
|  |  |  | 1946-12-29 | 0 | 0
|  |  |  | 1946-12-30 | 0 | 0
|  |  |  | 1946-12-31 | 0.1 | 0.1
|  |  |  | 1947-01-01 | 0.2 | 0.2
|  |  |  | 1947-01-02 | 0.21 | 0.21
|  |  |  | 1947-01-03 | 0 | 0
|  |  |  | 1947-01-04 | 0 | 0
|  |  |  | 1947-01-05 | 0 | 0
|  |  |  | 1947-01-06 | 0 | 0
|  |  |  | 1947-01-07 | 0 | 0
|  |  |  | 1947-01-08 | 0 | 0
|  |  |  | 1947-01-09 | 0.01 | 0.01
|  |  |  | 1947-01-10 | 0.01 | 0.01
|  |  |  | 1947-01-11 | 0 | 0
|  |  |  | 1947-01-12 | 0 | 0
|  |  |  | 1947-01-13 | 0 | 0
|  |  |  | 1947-01-14 | 0 | 0
|  |  |  | 1947-01-15 | 0 | 0
|  |  |  | 1947-01-16 | 0 | 0
|  |  |  | 1947-01-17 | 0 | 0
|  |  |  | 1947-01-18 | 0.03 | 0.03
|  |  |  | 1947-01-19 | 0.07 | 0.07
|  |  |  | 1947-01-20 | 0 | 0
|  |  |  | 1947-01-21 | 0 | 0
|  |  |  | 1947-01-22 | 0 | 0
|  |  |  | 1947-01-23 | 0 | 0
|  |  |  | 1947-01-24 | 0 | 0
|  |  |  | 1947-01-25 | 0 | 0
|  |  |  | 1947-01-26 | 0 | 0
|  |  |  | 1947-01-27 | 0 | 0
|  |  |  | 1947-01-28 | 0 | 0
|  |  |  | 1947-01-29 | 0 | 0
|  |  |  | 1947-01-30 | 0 | 0
|  |  |  | 1947-01-31 | 0 | 0
|  |  |  | 1947-02-01 | 0 | 0
|  |  |  | 1947-02-02 | 0 | 0
|  |  |  | 1947-02-03 | 0 | 0
|  |  |  | 1947-02-04 | 0 | 0
|  |  |  | 1947-02-05 | 0 | 0
|  |  |  | 1947-02-06 | 0 | 0
|  |  |  | 1947-02-07 | 0 | 0
|  |  |  | 1947-02-08 | 0 | 0
|  |  |  | 1947-02-09 | 0 | 0
|  |  |  | 1947-02-10 | 0 | 0
|  |  |  | 1947-02-11 | 0 | 0
|  |  |  | 1947-02-12 | 0 | 0
|  |  |  | 1947-02-13 | 0 | 0
|  |  |  | 1947-02-14 | 0 | 0
|  |  |  | 1947-02-15 | 0 | 0
|  |  |  | 1947-02-16 | 0 | 0
|  |  |  | 1947-02-17 | 0 | 0
|  |  |  | 1947-02-18 | 0 | 0
|  |  |  | 1947-02-19 | 0.31 | 0.31
|  |  |  | 1947-02-20 | 0 | 0
|  |  |  | 1947-02-21 | 0 | 0
|  |  |  | 1947-02-22 | 0 | 0
|  |  |  | 1947-02-23 | 0 | 0
|  |  |  | 1947-02-24 | 0 | 0
|  |  |  | 1947-02-25 | 0 | 0
|  |  |  | 1947-02-26 | 0 | 0
|  |  |  | 1947-02-27 | 0 | 0
|  |  |  | 1947-02-28 | 0 | 0
|  |  |  | 1947-03-01 | 0 | 0
|  |  |  | 1947-03-02 | 0 | 0
|  |  |  | 1947-03-03 | 0 | 0
|  |  |  | 1947-03-04 | 0 | 0
|  |  |  | 1947-03-05 | 0 | 0
|  |  |  | 1947-03-06 | 0.01 | 0.01
|  |  |  | 1947-03-07 | 0.23 | 0.23
|  |  |  | 1947-03-08 | 0 | 0
|  |  |  | 1947-03-09 | 0.07 | 0.07
|  |  |  | 1947-03-10 | 0.07 | 0.07
|  |  |  | 1947-03-11 | 0 | 0
|  |  |  | 1947-03-12 | 0.19 | 0.19
|  |  |  | 1947-03-13 | 0 | 0
|  |  |  | 1947-03-14 | 0.18 | 0.18
|  |  |  | 1947-03-15 | 0.24 | 0.24
|  |  |  | 1947-03-16 | 0 | 0
|  |  |  | 1947-03-17 | 0 | 0
|  |  |  | 1947-03-18 | 0.26 | 0.26
|  |  |  | 1947-03-19 | 0.01 | 0.01
|  |  |  | 1947-03-20 | 0 | 0
|  |  |  | 1947-03-21 | 0 | 0
|  |  |  | 1947-03-22 | 0 | 0
|  |  |  | 1947-03-23 | 0.16 | 0.16
|  |  |  | 1947-03-24 | 0 | 0
|  |  |  | 1947-03-25 | 0 | 0
|  |  |  | 1947-03-26 | 0 | 0
|  |  |  | 1947-03-27 | 0 | 0
|  |  |  | 1947-03-28 | 0 | 0
|  |  |  | 1947-03-29 | 0 | 0
|  |  |  | 1947-03-30 | 0 | 0
|  |  |  | 1947-03-31 | 0 | 0
|  |  |  | 1947-04-01 | 0 | 0
|  |  |  | 1947-04-02 | 0.16 | 0.16
|  |  |  | 1947-04-03 | 0.18 | 0.18
|  |  |  | 1947-04-04 | 0.4 | 0.4
|  |  |  | 1947-04-05 | 0.03 | 0.03
|  |  |  | 1947-04-06 | 0 | 0
|  |  |  | 1947-04-07 | 0 | 0
|  |  |  | 1947-04-08 | 0.04 | 0.04
|  |  |  | 1947-04-09 | 0 | 0
|  |  |  | 1947-04-10 | 0.28 | 0.28
|  |  |  | 1947-04-11 | 0 | 0
|  |  |  | 1947-04-12 | 0.3 | 0.3
|  |  |  | 1947-04-13 | 0.06 | 0.06
|  |  |  | 1947-04-14 | 1.84 | 1.84
|  |  |  | 1947-04-15 | 0.78 | 0.78
|  |  |  | 1947-04-16 | 0.02 | 0.02
|  |  |  | 1947-04-17 | 0 | 0
|  |  |  | 1947-04-18 | 0 | 0
|  |  |  | 1947-04-19 | 0 | 0
|  |  |  | 1947-04-20 | 0 | 0
|  |  |  | 1947-04-21 | 0 | 0
|  |  |  | 1947-04-22 | 0 | 0
|  |  |  | 1947-04-23 | 0 | 0
|  |  |  | 1947-04-24 | 1.03 | 1.03
|  |  |  | 1947-04-25 | 0 | 0
|  |  |  | 1947-04-26 | 0 | 0
|  |  |  | 1947-04-27 | 0.04 | 0.04
|  |  |  | 1947-04-28 | 0.01 | 0.01
|  |  |  | 1947-04-29 | 0.07 | 0.07
|  |  |  | 1947-04-30 | 0 | 0
|  |  |  | 1947-05-01 | 0 | 0
|  |  |  | 1947-05-02 | 0 | 0
|  |  |  | 1947-05-03 | 0 | 0
|  |  |  | 1947-05-04 | 0 | 0
|  |  |  | 1947-05-05 | 0 | 0
|  |  |  | 1947-05-06 | 0.42 | 0.42
|  |  |  | 1947-05-07 | 0.44 | 0.44
|  |  |  | 1947-05-08 | 0.83 | 0.83
|  |  |  | 1947-05-09 | 0 | 0
|  |  |  | 1947-05-10 | 0.25 | 0.25
|  |  |  | 1947-05-11 | 0.02 | 0.02
|  |  |  | 1947-05-12 | 0.16 | 0.16
|  |  |  | 1947-05-13 | 0 | 0
|  |  |  | 1947-05-14 | 0 | 0
|  |  |  | 1947-05-15 | 0 | 0
|  |  |  | 1947-05-16 | 0.48 | 0.48
|  |  |  | 1947-05-17 | 0 | 0
|  |  |  | 1947-05-18 | 0.06 | 0.06
|  |  |  | 1947-05-19 | 0.62 | 0.62
|  |  |  | 1947-05-20 | 0.37 | 0.37
|  |  |  | 1947-05-21 | 0 | 0
|  |  |  | 1947-05-22 | 0.15 | 0.15
|  |  |  | 1947-05-23 | 0.43 | 0.43
|  |  |  | 1947-05-24 | 0.92 | 0.92
|  |  |  | 1947-05-25 | 0 | 0
|  |  |  | 1947-05-26 | 0 | 0
|  |  |  | 1947-05-27 | 0 | 0
|  |  |  | 1947-05-28 | 0 | 0
|  |  |  | 1947-05-29 | 0 | 0
|  |  |  | 1947-05-30 | 0 | 0
|  |  |  | 1947-05-31 | 0 | 0
|  |  |  | 1947-06-01 | 0 | 0
|  |  |  | 1947-06-02 | 0 | 0
|  |  |  | 1947-06-03 | 0 | 0
|  |  |  | 1947-06-04 | 0 | 0
|  |  |  | 1947-06-05 | 0 | 0
|  |  |  | 1947-06-06 | 0 | 0
|  |  |  | 1947-06-07 | 0 | 0
|  |  |  | 1947-06-08 | 0 | 0
|  |  |  | 1947-06-09 | 0 | 0
|  |  |  | 1947-06-10 | 0 | 0
|  |  |  | 1947-06-11 | 0 | 0
|  |  |  | 1947-06-12 | 1.56 | 1.56
|  |  |  | 1947-06-13 | 1.52 | 1.52
|  |  |  | 1947-06-14 | 0 | 0
|  |  |  | 1947-06-15 | 0 | 0
|  |  |  | 1947-06-16 | 0 | 0
|  |  |  | 1947-06-17 | 0 | 0
|  |  |  | 1947-06-18 | 0 | 0
|  |  |  | 1947-06-19 | 0.07 | 0.07
|  |  |  | 1947-06-20 | 0 | 0
|  |  |  | 1947-06-21 | 0 | 0
|  |  |  | 1947-06-22 | 0 | 0
|  |  |  | 1947-06-23 | 0.14 | 0.14
|  |  |  | 1947-06-24 | 0 | 0
|  |  |  | 1947-06-25 | 0 | 0
|  |  |  | 1947-06-26 | 0 | 0
|  |  |  | 1947-06-27 | 0 | 0
|  |  |  | 1947-06-28 | 0 | 0
|  |  |  | 1947-06-29 | 0 | 0
|  |  |  | 1947-06-30 | 0 | 0
|  |  |  | 1947-07-01 | 0 | 0
|  |  |  | 1947-07-02 | 0 | 0
|  |  |  | 1947-07-03 | 0 | 0
|  |  |  | 1947-07-04 | 0 | 0
|  |  |  | 1947-07-05 | 0 | 0
|  |  |  | 1947-07-06 | 0 | 0
|  |  |  | 1947-07-07 | 0 | 0
|  |  |  | 1947-07-08 | 0 | 0
|  |  |  | 1947-07-09 | 0.06 | 0.06
|  |  |  | 1947-07-10 | 0.3 | 0.3
|  |  |  | 1947-07-11 | 0 | 0
|  |  |  | 1947-07-12 | 0 | 0
|  |  |  | 1947-07-13 | 0 | 0
|  |  |  | 1947-07-14 | 0 | 0
|  |  |  | 1947-07-15 | 0 | 0
|  |  |  | 1947-07-16 | 0 | 0
|  |  |  | 1947-07-17 | 0 | 0
|  |  |  | 1947-07-18 | 0 | 0
|  |  |  | 1947-07-19 | 0 | 0
|  |  |  | 1947-07-20 | 0 | 0
|  |  |  | 1947-07-21 | 0 | 0
|  |  |  | 1947-07-22 | 0 | 0
|  |  |  | 1947-07-23 | 0 | 0
|  |  |  | 1947-07-24 | 0.31 | 0.31
|  |  |  | 1947-07-25 | 0.14 | 0.14
|  |  |  | 1947-07-26 | 0 | 0
|  |  |  | 1947-07-27 | 0 | 0
|  |  |  | 1947-07-28 | 0 | 0
|  |  |  | 1947-07-29 | 0 | 0
|  |  |  | 1947-07-30 | 0 | 0
|  |  |  | 1947-07-31 | 0 | 0
|  |  |  | 1947-08-01 | 0 | 0
|  |  |  | 1947-08-02 | 0 | 0
|  |  |  | 1947-08-03 | 0 | 0
|  |  |  | 1947-08-04 | 0 | 0
|  |  |  | 1947-08-05 | 0 | 0
|  |  |  | 1947-08-06 | 0 | 0
|  |  |  | 1947-08-07 | 0 | 0
|  |  |  | 1947-08-08 | 0 | 0
|  |  |  | 1947-08-09 | 0 | 0
|  |  |  | 1947-08-10 | 0 | 0
|  |  |  | 1947-08-11 | 0 | 0
|  |  |  | 1947-08-12 | 0 | 0
|  |  |  | 1947-08-13 | 0 | 0
|  |  |  | 1947-08-14 | 0 | 0
|  |  |  | 1947-08-15 | 0 | 0
|  |  |  | 1947-08-16 | 0 | 0
|  |  |  | 1947-08-17 | 0 | 0
|  |  |  | 1947-08-18 | 0.02 | 0.02
|  |  |  | 1947-08-19 | 0 | 0
|  |  |  | 1947-08-20 | 0 | 0
|  |  |  | 1947-08-21 | 0 | 0
|  |  |  | 1947-08-22 | 0 | 0
|  |  |  | 1947-08-23 | 0 | 0
|  |  |  | 1947-08-24 | 0 | 0
|  |  |  | 1947-08-25 | 0 | 0
|  |  |  | 1947-08-26 | 0 | 0
|  |  |  | 1947-08-27 | 0 | 0
|  |  |  | 1947-08-28 | 0 | 0
|  |  |  | 1947-08-29 | 0 | 0
|  |  |  | 1947-08-30 | 0 | 0
|  |  |  | 1947-08-31 | 0 | 0
|  |  |  | 1947-09-01 | 0 | 0
|  |  |  | 1947-09-02 | 0 | 0
|  |  |  | 1947-09-03 | 0 | 0
|  |  |  | 1947-09-04 | 0 | 0
|  |  |  | 1947-09-05 | 0 | 0
|  |  |  | 1947-09-06 | 0 | 0
|  |  |  | 1947-09-07 | 0 | 0
|  |  |  | 1947-09-08 | 0 | 0
|  |  |  | 1947-09-09 | 0.64 | 0.64
|  |  |  | 1947-09-10 | 0.07 | 0.07
|  |  |  | 1947-09-11 | 0 | 0
|  |  |  | 1947-09-12 | 0 | 0
|  |  |  | 1947-09-13 | 0 | 0
|  |  |  | 1947-09-14 | 0 | 0
|  |  |  | 1947-09-15 | 0 | 0
|  |  |  | 1947-09-16 | 0 | 0
|  |  |  | 1947-09-17 | 0 | 0
|  |  |  | 1947-09-18 | 0 | 0
|  |  |  | 1947-09-19 | 0 | 0
|  |  |  | 1947-09-20 | 0.22 | 0.22
|  |  |  | 1947-09-21 | 0 | 0
|  |  |  | 1947-09-22 | 0 | 0
|  |  |  | 1947-09-23 | 0 | 0
|  |  |  | 1947-09-24 | 0 | 0
|  |  |  | 1947-09-25 | 0 | 0
|  |  |  | 1947-09-26 | 0 | 0
|  |  |  | 1947-09-27 | 0 | 0
|  |  |  | 1947-09-28 | 0 | 0
|  |  |  | 1947-09-29 | 0 | 0
|  |  |  | 1947-09-30 | 0 | 0
|  |  |  | 1947-10-01 | 0 | 0
|  |  |  | 1947-10-02 | 0 | 0
|  |  |  | 1947-10-03 | 0 | 0
|  |  |  | 1947-10-04 | 0 | 0
|  |  |  | 1947-10-05 | 0 | 0
|  |  |  | 1947-10-06 | 0 | 0
|  |  |  | 1947-10-07 | 0.09 | 0.09
|  |  |  | 1947-10-08 | 0.03 | 0.03
|  |  |  | 1947-10-09 | 0 | 0
|  |  |  | 1947-10-10 | 0 | 0
|  |  |  | 1947-10-11 | 0 | 0
|  |  |  | 1947-10-12 | 0 | 0
|  |  |  | 1947-10-13 | 0 | 0
|  |  |  | 1947-10-14 | 0 | 0
|  |  |  | 1947-10-15 | 0.1 | 0.1
|  |  |  | 1947-10-16 | 0 | 0
|  |  |  | 1947-10-17 | 0 | 0
|  |  |  | 1947-10-18 | 0 | 0
|  |  |  | 1947-10-19 | 0 | 0
|  |  |  | 1947-10-20 | 0 | 0
|  |  |  | 1947-10-21 | 0 | 0
|  |  |  | 1947-10-22 | 0 | 0
|  |  |  | 1947-10-23 | 0 | 0
|  |  |  | 1947-10-24 | 0.08 | 0.08
|  |  |  | 1947-10-25 | 0.32 | 0.32
|  |  |  | 1947-10-26 | 0.23 | 0.23
|  |  |  | 1947-10-27 | 0 | 0
|  |  |  | 1947-10-28 | 0 | 0
|  |  |  | 1947-10-29 | 0.19 | 0.19
|  |  |  | 1947-10-30 | 0 | 0
|  |  |  | 1947-10-31 | 0 | 0
|  |  |  | 1947-11-01 | 0 | 0
|  |  |  | 1947-11-02 | 0 | 0
|  |  |  | 1947-11-03 | 0 | 0
|  |  |  | 1947-11-04 | 0 | 0
|  |  |  | 1947-11-05 | 0 | 0
|  |  |  | 1947-11-06 | 0 | 0
|  |  |  | 1947-11-07 | 0 | 0
|  |  |  | 1947-11-08 | 0 | 0
|  |  |  | 1947-11-09 | 0 | 0
|  |  |  | 1947-11-10 | 0 | 0
|  |  |  | 1947-11-11 | 0 | 0
|  |  |  | 1947-11-12 | 0 | 0
|  |  |  | 1947-11-13 | 0.44 | 0.44
|  |  |  | 1947-11-14 | 0.92 | 0.92
|  |  |  | 1947-11-15 | 0 | 0
|  |  |  | 1947-11-16 | 0.02 | 0.02
|  |  |  | 1947-11-17 | 0.53 | 0.53
|  |  |  | 1947-11-18 | 0.17 | 0.17
|  |  |  | 1947-11-19 | 0 | 0
|  |  |  | 1947-11-20 | 0.02 | 0.02
|  |  |  | 1947-11-21 | 0.92 | 0.92
|  |  |  | 1947-11-22 | 0.04 | 0.04
|  |  |  | 1947-11-23 | 0.02 | 0.02
|  |  |  | 1947-11-24 | 0 | 0
|  |  |  | 1947-11-25 | 0 | 0
|  |  |  | 1947-11-26 | 0 | 0
|  |  |  | 1947-11-27 | 0 | 0
|  |  |  | 1947-11-28 | 0 | 0
|  |  |  | 1947-11-29 | 0 | 0
|  |  |  | 1947-11-30 | 0 | 0
|  |  |  | 1947-12-01 | 0 | 0
|  |  |  | 1947-12-02 | 0 | 0
|  |  |  | 1947-12-03 | 1.07 | 1.07
|  |  |  | 1947-12-04 | 0 | 0
|  |  |  | 1947-12-05 | 0 | 0
|  |  |  | 1947-12-06 | 0 | 0
|  |  |  | 1947-12-07 | 0 | 0
|  |  |  | 1947-12-08 | 0 | 0
|  |  |  | 1947-12-09 | 0 | 0
|  |  |  | 1947-12-10 | 0 | 0
|  |  |  | 1947-12-11 | 0 | 0
|  |  |  | 1947-12-12 | 0 | 0
|  |  |  | 1947-12-13 | 0 | 0
|  |  |  | 1947-12-14 | 0 | 0
|  |  |  | 1947-12-15 | 0 | 0
|  |  |  | 1947-12-16 | 0 | 0
|  |  |  | 1947-12-17 | 0 | 0
|  |  |  | 1947-12-18 | 0 | 0
|  |  |  | 1947-12-19 | 0 | 0
|  |  |  | 1947-12-20 | 0.09 | 0.09
|  |  |  | 1947-12-21 | 0 | 0
|  |  |  | 1947-12-22 | 0 | 0
|  |  |  | 1947-12-23 | 0 | 0
|  |  |  | 1947-12-24 | 0 | 0
|  |  |  | 1947-12-25 | 0 | 0
|  |  |  | 1947-12-26 | 0 | 0
|  |  |  | 1947-12-27 | 0 | 0
|  |  |  | 1947-12-28 | 0 | 0
|  |  |  | 1947-12-29 | 0 | 0
|  |  |  | 1947-12-30 | 0 | 0
|  |  |  | 1947-12-31 | 0.64 | 0.64
|  |  |  | 1948-01-01 | 0.1 | 0.1
|  |  |  | 1948-01-02 | 0 | 0
|  |  |  | 1948-01-03 | 0 | 0
|  |  |  | 1948-01-04 | 0 | 0
|  |  |  | 1948-01-05 | 0 | 0
|  |  |  | 1948-01-06 | 0 | 0
|  |  |  | 1948-01-07 | 0 | 0
|  |  |  | 1948-01-08 | 0 | 0
|  |  |  | 1948-01-09 | 0 | 0
|  |  |  | 1948-01-10 | 0 | 0
|  |  |  | 1948-01-11 | 0 | 0
|  |  |  | 1948-01-12 | 0 | 0
|  |  |  | 1948-01-13 | 0 | 0
|  |  |  | 1948-01-14 | 0 | 0
|  |  |  | 1948-01-15 | 0 | 0
|  |  |  | 1948-01-16 | 0 | 0
|  |  |  | 1948-01-17 | 0 | 0
|  |  |  | 1948-01-18 | 0 | 0
|  |  |  | 1948-01-19 | 0 | 0
|  |  |  | 1948-01-20 | 0 | 0
|  |  |  | 1948-01-21 | 0 | 0
|  |  |  | 1948-01-22 | 0 | 0
|  |  |  | 1948-01-23 | 0 | 0
|  |  |  | 1948-01-24 | 0.35 | 0.35
|  |  |  | 1948-01-25 | 0 | 0
|  |  |  | 1948-01-26 | 0 | 0
|  |  |  | 1948-01-27 | 0.01 | 0.01
|  |  |  | 1948-01-28 | 0 | 0
|  |  |  | 1948-01-29 | 0.01 | 0.01
|  |  |  | 1948-01-30 | 0 | 0
|  |  |  | 1948-01-31 | 0 | 0
|  |  |  | 1948-02-01 | 0 | 0
|  |  |  | 1948-02-02 | 0.14 | 0.14
|  |  |  | 1948-02-03 | 0.02 | 0.02
|  |  |  | 1948-02-04 | 0.12 | 0.12
|  |  |  | 1948-02-05 | 0.42 | 0.42
|  |  |  | 1948-02-06 | 0.01 | 0.01
|  |  |  | 1948-02-07 | 0.01 | 0.01
|  |  |  | 1948-02-08 | 0.04 | 0.04
|  |  |  | 1948-02-09 | 0 | 0
|  |  |  | 1948-02-10 | 0 | 0
|  |  |  | 1948-02-11 | 0.01 | 0.01
|  |  |  | 1948-02-12 | 0.13 | 0.13
|  |  |  | 1948-02-13 | 0 | 0
|  |  |  | 1948-02-14 | 0 | 0
|  |  |  | 1948-02-15 | 0 | 0
|  |  |  | 1948-02-16 | 0 | 0
|  |  |  | 1948-02-17 | 0 | 0
|  |  |  | 1948-02-18 | 0 | 0
|  |  |  | 1948-02-19 | 0 | 0
|  |  |  | 1948-02-20 | 0 | 0
|  |  |  | 1948-02-21 | 0.02 | 0.02
|  |  |  | 1948-02-22 | 0 | 0
|  |  |  | 1948-02-23 | 0.02 | 0.02
|  |  |  | 1948-02-24 | 0.69 | 0.69
|  |  |  | 1948-02-25 | 0.63 | 0.63
|  |  |  | 1948-02-26 | 0.22 | 0.22
|  |  |  | 1948-02-27 | 0.11 | 0.11
|  |  |  | 1948-02-28 | 0 | 0
|  |  |  | 1948-02-29 | 0.19 | 0.19
|  |  |  | 1948-03-01 | 0.06 | 0.06
|  |  |  | 1948-03-02 | 0 | 0
|  |  |  | 1948-03-03 | 0 | 0
|  |  |  | 1948-03-04 | 0 | 0
|  |  |  | 1948-03-05 | 0.06 | 0.06
|  |  |  | 1948-03-06 | 0 | 0
|  |  |  | 1948-03-07 | 0 | 0
|  |  |  | 1948-03-08 | 0 | 0
|  |  |  | 1948-03-09 | 0 | 0
|  |  |  | 1948-03-10 | 0.44 | 0.44
|  |  |  | 1948-03-11 | 0 | 0
|  |  |  | 1948-03-12 | 0 | 0
|  |  |  | 1948-03-13 | 0 | 0
|  |  |  | 1948-03-14 | 0 | 0
|  |  |  | 1948-03-15 | 0 | 0
|  |  |  | 1948-03-16 | 0 | 0
|  |  |  | 1948-03-17 | 0 | 0
|  |  |  | 1948-03-18 | 0.13 | 0.13
|  |  |  | 1948-03-19 | 0 | 0
|  |  |  | 1948-03-20 | 0 | 0
|  |  |  | 1948-03-21 | 0.65 | 0.65
|  |  |  | 1948-03-22 | 0.01 | 0.01
|  |  |  | 1948-03-23 | 0 | 0
|  |  |  | 1948-03-24 | 0 | 0
|  |  |  | 1948-03-25 | 0 | 0
|  |  |  | 1948-03-26 | 0 | 0
|  |  |  | 1948-03-27 | 0 | 0
|  |  |  | 1948-03-28 | 0 | 0
|  |  |  | 1948-03-29 | 0 | 0
|  |  |  | 1948-03-30 | 0 | 0
|  |  |  | 1948-03-31 | 0 | 0
|  |  |  | 1948-04-01 | 0 | 0
|  |  |  | 1948-04-02 | 0 | 0
|  |  |  | 1948-04-03 | 0 | 0
|  |  |  | 1948-04-04 | 0 | 0
|  |  |  | 1948-04-05 | 0 | 0
|  |  |  | 1948-04-06 | 0 | 0
|  |  |  | 1948-04-07 | 0 | 0
|  |  |  | 1948-04-08 | 0 | 0
|  |  |  | 1948-04-09 | 0 | 0
|  |  |  | 1948-04-10 | 0 | 0
|  |  |  | 1948-04-11 | 0 | 0
|  |  |  | 1948-04-12 | 0 | 0
|  |  |  | 1948-04-13 | 0 | 0
|  |  |  | 1948-04-14 | 0 | 0
|  |  |  | 1948-04-15 | 0 | 0
|  |  |  | 1948-04-16 | 0 | 0
|  |  |  | 1948-04-17 | 0 | 0
|  |  |  | 1948-04-18 | 0 | 0
|  |  |  | 1948-04-19 | 0 | 0
|  |  |  | 1948-04-20 | 0 | 0
|  |  |  | 1948-04-21 | 0 | 0
|  |  |  | 1948-04-22 | 0.3 | 0.3
|  |  |  | 1948-04-23 | 0.03 | 0.03
|  |  |  | 1948-04-24 | 0.58 | 0.58
|  |  |  | 1948-04-25 | 0.29 | 0.29
|  |  |  | 1948-04-26 | 0 | 0
|  |  |  | 1948-04-27 | 0 | 0
|  |  |  | 1948-04-28 | 0 | 0
|  |  |  | 1948-04-29 | 0 | 0
|  |  |  | 1948-04-30 | 0 | 0
|  |  |  | 1948-05-01 | 0 | 0
|  |  |  | 1948-05-02 | 0 | 0
|  |  |  | 1948-05-03 | 0 | 0
|  |  |  | 1948-05-04 | 0 | 0
|  |  |  | 1948-05-05 | 0 | 0
|  |  |  | 1948-05-06 | 0 | 0
|  |  |  | 1948-05-07 | 0 | 0
|  |  |  | 1948-05-08 | 0 | 0
|  |  |  | 1948-05-09 | 0.31 | 0.31
|  |  |  | 1948-05-10 | 2.07 | 2.07
|  |  |  | 1948-05-11 | 0.04 | 0.04
|  |  |  | 1948-05-12 | 0 | 0
|  |  |  | 1948-05-13 | 0 | 0
|  |  |  | 1948-05-14 | 0 | 0
|  |  |  | 1948-05-15 | 0 | 0
|  |  |  | 1948-05-16 | 0 | 0
|  |  |  | 1948-05-17 | 0.12 | 0.12
|  |  |  | 1948-05-18 | 0 | 0
|  |  |  | 1948-05-19 | 0 | 0
|  |  |  | 1948-05-20 | 0 | 0
|  |  |  | 1948-05-21 | 0 | 0
|  |  |  | 1948-05-22 | 0 | 0
|  |  |  | 1948-05-23 | 0 | 0
|  |  |  | 1948-05-24 | 1.22 | 1.22
|  |  |  | 1948-05-25 | 1.57 | 1.57
|  |  |  | 1948-05-26 | 0.69 | 0.69
|  |  |  | 1948-05-27 | 0 | 0
|  |  |  | 1948-05-28 | 0 | 0
|  |  |  | 1948-05-29 | 0 | 0
|  |  |  | 1948-05-30 | 0 | 0
|  |  |  | 1948-05-31 | 0.72 | 0.72
|  |  |  | 1948-06-01 | 0 | 0
|  |  |  | 1948-06-02 | 0 | 0
|  |  |  | 1948-06-03 | 0 | 0
|  |  |  | 1948-06-04 | 0 | 0
|  |  |  | 1948-06-05 | 0 | 0
|  |  |  | 1948-06-06 | 0 | 0
|  |  |  | 1948-06-07 | 0 | 0
|  |  |  | 1948-06-08 | 0.69 | 0.69
|  |  |  | 1948-06-09 | 0 | 0
|  |  |  | 1948-06-10 | 0 | 0
|  |  |  | 1948-06-11 | 0 | 0
|  |  |  | 1948-06-12 | 0 | 0
|  |  |  | 1948-06-13 | 0.23 | 0.23
|  |  |  | 1948-06-14 | 0 | 0
|  |  |  | 1948-06-15 | 0 | 0
|  |  |  | 1948-06-16 | 0 | 0
|  |  |  | 1948-06-17 | 0 | 0
|  |  |  | 1948-06-18 | 0 | 0
|  |  |  | 1948-06-19 | 0 | 0
|  |  |  | 1948-06-20 | 0.01 | 0.01
|  |  |  | 1948-06-21 | 0 | 0
|  |  |  | 1948-06-22 | 0 | 0
|  |  |  | 1948-06-23 | 1.95 | 1.95
|  |  |  | 1948-06-24 | 0.05 | 0.05
|  |  |  | 1948-06-25 | 0 | 0
|  |  |  | 1948-06-26 | 0 | 0
|  |  |  | 1948-06-27 | 0.09 | 0.09
|  |  |  | 1948-06-28 | 0.95 | 0.95
|  |  |  | 1948-06-29 | 0 | 0
|  |  |  | 1948-06-30 | 0 | 0
|  |  |  | 1948-07-01 | 0 | 0
|  |  |  | 1948-07-02 | 0 | 0
|  |  |  | 1948-07-03 | 0.01 | 0.01
|  |  |  | 1948-07-04 | 0.27 | 0.27
|  |  |  | 1948-07-05 | 0.73 | 0.73
|  |  |  | 1948-07-06 | 0 | 0
|  |  |  | 1948-07-07 | 0 | 0
|  |  |  | 1948-07-08 | 0 | 0
|  |  |  | 1948-07-09 | 0 | 0
|  |  |  | 1948-07-10 | 0 | 0
|  |  |  | 1948-07-11 | 0 | 0
|  |  |  | 1948-07-12 | 0 | 0
|  |  |  | 1948-07-13 | 0 | 0
|  |  |  | 1948-07-14 | 0 | 0
|  |  |  | 1948-07-15 | 0 | 0
|  |  |  | 1948-07-16 | 0 | 0
|  |  |  | 1948-07-17 | 0 | 0
|  |  |  | 1948-07-18 | 0 | 0
|  |  |  | 1948-07-19 | 0 | 0
|  |  |  | 1948-07-20 | 0 | 0
|  |  |  | 1948-07-21 | 0 | 0
|  |  |  | 1948-07-22 | 0.16 | 0.16
|  |  |  | 1948-07-23 | 0.05 | 0.05
|  |  |  | 1948-07-24 | 0.14 | 0.14
|  |  |  | 1948-07-25 | 0 | 0
|  |  |  | 1948-07-26 | 0 | 0
|  |  |  | 1948-07-27 | 0.06 | 0.06
|  |  |  | 1948-07-28 | 0 | 0
|  |  |  | 1948-07-29 | 0 | 0
|  |  |  | 1948-07-30 | 0.05 | 0.05
|  |  |  | 1948-07-31 | 0 | 0
|  |  |  | 1948-08-01 | 1.27 | 1.27
|  |  |  | 1948-08-02 | 0 | 0
|  |  |  | 1948-08-03 | 0 | 0
|  |  |  | 1948-08-04 | 0 | 0
|  |  |  | 1948-08-05 | 0 | 0
|  |  |  | 1948-08-06 | 0 | 0
|  |  |  | 1948-08-07 | 0 | 0
|  |  |  | 1948-08-08 | 0 | 0
|  |  |  | 1948-08-09 | 0 | 0
|  |  |  | 1948-08-10 | 0 | 0
|  |  |  | 1948-08-11 | 0 | 0
|  |  |  | 1948-08-12 | 0 | 0
|  |  |  | 1948-08-13 | 0 | 0
|  |  |  | 1948-08-14 | 0 | 0
|  |  |  | 1948-08-15 | 0 | 0
|  |  |  | 1948-08-16 | 0 | 0
|  |  |  | 1948-08-17 | 0 | 0
|  |  |  | 1948-08-18 | 0 | 0
|  |  |  | 1948-08-19 | 0 | 0
|  |  |  | 1948-08-20 | 0 | 0
|  |  |  | 1948-08-21 | 0 | 0
|  |  |  | 1948-08-22 | 0 | 0
|  |  |  | 1948-08-23 | 0 | 0
|  |  |  | 1948-08-24 | 0 | 0
|  |  |  | 1948-08-25 | 0 | 0
|  |  |  | 1948-08-26 | 0.09 | 0.09
|  |  |  | 1948-08-27 | 0 | 0
|  |  |  | 1948-08-28 | 0 | 0
|  |  |  | 1948-08-29 | 0 | 0
|  |  |  | 1948-08-30 | 0.09 | 0.09
|  |  |  | 1948-08-31 | 0 | 0
|  |  |  | 1948-09-01 | 0 | 0
|  |  |  | 1948-09-02 | 0 | 0
|  |  |  | 1948-09-03 | 0 | 0
|  |  |  | 1948-09-04 | 0 | 0
|  |  |  | 1948-09-05 | 0 | 0
|  |  |  | 1948-09-06 | 0 | 0
|  |  |  | 1948-09-07 | 0 | 0
|  |  |  | 1948-09-08 | 0 | 0
|  |  |  | 1948-09-09 | 0 | 0
|  |  |  | 1948-09-10 | 0 | 0
|  |  |  | 1948-09-11 | 0 | 0
|  |  |  | 1948-09-12 | 0 | 0
|  |  |  | 1948-09-13 | 0 | 0
|  |  |  | 1948-09-14 | 0 | 0
|  |  |  | 1948-09-15 | 0 | 0
|  |  |  | 1948-09-16 | 0 | 0
|  |  |  | 1948-09-17 | 0 | 0
|  |  |  | 1948-09-18 | 0 | 0
|  |  |  | 1948-09-19 | 0 | 0
|  |  |  | 1948-09-20 | 0 | 0
|  |  |  | 1948-09-21 | 0 | 0
|  |  |  | 1948-09-22 | 0 | 0
|  |  |  | 1948-09-23 | 0 | 0
|  |  |  | 1948-09-24 | 0 | 0
|  |  |  | 1948-09-25 | 0 | 0
|  |  |  | 1948-09-26 | 0 | 0
|  |  |  | 1948-09-27 | 0 | 0
|  |  |  | 1948-09-28 | 0 | 0
|  |  |  | 1948-09-29 | 0 | 0
|  |  |  | 1948-09-30 | 0 | 0
|  |  |  | 1948-10-01 | 0 | 0
|  |  |  | 1948-10-02 | 0 | 0
|  |  |  | 1948-10-03 | 0 | 0
|  |  |  | 1948-10-04 | 0 | 0
|  |  |  | 1948-10-05 | 0 | 0
|  |  |  | 1948-10-06 | 0 | 0
|  |  |  | 1948-10-07 | 0 | 0
|  |  |  | 1948-10-08 | 0 | 0
|  |  |  | 1948-10-09 | 0.55 | 0.55
|  |  |  | 1948-10-10 | 0.73 | 0.73
|  |  |  | 1948-10-11 | 0 | 0
|  |  |  | 1948-10-12 | 0 | 0
|  |  |  | 1948-10-13 | 0.1 | 0.1
|  |  |  | 1948-10-14 | 0 | 0
|  |  |  | 1948-10-15 | 0 | 0
|  |  |  | 1948-10-16 | 0.02 | 0.02
|  |  |  | 1948-10-17 | 0 | 0
|  |  |  | 1948-10-18 | 0 | 0
|  |  |  | 1948-10-19 | 0 | 0
|  |  |  | 1948-10-20 | 0.12 | 0.12
|  |  |  | 1948-10-21 | 0.2 | 0.2
|  |  |  | 1948-10-22 | 0 | 0
|  |  |  | 1948-10-23 | 0 | 0
|  |  |  | 1948-10-24 | 0 | 0
|  |  |  | 1948-10-25 | 0 | 0
|  |  |  | 1948-10-26 | 0 | 0
|  |  |  | 1948-10-27 | 0 | 0
|  |  |  | 1948-10-28 | 0 | 0
|  |  |  | 1948-10-29 | 0 | 0
|  |  |  | 1948-10-30 | 0 | 0
|  |  |  | 1948-10-31 | 0.03 | 0.03
|  |  |  | 1948-11-01 | 0.23 | 0.23
|  |  |  | 1948-11-02 | 0 | 0
|  |  |  | 1948-11-03 | 0 | 0
|  |  |  | 1948-11-04 | 0.01 | 0.01
|  |  |  | 1948-11-05 | 0 | 0
|  |  |  | 1948-11-06 | 0 | 0
|  |  |  | 1948-11-07 | 0 | 0
|  |  |  | 1948-11-08 | 0 | 0
|  |  |  | 1948-11-09 | 0.02 | 0.02
|  |  |  | 1948-11-10 | 0 | 0
|  |  |  | 1948-11-11 | 0 | 0
|  |  |  | 1948-11-12 | 0 | 0
|  |  |  | 1948-11-13 | 0 | 0
|  |  |  | 1948-11-14 | 0 | 0
|  |  |  | 1948-11-15 | 0 | 0
|  |  |  | 1948-11-16 | 0 | 0
|  |  |  | 1948-11-17 | 0 | 0
|  |  |  | 1948-11-18 | 0 | 0
|  |  |  | 1948-11-19 | 0 | 0
|  |  |  | 1948-11-20 | 0 | 0
|  |  |  | 1948-11-21 | 0 | 0
|  |  |  | 1948-11-22 | 0 | 0
|  |  |  | 1948-11-23 | 0 | 0
|  |  |  | 1948-11-24 | 0 | 0
|  |  |  | 1948-11-25 | 0 | 0
|  |  |  | 1948-11-26 | 0 | 0
|  |  |  | 1948-11-27 | 0.04 | 0.04
|  |  |  | 1948-11-28 | 0 | 0
|  |  |  | 1948-11-29 | 0 | 0
|  |  |  | 1948-11-30 | 0 | 0
|  |  |  | 1948-12-01 | 0 | 0
|  |  |  | 1948-12-02 | 0 | 0
|  |  |  | 1948-12-03 | 0 | 0
|  |  |  | 1948-12-04 | 0 | 0
|  |  |  | 1948-12-05 | 0 | 0
|  |  |  | 1948-12-06 | 0 | 0
|  |  |  | 1948-12-07 | 0 | 0
|  |  |  | 1948-12-08 | 0 | 0
|  |  |  | 1948-12-09 | 0 | 0
|  |  |  | 1948-12-10 | 0 | 0
|  |  |  | 1948-12-11 | 0 | 0
|  |  |  | 1948-12-12 | 0 | 0
|  |  |  | 1948-12-13 | 0 | 0
|  |  |  | 1948-12-14 | 0.3 | 0.3
|  |  |  | 1948-12-15 | 0 | 0
|  |  |  | 1948-12-16 | 0 | 0
|  |  |  | 1948-12-17 | 0.07 | 0.07
|  |  |  | 1948-12-18 | 0 | 0
|  |  |  | 1948-12-19 | 0 | 0
|  |  |  | 1948-12-20 | 0 | 0
|  |  |  | 1948-12-21 | 0 | 0
|  |  |  | 1948-12-22 | 0 | 0
|  |  |  | 1948-12-23 | 0 | 0
|  |  |  | 1948-12-24 | 0 | 0
|  |  |  | 1948-12-25 | 0 | 0
|  |  |  | 1948-12-26 | 0 | 0
|  |  |  | 1948-12-27 | 0 | 0
|  |  |  | 1948-12-28 | 0 | 0
|  |  |  | 1948-12-29 | 0 | 0
|  |  |  | 1948-12-30 | 0 | 0
|  |  |  | 1948-12-31 | 0 | 0
|  |  |  | 1949-01-01 | 0 | 0
|  |  |  | 1949-01-02 | 0 | 0
|  |  |  | 1949-01-03 | 0 | 0
|  |  |  | 1949-01-04 | 0 | 0
|  |  |  | 1949-01-05 | 0 | 0
|  |  |  | 1949-01-06 | 0 | 0
|  |  |  | 1949-01-07 | 0 | 0
|  |  |  | 1949-01-08 | 0 | 0
|  |  |  | 1949-01-09 | 0.08 | 0.08
|  |  |  | 1949-01-10 | 0.17 | 0.17
|  |  |  | 1949-01-11 | 0.31 | 0.31
|  |  |  | 1949-01-12 | 0 | 0
|  |  |  | 1949-01-13 | 0 | 0
|  |  |  | 1949-01-14 | 0.01 | 0.01
|  |  |  | 1949-01-15 | 0.27 | 0.27
|  |  |  | 1949-01-16 | 0 | 0
|  |  |  | 1949-01-17 | 0.12 | 0.12
|  |  |  | 1949-01-18 | 0.25 | 0.25
|  |  |  | 1949-01-19 | 0 | 0
|  |  |  | 1949-01-20 | 0 | 0
|  |  |  | 1949-01-21 | 0 | 0
|  |  |  | 1949-01-22 | 1.05 | 1.05
|  |  |  | 1949-01-23 | 0.51 | 0.51
|  |  |  | 1949-01-24 | 0.33 | 0.33
|  |  |  | 1949-01-25 | 0.62 | 0.62
|  |  |  | 1949-01-26 | 0.05 | 0.05
|  |  |  | 1949-01-27 | 0.14 | 0.14
|  |  |  | 1949-01-28 | 0 | 0
|  |  |  | 1949-01-29 | 0 | 0
|  |  |  | 1949-01-30 | 0.01 | 0.01
|  |  |  | 1949-01-31 | 0 | 0
|  |  |  | 1949-02-01 | 0 | 0
|  |  |  | 1949-02-02 | 0 | 0
|  |  |  | 1949-02-03 | 0 | 0
|  |  |  | 1949-02-04 | 0 | 0
|  |  |  | 1949-02-05 | 0 | 0
|  |  |  | 1949-02-06 | 0 | 0
|  |  |  | 1949-02-07 | 0 | 0
|  |  |  | 1949-02-08 | 0 | 0
|  |  |  | 1949-02-09 | 0 | 0
|  |  |  | 1949-02-10 | 0 | 0
|  |  |  | 1949-02-11 | 0 | 0
|  |  |  | 1949-02-12 | 0.01 | 0.01
|  |  |  | 1949-02-13 | 0.23 | 0.23
|  |  |  | 1949-02-14 | 0.58 | 0.58
|  |  |  | 1949-02-15 | 0 | 0
|  |  |  | 1949-02-16 | 0 | 0
|  |  |  | 1949-02-17 | 0 | 0
|  |  |  | 1949-02-18 | 0 | 0
|  |  |  | 1949-02-19 | 0 | 0
|  |  |  | 1949-02-20 | 0.01 | 0.01
|  |  |  | 1949-02-21 | 0 | 0
|  |  |  | 1949-02-22 | 0 | 0
|  |  |  | 1949-02-23 | 0.3 | 0.3
|  |  |  | 1949-02-24 | 0.03 | 0.03
|  |  |  | 1949-02-25 | 0.09 | 0.09
|  |  |  | 1949-02-26 | 0.03 | 0.03
|  |  |  | 1949-02-27 | 0 | 0
|  |  |  | 1949-02-28 | 0 | 0
|  |  |  | 1949-03-01 | 0.05 | 0.05
|  |  |  | 1949-03-02 | 0 | 0
|  |  |  | 1949-03-03 | 0 | 0
|  |  |  | 1949-03-04 | 0 | 0
|  |  |  | 1949-03-05 | 0 | 0
|  |  |  | 1949-03-06 | 0 | 0
|  |  |  | 1949-03-07 | 0 | 0
|  |  |  | 1949-03-08 | 0 | 0
|  |  |  | 1949-03-09 | 0 | 0
|  |  |  | 1949-03-10 | 0 | 0
|  |  |  | 1949-03-11 | 0 | 0
|  |  |  | 1949-03-12 | 0 | 0
|  |  |  | 1949-03-13 | 0 | 0
|  |  |  | 1949-03-14 | 0 | 0
|  |  |  | 1949-03-15 | 0 | 0
|  |  |  | 1949-03-16 | 0 | 0
|  |  |  | 1949-03-17 | 0 | 0
|  |  |  | 1949-03-18 | 0 | 0
|  |  |  | 1949-03-19 | 0 | 0
|  |  |  | 1949-03-20 | 0.48 | 0.48
|  |  |  | 1949-03-21 | 0.03 | 0.03
|  |  |  | 1949-03-22 | 0 | 0
|  |  |  | 1949-03-23 | 0 | 0
|  |  |  | 1949-03-24 | 0 | 0
|  |  |  | 1949-03-25 | 0.29 | 0.29
|  |  |  | 1949-03-26 | 0.31 | 0.31
|  |  |  | 1949-03-27 | 0 | 0
|  |  |  | 1949-03-28 | 0 | 0
|  |  |  | 1949-03-29 | 0 | 0
|  |  |  | 1949-03-30 | 0 | 0
|  |  |  | 1949-03-31 | 0 | 0
|  |  |  | 1949-04-01 | 0.18 | 0.18
|  |  |  | 1949-04-02 | 0.14 | 0.14
|  |  |  | 1949-04-03 | 0 | 0
|  |  |  | 1949-04-04 | 0 | 0
|  |  |  | 1949-04-05 | 0 | 0
|  |  |  | 1949-04-06 | 0 | 0
|  |  |  | 1949-04-07 | 0 | 0
|  |  |  | 1949-04-08 | 0 | 0
|  |  |  | 1949-04-09 | 0 | 0
|  |  |  | 1949-04-10 | 0 | 0
|  |  |  | 1949-04-11 | 0 | 0
|  |  |  | 1949-04-12 | 0 | 0
|  |  |  | 1949-04-13 | 0 | 0
|  |  |  | 1949-04-14 | 0 | 0
|  |  |  | 1949-04-15 | 0 | 0
|  |  |  | 1949-04-16 | 0 | 0
|  |  |  | 1949-04-17 | 0 | 0
|  |  |  | 1949-04-18 | 0 | 0
|  |  |  | 1949-04-19 | 0.03 | 0.03
|  |  |  | 1949-04-20 | 0 | 0
|  |  |  | 1949-04-21 | 0.14 | 0.14
|  |  |  | 1949-04-22 | 0 | 0
|  |  |  | 1949-04-23 | 0 | 0
|  |  |  | 1949-04-24 | 0.83 | 0.83
|  |  |  | 1949-04-25 | 0 | 0
|  |  |  | 1949-04-26 | 0 | 0
|  |  |  | 1949-04-27 | 0.01 | 0.01
|  |  |  | 1949-04-28 | 0.59 | 0.59
|  |  |  | 1949-04-29 | 0 | 0
|  |  |  | 1949-04-30 | 0 | 0
|  |  |  | 1949-05-01 | 0 | 0
|  |  |  | 1949-05-02 | 0 | 0
|  |  |  | 1949-05-03 | 0 | 0
|  |  |  | 1949-05-04 | 0 | 0
|  |  |  | 1949-05-05 | 0 | 0
|  |  |  | 1949-05-06 | 0.43 | 0.43
|  |  |  | 1949-05-07 | 1.51 | 1.51
|  |  |  | 1949-05-08 | 0.15 | 0.15
|  |  |  | 1949-05-09 | 0 | 0
|  |  |  | 1949-05-10 | 0 | 0
|  |  |  | 1949-05-11 | 0 | 0
|  |  |  | 1949-05-12 | 0 | 0
|  |  |  | 1949-05-13 | 0 | 0
|  |  |  | 1949-05-14 | 0.91 | 0.91
|  |  |  | 1949-05-15 | 0 | 0
|  |  |  | 1949-05-16 | 0.66 | 0.66
|  |  |  | 1949-05-17 | 0 | 0
|  |  |  | 1949-05-18 | 0 | 0
|  |  |  | 1949-05-19 | 0 | 0
|  |  |  | 1949-05-20 | 0 | 0
|  |  |  | 1949-05-21 | 0 | 0
|  |  |  | 1949-05-22 | 0 | 0
|  |  |  | 1949-05-23 | 0.12 | 0.12
|  |  |  | 1949-05-24 | 0.91 | 0.91
|  |  |  | 1949-05-25 | 0 | 0
|  |  |  | 1949-05-26 | 0.97 | 0.97
|  |  |  | 1949-05-27 | 0 | 0
|  |  |  | 1949-05-28 | 0.53 | 0.53
|  |  |  | 1949-05-29 | 0.16 | 0.16
|  |  |  | 1949-05-30 | 0 | 0
|  |  |  | 1949-05-31 | 0 | 0
|  |  |  | 1949-06-01 | 0 | 0
|  |  |  | 1949-06-02 | 0 | 0
|  |  |  | 1949-06-03 | 0.15 | 0.15
|  |  |  | 1949-06-04 | 0 | 0
|  |  |  | 1949-06-05 | 0 | 0
|  |  |  | 1949-06-06 | 0 | 0
|  |  |  | 1949-06-07 | 0 | 0
|  |  |  | 1949-06-08 | 0.01 | 0.01
|  |  |  | 1949-06-09 | 0 | 0
|  |  |  | 1949-06-10 | 0.3 | 0.3
|  |  |  | 1949-06-11 | 0.22 | 0.22
|  |  |  | 1949-06-12 | 0 | 0
|  |  |  | 1949-06-13 | 0.01 | 0.01
|  |  |  | 1949-06-14 | 0.06 | 0.06
|  |  |  | 1949-06-15 | 0 | 0
|  |  |  | 1949-06-16 | 0 | 0
|  |  |  | 1949-06-17 | 0 | 0
|  |  |  | 1949-06-18 | 0 | 0
|  |  |  | 1949-06-19 | 0 | 0
|  |  |  | 1949-06-20 | 0 | 0
|  |  |  | 1949-06-21 | 0 | 0
|  |  |  | 1949-06-22 | 0 | 0
|  |  |  | 1949-06-23 | 0 | 0
|  |  |  | 1949-06-24 | 0.62 | 0.62
|  |  |  | 1949-06-25 | 0.02 | 0.02
|  |  |  | 1949-06-26 | 0 | 0
|  |  |  | 1949-06-27 | 0 | 0
|  |  |  | 1949-06-28 | 0.02 | 0.02
|  |  |  | 1949-06-29 | 0 | 0
|  |  |  | 1949-06-30 | 0 | 0
|  |  |  | 1949-07-01 | 0 | 0
|  |  |  | 1949-07-02 | 0 | 0
|  |  |  | 1949-07-03 | 0 | 0
|  |  |  | 1949-07-04 | 0 | 0
|  |  |  | 1949-07-05 | 0 | 0
|  |  |  | 1949-07-06 | 0 | 0
|  |  |  | 1949-07-07 | 0 | 0
|  |  |  | 1949-07-08 | 0 | 0
|  |  |  | 1949-07-09 | 0 | 0
|  |  |  | 1949-07-10 | 0 | 0
|  |  |  | 1949-07-11 | 0 | 0
|  |  |  | 1949-07-12 | 0 | 0
|  |  |  | 1949-07-13 | 0 | 0
|  |  |  | 1949-07-14 | 0 | 0
|  |  |  | 1949-07-15 | 0 | 0
|  |  |  | 1949-07-16 | 0 | 0
|  |  |  | 1949-07-17 | 0 | 0
|  |  |  | 1949-07-18 | 0 | 0
|  |  |  | 1949-07-19 | 0 | 0
|  |  |  | 1949-07-20 | 0 | 0
|  |  |  | 1949-07-21 | 0 | 0
|  |  |  | 1949-07-22 | 0 | 0
|  |  |  | 1949-07-23 | 0 | 0
|  |  |  | 1949-07-24 | 0 | 0
|  |  |  | 1949-07-25 | 0 | 0
|  |  |  | 1949-07-26 | 1.27 | 1.27
|  |  |  | 1949-07-27 | 0 | 0
|  |  |  | 1949-07-28 | 0 | 0
|  |  |  | 1949-07-29 | 0 | 0
|  |  |  | 1949-07-30 | 0 | 0
|  |  |  | 1949-07-31 | 0 | 0
|  |  |  | 1949-08-01 | 0 | 0
|  |  |  | 1949-08-02 | 0 | 0
|  |  |  | 1949-08-03 | 0 | 0
|  |  |  | 1949-08-04 | 0 | 0
|  |  |  | 1949-08-05 | 0 | 0
|  |  |  | 1949-08-06 | 0 | 0
|  |  |  | 1949-08-07 | 0.17 | 0.17
|  |  |  | 1949-08-08 | 0.19 | 0.19
|  |  |  | 1949-08-09 | 0.93 | 0.93
|  |  |  | 1949-08-10 | 0 | 0
|  |  |  | 1949-08-11 | 0 | 0
|  |  |  | 1949-08-12 | 0 | 0
|  |  |  | 1949-08-13 | 0 | 0
|  |  |  | 1949-08-14 | 0.1 | 0.1
|  |  |  | 1949-08-15 | 0 | 0
|  |  |  | 1949-08-16 | 0 | 0
|  |  |  | 1949-08-17 | 0 | 0
|  |  |  | 1949-08-18 | 0 | 0
|  |  |  | 1949-08-19 | 0.01 | 0.01
|  |  |  | 1949-08-20 | 0 | 0
|  |  |  | 1949-08-21 | 0 | 0
|  |  |  | 1949-08-22 | 0 | 0
|  |  |  | 1949-08-23 | 0 | 0
|  |  |  | 1949-08-24 | 0 | 0
|  |  |  | 1949-08-25 | 0 | 0
|  |  |  | 1949-08-26 | 0 | 0
|  |  |  | 1949-08-27 | 0.22 | 0.22
|  |  |  | 1949-08-28 | 0 | 0
|  |  |  | 1949-08-29 | 0 | 0
|  |  |  | 1949-08-30 | 0 | 0
|  |  |  | 1949-08-31 | 0.15 | 0.15
|  |  |  | 1949-09-01 | 0 | 0
|  |  |  | 1949-09-02 | 0 | 0
|  |  |  | 1949-09-03 | 1.39 | 1.39
|  |  |  | 1949-09-04 | 0 | 0
|  |  |  | 1949-09-05 | 0 | 0
|  |  |  | 1949-09-06 | 0 | 0
|  |  |  | 1949-09-07 | 0 | 0
|  |  |  | 1949-09-08 | 0.94 | 0.94
|  |  |  | 1949-09-09 | 0 | 0
|  |  |  | 1949-09-10 | 0 | 0
|  |  |  | 1949-09-11 | 0 | 0
|  |  |  | 1949-09-12 | 0 | 0
|  |  |  | 1949-09-13 | 0.02 | 0.02
|  |  |  | 1949-09-14 | 2.03 | 2.03
|  |  |  | 1949-09-15 | 0.15 | 0.15
|  |  |  | 1949-09-16 | 0.36 | 0.36
|  |  |  | 1949-09-17 | 0 | 0
|  |  |  | 1949-09-18 | 0 | 0
|  |  |  | 1949-09-19 | 0 | 0
|  |  |  | 1949-09-20 | 0 | 0
|  |  |  | 1949-09-21 | 0 | 0
|  |  |  | 1949-09-22 | 0 | 0
|  |  |  | 1949-09-23 | 0 | 0
|  |  |  | 1949-09-24 | 0 | 0
|  |  |  | 1949-09-25 | 0 | 0
|  |  |  | 1949-09-26 | 0 | 0
|  |  |  | 1949-09-27 | 0 | 0
|  |  |  | 1949-09-28 | 0 | 0
|  |  |  | 1949-09-29 | 0 | 0
|  |  |  | 1949-09-30 | 0 | 0
|  |  |  | 1949-10-01 | 0 | 0
|  |  |  | 1949-10-02 | 0 | 0
|  |  |  | 1949-10-03 | 0 | 0
|  |  |  | 1949-10-04 | 0.19 | 0.19
|  |  |  | 1949-10-05 | 0 | 0
|  |  |  | 1949-10-06 | 0 | 0
|  |  |  | 1949-10-07 | 0 | 0
|  |  |  | 1949-10-08 | 0 | 0
|  |  |  | 1949-10-09 | 0 | 0
|  |  |  | 1949-10-10 | 0.04 | 0.04
|  |  |  | 1949-10-11 | 0 | 0
|  |  |  | 1949-10-12 | 0 | 0
|  |  |  | 1949-10-13 | 0 | 0
|  |  |  | 1949-10-14 | 0 | 0
|  |  |  | 1949-10-15 | 0 | 0
|  |  |  | 1949-10-16 | 0 | 0
|  |  |  | 1949-10-17 | 0 | 0
|  |  |  | 1949-10-18 | 0 | 0
|  |  |  | 1949-10-19 | 0 | 0
|  |  |  | 1949-10-20 | 0.01 | 0.01
|  |  |  | 1949-10-21 | 0.55 | 0.55
|  |  |  | 1949-10-22 | 0 | 0
|  |  |  | 1949-10-23 | 1.58 | 1.58
|  |  |  | 1949-10-24 | 1.14 | 1.14
|  |  |  | 1949-10-25 | 0 | 0
|  |  |  | 1949-10-26 | 0 | 0
|  |  |  | 1949-10-27 | 0 | 0
|  |  |  | 1949-10-28 | 0 | 0
|  |  |  | 1949-10-29 | 0 | 0
|  |  |  | 1949-10-30 | 0.18 | 0.18
|  |  |  | 1949-10-31 | 0 | 0
|  |  |  | 1949-11-01 | 0 | 0
|  |  |  | 1949-11-02 | 0 | 0
|  |  |  | 1949-11-03 | 0 | 0
|  |  |  | 1949-11-04 | 0 | 0
|  |  |  | 1949-11-05 | 0 | 0
|  |  |  | 1949-11-06 | 0 | 0
|  |  |  | 1949-11-07 | 0 | 0
|  |  |  | 1949-11-08 | 0 | 0
|  |  |  | 1949-11-09 | 0 | 0
|  |  |  | 1949-11-10 | 0 | 0
|  |  |  | 1949-11-11 | 0 | 0
|  |  |  | 1949-11-12 | 0 | 0
|  |  |  | 1949-11-13 | 0 | 0
|  |  |  | 1949-11-14 | 0 | 0
|  |  |  | 1949-11-15 | 0 | 0
|  |  |  | 1949-11-16 | 0 | 0
|  |  |  | 1949-11-17 | 0 | 0
|  |  |  | 1949-11-18 | 0 | 0
|  |  |  | 1949-11-19 | 0 | 0
|  |  |  | 1949-11-20 | 0 | 0
|  |  |  | 1949-11-21 | 0 | 0
|  |  |  | 1949-11-22 | 0 | 0
|  |  |  | 1949-11-23 | 0 | 0
|  |  |  | 1949-11-24 | 0 | 0
|  |  |  | 1949-11-25 | 0 | 0
|  |  |  | 1949-11-26 | 0 | 0
|  |  |  | 1949-11-27 | 0 | 0
|  |  |  | 1949-11-28 | 0 | 0
|  |  |  | 1949-11-29 | 0 | 0
|  |  |  | 1949-11-30 | 0 | 0
|  |  |  | 1949-12-01 | 0 | 0
|  |  |  | 1949-12-02 | 0.14 | 0.14
|  |  |  | 1949-12-03 | 0.02 | 0.02
|  |  |  | 1949-12-04 | 0 | 0
|  |  |  | 1949-12-05 | 0 | 0
|  |  |  | 1949-12-06 | 0 | 0
|  |  |  | 1949-12-07 | 0 | 0
|  |  |  | 1949-12-08 | 0.65 | 0.65
|  |  |  | 1949-12-09 | 0.02 | 0.02
|  |  |  | 1949-12-10 | 0.02 | 0.02
|  |  |  | 1949-12-11 | 0 | 0
|  |  |  | 1949-12-12 | 0 | 0
|  |  |  | 1949-12-13 | 0 | 0
|  |  |  | 1949-12-14 | 0 | 0
|  |  |  | 1949-12-15 | 0 | 0
|  |  |  | 1949-12-16 | 0 | 0
|  |  |  | 1949-12-17 | 0.03 | 0.03
|  |  |  | 1949-12-18 | 0 | 0
|  |  |  | 1949-12-19 | 0 | 0
|  |  |  | 1949-12-20 | 0 | 0
|  |  |  | 1949-12-21 | 0.03 | 0.03
|  |  |  | 1949-12-22 | 0 | 0
|  |  |  | 1949-12-23 | 0 | 0
|  |  |  | 1949-12-24 | 0 | 0
|  |  |  | 1949-12-25 | 0 | 0
|  |  |  | 1949-12-26 | 0 | 0
|  |  |  | 1949-12-27 | 0 | 0
|  |  |  | 1949-12-28 | 0 | 0
|  |  |  | 1949-12-29 | 0 | 0
|  |  |  | 1949-12-30 | 0.13 | 0.13
|  |  |  | 1949-12-31 | 0.02 | 0.02
|  |  |  | 1950-01-01 | 0 | 0
|  |  |  | 1950-01-02 | 0 | 0
|  |  |  | 1950-01-03 | 0.62 | 0.62
|  |  |  | 1950-01-04 | 0 | 0
|  |  |  | 1950-01-05 | 0 | 0
|  |  |  | 1950-01-06 | 0 | 0
|  |  |  | 1950-01-07 | 0 | 0
|  |  |  | 1950-01-08 | 0 | 0
|  |  |  | 1950-01-09 | 0 | 0
|  |  |  | 1950-01-10 | 0 | 0
|  |  |  | 1950-01-11 | 0 | 0
|  |  |  | 1950-01-12 | 0.26 | 0.26
|  |  |  | 1950-01-13 | 0.05 | 0.05
|  |  |  | 1950-01-14 | 0 | 0
|  |  |  | 1950-01-15 | 0 | 0
|  |  |  | 1950-01-16 | 0 | 0
|  |  |  | 1950-01-17 | 0 | 0
|  |  |  | 1950-01-18 | 0 | 0
|  |  |  | 1950-01-19 | 0 | 0
|  |  |  | 1950-01-20 | 0 | 0
|  |  |  | 1950-01-21 | 0 | 0
|  |  |  | 1950-01-22 | 0 | 0
|  |  |  | 1950-01-23 | 0 | 0
|  |  |  | 1950-01-24 | 0 | 0
|  |  |  | 1950-01-25 | 0 | 0
|  |  |  | 1950-01-26 | 0 | 0
|  |  |  | 1950-01-27 | 0 | 0
|  |  |  | 1950-01-28 | 0 | 0
|  |  |  | 1950-01-29 | 0 | 0
|  |  |  | 1950-01-30 | 0 | 0
|  |  |  | 1950-01-31 | 0.16 | 0.16
|  |  |  | 1950-02-01 | 0 | 0
|  |  |  | 1950-02-02 | 0.01 | 0.01
|  |  |  | 1950-02-03 | 0 | 0
|  |  |  | 1950-02-04 | 0 | 0
|  |  |  | 1950-02-05 | 0 | 0
|  |  |  | 1950-02-06 | 0 | 0
|  |  |  | 1950-02-07 | 0 | 0
|  |  |  | 1950-02-08 | 0 | 0
|  |  |  | 1950-02-09 | 0 | 0
|  |  |  | 1950-02-10 | 0 | 0
|  |  |  | 1950-02-11 | 0.3 | 0.3
|  |  |  | 1950-02-12 | 0.46 | 0.46
|  |  |  | 1950-02-13 | 0.1 | 0.1
|  |  |  | 1950-02-14 | 0 | 0
|  |  |  | 1950-02-15 | 0 | 0
|  |  |  | 1950-02-16 | 0 | 0
|  |  |  | 1950-02-17 | 0 | 0
|  |  |  | 1950-02-18 | 0 | 0
|  |  |  | 1950-02-19 | 0 | 0
|  |  |  | 1950-02-20 | 0 | 0
|  |  |  | 1950-02-21 | 0 | 0
|  |  |  | 1950-02-22 | 0 | 0
|  |  |  | 1950-02-23 | 0 | 0
|  |  |  | 1950-02-24 | 0 | 0
|  |  |  | 1950-02-25 | 0 | 0
|  |  |  | 1950-02-26 | 0 | 0
|  |  |  | 1950-02-27 | 0 | 0
|  |  |  | 1950-02-28 | 0 | 0
|  |  |  | 1950-03-01 | 0 | 0
|  |  |  | 1950-03-02 | 0 | 0
|  |  |  | 1950-03-03 | 0 | 0
|  |  |  | 1950-03-04 | 0 | 0
|  |  |  | 1950-03-05 | 0 | 0
|  |  |  | 1950-03-06 | 0 | 0
|  |  |  | 1950-03-07 | 0 | 0
|  |  |  | 1950-03-08 | 0 | 0
|  |  |  | 1950-03-09 | 0 | 0
|  |  |  | 1950-03-10 | 0 | 0
|  |  |  | 1950-03-11 | 0 | 0
|  |  |  | 1950-03-12 | 0 | 0
|  |  |  | 1950-03-13 | 0 | 0
|  |  |  | 1950-03-14 | 0 | 0
|  |  |  | 1950-03-15 | 0.07 | 0.07
|  |  |  | 1950-03-16 | 0 | 0
|  |  |  | 1950-03-17 | 0 | 0
|  |  |  | 1950-03-18 | 0 | 0
|  |  |  | 1950-03-19 | 0 | 0
|  |  |  | 1950-03-20 | 0 | 0
|  |  |  | 1950-03-21 | 0 | 0
|  |  |  | 1950-03-22 | 0 | 0
|  |  |  | 1950-03-23 | 0 | 0
|  |  |  | 1950-03-24 | 0 | 0
|  |  |  | 1950-03-25 | 0 | 0
|  |  |  | 1950-03-26 | 0 | 0
|  |  |  | 1950-03-27 | 0 | 0
|  |  |  | 1950-03-28 | 0 | 0
|  |  |  | 1950-03-29 | 0 | 0
|  |  |  | 1950-03-30 | 0 | 0
|  |  |  | 1950-03-31 | 0 | 0
|  |  |  | 1950-04-01 | 0 | 0
|  |  |  | 1950-04-02 | 0 | 0
|  |  |  | 1950-04-03 | 0 | 0
|  |  |  | 1950-04-04 | 0 | 0
|  |  |  | 1950-04-05 | 0 | 0
|  |  |  | 1950-04-06 | 0 | 0
|  |  |  | 1950-04-07 | 0 | 0
|  |  |  | 1950-04-08 | 0 | 0
|  |  |  | 1950-04-09 | 0 | 0
|  |  |  | 1950-04-10 | 0 | 0
|  |  |  | 1950-04-11 | 0 | 0
|  |  |  | 1950-04-12 | 0 | 0
|  |  |  | 1950-04-13 | 0.1 | 0.1
|  |  |  | 1950-04-14 | 0 | 0
|  |  |  | 1950-04-15 | 1.95 | 1.95
|  |  |  | 1950-04-16 | 0.63 | 0.63
|  |  |  | 1950-04-17 | 0 | 0
|  |  |  | 1950-04-18 | 0 | 0
|  |  |  | 1950-04-19 | 0.24 | 0.24
|  |  |  | 1950-04-20 | 0 | 0
|  |  |  | 1950-04-21 | 0 | 0
|  |  |  | 1950-04-22 | 0 | 0
|  |  |  | 1950-04-23 | 0 | 0
|  |  |  | 1950-04-24 | 0 | 0
|  |  |  | 1950-04-25 | 0 | 0
|  |  |  | 1950-04-26 | 0 | 0
|  |  |  | 1950-04-27 | 0 | 0
|  |  |  | 1950-04-28 | 0.01 | 0.01
|  |  |  | 1950-04-29 | 0 | 0
|  |  |  | 1950-04-30 | 0.35 | 0.35
|  |  |  | 1950-05-01 | 1.48 | 1.48
|  |  |  | 1950-05-02 | 0 | 0
|  |  |  | 1950-05-03 | 0 | 0
|  |  |  | 1950-05-04 | 0.05 | 0.05
|  |  |  | 1950-05-05 | 0 | 0
|  |  |  | 1950-05-06 | 0 | 0
|  |  |  | 1950-05-07 | 0 | 0
|  |  |  | 1950-05-08 | 0 | 0
|  |  |  | 1950-05-09 | 0.49 | 0.49
|  |  |  | 1950-05-10 | 2.7 | 2.7
|  |  |  | 1950-05-11 | 0.07 | 0.07
|  |  |  | 1950-05-12 | 0 | 0
|  |  |  | 1950-05-13 | 0.54 | 0.54
|  |  |  | 1950-05-14 | 0 | 0
|  |  |  | 1950-05-15 | 0 | 0
|  |  |  | 1950-05-16 | 0 | 0
|  |  |  | 1950-05-17 | 0 | 0
|  |  |  | 1950-05-18 | 0 | 0
|  |  |  | 1950-05-19 | 0 | 0
|  |  |  | 1950-05-20 | 0.44 | 0.44
|  |  |  | 1950-05-21 | 0 | 0
|  |  |  | 1950-05-22 | 0 | 0
|  |  |  | 1950-05-23 | 0 | 0
|  |  |  | 1950-05-24 | 0 | 0
|  |  |  | 1950-05-25 | 0.97 | 0.97
|  |  |  | 1950-05-26 | 0.45 | 0.45
|  |  |  | 1950-05-27 | 0 | 0
|  |  |  | 1950-05-28 | 0.1 | 0.1
|  |  |  | 1950-05-29 | 0 | 0
|  |  |  | 1950-05-30 | 0 | 0
|  |  |  | 1950-05-31 | 0 | 0
|  |  |  | 1950-06-01 | 0 | 0
|  |  |  | 1950-06-02 | 1.09 | 1.09
|  |  |  | 1950-06-03 | 0 | 0
|  |  |  | 1950-06-04 | 0.08 | 0.08
|  |  |  | 1950-06-05 | 0.42 | 0.42
|  |  |  | 1950-06-06 | 0 | 0
|  |  |  | 1950-06-07 | 0 | 0
|  |  |  | 1950-06-08 | 0 | 0
|  |  |  | 1950-06-09 | 0 | 0
|  |  |  | 1950-06-10 | 0 | 0
|  |  |  | 1950-06-11 | 0 | 0
|  |  |  | 1950-06-12 | 0 | 0
|  |  |  | 1950-06-13 | 0 | 0
|  |  |  | 1950-06-14 | 0 | 0
|  |  |  | 1950-06-15 | 0 | 0
|  |  |  | 1950-06-16 | 0 | 0
|  |  |  | 1950-06-17 | 0 | 0
|  |  |  | 1950-06-18 | 0 | 0
|  |  |  | 1950-06-19 | 0 | 0
|  |  |  | 1950-06-20 | 1.04 | 1.04
|  |  |  | 1950-06-21 | 0.89 | 0.89
|  |  |  | 1950-06-22 | 0 | 0
|  |  |  | 1950-06-23 | 0 | 0
|  |  |  | 1950-06-24 | 0 | 0
|  |  |  | 1950-06-25 | 0 | 0
|  |  |  | 1950-06-26 | 0 | 0
|  |  |  | 1950-06-27 | 0 | 0
|  |  |  | 1950-06-28 | 0 | 0
|  |  |  | 1950-06-29 | 0.41 | 0.41
|  |  |  | 1950-06-30 | 0 | 0
|  |  |  | 1950-07-01 | 0 | 0
|  |  |  | 1950-07-02 | 0 | 0
|  |  |  | 1950-07-03 | 0 | 0
|  |  |  | 1950-07-04 | 0.65 | 0.65
|  |  |  | 1950-07-05 | 0.03 | 0.03
|  |  |  | 1950-07-06 | 0 | 0
|  |  |  | 1950-07-07 | 2.58 | 2.58
|  |  |  | 1950-07-08 | 0 | 0
|  |  |  | 1950-07-09 | 0 | 0
|  |  |  | 1950-07-10 | 0 | 0
|  |  |  | 1950-07-11 | 0.09 | 0.09
|  |  |  | 1950-07-12 | 2.02 | 2.02
|  |  |  | 1950-07-13 | 1.91 | 1.91
|  |  |  | 1950-07-14 | 0.02 | 0.02
|  |  |  | 1950-07-15 | 0.02 | 0.02
|  |  |  | 1950-07-16 | 0.02 | 0.02
|  |  |  | 1950-07-17 | 0.59 | 0.59
|  |  |  | 1950-07-18 | 0 | 0
|  |  |  | 1950-07-19 | 0 | 0
|  |  |  | 1950-07-20 | 0.21 | 0.21
|  |  |  | 1950-07-21 | 0.27 | 0.27
|  |  |  | 1950-07-22 | 0.07 | 0.07
|  |  |  | 1950-07-23 | 2.09 | 2.09
|  |  |  | 1950-07-24 | 0.6 | 0.6
|  |  |  | 1950-07-25 | 0.16 | 0.16
|  |  |  | 1950-07-26 | 0.28 | 0.28
|  |  |  | 1950-07-27 | 0.25 | 0.25
|  |  |  | 1950-07-28 | 0 | 0
|  |  |  | 1950-07-29 | 0 | 0
|  |  |  | 1950-07-30 | 0 | 0
|  |  |  | 1950-07-31 | 0 | 0
|  |  |  | 1950-08-01 | 1.77 | 1.77
|  |  |  | 1950-08-02 | 0.06 | 0.06
|  |  |  | 1950-08-03 | 0 | 0
|  |  |  | 1950-08-04 | 0 | 0
|  |  |  | 1950-08-05 | 0 | 0
|  |  |  | 1950-08-06 | 0 | 0
|  |  |  | 1950-08-07 | 0 | 0
|  |  |  | 1950-08-08 | 0 | 0
|  |  |  | 1950-08-09 | 0 | 0
|  |  |  | 1950-08-10 | 0 | 0
|  |  |  | 1950-08-11 | 0 | 0
|  |  |  | 1950-08-12 | 0 | 0
|  |  |  | 1950-08-13 | 0 | 0
|  |  |  | 1950-08-14 | 0 | 0
|  |  |  | 1950-08-15 | 0 | 0
|  |  |  | 1950-08-16 | 0.27 | 0.27
|  |  |  | 1950-08-17 | 0.6 | 0.6
|  |  |  | 1950-08-18 | 0 | 0
|  |  |  | 1950-08-19 | 0 | 0
|  |  |  | 1950-08-20 | 0 | 0
|  |  |  | 1950-08-21 | 1.1 | 1.1
|  |  |  | 1950-08-22 | 2.25 | 2.25
|  |  |  | 1950-08-23 | 0.46 | 0.46
|  |  |  | 1950-08-24 | 0 | 0
|  |  |  | 1950-08-25 | 0 | 0
|  |  |  | 1950-08-26 | 0 | 0
|  |  |  | 1950-08-27 | 0 | 0
|  |  |  | 1950-08-28 | 0 | 0
|  |  |  | 1950-08-29 | 0 | 0
|  |  |  | 1950-08-30 | 0 | 0
|  |  |  | 1950-08-31 | 0 | 0
|  |  |  | 1950-09-01 | 0 | 0
|  |  |  | 1950-09-02 | 0.02 | 0.02
|  |  |  | 1950-09-03 | 0.02 | 0.02
|  |  |  | 1950-09-04 | 0.88 | 0.88
|  |  |  | 1950-09-05 | 0.04 | 0.04
|  |  |  | 1950-09-06 | 0 | 0
|  |  |  | 1950-09-07 | 0 | 0
|  |  |  | 1950-09-08 | 0 | 0
|  |  |  | 1950-09-09 | 0 | 0
|  |  |  | 1950-09-10 | 0.19 | 0.19
|  |  |  | 1950-09-11 | 0.45 | 0.45
|  |  |  | 1950-09-12 | 2.23 | 2.23
|  |  |  | 1950-09-13 | 0 | 0
|  |  |  | 1950-09-14 | 0 | 0
|  |  |  | 1950-09-15 | 0.02 | 0.02
|  |  |  | 1950-09-16 | 0 | 0
|  |  |  | 1950-09-17 | 0 | 0
|  |  |  | 1950-09-18 | 0 | 0
|  |  |  | 1950-09-19 | 0.2 | 0.2
|  |  |  | 1950-09-20 | 0 | 0
|  |  |  | 1950-09-21 | 0.08 | 0.08
|  |  |  | 1950-09-22 | 0 | 0
|  |  |  | 1950-09-23 | 0 | 0
|  |  |  | 1950-09-24 | 0 | 0
|  |  |  | 1950-09-25 | 0 | 0
|  |  |  | 1950-09-26 | 0 | 0
|  |  |  | 1950-09-27 | 0 | 0
|  |  |  | 1950-09-28 | 0 | 0
|  |  |  | 1950-09-29 | 0 | 0
|  |  |  | 1950-09-30 | 0 | 0
|  |  |  | 1950-10-01 | 0 | 0
|  |  |  | 1950-10-02 | 0 | 0
|  |  |  | 1950-10-03 | 0.2 | 0.2
|  |  |  | 1950-10-04 | 0 | 0
|  |  |  | 1950-10-05 | 0 | 0
|  |  |  | 1950-10-06 | 0 | 0
|  |  |  | 1950-10-07 | 0 | 0
|  |  |  | 1950-10-08 | 0 | 0
|  |  |  | 1950-10-09 | 0 | 0
|  |  |  | 1950-10-10 | 0 | 0
|  |  |  | 1950-10-11 | 0 | 0
|  |  |  | 1950-10-12 | 0 | 0
|  |  |  | 1950-10-13 | 0 | 0
|  |  |  | 1950-10-14 | 0 | 0
|  |  |  | 1950-10-15 | 0 | 0
|  |  |  | 1950-10-16 | 0 | 0
|  |  |  | 1950-10-17 | 0 | 0
|  |  |  | 1950-10-18 | 0 | 0
|  |  |  | 1950-10-19 | 0 | 0
|  |  |  | 1950-10-20 | 0 | 0
|  |  |  | 1950-10-21 | 0 | 0
|  |  |  | 1950-10-22 | 0 | 0
|  |  |  | 1950-10-23 | 0 | 0
|  |  |  | 1950-10-24 | 0 | 0
|  |  |  | 1950-10-25 | 0 | 0
|  |  |  | 1950-10-26 | 0 | 0
|  |  |  | 1950-10-27 | 0 | 0
|  |  |  | 1950-10-28 | 0 | 0
|  |  |  | 1950-10-29 | 0 | 0
|  |  |  | 1950-10-30 | 0 | 0
|  |  |  | 1950-10-31 | 0 | 0
|  |  |  | 1950-11-01 | 0 | 0
|  |  |  | 1950-11-02 | 0 | 0
|  |  |  | 1950-11-03 | 0 | 0
|  |  |  | 1950-11-04 | 0 | 0
|  |  |  | 1950-11-05 | 0 | 0
|  |  |  | 1950-11-06 | 0 | 0
|  |  |  | 1950-11-07 | 0 | 0
|  |  |  | 1950-11-08 | 0 | 0
|  |  |  | 1950-11-09 | 0 | 0
|  |  |  | 1950-11-10 | 0 | 0
|  |  |  | 1950-11-11 | 0 | 0
|  |  |  | 1950-11-12 | 0 | 0
|  |  |  | 1950-11-13 | 0 | 0
|  |  |  | 1950-11-14 | 0 | 0
|  |  |  | 1950-11-15 | 0 | 0
|  |  |  | 1950-11-16 | 0 | 0
|  |  |  | 1950-11-17 | 0 | 0
|  |  |  | 1950-11-18 | 0 | 0
|  |  |  | 1950-11-19 | 0 | 0
|  |  |  | 1950-11-20 | 0 | 0
|  |  |  | 1950-11-21 | 0 | 0
|  |  |  | 1950-11-22 | 0 | 0
|  |  |  | 1950-11-23 | 0 | 0
|  |  |  | 1950-11-24 | 0 | 0
|  |  |  | 1950-11-25 | 0 | 0
|  |  |  | 1950-11-26 | 0 | 0
|  |  |  | 1950-11-27 | 0 | 0
|  |  |  | 1950-11-28 | 0 | 0
|  |  |  | 1950-11-29 | 0 | 0
|  |  |  | 1950-11-30 | 0 | 0
|  |  |  | 1950-12-01 | 0 | 0
|  |  |  | 1950-12-02 | 0 | 0
|  |  |  | 1950-12-03 | 0 | 0
|  |  |  | 1950-12-04 | 0 | 0
|  |  |  | 1950-12-05 | 0.02 | 0.02
|  |  |  | 1950-12-06 | 0 | 0
|  |  |  | 1950-12-07 | 0 | 0
|  |  |  | 1950-12-08 | 0 | 0
|  |  |  | 1950-12-09 | 0 | 0
|  |  |  | 1950-12-10 | 0 | 0
|  |  |  | 1950-12-11 | 0 | 0
|  |  |  | 1950-12-12 | 0 | 0
|  |  |  | 1950-12-13 | 0 | 0
|  |  |  | 1950-12-14 | 0 | 0
|  |  |  | 1950-12-15 | 0 | 0
|  |  |  | 1950-12-16 | 0 | 0
|  |  |  | 1950-12-17 | 0 | 0
|  |  |  | 1950-12-18 | 0 | 0
|  |  |  | 1950-12-19 | 0 | 0
|  |  |  | 1950-12-20 | 0 | 0
|  |  |  | 1950-12-21 | 0 | 0
|  |  |  | 1950-12-22 | 0 | 0
|  |  |  | 1950-12-23 | 0 | 0
|  |  |  | 1950-12-24 | 0 | 0
|  |  |  | 1950-12-25 | 0 | 0
|  |  |  | 1950-12-26 | 0 | 0
|  |  |  | 1950-12-27 | 0 | 0
|  |  |  | 1950-12-28 | 0 | 0
|  |  |  | 1950-12-29 | 0 | 0
|  |  |  | 1950-12-30 | 0 | 0
|  |  |  | 1950-12-31 | 0 | 0
|  |  |  | 1951-01-01 | 0 | 0
|  |  |  | 1951-01-02 | 0 | 0
|  |  |  | 1951-01-03 | 0 | 0
|  |  |  | 1951-01-04 | 0 | 0
|  |  |  | 1951-01-05 | 0 | 0
|  |  |  | 1951-01-06 | 0 | 0
|  |  |  | 1951-01-07 | 0 | 0
|  |  |  | 1951-01-08 | 0 | 0
|  |  |  | 1951-01-09 | 0 | 0
|  |  |  | 1951-01-10 | 0 | 0
|  |  |  | 1951-01-11 | 0 | 0
|  |  |  | 1951-01-12 | 0 | 0
|  |  |  | 1951-01-13 | 0.04 | 0.04
|  |  |  | 1951-01-14 | 0.27 | 0.27
|  |  |  | 1951-01-15 | 0 | 0
|  |  |  | 1951-01-16 | 0 | 0
|  |  |  | 1951-01-17 | 0 | 0
|  |  |  | 1951-01-18 | 0 | 0
|  |  |  | 1951-01-19 | 0 | 0
|  |  |  | 1951-01-20 | 0 | 0
|  |  |  | 1951-01-21 | 0 | 0
|  |  |  | 1951-01-22 | 0 | 0
|  |  |  | 1951-01-23 | 0 | 0
|  |  |  | 1951-01-24 | 0 | 0
|  |  |  | 1951-01-25 | 0 | 0
|  |  |  | 1951-01-26 | 0 | 0
|  |  |  | 1951-01-27 | 0 | 0
|  |  |  | 1951-01-28 | 0 | 0
|  |  |  | 1951-01-29 | 0 | 0
|  |  |  | 1951-01-30 | 0 | 0
|  |  |  | 1951-01-31 | 0.04 | 0.04
|  |  |  | 1951-02-01 | 0 | 0
|  |  |  | 1951-02-02 | 0 | 0
|  |  |  | 1951-02-03 | 0 | 0
|  |  |  | 1951-02-04 | 0 | 0
|  |  |  | 1951-02-05 | 0 | 0
|  |  |  | 1951-02-06 | 0 | 0
|  |  |  | 1951-02-07 | 0 | 0
|  |  |  | 1951-02-08 | 0 | 0
|  |  |  | 1951-02-09 | 0 | 0
|  |  |  | 1951-02-10 | 0 | 0
|  |  |  | 1951-02-11 | 0 | 0
|  |  |  | 1951-02-12 | 0 | 0
|  |  |  | 1951-02-13 | 0.1 | 0.1
|  |  |  | 1951-02-14 | 0.54 | 0.54
|  |  |  | 1951-02-15 | 0 | 0
|  |  |  | 1951-02-16 | 0 | 0
|  |  |  | 1951-02-17 | 0 | 0
|  |  |  | 1951-02-18 | 0 | 0
|  |  |  | 1951-02-19 | 0.43 | 0.43
|  |  |  | 1951-02-20 | 0 | 0
|  |  |  | 1951-02-21 | 0 | 0
|  |  |  | 1951-02-22 | 0 | 0
|  |  |  | 1951-02-23 | 0.15 | 0.15
|  |  |  | 1951-02-24 | 0 | 0
|  |  |  | 1951-02-25 | 0.03 | 0.03
|  |  |  | 1951-02-26 | 0 | 0
|  |  |  | 1951-02-27 | 0 | 0
|  |  |  | 1951-02-28 | 0 | 0
|  |  |  | 1951-03-01 | 0 | 0
|  |  |  | 1951-03-02 | 0 | 0
|  |  |  | 1951-03-03 | 0 | 0
|  |  |  | 1951-03-04 | 0 | 0
|  |  |  | 1951-03-05 | 0 | 0
|  |  |  | 1951-03-06 | 0 | 0
|  |  |  | 1951-03-07 | 0 | 0
|  |  |  | 1951-03-08 | 0 | 0
|  |  |  | 1951-03-09 | 0.76 | 0.76
|  |  |  | 1951-03-10 | 1.23 | 1.23
|  |  |  | 1951-03-11 | 0.29 | 0.29
|  |  |  | 1951-03-12 | 0 | 0
|  |  |  | 1951-03-13 | 0 | 0
|  |  |  | 1951-03-14 | 0 | 0
|  |  |  | 1951-03-15 | 0 | 0
|  |  |  | 1951-03-16 | 0 | 0
|  |  |  | 1951-03-17 | 0 | 0
|  |  |  | 1951-03-18 | 0 | 0
|  |  |  | 1951-03-19 | 0 | 0
|  |  |  | 1951-03-20 | 0 | 0
|  |  |  | 1951-03-21 | 0 | 0
|  |  |  | 1951-03-22 | 0 | 0
|  |  |  | 1951-03-23 | 0 | 0
|  |  |  | 1951-03-24 | 0 | 0
|  |  |  | 1951-03-25 | 0 | 0
|  |  |  | 1951-03-26 | 0.35 | 0.35
|  |  |  | 1951-03-27 | 0 | 0
|  |  |  | 1951-03-28 | 0 | 0
|  |  |  | 1951-03-29 | 0 | 0
|  |  |  | 1951-03-30 | 0 | 0
|  |  |  | 1951-03-31 | 0 | 0
|  |  |  | 1951-04-01 | 0 | 0
|  |  |  | 1951-04-02 | 0 | 0
|  |  |  | 1951-04-03 | 0 | 0
|  |  |  | 1951-04-04 | 0 | 0
|  |  |  | 1951-04-05 | 0.05 | 0.05
|  |  |  | 1951-04-06 | 0 | 0
|  |  |  | 1951-04-07 | 0 | 0
|  |  |  | 1951-04-08 | 0 | 0
|  |  |  | 1951-04-09 | 0 | 0
|  |  |  | 1951-04-10 | 0.16 | 0.16
|  |  |  | 1951-04-11 | 0 | 0
|  |  |  | 1951-04-12 | 0 | 0
|  |  |  | 1951-04-13 | 0 | 0
|  |  |  | 1951-04-14 | 0 | 0
|  |  |  | 1951-04-15 | 0 | 0
|  |  |  | 1951-04-16 | 0 | 0
|  |  |  | 1951-04-17 | 0 | 0
|  |  |  | 1951-04-18 | 0 | 0
|  |  |  | 1951-04-19 | 0 | 0
|  |  |  | 1951-04-20 | 1.13 | 1.13
|  |  |  | 1951-04-21 | 0 | 0
|  |  |  | 1951-04-22 | 0 | 0
|  |  |  | 1951-04-23 | 0 | 0
|  |  |  | 1951-04-24 | 0 | 0
|  |  |  | 1951-04-25 | 0 | 0
|  |  |  | 1951-04-26 | 0 | 0
|  |  |  | 1951-04-27 | 0 | 0
|  |  |  | 1951-04-28 | 0 | 0
|  |  |  | 1951-04-29 | 0.04 | 0.04
|  |  |  | 1951-04-30 | 1.64 | 1.64
|  |  |  | 1951-05-01 | 0 | 0
|  |  |  | 1951-05-02 | 0 | 0
|  |  |  | 1951-05-03 | 0 | 0
|  |  |  | 1951-05-04 | 0 | 0
|  |  |  | 1951-05-05 | 0 | 0
|  |  |  | 1951-05-06 | 0 | 0
|  |  |  | 1951-05-07 | 0 | 0
|  |  |  | 1951-05-08 | 0 | 0
|  |  |  | 1951-05-09 | 1.42 | 1.42
|  |  |  | 1951-05-10 | 0 | 0
|  |  |  | 1951-05-11 | 0 | 0
|  |  |  | 1951-05-12 | 0 | 0
|  |  |  | 1951-05-13 | 0 | 0
|  |  |  | 1951-05-14 | 0 | 0
|  |  |  | 1951-05-15 | 0 | 0
|  |  |  | 1951-05-16 | 0.06 | 0.06
|  |  |  | 1951-05-17 | 2.52 | 2.52
|  |  |  | 1951-05-18 | 0.87 | 0.87
|  |  |  | 1951-05-19 | 0 | 0
|  |  |  | 1951-05-20 | 0.04 | 0.04
|  |  |  | 1951-05-21 | 0.03 | 0.03
|  |  |  | 1951-05-22 | 0.03 | 0.03
|  |  |  | 1951-05-23 | 0 | 0
|  |  |  | 1951-05-24 | 0.38 | 0.38
|  |  |  | 1951-05-25 | 0.07 | 0.07
|  |  |  | 1951-05-26 | 0 | 0
|  |  |  | 1951-05-27 | 0 | 0
|  |  |  | 1951-05-28 | 0 | 0
|  |  |  | 1951-05-29 | 0 | 0
|  |  |  | 1951-05-30 | 0 | 0
|  |  |  | 1951-05-31 | 0 | 0
|  |  |  | 1951-06-01 | 0.1 | 0.1
|  |  |  | 1951-06-02 | 0.65 | 0.65
|  |  |  | 1951-06-03 | 0.05 | 0.05
|  |  |  | 1951-06-04 | 0 | 0
|  |  |  | 1951-06-05 | 0 | 0
|  |  |  | 1951-06-06 | 1.05 | 1.05
|  |  |  | 1951-06-07 | 1.07 | 1.07
|  |  |  | 1951-06-08 | 0 | 0
|  |  |  | 1951-06-09 | 0 | 0
|  |  |  | 1951-06-10 | 0 | 0
|  |  |  | 1951-06-11 | 0 | 0
|  |  |  | 1951-06-12 | 0 | 0
|  |  |  | 1951-06-13 | 0 | 0
|  |  |  | 1951-06-14 | 0 | 0
|  |  |  | 1951-06-15 | 0.14 | 0.14
|  |  |  | 1951-06-16 | 0.17 | 0.17
|  |  |  | 1951-06-17 | 0 | 0
|  |  |  | 1951-06-18 | 0 | 0
|  |  |  | 1951-06-19 | 0.14 | 0.14
|  |  |  | 1951-06-20 | 0 | 0
|  |  |  | 1951-06-21 | 0 | 0
|  |  |  | 1951-06-22 | 0 | 0
|  |  |  | 1951-06-23 | 0 | 0
|  |  |  | 1951-06-24 | 0 | 0
|  |  |  | 1951-06-25 | 0 | 0
|  |  |  | 1951-06-26 | 0 | 0
|  |  |  | 1951-06-27 | 0 | 0
|  |  |  | 1951-06-28 | 0 | 0
|  |  |  | 1951-06-29 | 0 | 0
|  |  |  | 1951-06-30 | 0.4 | 0.4
|  |  |  | 1951-07-01 | 1.44 | 1.44
|  |  |  | 1951-07-02 | 0.94 | 0.94
|  |  |  | 1951-07-03 | 0 | 0
|  |  |  | 1951-07-04 | 0 | 0
|  |  |  | 1951-07-05 | 0 | 0
|  |  |  | 1951-07-06 | 0 | 0
|  |  |  | 1951-07-07 | 0 | 0
|  |  |  | 1951-07-08 | 0 | 0
|  |  |  | 1951-07-09 | 0 | 0
|  |  |  | 1951-07-10 | 0 | 0
|  |  |  | 1951-07-11 | 0 | 0
|  |  |  | 1951-07-12 | 0 | 0
|  |  |  | 1951-07-13 | 0 | 0
|  |  |  | 1951-07-14 | 0 | 0
|  |  |  | 1951-07-15 | 0 | 0
|  |  |  | 1951-07-16 | 0 | 0
|  |  |  | 1951-07-17 | 0 | 0
|  |  |  | 1951-07-18 | 0 | 0
|  |  |  | 1951-07-19 | 0 | 0
|  |  |  | 1951-07-20 | 0 | 0
|  |  |  | 1951-07-21 | 0 | 0
|  |  |  | 1951-07-22 | 0 | 0
|  |  |  | 1951-07-23 | 0.05 | 0.05
|  |  |  | 1951-07-24 | 0.45 | 0.45
|  |  |  | 1951-07-25 | 0 | 0
|  |  |  | 1951-07-26 | 0 | 0
|  |  |  | 1951-07-27 | 0 | 0
|  |  |  | 1951-07-28 | 0 | 0
|  |  |  | 1951-07-29 | 0 | 0
|  |  |  | 1951-07-30 | 0 | 0
|  |  |  | 1951-07-31 | 0 | 0
|  |  |  | 1951-08-01 | 0 | 0
|  |  |  | 1951-08-02 | 0 | 0
|  |  |  | 1951-08-03 | 0 | 0
|  |  |  | 1951-08-04 | 0 | 0
|  |  |  | 1951-08-05 | 0 | 0
|  |  |  | 1951-08-06 | 0 | 0
|  |  |  | 1951-08-07 | 0 | 0
|  |  |  | 1951-08-08 | 0 | 0
|  |  |  | 1951-08-09 | 0.02 | 0.02
|  |  |  | 1951-08-10 | 0.02 | 0.02
|  |  |  | 1951-08-11 | 0 | 0
|  |  |  | 1951-08-12 | 0 | 0
|  |  |  | 1951-08-13 | 0 | 0
|  |  |  | 1951-08-14 | 0 | 0
|  |  |  | 1951-08-15 | 0 | 0
|  |  |  | 1951-08-16 | 0 | 0
|  |  |  | 1951-08-17 | 0 | 0
|  |  |  | 1951-08-18 | 0 | 0
|  |  |  | 1951-08-19 | 0 | 0
|  |  |  | 1951-08-20 | 0 | 0
|  |  |  | 1951-08-21 | 0.3 | 0.3
|  |  |  | 1951-08-22 | 0.17 | 0.17
|  |  |  | 1951-08-23 | 0 | 0
|  |  |  | 1951-08-24 | 0 | 0
|  |  |  | 1951-08-25 | 0 | 0
|  |  |  | 1951-08-26 | 0 | 0
|  |  |  | 1951-08-27 | 0 | 0
|  |  |  | 1951-08-28 | 0 | 0
|  |  |  | 1951-08-29 | 0 | 0
|  |  |  | 1951-08-30 | 0 | 0
|  |  |  | 1951-08-31 | 0 | 0
|  |  |  | 1951-09-01 | 0 | 0
|  |  |  | 1951-09-02 | 0 | 0
|  |  |  | 1951-09-03 | 0 | 0
|  |  |  | 1951-09-04 | 0 | 0
|  |  |  | 1951-09-05 | 0 | 0
|  |  |  | 1951-09-06 | 0 | 0
|  |  |  | 1951-09-07 | 0.65 | 0.65
|  |  |  | 1951-09-08 | 0 | 0
|  |  |  | 1951-09-09 | 0 | 0
|  |  |  | 1951-09-10 | 0 | 0
|  |  |  | 1951-09-11 | 0 | 0
|  |  |  | 1951-09-12 | 0 | 0
|  |  |  | 1951-09-13 | 0 | 0
|  |  |  | 1951-09-14 | 0 | 0
|  |  |  | 1951-09-15 | 0 | 0
|  |  |  | 1951-09-16 | 0.28 | 0.28
|  |  |  | 1951-09-17 | 0 | 0
|  |  |  | 1951-09-18 | 0 | 0
|  |  |  | 1951-09-19 | 0 | 0
|  |  |  | 1951-09-20 | 0 | 0
|  |  |  | 1951-09-21 | 0 | 0
|  |  |  | 1951-09-22 | 0.03 | 0.03
|  |  |  | 1951-09-23 | 0 | 0
|  |  |  | 1951-09-24 | 0 | 0
|  |  |  | 1951-09-25 | 0 | 0
|  |  |  | 1951-09-26 | 0 | 0
|  |  |  | 1951-09-27 | 0 | 0
|  |  |  | 1951-09-28 | 0.22 | 0.22
|  |  |  | 1951-09-29 | 0 | 0
|  |  |  | 1951-09-30 | 0 | 0
|  |  |  | 1951-10-01 | 0 | 0
|  |  |  | 1951-10-02 | 0 | 0
|  |  |  | 1951-10-03 | 0 | 0
|  |  |  | 1951-10-04 | 0 | 0
|  |  |  | 1951-10-05 | 0 | 0
|  |  |  | 1951-10-06 | 0.04 | 0.04
|  |  |  | 1951-10-07 | 0 | 0
|  |  |  | 1951-10-08 | 0 | 0
|  |  |  | 1951-10-09 | 0 | 0
|  |  |  | 1951-10-10 | 0 | 0
|  |  |  | 1951-10-11 | 0 | 0
|  |  |  | 1951-10-12 | 0 | 0
|  |  |  | 1951-10-13 | 0 | 0
|  |  |  | 1951-10-14 | 0 | 0
|  |  |  | 1951-10-15 | 0 | 0
|  |  |  | 1951-10-16 | 0 | 0
|  |  |  | 1951-10-17 | 0 | 0
|  |  |  | 1951-10-18 | 0 | 0
|  |  |  | 1951-10-19 | 0 | 0
|  |  |  | 1951-10-20 | 0 | 0
|  |  |  | 1951-10-21 | 0 | 0
|  |  |  | 1951-10-22 | 0.2 | 0.2
|  |  |  | 1951-10-23 | 0 | 0
|  |  |  | 1951-10-24 | 0 | 0
|  |  |  | 1951-10-25 | 0 | 0
|  |  |  | 1951-10-26 | 0 | 0
|  |  |  | 1951-10-27 | 0.58 | 0.58
|  |  |  | 1951-10-28 | 0.03 | 0.03
|  |  |  | 1951-10-29 | 0.02 | 0.02
|  |  |  | 1951-10-30 | 0 | 0
|  |  |  | 1951-10-31 | 0.56 | 0.56
|  |  |  | 1951-11-01 | 0.11 | 0.11
|  |  |  | 1951-11-02 | 0.01 | 0.01
|  |  |  | 1951-11-03 | 0 | 0
|  |  |  | 1951-11-04 | 0 | 0
|  |  |  | 1951-11-05 | 0 | 0
|  |  |  | 1951-11-06 | 0 | 0
|  |  |  | 1951-11-07 | 0 | 0
|  |  |  | 1951-11-08 | 0 | 0
|  |  |  | 1951-11-09 | 0 | 0
|  |  |  | 1951-11-10 | 0 | 0
|  |  |  | 1951-11-11 | 0 | 0
|  |  |  | 1951-11-12 | 0 | 0
|  |  |  | 1951-11-13 | 0 | 0
|  |  |  | 1951-11-14 | 0 | 0
|  |  |  | 1951-11-15 | 0 | 0
|  |  |  | 1951-11-16 | 0 | 0
|  |  |  | 1951-11-17 | 0 | 0
|  |  |  | 1951-11-18 | 0 | 0
|  |  |  | 1951-11-19 | 0 | 0
|  |  |  | 1951-11-20 | 0 | 0
|  |  |  | 1951-11-21 | 0 | 0
|  |  |  | 1951-11-22 | 0 | 0
|  |  |  | 1951-11-23 | 0 | 0
|  |  |  | 1951-11-24 | 0.03 | 0.03
|  |  |  | 1951-11-25 | 0.01 | 0.01
|  |  |  | 1951-11-26 | 0.04 | 0.04
|  |  |  | 1951-11-27 | 0 | 0
|  |  |  | 1951-11-28 | 0 | 0
|  |  |  | 1951-11-29 | 0 | 0
|  |  |  | 1951-11-30 | 0 | 0
|  |  |  | 1951-12-01 | 0 | 0
|  |  |  | 1951-12-02 | 0 | 0
|  |  |  | 1951-12-03 | 0 | 0
|  |  |  | 1951-12-04 | 0 | 0
|  |  |  | 1951-12-05 | 0 | 0
|  |  |  | 1951-12-06 | 0 | 0
|  |  |  | 1951-12-07 | 0 | 0
|  |  |  | 1951-12-08 | 0.07 | 0.07
|  |  |  | 1951-12-09 | 0 | 0
|  |  |  | 1951-12-10 | 0 | 0
|  |  |  | 1951-12-11 | 0 | 0
|  |  |  | 1951-12-12 | 0 | 0
|  |  |  | 1951-12-13 | 0 | 0
|  |  |  | 1951-12-14 | 0 | 0
|  |  |  | 1951-12-15 | 0 | 0
|  |  |  | 1951-12-16 | 0 | 0
|  |  |  | 1951-12-17 | 0 | 0
|  |  |  | 1951-12-18 | 0 | 0
|  |  |  | 1951-12-19 | 0 | 0
|  |  |  | 1951-12-20 | 0 | 0
|  |  |  | 1951-12-21 | 0 | 0
|  |  |  | 1951-12-22 | 0 | 0
|  |  |  | 1951-12-23 | 0 | 0
|  |  |  | 1951-12-24 | 0 | 0
|  |  |  | 1951-12-25 | 0 | 0
|  |  |  | 1951-12-26 | 0 | 0
|  |  |  | 1951-12-27 | 0 | 0
|  |  |  | 1951-12-28 | 0 | 0
|  |  |  | 1951-12-29 | 0 | 0
|  |  |  | 1951-12-30 | 0 | 0
|  |  |  | 1951-12-31 | 0 | 0
|  |  |  | 1952-01-01 | 0 | 0
|  |  |  | 1952-01-02 | 0.1 | 0.1
|  |  |  | 1952-01-03 | 0.59 | 0.59
|  |  |  | 1952-01-04 | 0 | 0
|  |  |  | 1952-01-05 | 0 | 0
|  |  |  | 1952-01-06 | 0 | 0
|  |  |  | 1952-01-07 | 0 | 0
|  |  |  | 1952-01-08 | 0 | 0
|  |  |  | 1952-01-09 | 0 | 0
|  |  |  | 1952-01-10 | 0 | 0
|  |  |  | 1952-01-11 | 0 | 0
|  |  |  | 1952-01-12 | 0 | 0
|  |  |  | 1952-01-13 | 0 | 0
|  |  |  | 1952-01-14 | 0 | 0
|  |  |  | 1952-01-15 | 0 | 0
|  |  |  | 1952-01-16 | 0 | 0
|  |  |  | 1952-01-17 | 0 | 0
|  |  |  | 1952-01-18 | 0 | 0
|  |  |  | 1952-01-19 | 0 | 0
|  |  |  | 1952-01-20 | 0 | 0
|  |  |  | 1952-01-21 | 0.02 | 0.02
|  |  |  | 1952-01-22 | 0 | 0
|  |  |  | 1952-01-23 | 0 | 0
|  |  |  | 1952-01-24 | 0 | 0
|  |  |  | 1952-01-25 | 0 | 0
|  |  |  | 1952-01-26 | 0 | 0
|  |  |  | 1952-01-27 | 0 | 0
|  |  |  | 1952-01-28 | 0 | 0
|  |  |  | 1952-01-29 | 0 | 0
|  |  |  | 1952-01-30 | 0 | 0
|  |  |  | 1952-01-31 | 0 | 0
|  |  |  | 1952-02-01 | 0 | 0
|  |  |  | 1952-02-02 | 0 | 0
|  |  |  | 1952-02-03 | 0.07 | 0.07
|  |  |  | 1952-02-04 | 0 | 0
|  |  |  | 1952-02-05 | 0 | 0
|  |  |  | 1952-02-06 | 0 | 0
|  |  |  | 1952-02-07 | 0 | 0
|  |  |  | 1952-02-08 | 0 | 0
|  |  |  | 1952-02-09 | 0 | 0
|  |  |  | 1952-02-10 | 0 | 0
|  |  |  | 1952-02-11 | 0.11 | 0.11
|  |  |  | 1952-02-12 | 0 | 0
|  |  |  | 1952-02-13 | 0 | 0
|  |  |  | 1952-02-14 | 0 | 0
|  |  |  | 1952-02-15 | 0.07 | 0.07
|  |  |  | 1952-02-16 | 0.01 | 0.01
|  |  |  | 1952-02-17 | 0 | 0
|  |  |  | 1952-02-18 | 0 | 0
|  |  |  | 1952-02-19 | 0 | 0
|  |  |  | 1952-02-20 | 0 | 0
|  |  |  | 1952-02-21 | 0.11 | 0.11
|  |  |  | 1952-02-22 | 0 | 0
|  |  |  | 1952-02-23 | 0 | 0
|  |  |  | 1952-02-24 | 0.12 | 0.12
|  |  |  | 1952-02-25 | 0.07 | 0.07
|  |  |  | 1952-02-26 | 0 | 0
|  |  |  | 1952-02-27 | 0 | 0
|  |  |  | 1952-02-28 | 0 | 0
|  |  |  | 1952-02-29 | 0 | 0
|  |  |  | 1952-03-01 | 0.13 | 0.13
|  |  |  | 1952-03-02 | 1.01 | 1.01
|  |  |  | 1952-03-03 | 0.03 | 0.03
|  |  |  | 1952-03-04 | 0 | 0
|  |  |  | 1952-03-05 | 0 | 0
|  |  |  | 1952-03-06 | 0 | 0
|  |  |  | 1952-03-07 | 0 | 0
|  |  |  | 1952-03-08 | 0 | 0
|  |  |  | 1952-03-09 | 0 | 0
|  |  |  | 1952-03-10 | 0 | 0
|  |  |  | 1952-03-11 | 0 | 0
|  |  |  | 1952-03-12 | 0 | 0
|  |  |  | 1952-03-13 | 0 | 0
|  |  |  | 1952-03-14 | 0 | 0
|  |  |  | 1952-03-15 | 0 | 0
|  |  |  | 1952-03-16 | 0 | 0
|  |  |  | 1952-03-17 | 0.35 | 0.35
|  |  |  | 1952-03-18 | 0 | 0
|  |  |  | 1952-03-19 | 0 | 0
|  |  |  | 1952-03-20 | 0 | 0
|  |  |  | 1952-03-21 | 0 | 0
|  |  |  | 1952-03-22 | 0 | 0
|  |  |  | 1952-03-23 | 0 | 0
|  |  |  | 1952-03-24 | 0 | 0
|  |  |  | 1952-03-25 | 0 | 0
|  |  |  | 1952-03-26 | 0.05 | 0.05
|  |  |  | 1952-03-27 | 0.15 | 0.15
|  |  |  | 1952-03-28 | 0 | 0
|  |  |  | 1952-03-29 | 0 | 0
|  |  |  | 1952-03-30 | 0 | 0
|  |  |  | 1952-03-31 | 0 | 0
|  |  |  | 1952-04-01 | 0 | 0
|  |  |  | 1952-04-02 | 0 | 0
|  |  |  | 1952-04-03 | 0 | 0
|  |  |  | 1952-04-04 | 0 | 0
|  |  |  | 1952-04-05 | 0 | 0
|  |  |  | 1952-04-06 | 0 | 0
|  |  |  | 1952-04-07 | 0 | 0
|  |  |  | 1952-04-08 | 0 | 0
|  |  |  | 1952-04-09 | 0.07 | 0.07
|  |  |  | 1952-04-10 | 0 | 0
|  |  |  | 1952-04-11 | 0.08 | 0.08
|  |  |  | 1952-04-12 | 0 | 0
|  |  |  | 1952-04-13 | 0 | 0
|  |  |  | 1952-04-14 | 0 | 0
|  |  |  | 1952-04-15 | 0 | 0
|  |  |  | 1952-04-16 | 0 | 0
|  |  |  | 1952-04-17 | 0 | 0
|  |  |  | 1952-04-18 | 0.1 | 0.1
|  |  |  | 1952-04-19 | 0.45 | 0.45
|  |  |  | 1952-04-20 | 0.85 | 0.85
|  |  |  | 1952-04-21 | 0.02 | 0.02
|  |  |  | 1952-04-22 | 0 | 0
|  |  |  | 1952-04-23 | 0 | 0
|  |  |  | 1952-04-24 | 0 | 0
|  |  |  | 1952-04-25 | 0 | 0
|  |  |  | 1952-04-26 | 0 | 0
|  |  |  | 1952-04-27 | 0 | 0
|  |  |  | 1952-04-28 | 0 | 0
|  |  |  | 1952-04-29 | 0 | 0
|  |  |  | 1952-04-30 | 0.9 | 0.9
|  |  |  | 1952-05-01 | 0 | 0
|  |  |  | 1952-05-02 | 0 | 0
|  |  |  | 1952-05-03 | 0 | 0
|  |  |  | 1952-05-04 | 0 | 0
|  |  |  | 1952-05-05 | 0 | 0
|  |  |  | 1952-05-06 | 0 | 0
|  |  |  | 1952-05-07 | 0 | 0
|  |  |  | 1952-05-08 | 0 | 0
|  |  |  | 1952-05-09 | 0.33 | 0.33
|  |  |  | 1952-05-10 | 0 | 0
|  |  |  | 1952-05-11 | 0 | 0
|  |  |  | 1952-05-12 | 0 | 0
|  |  |  | 1952-05-13 | 0 | 0
|  |  |  | 1952-05-14 | 0 | 0
|  |  |  | 1952-05-15 | 0 | 0
|  |  |  | 1952-05-16 | 0 | 0
|  |  |  | 1952-05-17 | 1.54 | 1.54
|  |  |  | 1952-05-18 | 0 | 0
|  |  |  | 1952-05-19 | 0 | 0
|  |  |  | 1952-05-20 | 0 | 0
|  |  |  | 1952-05-21 | 0 | 0
|  |  |  | 1952-05-22 | 0 | 0
|  |  |  | 1952-05-23 | 0.5 | 0.5
|  |  |  | 1952-05-24 | 0 | 0
|  |  |  | 1952-05-25 | 0 | 0
|  |  |  | 1952-05-26 | 0 | 0
|  |  |  | 1952-05-27 | 1.58 | 1.58
|  |  |  | 1952-05-28 | 0.12 | 0.12
|  |  |  | 1952-05-29 | 0 | 0
|  |  |  | 1952-05-30 | 0 | 0
|  |  |  | 1952-05-31 | 0 | 0
|  |  |  | 1952-06-01 | 0.09 | 0.09
|  |  |  | 1952-06-02 | 0 | 0
|  |  |  | 1952-06-03 | 0 | 0
|  |  |  | 1952-06-04 | 0.51 | 0.51
|  |  |  | 1952-06-05 | 0.2 | 0.2
|  |  |  | 1952-06-06 | 0 | 0
|  |  |  | 1952-06-07 | 0 | 0
|  |  |  | 1952-06-08 | 0 | 0
|  |  |  | 1952-06-09 | 0 | 0
|  |  |  | 1952-06-10 | 0 | 0
|  |  |  | 1952-06-11 | 0 | 0
|  |  |  | 1952-06-12 | 0 | 0
|  |  |  | 1952-06-13 | 0 | 0
|  |  |  | 1952-06-14 | 0 | 0
|  |  |  | 1952-06-15 | 0 | 0
|  |  |  | 1952-06-16 | 0 | 0
|  |  |  | 1952-06-17 | 0 | 0
|  |  |  | 1952-06-18 | 0 | 0
|  |  |  | 1952-06-19 | 0 | 0
|  |  |  | 1952-06-20 | 0 | 0
|  |  |  | 1952-06-21 | 0 | 0
|  |  |  | 1952-06-22 | 0 | 0
|  |  |  | 1952-06-23 | 0 | 0
|  |  |  | 1952-06-24 | 0 | 0
|  |  |  | 1952-06-25 | 0 | 0
|  |  |  | 1952-06-26 | 0 | 0
|  |  |  | 1952-06-27 | 0 | 0
|  |  |  | 1952-06-28 | 0 | 0
|  |  |  | 1952-06-29 | 0 | 0
|  |  |  | 1952-06-30 | 0 | 0
|  |  |  | 1952-07-01 | 0 | 0
|  |  |  | 1952-07-02 | 0 | 0
|  |  |  | 1952-07-03 | 0.27 | 0.27
|  |  |  | 1952-07-04 | 0 | 0
|  |  |  | 1952-07-05 | 0 | 0
|  |  |  | 1952-07-06 | 0 | 0
|  |  |  | 1952-07-07 | 0 | 0
|  |  |  | 1952-07-08 | 0.15 | 0.15
|  |  |  | 1952-07-09 | 0 | 0
|  |  |  | 1952-07-10 | 0 | 0
|  |  |  | 1952-07-11 | 0 | 0
|  |  |  | 1952-07-12 | 0 | 0
|  |  |  | 1952-07-13 | 0.35 | 0.35
|  |  |  | 1952-07-14 | 0.38 | 0.38
|  |  |  | 1952-07-15 | 0.31 | 0.31
|  |  |  | 1952-07-16 | 0 | 0
|  |  |  | 1952-07-17 | 0 | 0
|  |  |  | 1952-07-18 | 0 | 0
|  |  |  | 1952-07-19 | 0 | 0
|  |  |  | 1952-07-20 | 0 | 0
|  |  |  | 1952-07-21 | 0 | 0
|  |  |  | 1952-07-22 | 0 | 0
|  |  |  | 1952-07-23 | 0.71 | 0.71
|  |  |  | 1952-07-24 | 0 | 0
|  |  |  | 1952-07-25 | 0 | 0
|  |  |  | 1952-07-26 | 0 | 0
|  |  |  | 1952-07-27 | 0 | 0
|  |  |  | 1952-07-28 | 0 | 0
|  |  |  | 1952-07-29 | 0 | 0
|  |  |  | 1952-07-30 | 0 | 0
|  |  |  | 1952-07-31 | 0 | 0
|  |  |  | 1952-08-01 | 0 | 0
|  |  |  | 1952-08-02 | 0 | 0
|  |  |  | 1952-08-03 | 0 | 0
|  |  |  | 1952-08-04 | 0.02 | 0.02
|  |  |  | 1952-08-05 | 0 | 0
|  |  |  | 1952-08-06 | 0 | 0
|  |  |  | 1952-08-07 | 0 | 0
|  |  |  | 1952-08-08 | 0 | 0
|  |  |  | 1952-08-09 | 0 | 0
|  |  |  | 1952-08-10 | 0.02 | 0.02
|  |  |  | 1952-08-11 | 0 | 0
|  |  |  | 1952-08-12 | 0.2 | 0.2
|  |  |  | 1952-08-13 | 0 | 0
|  |  |  | 1952-08-14 | 0 | 0
|  |  |  | 1952-08-15 | 0 | 0
|  |  |  | 1952-08-16 | 0 | 0
|  |  |  | 1952-08-17 | 0 | 0
|  |  |  | 1952-08-18 | 0 | 0
|  |  |  | 1952-08-19 | 0 | 0
|  |  |  | 1952-08-20 | 0 | 0
|  |  |  | 1952-08-21 | 0 | 0
|  |  |  | 1952-08-22 | 0 | 0
|  |  |  | 1952-08-23 | 0 | 0
|  |  |  | 1952-08-24 | 0 | 0
|  |  |  | 1952-08-25 | 0 | 0
|  |  |  | 1952-08-26 | 0 | 0
|  |  |  | 1952-08-27 | 0 | 0
|  |  |  | 1952-08-28 | 0 | 0
|  |  |  | 1952-08-29 | 0 | 0
|  |  |  | 1952-08-30 | 0 | 0
|  |  |  | 1952-08-31 | 0 | 0
|  |  |  | 1952-09-01 | 0 | 0
|  |  |  | 1952-09-02 | 0 | 0
|  |  |  | 1952-09-03 | 0 | 0
|  |  |  | 1952-09-04 | 0 | 0
|  |  |  | 1952-09-05 | 0 | 0
|  |  |  | 1952-09-06 | 0 | 0
|  |  |  | 1952-09-07 | 0 | 0
|  |  |  | 1952-09-08 | 0 | 0
|  |  |  | 1952-09-09 | 0 | 0
|  |  |  | 1952-09-10 | 0 | 0
|  |  |  | 1952-09-11 | 0 | 0
|  |  |  | 1952-09-12 | 0 | 0
|  |  |  | 1952-09-13 | 0 | 0
|  |  |  | 1952-09-14 | 0 | 0
|  |  |  | 1952-09-15 | 0 | 0
|  |  |  | 1952-09-16 | 0 | 0
|  |  |  | 1952-09-17 | 0.02 | 0.02
|  |  |  | 1952-09-18 | 0 | 0
|  |  |  | 1952-09-19 | 0 | 0
|  |  |  | 1952-09-20 | 0 | 0
|  |  |  | 1952-09-21 | 0 | 0
|  |  |  | 1952-09-22 | 0.01 | 0.01
|  |  |  | 1952-09-23 | 0 | 0
|  |  |  | 1952-09-24 | 0 | 0
|  |  |  | 1952-09-25 | 0 | 0
|  |  |  | 1952-09-26 | 0 | 0
|  |  |  | 1952-09-27 | 0 | 0
|  |  |  | 1952-09-28 | 0 | 0
|  |  |  | 1952-09-29 | 0 | 0
|  |  |  | 1952-09-30 | 0 | 0
|  |  |  | 1952-10-01 | 0 | 0
|  |  |  | 1952-10-02 | 0 | 0
|  |  |  | 1952-10-03 | 0 | 0
|  |  |  | 1952-10-04 | 0 | 0
|  |  |  | 1952-10-05 | 0 | 0
|  |  |  | 1952-10-06 | 0 | 0
|  |  |  | 1952-10-07 | 0 | 0
|  |  |  | 1952-10-08 | 0 | 0
|  |  |  | 1952-10-09 | 0 | 0
|  |  |  | 1952-10-10 | 0 | 0
|  |  |  | 1952-10-11 | 0 | 0
|  |  |  | 1952-10-12 | 0 | 0
|  |  |  | 1952-10-13 | 0 | 0
|  |  |  | 1952-10-14 | 0 | 0
|  |  |  | 1952-10-15 | 0 | 0
|  |  |  | 1952-10-16 | 0 | 0
|  |  |  | 1952-10-17 | 0 | 0
|  |  |  | 1952-10-18 | 0 | 0
|  |  |  | 1952-10-19 | 0 | 0
|  |  |  | 1952-10-20 | 0 | 0
|  |  |  | 1952-10-21 | 0 | 0
|  |  |  | 1952-10-22 | 0 | 0
|  |  |  | 1952-10-23 | 0 | 0
|  |  |  | 1952-10-24 | 0 | 0
|  |  |  | 1952-10-25 | 0 | 0
|  |  |  | 1952-10-26 | 0 | 0
|  |  |  | 1952-10-27 | 0 | 0
|  |  |  | 1952-10-28 | 0 | 0
|  |  |  | 1952-10-29 | 0 | 0
|  |  |  | 1952-10-30 | 0 | 0
|  |  |  | 1952-10-31 | 0 | 0
|  |  |  | 1952-11-01 | 0 | 0
|  |  |  | 1952-11-02 | 0 | 0
|  |  |  | 1952-11-03 | 0 | 0
|  |  |  | 1952-11-04 | 0 | 0
|  |  |  | 1952-11-05 | 0.04 | 0.04
|  |  |  | 1952-11-06 | 0 | 0
|  |  |  | 1952-11-07 | 0 | 0
|  |  |  | 1952-11-08 | 0 | 0
|  |  |  | 1952-11-09 | 0.13 | 0.13
|  |  |  | 1952-11-10 | 0 | 0
|  |  |  | 1952-11-11 | 0 | 0
|  |  |  | 1952-11-12 | 0 | 0
|  |  |  | 1952-11-13 | 0 | 0
|  |  |  | 1952-11-14 | 0 | 0
|  |  |  | 1952-11-15 | 0 | 0
|  |  |  | 1952-11-16 | 0 | 0
|  |  |  | 1952-11-17 | 0 | 0
|  |  |  | 1952-11-18 | 0.01 | 0.01
|  |  |  | 1952-11-19 | 0 | 0
|  |  |  | 1952-11-20 | 0 | 0
|  |  |  | 1952-11-21 | 0 | 0
|  |  |  | 1952-11-22 | 0.1 | 0.1
|  |  |  | 1952-11-23 | 1.03 | 1.03
|  |  |  | 1952-11-24 | 0.97 | 0.97
|  |  |  | 1952-11-25 | 0.13 | 0.13
|  |  |  | 1952-11-26 | 0 | 0
|  |  |  | 1952-11-27 | 0 | 0
|  |  |  | 1952-11-28 | 0.04 | 0.04
|  |  |  | 1952-11-29 | 0 | 0
|  |  |  | 1952-11-30 | 0 | 0
|  |  |  | 1952-12-01 | 0 | 0
|  |  |  | 1952-12-02 | 0 | 0
|  |  |  | 1952-12-03 | 0 | 0
|  |  |  | 1952-12-04 | 0 | 0
|  |  |  | 1952-12-05 | 0 | 0
|  |  |  | 1952-12-06 | 0 | 0
|  |  |  | 1952-12-07 | 0 | 0
|  |  |  | 1952-12-08 | 0 | 0
|  |  |  | 1952-12-09 | 0 | 0
|  |  |  | 1952-12-10 | 0 | 0
|  |  |  | 1952-12-11 | 0 | 0
|  |  |  | 1952-12-12 | 0 | 0
|  |  |  | 1952-12-13 | 0 | 0
|  |  |  | 1952-12-14 | 0 | 0
|  |  |  | 1952-12-15 | 0 | 0
|  |  |  | 1952-12-16 | 0 | 0
|  |  |  | 1952-12-17 | 0 | 0
|  |  |  | 1952-12-18 | 1.13 | 1.13
|  |  |  | 1952-12-19 | 0 | 0
|  |  |  | 1952-12-20 | 0 | 0
|  |  |  | 1952-12-21 | 0.01 | 0.01
|  |  |  | 1952-12-22 | 0 | 0
|  |  |  | 1952-12-23 | 0 | 0
|  |  |  | 1952-12-24 | 0 | 0
|  |  |  | 1952-12-25 | 0 | 0
|  |  |  | 1952-12-26 | 0 | 0
|  |  |  | 1952-12-27 | 0 | 0
|  |  |  | 1952-12-28 | 0 | 0
|  |  |  | 1952-12-29 | 0 | 0
|  |  |  | 1952-12-30 | 0 | 0
|  |  |  | 1952-12-31 | 0 | 0
|  |  |  | 1953-01-01 | 0 | 0
|  |  |  | 1953-01-02 | 0 | 0
|  |  |  | 1953-01-03 | 0 | 0
|  |  |  | 1953-01-04 | 0 | 0
|  |  |  | 1953-01-05 | 0 | 0
|  |  |  | 1953-01-06 | 0 | 0
|  |  |  | 1953-01-07 | 0 | 0
|  |  |  | 1953-01-08 | 0 | 0
|  |  |  | 1953-01-09 | 0 | 0
|  |  |  | 1953-01-10 | 0 | 0
|  |  |  | 1953-01-11 | 0 | 0
|  |  |  | 1953-01-12 | 0 | 0
|  |  |  | 1953-01-13 | 0 | 0
|  |  |  | 1953-01-14 | 0 | 0
|  |  |  | 1953-01-15 | 0 | 0
|  |  |  | 1953-01-16 | 0.07 | 0.07
|  |  |  | 1953-01-17 | 0 | 0
|  |  |  | 1953-01-18 | 0 | 0
|  |  |  | 1953-01-19 | 0 | 0
|  |  |  | 1953-01-20 | 0 | 0
|  |  |  | 1953-01-21 | 0 | 0
|  |  |  | 1953-01-22 | 0.07 | 0.07
|  |  |  | 1953-01-23 | 0.02 | 0.02
|  |  |  | 1953-01-24 | 0 | 0
|  |  |  | 1953-01-25 | 0 | 0
|  |  |  | 1953-01-26 | 0 | 0
|  |  |  | 1953-01-27 | 0 | 0
|  |  |  | 1953-01-28 | 0 | 0
|  |  |  | 1953-01-29 | 0 | 0
|  |  |  | 1953-01-30 | 0 | 0
|  |  |  | 1953-01-31 | 0 | 0
|  |  |  | 1953-02-01 | 0 | 0
|  |  |  | 1953-02-02 | 0 | 0
|  |  |  | 1953-02-03 | 0 | 0
|  |  |  | 1953-02-04 | 0 | 0
|  |  |  | 1953-02-05 | 0 | 0
|  |  |  | 1953-02-06 | 0 | 0
|  |  |  | 1953-02-07 | 0.01 | 0.01
|  |  |  | 1953-02-08 | 0 | 0
|  |  |  | 1953-02-09 | 0.03 | 0.03
|  |  |  | 1953-02-10 | 0.43 | 0.43
|  |  |  | 1953-02-11 | 0.02 | 0.02
|  |  |  | 1953-02-12 | 0 | 0
|  |  |  | 1953-02-13 | 0 | 0
|  |  |  | 1953-02-14 | 0 | 0
|  |  |  | 1953-02-15 | 0 | 0
|  |  |  | 1953-02-16 | 0 | 0
|  |  |  | 1953-02-17 | 0 | 0
|  |  |  | 1953-02-18 | 0 | 0
|  |  |  | 1953-02-19 | 0 | 0
|  |  |  | 1953-02-20 | 0 | 0
|  |  |  | 1953-02-21 | 0 | 0
|  |  |  | 1953-02-22 | 0 | 0
|  |  |  | 1953-02-23 | 0.11 | 0.11
|  |  |  | 1953-02-24 | 0.12 | 0.12
|  |  |  | 1953-02-25 | 0 | 0
|  |  |  | 1953-02-26 | 0 | 0
|  |  |  | 1953-02-27 | 0 | 0
|  |  |  | 1953-02-28 | 0.11 | 0.11
|  |  |  | 1953-03-01 | 0.04 | 0.04
|  |  |  | 1953-03-02 | 0 | 0
|  |  |  | 1953-03-03 | 0.32 | 0.32
|  |  |  | 1953-03-04 | 0 | 0
|  |  |  | 1953-03-05 | 0 | 0
|  |  |  | 1953-03-06 | 0 | 0
|  |  |  | 1953-03-07 | 0 | 0
|  |  |  | 1953-03-08 | 0 | 0
|  |  |  | 1953-03-09 | 0.48 | 0.48
|  |  |  | 1953-03-10 | 0 | 0
|  |  |  | 1953-03-11 | 0 | 0
|  |  |  | 1953-03-12 | 0 | 0
|  |  |  | 1953-03-13 | 0.04 | 0.04
|  |  |  | 1953-03-14 | 0 | 0
|  |  |  | 1953-03-15 | 0 | 0
|  |  |  | 1953-03-16 | 0.02 | 0.02
|  |  |  | 1953-03-17 | 0.48 | 0.48
|  |  |  | 1953-03-18 | 0 | 0
|  |  |  | 1953-03-19 | 0 | 0
|  |  |  | 1953-03-20 | 0 | 0
|  |  |  | 1953-03-21 | 0 | 0
|  |  |  | 1953-03-22 | 0 | 0
|  |  |  | 1953-03-23 | 0 | 0
|  |  |  | 1953-03-24 | 0 | 0
|  |  |  | 1953-03-25 | 0 | 0
|  |  |  | 1953-03-26 | 0.52 | 0.52
|  |  |  | 1953-03-27 | 0 | 0
|  |  |  | 1953-03-28 | 0 | 0
|  |  |  | 1953-03-29 | 0 | 0
|  |  |  | 1953-03-30 | 0 | 0
|  |  |  | 1953-03-31 | 0 | 0
|  |  |  | 1953-04-01 | 0 | 0
|  |  |  | 1953-04-02 | 0 | 0
|  |  |  | 1953-04-03 | 0 | 0
|  |  |  | 1953-04-04 | 0 | 0
|  |  |  | 1953-04-05 | 1.1 | 1.1
|  |  |  | 1953-04-06 | 0 | 0
|  |  |  | 1953-04-07 | 0 | 0
|  |  |  | 1953-04-08 | 0 | 0
|  |  |  | 1953-04-09 | 0 | 0
|  |  |  | 1953-04-10 | 0 | 0
|  |  |  | 1953-04-11 | 0 | 0
|  |  |  | 1953-04-12 | 0 | 0
|  |  |  | 1953-04-13 | 0 | 0
|  |  |  | 1953-04-14 | 0 | 0
|  |  |  | 1953-04-15 | 0 | 0
|  |  |  | 1953-04-16 | 0 | 0
|  |  |  | 1953-04-17 | 0 | 0
|  |  |  | 1953-04-18 | 0 | 0
|  |  |  | 1953-04-19 | 0 | 0
|  |  |  | 1953-04-20 | 0 | 0
|  |  |  | 1953-04-21 | 0 | 0
|  |  |  | 1953-04-22 | 0 | 0
|  |  |  | 1953-04-23 | 0.7 | 0.7
|  |  |  | 1953-04-24 | 0 | 0
|  |  |  | 1953-04-25 | 0 | 0
|  |  |  | 1953-04-26 | 0 | 0
|  |  |  | 1953-04-27 | 0 | 0
|  |  |  | 1953-04-28 | 0 | 0
|  |  |  | 1953-04-29 | 0 | 0
|  |  |  | 1953-04-30 | 0 | 0
|  |  |  | 1953-05-01 | 0 | 0
|  |  |  | 1953-05-02 | 0 | 0
|  |  |  | 1953-05-03 | 0 | 0
|  |  |  | 1953-05-04 | 0 | 0
|  |  |  | 1953-05-05 | 0 | 0
|  |  |  | 1953-05-06 | 0 | 0
|  |  |  | 1953-05-07 | 0 | 0
|  |  |  | 1953-05-08 | 0 | 0
|  |  |  | 1953-05-09 | 0 | 0
|  |  |  | 1953-05-10 | 0 | 0
|  |  |  | 1953-05-11 | 0.75 | 0.75
|  |  |  | 1953-05-12 | 0.15 | 0.15
|  |  |  | 1953-05-13 | 0 | 0
|  |  |  | 1953-05-14 | 0 | 0
|  |  |  | 1953-05-15 | 1.35 | 1.35
|  |  |  | 1953-05-16 | 0 | 0
|  |  |  | 1953-05-17 | 0 | 0
|  |  |  | 1953-05-18 | 0 | 0
|  |  |  | 1953-05-19 | 0 | 0
|  |  |  | 1953-05-20 | 0 | 0
|  |  |  | 1953-05-21 | 0 | 0
|  |  |  | 1953-05-22 | 0 | 0
|  |  |  | 1953-05-23 | 0 | 0
|  |  |  | 1953-05-24 | 0 | 0
|  |  |  | 1953-05-25 | 0 | 0
|  |  |  | 1953-05-26 | 0 | 0
|  |  |  | 1953-05-27 | 0 | 0
|  |  |  | 1953-05-28 | 0 | 0
|  |  |  | 1953-05-29 | 0 | 0
|  |  |  | 1953-05-30 | 0 | 0
|  |  |  | 1953-05-31 | 0 | 0
|  |  |  | 1953-06-01 | 0 | 0
|  |  |  | 1953-06-02 | 0 | 0
|  |  |  | 1953-06-03 | 0 | 0
|  |  |  | 1953-06-04 | 0 | 0
|  |  |  | 1953-06-05 | 0 | 0
|  |  |  | 1953-06-06 | 0.65 | 0.65
|  |  |  | 1953-06-07 | 0 | 0
|  |  |  | 1953-06-08 | 0 | 0
|  |  |  | 1953-06-09 | 0 | 0
|  |  |  | 1953-06-10 | 0 | 0
|  |  |  | 1953-06-11 | 0 | 0
|  |  |  | 1953-06-12 | 0 | 0
|  |  |  | 1953-06-13 | 0 | 0
|  |  |  | 1953-06-14 | 0 | 0
|  |  |  | 1953-06-15 | 0 | 0
|  |  |  | 1953-06-16 | 0 | 0
|  |  |  | 1953-06-17 | 0 | 0
|  |  |  | 1953-06-18 | 0 | 0
|  |  |  | 1953-06-19 | 0.77 | 0.77
|  |  |  | 1953-06-20 | 0 | 0
|  |  |  | 1953-06-21 | 0 | 0
|  |  |  | 1953-06-22 | 0 | 0
|  |  |  | 1953-06-23 | 0 | 0
|  |  |  | 1953-06-24 | 0 | 0
|  |  |  | 1953-06-25 | 0 | 0
|  |  |  | 1953-06-26 | 0 | 0
|  |  |  | 1953-06-27 | 0 | 0
|  |  |  | 1953-06-28 | 0 | 0
|  |  |  | 1953-06-29 | 0.27 | 0.27
|  |  |  | 1953-06-30 | 1.19 | 1.19
|  |  |  | 1953-07-01 | 0 | 0
|  |  |  | 1953-07-02 | 0 | 0
|  |  |  | 1953-07-03 | 0 | 0
|  |  |  | 1953-07-04 | 0 | 0
|  |  |  | 1953-07-05 | 0 | 0
|  |  |  | 1953-07-06 | 0 | 0
|  |  |  | 1953-07-07 | 0 | 0
|  |  |  | 1953-07-08 | 0 | 0
|  |  |  | 1953-07-09 | 0 | 0
|  |  |  | 1953-07-10 | 0 | 0
|  |  |  | 1953-07-11 | 0 | 0
|  |  |  | 1953-07-12 | 0 | 0
|  |  |  | 1953-07-13 | 0 | 0
|  |  |  | 1953-07-14 | 0 | 0
|  |  |  | 1953-07-15 | 0 | 0
|  |  |  | 1953-07-16 | 0.12 | 0.12
|  |  |  | 1953-07-17 | 0 | 0
|  |  |  | 1953-07-18 | 0 | 0
|  |  |  | 1953-07-19 | 0.75 | 0.75
|  |  |  | 1953-07-20 | 0.01 | 0.01
|  |  |  | 1953-07-21 | 0 | 0
|  |  |  | 1953-07-22 | 0 | 0
|  |  |  | 1953-07-23 | 0.37 | 0.37
|  |  |  | 1953-07-24 | 0.08 | 0.08
|  |  |  | 1953-07-25 | 0 | 0
|  |  |  | 1953-07-26 | 0 | 0
|  |  |  | 1953-07-27 | 0 | 0
|  |  |  | 1953-07-28 | 0 | 0
|  |  |  | 1953-07-29 | 0 | 0
|  |  |  | 1953-07-30 | 0 | 0
|  |  |  | 1953-07-31 | 0 | 0
|  |  |  | 1953-08-01 | 0 | 0
|  |  |  | 1953-08-02 | 0.03 | 0.03
|  |  |  | 1953-08-03 | 0 | 0
|  |  |  | 1953-08-04 | 0.12 | 0.12
|  |  |  | 1953-08-05 | 0.04 | 0.04
|  |  |  | 1953-08-06 | 0 | 0
|  |  |  | 1953-08-07 | 0 | 0
|  |  |  | 1953-08-08 | 0 | 0
|  |  |  | 1953-08-09 | 0 | 0
|  |  |  | 1953-08-10 | 0 | 0
|  |  |  | 1953-08-11 | 0.16 | 0.16
|  |  |  | 1953-08-12 | 0.23 | 0.23
|  |  |  | 1953-08-13 | 0 | 0
|  |  |  | 1953-08-14 | 0 | 0
|  |  |  | 1953-08-15 | 0 | 0
|  |  |  | 1953-08-16 | 0.1 | 0.1
|  |  |  | 1953-08-17 | 0.45 | 0.45
|  |  |  | 1953-08-18 | 0.47 | 0.47
|  |  |  | 1953-08-19 | 0.12 | 0.12
|  |  |  | 1953-08-20 | 0 | 0
|  |  |  | 1953-08-21 | 0 | 0
|  |  |  | 1953-08-22 | 0 | 0
|  |  |  | 1953-08-23 | 0 | 0
|  |  |  | 1953-08-24 | 0.99 | 0.99
|  |  |  | 1953-08-25 | 0 | 0
|  |  |  | 1953-08-26 | 0 | 0
|  |  |  | 1953-08-27 | 0 | 0
|  |  |  | 1953-08-28 | 0 | 0
|  |  |  | 1953-08-29 | 0 | 0
|  |  |  | 1953-08-30 | 0 | 0
|  |  |  | 1953-08-31 | 0 | 0
|  |  |  | 1953-09-01 | 0 | 0
|  |  |  | 1953-09-02 | 0.12 | 0.12
|  |  |  | 1953-09-03 | 0.25 | 0.25
|  |  |  | 1953-09-04 | 0 | 0
|  |  |  | 1953-09-05 | 0 | 0
|  |  |  | 1953-09-06 | 0 | 0
|  |  |  | 1953-09-07 | 0 | 0
|  |  |  | 1953-09-08 | 0 | 0
|  |  |  | 1953-09-09 | 0 | 0
|  |  |  | 1953-09-10 | 0 | 0
|  |  |  | 1953-09-11 | 0 | 0
|  |  |  | 1953-09-12 | 0 | 0
|  |  |  | 1953-09-13 | 0 | 0
|  |  |  | 1953-09-14 | 0 | 0
|  |  |  | 1953-09-15 | 0 | 0
|  |  |  | 1953-09-16 | 0 | 0
|  |  |  | 1953-09-17 | 0 | 0
|  |  |  | 1953-09-18 | 0 | 0
|  |  |  | 1953-09-19 | 0 | 0
|  |  |  | 1953-09-20 | 0 | 0
|  |  |  | 1953-09-21 | 0 | 0
|  |  |  | 1953-09-22 | 0 | 0
|  |  |  | 1953-09-23 | 0 | 0
|  |  |  | 1953-09-24 | 0 | 0
|  |  |  | 1953-09-25 | 0 | 0
|  |  |  | 1953-09-26 | 0 | 0
|  |  |  | 1953-09-27 | 0 | 0
|  |  |  | 1953-09-28 | 0 | 0
|  |  |  | 1953-09-29 | 0 | 0
|  |  |  | 1953-09-30 | 0 | 0
|  |  |  | 1953-10-01 | 0 | 0
|  |  |  | 1953-10-02 | 0 | 0
|  |  |  | 1953-10-03 | 1.05 | 1.05
|  |  |  | 1953-10-04 | 0.21 | 0.21
|  |  |  | 1953-10-05 | 0 | 0
|  |  |  | 1953-10-06 | 0 | 0
|  |  |  | 1953-10-07 | 0 | 0
|  |  |  | 1953-10-08 | 0 | 0
|  |  |  | 1953-10-09 | 0 | 0
|  |  |  | 1953-10-10 | 0 | 0
|  |  |  | 1953-10-11 | 0 | 0
|  |  |  | 1953-10-12 | 0 | 0
|  |  |  | 1953-10-13 | 0 | 0
|  |  |  | 1953-10-14 | 0 | 0
|  |  |  | 1953-10-15 | 0.01 | 0.01
|  |  |  | 1953-10-16 | 0 | 0
|  |  |  | 1953-10-17 | 0 | 0
|  |  |  | 1953-10-18 | 0 | 0
|  |  |  | 1953-10-19 | 0 | 0
|  |  |  | 1953-10-20 | 0 | 0
|  |  |  | 1953-10-21 | 0.35 | 0.35
|  |  |  | 1953-10-22 | 1.75 | 1.75
|  |  |  | 1953-10-23 | 0.02 | 0.02
|  |  |  | 1953-10-24 | 0 | 0
|  |  |  | 1953-10-25 | 1.68 | 1.68
|  |  |  | 1953-10-26 | 0 | 0
|  |  |  | 1953-10-27 | 0 | 0
|  |  |  | 1953-10-28 | 0 | 0
|  |  |  | 1953-10-29 | 0 | 0
|  |  |  | 1953-10-30 | 0 | 0
|  |  |  | 1953-10-31 | 0 | 0
|  |  |  | 1953-11-01 | 0 | 0
|  |  |  | 1953-11-02 | 0 | 0
|  |  |  | 1953-11-03 | 0.22 | 0.22
|  |  |  | 1953-11-04 | 0.48 | 0.48
|  |  |  | 1953-11-05 | 0.05 | 0.05
|  |  |  | 1953-11-06 | 0 | 0
|  |  |  | 1953-11-07 | 0 | 0
|  |  |  | 1953-11-08 | 0 | 0
|  |  |  | 1953-11-09 | 0 | 0
|  |  |  | 1953-11-10 | 0 | 0
|  |  |  | 1953-11-11 | 0 | 0
|  |  |  | 1953-11-12 | 0 | 0
|  |  |  | 1953-11-13 | 0 | 0
|  |  |  | 1953-11-14 | 0 | 0
|  |  |  | 1953-11-15 | 0 | 0
|  |  |  | 1953-11-16 | 0 | 0
|  |  |  | 1953-11-17 | 0 | 0
|  |  |  | 1953-11-18 | 0.6 | 0.6
|  |  |  | 1953-11-19 | 0.23 | 0.23
|  |  |  | 1953-11-20 | 0 | 0
|  |  |  | 1953-11-21 | 0 | 0
|  |  |  | 1953-11-22 | 0 | 0
|  |  |  | 1953-11-23 | 0 | 0
|  |  |  | 1953-11-24 | 0 | 0
|  |  |  | 1953-11-25 | 0 | 0
|  |  |  | 1953-11-26 | 0 | 0
|  |  |  | 1953-11-27 | 0 | 0
|  |  |  | 1953-11-28 | 0 | 0
|  |  |  | 1953-11-29 | 0 | 0
|  |  |  | 1953-11-30 | 0 | 0
|  |  |  | 1953-12-01 | 0 | 0
|  |  |  | 1953-12-02 | 0.45 | 0.45
|  |  |  | 1953-12-03 | 0.07 | 0.07
|  |  |  | 1953-12-04 | 0 | 0
|  |  |  | 1953-12-05 | 0 | 0
|  |  |  | 1953-12-06 | 0 | 0
|  |  |  | 1953-12-07 | 0 | 0
|  |  |  | 1953-12-08 | 0 | 0
|  |  |  | 1953-12-09 | 0 | 0
|  |  |  | 1953-12-10 | 0 | 0
|  |  |  | 1953-12-11 | 0 | 0
|  |  |  | 1953-12-12 | 0 | 0
|  |  |  | 1953-12-13 | 0 | 0
|  |  |  | 1953-12-14 | 0 | 0
|  |  |  | 1953-12-15 | 0 | 0
|  |  |  | 1953-12-16 | 0 | 0
|  |  |  | 1953-12-17 | 0 | 0
|  |  |  | 1953-12-18 | 0 | 0
|  |  |  | 1953-12-19 | 0 | 0
|  |  |  | 1953-12-20 | 0 | 0
|  |  |  | 1953-12-21 | 0 | 0
|  |  |  | 1953-12-22 | 0 | 0
|  |  |  | 1953-12-23 | 0 | 0
|  |  |  | 1953-12-24 | 0 | 0
|  |  |  | 1953-12-25 | 0 | 0
|  |  |  | 1953-12-26 | 0 | 0
|  |  |  | 1953-12-27 | 0 | 0
|  |  |  | 1953-12-28 | 0 | 0
|  |  |  | 1953-12-29 | 0 | 0
|  |  |  | 1953-12-30 | 0 | 0
|  |  |  | 1953-12-31 | 0 | 0
|  |  |  | 1954-01-01 | 0 | 0
|  |  |  | 1954-01-02 | 0 | 0
|  |  |  | 1954-01-03 | 0 | 0
|  |  |  | 1954-01-04 | 0 | 0
|  |  |  | 1954-01-05 | 0 | 0
|  |  |  | 1954-01-06 | 0 | 0
|  |  |  | 1954-01-07 | 0 | 0
|  |  |  | 1954-01-08 | 0 | 0
|  |  |  | 1954-01-09 | 0.05 | 0.05
|  |  |  | 1954-01-10 | 0.02 | 0.02
|  |  |  | 1954-01-11 | 0 | 0
|  |  |  | 1954-01-12 | 0 | 0
|  |  |  | 1954-01-13 | 0 | 0
|  |  |  | 1954-01-14 | 0 | 0
|  |  |  | 1954-01-15 | 0.25 | 0.25
|  |  |  | 1954-01-16 | 0 | 0
|  |  |  | 1954-01-17 | 0 | 0
|  |  |  | 1954-01-18 | 0.02 | 0.02
|  |  |  | 1954-01-19 | 0 | 0
|  |  |  | 1954-01-20 | 0 | 0
|  |  |  | 1954-01-21 | 0.29 | 0.29
|  |  |  | 1954-01-22 | 0 | 0
|  |  |  | 1954-01-23 | 0 | 0
|  |  |  | 1954-01-24 | 0 | 0
|  |  |  | 1954-01-25 | 0 | 0
|  |  |  | 1954-01-26 | 0.01 | 0.01
|  |  |  | 1954-01-27 | 0 | 0
|  |  |  | 1954-01-28 | 0 | 0
|  |  |  | 1954-01-29 | 0 | 0
|  |  |  | 1954-01-30 | 0.05 | 0.05
|  |  |  | 1954-01-31 | 0 | 0
|  |  |  | 1954-02-01 | 0 | 0
|  |  |  | 1954-02-02 | 0 | 0
|  |  |  | 1954-02-03 | 0 | 0
|  |  |  | 1954-02-04 | 0 | 0
|  |  |  | 1954-02-05 | 0 | 0
|  |  |  | 1954-02-06 | 0 | 0
|  |  |  | 1954-02-07 | 0 | 0
|  |  |  | 1954-02-08 | 0 | 0
|  |  |  | 1954-02-09 | 0 | 0
|  |  |  | 1954-02-10 | 0 | 0
|  |  |  | 1954-02-11 | 0 | 0
|  |  |  | 1954-02-12 | 0 | 0
|  |  |  | 1954-02-13 | 0 | 0
|  |  |  | 1954-02-14 | 0 | 0
|  |  |  | 1954-02-15 | 0 | 0
|  |  |  | 1954-02-16 | 0 | 0
|  |  |  | 1954-02-17 | 0 | 0
|  |  |  | 1954-02-18 | 0 | 0
|  |  |  | 1954-02-19 | 0.2 | 0.2
|  |  |  | 1954-02-20 | 0 | 0
|  |  |  | 1954-02-21 | 0 | 0
|  |  |  | 1954-02-22 | 0 | 0
|  |  |  | 1954-02-23 | 0 | 0
|  |  |  | 1954-02-24 | 0 | 0
|  |  |  | 1954-02-25 | 0 | 0
|  |  |  | 1954-02-26 | 0 | 0
|  |  |  | 1954-02-27 | 0 | 0
|  |  |  | 1954-02-28 | 0 | 0
|  |  |  | 1954-03-01 | 0 | 0
|  |  |  | 1954-03-02 | 0 | 0
|  |  |  | 1954-03-03 | 0 | 0
|  |  |  | 1954-03-04 | 0.02 | 0.02
|  |  |  | 1954-03-05 | 0.01 | 0.01
|  |  |  | 1954-03-06 | 0 | 0
|  |  |  | 1954-03-07 | 0 | 0
|  |  |  | 1954-03-08 | 0 | 0
|  |  |  | 1954-03-09 | 0 | 0
|  |  |  | 1954-03-10 | 0 | 0
|  |  |  | 1954-03-11 | 0 | 0
|  |  |  | 1954-03-12 | 0 | 0
|  |  |  | 1954-03-13 | 0 | 0
|  |  |  | 1954-03-14 | 0 | 0
|  |  |  | 1954-03-15 | 0 | 0
|  |  |  | 1954-03-16 | 0 | 0
|  |  |  | 1954-03-17 | 0 | 0
|  |  |  | 1954-03-18 | 0 | 0
|  |  |  | 1954-03-19 | 0 | 0
|  |  |  | 1954-03-20 | 0 | 0
|  |  |  | 1954-03-21 | 0 | 0
|  |  |  | 1954-03-22 | 0 | 0
|  |  |  | 1954-03-23 | 0 | 0
|  |  |  | 1954-03-24 | 0.42 | 0.42
|  |  |  | 1954-03-25 | 0 | 0
|  |  |  | 1954-03-26 | 0 | 0
|  |  |  | 1954-03-27 | 0 | 0
|  |  |  | 1954-03-28 | 0 | 0
|  |  |  | 1954-03-29 | 0 | 0
|  |  |  | 1954-03-30 | 0 | 0
|  |  |  | 1954-03-31 | 0 | 0
|  |  |  | 1954-04-01 | 0 | 0
|  |  |  | 1954-04-02 | 0 | 0
|  |  |  | 1954-04-03 | 0 | 0
|  |  |  | 1954-04-04 | 0 | 0
|  |  |  | 1954-04-05 | 0 | 0
|  |  |  | 1954-04-06 | 0 | 0
|  |  |  | 1954-04-07 | 0 | 0
|  |  |  | 1954-04-08 | 0 | 0
|  |  |  | 1954-04-09 | 0 | 0
|  |  |  | 1954-04-10 | 0.2 | 0.2
|  |  |  | 1954-04-11 | 0.8 | 0.8
|  |  |  | 1954-04-12 | 0.85 | 0.85
|  |  |  | 1954-04-13 | 0 | 0
|  |  |  | 1954-04-14 | 0.55 | 0.55
|  |  |  | 1954-04-15 | 0 | 0
|  |  |  | 1954-04-16 | 0 | 0
|  |  |  | 1954-04-17 | 0 | 0
|  |  |  | 1954-04-18 | 0 | 0
|  |  |  | 1954-04-19 | 0 | 0
|  |  |  | 1954-04-20 | 0 | 0
|  |  |  | 1954-04-21 | 0 | 0
|  |  |  | 1954-04-22 | 1.12 | 1.12
|  |  |  | 1954-04-23 | 0 | 0
|  |  |  | 1954-04-24 | 0 | 0
|  |  |  | 1954-04-25 | 0 | 0
|  |  |  | 1954-04-26 | 0 | 0
|  |  |  | 1954-04-27 | 0.26 | 0.26
|  |  |  | 1954-04-28 | 0 | 0
|  |  |  | 1954-04-29 | 0.26 | 0.26
|  |  |  | 1954-04-30 | 0.39 | 0.39
|  |  |  | 1954-05-01 | 0.67 | 0.67
|  |  |  | 1954-05-02 | 0 | 0
|  |  |  | 1954-05-03 | 0 | 0
|  |  |  | 1954-05-04 | 0 | 0
|  |  |  | 1954-05-05 | 0 | 0
|  |  |  | 1954-05-06 | 0.07 | 0.07
|  |  |  | 1954-05-07 | 0 | 0
|  |  |  | 1954-05-08 | 0 | 0
|  |  |  | 1954-05-09 | 0.62 | 0.62
|  |  |  | 1954-05-10 | 0.8 | 0.8
|  |  |  | 1954-05-11 | 3.27 | 3.27
|  |  |  | 1954-05-12 | 0.19 | 0.19
|  |  |  | 1954-05-13 | 0 | 0
|  |  |  | 1954-05-14 | 0 | 0
|  |  |  | 1954-05-15 | 0 | 0
|  |  |  | 1954-05-16 | 0.07 | 0.07
|  |  |  | 1954-05-17 | 0.27 | 0.27
|  |  |  | 1954-05-18 | 0 | 0
|  |  |  | 1954-05-19 | 0 | 0
|  |  |  | 1954-05-20 | 0 | 0
|  |  |  | 1954-05-21 | 0 | 0
|  |  |  | 1954-05-22 | 0 | 0
|  |  |  | 1954-05-23 | 0.19 | 0.19
|  |  |  | 1954-05-24 | 0.68 | 0.68
|  |  |  | 1954-05-25 | 0 | 0
|  |  |  | 1954-05-26 | 0.79 | 0.79
|  |  |  | 1954-05-27 | 0.17 | 0.17
|  |  |  | 1954-05-28 | 0 | 0
|  |  |  | 1954-05-29 | 0 | 0
|  |  |  | 1954-05-30 | 0 | 0
|  |  |  | 1954-05-31 | 0 | 0
|  |  |  | 1954-06-01 | 0.64 | 0.64
|  |  |  | 1954-06-02 | 0 | 0
|  |  |  | 1954-06-03 | 0 | 0
|  |  |  | 1954-06-04 | 0 | 0
|  |  |  | 1954-06-05 | 0 | 0
|  |  |  | 1954-06-06 | 0 | 0
|  |  |  | 1954-06-07 | 1.25 | 1.25
|  |  |  | 1954-06-08 | 0 | 0
|  |  |  | 1954-06-09 | 0 | 0
|  |  |  | 1954-06-10 | 0 | 0
|  |  |  | 1954-06-11 | 0 | 0
|  |  |  | 1954-06-12 | 0 | 0
|  |  |  | 1954-06-13 | 0 | 0
|  |  |  | 1954-06-14 | 1.4 | 1.4
|  |  |  | 1954-06-15 | 0.27 | 0.27
|  |  |  | 1954-06-16 | 0 | 0
|  |  |  | 1954-06-17 | 0 | 0
|  |  |  | 1954-06-18 | 0 | 0
|  |  |  | 1954-06-19 | 0 | 0
|  |  |  | 1954-06-20 | 0 | 0
|  |  |  | 1954-06-21 | 0 | 0
|  |  |  | 1954-06-22 | 0 | 0
|  |  |  | 1954-06-23 | 0 | 0
|  |  |  | 1954-06-24 | 0 | 0
|  |  |  | 1954-06-25 | 0 | 0
|  |  |  | 1954-06-26 | 0 | 0
|  |  |  | 1954-06-27 | 0 | 0
|  |  |  | 1954-06-28 | 0 | 0
|  |  |  | 1954-06-29 | 0 | 0
|  |  |  | 1954-06-30 | 0 | 0
|  |  |  | 1954-07-01 | 0 | 0
|  |  |  | 1954-07-02 | 0 | 0
|  |  |  | 1954-07-03 | 0 | 0
|  |  |  | 1954-07-04 | 0 | 0
|  |  |  | 1954-07-05 | 0 | 0
|  |  |  | 1954-07-06 | 0 | 0
|  |  |  | 1954-07-07 | 0 | 0
|  |  |  | 1954-07-08 | 0 | 0
|  |  |  | 1954-07-09 | 0 | 0
|  |  |  | 1954-07-10 | 0 | 0
|  |  |  | 1954-07-11 | 0 | 0
|  |  |  | 1954-07-12 | 0 | 0
|  |  |  | 1954-07-13 | 0 | 0
|  |  |  | 1954-07-14 | 0 | 0
|  |  |  | 1954-07-15 | 0 | 0
|  |  |  | 1954-07-16 | 0 | 0
|  |  |  | 1954-07-17 | 0 | 0
|  |  |  | 1954-07-18 | 0 | 0
|  |  |  | 1954-07-19 | 0 | 0
|  |  |  | 1954-07-20 | 0 | 0
|  |  |  | 1954-07-21 | 0 | 0
|  |  |  | 1954-07-22 | 0 | 0
|  |  |  | 1954-07-23 | 0 | 0
|  |  |  | 1954-07-24 | 0 | 0
|  |  |  | 1954-07-25 | 0 | 0
|  |  |  | 1954-07-26 | 0 | 0
|  |  |  | 1954-07-27 | 0.21 | 0.21
|  |  |  | 1954-07-28 | 0 | 0
|  |  |  | 1954-07-29 | 0 | 0
|  |  |  | 1954-07-30 | 0 | 0
|  |  |  | 1954-07-31 | 0 | 0
|  |  |  | 1954-08-01 | 0.04 | 0.04
|  |  |  | 1954-08-02 | 0 | 0
|  |  |  | 1954-08-03 | 0 | 0
|  |  |  | 1954-08-04 | 0 | 0
|  |  |  | 1954-08-05 | 0 | 0
|  |  |  | 1954-08-06 | 0 | 0
|  |  |  | 1954-08-07 | 0 | 0
|  |  |  | 1954-08-08 | 0 | 0
|  |  |  | 1954-08-09 | 0 | 0
|  |  |  | 1954-08-10 | 0 | 0
|  |  |  | 1954-08-11 | 0 | 0
|  |  |  | 1954-08-12 | 0 | 0
|  |  |  | 1954-08-13 | 0 | 0
|  |  |  | 1954-08-14 | 0 | 0
|  |  |  | 1954-08-15 | 0 | 0
|  |  |  | 1954-08-16 | 0 | 0
|  |  |  | 1954-08-17 | 0 | 0
|  |  |  | 1954-08-18 | 0 | 0
|  |  |  | 1954-08-19 | 0 | 0
|  |  |  | 1954-08-20 | 0 | 0
|  |  |  | 1954-08-21 | 0 | 0
|  |  |  | 1954-08-22 | 0 | 0
|  |  |  | 1954-08-23 | 0 | 0
|  |  |  | 1954-08-24 | 0 | 0
|  |  |  | 1954-08-25 | 0 | 0
|  |  |  | 1954-08-26 | 0 | 0
|  |  |  | 1954-08-27 | 0 | 0
|  |  |  | 1954-08-28 | 0 | 0
|  |  |  | 1954-08-29 | 0 | 0
|  |  |  | 1954-08-30 | 0 | 0
|  |  |  | 1954-08-31 | 0 | 0
|  |  |  | 1954-09-01 | 0 | 0
|  |  |  | 1954-09-02 | 0 | 0
|  |  |  | 1954-09-03 | 0 | 0
|  |  |  | 1954-09-04 | 0 | 0
|  |  |  | 1954-09-05 | 0 | 0
|  |  |  | 1954-09-06 | 0 | 0
|  |  |  | 1954-09-07 | 0.2 | 0.2
|  |  |  | 1954-09-08 | 0 | 0
|  |  |  | 1954-09-09 | 0 | 0
|  |  |  | 1954-09-10 | 0 | 0
|  |  |  | 1954-09-11 | 0 | 0
|  |  |  | 1954-09-12 | 0 | 0
|  |  |  | 1954-09-13 | 0 | 0
|  |  |  | 1954-09-14 | 0 | 0
|  |  |  | 1954-09-15 | 0 | 0
|  |  |  | 1954-09-16 | 0 | 0
|  |  |  | 1954-09-17 | 0 | 0
|  |  |  | 1954-09-18 | 0 | 0
|  |  |  | 1954-09-19 | 0 | 0
|  |  |  | 1954-09-20 | 0 | 0
|  |  |  | 1954-09-21 | 0 | 0
|  |  |  | 1954-09-22 | 0 | 0
|  |  |  | 1954-09-23 | 0 | 0
|  |  |  | 1954-09-24 | 0 | 0
|  |  |  | 1954-09-25 | 0 | 0
|  |  |  | 1954-09-26 | 0 | 0
|  |  |  | 1954-09-27 | 0 | 0
|  |  |  | 1954-09-28 | 0 | 0
|  |  |  | 1954-09-29 | 0.07 | 0.07
|  |  |  | 1954-09-30 | 0.03 | 0.03
|  |  |  | 1954-10-01 | 0.01 | 0.01
|  |  |  | 1954-10-02 | 0 | 0
|  |  |  | 1954-10-03 | 0 | 0
|  |  |  | 1954-10-04 | 0 | 0
|  |  |  | 1954-10-05 | 0.43 | 0.43
|  |  |  | 1954-10-06 | 0.45 | 0.45
|  |  |  | 1954-10-07 | 0 | 0
|  |  |  | 1954-10-08 | 0 | 0
|  |  |  | 1954-10-09 | 0 | 0
|  |  |  | 1954-10-10 | 0 | 0
|  |  |  | 1954-10-11 | 0 | 0
|  |  |  | 1954-10-12 | 0 | 0
|  |  |  | 1954-10-13 | 0 | 0
|  |  |  | 1954-10-14 | 0 | 0
|  |  |  | 1954-10-15 | 0 | 0
|  |  |  | 1954-10-16 | 0 | 0
|  |  |  | 1954-10-17 | 0 | 0
|  |  |  | 1954-10-18 | 0 | 0
|  |  |  | 1954-10-19 | 0 | 0
|  |  |  | 1954-10-20 | 0 | 0
|  |  |  | 1954-10-21 | 0 | 0
|  |  |  | 1954-10-22 | 0 | 0
|  |  |  | 1954-10-23 | 0 | 0
|  |  |  | 1954-10-24 | 0 | 0
|  |  |  | 1954-10-25 | 0.01 | 0.01
|  |  |  | 1954-10-26 | 0 | 0
|  |  |  | 1954-10-27 | 0.06 | 0.06
|  |  |  | 1954-10-28 | 0.08 | 0.08
|  |  |  | 1954-10-29 | 0 | 0
|  |  |  | 1954-10-30 | 0 | 0
|  |  |  | 1954-10-31 | 0 | 0
|  |  |  | 1954-11-01 | 0 | 0
|  |  |  | 1954-11-02 | 0 | 0
|  |  |  | 1954-11-03 | 0.12 | 0.12
|  |  |  | 1954-11-04 | 0 | 0
|  |  |  | 1954-11-05 | 0 | 0
|  |  |  | 1954-11-06 | 0 | 0
|  |  |  | 1954-11-07 | 0 | 0
|  |  |  | 1954-11-08 | 0 | 0
|  |  |  | 1954-11-09 | 0.11 | 0.11
|  |  |  | 1954-11-10 | 0 | 0
|  |  |  | 1954-11-11 | 0 | 0
|  |  |  | 1954-11-12 | 0 | 0
|  |  |  | 1954-11-13 | 0 | 0
|  |  |  | 1954-11-14 | 0 | 0
|  |  |  | 1954-11-15 | 0 | 0
|  |  |  | 1954-11-16 | 0 | 0
|  |  |  | 1954-11-17 | 0 | 0
|  |  |  | 1954-11-18 | 0 | 0
|  |  |  | 1954-11-19 | 0 | 0
|  |  |  | 1954-11-20 | 0 | 0
|  |  |  | 1954-11-21 | 0 | 0
|  |  |  | 1954-11-22 | 0 | 0
|  |  |  | 1954-11-23 | 0 | 0
|  |  |  | 1954-11-24 | 0 | 0
|  |  |  | 1954-11-25 | 0 | 0
|  |  |  | 1954-11-26 | 0 | 0
|  |  |  | 1954-11-27 | 0 | 0
|  |  |  | 1954-11-28 | 0 | 0
|  |  |  | 1954-11-29 | 0 | 0
|  |  |  | 1954-11-30 | 0 | 0
|  |  |  | 1954-12-01 | 0 | 0
|  |  |  | 1954-12-02 | 0 | 0
|  |  |  | 1954-12-03 | 0 | 0
|  |  |  | 1954-12-04 | 0 | 0
|  |  |  | 1954-12-05 | 0 | 0
|  |  |  | 1954-12-06 | 0 | 0
|  |  |  | 1954-12-07 | 0 | 0
|  |  |  | 1954-12-08 | 0 | 0
|  |  |  | 1954-12-09 | 0 | 0
|  |  |  | 1954-12-10 | 0 | 0
|  |  |  | 1954-12-11 | 1.19 | 1.19
|  |  |  | 1954-12-12 | 0.13 | 0.13
|  |  |  | 1954-12-13 | 0 | 0
|  |  |  | 1954-12-14 | 0 | 0
|  |  |  | 1954-12-15 | 0 | 0
|  |  |  | 1954-12-16 | 0 | 0
|  |  |  | 1954-12-17 | 0 | 0
|  |  |  | 1954-12-18 | 0 | 0
|  |  |  | 1954-12-19 | 0 | 0
|  |  |  | 1954-12-20 | 0 | 0
|  |  |  | 1954-12-21 | 0 | 0
|  |  |  | 1954-12-22 | 0 | 0
|  |  |  | 1954-12-23 | 0 | 0
|  |  |  | 1954-12-24 | 0 | 0
|  |  |  | 1954-12-25 | 0 | 0
|  |  |  | 1954-12-26 | 0 | 0
|  |  |  | 1954-12-27 | 0.16 | 0.16
|  |  |  | 1954-12-28 | 0.65 | 0.65
|  |  |  | 1954-12-29 | 0.07 | 0.07
|  |  |  | 1954-12-30 | 0 | 0
|  |  |  | 1954-12-31 | 0 | 0
|  |  |  | 1955-01-01 | 0 | 0
|  |  |  | 1955-01-02 | 0 | 0
|  |  |  | 1955-01-03 | 0 | 0
|  |  |  | 1955-01-04 | 0 | 0
|  |  |  | 1955-01-05 | 0.06 | 0.06
|  |  |  | 1955-01-06 | 0 | 0
|  |  |  | 1955-01-07 | 0 | 0
|  |  |  | 1955-01-08 | 0 | 0
|  |  |  | 1955-01-09 | 0.24 | 0.24
|  |  |  | 1955-01-10 | 0.11 | 0.11
|  |  |  | 1955-01-11 | 0 | 0
|  |  |  | 1955-01-12 | 0 | 0
|  |  |  | 1955-01-13 | 0 | 0
|  |  |  | 1955-01-14 | 0.42 | 0.42
|  |  |  | 1955-01-15 | 0 | 0
|  |  |  | 1955-01-16 | 0 | 0
|  |  |  | 1955-01-17 | 0.4 | 0.4
|  |  |  | 1955-01-18 | 0 | 0
|  |  |  | 1955-01-19 | 0 | 0
|  |  |  | 1955-01-20 | 0 | 0
|  |  |  | 1955-01-21 | 0 | 0
|  |  |  | 1955-01-22 | 0 | 0
|  |  |  | 1955-01-23 | 0 | 0
|  |  |  | 1955-01-24 | 0 | 0
|  |  |  | 1955-01-25 | 0 | 0
|  |  |  | 1955-01-26 | 0 | 0
|  |  |  | 1955-01-27 | 0 | 0
|  |  |  | 1955-01-28 | 0 | 0
|  |  |  | 1955-01-29 | 0 | 0
|  |  |  | 1955-01-30 | 0 | 0
|  |  |  | 1955-01-31 | 0 | 0
|  |  |  | 1955-02-01 | 0 | 0
|  |  |  | 1955-02-02 | 0 | 0
|  |  |  | 1955-02-03 | 0.32 | 0.32
|  |  |  | 1955-02-04 | 0.53 | 0.53
|  |  |  | 1955-02-05 | 0 | 0
|  |  |  | 1955-02-06 | 0 | 0
|  |  |  | 1955-02-07 | 0 | 0
|  |  |  | 1955-02-08 | 0 | 0
|  |  |  | 1955-02-09 | 0 | 0
|  |  |  | 1955-02-10 | 0 | 0
|  |  |  | 1955-02-11 | 0 | 0
|  |  |  | 1955-02-12 | 0 | 0
|  |  |  | 1955-02-13 | 0 | 0
|  |  |  | 1955-02-14 | 0 | 0
|  |  |  | 1955-02-15 | 0 | 0
|  |  |  | 1955-02-16 | 0 | 0
|  |  |  | 1955-02-17 | 0 | 0
|  |  |  | 1955-02-18 | 0.15 | 0.15
|  |  |  | 1955-02-19 | 0.08 | 0.08
|  |  |  | 1955-02-20 | 0 | 0
|  |  |  | 1955-02-21 | 0 | 0
|  |  |  | 1955-02-22 | 0 | 0
|  |  |  | 1955-02-23 | 0 | 0
|  |  |  | 1955-02-24 | 0 | 0
|  |  |  | 1955-02-25 | 0 | 0
|  |  |  | 1955-02-26 | 0 | 0
|  |  |  | 1955-02-27 | 0 | 0
|  |  |  | 1955-02-28 | 0 | 0
|  |  |  | 1955-03-01 | 0 | 0
|  |  |  | 1955-03-02 | 0 | 0
|  |  |  | 1955-03-03 | 0 | 0
|  |  |  | 1955-03-04 | 0 | 0
|  |  |  | 1955-03-05 | 0 | 0
|  |  |  | 1955-03-06 | 0 | 0
|  |  |  | 1955-03-07 | 0 | 0
|  |  |  | 1955-03-08 | 0 | 0
|  |  |  | 1955-03-09 | 0 | 0
|  |  |  | 1955-03-10 | 0 | 0
|  |  |  | 1955-03-11 | 0 | 0
|  |  |  | 1955-03-12 | 0 | 0
|  |  |  | 1955-03-13 | 0 | 0
|  |  |  | 1955-03-14 | 0 | 0
|  |  |  | 1955-03-15 | 0 | 0
|  |  |  | 1955-03-16 | 0 | 0
|  |  |  | 1955-03-17 | 0.25 | 0.25
|  |  |  | 1955-03-18 | 0.12 | 0.12
|  |  |  | 1955-03-19 | 0 | 0
|  |  |  | 1955-03-20 | 0.71 | 0.71
|  |  |  | 1955-03-21 | 0.09 | 0.09
|  |  |  | 1955-03-22 | 0 | 0
|  |  |  | 1955-03-23 | 0 | 0
|  |  |  | 1955-03-24 | 0 | 0
|  |  |  | 1955-03-25 | 0 | 0
|  |  |  | 1955-03-26 | 0 | 0
|  |  |  | 1955-03-27 | 0 | 0
|  |  |  | 1955-03-28 | 0 | 0
|  |  |  | 1955-03-29 | 0 | 0
|  |  |  | 1955-03-30 | 0 | 0
|  |  |  | 1955-03-31 | 0 | 0
|  |  |  | 1955-04-01 | 0.03 | 0.03
|  |  |  | 1955-04-02 | 0 | 0
|  |  |  | 1955-04-03 | 0 | 0
|  |  |  | 1955-04-04 | 0 | 0
|  |  |  | 1955-04-05 | 0.05 | 0.05
|  |  |  | 1955-04-06 | 0.26 | 0.26
|  |  |  | 1955-04-07 | 0 | 0
|  |  |  | 1955-04-08 | 0.03 | 0.03
|  |  |  | 1955-04-09 | 0 | 0
|  |  |  | 1955-04-10 | 0.01 | 0.01
|  |  |  | 1955-04-11 | 0 | 0
|  |  |  | 1955-04-12 | 0 | 0
|  |  |  | 1955-04-13 | 0 | 0
|  |  |  | 1955-04-14 | 0 | 0
|  |  |  | 1955-04-15 | 0 | 0
|  |  |  | 1955-04-16 | 0 | 0
|  |  |  | 1955-04-17 | 0 | 0
|  |  |  | 1955-04-18 | 0 | 0
|  |  |  | 1955-04-19 | 0 | 0
|  |  |  | 1955-04-20 | 0 | 0
|  |  |  | 1955-04-21 | 0 | 0
|  |  |  | 1955-04-22 | 0 | 0
|  |  |  | 1955-04-23 | 0 | 0
|  |  |  | 1955-04-24 | 0 | 0
|  |  |  | 1955-04-25 | 0 | 0
|  |  |  | 1955-04-26 | 1.2 | 1.2
|  |  |  | 1955-04-27 | 0 | 0
|  |  |  | 1955-04-28 | 0 | 0
|  |  |  | 1955-04-29 | 0 | 0
|  |  |  | 1955-04-30 | 0 | 0
|  |  |  | 1955-05-01 | 0 | 0
|  |  |  | 1955-05-02 | 0 | 0
|  |  |  | 1955-05-03 | 0 | 0
|  |  |  | 1955-05-04 | 0 | 0
|  |  |  | 1955-05-05 | 0 | 0
|  |  |  | 1955-05-06 | 0.05 | 0.05
|  |  |  | 1955-05-07 | 0 | 0
|  |  |  | 1955-05-08 | 0 | 0
|  |  |  | 1955-05-09 | 0.05 | 0.05
|  |  |  | 1955-05-10 | 0.52 | 0.52
|  |  |  | 1955-05-11 | 0.06 | 0.06
|  |  |  | 1955-05-12 | 0 | 0
|  |  |  | 1955-05-13 | 0 | 0
|  |  |  | 1955-05-14 | 0 | 0
|  |  |  | 1955-05-15 | 0 | 0
|  |  |  | 1955-05-16 | 0.85 | 0.85
|  |  |  | 1955-05-17 | 0 | 0
|  |  |  | 1955-05-18 | 2.66 | 2.66
|  |  |  | 1955-05-19 | 0.56 | 0.56
|  |  |  | 1955-05-20 | 0.71 | 0.71
|  |  |  | 1955-05-21 | 0 | 0
|  |  |  | 1955-05-22 | 0 | 0
|  |  |  | 1955-05-23 | 0.29 | 0.29
|  |  |  | 1955-05-24 | 0 | 0
|  |  |  | 1955-05-25 | 0.05 | 0.05
|  |  |  | 1955-05-26 | 0.35 | 0.35
|  |  |  | 1955-05-27 | 0 | 0
|  |  |  | 1955-05-28 | 0 | 0
|  |  |  | 1955-05-29 | 0 | 0
|  |  |  | 1955-05-30 | 0 | 0
|  |  |  | 1955-05-31 | 0 | 0
|  |  |  | 1955-06-01 | 0 | 0
|  |  |  | 1955-06-02 | 0 | 0
|  |  |  | 1955-06-03 | 0.9 | 0.9
|  |  |  | 1955-06-04 | 0.02 | 0.02
|  |  |  | 1955-06-05 | 0 | 0
|  |  |  | 1955-06-06 | 0 | 0
|  |  |  | 1955-06-07 | 0 | 0
|  |  |  | 1955-06-08 | 1.2 | 1.2
|  |  |  | 1955-06-09 | 0.01 | 0.01
|  |  |  | 1955-06-10 | 0 | 0
|  |  |  | 1955-06-11 | 0 | 0
|  |  |  | 1955-06-12 | 0 | 0
|  |  |  | 1955-06-13 | 0 | 0
|  |  |  | 1955-06-14 | 0 | 0
|  |  |  | 1955-06-15 | 0 | 0
|  |  |  | 1955-06-16 | 0 | 0
|  |  |  | 1955-06-17 | 0.65 | 0.65
|  |  |  | 1955-06-18 | 1.02 | 1.02
|  |  |  | 1955-06-19 | 0.99 | 0.99
|  |  |  | 1955-06-20 | 0 | 0
|  |  |  | 1955-06-21 | 0 | 0
|  |  |  | 1955-06-22 | 0 | 0
|  |  |  | 1955-06-23 | 0 | 0
|  |  |  | 1955-06-24 | 0 | 0
|  |  |  | 1955-06-25 | 0 | 0
|  |  |  | 1955-06-26 | 0 | 0
|  |  |  | 1955-06-27 | 0 | 0
|  |  |  | 1955-06-28 | 0 | 0
|  |  |  | 1955-06-29 | 0 | 0
|  |  |  | 1955-06-30 | 0.15 | 0.15
|  |  |  | 1955-07-01 | 0 | 0
|  |  |  | 1955-07-02 | 0 | 0
|  |  |  | 1955-07-03 | 0 | 0
|  |  |  | 1955-07-04 | 0 | 0
|  |  |  | 1955-07-05 | 0 | 0
|  |  |  | 1955-07-06 | 0 | 0
|  |  |  | 1955-07-07 | 0 | 0
|  |  |  | 1955-07-08 | 0 | 0
|  |  |  | 1955-07-09 | 0 | 0
|  |  |  | 1955-07-10 | 0 | 0
|  |  |  | 1955-07-11 | 0 | 0
|  |  |  | 1955-07-12 | 0 | 0
|  |  |  | 1955-07-13 | 0 | 0
|  |  |  | 1955-07-14 | 0 | 0
|  |  |  | 1955-07-15 | 0 | 0
|  |  |  | 1955-07-16 | 1.09 | 1.09
|  |  |  | 1955-07-17 | 0.12 | 0.12
|  |  |  | 1955-07-18 | 0.45 | 0.45
|  |  |  | 1955-07-19 | 0.09 | 0.09
|  |  |  | 1955-07-20 | 0 | 0
|  |  |  | 1955-07-21 | 0 | 0
|  |  |  | 1955-07-22 | 0 | 0
|  |  |  | 1955-07-23 | 0 | 0
|  |  |  | 1955-07-24 | 0 | 0
|  |  |  | 1955-07-25 | 0 | 0
|  |  |  | 1955-07-26 | 0 | 0
|  |  |  | 1955-07-27 | 0 | 0
|  |  |  | 1955-07-28 | 0 | 0
|  |  |  | 1955-07-29 | 0 | 0
|  |  |  | 1955-07-30 | 0 | 0
|  |  |  | 1955-07-31 | 0 | 0
|  |  |  | 1955-08-01 | 0 | 0
|  |  |  | 1955-08-02 | 0 | 0
|  |  |  | 1955-08-03 | 0 | 0
|  |  |  | 1955-08-04 | 0 | 0
|  |  |  | 1955-08-05 | 0 | 0
|  |  |  | 1955-08-06 | 0 | 0
|  |  |  | 1955-08-07 | 0 | 0
|  |  |  | 1955-08-08 | 0 | 0
|  |  |  | 1955-08-09 | 0 | 0
|  |  |  | 1955-08-10 | 0 | 0
|  |  |  | 1955-08-11 | 0 | 0
|  |  |  | 1955-08-12 | 0 | 0
|  |  |  | 1955-08-13 | 0 | 0
|  |  |  | 1955-08-14 | 0 | 0
|  |  |  | 1955-08-15 | 0 | 0
|  |  |  | 1955-08-16 | 0 | 0
|  |  |  | 1955-08-17 | 0 | 0
|  |  |  | 1955-08-18 | 0 | 0
|  |  |  | 1955-08-19 | 0.08 | 0.08
|  |  |  | 1955-08-20 | 0.02 | 0.02
|  |  |  | 1955-08-21 | 0.1 | 0.1
|  |  |  | 1955-08-22 | 0 | 0
|  |  |  | 1955-08-23 | 0 | 0
|  |  |  | 1955-08-24 | 0 | 0
|  |  |  | 1955-08-25 | 0 | 0
|  |  |  | 1955-08-26 | 0 | 0
|  |  |  | 1955-08-27 | 0 | 0
|  |  |  | 1955-08-28 | 0.06 | 0.06
|  |  |  | 1955-08-29 | 0 | 0
|  |  |  | 1955-08-30 | 1.33 | 1.33
|  |  |  | 1955-08-31 | 0 | 0
|  |  |  | 1955-09-01 | 0 | 0
|  |  |  | 1955-09-02 | 0 | 0
|  |  |  | 1955-09-03 | 0.13 | 0.13
|  |  |  | 1955-09-04 | 0.02 | 0.02
|  |  |  | 1955-09-05 | 0 | 0
|  |  |  | 1955-09-06 | 0 | 0
|  |  |  | 1955-09-07 | 0 | 0
|  |  |  | 1955-09-08 | 0 | 0
|  |  |  | 1955-09-09 | 0 | 0
|  |  |  | 1955-09-10 | 0.2 | 0.2
|  |  |  | 1955-09-11 | 0 | 0
|  |  |  | 1955-09-12 | 0 | 0
|  |  |  | 1955-09-13 | 0 | 0
|  |  |  | 1955-09-14 | 0 | 0
|  |  |  | 1955-09-15 | 0 | 0
|  |  |  | 1955-09-16 | 0 | 0
|  |  |  | 1955-09-17 | 0 | 0
|  |  |  | 1955-09-18 | 0.26 | 0.26
|  |  |  | 1955-09-19 | 0 | 0
|  |  |  | 1955-09-20 | 0 | 0
|  |  |  | 1955-09-21 | 0 | 0
|  |  |  | 1955-09-22 | 1.08 | 1.08
|  |  |  | 1955-09-23 | 0 | 0
|  |  |  | 1955-09-24 | 1.36 | 1.36
|  |  |  | 1955-09-25 | 3.14 | 3.14
|  |  |  | 1955-09-26 | 0 | 0
|  |  |  | 1955-09-27 | 0 | 0
|  |  |  | 1955-09-28 | 0 | 0
|  |  |  | 1955-09-29 | 0.22 | 0.22
|  |  |  | 1955-09-30 | 0.17 | 0.17
|  |  |  | 1955-10-01 | 0 | 0
|  |  |  | 1955-10-02 | 1.08 | 1.08
|  |  |  | 1955-10-03 | 0.75 | 0.75
|  |  |  | 1955-10-04 | 0.38 | 0.38
|  |  |  | 1955-10-05 | 0.02 | 0.02
|  |  |  | 1955-10-06 | 0 | 0
|  |  |  | 1955-10-07 | 0 | 0
|  |  |  | 1955-10-08 | 0 | 0
|  |  |  | 1955-10-09 | 0 | 0
|  |  |  | 1955-10-10 | 0 | 0
|  |  |  | 1955-10-11 | 0 | 0
|  |  |  | 1955-10-12 | 0 | 0
|  |  |  | 1955-10-13 | 0 | 0
|  |  |  | 1955-10-14 | 0 | 0
|  |  |  | 1955-10-15 | 0 | 0
|  |  |  | 1955-10-16 | 0 | 0
|  |  |  | 1955-10-17 | 0 | 0
|  |  |  | 1955-10-18 | 0 | 0
|  |  |  | 1955-10-19 | 0 | 0
|  |  |  | 1955-10-20 | 0 | 0
|  |  |  | 1955-10-21 | 0 | 0
|  |  |  | 1955-10-22 | 0 | 0
|  |  |  | 1955-10-23 | 0 | 0
|  |  |  | 1955-10-24 | 0 | 0
|  |  |  | 1955-10-25 | 0 | 0
|  |  |  | 1955-10-26 | 0 | 0
|  |  |  | 1955-10-27 | 0 | 0
|  |  |  | 1955-10-28 | 0 | 0
|  |  |  | 1955-10-29 | 0 | 0
|  |  |  | 1955-10-30 | 0 | 0
|  |  |  | 1955-10-31 | 0 | 0
|  |  |  | 1955-11-01 | 0 | 0
|  |  |  | 1955-11-02 | 0 | 0
|  |  |  | 1955-11-03 | 0 | 0
|  |  |  | 1955-11-04 | 0 | 0
|  |  |  | 1955-11-05 | 0 | 0
|  |  |  | 1955-11-06 | 0 | 0
|  |  |  | 1955-11-07 | 0 | 0
|  |  |  | 1955-11-08 | 0 | 0
|  |  |  | 1955-11-09 | 0 | 0
|  |  |  | 1955-11-10 | 0 | 0
|  |  |  | 1955-11-11 | 0 | 0
|  |  |  | 1955-11-12 | 0 | 0
|  |  |  | 1955-11-13 | 0 | 0
|  |  |  | 1955-11-14 | 0 | 0
|  |  |  | 1955-11-15 | 0 | 0
|  |  |  | 1955-11-16 | 0 | 0
|  |  |  | 1955-11-17 | 0 | 0
|  |  |  | 1955-11-18 | 0 | 0
|  |  |  | 1955-11-19 | 0 | 0
|  |  |  | 1955-11-20 | 0 | 0
|  |  |  | 1955-11-21 | 0 | 0
|  |  |  | 1955-11-22 | 0 | 0
|  |  |  | 1955-11-23 | 0 | 0
|  |  |  | 1955-11-24 | 0 | 0
|  |  |  | 1955-11-25 | 0 | 0
|  |  |  | 1955-11-26 | 0 | 0
|  |  |  | 1955-11-27 | 0 | 0
|  |  |  | 1955-11-28 | 0 | 0
|  |  |  | 1955-11-29 | 0 | 0
|  |  |  | 1955-11-30 | 0.23 | 0.23
|  |  |  | 1955-12-01 | 0.1 | 0.1
|  |  |  | 1955-12-02 | 0 | 0
|  |  |  | 1955-12-03 | 0 | 0
|  |  |  | 1955-12-04 | 0 | 0
|  |  |  | 1955-12-05 | 0 | 0
|  |  |  | 1955-12-06 | 0 | 0
|  |  |  | 1955-12-07 | 0 | 0
|  |  |  | 1955-12-08 | 0 | 0
|  |  |  | 1955-12-09 | 0 | 0
|  |  |  | 1955-12-10 | 0 | 0
|  |  |  | 1955-12-11 | 0 | 0
|  |  |  | 1955-12-12 | 0 | 0
|  |  |  | 1955-12-13 | 0 | 0
|  |  |  | 1955-12-14 | 0 | 0
|  |  |  | 1955-12-15 | 0 | 0
|  |  |  | 1955-12-16 | 0 | 0
|  |  |  | 1955-12-17 | 0 | 0
|  |  |  | 1955-12-18 | 0 | 0
|  |  |  | 1955-12-19 | 0 | 0
|  |  |  | 1955-12-20 | 0 | 0
|  |  |  | 1955-12-21 | 0 | 0
|  |  |  | 1955-12-22 | 0 | 0
|  |  |  | 1955-12-23 | 0 | 0
|  |  |  | 1955-12-24 | 0 | 0
|  |  |  | 1955-12-25 | 0 | 0
|  |  |  | 1955-12-26 | 0 | 0
|  |  |  | 1955-12-27 | 0 | 0
|  |  |  | 1955-12-28 | 0 | 0
|  |  |  | 1955-12-29 | 0 | 0
|  |  |  | 1955-12-30 | 0 | 0
|  |  |  | 1955-12-31 | 0 | 0
|  |  |  | 1956-01-01 | 0 | 0
|  |  |  | 1956-01-02 | 0 | 0
|  |  |  | 1956-01-03 | 0 | 0
|  |  |  | 1956-01-04 | 0 | 0
|  |  |  | 1956-01-05 | 0 | 0
|  |  |  | 1956-01-06 | 0 | 0
|  |  |  | 1956-01-07 | 0 | 0
|  |  |  | 1956-01-08 | 0 | 0
|  |  |  | 1956-01-09 | 0 | 0
|  |  |  | 1956-01-10 | 0 | 0
|  |  |  | 1956-01-11 | 0 | 0
|  |  |  | 1956-01-12 | 0 | 0
|  |  |  | 1956-01-13 | 0 | 0
|  |  |  | 1956-01-14 | 0 | 0
|  |  |  | 1956-01-15 | 0 | 0
|  |  |  | 1956-01-16 | 0 | 0
|  |  |  | 1956-01-17 | 0.1 | 0.1
|  |  |  | 1956-01-18 | 0.02 | 0.02
|  |  |  | 1956-01-19 | 0 | 0
|  |  |  | 1956-01-20 | 0 | 0
|  |  |  | 1956-01-21 | 0.07 | 0.07
|  |  |  | 1956-01-22 | 0.11 | 0.11
|  |  |  | 1956-01-23 | 0.01 | 0.01
|  |  |  | 1956-01-24 | 0 | 0
|  |  |  | 1956-01-25 | 0 | 0
|  |  |  | 1956-01-26 | 0 | 0
|  |  |  | 1956-01-27 | 0 | 0
|  |  |  | 1956-01-28 | 0 | 0
|  |  |  | 1956-01-29 | 0 | 0
|  |  |  | 1956-01-30 | 0 | 0
|  |  |  | 1956-01-31 | 0.08 | 0.08
|  |  |  | 1956-02-01 | 0.15 | 0.15
|  |  |  | 1956-02-02 | 0.02 | 0.02
|  |  |  | 1956-02-03 | 0.1 | 0.1
|  |  |  | 1956-02-04 | 0.03 | 0.03
|  |  |  | 1956-02-05 | 0.03 | 0.03
|  |  |  | 1956-02-06 | 0 | 0
|  |  |  | 1956-02-07 | 0.2 | 0.2
|  |  |  | 1956-02-08 | 0.04 | 0.04
|  |  |  | 1956-02-09 | 0.1 | 0.1
|  |  |  | 1956-02-10 | 0.38 | 0.38
|  |  |  | 1956-02-11 | 0 | 0
|  |  |  | 1956-02-12 | 0 | 0
|  |  |  | 1956-02-13 | 0 | 0
|  |  |  | 1956-02-14 | 0 | 0
|  |  |  | 1956-02-15 | 0 | 0
|  |  |  | 1956-02-16 | 0 | 0
|  |  |  | 1956-02-17 | 0.06 | 0.06
|  |  |  | 1956-02-18 | 0 | 0
|  |  |  | 1956-02-19 | 0 | 0
|  |  |  | 1956-02-20 | 0 | 0
|  |  |  | 1956-02-21 | 0 | 0
|  |  |  | 1956-02-22 | 0 | 0
|  |  |  | 1956-02-23 | 0 | 0
|  |  |  | 1956-02-24 | 0 | 0
|  |  |  | 1956-02-25 | 0 | 0
|  |  |  | 1956-02-26 | 0 | 0
|  |  |  | 1956-02-27 | 0 | 0
|  |  |  | 1956-02-28 | 0 | 0
|  |  |  | 1956-02-29 | 0 | 0
|  |  |  | 1956-03-01 | 0 | 0
|  |  |  | 1956-03-02 | 0 | 0
|  |  |  | 1956-03-03 | 0 | 0
|  |  |  | 1956-03-04 | 0 | 0
|  |  |  | 1956-03-05 | 0 | 0
|  |  |  | 1956-03-06 | 0 | 0
|  |  |  | 1956-03-07 | 0 | 0
|  |  |  | 1956-03-08 | 0 | 0
|  |  |  | 1956-03-09 | 0 | 0
|  |  |  | 1956-03-10 | 0 | 0
|  |  |  | 1956-03-11 | 0 | 0
|  |  |  | 1956-03-12 | 0 | 0
|  |  |  | 1956-03-13 | 0 | 0
|  |  |  | 1956-03-14 | 0 | 0
|  |  |  | 1956-03-15 | 0 | 0
|  |  |  | 1956-03-16 | 0 | 0
|  |  |  | 1956-03-17 | 0 | 0
|  |  |  | 1956-03-18 | 0 | 0
|  |  |  | 1956-03-19 | 0 | 0
|  |  |  | 1956-03-20 | 0 | 0
|  |  |  | 1956-03-21 | 0 | 0
|  |  |  | 1956-03-22 | 0 | 0
|  |  |  | 1956-03-23 | 0 | 0
|  |  |  | 1956-03-24 | 0 | 0
|  |  |  | 1956-03-25 | 0 | 0
|  |  |  | 1956-03-26 | 0 | 0
|  |  |  | 1956-03-27 | 0 | 0
|  |  |  | 1956-03-28 | 0 | 0
|  |  |  | 1956-03-29 | 0 | 0
|  |  |  | 1956-03-30 | 0 | 0
|  |  |  | 1956-03-31 | 0 | 0
|  |  |  | 1956-04-01 | 0 | 0
|  |  |  | 1956-04-02 | 0 | 0
|  |  |  | 1956-04-03 | 0 | 0
|  |  |  | 1956-04-04 | 0 | 0
|  |  |  | 1956-04-05 | 0.06 | 0.06
|  |  |  | 1956-04-06 | 0 | 0
|  |  |  | 1956-04-07 | 0 | 0
|  |  |  | 1956-04-08 | 0 | 0
|  |  |  | 1956-04-09 | 0 | 0
|  |  |  | 1956-04-10 | 0 | 0
|  |  |  | 1956-04-11 | 0 | 0
|  |  |  | 1956-04-12 | 0 | 0
|  |  |  | 1956-04-13 | 0 | 0
|  |  |  | 1956-04-14 | 0 | 0
|  |  |  | 1956-04-15 | 0 | 0
|  |  |  | 1956-04-16 | 0 | 0
|  |  |  | 1956-04-17 | 0 | 0
|  |  |  | 1956-04-18 | 0 | 0
|  |  |  | 1956-04-19 | 0 | 0
|  |  |  | 1956-04-20 | 0 | 0
|  |  |  | 1956-04-21 | 0 | 0
|  |  |  | 1956-04-22 | 0 | 0
|  |  |  | 1956-04-23 | 0 | 0
|  |  |  | 1956-04-24 | 0 | 0
|  |  |  | 1956-04-25 | 0 | 0
|  |  |  | 1956-04-26 | 0 | 0
|  |  |  | 1956-04-27 | 0 | 0
|  |  |  | 1956-04-28 | 0.62 | 0.62
|  |  |  | 1956-04-29 | 0.04 | 0.04
|  |  |  | 1956-04-30 | 0.33 | 0.33
|  |  |  | 1956-05-01 | 1.16 | 1.16
|  |  |  | 1956-05-02 | 1.55 | 1.55
|  |  |  | 1956-05-03 | 0 | 0
|  |  |  | 1956-05-04 | 0 | 0
|  |  |  | 1956-05-05 | 0 | 0
|  |  |  | 1956-05-06 | 0 | 0
|  |  |  | 1956-05-07 | 0 | 0
|  |  |  | 1956-05-08 | 0 | 0
|  |  |  | 1956-05-09 | 0 | 0
|  |  |  | 1956-05-10 | 0 | 0
|  |  |  | 1956-05-11 | 0 | 0
|  |  |  | 1956-05-12 | 0 | 0
|  |  |  | 1956-05-13 | 0 | 0
|  |  |  | 1956-05-14 | 0.6 | 0.6
|  |  |  | 1956-05-15 | 0 | 0
|  |  |  | 1956-05-16 | 0 | 0
|  |  |  | 1956-05-17 | 0 | 0
|  |  |  | 1956-05-18 | 0 | 0
|  |  |  | 1956-05-19 | 0 | 0
|  |  |  | 1956-05-20 | 0 | 0
|  |  |  | 1956-05-21 | 0 | 0
|  |  |  | 1956-05-22 | 0 | 0
|  |  |  | 1956-05-23 | 2.1 | 2.1
|  |  |  | 1956-05-24 | 0.15 | 0.15
|  |  |  | 1956-05-25 | 0.45 | 0.45
|  |  |  | 1956-05-26 | 0.02 | 0.02
|  |  |  | 1956-05-27 | 0.98 | 0.98
|  |  |  | 1956-05-28 | 0 | 0
|  |  |  | 1956-05-29 | 0 | 0
|  |  |  | 1956-05-30 | 0 | 0
|  |  |  | 1956-05-31 | 0.05 | 0.05
|  |  |  | 1956-06-01 | 0 | 0
|  |  |  | 1956-06-02 | 0.07 | 0.07
|  |  |  | 1956-06-03 | 0.01 | 0.01
|  |  |  | 1956-06-04 | 0 | 0
|  |  |  | 1956-06-05 | 0 | 0
|  |  |  | 1956-06-06 | 0 | 0
|  |  |  | 1956-06-07 | 0 | 0
|  |  |  | 1956-06-08 | 0 | 0
|  |  |  | 1956-06-09 | 0.05 | 0.05
|  |  |  | 1956-06-10 | 0 | 0
|  |  |  | 1956-06-11 | 0 | 0
|  |  |  | 1956-06-12 | 0 | 0
|  |  |  | 1956-06-13 | 0 | 0
|  |  |  | 1956-06-14 | 0 | 0
|  |  |  | 1956-06-15 | 0.45 | 0.45
|  |  |  | 1956-06-16 | 0 | 0
|  |  |  | 1956-06-17 | 0 | 0
|  |  |  | 1956-06-18 | 0.73 | 0.73
|  |  |  | 1956-06-19 | 0 | 0
|  |  |  | 1956-06-20 | 0 | 0
|  |  |  | 1956-06-21 | 0 | 0
|  |  |  | 1956-06-22 | 0 | 0
|  |  |  | 1956-06-23 | 0 | 0
|  |  |  | 1956-06-24 | 0 | 0
|  |  |  | 1956-06-25 | 0 | 0
|  |  |  | 1956-06-26 | 0 | 0
|  |  |  | 1956-06-27 | 0 | 0
|  |  |  | 1956-06-28 | 0.2 | 0.2
|  |  |  | 1956-06-29 | 0 | 0
|  |  |  | 1956-06-30 | 0 | 0
|  |  |  | 1956-07-01 | 0 | 0
|  |  |  | 1956-07-02 | 0 | 0
|  |  |  | 1956-07-03 | 0 | 0
|  |  |  | 1956-07-04 | 0 | 0
|  |  |  | 1956-07-05 | 0 | 0
|  |  |  | 1956-07-06 | 0.33 | 0.33
|  |  |  | 1956-07-07 | 0 | 0
|  |  |  | 1956-07-08 | 0.24 | 0.24
|  |  |  | 1956-07-09 | 0 | 0
|  |  |  | 1956-07-10 | 0 | 0
|  |  |  | 1956-07-11 | 0 | 0
|  |  |  | 1956-07-12 | 0 | 0
|  |  |  | 1956-07-13 | 0 | 0
|  |  |  | 1956-07-14 | 0 | 0
|  |  |  | 1956-07-15 | 0 | 0
|  |  |  | 1956-07-16 | 0 | 0
|  |  |  | 1956-07-17 | 0 | 0
|  |  |  | 1956-07-18 | 0 | 0
|  |  |  | 1956-07-19 | 0.06 | 0.06
|  |  |  | 1956-07-20 | 0 | 0
|  |  |  | 1956-07-21 | 0 | 0
|  |  |  | 1956-07-22 | 0 | 0
|  |  |  | 1956-07-23 | 0 | 0
|  |  |  | 1956-07-24 | 0 | 0
|  |  |  | 1956-07-25 | 0 | 0
|  |  |  | 1956-07-26 | 0 | 0
|  |  |  | 1956-07-27 | 0 | 0
|  |  |  | 1956-07-28 | 0 | 0
|  |  |  | 1956-07-29 | 0 | 0
|  |  |  | 1956-07-30 | 0.05 | 0.05
|  |  |  | 1956-07-31 | 0 | 0
|  |  |  | 1956-08-01 | 0.23 | 0.23
|  |  |  | 1956-08-02 | 0 | 0
|  |  |  | 1956-08-03 | 0 | 0
|  |  |  | 1956-08-04 | 0 | 0
|  |  |  | 1956-08-05 | 0 | 0
|  |  |  | 1956-08-06 | 0 | 0
|  |  |  | 1956-08-07 | 0 | 0
|  |  |  | 1956-08-08 | 0 | 0
|  |  |  | 1956-08-09 | 0 | 0
|  |  |  | 1956-08-10 | 0 | 0
|  |  |  | 1956-08-11 | 0 | 0
|  |  |  | 1956-08-12 | 0 | 0
|  |  |  | 1956-08-13 | 0 | 0
|  |  |  | 1956-08-14 | 0 | 0
|  |  |  | 1956-08-15 | 0 | 0
|  |  |  | 1956-08-16 | 0 | 0
|  |  |  | 1956-08-17 | 0 | 0
|  |  |  | 1956-08-18 | 2.38 | 2.38
|  |  |  | 1956-08-19 | 0.04 | 0.04
|  |  |  | 1956-08-20 | 0 | 0
|  |  |  | 1956-08-21 | 0 | 0
|  |  |  | 1956-08-22 | 0 | 0
|  |  |  | 1956-08-23 | 0 | 0
|  |  |  | 1956-08-24 | 0 | 0
|  |  |  | 1956-08-25 | 0 | 0
|  |  |  | 1956-08-26 | 0 | 0
|  |  |  | 1956-08-27 | 0 | 0
|  |  |  | 1956-08-28 | 0 | 0
|  |  |  | 1956-08-29 | 0 | 0
|  |  |  | 1956-08-30 | 0 | 0
|  |  |  | 1956-08-31 | 0 | 0
|  |  |  | 1956-09-01 | 0 | 0
|  |  |  | 1956-09-02 | 0 | 0
|  |  |  | 1956-09-03 | 0 | 0
|  |  |  | 1956-09-04 | 0 | 0
|  |  |  | 1956-09-05 | 0 | 0
|  |  |  | 1956-09-06 | 0 | 0
|  |  |  | 1956-09-07 | 0 | 0
|  |  |  | 1956-09-08 | 0 | 0
|  |  |  | 1956-09-09 | 0 | 0
|  |  |  | 1956-09-10 | 0 | 0
|  |  |  | 1956-09-11 | 0 | 0
|  |  |  | 1956-09-12 | 0 | 0
|  |  |  | 1956-09-13 | 0 | 0
|  |  |  | 1956-09-14 | 0 | 0
|  |  |  | 1956-09-15 | 0 | 0
|  |  |  | 1956-09-16 | 0 | 0
|  |  |  | 1956-09-17 | 0 | 0
|  |  |  | 1956-09-18 | 0 | 0
|  |  |  | 1956-09-19 | 0 | 0
|  |  |  | 1956-09-20 | 0 | 0
|  |  |  | 1956-09-21 | 0 | 0
|  |  |  | 1956-09-22 | 0 | 0
|  |  |  | 1956-09-23 | 0 | 0
|  |  |  | 1956-09-24 | 0 | 0
|  |  |  | 1956-09-25 | 0 | 0
|  |  |  | 1956-09-26 | 0 | 0
|  |  |  | 1956-09-27 | 0 | 0
|  |  |  | 1956-09-28 | 0 | 0
|  |  |  | 1956-09-29 | 0 | 0
|  |  |  | 1956-09-30 | 0 | 0
|  |  |  | 1956-10-01 | 0 | 0
|  |  |  | 1956-10-02 | 0 | 0
|  |  |  | 1956-10-03 | 0 | 0
|  |  |  | 1956-10-04 | 0 | 0
|  |  |  | 1956-10-05 | 0 | 0
|  |  |  | 1956-10-06 | 0 | 0
|  |  |  | 1956-10-07 | 0 | 0
|  |  |  | 1956-10-08 | 0 | 0
|  |  |  | 1956-10-09 | 0 | 0
|  |  |  | 1956-10-10 | 0 | 0
|  |  |  | 1956-10-11 | 0 | 0
|  |  |  | 1956-10-12 | 0 | 0
|  |  |  | 1956-10-13 | 0 | 0
|  |  |  | 1956-10-14 | 1.84 | 1.84
|  |  |  | 1956-10-15 | 0.8 | 0.8
|  |  |  | 1956-10-16 | 0 | 0
|  |  |  | 1956-10-17 | 0 | 0
|  |  |  | 1956-10-18 | 0.76 | 0.76
|  |  |  | 1956-10-19 | 0.16 | 0.16
|  |  |  | 1956-10-20 | 0 | 0
|  |  |  | 1956-10-21 | 0 | 0
|  |  |  | 1956-10-22 | 0 | 0
|  |  |  | 1956-10-23 | 0 | 0
|  |  |  | 1956-10-24 | 0 | 0
|  |  |  | 1956-10-25 | 0 | 0
|  |  |  | 1956-10-26 | 0 | 0
|  |  |  | 1956-10-27 | 0 | 0
|  |  |  | 1956-10-28 | 0 | 0
|  |  |  | 1956-10-29 | 0 | 0
|  |  |  | 1956-10-30 | 1.05 | 1.05
|  |  |  | 1956-10-31 | 0 | 0
|  |  |  | 1956-11-01 | 0 | 0
|  |  |  | 1956-11-02 | 0.09 | 0.09
|  |  |  | 1956-11-03 | 0 | 0
|  |  |  | 1956-11-04 | 0.6 | 0.6
|  |  |  | 1956-11-05 | 0 | 0
|  |  |  | 1956-11-06 | 0 | 0
|  |  |  | 1956-11-07 | 0.06 | 0.06
|  |  |  | 1956-11-08 | 0 | 0
|  |  |  | 1956-11-09 | 0 | 0
|  |  |  | 1956-11-10 | 0 | 0
|  |  |  | 1956-11-11 | 0 | 0
|  |  |  | 1956-11-12 | 0 | 0
|  |  |  | 1956-11-13 | 0 | 0
|  |  |  | 1956-11-14 | 0 | 0
|  |  |  | 1956-11-15 | 0 | 0
|  |  |  | 1956-11-16 | 0 | 0
|  |  |  | 1956-11-17 | 0 | 0
|  |  |  | 1956-11-18 | 0 | 0
|  |  |  | 1956-11-19 | 0 | 0
|  |  |  | 1956-11-20 | 0 | 0
|  |  |  | 1956-11-21 | 0 | 0
|  |  |  | 1956-11-22 | 0 | 0
|  |  |  | 1956-11-23 | 0 | 0
|  |  |  | 1956-11-24 | 0 | 0
|  |  |  | 1956-11-25 | 0 | 0
|  |  |  | 1956-11-26 | 0 | 0
|  |  |  | 1956-11-27 | 0 | 0
|  |  |  | 1956-11-28 | 0 | 0
|  |  |  | 1956-11-29 | 0 | 0
|  |  |  | 1956-11-30 | 0 | 0
|  |  |  | 1956-12-01 | 0 | 0
|  |  |  | 1956-12-02 | 0 | 0
|  |  |  | 1956-12-03 | 0 | 0
|  |  |  | 1956-12-04 | 0 | 0
|  |  |  | 1956-12-05 | 0 | 0
|  |  |  | 1956-12-06 | 0.05 | 0.05
|  |  |  | 1956-12-07 | 0 | 0
|  |  |  | 1956-12-08 | 0.2 | 0.2
|  |  |  | 1956-12-09 | 0 | 0
|  |  |  | 1956-12-10 | 0 | 0
|  |  |  | 1956-12-11 | 0 | 0
|  |  |  | 1956-12-12 | 0 | 0
|  |  |  | 1956-12-13 | 0 | 0
|  |  |  | 1956-12-14 | 0 | 0
|  |  |  | 1956-12-15 | 0 | 0
|  |  |  | 1956-12-16 | 0 | 0
|  |  |  | 1956-12-17 | 0 | 0
|  |  |  | 1956-12-18 | 0.08 | 0.08
|  |  |  | 1956-12-19 | 0.92 | 0.92
|  |  |  | 1956-12-20 | 0 | 0
|  |  |  | 1956-12-21 | 0 | 0
|  |  |  | 1956-12-22 | 0.25 | 0.25
|  |  |  | 1956-12-23 | 0 | 0
|  |  |  | 1956-12-24 | 0 | 0
|  |  |  | 1956-12-25 | 0 | 0
|  |  |  | 1956-12-26 | 0 | 0
|  |  |  | 1956-12-27 | 0 | 0
|  |  |  | 1956-12-28 | 0 | 0
|  |  |  | 1956-12-29 | 0 | 0
|  |  |  | 1956-12-30 | 0 | 0
|  |  |  | 1956-12-31 | 0 | 0
|  |  |  | 1957-01-01 | 0 | 0
|  |  |  | 1957-01-02 | 0 | 0
|  |  |  | 1957-01-03 | 0 | 0
|  |  |  | 1957-01-04 | 0.02 | 0.02
|  |  |  | 1957-01-05 | 0 | 0
|  |  |  | 1957-01-06 | 0 | 0
|  |  |  | 1957-01-07 | 0 | 0
|  |  |  | 1957-01-08 | 0 | 0
|  |  |  | 1957-01-09 | 0 | 0
|  |  |  | 1957-01-10 | 0 | 0
|  |  |  | 1957-01-11 | 0 | 0
|  |  |  | 1957-01-12 | 0 | 0
|  |  |  | 1957-01-13 | 0 | 0
|  |  |  | 1957-01-14 | 0 | 0
|  |  |  | 1957-01-15 | 0 | 0
|  |  |  | 1957-01-16 | 0 | 0
|  |  |  | 1957-01-17 | 0 | 0
|  |  |  | 1957-01-18 | 0 | 0
|  |  |  | 1957-01-19 | 0.02 | 0.02
|  |  |  | 1957-01-20 | 0 | 0
|  |  |  | 1957-01-21 | 0 | 0
|  |  |  | 1957-01-22 | 0.42 | 0.42
|  |  |  | 1957-01-23 | 0 | 0
|  |  |  | 1957-01-24 | 0 | 0
|  |  |  | 1957-01-25 | 0 | 0
|  |  |  | 1957-01-26 | 0.01 | 0.01
|  |  |  | 1957-01-27 | 0.13 | 0.13
|  |  |  | 1957-01-28 | 0.06 | 0.06
|  |  |  | 1957-01-29 | 0.15 | 0.15
|  |  |  | 1957-01-30 | 0.21 | 0.21
|  |  |  | 1957-01-31 | 0.15 | 0.15
|  |  |  | 1957-02-01 | 0.05 | 0.05
|  |  |  | 1957-02-02 | 0 | 0
|  |  |  | 1957-02-03 | 0 | 0
|  |  |  | 1957-02-04 | 0.22 | 0.22
|  |  |  | 1957-02-05 | 0.03 | 0.03
|  |  |  | 1957-02-06 | 0.48 | 0.48
|  |  |  | 1957-02-07 | 0.24 | 0.24
|  |  |  | 1957-02-08 | 0 | 0
|  |  |  | 1957-02-09 | 0 | 0
|  |  |  | 1957-02-10 | 0 | 0
|  |  |  | 1957-02-11 | 0 | 0
|  |  |  | 1957-02-12 | 0 | 0
|  |  |  | 1957-02-13 | 0 | 0
|  |  |  | 1957-02-14 | 0 | 0
|  |  |  | 1957-02-15 | 0 | 0
|  |  |  | 1957-02-16 | 0 | 0
|  |  |  | 1957-02-17 | 0 | 0
|  |  |  | 1957-02-18 | 0.42 | 0.42
|  |  |  | 1957-02-19 | 0 | 0
|  |  |  | 1957-02-20 | 0 | 0
|  |  |  | 1957-02-21 | 0 | 0
|  |  |  | 1957-02-22 | 0.13 | 0.13
|  |  |  | 1957-02-23 | 0 | 0
|  |  |  | 1957-02-24 | 0 | 0
|  |  |  | 1957-02-25 | 0 | 0
|  |  |  | 1957-02-26 | 0 | 0
|  |  |  | 1957-02-27 | 0 | 0
|  |  |  | 1957-02-28 | 0.05 | 0.05
|  |  |  | 1957-03-01 | 0 | 0
|  |  |  | 1957-03-02 | 0.35 | 0.35
|  |  |  | 1957-03-03 | 0 | 0
|  |  |  | 1957-03-04 | 0.12 | 0.12
|  |  |  | 1957-03-05 | 0.03 | 0.03
|  |  |  | 1957-03-06 | 0.63 | 0.63
|  |  |  | 1957-03-07 | 0 | 0
|  |  |  | 1957-03-08 | 0 | 0
|  |  |  | 1957-03-09 | 0 | 0
|  |  |  | 1957-03-10 | 0 | 0
|  |  |  | 1957-03-11 | 0 | 0
|  |  |  | 1957-03-12 | 0 | 0
|  |  |  | 1957-03-13 | 0 | 0
|  |  |  | 1957-03-14 | 0 | 0
|  |  |  | 1957-03-15 | 0 | 0
|  |  |  | 1957-03-16 | 0 | 0
|  |  |  | 1957-03-17 | 0 | 0
|  |  |  | 1957-03-18 | 0 | 0
|  |  |  | 1957-03-19 | 0 | 0
|  |  |  | 1957-03-20 | 1.01 | 1.01
|  |  |  | 1957-03-21 | 0 | 0
|  |  |  | 1957-03-22 | 0 | 0
|  |  |  | 1957-03-23 | 0 | 0
|  |  |  | 1957-03-24 | 0.09 | 0.09
|  |  |  | 1957-03-25 | 0 | 0
|  |  |  | 1957-03-26 | 0 | 0
|  |  |  | 1957-03-27 | 0.08 | 0.08
|  |  |  | 1957-03-28 | 0 | 0
|  |  |  | 1957-03-29 | 0 | 0
|  |  |  | 1957-03-30 | 0.07 | 0.07
|  |  |  | 1957-03-31 | 0 | 0
|  |  |  | 1957-04-01 | 0 | 0
|  |  |  | 1957-04-02 | 0 | 0
|  |  |  | 1957-04-03 | 0.14 | 0.14
|  |  |  | 1957-04-04 | 0 | 0
|  |  |  | 1957-04-05 | 0 | 0
|  |  |  | 1957-04-06 | 0 | 0
|  |  |  | 1957-04-07 | 0 | 0
|  |  |  | 1957-04-08 | 0 | 0
|  |  |  | 1957-04-09 | 0 | 0
|  |  |  | 1957-04-10 | 0 | 0
|  |  |  | 1957-04-11 | 0 | 0
|  |  |  | 1957-04-12 | 0.27 | 0.27
|  |  |  | 1957-04-13 | 0 | 0
|  |  |  | 1957-04-14 | 0 | 0
|  |  |  | 1957-04-15 | 0 | 0
|  |  |  | 1957-04-16 | 0.01 | 0.01
|  |  |  | 1957-04-17 | 0 | 0
|  |  |  | 1957-04-18 | 0 | 0
|  |  |  | 1957-04-19 | 0.1 | 0.1
|  |  |  | 1957-04-20 | 1.94 | 1.94
|  |  |  | 1957-04-21 | 0 | 0
|  |  |  | 1957-04-22 | 0.9 | 0.9
|  |  |  | 1957-04-23 | 0.58 | 0.58
|  |  |  | 1957-04-24 | 0 | 0
|  |  |  | 1957-04-25 | 1.81 | 1.81
|  |  |  | 1957-04-26 | 0.12 | 0.12
|  |  |  | 1957-04-27 | 0 | 0
|  |  |  | 1957-04-28 | 1.25 | 1.25
|  |  |  | 1957-04-29 | 1.12 | 1.12
|  |  |  | 1957-04-30 | 0.26 | 0.26
|  |  |  | 1957-05-01 | 0.2 | 0.2
|  |  |  | 1957-05-02 | 2.05 | 2.05
|  |  |  | 1957-05-03 | 0.87 | 0.87
|  |  |  | 1957-05-04 | 0.57 | 0.57
|  |  |  | 1957-05-05 | 0 | 0
|  |  |  | 1957-05-06 | 0 | 0
|  |  |  | 1957-05-07 | 0 | 0
|  |  |  | 1957-05-08 | 0.45 | 0.45
|  |  |  | 1957-05-09 | 0.31 | 0.31
|  |  |  | 1957-05-10 | 0 | 0
|  |  |  | 1957-05-11 | 0.53 | 0.53
|  |  |  | 1957-05-12 | 0 | 0
|  |  |  | 1957-05-13 | 0.98 | 0.98
|  |  |  | 1957-05-14 | 0 | 0
|  |  |  | 1957-05-15 | 0 | 0
|  |  |  | 1957-05-16 | 0 | 0
|  |  |  | 1957-05-17 | 3.95 | 3.95
|  |  |  | 1957-05-18 | 0.12 | 0.12
|  |  |  | 1957-05-19 | 0 | 0
|  |  |  | 1957-05-20 | 0 | 0
|  |  |  | 1957-05-21 | 0 | 0
|  |  |  | 1957-05-22 | 0 | 0
|  |  |  | 1957-05-23 | 0.13 | 0.13
|  |  |  | 1957-05-24 | 0.48 | 0.48
|  |  |  | 1957-05-25 | 0.1 | 0.1
|  |  |  | 1957-05-26 | 0 | 0
|  |  |  | 1957-05-27 | 0 | 0
|  |  |  | 1957-05-28 | 0 | 0
|  |  |  | 1957-05-29 | 0 | 0
|  |  |  | 1957-05-30 | 1.23 | 1.23
|  |  |  | 1957-05-31 | 0.06 | 0.06
|  |  |  | 1957-06-01 | 0.39 | 0.39
|  |  |  | 1957-06-02 | 0.04 | 0.04
|  |  |  | 1957-06-03 | 0.14 | 0.14
|  |  |  | 1957-06-04 | 0.22 | 0.22
|  |  |  | 1957-06-05 | 0 | 0
|  |  |  | 1957-06-06 | 0 | 0
|  |  |  | 1957-06-07 | 0 | 0
|  |  |  | 1957-06-08 | 0 | 0
|  |  |  | 1957-06-09 | 0 | 0
|  |  |  | 1957-06-10 | 0 | 0
|  |  |  | 1957-06-11 | 0 | 0
|  |  |  | 1957-06-12 | 1.07 | 1.07
|  |  |  | 1957-06-13 | 0 | 0
|  |  |  | 1957-06-14 | 0 | 0
|  |  |  | 1957-06-15 | 0 | 0
|  |  |  | 1957-06-16 | 0 | 0
|  |  |  | 1957-06-17 | 0 | 0
|  |  |  | 1957-06-18 | 1.51 | 1.51
|  |  |  | 1957-06-19 | 0 | 0
|  |  |  | 1957-06-20 | 0 | 0
|  |  |  | 1957-06-21 | 0 | 0
|  |  |  | 1957-06-22 | 0 | 0
|  |  |  | 1957-06-23 | 0 | 0
|  |  |  | 1957-06-24 | 0 | 0
|  |  |  | 1957-06-25 | 0 | 0
|  |  |  | 1957-06-26 | 0 | 0
|  |  |  | 1957-06-27 | 0 | 0
|  |  |  | 1957-06-28 | 0 | 0
|  |  |  | 1957-06-29 | 0 | 0
|  |  |  | 1957-06-30 | 0 | 0
|  |  |  | 1957-07-01 | 0 | 0
|  |  |  | 1957-07-02 | 0 | 0
|  |  |  | 1957-07-03 | 0 | 0
|  |  |  | 1957-07-04 | 0 | 0
|  |  |  | 1957-07-05 | 0 | 0
|  |  |  | 1957-07-06 | 0 | 0
|  |  |  | 1957-07-07 | 0 | 0
|  |  |  | 1957-07-08 | 0 | 0
|  |  |  | 1957-07-09 | 0 | 0
|  |  |  | 1957-07-10 | 0 | 0
|  |  |  | 1957-07-11 | 0 | 0
|  |  |  | 1957-07-12 | 0 | 0
|  |  |  | 1957-07-13 | 0 | 0
|  |  |  | 1957-07-14 | 0 | 0
|  |  |  | 1957-07-15 | 0 | 0
|  |  |  | 1957-07-16 | 0 | 0
|  |  |  | 1957-07-17 | 0 | 0
|  |  |  | 1957-07-18 | 0 | 0
|  |  |  | 1957-07-19 | 0 | 0
|  |  |  | 1957-07-20 | 0 | 0
|  |  |  | 1957-07-21 | 0.25 | 0.25
|  |  |  | 1957-07-22 | 0.12 | 0.12
|  |  |  | 1957-07-23 | 0.22 | 0.22
|  |  |  | 1957-07-24 | 0.1 | 0.1
|  |  |  | 1957-07-25 | 0 | 0
|  |  |  | 1957-07-26 | 0 | 0
|  |  |  | 1957-07-27 | 0 | 0
|  |  |  | 1957-07-28 | 0 | 0
|  |  |  | 1957-07-29 | 0 | 0
|  |  |  | 1957-07-30 | 0 | 0
|  |  |  | 1957-07-31 | 0 | 0
|  |  |  | 1957-08-01 | 0 | 0
|  |  |  | 1957-08-02 | 0 | 0
|  |  |  | 1957-08-03 | 0 | 0
|  |  |  | 1957-08-04 | 0 | 0
|  |  |  | 1957-08-05 | 0 | 0
|  |  |  | 1957-08-06 | 0 | 0
|  |  |  | 1957-08-07 | 0 | 0
|  |  |  | 1957-08-08 | 0 | 0
|  |  |  | 1957-08-09 | 0 | 0
|  |  |  | 1957-08-10 | 0 | 0
|  |  |  | 1957-08-11 | 0 | 0
|  |  |  | 1957-08-12 | 0 | 0
|  |  |  | 1957-08-13 | 0 | 0
|  |  |  | 1957-08-14 | 0 | 0
|  |  |  | 1957-08-15 | 0 | 0
|  |  |  | 1957-08-16 | 0.03 | 0.03
|  |  |  | 1957-08-17 | 0.02 | 0.02
|  |  |  | 1957-08-18 | 0 | 0
|  |  |  | 1957-08-19 | 0 | 0
|  |  |  | 1957-08-20 | 0 | 0
|  |  |  | 1957-08-21 | 0 | 0
|  |  |  | 1957-08-22 | 0 | 0
|  |  |  | 1957-08-23 | 0 | 0
|  |  |  | 1957-08-24 | 0 | 0
|  |  |  | 1957-08-25 | 0 | 0
|  |  |  | 1957-08-26 | 0 | 0
|  |  |  | 1957-08-27 | 0 | 0
|  |  |  | 1957-08-28 | 0 | 0
|  |  |  | 1957-08-29 | 0 | 0
|  |  |  | 1957-08-30 | 0 | 0
|  |  |  | 1957-08-31 | 0 | 0
|  |  |  | 1957-09-01 | 0.04 | 0.04
|  |  |  | 1957-09-02 | 0 | 0
|  |  |  | 1957-09-03 | 0 | 0
|  |  |  | 1957-09-04 | 0 | 0
|  |  |  | 1957-09-05 | 0 | 0
|  |  |  | 1957-09-06 | 0 | 0
|  |  |  | 1957-09-07 | 0.05 | 0.05
|  |  |  | 1957-09-08 | 0 | 0
|  |  |  | 1957-09-09 | 0 | 0
|  |  |  | 1957-09-10 | 0 | 0
|  |  |  | 1957-09-11 | 0.1 | 0.1
|  |  |  | 1957-09-12 | 0 | 0
|  |  |  | 1957-09-13 | 0 | 0
|  |  |  | 1957-09-14 | 0.77 | 0.77
|  |  |  | 1957-09-15 | 0.33 | 0.33
|  |  |  | 1957-09-16 | 0 | 0
|  |  |  | 1957-09-17 | 0 | 0
|  |  |  | 1957-09-18 | 0 | 0
|  |  |  | 1957-09-19 | 0 | 0
|  |  |  | 1957-09-20 | 0 | 0
|  |  |  | 1957-09-21 | 0.36 | 0.36
|  |  |  | 1957-09-22 | 0.06 | 0.06
|  |  |  | 1957-09-23 | 0 | 0
|  |  |  | 1957-09-24 | 0 | 0
|  |  |  | 1957-09-25 | 0 | 0
|  |  |  | 1957-09-26 | 0 | 0
|  |  |  | 1957-09-27 | 0 | 0
|  |  |  | 1957-09-28 | 0 | 0
|  |  |  | 1957-09-29 | 0 | 0
|  |  |  | 1957-09-30 | 0 | 0
|  |  |  | 1957-10-01 | 0 | 0
|  |  |  | 1957-10-02 | 0 | 0
|  |  |  | 1957-10-03 | 0 | 0
|  |  |  | 1957-10-04 | 0 | 0
|  |  |  | 1957-10-05 | 0 | 0
|  |  |  | 1957-10-06 | 0 | 0
|  |  |  | 1957-10-07 | 1.01 | 1.01
|  |  |  | 1957-10-08 | 0.09 | 0.09
|  |  |  | 1957-10-09 | 0 | 0
|  |  |  | 1957-10-10 | 0 | 0
|  |  |  | 1957-10-11 | 0 | 0
|  |  |  | 1957-10-12 | 0 | 0
|  |  |  | 1957-10-13 | 1.75 | 1.75
|  |  |  | 1957-10-14 | 0.02 | 0.02
|  |  |  | 1957-10-15 | 0.01 | 0.01
|  |  |  | 1957-10-16 | 0 | 0
|  |  |  | 1957-10-17 | 0 | 0
|  |  |  | 1957-10-18 | 0 | 0
|  |  |  | 1957-10-19 | 0 | 0
|  |  |  | 1957-10-20 | 0 | 0
|  |  |  | 1957-10-21 | 0.62 | 0.62
|  |  |  | 1957-10-22 | 0.33 | 0.33
|  |  |  | 1957-10-23 | 0 | 0
|  |  |  | 1957-10-24 | 0 | 0
|  |  |  | 1957-10-25 | 0 | 0
|  |  |  | 1957-10-26 | 0 | 0
|  |  |  | 1957-10-27 | 0 | 0
|  |  |  | 1957-10-28 | 0 | 0
|  |  |  | 1957-10-29 | 0 | 0
|  |  |  | 1957-10-30 | 0 | 0
|  |  |  | 1957-10-31 | 0 | 0
|  |  |  | 1957-11-01 | 0.05 | 0.05
|  |  |  | 1957-11-02 | 0 | 0
|  |  |  | 1957-11-03 | 0.82 | 0.82
|  |  |  | 1957-11-04 | 1.44 | 1.44
|  |  |  | 1957-11-05 | 0.98 | 0.98
|  |  |  | 1957-11-06 | 0.59 | 0.59
|  |  |  | 1957-11-07 | 0.61 | 0.61
|  |  |  | 1957-11-08 | 0 | 0
|  |  |  | 1957-11-09 | 0 | 0
|  |  |  | 1957-11-10 | 0 | 0
|  |  |  | 1957-11-11 | 0 | 0
|  |  |  | 1957-11-12 | 0.8 | 0.8
|  |  |  | 1957-11-13 | 0.14 | 0.14
|  |  |  | 1957-11-14 | 0 | 0
|  |  |  | 1957-11-15 | 0 | 0
|  |  |  | 1957-11-16 | 0 | 0
|  |  |  | 1957-11-17 | 0.1 | 0.1
|  |  |  | 1957-11-18 | 0.06 | 0.06
|  |  |  | 1957-11-19 | 0 | 0
|  |  |  | 1957-11-20 | 0 | 0
|  |  |  | 1957-11-21 | 0 | 0
|  |  |  | 1957-11-22 | 0.1 | 0.1
|  |  |  | 1957-11-23 | 0 | 0
|  |  |  | 1957-11-24 | 0 | 0
|  |  |  | 1957-11-25 | 0 | 0
|  |  |  | 1957-11-26 | 0 | 0
|  |  |  | 1957-11-27 | 0 | 0
|  |  |  | 1957-11-28 | 0 | 0
|  |  |  | 1957-11-29 | 0 | 0
|  |  |  | 1957-11-30 | 0 | 0
|  |  |  | 1957-12-01 | 0 | 0
|  |  |  | 1957-12-02 | 0 | 0
|  |  |  | 1957-12-03 | 0 | 0
|  |  |  | 1957-12-04 | 0 | 0
|  |  |  | 1957-12-05 | 0 | 0
|  |  |  | 1957-12-06 | 0.12 | 0.12
|  |  |  | 1957-12-07 | 0 | 0
|  |  |  | 1957-12-08 | 0 | 0
|  |  |  | 1957-12-09 | 0 | 0
|  |  |  | 1957-12-10 | 0 | 0
|  |  |  | 1957-12-11 | 0 | 0
|  |  |  | 1957-12-12 | 0 | 0
|  |  |  | 1957-12-13 | 0 | 0
|  |  |  | 1957-12-14 | 0 | 0
|  |  |  | 1957-12-15 | 0 | 0
|  |  |  | 1957-12-16 | 0 | 0
|  |  |  | 1957-12-17 | 0 | 0
|  |  |  | 1957-12-18 | 0 | 0
|  |  |  | 1957-12-19 | 0 | 0
|  |  |  | 1957-12-20 | 0 | 0
|  |  |  | 1957-12-21 | 0 | 0
|  |  |  | 1957-12-22 | 0 | 0
|  |  |  | 1957-12-23 | 0 | 0
|  |  |  | 1957-12-24 | 0.44 | 0.44
|  |  |  | 1957-12-25 | 0 | 0
|  |  |  | 1957-12-26 | 0 | 0
|  |  |  | 1957-12-27 | 0 | 0
|  |  |  | 1957-12-28 | 0 | 0
|  |  |  | 1957-12-29 | 0 | 0
|  |  |  | 1957-12-30 | 0 | 0
|  |  |  | 1957-12-31 | 0 | 0
|  |  |  | 1958-01-01 | 0 | 0
|  |  |  | 1958-01-02 | 0 | 0
|  |  |  | 1958-01-03 | 0 | 0
|  |  |  | 1958-01-04 | 0 | 0
|  |  |  | 1958-01-05 | 0 | 0
|  |  |  | 1958-01-06 | 0 | 0
|  |  |  | 1958-01-07 | 0 | 0
|  |  |  | 1958-01-08 | 0 | 0
|  |  |  | 1958-01-09 | 0 | 0
|  |  |  | 1958-01-10 | 0 | 0
|  |  |  | 1958-01-11 | 0 | 0
|  |  |  | 1958-01-12 | 0.51 | 0.51
|  |  |  | 1958-01-13 | 0.05 | 0.05
|  |  |  | 1958-01-14 | 0.09 | 0.09
|  |  |  | 1958-01-15 | 0 | 0
|  |  |  | 1958-01-16 | 0 | 0
|  |  |  | 1958-01-17 | 0 | 0
|  |  |  | 1958-01-18 | 0 | 0
|  |  |  | 1958-01-19 | 0.78 | 0.78
|  |  |  | 1958-01-20 | 0.14 | 0.14
|  |  |  | 1958-01-21 | 0 | 0
|  |  |  | 1958-01-22 | 0 | 0
|  |  |  | 1958-01-23 | 0 | 0
|  |  |  | 1958-01-24 | 0 | 0
|  |  |  | 1958-01-25 | 0 | 0
|  |  |  | 1958-01-26 | 0 | 0
|  |  |  | 1958-01-27 | 0 | 0
|  |  |  | 1958-01-28 | 0.23 | 0.23
|  |  |  | 1958-01-29 | 0 | 0
|  |  |  | 1958-01-30 | 0 | 0
|  |  |  | 1958-01-31 | 0 | 0
|  |  |  | 1958-02-01 | 0 | 0
|  |  |  | 1958-02-02 | 0 | 0
|  |  |  | 1958-02-03 | 0 | 0
|  |  |  | 1958-02-04 | 0 | 0
|  |  |  | 1958-02-05 | 0 | 0
|  |  |  | 1958-02-06 | 0 | 0
|  |  |  | 1958-02-07 | 0 | 0
|  |  |  | 1958-02-08 | 0 | 0
|  |  |  | 1958-02-09 | 0.08 | 0.08
|  |  |  | 1958-02-10 | 0.02 | 0.02
|  |  |  | 1958-02-11 | 0.1 | 0.1
|  |  |  | 1958-02-12 | 0.02 | 0.02
|  |  |  | 1958-02-13 | 0 | 0
|  |  |  | 1958-02-14 | 0.33 | 0.33
|  |  |  | 1958-02-15 | 0 | 0
|  |  |  | 1958-02-16 | 0 | 0
|  |  |  | 1958-02-17 | 0 | 0
|  |  |  | 1958-02-18 | 0 | 0
|  |  |  | 1958-02-19 | 0 | 0
|  |  |  | 1958-02-20 | 0 | 0
|  |  |  | 1958-02-21 | 0 | 0
|  |  |  | 1958-02-22 | 0 | 0
|  |  |  | 1958-02-23 | 0 | 0
|  |  |  | 1958-02-24 | 0 | 0
|  |  |  | 1958-02-25 | 0 | 0
|  |  |  | 1958-02-26 | 0 | 0
|  |  |  | 1958-02-27 | 0 | 0
|  |  |  | 1958-02-28 | 0 | 0
|  |  |  | 1958-03-01 | 0 | 0
|  |  |  | 1958-03-02 | 0 | 0
|  |  |  | 1958-03-03 | 0 | 0
|  |  |  | 1958-03-04 | 0.15 | 0.15
|  |  |  | 1958-03-05 | 0 | 0
|  |  |  | 1958-03-06 | 0.25 | 0.25
|  |  |  | 1958-03-07 | 0 | 0
|  |  |  | 1958-03-08 | 0.54 | 0.54
|  |  |  | 1958-03-09 | 0 | 0
|  |  |  | 1958-03-10 | 0 | 0
|  |  |  | 1958-03-11 | 0.02 | 0.02
|  |  |  | 1958-03-12 | 0.47 | 0.47
|  |  |  | 1958-03-13 | 0 | 0
|  |  |  | 1958-03-14 | 0 | 0
|  |  |  | 1958-03-15 | 0 | 0
|  |  |  | 1958-03-16 | 0 | 0
|  |  |  | 1958-03-17 | 0.06 | 0.06
|  |  |  | 1958-03-18 | 0 | 0
|  |  |  | 1958-03-19 | 0 | 0
|  |  |  | 1958-03-20 | 0 | 0
|  |  |  | 1958-03-21 | 0 | 0
|  |  |  | 1958-03-22 | 0 | 0
|  |  |  | 1958-03-23 | 0.16 | 0.16
|  |  |  | 1958-03-24 | 0 | 0
|  |  |  | 1958-03-25 | 0 | 0
|  |  |  | 1958-03-26 | 0 | 0
|  |  |  | 1958-03-27 | 0.2 | 0.2
|  |  |  | 1958-03-28 | 0.69 | 0.69
|  |  |  | 1958-03-29 | 0 | 0
|  |  |  | 1958-03-30 | 0 | 0
|  |  |  | 1958-03-31 | 0 | 0
|  |  |  | 1958-04-01 | 0 | 0
|  |  |  | 1958-04-02 | 0.6 | 0.6
|  |  |  | 1958-04-03 | 0 | 0
|  |  |  | 1958-04-04 | 0 | 0
|  |  |  | 1958-04-05 | 0 | 0
|  |  |  | 1958-04-06 | 0 | 0
|  |  |  | 1958-04-07 | 0 | 0
|  |  |  | 1958-04-08 | 0.01 | 0.01
|  |  |  | 1958-04-09 | 0.16 | 0.16
|  |  |  | 1958-04-10 | 0 | 0
|  |  |  | 1958-04-11 | 0 | 0
|  |  |  | 1958-04-12 | 0.04 | 0.04
|  |  |  | 1958-04-13 | 0.26 | 0.26
|  |  |  | 1958-04-14 | 0 | 0
|  |  |  | 1958-04-15 | 0 | 0
|  |  |  | 1958-04-16 | 0 | 0
|  |  |  | 1958-04-17 | 0.1 | 0.1
|  |  |  | 1958-04-18 | 0.04 | 0.04
|  |  |  | 1958-04-19 | 0.72 | 0.72
|  |  |  | 1958-04-20 | 0.45 | 0.45
|  |  |  | 1958-04-21 | 0.01 | 0.01
|  |  |  | 1958-04-22 | 0 | 0
|  |  |  | 1958-04-23 | 0 | 0
|  |  |  | 1958-04-24 | 0 | 0
|  |  |  | 1958-04-25 | 0 | 0
|  |  |  | 1958-04-26 | 0.02 | 0.02
|  |  |  | 1958-04-27 | 0 | 0
|  |  |  | 1958-04-28 | 0.02 | 0.02
|  |  |  | 1958-04-29 | 0.02 | 0.02
|  |  |  | 1958-04-30 | 0.06 | 0.06
|  |  |  | 1958-05-01 | 2.87 | 2.87
|  |  |  | 1958-05-02 | 0.59 | 0.59
|  |  |  | 1958-05-03 | 0.14 | 0.14
|  |  |  | 1958-05-04 | 0.07 | 0.07
|  |  |  | 1958-05-05 | 0 | 0
|  |  |  | 1958-05-06 | 0 | 0
|  |  |  | 1958-05-07 | 0 | 0
|  |  |  | 1958-05-08 | 0.2 | 0.2
|  |  |  | 1958-05-09 | 0.21 | 0.21
|  |  |  | 1958-05-10 | 0 | 0
|  |  |  | 1958-05-11 | 0 | 0
|  |  |  | 1958-05-12 | 0 | 0
|  |  |  | 1958-05-13 | 0 | 0
|  |  |  | 1958-05-14 | 0.19 | 0.19
|  |  |  | 1958-05-15 | 0.1 | 0.1
|  |  |  | 1958-05-16 | 0 | 0
|  |  |  | 1958-05-17 | 0.05 | 0.05
|  |  |  | 1958-05-18 | 0 | 0
|  |  |  | 1958-05-19 | 0 | 0
|  |  |  | 1958-05-20 | 0 | 0
|  |  |  | 1958-05-21 | 0 | 0
|  |  |  | 1958-05-22 | 0 | 0
|  |  |  | 1958-05-23 | 0 | 0
|  |  |  | 1958-05-24 | 0 | 0
|  |  |  | 1958-05-25 | 0 | 0
|  |  |  | 1958-05-26 | 0 | 0
|  |  |  | 1958-05-27 | 0 | 0
|  |  |  | 1958-05-28 | 0 | 0
|  |  |  | 1958-05-29 | 0 | 0
|  |  |  | 1958-05-30 | 0.01 | 0.01
|  |  |  | 1958-05-31 | 0 | 0
|  |  |  | 1958-06-01 | 0 | 0
|  |  |  | 1958-06-02 | 0 | 0
|  |  |  | 1958-06-03 | 0 | 0
|  |  |  | 1958-06-04 | 0 | 0
|  |  |  | 1958-06-05 | 0 | 0
|  |  |  | 1958-06-06 | 0 | 0
|  |  |  | 1958-06-07 | 0 | 0
|  |  |  | 1958-06-08 | 0 | 0
|  |  |  | 1958-06-09 | 0 | 0
|  |  |  | 1958-06-10 | 0.02 | 0.02
|  |  |  | 1958-06-11 | 0 | 0
|  |  |  | 1958-06-12 | 0 | 0
|  |  |  | 1958-06-13 | 0 | 0
|  |  |  | 1958-06-14 | 0 | 0
|  |  |  | 1958-06-15 | 0 | 0
|  |  |  | 1958-06-16 | 0.45 | 0.45
|  |  |  | 1958-06-17 | 0 | 0
|  |  |  | 1958-06-18 | 0 | 0
|  |  |  | 1958-06-19 | 1.28 | 1.28
|  |  |  | 1958-06-20 | 0 | 0
|  |  |  | 1958-06-21 | 0.04 | 0.04
|  |  |  | 1958-06-22 | 0 | 0
|  |  |  | 1958-06-23 | 0 | 0
|  |  |  | 1958-06-24 | 0 | 0
|  |  |  | 1958-06-25 | 0.03 | 0.03
|  |  |  | 1958-06-26 | 0 | 0
|  |  |  | 1958-06-27 | 0 | 0
|  |  |  | 1958-06-28 | 0 | 0
|  |  |  | 1958-06-29 | 0 | 0
|  |  |  | 1958-06-30 | 0 | 0
|  |  |  | 1958-07-01 | 0 | 0
|  |  |  | 1958-07-02 | 0 | 0
|  |  |  | 1958-07-03 | 0 | 0
|  |  |  | 1958-07-04 | 0.02 | 0.02
|  |  |  | 1958-07-05 | 0.18 | 0.18
|  |  |  | 1958-07-06 | 1.3 | 1.3
|  |  |  | 1958-07-07 | 0 | 0
|  |  |  | 1958-07-08 | 0 | 0
|  |  |  | 1958-07-09 | 0 | 0
|  |  |  | 1958-07-10 | 0 | 0
|  |  |  | 1958-07-11 | 0 | 0
|  |  |  | 1958-07-12 | 0 | 0
|  |  |  | 1958-07-13 | 0 | 0
|  |  |  | 1958-07-14 | 0.02 | 0.02
|  |  |  | 1958-07-15 | 0 | 0
|  |  |  | 1958-07-16 | 0 | 0
|  |  |  | 1958-07-17 | 0 | 0
|  |  |  | 1958-07-18 | 0 | 0
|  |  |  | 1958-07-19 | 0 | 0
|  |  |  | 1958-07-20 | 0 | 0
|  |  |  | 1958-07-21 | 0.72 | 0.72
|  |  |  | 1958-07-22 | 0 | 0
|  |  |  | 1958-07-23 | 0.73 | 0.73
|  |  |  | 1958-07-24 | 0 | 0
|  |  |  | 1958-07-25 | 0 | 0
|  |  |  | 1958-07-26 | 0 | 0
|  |  |  | 1958-07-27 | 0.02 | 0.02
|  |  |  | 1958-07-28 | 0.36 | 0.36
|  |  |  | 1958-07-29 | 0 | 0
|  |  |  | 1958-07-30 | 0 | 0
|  |  |  | 1958-07-31 | 0 | 0
|  |  |  | 1958-08-01 | 0.2 | 0.2
|  |  |  | 1958-08-02 | 0 | 0
|  |  |  | 1958-08-03 | 0 | 0
|  |  |  | 1958-08-04 | 0 | 0
|  |  |  | 1958-08-05 | 0 | 0
|  |  |  | 1958-08-06 | 0 | 0
|  |  |  | 1958-08-07 | 0 | 0
|  |  |  | 1958-08-08 | 0 | 0
|  |  |  | 1958-08-09 | 0 | 0
|  |  |  | 1958-08-10 | 0.02 | 0.02
|  |  |  | 1958-08-11 | 0 | 0
|  |  |  | 1958-08-12 | 0 | 0
|  |  |  | 1958-08-13 | 0 | 0
|  |  |  | 1958-08-14 | 0 | 0
|  |  |  | 1958-08-15 | 0 | 0
|  |  |  | 1958-08-16 | 0 | 0
|  |  |  | 1958-08-17 | 0 | 0
|  |  |  | 1958-08-18 | 0 | 0
|  |  |  | 1958-08-19 | 0 | 0
|  |  |  | 1958-08-20 | 0.11 | 0.11
|  |  |  | 1958-08-21 | 0 | 0
|  |  |  | 1958-08-22 | 0 | 0
|  |  |  | 1958-08-23 | 0.04 | 0.04
|  |  |  | 1958-08-24 | 0 | 0
|  |  |  | 1958-08-25 | 0 | 0
|  |  |  | 1958-08-26 | 0 | 0
|  |  |  | 1958-08-27 | 0 | 0
|  |  |  | 1958-08-28 | 0 | 0
|  |  |  | 1958-08-29 | 0 | 0
|  |  |  | 1958-08-30 | 0 | 0
|  |  |  | 1958-08-31 | 0 | 0
|  |  |  | 1958-09-01 | 0 | 0
|  |  |  | 1958-09-02 | 0 | 0
|  |  |  | 1958-09-03 | 0 | 0
|  |  |  | 1958-09-04 | 0 | 0
|  |  |  | 1958-09-05 | 0 | 0
|  |  |  | 1958-09-06 | 0 | 0
|  |  |  | 1958-09-07 | 0.02 | 0.02
|  |  |  | 1958-09-08 | 0 | 0
|  |  |  | 1958-09-09 | 0 | 0
|  |  |  | 1958-09-10 | 0.06 | 0.06
|  |  |  | 1958-09-11 | 0 | 0
|  |  |  | 1958-09-12 | 0 | 0
|  |  |  | 1958-09-13 | 0 | 0
|  |  |  | 1958-09-14 | 0 | 0
|  |  |  | 1958-09-15 | 0.04 | 0.04
|  |  |  | 1958-09-16 | 0.25 | 0.25
|  |  |  | 1958-09-17 | 0 | 0
|  |  |  | 1958-09-18 | 0 | 0
|  |  |  | 1958-09-19 | 0 | 0
|  |  |  | 1958-09-20 | 0 | 0
|  |  |  | 1958-09-21 | 0 | 0
|  |  |  | 1958-09-22 | 0 | 0
|  |  |  | 1958-09-23 | 0 | 0
|  |  |  | 1958-09-24 | 0 | 0
|  |  |  | 1958-09-25 | 0 | 0
|  |  |  | 1958-09-26 | 0.05 | 0.05
|  |  |  | 1958-09-27 | 0 | 0
|  |  |  | 1958-09-28 | 0 | 0
|  |  |  | 1958-09-29 | 0 | 0
|  |  |  | 1958-09-30 | 0 | 0
|  |  |  | 1958-10-01 | 0 | 0
|  |  |  | 1958-10-02 | 0 | 0
|  |  |  | 1958-10-03 | 0 | 0
|  |  |  | 1958-10-04 | 0 | 0
|  |  |  | 1958-10-05 | 0 | 0
|  |  |  | 1958-10-06 | 0 | 0
|  |  |  | 1958-10-07 | 0.22 | 0.22
|  |  |  | 1958-10-08 | 0 | 0
|  |  |  | 1958-10-09 | 0 | 0
|  |  |  | 1958-10-10 | 0 | 0
|  |  |  | 1958-10-11 | 0.18 | 0.18
|  |  |  | 1958-10-12 | 0.32 | 0.32
|  |  |  | 1958-10-13 | 0 | 0
|  |  |  | 1958-10-14 | 0 | 0
|  |  |  | 1958-10-15 | 0 | 0
|  |  |  | 1958-10-16 | 0 | 0
|  |  |  | 1958-10-17 | 0 | 0
|  |  |  | 1958-10-18 | 0 | 0
|  |  |  | 1958-10-19 | 0 | 0
|  |  |  | 1958-10-20 | 0 | 0
|  |  |  | 1958-10-21 | 0 | 0
|  |  |  | 1958-10-22 | 0 | 0
|  |  |  | 1958-10-23 | 0 | 0
|  |  |  | 1958-10-24 | 0 | 0
|  |  |  | 1958-10-25 | 0 | 0
|  |  |  | 1958-10-26 | 0.07 | 0.07
|  |  |  | 1958-10-27 | 0 | 0
|  |  |  | 1958-10-28 | 0 | 0
|  |  |  | 1958-10-29 | 0 | 0
|  |  |  | 1958-10-30 | 0 | 0
|  |  |  | 1958-10-31 | 0.05 | 0.05
|  |  |  | 1958-11-01 | 0 | 0
|  |  |  | 1958-11-02 | 0 | 0
|  |  |  | 1958-11-03 | 0 | 0
|  |  |  | 1958-11-04 | 0 | 0
|  |  |  | 1958-11-05 | 0 | 0
|  |  |  | 1958-11-06 | 0 | 0
|  |  |  | 1958-11-07 | 0 | 0
|  |  |  | 1958-11-08 | 0 | 0
|  |  |  | 1958-11-09 | 0 | 0
|  |  |  | 1958-11-10 | 0 | 0
|  |  |  | 1958-11-11 | 0 | 0
|  |  |  | 1958-11-12 | 0 | 0
|  |  |  | 1958-11-13 | 0 | 0
|  |  |  | 1958-11-14 | 0.32 | 0.32
|  |  |  | 1958-11-15 | 0 | 0
|  |  |  | 1958-11-16 | 0 | 0
|  |  |  | 1958-11-17 | 0.08 | 0.08
|  |  |  | 1958-11-18 | 0 | 0
|  |  |  | 1958-11-19 | 0 | 0
|  |  |  | 1958-11-20 | 0 | 0
|  |  |  | 1958-11-21 | 0 | 0
|  |  |  | 1958-11-22 | 0 | 0
|  |  |  | 1958-11-23 | 0 | 0
|  |  |  | 1958-11-24 | 0 | 0
|  |  |  | 1958-11-25 | 0 | 0
|  |  |  | 1958-11-26 | 0 | 0
|  |  |  | 1958-11-27 | 0.14 | 0.14
|  |  |  | 1958-11-28 | 0.03 | 0.03
|  |  |  | 1958-11-29 | 0 | 0
|  |  |  | 1958-11-30 | 0 | 0
|  |  |  | 1958-12-01 | 0.08 | 0.08
|  |  |  | 1958-12-02 | 0 | 0
|  |  |  | 1958-12-03 | 0 | 0
|  |  |  | 1958-12-04 | 0 | 0
|  |  |  | 1958-12-05 | 0 | 0
|  |  |  | 1958-12-06 | 0 | 0
|  |  |  | 1958-12-07 | 0 | 0
|  |  |  | 1958-12-08 | 0 | 0
|  |  |  | 1958-12-09 | 0 | 0
|  |  |  | 1958-12-10 | 0 | 0
|  |  |  | 1958-12-11 | 0 | 0
|  |  |  | 1958-12-12 | 0.04 | 0.04
|  |  |  | 1958-12-13 | 0.01 | 0.01
|  |  |  | 1958-12-14 | 0 | 0
|  |  |  | 1958-12-15 | 0 | 0
|  |  |  | 1958-12-16 | 0 | 0
|  |  |  | 1958-12-17 | 0 | 0
|  |  |  | 1958-12-18 | 0 | 0
|  |  |  | 1958-12-19 | 0 | 0
|  |  |  | 1958-12-20 | 0 | 0
|  |  |  | 1958-12-21 | 0 | 0
|  |  |  | 1958-12-22 | 0 | 0
|  |  |  | 1958-12-23 | 0 | 0
|  |  |  | 1958-12-24 | 0 | 0
|  |  |  | 1958-12-25 | 0 | 0
|  |  |  | 1958-12-26 | 0 | 0
|  |  |  | 1958-12-27 | 0 | 0
|  |  |  | 1958-12-28 | 0 | 0
|  |  |  | 1958-12-29 | 0.19 | 0.19
|  |  |  | 1958-12-30 | 0.08 | 0.08
|  |  |  | 1958-12-31 | 0 | 0
|  |  |  | 1959-01-01 | 0 | 0
|  |  |  | 1959-01-02 | 0 | 0
|  |  |  | 1959-01-03 | 0 | 0
|  |  |  | 1959-01-04 | 0 | 0
|  |  |  | 1959-01-05 | 0 | 0
|  |  |  | 1959-01-06 | 0 | 0
|  |  |  | 1959-01-07 | 0 | 0
|  |  |  | 1959-01-08 | 0 | 0
|  |  |  | 1959-01-09 | 0 | 0
|  |  |  | 1959-01-10 | 0 | 0
|  |  |  | 1959-01-11 | 0 | 0
|  |  |  | 1959-01-12 | 0 | 0
|  |  |  | 1959-01-13 | 0 | 0
|  |  |  | 1959-01-14 | 0 | 0
|  |  |  | 1959-01-15 | 0.14 | 0.14
|  |  |  | 1959-01-16 | 0 | 0
|  |  |  | 1959-01-17 | 0 | 0
|  |  |  | 1959-01-18 | 0 | 0
|  |  |  | 1959-01-19 | 0 | 0
|  |  |  | 1959-01-20 | 0.04 | 0.04
|  |  |  | 1959-01-21 | 0 | 0
|  |  |  | 1959-01-22 | 0 | 0
|  |  |  | 1959-01-23 | 0 | 0
|  |  |  | 1959-01-24 | 0 | 0
|  |  |  | 1959-01-25 | 0 | 0
|  |  |  | 1959-01-26 | 0 | 0
|  |  |  | 1959-01-27 | 0 | 0
|  |  |  | 1959-01-28 | 0 | 0
|  |  |  | 1959-01-29 | 0 | 0
|  |  |  | 1959-01-30 | 0 | 0
|  |  |  | 1959-01-31 | 0.03 | 0.03
|  |  |  | 1959-02-01 | 0.05 | 0.05
|  |  |  | 1959-02-02 | 0.08 | 0.08
|  |  |  | 1959-02-03 | 0 | 0
|  |  |  | 1959-02-04 | 0 | 0
|  |  |  | 1959-02-05 | 0 | 0
|  |  |  | 1959-02-06 | 0 | 0
|  |  |  | 1959-02-07 | 0 | 0
|  |  |  | 1959-02-08 | 0 | 0
|  |  |  | 1959-02-09 | 0 | 0
|  |  |  | 1959-02-10 | 0 | 0
|  |  |  | 1959-02-11 | 0 | 0
|  |  |  | 1959-02-12 | 0 | 0
|  |  |  | 1959-02-13 | 0.01 | 0.01
|  |  |  | 1959-02-14 | 0.01 | 0.01
|  |  |  | 1959-02-15 | 0 | 0
|  |  |  | 1959-02-16 | 0 | 0
|  |  |  | 1959-02-17 | 0 | 0
|  |  |  | 1959-02-18 | 0 | 0
|  |  |  | 1959-02-19 | 0 | 0
|  |  |  | 1959-02-20 | 0 | 0
|  |  |  | 1959-02-21 | 0 | 0
|  |  |  | 1959-02-22 | 0 | 0
|  |  |  | 1959-02-23 | 0 | 0
|  |  |  | 1959-02-24 | 0 | 0
|  |  |  | 1959-02-25 | 0 | 0
|  |  |  | 1959-02-26 | 0 | 0
|  |  |  | 1959-02-27 | 0 | 0
|  |  |  | 1959-02-28 | 0 | 0
|  |  |  | 1959-03-01 | 0 | 0
|  |  |  | 1959-03-02 | 0 | 0
|  |  |  | 1959-03-03 | 0 | 0
|  |  |  | 1959-03-04 | 0.04 | 0.04
|  |  |  | 1959-03-05 | 0.01 | 0.01
|  |  |  | 1959-03-06 | 0 | 0
|  |  |  | 1959-03-07 | 0 | 0
|  |  |  | 1959-03-08 | 0 | 0
|  |  |  | 1959-03-09 | 0 | 0
|  |  |  | 1959-03-10 | 0 | 0
|  |  |  | 1959-03-11 | 0 | 0
|  |  |  | 1959-03-12 | 0 | 0
|  |  |  | 1959-03-13 | 0 | 0
|  |  |  | 1959-03-14 | 0 | 0
|  |  |  | 1959-03-15 | 0 | 0
|  |  |  | 1959-03-16 | 0 | 0
|  |  |  | 1959-03-17 | 0 | 0
|  |  |  | 1959-03-18 | 0 | 0
|  |  |  | 1959-03-19 | 0 | 0
|  |  |  | 1959-03-20 | 0.06 | 0.06
|  |  |  | 1959-03-21 | 0.04 | 0.04
|  |  |  | 1959-03-22 | 0 | 0
|  |  |  | 1959-03-23 | 0 | 0
|  |  |  | 1959-03-24 | 0 | 0
|  |  |  | 1959-03-25 | 0 | 0
|  |  |  | 1959-03-26 | 0 | 0
|  |  |  | 1959-03-27 | 0 | 0
|  |  |  | 1959-03-28 | 0.42 | 0.42
|  |  |  | 1959-03-29 | 0 | 0
|  |  |  | 1959-03-30 | 0 | 0
|  |  |  | 1959-03-31 | 0 | 0
|  |  |  | 1959-04-01 | 0 | 0
|  |  |  | 1959-04-02 | 0 | 0
|  |  |  | 1959-04-03 | 0 | 0
|  |  |  | 1959-04-04 | 0 | 0
|  |  |  | 1959-04-05 | 0 | 0
|  |  |  | 1959-04-06 | 0 | 0
|  |  |  | 1959-04-07 | 0 | 0
|  |  |  | 1959-04-08 | 0.66 | 0.66
|  |  |  | 1959-04-09 | 0 | 0
|  |  |  | 1959-04-10 | 0 | 0
|  |  |  | 1959-04-11 | 0 | 0
|  |  |  | 1959-04-12 | 0 | 0
|  |  |  | 1959-04-13 | 0 | 0
|  |  |  | 1959-04-14 | 0 | 0
|  |  |  | 1959-04-15 | 0 | 0
|  |  |  | 1959-04-16 | 0 | 0
|  |  |  | 1959-04-17 | 0.36 | 0.36
|  |  |  | 1959-04-18 | 0.34 | 0.34
|  |  |  | 1959-04-19 | 0 | 0
|  |  |  | 1959-04-20 | 0 | 0
|  |  |  | 1959-04-21 | 0 | 0
|  |  |  | 1959-04-22 | 0 | 0
|  |  |  | 1959-04-23 | 0 | 0
|  |  |  | 1959-04-24 | 0 | 0
|  |  |  | 1959-04-25 | 0 | 0
|  |  |  | 1959-04-26 | 0 | 0
|  |  |  | 1959-04-27 | 0 | 0
|  |  |  | 1959-04-28 | 0 | 0
|  |  |  | 1959-04-29 | 0.17 | 0.17
|  |  |  | 1959-04-30 | 0 | 0
|  |  |  | 1959-05-01 | 0 | 0
|  |  |  | 1959-05-02 | 0 | 0
|  |  |  | 1959-05-03 | 0 | 0
|  |  |  | 1959-05-04 | 0 | 0
|  |  |  | 1959-05-05 | 0.42 | 0.42
|  |  |  | 1959-05-06 | 0 | 0
|  |  |  | 1959-05-07 | 0.03 | 0.03
|  |  |  | 1959-05-08 | 0.79 | 0.79
|  |  |  | 1959-05-09 | 0.12 | 0.12
|  |  |  | 1959-05-10 | 1.21 | 1.21
|  |  |  | 1959-05-11 | 0 | 0
|  |  |  | 1959-05-12 | 0 | 0
|  |  |  | 1959-05-13 | 0 | 0
|  |  |  | 1959-05-14 | 0 | 0
|  |  |  | 1959-05-15 | 0.02 | 0.02
|  |  |  | 1959-05-16 | 0 | 0
|  |  |  | 1959-05-17 | 0 | 0
|  |  |  | 1959-05-18 | 0 | 0
|  |  |  | 1959-05-19 | 0.38 | 0.38
|  |  |  | 1959-05-20 | 0.13 | 0.13
|  |  |  | 1959-05-21 | 0 | 0
|  |  |  | 1959-05-22 | 0.46 | 0.46
|  |  |  | 1959-05-23 | 0 | 0
|  |  |  | 1959-05-24 | 0 | 0
|  |  |  | 1959-05-25 | 0 | 0
|  |  |  | 1959-05-26 | 0.05 | 0.05
|  |  |  | 1959-05-27 | 0 | 0
|  |  |  | 1959-05-28 | 0 | 0
|  |  |  | 1959-05-29 | 0 | 0
|  |  |  | 1959-05-30 | 0 | 0
|  |  |  | 1959-05-31 | 0 | 0
|  |  |  | 1959-06-01 | 0 | 0
|  |  |  | 1959-06-02 | 1.86 | 1.86
|  |  |  | 1959-06-03 | 0 | 0
|  |  |  | 1959-06-04 | 0.3 | 0.3
|  |  |  | 1959-06-05 | 0 | 0
|  |  |  | 1959-06-06 | 0 | 0
|  |  |  | 1959-06-07 | 0 | 0
|  |  |  | 1959-06-08 | 0 | 0
|  |  |  | 1959-06-09 | 0 | 0
|  |  |  | 1959-06-10 | 0 | 0
|  |  |  | 1959-06-11 | 0 | 0
|  |  |  | 1959-06-12 | 0 | 0
|  |  |  | 1959-06-13 | 0 | 0
|  |  |  | 1959-06-14 | 0 | 0
|  |  |  | 1959-06-15 | 0 | 0
|  |  |  | 1959-06-16 | 0 | 0
|  |  |  | 1959-06-17 | 0 | 0
|  |  |  | 1959-06-18 | 0 | 0
|  |  |  | 1959-06-19 | 0 | 0
|  |  |  | 1959-06-20 | 0.25 | 0.25
|  |  |  | 1959-06-21 | 1.85 | 1.85
|  |  |  | 1959-06-22 | 0.4 | 0.4
|  |  |  | 1959-06-23 | 0.59 | 0.59
|  |  |  | 1959-06-24 | 0 | 0
|  |  |  | 1959-06-25 | 0 | 0
|  |  |  | 1959-06-26 | 0.68 | 0.68
|  |  |  | 1959-06-27 | 0 | 0
|  |  |  | 1959-06-28 | 0 | 0
|  |  |  | 1959-06-29 | 0 | 0
|  |  |  | 1959-06-30 | 0 | 0
|  |  |  | 1959-07-01 | 1.68 | 1.68
|  |  |  | 1959-07-02 | 0 | 0
|  |  |  | 1959-07-03 | 0 | 0
|  |  |  | 1959-07-04 | 0 | 0
|  |  |  | 1959-07-05 | 0.34 | 0.34
|  |  |  | 1959-07-06 | 0 | 0
|  |  |  | 1959-07-07 | 0 | 0
|  |  |  | 1959-07-08 | 0 | 0
|  |  |  | 1959-07-09 | 0.17 | 0.17
|  |  |  | 1959-07-10 | 0 | 0
|  |  |  | 1959-07-11 | 0 | 0
|  |  |  | 1959-07-12 | 0 | 0
|  |  |  | 1959-07-13 | 0 | 0
|  |  |  | 1959-07-14 | 0 | 0
|  |  |  | 1959-07-15 | 1.72 | 1.72
|  |  |  | 1959-07-16 | 0 | 0
|  |  |  | 1959-07-17 | 0 | 0
|  |  |  | 1959-07-18 | 0.37 | 0.37
|  |  |  | 1959-07-19 | 0 | 0
|  |  |  | 1959-07-20 | 0 | 0
|  |  |  | 1959-07-21 | 0.06 | 0.06
|  |  |  | 1959-07-22 | 0 | 0
|  |  |  | 1959-07-23 | 0 | 0
|  |  |  | 1959-07-24 | 0 | 0
|  |  |  | 1959-07-25 | 0.02 | 0.02
|  |  |  | 1959-07-26 | 0.29 | 0.29
|  |  |  | 1959-07-27 | 0 | 0
|  |  |  | 1959-07-28 | 0 | 0
|  |  |  | 1959-07-29 | 0 | 0
|  |  |  | 1959-07-30 | 0 | 0
|  |  |  | 1959-07-31 | 0 | 0
|  |  |  | 1959-08-01 | 0 | 0
|  |  |  | 1959-08-02 | 0 | 0
|  |  |  | 1959-08-03 | 0 | 0
|  |  |  | 1959-08-04 | 0 | 0
|  |  |  | 1959-08-05 | 0 | 0
|  |  |  | 1959-08-06 | 0 | 0
|  |  |  | 1959-08-07 | 0.05 | 0.05
|  |  |  | 1959-08-08 | 0 | 0
|  |  |  | 1959-08-09 | 0 | 0
|  |  |  | 1959-08-10 | 0 | 0
|  |  |  | 1959-08-11 | 0 | 0
|  |  |  | 1959-08-12 | 0 | 0
|  |  |  | 1959-08-13 | 0 | 0
|  |  |  | 1959-08-14 | 0 | 0
|  |  |  | 1959-08-15 | 0 | 0
|  |  |  | 1959-08-16 | 0.44 | 0.44
|  |  |  | 1959-08-17 | 0.67 | 0.67
|  |  |  | 1959-08-18 | 0.07 | 0.07
|  |  |  | 1959-08-19 | 0 | 0
|  |  |  | 1959-08-20 | 0 | 0
|  |  |  | 1959-08-21 | 0 | 0
|  |  |  | 1959-08-22 | 0 | 0
|  |  |  | 1959-08-23 | 0 | 0
|  |  |  | 1959-08-24 | 0 | 0
|  |  |  | 1959-08-25 | 0 | 0
|  |  |  | 1959-08-26 | 0 | 0
|  |  |  | 1959-08-27 | 0 | 0
|  |  |  | 1959-08-28 | 0 | 0
|  |  |  | 1959-08-29 | 0 | 0
|  |  |  | 1959-08-30 | 0.8 | 0.8
|  |  |  | 1959-08-31 | 0 | 0
|  |  |  | 1959-09-01 | 0 | 0
|  |  |  | 1959-09-02 | 0 | 0
|  |  |  | 1959-09-03 | 1.4 | 1.4
|  |  |  | 1959-09-04 | 0 | 0
|  |  |  | 1959-09-05 | 0 | 0
|  |  |  | 1959-09-06 | 0 | 0
|  |  |  | 1959-09-07 | 0 | 0
|  |  |  | 1959-09-08 | 0 | 0
|  |  |  | 1959-09-09 | 0 | 0
|  |  |  | 1959-09-10 | 0 | 0
|  |  |  | 1959-09-11 | 0 | 0
|  |  |  | 1959-09-12 | 0 | 0
|  |  |  | 1959-09-13 | 0 | 0
|  |  |  | 1959-09-14 | 0 | 0
|  |  |  | 1959-09-15 | 0 | 0
|  |  |  | 1959-09-16 | 0 | 0
|  |  |  | 1959-09-17 | 0 | 0
|  |  |  | 1959-09-18 | 0 | 0
|  |  |  | 1959-09-19 | 0 | 0
|  |  |  | 1959-09-20 | 0 | 0
|  |  |  | 1959-09-21 | 0 | 0
|  |  |  | 1959-09-22 | 0 | 0
|  |  |  | 1959-09-23 | 0.04 | 0.04
|  |  |  | 1959-09-24 | 0.03 | 0.03
|  |  |  | 1959-09-25 | 0 | 0
|  |  |  | 1959-09-26 | 0 | 0
|  |  |  | 1959-09-27 | 0 | 0
|  |  |  | 1959-09-28 | 0 | 0
|  |  |  | 1959-09-29 | 0 | 0
|  |  |  | 1959-09-30 | 0.02 | 0.02
|  |  |  | 1959-10-01 | 0.1 | 0.1
|  |  |  | 1959-10-02 | 3.9 | 3.9
|  |  |  | 1959-10-03 | 2.01 | 2.01
|  |  |  | 1959-10-04 | 0.23 | 0.23
|  |  |  | 1959-10-05 | 0 | 0
|  |  |  | 1959-10-06 | 0 | 0
|  |  |  | 1959-10-07 | 0 | 0
|  |  |  | 1959-10-08 | 0 | 0
|  |  |  | 1959-10-09 | 0 | 0
|  |  |  | 1959-10-10 | 0 | 0
|  |  |  | 1959-10-11 | 0 | 0
|  |  |  | 1959-10-12 | 0 | 0
|  |  |  | 1959-10-13 | 0 | 0
|  |  |  | 1959-10-14 | 0 | 0
|  |  |  | 1959-10-15 | 0 | 0
|  |  |  | 1959-10-16 | 0 | 0
|  |  |  | 1959-10-17 | 0 | 0
|  |  |  | 1959-10-18 | 0 | 0
|  |  |  | 1959-10-19 | 0 | 0
|  |  |  | 1959-10-20 | 0 | 0
|  |  |  | 1959-10-21 | 0 | 0
|  |  |  | 1959-10-22 | 0 | 0
|  |  |  | 1959-10-23 | 0 | 0
|  |  |  | 1959-10-24 | 0 | 0
|  |  |  | 1959-10-25 | 0 | 0
|  |  |  | 1959-10-26 | 0 | 0
|  |  |  | 1959-10-27 | 0 | 0
|  |  |  | 1959-10-28 | 0 | 0
|  |  |  | 1959-10-29 | 0.11 | 0.11
|  |  |  | 1959-10-30 | 0.89 | 0.89
|  |  |  | 1959-10-31 | 0.03 | 0.03
|  |  |  | 1959-11-01 | 0 | 0
|  |  |  | 1959-11-02 | 0 | 0
|  |  |  | 1959-11-03 | 1.27 | 1.27
|  |  |  | 1959-11-04 | 0 | 0
|  |  |  | 1959-11-05 | 0 | 0
|  |  |  | 1959-11-06 | 0 | 0
|  |  |  | 1959-11-07 | 0 | 0
|  |  |  | 1959-11-08 | 0 | 0
|  |  |  | 1959-11-09 | 0 | 0
|  |  |  | 1959-11-10 | 0 | 0
|  |  |  | 1959-11-11 | 0 | 0
|  |  |  | 1959-11-12 | 0 | 0
|  |  |  | 1959-11-13 | 0 | 0
|  |  |  | 1959-11-14 | 0 | 0
|  |  |  | 1959-11-15 | 0 | 0
|  |  |  | 1959-11-16 | 0 | 0
|  |  |  | 1959-11-17 | 0 | 0
|  |  |  | 1959-11-18 | 0 | 0
|  |  |  | 1959-11-19 | 0 | 0
|  |  |  | 1959-11-20 | 0 | 0
|  |  |  | 1959-11-21 | 0 | 0
|  |  |  | 1959-11-22 | 0 | 0
|  |  |  | 1959-11-23 | 0 | 0
|  |  |  | 1959-11-24 | 0 | 0
|  |  |  | 1959-11-25 | 0 | 0
|  |  |  | 1959-11-26 | 0 | 0
|  |  |  | 1959-11-27 | 0 | 0
|  |  |  | 1959-11-28 | 0 | 0
|  |  |  | 1959-11-29 | 0 | 0
|  |  |  | 1959-11-30 | 0 | 0
|  |  |  | 1959-12-01 | 0 | 0
|  |  |  | 1959-12-02 | 0 | 0
|  |  |  | 1959-12-03 | 0 | 0
|  |  |  | 1959-12-04 | 0 | 0
|  |  |  | 1959-12-05 | 0 | 0
|  |  |  | 1959-12-06 | 0 | 0
|  |  |  | 1959-12-07 | 0 | 0
|  |  |  | 1959-12-08 | 0 | 0
|  |  |  | 1959-12-09 | 0 | 0
|  |  |  | 1959-12-10 | 0.06 | 0.06
|  |  |  | 1959-12-11 | 0 | 0
|  |  |  | 1959-12-12 | 0 | 0
|  |  |  | 1959-12-13 | 0 | 0
|  |  |  | 1959-12-14 | 0.07 | 0.07
|  |  |  | 1959-12-15 | 2.12 | 2.12
|  |  |  | 1959-12-16 | 0.93 | 0.93
|  |  |  | 1959-12-17 | 0.59 | 0.59
|  |  |  | 1959-12-18 | 0 | 0
|  |  |  | 1959-12-19 | 0 | 0
|  |  |  | 1959-12-20 | 0 | 0
|  |  |  | 1959-12-21 | 0 | 0
|  |  |  | 1959-12-22 | 0.01 | 0.01
|  |  |  | 1959-12-23 | 0 | 0
|  |  |  | 1959-12-24 | 0 | 0
|  |  |  | 1959-12-25 | 0 | 0
|  |  |  | 1959-12-26 | 0.18 | 0.18
|  |  |  | 1959-12-27 | 0 | 0
|  |  |  | 1959-12-28 | 0 | 0
|  |  |  | 1959-12-29 | 0 | 0
|  |  |  | 1959-12-30 | 0 | 0
|  |  |  | 1959-12-31 | 0.3 | 0.3
|  |  |  | 1960-01-01 | 0.01 | 0.01
|  |  |  | 1960-01-02 | 0 | 0
|  |  |  | 1960-01-03 | 0 | 0
|  |  |  | 1960-01-04 | 0 | 0
|  |  |  | 1960-01-05 | 0.54 | 0.54
|  |  |  | 1960-01-06 | 0 | 0
|  |  |  | 1960-01-07 | 0 | 0
|  |  |  | 1960-01-08 | 0 | 0
|  |  |  | 1960-01-09 | 0 | 0
|  |  |  | 1960-01-10 | 0 | 0
|  |  |  | 1960-01-11 | 0 | 0
|  |  |  | 1960-01-12 | 0.4 | 0.4
|  |  |  | 1960-01-13 | 0.04 | 0.04
|  |  |  | 1960-01-14 | 0.03 | 0.03
|  |  |  | 1960-01-15 | 0 | 0
|  |  |  | 1960-01-16 | 0.23 | 0.23
|  |  |  | 1960-01-17 | 0 | 0
|  |  |  | 1960-01-18 | 0 | 0
|  |  |  | 1960-01-19 | 0 | 0
|  |  |  | 1960-01-20 | 0 | 0
|  |  |  | 1960-01-21 | 0 | 0
|  |  |  | 1960-01-22 | 0 | 0
|  |  |  | 1960-01-23 | 0 | 0
|  |  |  | 1960-01-24 | 0 | 0
|  |  |  | 1960-01-25 | 0 | 0
|  |  |  | 1960-01-26 | 0 | 0
|  |  |  | 1960-01-27 | 0 | 0
|  |  |  | 1960-01-28 | 0 | 0
|  |  |  | 1960-01-29 | 0 | 0
|  |  |  | 1960-01-30 | 0 | 0
|  |  |  | 1960-01-31 | 0 | 0
|  |  |  | 1960-02-01 | 0 | 0
|  |  |  | 1960-02-02 | 0.58 | 0.58
|  |  |  | 1960-02-03 | 0.56 | 0.56
|  |  |  | 1960-02-04 | 0.01 | 0.01
|  |  |  | 1960-02-05 | 0 | 0
|  |  |  | 1960-02-06 | 0 | 0
|  |  |  | 1960-02-07 | 0 | 0
|  |  |  | 1960-02-08 | 0 | 0
|  |  |  | 1960-02-09 | 0 | 0
|  |  |  | 1960-02-10 | 0 | 0
|  |  |  | 1960-02-11 | 0 | 0
|  |  |  | 1960-02-12 | 0 | 0
|  |  |  | 1960-02-13 | 0 | 0
|  |  |  | 1960-02-14 | 0 | 0
|  |  |  | 1960-02-15 | 0 | 0
|  |  |  | 1960-02-16 | 0 | 0
|  |  |  | 1960-02-17 | 0 | 0
|  |  |  | 1960-02-18 | 0 | 0
|  |  |  | 1960-02-19 | 0 | 0
|  |  |  | 1960-02-20 | 0 | 0
|  |  |  | 1960-02-21 | 0 | 0
|  |  |  | 1960-02-22 | 0 | 0
|  |  |  | 1960-02-23 | 0 | 0
|  |  |  | 1960-02-24 | 0.07 | 0.07
|  |  |  | 1960-02-25 | 0 | 0
|  |  |  | 1960-02-26 | 0 | 0
|  |  |  | 1960-02-27 | 0.06 | 0.06
|  |  |  | 1960-02-28 | 0 | 0
|  |  |  | 1960-02-29 | 0 | 0
|  |  |  | 1960-03-01 | 0.04 | 0.04
|  |  |  | 1960-03-02 | 0.08 | 0.08
|  |  |  | 1960-03-03 | 0 | 0
|  |  |  | 1960-03-04 | 0 | 0
|  |  |  | 1960-03-05 | 0 | 0
|  |  |  | 1960-03-06 | 0 | 0
|  |  |  | 1960-03-07 | 0 | 0
|  |  |  | 1960-03-08 | 0.01 | 0.01
|  |  |  | 1960-03-09 | 0 | 0
|  |  |  | 1960-03-10 | 0 | 0
|  |  |  | 1960-03-11 | 0 | 0
|  |  |  | 1960-03-12 | 0 | 0
|  |  |  | 1960-03-13 | 0 | 0
|  |  |  | 1960-03-14 | 0.07 | 0.07
|  |  |  | 1960-03-15 | 0.01 | 0.01
|  |  |  | 1960-03-16 | 0 | 0
|  |  |  | 1960-03-17 | 0 | 0
|  |  |  | 1960-03-18 | 0 | 0
|  |  |  | 1960-03-19 | 0 | 0
|  |  |  | 1960-03-20 | 0 | 0
|  |  |  | 1960-03-21 | 0 | 0
|  |  |  | 1960-03-22 | 0 | 0
|  |  |  | 1960-03-23 | 0 | 0
|  |  |  | 1960-03-24 | 0.8 | 0.8
|  |  |  | 1960-03-25 | 0.11 | 0.11
|  |  |  | 1960-03-26 | 0 | 0
|  |  |  | 1960-03-27 | 0 | 0
|  |  |  | 1960-03-28 | 0 | 0
|  |  |  | 1960-03-29 | 0 | 0
|  |  |  | 1960-03-30 | 0 | 0
|  |  |  | 1960-03-31 | 0 | 0
|  |  |  | 1960-04-01 | 0 | 0
|  |  |  | 1960-04-02 | 0 | 0
|  |  |  | 1960-04-03 | 0 | 0
|  |  |  | 1960-04-04 | 0 | 0
|  |  |  | 1960-04-05 | 0 | 0
|  |  |  | 1960-04-06 | 0 | 0
|  |  |  | 1960-04-07 | 0 | 0
|  |  |  | 1960-04-08 | 0 | 0
|  |  |  | 1960-04-09 | 0 | 0
|  |  |  | 1960-04-10 | 0 | 0
|  |  |  | 1960-04-11 | 0 | 0
|  |  |  | 1960-04-12 | 0 | 0
|  |  |  | 1960-04-13 | 1.46 | 1.46
|  |  |  | 1960-04-14 | 0 | 0
|  |  |  | 1960-04-15 | 0 | 0
|  |  |  | 1960-04-16 | 0 | 0
|  |  |  | 1960-04-17 | 0 | 0
|  |  |  | 1960-04-18 | 0 | 0
|  |  |  | 1960-04-19 | 0 | 0
|  |  |  | 1960-04-20 | 0 | 0
|  |  |  | 1960-04-21 | 0 | 0
|  |  |  | 1960-04-22 | 0 | 0
|  |  |  | 1960-04-23 | 0 | 0
|  |  |  | 1960-04-24 | 0.08 | 0.08
|  |  |  | 1960-04-25 | 0 | 0
|  |  |  | 1960-04-26 | 0 | 0
|  |  |  | 1960-04-27 | 0.31 | 0.31
|  |  |  | 1960-04-28 | 0 | 0
|  |  |  | 1960-04-29 | 0 | 0
|  |  |  | 1960-04-30 | 0 | 0
|  |  |  | 1960-05-01 | 0 | 0
|  |  |  | 1960-05-02 | 0 | 0
|  |  |  | 1960-05-03 | 0 | 0
|  |  |  | 1960-05-04 | 1.02 | 1.02
|  |  |  | 1960-05-05 | 0.12 | 0.12
|  |  |  | 1960-05-06 | 0 | 0
|  |  |  | 1960-05-07 | 0 | 0
|  |  |  | 1960-05-08 | 0 | 0
|  |  |  | 1960-05-09 | 0 | 0
|  |  |  | 1960-05-10 | 0 | 0
|  |  |  | 1960-05-11 | 0 | 0
|  |  |  | 1960-05-12 | 0 | 0
|  |  |  | 1960-05-13 | 0 | 0
|  |  |  | 1960-05-14 | 0 | 0
|  |  |  | 1960-05-15 | 0.59 | 0.59
|  |  |  | 1960-05-16 | 0 | 0
|  |  |  | 1960-05-17 | 0.04 | 0.04
|  |  |  | 1960-05-18 | 0.32 | 0.32
|  |  |  | 1960-05-19 | 0 | 0
|  |  |  | 1960-05-20 | 0 | 0
|  |  |  | 1960-05-21 | 0 | 0
|  |  |  | 1960-05-22 | 0.22 | 0.22
|  |  |  | 1960-05-23 | 0.01 | 0.01
|  |  |  | 1960-05-24 | 0 | 0
|  |  |  | 1960-05-25 | 0 | 0
|  |  |  | 1960-05-26 | 0 | 0
|  |  |  | 1960-05-27 | 0 | 0
|  |  |  | 1960-05-28 | 0.31 | 0.31
|  |  |  | 1960-05-29 | 0.01 | 0.01
|  |  |  | 1960-05-30 | 0.38 | 0.38
|  |  |  | 1960-05-31 | 0 | 0
|  |  |  | 1960-06-01 | 0.76 | 0.76
|  |  |  | 1960-06-02 | 0 | 0
|  |  |  | 1960-06-03 | 0 | 0
|  |  |  | 1960-06-04 | 0 | 0
|  |  |  | 1960-06-05 | 0 | 0
|  |  |  | 1960-06-06 | 1.15 | 1.15
|  |  |  | 1960-06-07 | 0.15 | 0.15
|  |  |  | 1960-06-08 | 0.2 | 0.2
|  |  |  | 1960-06-09 | 0.06 | 0.06
|  |  |  | 1960-06-10 | 0 | 0
|  |  |  | 1960-06-11 | 0 | 0
|  |  |  | 1960-06-12 | 0.04 | 0.04
|  |  |  | 1960-06-13 | 0 | 0
|  |  |  | 1960-06-14 | 0 | 0
|  |  |  | 1960-06-15 | 0 | 0
|  |  |  | 1960-06-16 | 0 | 0
|  |  |  | 1960-06-17 | 0 | 0
|  |  |  | 1960-06-18 | 0 | 0
|  |  |  | 1960-06-19 | 0 | 0
|  |  |  | 1960-06-20 | 0 | 0
|  |  |  | 1960-06-21 | 0 | 0
|  |  |  | 1960-06-22 | 0 | 0
|  |  |  | 1960-06-23 | 0 | 0
|  |  |  | 1960-06-24 | 0 | 0
|  |  |  | 1960-06-25 | 0 | 0
|  |  |  | 1960-06-26 | 0 | 0
|  |  |  | 1960-06-27 | 0 | 0
|  |  |  | 1960-06-28 | 0 | 0
|  |  |  | 1960-06-29 | 0 | 0
|  |  |  | 1960-06-30 | 0 | 0
|  |  |  | 1960-07-01 | 0 | 0
|  |  |  | 1960-07-02 | 0 | 0
|  |  |  | 1960-07-03 | 0 | 0
|  |  |  | 1960-07-04 | 0.38 | 0.38
|  |  |  | 1960-07-05 | 0.13 | 0.13
|  |  |  | 1960-07-06 | 0.37 | 0.37
|  |  |  | 1960-07-07 | 1.1 | 1.1
|  |  |  | 1960-07-08 | 0 | 0
|  |  |  | 1960-07-09 | 0 | 0
|  |  |  | 1960-07-10 | 0 | 0
|  |  |  | 1960-07-11 | 0 | 0
|  |  |  | 1960-07-12 | 0 | 0
|  |  |  | 1960-07-13 | 0 | 0
|  |  |  | 1960-07-14 | 0.09 | 0.09
|  |  |  | 1960-07-15 | 0.02 | 0.02
|  |  |  | 1960-07-16 | 0 | 0
|  |  |  | 1960-07-17 | 0 | 0
|  |  |  | 1960-07-18 | 0 | 0
|  |  |  | 1960-07-19 | 0 | 0
|  |  |  | 1960-07-20 | 0.79 | 0.79
|  |  |  | 1960-07-21 | 0.03 | 0.03
|  |  |  | 1960-07-22 | 0 | 0
|  |  |  | 1960-07-23 | 0 | 0
|  |  |  | 1960-07-24 | 0 | 0
|  |  |  | 1960-07-25 | 0 | 0
|  |  |  | 1960-07-26 | 0 | 0
|  |  |  | 1960-07-27 | 0 | 0
|  |  |  | 1960-07-28 | 0 | 0
|  |  |  | 1960-07-29 | 0 | 0
|  |  |  | 1960-07-30 | 0 | 0
|  |  |  | 1960-07-31 | 0 | 0
|  |  |  | 1960-08-01 | 0 | 0
|  |  |  | 1960-08-02 | 0 | 0
|  |  |  | 1960-08-03 | 0 | 0
|  |  |  | 1960-08-04 | 0 | 0
|  |  |  | 1960-08-05 | 0 | 0
|  |  |  | 1960-08-06 | 0 | 0
|  |  |  | 1960-08-07 | 0 | 0
|  |  |  | 1960-08-08 | 0 | 0
|  |  |  | 1960-08-09 | 0.07 | 0.07
|  |  |  | 1960-08-10 | 0 | 0
|  |  |  | 1960-08-11 | 0 | 0
|  |  |  | 1960-08-12 | 0 | 0
|  |  |  | 1960-08-13 | 0 | 0
|  |  |  | 1960-08-14 | 0 | 0
|  |  |  | 1960-08-15 | 0.12 | 0.12
|  |  |  | 1960-08-16 | 0 | 0
|  |  |  | 1960-08-17 | 0 | 0
|  |  |  | 1960-08-18 | 0.26 | 0.26
|  |  |  | 1960-08-19 | 0 | 0
|  |  |  | 1960-08-20 | 0 | 0
|  |  |  | 1960-08-21 | 0.32 | 0.32
|  |  |  | 1960-08-22 | 0 | 0
|  |  |  | 1960-08-23 | 0 | 0
|  |  |  | 1960-08-24 | 0 | 0
|  |  |  | 1960-08-25 | 0 | 0
|  |  |  | 1960-08-26 | 0 | 0
|  |  |  | 1960-08-27 | 0.28 | 0.28
|  |  |  | 1960-08-28 | 0 | 0
|  |  |  | 1960-08-29 | 0 | 0
|  |  |  | 1960-08-30 | 0 | 0
|  |  |  | 1960-08-31 | 0 | 0
|  |  |  | 1960-09-01 | 0 | 0
|  |  |  | 1960-09-02 | 0 | 0
|  |  |  | 1960-09-03 | 0 | 0
|  |  |  | 1960-09-04 | 0 | 0
|  |  |  | 1960-09-05 | 0 | 0
|  |  |  | 1960-09-06 | 0 | 0
|  |  |  | 1960-09-07 | 0 | 0
|  |  |  | 1960-09-08 | 0 | 0
|  |  |  | 1960-09-09 | 0 | 0
|  |  |  | 1960-09-10 | 0 | 0
|  |  |  | 1960-09-11 | 0 | 0
|  |  |  | 1960-09-12 | 0 | 0
|  |  |  | 1960-09-13 | 0 | 0
|  |  |  | 1960-09-14 | 0 | 0
|  |  |  | 1960-09-15 | 0 | 0
|  |  |  | 1960-09-16 | 0 | 0
|  |  |  | 1960-09-17 | 0 | 0
|  |  |  | 1960-09-18 | 0 | 0
|  |  |  | 1960-09-19 | 0 | 0
|  |  |  | 1960-09-20 | 0.1 | 0.1
|  |  |  | 1960-09-21 | 0 | 0
|  |  |  | 1960-09-22 | 0 | 0
|  |  |  | 1960-09-23 | 0.52 | 0.52
|  |  |  | 1960-09-24 | 1.28 | 1.28
|  |  |  | 1960-09-25 | 0 | 0
|  |  |  | 1960-09-26 | 1.92 | 1.92
|  |  |  | 1960-09-27 | 0.29 | 0.29
|  |  |  | 1960-09-28 | 0 | 0
|  |  |  | 1960-09-29 | 0 | 0
|  |  |  | 1960-09-30 | 0 | 0
|  |  |  | 1960-10-01 | 0 | 0
|  |  |  | 1960-10-02 | 0 | 0
|  |  |  | 1960-10-03 | 0 | 0
|  |  |  | 1960-10-04 | 1.2 | 1.2
|  |  |  | 1960-10-05 | 0 | 0
|  |  |  | 1960-10-06 | 0 | 0
|  |  |  | 1960-10-07 | 0 | 0
|  |  |  | 1960-10-08 | 0 | 0
|  |  |  | 1960-10-09 | 0 | 0
|  |  |  | 1960-10-10 | 0 | 0
|  |  |  | 1960-10-11 | 0 | 0
|  |  |  | 1960-10-12 | 0.12 | 0.12
|  |  |  | 1960-10-13 | 0 | 0
|  |  |  | 1960-10-14 | 0 | 0
|  |  |  | 1960-10-15 | 1.08 | 1.08
|  |  |  | 1960-10-16 | 0 | 0
|  |  |  | 1960-10-17 | 0.63 | 0.63
|  |  |  | 1960-10-18 | 1.5 | 1.5
|  |  |  | 1960-10-19 | 0 | 0
|  |  |  | 1960-10-20 | 0 | 0
|  |  |  | 1960-10-21 | 0 | 0
|  |  |  | 1960-10-22 | 0 | 0
|  |  |  | 1960-10-23 | 0 | 0
|  |  |  | 1960-10-24 | 0 | 0
|  |  |  | 1960-10-25 | 1.5 | 1.5
|  |  |  | 1960-10-26 | 0 | 0
|  |  |  | 1960-10-27 | 0 | 0
|  |  |  | 1960-10-28 | 0 | 0
|  |  |  | 1960-10-29 | 0 | 0
|  |  |  | 1960-10-30 | 0 | 0
|  |  |  | 1960-10-31 | 0 | 0
|  |  |  | 1960-11-01 | 0 | 0
|  |  |  | 1960-11-02 | 0 | 0
|  |  |  | 1960-11-03 | 0 | 0
|  |  |  | 1960-11-04 | 0 | 0
|  |  |  | 1960-11-05 | 0 | 0
|  |  |  | 1960-11-06 | 0 | 0
|  |  |  | 1960-11-07 | 0 | 0
|  |  |  | 1960-11-08 | 0 | 0
|  |  |  | 1960-11-09 | 0 | 0
|  |  |  | 1960-11-10 | 0 | 0
|  |  |  | 1960-11-11 | 0 | 0
|  |  |  | 1960-11-12 | 0 | 0
|  |  |  | 1960-11-13 | 0 | 0
|  |  |  | 1960-11-14 | 0 | 0
|  |  |  | 1960-11-15 | 0 | 0
|  |  |  | 1960-11-16 | 0 | 0
|  |  |  | 1960-11-17 | 0 | 0
|  |  |  | 1960-11-18 | 0 | 0
|  |  |  | 1960-11-19 | 0 | 0
|  |  |  | 1960-11-20 | 0 | 0
|  |  |  | 1960-11-21 | 0 | 0
|  |  |  | 1960-11-22 | 0 | 0
|  |  |  | 1960-11-23 | 0 | 0
|  |  |  | 1960-11-24 | 0 | 0
|  |  |  | 1960-11-25 | 0 | 0
|  |  |  | 1960-11-26 | 0 | 0
|  |  |  | 1960-11-27 | 0 | 0
|  |  |  | 1960-11-28 | 0 | 0
|  |  |  | 1960-11-29 | 0 | 0
|  |  |  | 1960-11-30 | 0 | 0
|  |  |  | 1960-12-01 | 0 | 0
|  |  |  | 1960-12-02 | 0 | 0
|  |  |  | 1960-12-03 | 0 | 0
|  |  |  | 1960-12-04 | 0.2 | 0.2
|  |  |  | 1960-12-05 | 0 | 0
|  |  |  | 1960-12-06 | 0.23 | 0.23
|  |  |  | 1960-12-07 | 1.31 | 1.31
|  |  |  | 1960-12-08 | 0.02 | 0.02
|  |  |  | 1960-12-09 | 0.25 | 0.25
|  |  |  | 1960-12-10 | 0.83 | 0.83
|  |  |  | 1960-12-11 | 0 | 0
|  |  |  | 1960-12-12 | 0 | 0
|  |  |  | 1960-12-13 | 0.07 | 0.07
|  |  |  | 1960-12-14 | 0 | 0
|  |  |  | 1960-12-15 | 0 | 0
|  |  |  | 1960-12-16 | 0 | 0
|  |  |  | 1960-12-17 | 0 | 0
|  |  |  | 1960-12-18 | 0 | 0
|  |  |  | 1960-12-19 | 0 | 0
|  |  |  | 1960-12-20 | 0 | 0
|  |  |  | 1960-12-21 | 0 | 0
|  |  |  | 1960-12-22 | 0 | 0
|  |  |  | 1960-12-23 | 0 | 0
|  |  |  | 1960-12-24 | 0 | 0
|  |  |  | 1960-12-25 | 0 | 0
|  |  |  | 1960-12-26 | 0 | 0
|  |  |  | 1960-12-27 | 0 | 0
|  |  |  | 1960-12-28 | 0.3 | 0.3
|  |  |  | 1960-12-29 | 0.05 | 0.05
|  |  |  | 1960-12-30 | 0.12 | 0.12
|  |  |  | 1960-12-31 | 0.42 | 0.42
|  |  |  | 1961-01-01 | 0 | 0
|  |  |  | 1961-01-02 | 0 | 0
|  |  |  | 1961-01-03 | 0 | 0
|  |  |  | 1961-01-04 | 0 | 0
|  |  |  | 1961-01-05 | 0 | 0
|  |  |  | 1961-01-06 | 0 | 0
|  |  |  | 1961-01-07 | 0.01 | 0.01
|  |  |  | 1961-01-08 | 0 | 0
|  |  |  | 1961-01-09 | 0 | 0
|  |  |  | 1961-01-10 | 0 | 0
|  |  |  | 1961-01-11 | 0.15 | 0.15
|  |  |  | 1961-01-12 | 0 | 0
|  |  |  | 1961-01-13 | 0 | 0
|  |  |  | 1961-01-14 | 0 | 0
|  |  |  | 1961-01-15 | 0 | 0
|  |  |  | 1961-01-16 | 0 | 0
|  |  |  | 1961-01-17 | 0 | 0
|  |  |  | 1961-01-18 | 0 | 0
|  |  |  | 1961-01-19 | 0 | 0
|  |  |  | 1961-01-20 | 0 | 0
|  |  |  | 1961-01-21 | 0 | 0
|  |  |  | 1961-01-22 | 0 | 0
|  |  |  | 1961-01-23 | 0 | 0
|  |  |  | 1961-01-24 | 0.08 | 0.08
|  |  |  | 1961-01-25 | 0 | 0
|  |  |  | 1961-01-26 | 0 | 0
|  |  |  | 1961-01-27 | 0.08 | 0.08
|  |  |  | 1961-01-28 | 0.02 | 0.02
|  |  |  | 1961-01-29 | 0 | 0
|  |  |  | 1961-01-30 | 0 | 0
|  |  |  | 1961-01-31 | 0 | 0
|  |  |  | 1961-02-01 | 0 | 0
|  |  |  | 1961-02-02 | 0 | 0
|  |  |  | 1961-02-03 | 0 | 0
|  |  |  | 1961-02-04 | 0.34 | 0.34
|  |  |  | 1961-02-05 | 0.18 | 0.18
|  |  |  | 1961-02-06 | 0.17 | 0.17
|  |  |  | 1961-02-07 | 0 | 0
|  |  |  | 1961-02-08 | 0 | 0
|  |  |  | 1961-02-09 | 0 | 0
|  |  |  | 1961-02-10 | 0 | 0
|  |  |  | 1961-02-11 | 0 | 0
|  |  |  | 1961-02-12 | 0 | 0
|  |  |  | 1961-02-13 | 0 | 0
|  |  |  | 1961-02-14 | 0 | 0
|  |  |  | 1961-02-15 | 0 | 0
|  |  |  | 1961-02-16 | 0 | 0
|  |  |  | 1961-02-17 | 0 | 0
|  |  |  | 1961-02-18 | 0 | 0
|  |  |  | 1961-02-19 | 0 | 0
|  |  |  | 1961-02-20 | 0.25 | 0.25
|  |  |  | 1961-02-21 | 0.01 | 0.01
|  |  |  | 1961-02-22 | 0 | 0
|  |  |  | 1961-02-23 | 0 | 0
|  |  |  | 1961-02-24 | 0.08 | 0.08
|  |  |  | 1961-02-25 | 0 | 0
|  |  |  | 1961-02-26 | 0 | 0
|  |  |  | 1961-02-27 | 0 | 0
|  |  |  | 1961-02-28 | 0 | 0
|  |  |  | 1961-03-01 | 0 | 0
|  |  |  | 1961-03-02 | 0 | 0
|  |  |  | 1961-03-03 | 0 | 0
|  |  |  | 1961-03-04 | 0 | 0
|  |  |  | 1961-03-05 | 0 | 0
|  |  |  | 1961-03-06 | 0 | 0
|  |  |  | 1961-03-07 | 0 | 0
|  |  |  | 1961-03-08 | 0 | 0
|  |  |  | 1961-03-09 | 0 | 0
|  |  |  | 1961-03-10 | 0 | 0
|  |  |  | 1961-03-11 | 0 | 0
|  |  |  | 1961-03-12 | 0 | 0
|  |  |  | 1961-03-13 | 0 | 0
|  |  |  | 1961-03-14 | 0 | 0
|  |  |  | 1961-03-15 | 0 | 0
|  |  |  | 1961-03-16 | 1.23 | 1.23
|  |  |  | 1961-03-17 | 0.08 | 0.08
|  |  |  | 1961-03-18 | 0 | 0
|  |  |  | 1961-03-19 | 0.03 | 0.03
|  |  |  | 1961-03-20 | 0 | 0
|  |  |  | 1961-03-21 | 0 | 0
|  |  |  | 1961-03-22 | 0 | 0
|  |  |  | 1961-03-23 | 0 | 0
|  |  |  | 1961-03-24 | 0 | 0
|  |  |  | 1961-03-25 | 0.88 | 0.88
|  |  |  | 1961-03-26 | 0.02 | 0.02
|  |  |  | 1961-03-27 | 0 | 0
|  |  |  | 1961-03-28 | 0 | 0
|  |  |  | 1961-03-29 | 0.02 | 0.02
|  |  |  | 1961-03-30 | 1.08 | 1.08
|  |  |  | 1961-03-31 | 0.01 | 0.01
|  |  |  | 1961-04-01 | 0 | 0
|  |  |  | 1961-04-02 | 0 | 0
|  |  |  | 1961-04-03 | 0 | 0
|  |  |  | 1961-04-04 | 0 | 0
|  |  |  | 1961-04-05 | 0 | 0
|  |  |  | 1961-04-06 | 0 | 0
|  |  |  | 1961-04-07 | 0 | 0
|  |  |  | 1961-04-08 | 0.16 | 0.16
|  |  |  | 1961-04-09 | 0 | 0
|  |  |  | 1961-04-10 | 0 | 0
|  |  |  | 1961-04-11 | 0 | 0
|  |  |  | 1961-04-12 | 0 | 0
|  |  |  | 1961-04-13 | 0 | 0
|  |  |  | 1961-04-14 | 0 | 0
|  |  |  | 1961-04-15 | 0.02 | 0.02
|  |  |  | 1961-04-16 | 0 | 0
|  |  |  | 1961-04-17 | 0 | 0
|  |  |  | 1961-04-18 | 0 | 0
|  |  |  | 1961-04-19 | 0 | 0
|  |  |  | 1961-04-20 | 0 | 0
|  |  |  | 1961-04-21 | 0 | 0
|  |  |  | 1961-04-22 | 0 | 0
|  |  |  | 1961-04-23 | 0 | 0
|  |  |  | 1961-04-24 | 0 | 0
|  |  |  | 1961-04-25 | 0 | 0
|  |  |  | 1961-04-26 | 0 | 0
|  |  |  | 1961-04-27 | 0 | 0
|  |  |  | 1961-04-28 | 0 | 0
|  |  |  | 1961-04-29 | 0 | 0
|  |  |  | 1961-04-30 | 1.53 | 1.53
|  |  |  | 1961-05-01 | 0.11 | 0.11
|  |  |  | 1961-05-02 | 0 | 0
|  |  |  | 1961-05-03 | 0.17 | 0.17
|  |  |  | 1961-05-04 | 0.5 | 0.5
|  |  |  | 1961-05-05 | 0.17 | 0.17
|  |  |  | 1961-05-06 | 0 | 0
|  |  |  | 1961-05-07 | 0.12 | 0.12
|  |  |  | 1961-05-08 | 0.2 | 0.2
|  |  |  | 1961-05-09 | 0 | 0
|  |  |  | 1961-05-10 | 0 | 0
|  |  |  | 1961-05-11 | 0 | 0
|  |  |  | 1961-05-12 | 0 | 0
|  |  |  | 1961-05-13 | 0 | 0
|  |  |  | 1961-05-14 | 0 | 0
|  |  |  | 1961-05-15 | 0 | 0
|  |  |  | 1961-05-16 | 0 | 0
|  |  |  | 1961-05-17 | 0 | 0
|  |  |  | 1961-05-18 | 0 | 0
|  |  |  | 1961-05-19 | 0 | 0
|  |  |  | 1961-05-20 | 0 | 0
|  |  |  | 1961-05-21 | 0.42 | 0.42
|  |  |  | 1961-05-22 | 0 | 0
|  |  |  | 1961-05-23 | 0 | 0
|  |  |  | 1961-05-24 | 0 | 0
|  |  |  | 1961-05-25 | 0.13 | 0.13
|  |  |  | 1961-05-26 | 0 | 0
|  |  |  | 1961-05-27 | 0 | 0
|  |  |  | 1961-05-28 | 0 | 0
|  |  |  | 1961-05-29 | 0 | 0
|  |  |  | 1961-05-30 | 0 | 0
|  |  |  | 1961-05-31 | 0 | 0
|  |  |  | 1961-06-01 | 0 | 0
|  |  |  | 1961-06-02 | 0 | 0
|  |  |  | 1961-06-03 | 0 | 0
|  |  |  | 1961-06-04 | 0.34 | 0.34
|  |  |  | 1961-06-05 | 0.1 | 0.1
|  |  |  | 1961-06-06 | 0.02 | 0.02
|  |  |  | 1961-06-07 | 0.32 | 0.32
|  |  |  | 1961-06-08 | 0.13 | 0.13
|  |  |  | 1961-06-09 | 0 | 0
|  |  |  | 1961-06-10 | 0 | 0
|  |  |  | 1961-06-11 | 0 | 0
|  |  |  | 1961-06-12 | 0 | 0
|  |  |  | 1961-06-13 | 0 | 0
|  |  |  | 1961-06-14 | 0.53 | 0.53
|  |  |  | 1961-06-15 | 0.14 | 0.14
|  |  |  | 1961-06-16 | 0.13 | 0.13
|  |  |  | 1961-06-17 | 0 | 0
|  |  |  | 1961-06-18 | 0 | 0
|  |  |  | 1961-06-19 | 0 | 0
|  |  |  | 1961-06-20 | 0 | 0
|  |  |  | 1961-06-21 | 0 | 0
|  |  |  | 1961-06-22 | 0 | 0
|  |  |  | 1961-06-23 | 0.02 | 0.02
|  |  |  | 1961-06-24 | 4 | 4
|  |  |  | 1961-06-25 | 0.8 | 0.8
|  |  |  | 1961-06-26 | 0 | 0
|  |  |  | 1961-06-27 | 0 | 0
|  |  |  | 1961-06-28 | 0 | 0
|  |  |  | 1961-06-29 | 0 | 0
|  |  |  | 1961-06-30 | 0 | 0
|  |  |  | 1961-07-01 | 0 | 0
|  |  |  | 1961-07-02 | 0.05 | 0.05
|  |  |  | 1961-07-03 | 0 | 0
|  |  |  | 1961-07-04 | 0 | 0
|  |  |  | 1961-07-05 | 0 | 0
|  |  |  | 1961-07-06 | 0 | 0
|  |  |  | 1961-07-07 | 0 | 0
|  |  |  | 1961-07-08 | 0 | 0
|  |  |  | 1961-07-09 | 0.17 | 0.17
|  |  |  | 1961-07-10 | 0 | 0
|  |  |  | 1961-07-11 | 0 | 0
|  |  |  | 1961-07-12 | 0 | 0
|  |  |  | 1961-07-13 | 0 | 0
|  |  |  | 1961-07-14 | 0 | 0
|  |  |  | 1961-07-15 | 0.1 | 0.1
|  |  |  | 1961-07-16 | 0.23 | 0.23
|  |  |  | 1961-07-17 | 0 | 0
|  |  |  | 1961-07-18 | 0 | 0
|  |  |  | 1961-07-19 | 0 | 0
|  |  |  | 1961-07-20 | 0 | 0
|  |  |  | 1961-07-21 | 0.66 | 0.66
|  |  |  | 1961-07-22 | 0.01 | 0.01
|  |  |  | 1961-07-23 | 0 | 0
|  |  |  | 1961-07-24 | 0 | 0
|  |  |  | 1961-07-25 | 0 | 0
|  |  |  | 1961-07-26 | 0 | 0
|  |  |  | 1961-07-27 | 0 | 0
|  |  |  | 1961-07-28 | 0 | 0
|  |  |  | 1961-07-29 | 0 | 0
|  |  |  | 1961-07-30 | 0 | 0
|  |  |  | 1961-07-31 | 0 | 0
|  |  |  | 1961-08-01 | 0 | 0
|  |  |  | 1961-08-02 | 0 | 0
|  |  |  | 1961-08-03 | 0 | 0
|  |  |  | 1961-08-04 | 0 | 0
|  |  |  | 1961-08-05 | 0 | 0
|  |  |  | 1961-08-06 | 0.02 | 0.02
|  |  |  | 1961-08-07 | 0 | 0
|  |  |  | 1961-08-08 | 0 | 0
|  |  |  | 1961-08-09 | 0 | 0
|  |  |  | 1961-08-10 | 0 | 0
|  |  |  | 1961-08-11 | 0.04 | 0.04
|  |  |  | 1961-08-12 | 0.05 | 0.05
|  |  |  | 1961-08-13 | 0.21 | 0.21
|  |  |  | 1961-08-14 | 0 | 0
|  |  |  | 1961-08-15 | 0 | 0
|  |  |  | 1961-08-16 | 0 | 0
|  |  |  | 1961-08-17 | 0 | 0
|  |  |  | 1961-08-18 | 0 | 0
|  |  |  | 1961-08-19 | 1.26 | 1.26
|  |  |  | 1961-08-20 | 0 | 0
|  |  |  | 1961-08-21 | 0 | 0
|  |  |  | 1961-08-22 | 0 | 0
|  |  |  | 1961-08-23 | 0 | 0
|  |  |  | 1961-08-24 | 0 | 0
|  |  |  | 1961-08-25 | 0 | 0
|  |  |  | 1961-08-26 | 0 | 0
|  |  |  | 1961-08-27 | 0 | 0
|  |  |  | 1961-08-28 | 0 | 0
|  |  |  | 1961-08-29 | 0 | 0
|  |  |  | 1961-08-30 | 0 | 0
|  |  |  | 1961-08-31 | 0 | 0
|  |  |  | 1961-09-01 | 0 | 0
|  |  |  | 1961-09-02 | 0 | 0
|  |  |  | 1961-09-03 | 1.38 | 1.38
|  |  |  | 1961-09-04 | 0.56 | 0.56
|  |  |  | 1961-09-05 | 0 | 0
|  |  |  | 1961-09-06 | 0 | 0
|  |  |  | 1961-09-07 | 0 | 0
|  |  |  | 1961-09-08 | 0 | 0
|  |  |  | 1961-09-09 | 0 | 0
|  |  |  | 1961-09-10 | 0 | 0
|  |  |  | 1961-09-11 | 0.05 | 0.05
|  |  |  | 1961-09-12 | 2.12 | 2.12
|  |  |  | 1961-09-13 | 0.05 | 0.05
|  |  |  | 1961-09-14 | 0 | 0
|  |  |  | 1961-09-15 | 0 | 0
|  |  |  | 1961-09-16 | 0 | 0
|  |  |  | 1961-09-17 | 0 | 0
|  |  |  | 1961-09-18 | 0 | 0
|  |  |  | 1961-09-19 | 0 | 0
|  |  |  | 1961-09-20 | 0.03 | 0.03
|  |  |  | 1961-09-21 | 0 | 0
|  |  |  | 1961-09-22 | 0 | 0
|  |  |  | 1961-09-23 | 0 | 0
|  |  |  | 1961-09-24 | 0 | 0
|  |  |  | 1961-09-25 | 0 | 0
|  |  |  | 1961-09-26 | 0 | 0
|  |  |  | 1961-09-27 | 0 | 0
|  |  |  | 1961-09-28 | 0.02 | 0.02
|  |  |  | 1961-09-29 | 0 | 0
|  |  |  | 1961-09-30 | 0 | 0
|  |  |  | 1961-10-01 | 0 | 0
|  |  |  | 1961-10-02 | 1.28 | 1.28
|  |  |  | 1961-10-03 | 0 | 0
|  |  |  | 1961-10-04 | 0 | 0
|  |  |  | 1961-10-05 | 0 | 0
|  |  |  | 1961-10-06 | 0 | 0
|  |  |  | 1961-10-07 | 0 | 0
|  |  |  | 1961-10-08 | 0 | 0
|  |  |  | 1961-10-09 | 0.14 | 0.14
|  |  |  | 1961-10-10 | 0.06 | 0.06
|  |  |  | 1961-10-11 | 0 | 0
|  |  |  | 1961-10-12 | 0 | 0
|  |  |  | 1961-10-13 | 0 | 0
|  |  |  | 1961-10-14 | 0 | 0
|  |  |  | 1961-10-15 | 0 | 0
|  |  |  | 1961-10-16 | 0 | 0
|  |  |  | 1961-10-17 | 0 | 0
|  |  |  | 1961-10-18 | 0 | 0
|  |  |  | 1961-10-19 | 0 | 0
|  |  |  | 1961-10-20 | 0 | 0
|  |  |  | 1961-10-21 | 0 | 0
|  |  |  | 1961-10-22 | 0 | 0
|  |  |  | 1961-10-23 | 0 | 0
|  |  |  | 1961-10-24 | 0 | 0
|  |  |  | 1961-10-25 | 0 | 0
|  |  |  | 1961-10-26 | 0 | 0
|  |  |  | 1961-10-27 | 0 | 0
|  |  |  | 1961-10-28 | 0 | 0
|  |  |  | 1961-10-29 | 0 | 0
|  |  |  | 1961-10-30 | 0 | 0
|  |  |  | 1961-10-31 | 0 | 0
|  |  |  | 1961-11-01 | 0.57 | 0.57
|  |  |  | 1961-11-02 | 0.83 | 0.83
|  |  |  | 1961-11-03 | 0 | 0
|  |  |  | 1961-11-04 | 0 | 0
|  |  |  | 1961-11-05 | 0 | 0
|  |  |  | 1961-11-06 | 0 | 0
|  |  |  | 1961-11-07 | 0 | 0
|  |  |  | 1961-11-08 | 0 | 0
|  |  |  | 1961-11-09 | 0.03 | 0.03
|  |  |  | 1961-11-10 | 0.01 | 0.01
|  |  |  | 1961-11-11 | 0 | 0
|  |  |  | 1961-11-12 | 0 | 0
|  |  |  | 1961-11-13 | 0 | 0
|  |  |  | 1961-11-14 | 0.09 | 0.09
|  |  |  | 1961-11-15 | 0.87 | 0.87
|  |  |  | 1961-11-16 | 0 | 0
|  |  |  | 1961-11-17 | 0 | 0
|  |  |  | 1961-11-18 | 0 | 0
|  |  |  | 1961-11-19 | 0 | 0
|  |  |  | 1961-11-20 | 0 | 0
|  |  |  | 1961-11-21 | 0 | 0
|  |  |  | 1961-11-22 | 0.84 | 0.84
|  |  |  | 1961-11-23 | 0 | 0
|  |  |  | 1961-11-24 | 0 | 0
|  |  |  | 1961-11-25 | 0 | 0
|  |  |  | 1961-11-26 | 0 | 0
|  |  |  | 1961-11-27 | 0 | 0
|  |  |  | 1961-11-28 | 0 | 0
|  |  |  | 1961-11-29 | 0 | 0
|  |  |  | 1961-11-30 | 0 | 0
|  |  |  | 1961-12-01 | 0 | 0
|  |  |  | 1961-12-02 | 0 | 0
|  |  |  | 1961-12-03 | 0 | 0
|  |  |  | 1961-12-04 | 0.03 | 0.03
|  |  |  | 1961-12-05 | 0.02 | 0.02
|  |  |  | 1961-12-06 | 0 | 0
|  |  |  | 1961-12-07 | 0.2 | 0.2
|  |  |  | 1961-12-08 | 0.37 | 0.37
|  |  |  | 1961-12-09 | 0.07 | 0.07
|  |  |  | 1961-12-10 | 0.01 | 0.01
|  |  |  | 1961-12-11 | 0.1 | 0.1
|  |  |  | 1961-12-12 | 0 | 0
|  |  |  | 1961-12-13 | 0 | 0
|  |  |  | 1961-12-14 | 0 | 0
|  |  |  | 1961-12-15 | 0.02 | 0.02
|  |  |  | 1961-12-16 | 0.2 | 0.2
|  |  |  | 1961-12-17 | 0.01 | 0.01
|  |  |  | 1961-12-18 | 0 | 0
|  |  |  | 1961-12-19 | 0 | 0
|  |  |  | 1961-12-20 | 0 | 0
|  |  |  | 1961-12-21 | 0 | 0
|  |  |  | 1961-12-22 | 0 | 0
|  |  |  | 1961-12-23 | 0 | 0
|  |  |  | 1961-12-24 | 0 | 0
|  |  |  | 1961-12-25 | 0 | 0
|  |  |  | 1961-12-26 | 0 | 0
|  |  |  | 1961-12-27 | 0 | 0
|  |  |  | 1961-12-28 | 0 | 0
|  |  |  | 1961-12-29 | 0 | 0
|  |  |  | 1961-12-30 | 0 | 0
|  |  |  | 1961-12-31 | 0 | 0
|  |  |  | 1962-01-01 | 0 | 0
|  |  |  | 1962-01-02 | 0 | 0
|  |  |  | 1962-01-03 | 0 | 0
|  |  |  | 1962-01-04 | 0 | 0
|  |  |  | 1962-01-05 | 0 | 0
|  |  |  | 1962-01-06 | 0 | 0
|  |  |  | 1962-01-07 | 0 | 0
|  |  |  | 1962-01-08 | 0 | 0
|  |  |  | 1962-01-09 | 0.09 | 0.09
|  |  |  | 1962-01-10 | 0 | 0
|  |  |  | 1962-01-11 | 0 | 0
|  |  |  | 1962-01-12 | 0 | 0
|  |  |  | 1962-01-13 | 0 | 0
|  |  |  | 1962-01-14 | 0.02 | 0.02
|  |  |  | 1962-01-15 | 0 | 0
|  |  |  | 1962-01-16 | 0 | 0
|  |  |  | 1962-01-17 | 0 | 0
|  |  |  | 1962-01-18 | 0 | 0
|  |  |  | 1962-01-19 | 0 | 0
|  |  |  | 1962-01-20 | 0 | 0
|  |  |  | 1962-01-21 | 0 | 0
|  |  |  | 1962-01-22 | 0.02 | 0.02
|  |  |  | 1962-01-23 | 0 | 0
|  |  |  | 1962-01-24 | 0 | 0
|  |  |  | 1962-01-25 | 0.02 | 0.02
|  |  |  | 1962-01-26 | 0.12 | 0.12
|  |  |  | 1962-01-27 | 0 | 0
|  |  |  | 1962-01-28 | 0 | 0
|  |  |  | 1962-01-29 | 0 | 0
|  |  |  | 1962-01-30 | 0 | 0
|  |  |  | 1962-01-31 | 0 | 0
|  |  |  | 1962-02-01 | 0 | 0
|  |  |  | 1962-02-02 | 0 | 0
|  |  |  | 1962-02-03 | 0 | 0
|  |  |  | 1962-02-04 | 0 | 0
|  |  |  | 1962-02-05 | 0 | 0
|  |  |  | 1962-02-06 | 0 | 0
|  |  |  | 1962-02-07 | 0 | 0
|  |  |  | 1962-02-08 | 0 | 0
|  |  |  | 1962-02-09 | 0 | 0
|  |  |  | 1962-02-10 | 0 | 0
|  |  |  | 1962-02-11 | 0 | 0
|  |  |  | 1962-02-12 | 0 | 0
|  |  |  | 1962-02-13 | 0 | 0
|  |  |  | 1962-02-14 | 0 | 0
|  |  |  | 1962-02-15 | 0 | 0
|  |  |  | 1962-02-16 | 0 | 0
|  |  |  | 1962-02-17 | 0 | 0
|  |  |  | 1962-02-18 | 0 | 0
|  |  |  | 1962-02-19 | 0 | 0
|  |  |  | 1962-02-20 | 0 | 0
|  |  |  | 1962-02-21 | 0 | 0
|  |  |  | 1962-02-22 | 0 | 0
|  |  |  | 1962-02-23 | 0.03 | 0.03
|  |  |  | 1962-02-24 | 0 | 0
|  |  |  | 1962-02-25 | 0.02 | 0.02
|  |  |  | 1962-02-26 | 0 | 0
|  |  |  | 1962-02-27 | 0.21 | 0.21
|  |  |  | 1962-02-28 | 0 | 0
|  |  |  | 1962-03-01 | 0 | 0
|  |  |  | 1962-03-02 | 0 | 0
|  |  |  | 1962-03-03 | 0 | 0
|  |  |  | 1962-03-04 | 0 | 0
|  |  |  | 1962-03-05 | 0 | 0
|  |  |  | 1962-03-06 | 0 | 0
|  |  |  | 1962-03-07 | 0 | 0
|  |  |  | 1962-03-08 | 0 | 0
|  |  |  | 1962-03-09 | 0 | 0
|  |  |  | 1962-03-10 | 0.04 | 0.04
|  |  |  | 1962-03-11 | 0 | 0
|  |  |  | 1962-03-12 | 0 | 0
|  |  |  | 1962-03-13 | 0 | 0
|  |  |  | 1962-03-14 | 0 | 0
|  |  |  | 1962-03-15 | 0 | 0
|  |  |  | 1962-03-16 | 0 | 0
|  |  |  | 1962-03-17 | 0 | 0
|  |  |  | 1962-03-18 | 0 | 0
|  |  |  | 1962-03-19 | 0 | 0
|  |  |  | 1962-03-20 | 0.72 | 0.72
|  |  |  | 1962-03-21 | 0 | 0
|  |  |  | 1962-03-22 | 0 | 0
|  |  |  | 1962-03-23 | 0 | 0
|  |  |  | 1962-03-24 | 0 | 0
|  |  |  | 1962-03-25 | 0 | 0
|  |  |  | 1962-03-26 | 0 | 0
|  |  |  | 1962-03-27 | 0 | 0
|  |  |  | 1962-03-28 | 0 | 0
|  |  |  | 1962-03-29 | 0 | 0
|  |  |  | 1962-03-30 | 0.54 | 0.54
|  |  |  | 1962-03-31 | 0 | 0
|  |  |  | 1962-04-01 | 0 | 0
|  |  |  | 1962-04-02 | 0 | 0
|  |  |  | 1962-04-03 | 0 | 0
|  |  |  | 1962-04-04 | 1.14 | 1.14
|  |  |  | 1962-04-05 | 0.4 | 0.4
|  |  |  | 1962-04-06 | 0.04 | 0.04
|  |  |  | 1962-04-07 | 0 | 0
|  |  |  | 1962-04-08 | 0 | 0
|  |  |  | 1962-04-09 | 0 | 0
|  |  |  | 1962-04-10 | 0 | 0
|  |  |  | 1962-04-11 | 0 | 0
|  |  |  | 1962-04-12 | 0 | 0
|  |  |  | 1962-04-13 | 0 | 0
|  |  |  | 1962-04-14 | 0 | 0
|  |  |  | 1962-04-15 | 0 | 0
|  |  |  | 1962-04-16 | 0 | 0
|  |  |  | 1962-04-17 | 0 | 0
|  |  |  | 1962-04-18 | 0 | 0
|  |  |  | 1962-04-19 | 0 | 0
|  |  |  | 1962-04-20 | 0 | 0
|  |  |  | 1962-04-21 | 0 | 0
|  |  |  | 1962-04-22 | 0 | 0
|  |  |  | 1962-04-23 | 0.59 | 0.59
|  |  |  | 1962-04-24 | 1.46 | 1.46
|  |  |  | 1962-04-25 | 0 | 0
|  |  |  | 1962-04-26 | 0.63 | 0.63
|  |  |  | 1962-04-27 | 0.35 | 0.35
|  |  |  | 1962-04-28 | 0 | 0
|  |  |  | 1962-04-29 | 0 | 0
|  |  |  | 1962-04-30 | 0 | 0
|  |  |  | 1962-05-01 | 0 | 0
|  |  |  | 1962-05-02 | 0 | 0
|  |  |  | 1962-05-03 | 0 | 0
|  |  |  | 1962-05-04 | 0.03 | 0.03
|  |  |  | 1962-05-05 | 0 | 0
|  |  |  | 1962-05-06 | 0 | 0
|  |  |  | 1962-05-07 | 0 | 0
|  |  |  | 1962-05-08 | 0 | 0
|  |  |  | 1962-05-09 | 0 | 0
|  |  |  | 1962-05-10 | 0 | 0
|  |  |  | 1962-05-11 | 0 | 0
|  |  |  | 1962-05-12 | 0 | 0
|  |  |  | 1962-05-13 | 0 | 0
|  |  |  | 1962-05-14 | 0 | 0
|  |  |  | 1962-05-15 | 0 | 0
|  |  |  | 1962-05-16 | 0 | 0
|  |  |  | 1962-05-17 | 0 | 0
|  |  |  | 1962-05-18 | 0 | 0
|  |  |  | 1962-05-19 | 0 | 0
|  |  |  | 1962-05-20 | 0 | 0
|  |  |  | 1962-05-21 | 0 | 0
|  |  |  | 1962-05-22 | 0 | 0
|  |  |  | 1962-05-23 | 0 | 0
|  |  |  | 1962-05-24 | 0 | 0
|  |  |  | 1962-05-25 | 0.25 | 0.25
|  |  |  | 1962-05-26 | 0.05 | 0.05
|  |  |  | 1962-05-27 | 0.01 | 0.01
|  |  |  | 1962-05-28 | 0.25 | 0.25
|  |  |  | 1962-05-29 | 0 | 0
|  |  |  | 1962-05-30 | 0 | 0
|  |  |  | 1962-05-31 | 0.62 | 0.62
|  |  |  | 1962-06-01 | 2.02 | 2.02
|  |  |  | 1962-06-02 | 0 | 0
|  |  |  | 1962-06-03 | 0 | 0
|  |  |  | 1962-06-04 | 0.44 | 0.44
|  |  |  | 1962-06-05 | 0.93 | 0.93
|  |  |  | 1962-06-06 | 0.16 | 0.16
|  |  |  | 1962-06-07 | 0.7 | 0.7
|  |  |  | 1962-06-08 | 0.04 | 0.04
|  |  |  | 1962-06-09 | 0.73 | 0.73
|  |  |  | 1962-06-10 | 0.37 | 0.37
|  |  |  | 1962-06-11 | 0.18 | 0.18
|  |  |  | 1962-06-12 | 0 | 0
|  |  |  | 1962-06-13 | 0 | 0
|  |  |  | 1962-06-14 | 0 | 0
|  |  |  | 1962-06-15 | 0 | 0
|  |  |  | 1962-06-16 | 0 | 0
|  |  |  | 1962-06-17 | 0 | 0
|  |  |  | 1962-06-18 | 1.08 | 1.08
|  |  |  | 1962-06-19 | 0 | 0
|  |  |  | 1962-06-20 | 0 | 0
|  |  |  | 1962-06-21 | 0 | 0
|  |  |  | 1962-06-22 | 0 | 0
|  |  |  | 1962-06-23 | 0 | 0
|  |  |  | 1962-06-24 | 0 | 0
|  |  |  | 1962-06-25 | 0 | 0
|  |  |  | 1962-06-26 | 0 | 0
|  |  |  | 1962-06-27 | 0 | 0
|  |  |  | 1962-06-28 | 0 | 0
|  |  |  | 1962-06-29 | 1.64 | 1.64
|  |  |  | 1962-06-30 | 0 | 0
|  |  |  | 1962-07-01 | 0 | 0
|  |  |  | 1962-07-02 | 0 | 0
|  |  |  | 1962-07-03 | 0 | 0
|  |  |  | 1962-07-04 | 0 | 0
|  |  |  | 1962-07-05 | 0 | 0
|  |  |  | 1962-07-06 | 0 | 0
|  |  |  | 1962-07-07 | 0 | 0
|  |  |  | 1962-07-08 | 0 | 0
|  |  |  | 1962-07-09 | 0 | 0
|  |  |  | 1962-07-10 | 0 | 0
|  |  |  | 1962-07-11 | 0 | 0
|  |  |  | 1962-07-12 | 0 | 0
|  |  |  | 1962-07-13 | 0 | 0
|  |  |  | 1962-07-14 | 0 | 0
|  |  |  | 1962-07-15 | 0 | 0
|  |  |  | 1962-07-16 | 0 | 0
|  |  |  | 1962-07-17 | 0 | 0
|  |  |  | 1962-07-18 | 0 | 0
|  |  |  | 1962-07-19 | 0 | 0
|  |  |  | 1962-07-20 | 0.39 | 0.39
|  |  |  | 1962-07-21 | 0 | 0
|  |  |  | 1962-07-22 | 0 | 0
|  |  |  | 1962-07-23 | 0.02 | 0.02
|  |  |  | 1962-07-24 | 0 | 0
|  |  |  | 1962-07-25 | 0.27 | 0.27
|  |  |  | 1962-07-26 | 2.99 | 2.99
|  |  |  | 1962-07-27 | 0 | 0
|  |  |  | 1962-07-28 | 0.14 | 0.14
|  |  |  | 1962-07-29 | 0 | 0
|  |  |  | 1962-07-30 | 0 | 0
|  |  |  | 1962-07-31 | 0 | 0
|  |  |  | 1962-08-01 | 0.02 | 0.02
|  |  |  | 1962-08-02 | 0 | 0
|  |  |  | 1962-08-03 | 0 | 0
|  |  |  | 1962-08-04 | 0 | 0
|  |  |  | 1962-08-05 | 0 | 0
|  |  |  | 1962-08-06 | 0 | 0
|  |  |  | 1962-08-07 | 0 | 0
|  |  |  | 1962-08-08 | 0 | 0
|  |  |  | 1962-08-09 | 0 | 0
|  |  |  | 1962-08-10 | 0 | 0
|  |  |  | 1962-08-11 | 0 | 0
|  |  |  | 1962-08-12 | 0 | 0
|  |  |  | 1962-08-13 | 0 | 0
|  |  |  | 1962-08-14 | 0 | 0
|  |  |  | 1962-08-15 | 0 | 0
|  |  |  | 1962-08-16 | 0 | 0
|  |  |  | 1962-08-17 | 0 | 0
|  |  |  | 1962-08-18 | 0 | 0
|  |  |  | 1962-08-19 | 0 | 0
|  |  |  | 1962-08-20 | 0 | 0
|  |  |  | 1962-08-21 | 0 | 0
|  |  |  | 1962-08-22 | 0 | 0
|  |  |  | 1962-08-23 | 0 | 0
|  |  |  | 1962-08-24 | 0 | 0
|  |  |  | 1962-08-25 | 0 | 0
|  |  |  | 1962-08-26 | 0 | 0
|  |  |  | 1962-08-27 | 0 | 0
|  |  |  | 1962-08-28 | 0 | 0
|  |  |  | 1962-08-29 | 0 | 0
|  |  |  | 1962-08-30 | 0 | 0
|  |  |  | 1962-08-31 | 0.94 | 0.94
|  |  |  | 1962-09-01 | 0.1 | 0.1
|  |  |  | 1962-09-02 | 0.05 | 0.05
|  |  |  | 1962-09-03 | 0 | 0
|  |  |  | 1962-09-04 | 0.66 | 0.66
|  |  |  | 1962-09-05 | 0.16 | 0.16
|  |  |  | 1962-09-06 | 1.93 | 1.93
|  |  |  | 1962-09-07 | 0.95 | 0.95
|  |  |  | 1962-09-08 | 0 | 0
|  |  |  | 1962-09-09 | 0 | 0
|  |  |  | 1962-09-10 | 0 | 0
|  |  |  | 1962-09-11 | 0 | 0
|  |  |  | 1962-09-12 | 0 | 0
|  |  |  | 1962-09-13 | 0 | 0
|  |  |  | 1962-09-14 | 0 | 0
|  |  |  | 1962-09-15 | 0.07 | 0.07
|  |  |  | 1962-09-16 | 0.29 | 0.29
|  |  |  | 1962-09-17 | 0.05 | 0.05
|  |  |  | 1962-09-18 | 0 | 0
|  |  |  | 1962-09-19 | 0 | 0
|  |  |  | 1962-09-20 | 0 | 0
|  |  |  | 1962-09-21 | 0 | 0
|  |  |  | 1962-09-22 | 0 | 0
|  |  |  | 1962-09-23 | 0 | 0
|  |  |  | 1962-09-24 | 0 | 0
|  |  |  | 1962-09-25 | 1 | 1
|  |  |  | 1962-09-26 | 0 | 0
|  |  |  | 1962-09-27 | 0 | 0
|  |  |  | 1962-09-28 | 0 | 0
|  |  |  | 1962-09-29 | 0 | 0
|  |  |  | 1962-09-30 | 0 | 0
|  |  |  | 1962-10-01 | 0 | 0
|  |  |  | 1962-10-02 | 0 | 0
|  |  |  | 1962-10-03 | 0 | 0
|  |  |  | 1962-10-04 | 0 | 0
|  |  |  | 1962-10-05 | 0.24 | 0.24
|  |  |  | 1962-10-06 | 0 | 0
|  |  |  | 1962-10-07 | 0 | 0
|  |  |  | 1962-10-08 | 0 | 0
|  |  |  | 1962-10-09 | 0 | 0
|  |  |  | 1962-10-10 | 0 | 0
|  |  |  | 1962-10-11 | 0 | 0
|  |  |  | 1962-10-12 | 0 | 0
|  |  |  | 1962-10-13 | 0 | 0
|  |  |  | 1962-10-14 | 0 | 0
|  |  |  | 1962-10-15 | 0 | 0
|  |  |  | 1962-10-16 | 0 | 0
|  |  |  | 1962-10-17 | 0 | 0
|  |  |  | 1962-10-18 | 0.23 | 0.23
|  |  |  | 1962-10-19 | 0.1 | 0.1
|  |  |  | 1962-10-20 | 0 | 0
|  |  |  | 1962-10-21 | 0 | 0
|  |  |  | 1962-10-22 | 0 | 0
|  |  |  | 1962-10-23 | 0 | 0
|  |  |  | 1962-10-24 | 0 | 0
|  |  |  | 1962-10-25 | 0 | 0
|  |  |  | 1962-10-26 | 0 | 0
|  |  |  | 1962-10-27 | 0.32 | 0.32
|  |  |  | 1962-10-28 | 1.26 | 1.26
|  |  |  | 1962-10-29 | 0 | 0
|  |  |  | 1962-10-30 | 0 | 0
|  |  |  | 1962-10-31 | 0 | 0
|  |  |  | 1962-11-01 | 0 | 0
|  |  |  | 1962-11-02 | 0 | 0
|  |  |  | 1962-11-03 | 0 | 0
|  |  |  | 1962-11-04 | 0 | 0
|  |  |  | 1962-11-05 | 0 | 0
|  |  |  | 1962-11-06 | 0 | 0
|  |  |  | 1962-11-07 | 0 | 0
|  |  |  | 1962-11-08 | 0 | 0
|  |  |  | 1962-11-09 | 0 | 0
|  |  |  | 1962-11-10 | 0 | 0
|  |  |  | 1962-11-11 | 0 | 0
|  |  |  | 1962-11-12 | 0 | 0
|  |  |  | 1962-11-13 | 0 | 0
|  |  |  | 1962-11-14 | 0 | 0
|  |  |  | 1962-11-15 | 0 | 0
|  |  |  | 1962-11-16 | 0 | 0
|  |  |  | 1962-11-17 | 0.15 | 0.15
|  |  |  | 1962-11-18 | 0 | 0
|  |  |  | 1962-11-19 | 0 | 0
|  |  |  | 1962-11-20 | 0 | 0
|  |  |  | 1962-11-21 | 0 | 0
|  |  |  | 1962-11-22 | 0 | 0
|  |  |  | 1962-11-23 | 0 | 0
|  |  |  | 1962-11-24 | 0 | 0
|  |  |  | 1962-11-25 | 0 | 0
|  |  |  | 1962-11-26 | 1.64 | 1.64
|  |  |  | 1962-11-27 | 0 | 0
|  |  |  | 1962-11-28 | 0 | 0
|  |  |  | 1962-11-29 | 0 | 0
|  |  |  | 1962-11-30 | 0 | 0
|  |  |  | 1962-12-01 | 0.11 | 0.11
|  |  |  | 1962-12-02 | 0.69 | 0.69
|  |  |  | 1962-12-03 | 0 | 0
|  |  |  | 1962-12-04 | 0 | 0
|  |  |  | 1962-12-05 | 0 | 0
|  |  |  | 1962-12-06 | 0 | 0
|  |  |  | 1962-12-07 | 0 | 0
|  |  |  | 1962-12-08 | 0 | 0
|  |  |  | 1962-12-09 | 0 | 0
|  |  |  | 1962-12-10 | 0 | 0
|  |  |  | 1962-12-11 | 0 | 0
|  |  |  | 1962-12-12 | 0 | 0
|  |  |  | 1962-12-13 | 0 | 0
|  |  |  | 1962-12-14 | 0 | 0
|  |  |  | 1962-12-15 | 0 | 0
|  |  |  | 1962-12-16 | 0 | 0
|  |  |  | 1962-12-17 | 0 | 0
|  |  |  | 1962-12-18 | 0 | 0
|  |  |  | 1962-12-19 | 0 | 0
|  |  |  | 1962-12-20 | 0.3 | 0.3
|  |  |  | 1962-12-21 | 0 | 0
|  |  |  | 1962-12-22 | 0 | 0
|  |  |  | 1962-12-23 | 0.01 | 0.01
|  |  |  | 1962-12-24 | 0.08 | 0.08
|  |  |  | 1962-12-25 | 0.02 | 0.02
|  |  |  | 1962-12-26 | 0 | 0
|  |  |  | 1962-12-27 | 0 | 0
|  |  |  | 1962-12-28 | 0.02 | 0.02
|  |  |  | 1962-12-29 | 0 | 0
|  |  |  | 1962-12-30 | 0 | 0
|  |  |  | 1962-12-31 | 0 | 0
|  |  |  | 1963-01-01 | 0 | 0
|  |  |  | 1963-01-02 | 0 | 0
|  |  |  | 1963-01-03 | 0 | 0
|  |  |  | 1963-01-04 | 0.18 | 0.18
|  |  |  | 1963-01-05 | 0 | 0
|  |  |  | 1963-01-06 | 0 | 0
|  |  |  | 1963-01-07 | 0 | 0
|  |  |  | 1963-01-08 | 0 | 0
|  |  |  | 1963-01-09 | 0 | 0
|  |  |  | 1963-01-10 | 0 | 0
|  |  |  | 1963-01-11 | 0 | 0
|  |  |  | 1963-01-12 | 0 | 0
|  |  |  | 1963-01-13 | 0 | 0
|  |  |  | 1963-01-14 | 0 | 0
|  |  |  | 1963-01-15 | 0 | 0
|  |  |  | 1963-01-16 | 0 | 0
|  |  |  | 1963-01-17 | 0 | 0
|  |  |  | 1963-01-18 | 0 | 0
|  |  |  | 1963-01-19 | 0.02 | 0.02
|  |  |  | 1963-01-20 | 0 | 0
|  |  |  | 1963-01-21 | 0 | 0
|  |  |  | 1963-01-22 | 0 | 0
|  |  |  | 1963-01-23 | 0 | 0
|  |  |  | 1963-01-24 | 0 | 0
|  |  |  | 1963-01-25 | 0 | 0
|  |  |  | 1963-01-26 | 0.01 | 0.01
|  |  |  | 1963-01-27 | 0 | 0
|  |  |  | 1963-01-28 | 0 | 0
|  |  |  | 1963-01-29 | 0 | 0
|  |  |  | 1963-01-30 | 0 | 0
|  |  |  | 1963-01-31 | 0 | 0
|  |  |  | 1963-02-01 | 0 | 0
|  |  |  | 1963-02-02 | 0.02 | 0.02
|  |  |  | 1963-02-03 | 0 | 0
|  |  |  | 1963-02-04 | 0 | 0
|  |  |  | 1963-02-05 | 0 | 0
|  |  |  | 1963-02-06 | 0 | 0
|  |  |  | 1963-02-07 | 0 | 0
|  |  |  | 1963-02-08 | 0 | 0
|  |  |  | 1963-02-09 | 0 | 0
|  |  |  | 1963-02-10 | 0.26 | 0.26
|  |  |  | 1963-02-11 | 0 | 0
|  |  |  | 1963-02-12 | 0 | 0
|  |  |  | 1963-02-13 | 0 | 0
|  |  |  | 1963-02-14 | 0 | 0
|  |  |  | 1963-02-15 | 0 | 0
|  |  |  | 1963-02-16 | 0.22 | 0.22
|  |  |  | 1963-02-17 | 0 | 0
|  |  |  | 1963-02-18 | 0 | 0
|  |  |  | 1963-02-19 | 0 | 0
|  |  |  | 1963-02-20 | 0 | 0
|  |  |  | 1963-02-21 | 0 | 0
|  |  |  | 1963-02-22 | 0 | 0
|  |  |  | 1963-02-23 | 0 | 0
|  |  |  | 1963-02-24 | 0 | 0
|  |  |  | 1963-02-25 | 0 | 0
|  |  |  | 1963-02-26 | 0 | 0
|  |  |  | 1963-02-27 | 0 | 0
|  |  |  | 1963-02-28 | 0.02 | 0.02
|  |  |  | 1963-03-01 | 0 | 0
|  |  |  | 1963-03-02 | 0 | 0
|  |  |  | 1963-03-03 | 0 | 0
|  |  |  | 1963-03-04 | 0 | 0
|  |  |  | 1963-03-05 | 0 | 0
|  |  |  | 1963-03-06 | 0 | 0
|  |  |  | 1963-03-07 | 0 | 0
|  |  |  | 1963-03-08 | 0 | 0
|  |  |  | 1963-03-09 | 0 | 0
|  |  |  | 1963-03-10 | 0.1 | 0.1
|  |  |  | 1963-03-11 | 0 | 0
|  |  |  | 1963-03-12 | 0 | 0
|  |  |  | 1963-03-13 | 0 | 0
|  |  |  | 1963-03-14 | 0 | 0
|  |  |  | 1963-03-15 | 0 | 0
|  |  |  | 1963-03-16 | 0 | 0
|  |  |  | 1963-03-17 | 0.08 | 0.08
|  |  |  | 1963-03-18 | 0.22 | 0.22
|  |  |  | 1963-03-19 | 0 | 0
|  |  |  | 1963-03-20 | 0 | 0
|  |  |  | 1963-03-21 | 0 | 0
|  |  |  | 1963-03-22 | 0 | 0
|  |  |  | 1963-03-23 | 0 | 0
|  |  |  | 1963-03-24 | 0 | 0
|  |  |  | 1963-03-25 | 0 | 0
|  |  |  | 1963-03-26 | 0 | 0
|  |  |  | 1963-03-27 | 0 | 0
|  |  |  | 1963-03-28 | 0 | 0
|  |  |  | 1963-03-29 | 0.16 | 0.16
|  |  |  | 1963-03-30 | 1.79 | 1.79
|  |  |  | 1963-03-31 | 0.01 | 0.01
|  |  |  | 1963-04-01 | 0 | 0
|  |  |  | 1963-04-02 | 0 | 0
|  |  |  | 1963-04-03 | 0 | 0
|  |  |  | 1963-04-04 | 0 | 0
|  |  |  | 1963-04-05 | 0.26 | 0.26
|  |  |  | 1963-04-06 | 0 | 0
|  |  |  | 1963-04-07 | 0 | 0
|  |  |  | 1963-04-08 | 0 | 0
|  |  |  | 1963-04-09 | 0 | 0
|  |  |  | 1963-04-10 | 0 | 0
|  |  |  | 1963-04-11 | 0 | 0
|  |  |  | 1963-04-12 | 0 | 0
|  |  |  | 1963-04-13 | 0 | 0
|  |  |  | 1963-04-14 | 0 | 0
|  |  |  | 1963-04-15 | 0 | 0
|  |  |  | 1963-04-16 | 0 | 0
|  |  |  | 1963-04-17 | 0.04 | 0.04
|  |  |  | 1963-04-18 | 0 | 0
|  |  |  | 1963-04-19 | 0 | 0
|  |  |  | 1963-04-20 | 0 | 0
|  |  |  | 1963-04-21 | 0 | 0
|  |  |  | 1963-04-22 | 0 | 0
|  |  |  | 1963-04-23 | 0 | 0
|  |  |  | 1963-04-24 | 0.14 | 0.14
|  |  |  | 1963-04-25 | 0 | 0
|  |  |  | 1963-04-26 | 0.36 | 0.36
|  |  |  | 1963-04-27 | 0.29 | 0.29
|  |  |  | 1963-04-28 | 0.04 | 0.04
|  |  |  | 1963-04-29 | 0 | 0
|  |  |  | 1963-04-30 | 0 | 0
|  |  |  | 1963-05-01 | 0 | 0
|  |  |  | 1963-05-02 | 0.01 | 0.01
|  |  |  | 1963-05-03 | 0 | 0
|  |  |  | 1963-05-04 | 0.85 | 0.85
|  |  |  | 1963-05-05 | 0.66 | 0.66
|  |  |  | 1963-05-06 | 0 | 0
|  |  |  | 1963-05-07 | 0 | 0
|  |  |  | 1963-05-08 | 0 | 0
|  |  |  | 1963-05-09 | 0 | 0
|  |  |  | 1963-05-10 | 0 | 0
|  |  |  | 1963-05-11 | 0 | 0
|  |  |  | 1963-05-12 | 0 | 0
|  |  |  | 1963-05-13 | 0 | 0
|  |  |  | 1963-05-14 | 0 | 0
|  |  |  | 1963-05-15 | 0 | 0
|  |  |  | 1963-05-16 | 0 | 0
|  |  |  | 1963-05-17 | 0 | 0
|  |  |  | 1963-05-18 | 0 | 0
|  |  |  | 1963-05-19 | 0.63 | 0.63
|  |  |  | 1963-05-20 | 0 | 0
|  |  |  | 1963-05-21 | 0 | 0
|  |  |  | 1963-05-22 | 0.08 | 0.08
|  |  |  | 1963-05-23 | 0 | 0
|  |  |  | 1963-05-24 | 0 | 0
|  |  |  | 1963-05-25 | 0 | 0
|  |  |  | 1963-05-26 | 0 | 0
|  |  |  | 1963-05-27 | 0 | 0
|  |  |  | 1963-05-28 | 0.18 | 0.18
|  |  |  | 1963-05-29 | 0 | 0
|  |  |  | 1963-05-30 | 0.26 | 0.26
|  |  |  | 1963-05-31 | 0.43 | 0.43
|  |  |  | 1963-06-01 | 0.63 | 0.63
|  |  |  | 1963-06-02 | 0 | 0
|  |  |  | 1963-06-03 | 0 | 0
|  |  |  | 1963-06-04 | 0 | 0
|  |  |  | 1963-06-05 | 0 | 0
|  |  |  | 1963-06-06 | 0 | 0
|  |  |  | 1963-06-07 | 0 | 0
|  |  |  | 1963-06-08 | 0 | 0
|  |  |  | 1963-06-09 | 0 | 0
|  |  |  | 1963-06-10 | 0 | 0
|  |  |  | 1963-06-11 | 0.11 | 0.11
|  |  |  | 1963-06-12 | 0 | 0
|  |  |  | 1963-06-13 | 0 | 0
|  |  |  | 1963-06-14 | 0 | 0
|  |  |  | 1963-06-15 | 0 | 0
|  |  |  | 1963-06-16 | 0 | 0
|  |  |  | 1963-06-17 | 0 | 0
|  |  |  | 1963-06-18 | 0 | 0
|  |  |  | 1963-06-19 | 0 | 0
|  |  |  | 1963-06-20 | 0 | 0
|  |  |  | 1963-06-21 | 0 | 0
|  |  |  | 1963-06-22 | 0 | 0
|  |  |  | 1963-06-23 | 0 | 0
|  |  |  | 1963-06-24 | 0 | 0
|  |  |  | 1963-06-25 | 0 | 0
|  |  |  | 1963-06-26 | 0 | 0
|  |  |  | 1963-06-27 | 0 | 0
|  |  |  | 1963-06-28 | 0 | 0
|  |  |  | 1963-06-29 | 0 | 0
|  |  |  | 1963-06-30 | 0.15 | 0.15
|  |  |  | 1963-07-01 | 0 | 0
|  |  |  | 1963-07-02 | 0 | 0
|  |  |  | 1963-07-03 | 0 | 0
|  |  |  | 1963-07-04 | 0 | 0
|  |  |  | 1963-07-05 | 0 | 0
|  |  |  | 1963-07-06 | 0 | 0
|  |  |  | 1963-07-07 | 0 | 0
|  |  |  | 1963-07-08 | 0 | 0
|  |  |  | 1963-07-09 | 0 | 0
|  |  |  | 1963-07-10 | 0.04 | 0.04
|  |  |  | 1963-07-11 | 0.04 | 0.04
|  |  |  | 1963-07-12 | 0 | 0
|  |  |  | 1963-07-13 | 2.9 | 2.9
|  |  |  | 1963-07-14 | 0.08 | 0.08
|  |  |  | 1963-07-15 | 0 | 0
|  |  |  | 1963-07-16 | 0 | 0
|  |  |  | 1963-07-17 | 0 | 0
|  |  |  | 1963-07-18 | 0 | 0
|  |  |  | 1963-07-19 | 0 | 0
|  |  |  | 1963-07-20 | 0 | 0
|  |  |  | 1963-07-21 | 0 | 0
|  |  |  | 1963-07-22 | 0 | 0
|  |  |  | 1963-07-23 | 0 | 0
|  |  |  | 1963-07-24 | 0 | 0
|  |  |  | 1963-07-25 | 0 | 0
|  |  |  | 1963-07-26 | 0.64 | 0.64
|  |  |  | 1963-07-27 | 0 | 0
|  |  |  | 1963-07-28 | 0.02 | 0.02
|  |  |  | 1963-07-29 | 0.74 | 0.74
|  |  |  | 1963-07-30 | 0 | 0
|  |  |  | 1963-07-31 | 0 | 0
|  |  |  | 1963-08-01 | 0 | 0
|  |  |  | 1963-08-02 | 0 | 0
|  |  |  | 1963-08-03 | 0 | 0
|  |  |  | 1963-08-04 | 0 | 0
|  |  |  | 1963-08-05 | 0 | 0
|  |  |  | 1963-08-06 | 0 | 0
|  |  |  | 1963-08-07 | 0 | 0
|  |  |  | 1963-08-08 | 0.25 | 0.25
|  |  |  | 1963-08-09 | 0 | 0
|  |  |  | 1963-08-10 | 0 | 0
|  |  |  | 1963-08-11 | 0 | 0
|  |  |  | 1963-08-12 | 0 | 0
|  |  |  | 1963-08-13 | 0 | 0
|  |  |  | 1963-08-14 | 0 | 0
|  |  |  | 1963-08-15 | 0 | 0
|  |  |  | 1963-08-16 | 0 | 0
|  |  |  | 1963-08-17 | 0 | 0
|  |  |  | 1963-08-18 | 0.03 | 0.03
|  |  |  | 1963-08-19 | 0.02 | 0.02
|  |  |  | 1963-08-20 | 0 | 0
|  |  |  | 1963-08-21 | 0 | 0
|  |  |  | 1963-08-22 | 0 | 0
|  |  |  | 1963-08-23 | 0 | 0
|  |  |  | 1963-08-24 | 0 | 0
|  |  |  | 1963-08-25 | 0.33 | 0.33
|  |  |  | 1963-08-26 | 0 | 0
|  |  |  | 1963-08-27 | 0 | 0
|  |  |  | 1963-08-28 | 0 | 0
|  |  |  | 1963-08-29 | 0.16 | 0.16
|  |  |  | 1963-08-30 | 0.84 | 0.84
|  |  |  | 1963-08-31 | 0.14 | 0.14
|  |  |  | 1963-09-01 | 0 | 0
|  |  |  | 1963-09-02 | 0 | 0
|  |  |  | 1963-09-03 | 0 | 0
|  |  |  | 1963-09-04 | 0 | 0
|  |  |  | 1963-09-05 | 0 | 0
|  |  |  | 1963-09-06 | 0.7 | 0.7
|  |  |  | 1963-09-07 | 0.02 | 0.02
|  |  |  | 1963-09-08 | 0 | 0
|  |  |  | 1963-09-09 | 0 | 0
|  |  |  | 1963-09-10 | 0 | 0
|  |  |  | 1963-09-11 | 0.4 | 0.4
|  |  |  | 1963-09-12 | 0.09 | 0.09
|  |  |  | 1963-09-13 | 0 | 0
|  |  |  | 1963-09-14 | 0 | 0
|  |  |  | 1963-09-15 | 0.28 | 0.28
|  |  |  | 1963-09-16 | 0.19 | 0.19
|  |  |  | 1963-09-17 | 0 | 0
|  |  |  | 1963-09-18 | 0 | 0
|  |  |  | 1963-09-19 | 0 | 0
|  |  |  | 1963-09-20 | 0 | 0
|  |  |  | 1963-09-21 | 0 | 0
|  |  |  | 1963-09-22 | 0 | 0
|  |  |  | 1963-09-23 | 0 | 0
|  |  |  | 1963-09-24 | 0 | 0
|  |  |  | 1963-09-25 | 0.64 | 0.64
|  |  |  | 1963-09-26 | 0 | 0
|  |  |  | 1963-09-27 | 0 | 0
|  |  |  | 1963-09-28 | 0 | 0
|  |  |  | 1963-09-29 | 0 | 0
|  |  |  | 1963-09-30 | 0 | 0
|  |  |  | 1963-10-01 | 0 | 0
|  |  |  | 1963-10-02 | 0 | 0
|  |  |  | 1963-10-03 | 0 | 0
|  |  |  | 1963-10-04 | 0 | 0
|  |  |  | 1963-10-05 | 0 | 0
|  |  |  | 1963-10-06 | 0 | 0
|  |  |  | 1963-10-07 | 0 | 0
|  |  |  | 1963-10-08 | 0 | 0
|  |  |  | 1963-10-09 | 0 | 0
|  |  |  | 1963-10-10 | 0 | 0
|  |  |  | 1963-10-11 | 0 | 0
|  |  |  | 1963-10-12 | 0 | 0
|  |  |  | 1963-10-13 | 0 | 0
|  |  |  | 1963-10-14 | 0 | 0
|  |  |  | 1963-10-15 | 0 | 0
|  |  |  | 1963-10-16 | 0 | 0
|  |  |  | 1963-10-17 | 0 | 0
|  |  |  | 1963-10-18 | 0 | 0
|  |  |  | 1963-10-19 | 0 | 0
|  |  |  | 1963-10-20 | 0.04 | 0.04
|  |  |  | 1963-10-21 | 0.23 | 0.23
|  |  |  | 1963-10-22 | 0 | 0
|  |  |  | 1963-10-23 | 0.06 | 0.06
|  |  |  | 1963-10-24 | 0 | 0
|  |  |  | 1963-10-25 | 0 | 0
|  |  |  | 1963-10-26 | 0 | 0
|  |  |  | 1963-10-27 | 0 | 0
|  |  |  | 1963-10-28 | 0 | 0
|  |  |  | 1963-10-29 | 0 | 0
|  |  |  | 1963-10-30 | 0 | 0
|  |  |  | 1963-10-31 | 0.04 | 0.04
|  |  |  | 1963-11-01 | 0.19 | 0.19
|  |  |  | 1963-11-02 | 0 | 0
|  |  |  | 1963-11-03 | 0 | 0
|  |  |  | 1963-11-04 | 0 | 0
|  |  |  | 1963-11-05 | 0 | 0
|  |  |  | 1963-11-06 | 0 | 0
|  |  |  | 1963-11-07 | 0 | 0
|  |  |  | 1963-11-08 | 0 | 0
|  |  |  | 1963-11-09 | 0 | 0
|  |  |  | 1963-11-10 | 0 | 0
|  |  |  | 1963-11-11 | 0 | 0
|  |  |  | 1963-11-12 | 0 | 0
|  |  |  | 1963-11-13 | 0 | 0
|  |  |  | 1963-11-14 | 0 | 0
|  |  |  | 1963-11-15 | 0 | 0
|  |  |  | 1963-11-16 | 0 | 0
|  |  |  | 1963-11-17 | 0 | 0
|  |  |  | 1963-11-18 | 0 | 0
|  |  |  | 1963-11-19 | 1.72 | 1.72
|  |  |  | 1963-11-20 | 0 | 0
|  |  |  | 1963-11-21 | 0 | 0
|  |  |  | 1963-11-22 | 0.62 | 0.62
|  |  |  | 1963-11-23 | 0 | 0
|  |  |  | 1963-11-24 | 0 | 0
|  |  |  | 1963-11-25 | 0 | 0
|  |  |  | 1963-11-26 | 0 | 0
|  |  |  | 1963-11-27 | 0 | 0
|  |  |  | 1963-11-28 | 0 | 0
|  |  |  | 1963-11-29 | 0 | 0
|  |  |  | 1963-11-30 | 0 | 0
|  |  |  | 1963-12-01 | 0 | 0
|  |  |  | 1963-12-02 | 0 | 0
|  |  |  | 1963-12-03 | 0 | 0
|  |  |  | 1963-12-04 | 0 | 0
|  |  |  | 1963-12-05 | 0 | 0
|  |  |  | 1963-12-06 | 0 | 0
|  |  |  | 1963-12-07 | 0 | 0
|  |  |  | 1963-12-08 | 0 | 0
|  |  |  | 1963-12-09 | 0 | 0
|  |  |  | 1963-12-10 | 0.58 | 0.58
|  |  |  | 1963-12-11 | 0.14 | 0.14
|  |  |  | 1963-12-12 | 0 | 0
|  |  |  | 1963-12-13 | 0 | 0
|  |  |  | 1963-12-14 | 0 | 0
|  |  |  | 1963-12-15 | 0 | 0
|  |  |  | 1963-12-16 | 0 | 0
|  |  |  | 1963-12-17 | 0 | 0
|  |  |  | 1963-12-18 | 0 | 0
|  |  |  | 1963-12-19 | 0 | 0
|  |  |  | 1963-12-20 | 0.02 | 0.02
|  |  |  | 1963-12-21 | 0.02 | 0.02
|  |  |  | 1963-12-22 | 0.03 | 0.03
|  |  |  | 1963-12-23 | 0 | 0
|  |  |  | 1963-12-24 | 0 | 0
|  |  |  | 1963-12-25 | 0 | 0
|  |  |  | 1963-12-26 | 0 | 0
|  |  |  | 1963-12-27 | 0 | 0
|  |  |  | 1963-12-28 | 0 | 0
|  |  |  | 1963-12-29 | 0.06 | 0.06
|  |  |  | 1963-12-30 | 0.04 | 0.04
|  |  |  | 1963-12-31 | 0 | 0
|  |  |  | 1964-01-01 | 0 | 0
|  |  |  | 1964-01-02 | 0 | 0
|  |  |  | 1964-01-03 | 0 | 0
|  |  |  | 1964-01-04 | 0 | 0
|  |  |  | 1964-01-05 | 0 | 0
|  |  |  | 1964-01-06 | 0 | 0
|  |  |  | 1964-01-07 | 0 | 0
|  |  |  | 1964-01-08 | 0 | 0
|  |  |  | 1964-01-09 | 0 | 0
|  |  |  | 1964-01-10 | 0 | 0
|  |  |  | 1964-01-11 | 0 | 0
|  |  |  | 1964-01-12 | 0 | 0
|  |  |  | 1964-01-13 | 0 | 0
|  |  |  | 1964-01-14 | 0 | 0
|  |  |  | 1964-01-15 | 0.08 | 0.08
|  |  |  | 1964-01-16 | 0 | 0
|  |  |  | 1964-01-17 | 0 | 0
|  |  |  | 1964-01-18 | 0 | 0
|  |  |  | 1964-01-19 | 0 | 0
|  |  |  | 1964-01-20 | 0 | 0
|  |  |  | 1964-01-21 | 0 | 0
|  |  |  | 1964-01-22 | 0 | 0
|  |  |  | 1964-01-23 | 0 | 0
|  |  |  | 1964-01-24 | 0 | 0
|  |  |  | 1964-01-25 | 0 | 0
|  |  |  | 1964-01-26 | 0 | 0
|  |  |  | 1964-01-27 | 0 | 0
|  |  |  | 1964-01-28 | 0 | 0
|  |  |  | 1964-01-29 | 0.88 | 0.88
|  |  |  | 1964-01-30 | 0.39 | 0.39
|  |  |  | 1964-01-31 | 0 | 0
|  |  |  | 1964-02-01 | 0 | 0
|  |  |  | 1964-02-02 | 0 | 0
|  |  |  | 1964-02-03 | 0.57 | 0.57
|  |  |  | 1964-02-04 | 0.45 | 0.45
|  |  |  | 1964-02-05 | 0.24 | 0.24
|  |  |  | 1964-02-06 | 0 | 0
|  |  |  | 1964-02-07 | 0 | 0
|  |  |  | 1964-02-08 | 0 | 0
|  |  |  | 1964-02-09 | 0 | 0
|  |  |  | 1964-02-10 | 0 | 0
|  |  |  | 1964-02-11 | 0 | 0
|  |  |  | 1964-02-12 | 0.02 | 0.02
|  |  |  | 1964-02-13 | 0 | 0
|  |  |  | 1964-02-14 | 0.02 | 0.02
|  |  |  | 1964-02-15 | 0 | 0
|  |  |  | 1964-02-16 | 0 | 0
|  |  |  | 1964-02-17 | 0 | 0
|  |  |  | 1964-02-18 | 0 | 0
|  |  |  | 1964-02-19 | 0 | 0
|  |  |  | 1964-02-20 | 0 | 0
|  |  |  | 1964-02-21 | 0 | 0
|  |  |  | 1964-02-22 | 0 | 0
|  |  |  | 1964-02-23 | 0 | 0
|  |  |  | 1964-02-24 | 0 | 0
|  |  |  | 1964-02-25 | 0 | 0
|  |  |  | 1964-02-26 | 0 | 0
|  |  |  | 1964-02-27 | 0 | 0
|  |  |  | 1964-02-28 | 0 | 0
|  |  |  | 1964-02-29 | 0 | 0
|  |  |  | 1964-03-01 | 0 | 0
|  |  |  | 1964-03-02 | 0 | 0
|  |  |  | 1964-03-03 | 0 | 0
|  |  |  | 1964-03-04 | 0 | 0
|  |  |  | 1964-03-05 | 0 | 0
|  |  |  | 1964-03-06 | 0 | 0
|  |  |  | 1964-03-07 | 0 | 0
|  |  |  | 1964-03-08 | 0.8 | 0.8
|  |  |  | 1964-03-09 | 0.04 | 0.04
|  |  |  | 1964-03-10 | 0 | 0
|  |  |  | 1964-03-11 | 0 | 0
|  |  |  | 1964-03-12 | 0 | 0
|  |  |  | 1964-03-13 | 0 | 0
|  |  |  | 1964-03-14 | 0 | 0
|  |  |  | 1964-03-15 | 0 | 0
|  |  |  | 1964-03-16 | 0 | 0
|  |  |  | 1964-03-17 | 0 | 0
|  |  |  | 1964-03-18 | 0.42 | 0.42
|  |  |  | 1964-03-19 | 0.02 | 0.02
|  |  |  | 1964-03-20 | 0 | 0
|  |  |  | 1964-03-21 | 0 | 0
|  |  |  | 1964-03-22 | 0 | 0
|  |  |  | 1964-03-23 | 0 | 0
|  |  |  | 1964-03-24 | 0 | 0
|  |  |  | 1964-03-25 | 0 | 0
|  |  |  | 1964-03-26 | 0 | 0
|  |  |  | 1964-03-27 | 0 | 0
|  |  |  | 1964-03-28 | 0 | 0
|  |  |  | 1964-03-29 | 0 | 0
|  |  |  | 1964-03-30 | 0.04 | 0.04
|  |  |  | 1964-03-31 | 0 | 0
|  |  |  | 1964-04-01 | 0 | 0
|  |  |  | 1964-04-02 | 0 | 0
|  |  |  | 1964-04-03 | 0 | 0
|  |  |  | 1964-04-04 | 0.53 | 0.53
|  |  |  | 1964-04-05 | 0.02 | 0.02
|  |  |  | 1964-04-06 | 0 | 0
|  |  |  | 1964-04-07 | 0 | 0
|  |  |  | 1964-04-08 | 0 | 0
|  |  |  | 1964-04-09 | 0 | 0
|  |  |  | 1964-04-10 | 0 | 0
|  |  |  | 1964-04-11 | 0 | 0
|  |  |  | 1964-04-12 | 0 | 0
|  |  |  | 1964-04-13 | 0 | 0
|  |  |  | 1964-04-14 | 0 | 0
|  |  |  | 1964-04-15 | 0 | 0
|  |  |  | 1964-04-16 | 0 | 0
|  |  |  | 1964-04-17 | 0 | 0
|  |  |  | 1964-04-18 | 0 | 0
|  |  |  | 1964-04-19 | 0 | 0
|  |  |  | 1964-04-20 | 0.04 | 0.04
|  |  |  | 1964-04-21 | 0 | 0
|  |  |  | 1964-04-22 | 0.01 | 0.01
|  |  |  | 1964-04-23 | 0.05 | 0.05
|  |  |  | 1964-04-24 | 2.04 | 2.04
|  |  |  | 1964-04-25 | 0.11 | 0.11
|  |  |  | 1964-04-26 | 0.42 | 0.42
|  |  |  | 1964-04-27 | 0 | 0
|  |  |  | 1964-04-28 | 0 | 0
|  |  |  | 1964-04-29 | 0 | 0
|  |  |  | 1964-04-30 | 0 | 0
|  |  |  | 1964-05-01 | 0 | 0
|  |  |  | 1964-05-02 | 0 | 0
|  |  |  | 1964-05-03 | 0 | 0
|  |  |  | 1964-05-04 | 0 | 0
|  |  |  | 1964-05-05 | 0 | 0
|  |  |  | 1964-05-06 | 0.26 | 0.26
|  |  |  | 1964-05-07 | 0.41 | 0.41
|  |  |  | 1964-05-08 | 0.43 | 0.43
|  |  |  | 1964-05-09 | 0 | 0
|  |  |  | 1964-05-10 | 0.2 | 0.2
|  |  |  | 1964-05-11 | 0 | 0
|  |  |  | 1964-05-12 | 0.73 | 0.73
|  |  |  | 1964-05-13 | 0 | 0
|  |  |  | 1964-05-14 | 0.02 | 0.02
|  |  |  | 1964-05-15 | 0.82 | 0.82
|  |  |  | 1964-05-16 | 0 | 0
|  |  |  | 1964-05-17 | 0 | 0
|  |  |  | 1964-05-18 | 0 | 0
|  |  |  | 1964-05-19 | 0 | 0
|  |  |  | 1964-05-20 | 0 | 0
|  |  |  | 1964-05-21 | 0 | 0
|  |  |  | 1964-05-22 | 0 | 0
|  |  |  | 1964-05-23 | 0 | 0
|  |  |  | 1964-05-24 | 0 | 0
|  |  |  | 1964-05-25 | 0 | 0
|  |  |  | 1964-05-26 | 0 | 0
|  |  |  | 1964-05-27 | 0 | 0
|  |  |  | 1964-05-28 | 0.8 | 0.8
|  |  |  | 1964-05-29 | 2.76 | 2.76
|  |  |  | 1964-05-30 | 1.94 | 1.94
|  |  |  | 1964-05-31 | 0.06 | 0.06
|  |  |  | 1964-06-01 | 0 | 0
|  |  |  | 1964-06-02 | 0 | 0
|  |  |  | 1964-06-03 | 0 | 0
|  |  |  | 1964-06-04 | 0 | 0
|  |  |  | 1964-06-05 | 0 | 0
|  |  |  | 1964-06-06 | 0 | 0
|  |  |  | 1964-06-07 | 0 | 0
|  |  |  | 1964-06-08 | 0 | 0
|  |  |  | 1964-06-09 | 0 | 0
|  |  |  | 1964-06-10 | 0 | 0
|  |  |  | 1964-06-11 | 0 | 0
|  |  |  | 1964-06-12 | 1.12 | 1.12
|  |  |  | 1964-06-13 | 0.8 | 0.8
|  |  |  | 1964-06-14 | 0 | 0
|  |  |  | 1964-06-15 | 0 | 0
|  |  |  | 1964-06-16 | 0 | 0
|  |  |  | 1964-06-17 | 0 | 0
|  |  |  | 1964-06-18 | 0 | 0
|  |  |  | 1964-06-19 | 0 | 0
|  |  |  | 1964-06-20 | 0 | 0
|  |  |  | 1964-06-21 | 0 | 0
|  |  |  | 1964-06-22 | 0 | 0
|  |  |  | 1964-06-23 | 0.24 | 0.24
|  |  |  | 1964-06-24 | 0 | 0
|  |  |  | 1964-06-25 | 0 | 0
|  |  |  | 1964-06-26 | 0 | 0
|  |  |  | 1964-06-27 | 0 | 0
|  |  |  | 1964-06-28 | 0 | 0
|  |  |  | 1964-06-29 | 0 | 0
|  |  |  | 1964-06-30 | 0 | 0
|  |  |  | 1964-07-01 | 0 | 0
|  |  |  | 1964-07-02 | 0 | 0
|  |  |  | 1964-07-03 | 0 | 0
|  |  |  | 1964-07-04 | 0 | 0
|  |  |  | 1964-07-05 | 0 | 0
|  |  |  | 1964-07-06 | 0 | 0
|  |  |  | 1964-07-07 | 0 | 0
|  |  |  | 1964-07-08 | 0 | 0
|  |  |  | 1964-07-09 | 0 | 0
|  |  |  | 1964-07-10 | 0 | 0
|  |  |  | 1964-07-11 | 0 | 0
|  |  |  | 1964-07-12 | 0 | 0
|  |  |  | 1964-07-13 | 0 | 0
|  |  |  | 1964-07-14 | 0 | 0
|  |  |  | 1964-07-15 | 0 | 0
|  |  |  | 1964-07-16 | 0 | 0
|  |  |  | 1964-07-17 | 0 | 0
|  |  |  | 1964-07-18 | 0 | 0
|  |  |  | 1964-07-19 | 0 | 0
|  |  |  | 1964-07-20 | 0 | 0
|  |  |  | 1964-07-21 | 0 | 0
|  |  |  | 1964-07-22 | 0 | 0
|  |  |  | 1964-07-23 | 0 | 0
|  |  |  | 1964-07-24 | 0 | 0
|  |  |  | 1964-07-25 | 0.06 | 0.06
|  |  |  | 1964-07-26 | 0 | 0
|  |  |  | 1964-07-27 | 0 | 0
|  |  |  | 1964-07-28 | 0.01 | 0.01
|  |  |  | 1964-07-29 | 0.31 | 0.31
|  |  |  | 1964-07-30 | 0 | 0
|  |  |  | 1964-07-31 | 0 | 0
|  |  |  | 1964-08-01 | 0 | 0
|  |  |  | 1964-08-02 | 0 | 0
|  |  |  | 1964-08-03 | 0 | 0
|  |  |  | 1964-08-04 | 0 | 0
|  |  |  | 1964-08-05 | 0 | 0
|  |  |  | 1964-08-06 | 0 | 0
|  |  |  | 1964-08-07 | 0 | 0
|  |  |  | 1964-08-08 | 0.72 | 0.72
|  |  |  | 1964-08-09 | 0 | 0
|  |  |  | 1964-08-10 | 0 | 0
|  |  |  | 1964-08-11 | 0 | 0
|  |  |  | 1964-08-12 | 0 | 0
|  |  |  | 1964-08-13 | 0 | 0
|  |  |  | 1964-08-14 | 0 | 0
|  |  |  | 1964-08-15 | 1.09 | 1.09
|  |  |  | 1964-08-16 | 0 | 0
|  |  |  | 1964-08-17 | 0 | 0
|  |  |  | 1964-08-18 | 1.6 | 1.6
|  |  |  | 1964-08-19 | 0 | 0
|  |  |  | 1964-08-20 | 0 | 0
|  |  |  | 1964-08-21 | 0 | 0
|  |  |  | 1964-08-22 | 0 | 0
|  |  |  | 1964-08-23 | 0 | 0
|  |  |  | 1964-08-24 | 0 | 0
|  |  |  | 1964-08-25 | 0 | 0
|  |  |  | 1964-08-26 | 0 | 0
|  |  |  | 1964-08-27 | 0 | 0
|  |  |  | 1964-08-28 | 0 | 0
|  |  |  | 1964-08-29 | 0.33 | 0.33
|  |  |  | 1964-08-30 | 0 | 0
|  |  |  | 1964-08-31 | 0 | 0
|  |  |  | 1964-09-01 | 0 | 0
|  |  |  | 1964-09-02 | 0 | 0
|  |  |  | 1964-09-03 | 0 | 0
|  |  |  | 1964-09-04 | 0 | 0
|  |  |  | 1964-09-05 | 0 | 0
|  |  |  | 1964-09-06 | 0 | 0
|  |  |  | 1964-09-07 | 0 | 0
|  |  |  | 1964-09-08 | 0 | 0
|  |  |  | 1964-09-09 | 0 | 0
|  |  |  | 1964-09-10 | 0 | 0
|  |  |  | 1964-09-11 | 0 | 0
|  |  |  | 1964-09-12 | 0.22 | 0.22
|  |  |  | 1964-09-13 | 0 | 0
|  |  |  | 1964-09-14 | 0 | 0
|  |  |  | 1964-09-15 | 0.99 | 0.99
|  |  |  | 1964-09-16 | 1.76 | 1.76
|  |  |  | 1964-09-17 | 0 | 0
|  |  |  | 1964-09-18 | 0 | 0
|  |  |  | 1964-09-19 | 0 | 0
|  |  |  | 1964-09-20 | 0.01 | 0.01
|  |  |  | 1964-09-21 | 0.12 | 0.12
|  |  |  | 1964-09-22 | 1.64 | 1.64
|  |  |  | 1964-09-23 | 0.03 | 0.03
|  |  |  | 1964-09-24 | 0 | 0
|  |  |  | 1964-09-25 | 0 | 0
|  |  |  | 1964-09-26 | 0 | 0
|  |  |  | 1964-09-27 | 1.49 | 1.49
|  |  |  | 1964-09-28 | 0 | 0
|  |  |  | 1964-09-29 | 0 | 0
|  |  |  | 1964-09-30 | 0 | 0
|  |  |  | 1964-10-01 | 0 | 0
|  |  |  | 1964-10-02 | 0 | 0
|  |  |  | 1964-10-03 | 0 | 0
|  |  |  | 1964-10-04 | 0 | 0
|  |  |  | 1964-10-05 | 0 | 0
|  |  |  | 1964-10-06 | 0 | 0
|  |  |  | 1964-10-07 | 0 | 0
|  |  |  | 1964-10-08 | 0 | 0
|  |  |  | 1964-10-09 | 0 | 0
|  |  |  | 1964-10-10 | 0 | 0
|  |  |  | 1964-10-11 | 0 | 0
|  |  |  | 1964-10-12 | 0.02 | 0.02
|  |  |  | 1964-10-13 | 0 | 0
|  |  |  | 1964-10-14 | 0 | 0
|  |  |  | 1964-10-15 | 0 | 0
|  |  |  | 1964-10-16 | 0 | 0
|  |  |  | 1964-10-17 | 0 | 0
|  |  |  | 1964-10-18 | 0 | 0
|  |  |  | 1964-10-19 | 0 | 0
|  |  |  | 1964-10-20 | 0 | 0
|  |  |  | 1964-10-21 | 0 | 0
|  |  |  | 1964-10-22 | 0 | 0
|  |  |  | 1964-10-23 | 0 | 0
|  |  |  | 1964-10-24 | 0 | 0
|  |  |  | 1964-10-25 | 0.33 | 0.33
|  |  |  | 1964-10-26 | 0 | 0
|  |  |  | 1964-10-27 | 0 | 0
|  |  |  | 1964-10-28 | 0 | 0
|  |  |  | 1964-10-29 | 0 | 0
|  |  |  | 1964-10-30 | 0 | 0
|  |  |  | 1964-10-31 | 0 | 0
|  |  |  | 1964-11-01 | 0 | 0
|  |  |  | 1964-11-02 | 0 | 0
|  |  |  | 1964-11-03 | 0.42 | 0.42
|  |  |  | 1964-11-04 | 0.66 | 0.66
|  |  |  | 1964-11-05 | 0.08 | 0.08
|  |  |  | 1964-11-06 | 0 | 0
|  |  |  | 1964-11-07 | 0 | 0
|  |  |  | 1964-11-08 | 0 | 0
|  |  |  | 1964-11-09 | 0 | 0
|  |  |  | 1964-11-10 | 0 | 0
|  |  |  | 1964-11-11 | 0 | 0
|  |  |  | 1964-11-12 | 0 | 0
|  |  |  | 1964-11-13 | 0 | 0
|  |  |  | 1964-11-14 | 0 | 0
|  |  |  | 1964-11-15 | 0.03 | 0.03
|  |  |  | 1964-11-16 | 0.03 | 0.03
|  |  |  | 1964-11-17 | 0.64 | 0.64
|  |  |  | 1964-11-18 | 0.77 | 0.77
|  |  |  | 1964-11-19 | 0.11 | 0.11
|  |  |  | 1964-11-20 | 0 | 0
|  |  |  | 1964-11-21 | 0 | 0
|  |  |  | 1964-11-22 | 0 | 0
|  |  |  | 1964-11-23 | 0 | 0
|  |  |  | 1964-11-24 | 0 | 0
|  |  |  | 1964-11-25 | 0 | 0
|  |  |  | 1964-11-26 | 0 | 0
|  |  |  | 1964-11-27 | 0 | 0
|  |  |  | 1964-11-28 | 0 | 0
|  |  |  | 1964-11-29 | 0 | 0
|  |  |  | 1964-11-30 | 0 | 0
|  |  |  | 1964-12-01 | 0 | 0
|  |  |  | 1964-12-02 | 0 | 0
|  |  |  | 1964-12-03 | 0 | 0
|  |  |  | 1964-12-04 | 0 | 0
|  |  |  | 1964-12-05 | 0 | 0
|  |  |  | 1964-12-06 | 0 | 0
|  |  |  | 1964-12-07 | 0 | 0
|  |  |  | 1964-12-08 | 0 | 0
|  |  |  | 1964-12-09 | 0.4 | 0.4
|  |  |  | 1964-12-10 | 0.13 | 0.13
|  |  |  | 1964-12-11 | 0 | 0
|  |  |  | 1964-12-12 | 0 | 0
|  |  |  | 1964-12-13 | 0 | 0
|  |  |  | 1964-12-14 | 0 | 0
|  |  |  | 1964-12-15 | 0 | 0
|  |  |  | 1964-12-16 | 0 | 0
|  |  |  | 1964-12-17 | 0 | 0
|  |  |  | 1964-12-18 | 0 | 0
|  |  |  | 1964-12-19 | 0.03 | 0.03
|  |  |  | 1964-12-20 | 0 | 0
|  |  |  | 1964-12-21 | 0 | 0
|  |  |  | 1964-12-22 | 0 | 0
|  |  |  | 1964-12-23 | 0 | 0
|  |  |  | 1964-12-24 | 0 | 0
|  |  |  | 1964-12-25 | 0 | 0
|  |  |  | 1964-12-26 | 0 | 0
|  |  |  | 1964-12-27 | 0 | 0
|  |  |  | 1964-12-28 | 0 | 0
|  |  |  | 1964-12-29 | 0 | 0
|  |  |  | 1964-12-30 | 0 | 0
|  |  |  | 1964-12-31 | 0.04 | 0.04
|  |  |  | 1965-01-01 | 0 | 0
|  |  |  | 1965-01-02 | 0 | 0
|  |  |  | 1965-01-03 | 0 | 0
|  |  |  | 1965-01-04 | 0 | 0
|  |  |  | 1965-01-05 | 0 | 0
|  |  |  | 1965-01-06 | 0 | 0
|  |  |  | 1965-01-07 | 0 | 0
|  |  |  | 1965-01-08 | 0.45 | 0.45
|  |  |  | 1965-01-09 | 0.33 | 0.33
|  |  |  | 1965-01-10 | 0 | 0
|  |  |  | 1965-01-11 | 0 | 0
|  |  |  | 1965-01-12 | 0 | 0
|  |  |  | 1965-01-13 | 0 | 0
|  |  |  | 1965-01-14 | 0 | 0
|  |  |  | 1965-01-15 | 0 | 0
|  |  |  | 1965-01-16 | 0 | 0
|  |  |  | 1965-01-17 | 0 | 0
|  |  |  | 1965-01-18 | 0 | 0
|  |  |  | 1965-01-19 | 0 | 0
|  |  |  | 1965-01-20 | 0 | 0
|  |  |  | 1965-01-21 | 0.92 | 0.92
|  |  |  | 1965-01-22 | 0.03 | 0.03
|  |  |  | 1965-01-23 | 0 | 0
|  |  |  | 1965-01-24 | 0 | 0
|  |  |  | 1965-01-25 | 0 | 0
|  |  |  | 1965-01-26 | 0 | 0
|  |  |  | 1965-01-27 | 0 | 0
|  |  |  | 1965-01-28 | 0 | 0
|  |  |  | 1965-01-29 | 0 | 0
|  |  |  | 1965-01-30 | 0 | 0
|  |  |  | 1965-01-31 | 0 | 0
|  |  |  | 1965-02-01 | 0 | 0
|  |  |  | 1965-02-02 | 0 | 0
|  |  |  | 1965-02-03 | 0 | 0
|  |  |  | 1965-02-04 | 0 | 0
|  |  |  | 1965-02-05 | 0 | 0
|  |  |  | 1965-02-06 | 0 | 0
|  |  |  | 1965-02-07 | 0.05 | 0.05
|  |  |  | 1965-02-08 | 0.6 | 0.6
|  |  |  | 1965-02-09 | 0.12 | 0.12
|  |  |  | 1965-02-10 | 0 | 0
|  |  |  | 1965-02-11 | 0 | 0
|  |  |  | 1965-02-12 | 0 | 0
|  |  |  | 1965-02-13 | 0 | 0
|  |  |  | 1965-02-14 | 0 | 0
|  |  |  | 1965-02-15 | 0 | 0
|  |  |  | 1965-02-16 | 0.06 | 0.06
|  |  |  | 1965-02-17 | 0 | 0
|  |  |  | 1965-02-18 | 0 | 0
|  |  |  | 1965-02-19 | 0 | 0
|  |  |  | 1965-02-20 | 0 | 0
|  |  |  | 1965-02-21 | 0 | 0
|  |  |  | 1965-02-22 | 0 | 0
|  |  |  | 1965-02-23 | 0 | 0
|  |  |  | 1965-02-24 | 0 | 0
|  |  |  | 1965-02-25 | 0 | 0
|  |  |  | 1965-02-26 | 0 | 0
|  |  |  | 1965-02-27 | 0 | 0
|  |  |  | 1965-02-28 | 0 | 0
|  |  |  | 1965-03-01 | 0 | 0
|  |  |  | 1965-03-02 | 0 | 0
|  |  |  | 1965-03-03 | 0 | 0
|  |  |  | 1965-03-04 | 0 | 0
|  |  |  | 1965-03-05 | 0 | 0
|  |  |  | 1965-03-06 | 0 | 0
|  |  |  | 1965-03-07 | 0 | 0
|  |  |  | 1965-03-08 | 0 | 0
|  |  |  | 1965-03-09 | 0 | 0
|  |  |  | 1965-03-10 | 0 | 0
|  |  |  | 1965-03-11 | 0.17 | 0.17
|  |  |  | 1965-03-12 | 0 | 0
|  |  |  | 1965-03-13 | 0 | 0
|  |  |  | 1965-03-14 | 0 | 0
|  |  |  | 1965-03-15 | 0 | 0
|  |  |  | 1965-03-16 | 0 | 0
|  |  |  | 1965-03-17 | 0 | 0
|  |  |  | 1965-03-18 | 0 | 0
|  |  |  | 1965-03-19 | 0.14 | 0.14
|  |  |  | 1965-03-20 | 0 | 0
|  |  |  | 1965-03-21 | 0 | 0
|  |  |  | 1965-03-22 | 0 | 0
|  |  |  | 1965-03-23 | 0 | 0
|  |  |  | 1965-03-24 | 0 | 0
|  |  |  | 1965-03-25 | 0.35 | 0.35
|  |  |  | 1965-03-26 | 0 | 0
|  |  |  | 1965-03-27 | 0 | 0
|  |  |  | 1965-03-28 | 0 | 0
|  |  |  | 1965-03-29 | 0 | 0
|  |  |  | 1965-03-30 | 0 | 0
|  |  |  | 1965-03-31 | 0 | 0
|  |  |  | 1965-04-01 | 0 | 0
|  |  |  | 1965-04-02 | 0 | 0
|  |  |  | 1965-04-03 | 0.01 | 0.01
|  |  |  | 1965-04-04 | 0 | 0
|  |  |  | 1965-04-05 | 0.16 | 0.16
|  |  |  | 1965-04-06 | 0 | 0
|  |  |  | 1965-04-07 | 0 | 0
|  |  |  | 1965-04-08 | 0 | 0
|  |  |  | 1965-04-09 | 0.04 | 0.04
|  |  |  | 1965-04-10 | 0.44 | 0.44
|  |  |  | 1965-04-11 | 0 | 0
|  |  |  | 1965-04-12 | 0 | 0
|  |  |  | 1965-04-13 | 0 | 0
|  |  |  | 1965-04-14 | 1.28 | 1.28
|  |  |  | 1965-04-15 | 0 | 0
|  |  |  | 1965-04-16 | 0 | 0
|  |  |  | 1965-04-17 | 0 | 0
|  |  |  | 1965-04-18 | 0 | 0
|  |  |  | 1965-04-19 | 0 | 0
|  |  |  | 1965-04-20 | 0 | 0
|  |  |  | 1965-04-21 | 0 | 0
|  |  |  | 1965-04-22 | 0 | 0
|  |  |  | 1965-04-23 | 0 | 0
|  |  |  | 1965-04-24 | 0.02 | 0.02
|  |  |  | 1965-04-25 | 0.42 | 0.42
|  |  |  | 1965-04-26 | 0.08 | 0.08
|  |  |  | 1965-04-27 | 0 | 0
|  |  |  | 1965-04-28 | 0 | 0
|  |  |  | 1965-04-29 | 0 | 0
|  |  |  | 1965-04-30 | 0 | 0
|  |  |  | 1965-05-01 | 0 | 0
|  |  |  | 1965-05-02 | 0 | 0
|  |  |  | 1965-05-03 | 0 | 0
|  |  |  | 1965-05-04 | 0 | 0
|  |  |  | 1965-05-05 | 0 | 0
|  |  |  | 1965-05-06 | 0 | 0
|  |  |  | 1965-05-07 | 0 | 0
|  |  |  | 1965-05-08 | 0.24 | 0.24
|  |  |  | 1965-05-09 | 0.48 | 0.48
|  |  |  | 1965-05-10 | 1.34 | 1.34
|  |  |  | 1965-05-11 | 0 | 0
|  |  |  | 1965-05-12 | 0 | 0
|  |  |  | 1965-05-13 | 0.77 | 0.77
|  |  |  | 1965-05-14 | 0.03 | 0.03
|  |  |  | 1965-05-15 | 0.26 | 0.26
|  |  |  | 1965-05-16 | 0 | 0
|  |  |  | 1965-05-17 | 0 | 0
|  |  |  | 1965-05-18 | 0.11 | 0.11
|  |  |  | 1965-05-19 | 0.74 | 0.74
|  |  |  | 1965-05-20 | 0 | 0
|  |  |  | 1965-05-21 | 0 | 0
|  |  |  | 1965-05-22 | 0 | 0
|  |  |  | 1965-05-23 | 0.02 | 0.02
|  |  |  | 1965-05-24 | 0.04 | 0.04
|  |  |  | 1965-05-25 | 0 | 0
|  |  |  | 1965-05-26 | 0.75 | 0.75
|  |  |  | 1965-05-27 | 0.64 | 0.64
|  |  |  | 1965-05-28 | 0.28 | 0.28
|  |  |  | 1965-05-29 | 0 | 0
|  |  |  | 1965-05-30 | 0 | 0
|  |  |  | 1965-05-31 | 0.22 | 0.22
|  |  |  | 1965-06-01 | 0 | 0
|  |  |  | 1965-06-02 | 0 | 0
|  |  |  | 1965-06-03 | 0.06 | 0.06
|  |  |  | 1965-06-04 | 0.32 | 0.32
|  |  |  | 1965-06-05 | 0.15 | 0.15
|  |  |  | 1965-06-06 | 0 | 0
|  |  |  | 1965-06-07 | 0 | 0
|  |  |  | 1965-06-08 | 0 | 0
|  |  |  | 1965-06-09 | 0 | 0
|  |  |  | 1965-06-10 | 0 | 0
|  |  |  | 1965-06-11 | 0 | 0
|  |  |  | 1965-06-12 | 0.11 | 0.11
|  |  |  | 1965-06-13 | 1.42 | 1.42
|  |  |  | 1965-06-14 | 0 | 0
|  |  |  | 1965-06-15 | 0.4 | 0.4
|  |  |  | 1965-06-16 | 0 | 0
|  |  |  | 1965-06-17 | 0 | 0
|  |  |  | 1965-06-18 | 0 | 0
|  |  |  | 1965-06-19 | 0 | 0
|  |  |  | 1965-06-20 | 0 | 0
|  |  |  | 1965-06-21 | 0.16 | 0.16
|  |  |  | 1965-06-22 | 0.18 | 0.18
|  |  |  | 1965-06-23 | 0 | 0
|  |  |  | 1965-06-24 | 0.04 | 0.04
|  |  |  | 1965-06-25 | 1.04 | 1.04
|  |  |  | 1965-06-26 | 0 | 0
|  |  |  | 1965-06-27 | 0 | 0
|  |  |  | 1965-06-28 | 0 | 0
|  |  |  | 1965-06-29 | 0 | 0
|  |  |  | 1965-06-30 | 0 | 0
|  |  |  | 1965-07-01 | 0 | 0
|  |  |  | 1965-07-02 | 0 | 0
|  |  |  | 1965-07-03 | 0 | 0
|  |  |  | 1965-07-04 | 0 | 0
|  |  |  | 1965-07-05 | 0 | 0
|  |  |  | 1965-07-06 | 0 | 0
|  |  |  | 1965-07-07 | 0 | 0
|  |  |  | 1965-07-08 | 0 | 0
|  |  |  | 1965-07-09 | 0 | 0
|  |  |  | 1965-07-10 | 0 | 0
|  |  |  | 1965-07-11 | 0 | 0
|  |  |  | 1965-07-12 | 0 | 0
|  |  |  | 1965-07-13 | 0 | 0
|  |  |  | 1965-07-14 | 0 | 0
|  |  |  | 1965-07-15 | 0 | 0
|  |  |  | 1965-07-16 | 0 | 0
|  |  |  | 1965-07-17 | 0 | 0
|  |  |  | 1965-07-18 | 0 | 0
|  |  |  | 1965-07-19 | 0 | 0
|  |  |  | 1965-07-20 | 0 | 0
|  |  |  | 1965-07-21 | 0 | 0
|  |  |  | 1965-07-22 | 0 | 0
|  |  |  | 1965-07-23 | 0 | 0
|  |  |  | 1965-07-24 | 0 | 0
|  |  |  | 1965-07-25 | 0.01 | 0.01
|  |  |  | 1965-07-26 | 0 | 0
|  |  |  | 1965-07-27 | 0.34 | 0.34
|  |  |  | 1965-07-28 | 0 | 0
|  |  |  | 1965-07-29 | 0 | 0
|  |  |  | 1965-07-30 | 0 | 0
|  |  |  | 1965-07-31 | 0 | 0
|  |  |  | 1965-08-01 | 0.02 | 0.02
|  |  |  | 1965-08-02 | 0 | 0
|  |  |  | 1965-08-03 | 0 | 0
|  |  |  | 1965-08-04 | 0 | 0
|  |  |  | 1965-08-05 | 0 | 0
|  |  |  | 1965-08-06 | 0.18 | 0.18
|  |  |  | 1965-08-07 | 0.04 | 0.04
|  |  |  | 1965-08-08 | 0.1 | 0.1
|  |  |  | 1965-08-09 | 0 | 0
|  |  |  | 1965-08-10 | 0 | 0
|  |  |  | 1965-08-11 | 0 | 0
|  |  |  | 1965-08-12 | 0 | 0
|  |  |  | 1965-08-13 | 0 | 0
|  |  |  | 1965-08-14 | 0.04 | 0.04
|  |  |  | 1965-08-15 | 0.01 | 0.01
|  |  |  | 1965-08-16 | 0.16 | 0.16
|  |  |  | 1965-08-17 | 0 | 0
|  |  |  | 1965-08-18 | 0 | 0
|  |  |  | 1965-08-19 | 0 | 0
|  |  |  | 1965-08-20 | 0 | 0
|  |  |  | 1965-08-21 | 0 | 0
|  |  |  | 1965-08-22 | 0 | 0
|  |  |  | 1965-08-23 | 0.41 | 0.41
|  |  |  | 1965-08-24 | 0 | 0
|  |  |  | 1965-08-25 | 0 | 0
|  |  |  | 1965-08-26 | 0 | 0
|  |  |  | 1965-08-27 | 0 | 0
|  |  |  | 1965-08-28 | 0.65 | 0.65
|  |  |  | 1965-08-29 | 0 | 0
|  |  |  | 1965-08-30 | 0 | 0
|  |  |  | 1965-08-31 | 0.68 | 0.68
|  |  |  | 1965-09-01 | 0 | 0
|  |  |  | 1965-09-02 | 0 | 0
|  |  |  | 1965-09-03 | 0 | 0
|  |  |  | 1965-09-04 | 0 | 0
|  |  |  | 1965-09-05 | 0 | 0
|  |  |  | 1965-09-06 | 0 | 0
|  |  |  | 1965-09-07 | 0 | 0
|  |  |  | 1965-09-08 | 0 | 0
|  |  |  | 1965-09-09 | 0 | 0
|  |  |  | 1965-09-10 | 0 | 0
|  |  |  | 1965-09-11 | 0 | 0
|  |  |  | 1965-09-12 | 0 | 0
|  |  |  | 1965-09-13 | 0 | 0
|  |  |  | 1965-09-14 | 0 | 0
|  |  |  | 1965-09-15 | 0 | 0
|  |  |  | 1965-09-16 | 0 | 0
|  |  |  | 1965-09-17 | 0.12 | 0.12
|  |  |  | 1965-09-18 | 1.83 | 1.83
|  |  |  | 1965-09-19 | 0.46 | 0.46
|  |  |  | 1965-09-20 | 0 | 0
|  |  |  | 1965-09-21 | 0.17 | 0.17
|  |  |  | 1965-09-22 | 0 | 0
|  |  |  | 1965-09-23 | 0 | 0
|  |  |  | 1965-09-24 | 0 | 0
|  |  |  | 1965-09-25 | 0 | 0
|  |  |  | 1965-09-26 | 0 | 0
|  |  |  | 1965-09-27 | 0 | 0
|  |  |  | 1965-09-28 | 0 | 0
|  |  |  | 1965-09-29 | 0 | 0
|  |  |  | 1965-09-30 | 0 | 0
|  |  |  | 1965-10-01 | 0 | 0
|  |  |  | 1965-10-02 | 0 | 0
|  |  |  | 1965-10-03 | 0.07 | 0.07
|  |  |  | 1965-10-04 | 0.16 | 0.16
|  |  |  | 1965-10-05 | 0.52 | 0.52
|  |  |  | 1965-10-06 | 0 | 0
|  |  |  | 1965-10-07 | 0 | 0
|  |  |  | 1965-10-08 | 0 | 0
|  |  |  | 1965-10-09 | 0 | 0
|  |  |  | 1965-10-10 | 0 | 0
|  |  |  | 1965-10-11 | 0 | 0
|  |  |  | 1965-10-12 | 0 | 0
|  |  |  | 1965-10-13 | 0 | 0
|  |  |  | 1965-10-14 | 0.26 | 0.26
|  |  |  | 1965-10-15 | 0 | 0
|  |  |  | 1965-10-16 | 0 | 0
|  |  |  | 1965-10-17 | 0 | 0
|  |  |  | 1965-10-18 | 2.1 | 2.1
|  |  |  | 1965-10-19 | 0 | 0
|  |  |  | 1965-10-20 | 0 | 0
|  |  |  | 1965-10-21 | 0 | 0
|  |  |  | 1965-10-22 | 0 | 0
|  |  |  | 1965-10-23 | 0 | 0
|  |  |  | 1965-10-24 | 0 | 0
|  |  |  | 1965-10-25 | 0 | 0
|  |  |  | 1965-10-26 | 0 | 0
|  |  |  | 1965-10-27 | 0 | 0
|  |  |  | 1965-10-28 | 0 | 0
|  |  |  | 1965-10-29 | 0 | 0
|  |  |  | 1965-10-30 | 0 | 0
|  |  |  | 1965-10-31 | 0 | 0
|  |  |  | 1965-11-01 | 0 | 0
|  |  |  | 1965-11-02 | 0 | 0
|  |  |  | 1965-11-03 | 0 | 0
|  |  |  | 1965-11-04 | 0 | 0
|  |  |  | 1965-11-05 | 0.01 | 0.01
|  |  |  | 1965-11-06 | 0 | 0
|  |  |  | 1965-11-07 | 0 | 0
|  |  |  | 1965-11-08 | 0 | 0
|  |  |  | 1965-11-09 | 0 | 0
|  |  |  | 1965-11-10 | 0 | 0
|  |  |  | 1965-11-11 | 0 | 0
|  |  |  | 1965-11-12 | 0 | 0
|  |  |  | 1965-11-13 | 0 | 0
|  |  |  | 1965-11-14 | 0 | 0
|  |  |  | 1965-11-15 | 0 | 0
|  |  |  | 1965-11-16 | 0 | 0
|  |  |  | 1965-11-17 | 0 | 0
|  |  |  | 1965-11-18 | 0 | 0
|  |  |  | 1965-11-19 | 0 | 0
|  |  |  | 1965-11-20 | 0 | 0
|  |  |  | 1965-11-21 | 0 | 0
|  |  |  | 1965-11-22 | 0 | 0
|  |  |  | 1965-11-23 | 0 | 0
|  |  |  | 1965-11-24 | 0 | 0
|  |  |  | 1965-11-25 | 0 | 0
|  |  |  | 1965-11-26 | 0 | 0
|  |  |  | 1965-11-27 | 0 | 0
|  |  |  | 1965-11-28 | 0 | 0
|  |  |  | 1965-11-29 | 0 | 0
|  |  |  | 1965-11-30 | 0 | 0
|  |  |  | 1965-12-01 | 0.07 | 0.07
|  |  |  | 1965-12-02 | 0.01 | 0.01
|  |  |  | 1965-12-03 | 0 | 0
|  |  |  | 1965-12-04 | 0 | 0
|  |  |  | 1965-12-05 | 0 | 0
|  |  |  | 1965-12-06 | 0 | 0
|  |  |  | 1965-12-07 | 0 | 0
|  |  |  | 1965-12-08 | 0 | 0
|  |  |  | 1965-12-09 | 0 | 0
|  |  |  | 1965-12-10 | 0.11 | 0.11
|  |  |  | 1965-12-11 | 0 | 0
|  |  |  | 1965-12-12 | 0 | 0
|  |  |  | 1965-12-13 | 0 | 0
|  |  |  | 1965-12-14 | 0 | 0
|  |  |  | 1965-12-15 | 0 | 0
|  |  |  | 1965-12-16 | 0 | 0
|  |  |  | 1965-12-17 | 0 | 0
|  |  |  | 1965-12-18 | 0.07 | 0.07
|  |  |  | 1965-12-19 | 0 | 0
|  |  |  | 1965-12-20 | 0 | 0
|  |  |  | 1965-12-21 | 0 | 0
|  |  |  | 1965-12-22 | 0 | 0
|  |  |  | 1965-12-23 | 0.3 | 0.3
|  |  |  | 1965-12-24 | 0.06 | 0.06
|  |  |  | 1965-12-25 | 0 | 0
|  |  |  | 1965-12-26 | 0 | 0
|  |  |  | 1965-12-27 | 0 | 0
|  |  |  | 1965-12-28 | 0 | 0
|  |  |  | 1965-12-29 | 0 | 0
|  |  |  | 1965-12-30 | 0 | 0
|  |  |  | 1965-12-31 | 0 | 0
|  |  |  | 1966-01-01 | 0.08 | 0.08
|  |  |  | 1966-01-02 | 0 | 0
|  |  |  | 1966-01-03 | 0 | 0
|  |  |  | 1966-01-04 | 0 | 0
|  |  |  | 1966-01-05 | 0.02 | 0.02
|  |  |  | 1966-01-06 | 0 | 0
|  |  |  | 1966-01-07 | 0 | 0
|  |  |  | 1966-01-08 | 0 | 0
|  |  |  | 1966-01-09 | 0 | 0
|  |  |  | 1966-01-10 | 0 | 0
|  |  |  | 1966-01-11 | 0 | 0
|  |  |  | 1966-01-12 | 0 | 0
|  |  |  | 1966-01-13 | 0 | 0
|  |  |  | 1966-01-14 | 0 | 0
|  |  |  | 1966-01-15 | 0 | 0
|  |  |  | 1966-01-16 | 0 | 0
|  |  |  | 1966-01-17 | 0 | 0
|  |  |  | 1966-01-18 | 0 | 0
|  |  |  | 1966-01-19 | 0.23 | 0.23
|  |  |  | 1966-01-20 | 0 | 0
|  |  |  | 1966-01-21 | 0.45 | 0.45
|  |  |  | 1966-01-22 | 0.01 | 0.01
|  |  |  | 1966-01-23 | 0 | 0
|  |  |  | 1966-01-24 | 0 | 0
|  |  |  | 1966-01-25 | 0 | 0
|  |  |  | 1966-01-26 | 0 | 0
|  |  |  | 1966-01-27 | 0 | 0
|  |  |  | 1966-01-28 | 0.31 | 0.31
|  |  |  | 1966-01-29 | 0 | 0
|  |  |  | 1966-01-30 | 0 | 0
|  |  |  | 1966-01-31 | 0 | 0
|  |  |  | 1966-02-01 | 0 | 0
|  |  |  | 1966-02-02 | 0 | 0
|  |  |  | 1966-02-03 | 0 | 0
|  |  |  | 1966-02-04 | 0 | 0
|  |  |  | 1966-02-05 | 0 | 0
|  |  |  | 1966-02-06 | 0 | 0
|  |  |  | 1966-02-07 | 0 | 0
|  |  |  | 1966-02-08 | 0.57 | 0.57
|  |  |  | 1966-02-09 | 0.03 | 0.03
|  |  |  | 1966-02-10 | 0 | 0
|  |  |  | 1966-02-11 | 0 | 0
|  |  |  | 1966-02-12 | 0 | 0
|  |  |  | 1966-02-13 | 0 | 0
|  |  |  | 1966-02-14 | 0 | 0
|  |  |  | 1966-02-15 | 0 | 0
|  |  |  | 1966-02-16 | 0 | 0
|  |  |  | 1966-02-17 | 0 | 0
|  |  |  | 1966-02-18 | 0 | 0
|  |  |  | 1966-02-19 | 0 | 0
|  |  |  | 1966-02-20 | 0 | 0
|  |  |  | 1966-02-21 | 0.08 | 0.08
|  |  |  | 1966-02-22 | 0 | 0
|  |  |  | 1966-02-23 | 0 | 0
|  |  |  | 1966-02-24 | 0 | 0
|  |  |  | 1966-02-25 | 0 | 0
|  |  |  | 1966-02-26 | 0.14 | 0.14
|  |  |  | 1966-02-27 | 0.59 | 0.59
|  |  |  | 1966-02-28 | 0 | 0
|  |  |  | 1966-03-01 | 0 | 0
|  |  |  | 1966-03-02 | 0 | 0
|  |  |  | 1966-03-03 | 0 | 0
|  |  |  | 1966-03-04 | 0 | 0
|  |  |  | 1966-03-05 | 0 | 0
|  |  |  | 1966-03-06 | 0 | 0
|  |  |  | 1966-03-07 | 0 | 0
|  |  |  | 1966-03-08 | 0 | 0
|  |  |  | 1966-03-09 | 0 | 0
|  |  |  | 1966-03-10 | 0 | 0
|  |  |  | 1966-03-11 | 0.03 | 0.03
|  |  |  | 1966-03-12 | 1.61 | 1.61
|  |  |  | 1966-03-13 | 0 | 0
|  |  |  | 1966-03-14 | 0 | 0
|  |  |  | 1966-03-15 | 0 | 0
|  |  |  | 1966-03-16 | 0 | 0
|  |  |  | 1966-03-17 | 0 | 0
|  |  |  | 1966-03-18 | 0 | 0
|  |  |  | 1966-03-19 | 0 | 0
|  |  |  | 1966-03-20 | 0 | 0
|  |  |  | 1966-03-21 | 0 | 0
|  |  |  | 1966-03-22 | 0 | 0
|  |  |  | 1966-03-23 | 0 | 0
|  |  |  | 1966-03-24 | 0 | 0
|  |  |  | 1966-03-25 | 0.02 | 0.02
|  |  |  | 1966-03-26 | 0 | 0
|  |  |  | 1966-03-27 | 0 | 0
|  |  |  | 1966-03-28 | 0.1 | 0.1
|  |  |  | 1966-03-29 | 0 | 0
|  |  |  | 1966-03-30 | 0 | 0
|  |  |  | 1966-03-31 | 0 | 0
|  |  |  | 1966-04-01 | 0 | 0
|  |  |  | 1966-04-02 | 0 | 0
|  |  |  | 1966-04-03 | 0 | 0
|  |  |  | 1966-04-04 | 0 | 0
|  |  |  | 1966-04-05 | 0 | 0
|  |  |  | 1966-04-06 | 0 | 0
|  |  |  | 1966-04-07 | 0 | 0
|  |  |  | 1966-04-08 | 0 | 0
|  |  |  | 1966-04-09 | 0 | 0
|  |  |  | 1966-04-10 | 0 | 0
|  |  |  | 1966-04-11 | 0 | 0
|  |  |  | 1966-04-12 | 0 | 0
|  |  |  | 1966-04-13 | 0.28 | 0.28
|  |  |  | 1966-04-14 | 0 | 0
|  |  |  | 1966-04-15 | 0 | 0
|  |  |  | 1966-04-16 | 0 | 0
|  |  |  | 1966-04-17 | 0 | 0
|  |  |  | 1966-04-18 | 0 | 0
|  |  |  | 1966-04-19 | 0 | 0
|  |  |  | 1966-04-20 | 0 | 0
|  |  |  | 1966-04-21 | 0 | 0
|  |  |  | 1966-04-22 | 1.97 | 1.97
|  |  |  | 1966-04-23 | 0.98 | 0.98
|  |  |  | 1966-04-24 | 0.02 | 0.02
|  |  |  | 1966-04-25 | 2.54 | 2.54
|  |  |  | 1966-04-26 | 0.7 | 0.7
|  |  |  | 1966-04-27 | 0 | 0
|  |  |  | 1966-04-28 | 0.51 | 0.51
|  |  |  | 1966-04-29 | 0.42 | 0.42
|  |  |  | 1966-04-30 | 0.55 | 0.55
|  |  |  | 1966-05-01 | 0.01 | 0.01
|  |  |  | 1966-05-02 | 0 | 0
|  |  |  | 1966-05-03 | 0 | 0
|  |  |  | 1966-05-04 | 0 | 0
|  |  |  | 1966-05-05 | 0 | 0
|  |  |  | 1966-05-06 | 0 | 0
|  |  |  | 1966-05-07 | 0 | 0
|  |  |  | 1966-05-08 | 0 | 0
|  |  |  | 1966-05-09 | 0 | 0
|  |  |  | 1966-05-10 | 0 | 0
|  |  |  | 1966-05-11 | 0 | 0
|  |  |  | 1966-05-12 | 0 | 0
|  |  |  | 1966-05-13 | 0 | 0
|  |  |  | 1966-05-14 | 0 | 0
|  |  |  | 1966-05-15 | 0 | 0
|  |  |  | 1966-05-16 | 0 | 0
|  |  |  | 1966-05-17 | 0 | 0
|  |  |  | 1966-05-18 | 0 | 0
|  |  |  | 1966-05-19 | 0 | 0
|  |  |  | 1966-05-20 | 0 | 0
|  |  |  | 1966-05-21 | 0 | 0
|  |  |  | 1966-05-22 | 0 | 0
|  |  |  | 1966-05-23 | 0 | 0
|  |  |  | 1966-05-24 | 0 | 0
|  |  |  | 1966-05-25 | 0 | 0
|  |  |  | 1966-05-26 | 0 | 0
|  |  |  | 1966-05-27 | 0 | 0
|  |  |  | 1966-05-28 | 0 | 0
|  |  |  | 1966-05-29 | 0 | 0
|  |  |  | 1966-05-30 | 0 | 0
|  |  |  | 1966-05-31 | 0 | 0
|  |  |  | 1966-06-01 | 0 | 0
|  |  |  | 1966-06-02 | 0 | 0
|  |  |  | 1966-06-03 | 0 | 0
|  |  |  | 1966-06-04 | 0 | 0
|  |  |  | 1966-06-05 | 0 | 0
|  |  |  | 1966-06-06 | 0 | 0
|  |  |  | 1966-06-07 | 0 | 0
|  |  |  | 1966-06-08 | 0 | 0
|  |  |  | 1966-06-09 | 0 | 0
|  |  |  | 1966-06-10 | 0 | 0
|  |  |  | 1966-06-11 | 0 | 0
|  |  |  | 1966-06-12 | 0.02 | 0.02
|  |  |  | 1966-06-13 | 0 | 0
|  |  |  | 1966-06-14 | 0 | 0
|  |  |  | 1966-06-15 | 0 | 0
|  |  |  | 1966-06-16 | 0.02 | 0.02
|  |  |  | 1966-06-17 | 0.24 | 0.24
|  |  |  | 1966-06-18 | 0 | 0
|  |  |  | 1966-06-19 | 0 | 0
|  |  |  | 1966-06-20 | 0 | 0
|  |  |  | 1966-06-21 | 0 | 0
|  |  |  | 1966-06-22 | 0 | 0
|  |  |  | 1966-06-23 | 0 | 0
|  |  |  | 1966-06-24 | 0 | 0
|  |  |  | 1966-06-25 | 0 | 0
|  |  |  | 1966-06-26 | 0 | 0
|  |  |  | 1966-06-27 | 0 | 0
|  |  |  | 1966-06-28 | 0 | 0
|  |  |  | 1966-06-29 | 0 | 0
|  |  |  | 1966-06-30 | 0 | 0
|  |  |  | 1966-07-01 | 0 | 0
|  |  |  | 1966-07-02 | 0 | 0
|  |  |  | 1966-07-03 | 0 | 0
|  |  |  | 1966-07-04 | 0.03 | 0.03
|  |  |  | 1966-07-05 | 0 | 0
|  |  |  | 1966-07-06 | 0 | 0
|  |  |  | 1966-07-07 | 0 | 0
|  |  |  | 1966-07-08 | 0 | 0
|  |  |  | 1966-07-09 | 0 | 0
|  |  |  | 1966-07-10 | 2.7 | 2.7
|  |  |  | 1966-07-11 | 0 | 0
|  |  |  | 1966-07-12 | 0 | 0
|  |  |  | 1966-07-13 | 0 | 0
|  |  |  | 1966-07-14 | 0 | 0
|  |  |  | 1966-07-15 | 0 | 0
|  |  |  | 1966-07-16 | 0 | 0
|  |  |  | 1966-07-17 | 0 | 0
|  |  |  | 1966-07-18 | 0 | 0
|  |  |  | 1966-07-19 | 0 | 0
|  |  |  | 1966-07-20 | 0 | 0
|  |  |  | 1966-07-21 | 0 | 0
|  |  |  | 1966-07-22 | 0 | 0
|  |  |  | 1966-07-23 | 0.04 | 0.04
|  |  |  | 1966-07-24 | 0 | 0
|  |  |  | 1966-07-25 | 0.01 | 0.01
|  |  |  | 1966-07-26 | 0 | 0
|  |  |  | 1966-07-27 | 0 | 0
|  |  |  | 1966-07-28 | 0 | 0
|  |  |  | 1966-07-29 | 0.04 | 0.04
|  |  |  | 1966-07-30 | 0.31 | 0.31
|  |  |  | 1966-07-31 | 0 | 0
|  |  |  | 1966-08-01 | 0 | 0
|  |  |  | 1966-08-02 | 0.32 | 0.32
|  |  |  | 1966-08-03 | 0 | 0
|  |  |  | 1966-08-04 | 0 | 0
|  |  |  | 1966-08-05 | 0 | 0
|  |  |  | 1966-08-06 | 0 | 0
|  |  |  | 1966-08-07 | 0.32 | 0.32
|  |  |  | 1966-08-08 | 0 | 0
|  |  |  | 1966-08-09 | 0 | 0
|  |  |  | 1966-08-10 | 0 | 0
|  |  |  | 1966-08-11 | 0.12 | 0.12
|  |  |  | 1966-08-12 | 0 | 0
|  |  |  | 1966-08-13 | 0.2 | 0.2
|  |  |  | 1966-08-14 | 0 | 0
|  |  |  | 1966-08-15 | 0 | 0
|  |  |  | 1966-08-16 | 0 | 0
|  |  |  | 1966-08-17 | 0 | 0
|  |  |  | 1966-08-18 | 0 | 0
|  |  |  | 1966-08-19 | 0 | 0
|  |  |  | 1966-08-20 | 0 | 0
|  |  |  | 1966-08-21 | 0.3 | 0.3
|  |  |  | 1966-08-22 | 0.2 | 0.2
|  |  |  | 1966-08-23 | 0.18 | 0.18
|  |  |  | 1966-08-24 | 2.75 | 2.75
|  |  |  | 1966-08-25 | 0 | 0
|  |  |  | 1966-08-26 | 0 | 0
|  |  |  | 1966-08-27 | 0 | 0
|  |  |  | 1966-08-28 | 0.03 | 0.03
|  |  |  | 1966-08-29 | 0.1 | 0.1
|  |  |  | 1966-08-30 | 0.53 | 0.53
|  |  |  | 1966-08-31 | 0 | 0
|  |  |  | 1966-09-01 | 0.38 | 0.38
|  |  |  | 1966-09-02 | 0 | 0
|  |  |  | 1966-09-03 | 0.73 | 0.73
|  |  |  | 1966-09-04 | 0 | 0
|  |  |  | 1966-09-05 | 0 | 0
|  |  |  | 1966-09-06 | 0 | 0
|  |  |  | 1966-09-07 | 0 | 0
|  |  |  | 1966-09-08 | 0.86 | 0.86
|  |  |  | 1966-09-09 | 0.3 | 0.3
|  |  |  | 1966-09-10 | 0.02 | 0.02
|  |  |  | 1966-09-11 | 0 | 0
|  |  |  | 1966-09-12 | 0 | 0
|  |  |  | 1966-09-13 | 0 | 0
|  |  |  | 1966-09-14 | 0 | 0
|  |  |  | 1966-09-15 | 1.72 | 1.72
|  |  |  | 1966-09-16 | 0.36 | 0.36
|  |  |  | 1966-09-17 | 1.82 | 1.82
|  |  |  | 1966-09-18 | 0 | 0
|  |  |  | 1966-09-19 | 0 | 0
|  |  |  | 1966-09-20 | 0 | 0
|  |  |  | 1966-09-21 | 0 | 0
|  |  |  | 1966-09-22 | 0 | 0
|  |  |  | 1966-09-23 | 0 | 0
|  |  |  | 1966-09-24 | 0 | 0
|  |  |  | 1966-09-25 | 0 | 0
|  |  |  | 1966-09-26 | 0 | 0
|  |  |  | 1966-09-27 | 0.44 | 0.44
|  |  |  | 1966-09-28 | 0 | 0
|  |  |  | 1966-09-29 | 0 | 0
|  |  |  | 1966-09-30 | 0.82 | 0.82
|  |  |  | 1966-10-01 | 0 | 0
|  |  |  | 1966-10-02 | 0 | 0
|  |  |  | 1966-10-03 | 0 | 0
|  |  |  | 1966-10-04 | 0.07 | 0.07
|  |  |  | 1966-10-05 | 0 | 0
|  |  |  | 1966-10-06 | 0 | 0
|  |  |  | 1966-10-07 | 0 | 0
|  |  |  | 1966-10-08 | 0.02 | 0.02
|  |  |  | 1966-10-09 | 0 | 0
|  |  |  | 1966-10-10 | 0 | 0
|  |  |  | 1966-10-11 | 0 | 0
|  |  |  | 1966-10-12 | 0 | 0
|  |  |  | 1966-10-13 | 0 | 0
|  |  |  | 1966-10-14 | 0 | 0
|  |  |  | 1966-10-15 | 0 | 0
|  |  |  | 1966-10-16 | 0 | 0
|  |  |  | 1966-10-17 | 0.5 | 0.5
|  |  |  | 1966-10-18 | 0 | 0
|  |  |  | 1966-10-19 | 0 | 0
|  |  |  | 1966-10-20 | 0 | 0
|  |  |  | 1966-10-21 | 0 | 0
|  |  |  | 1966-10-22 | 0 | 0
|  |  |  | 1966-10-23 | 0 | 0
|  |  |  | 1966-10-24 | 0 | 0
|  |  |  | 1966-10-25 | 0 | 0
|  |  |  | 1966-10-26 | 0 | 0
|  |  |  | 1966-10-27 | 0 | 0
|  |  |  | 1966-10-28 | 0 | 0
|  |  |  | 1966-10-29 | 0 | 0
|  |  |  | 1966-10-30 | 0 | 0
|  |  |  | 1966-10-31 | 0 | 0
|  |  |  | 1966-11-01 | 0 | 0
|  |  |  | 1966-11-02 | 0 | 0
|  |  |  | 1966-11-03 | 0 | 0
|  |  |  | 1966-11-04 | 0 | 0
|  |  |  | 1966-11-05 | 0 | 0
|  |  |  | 1966-11-06 | 0 | 0
|  |  |  | 1966-11-07 | 0 | 0
|  |  |  | 1966-11-08 | 0 | 0
|  |  |  | 1966-11-09 | 0.12 | 0.12
|  |  |  | 1966-11-10 | 0 | 0
|  |  |  | 1966-11-11 | 0 | 0
|  |  |  | 1966-11-12 | 0 | 0
|  |  |  | 1966-11-13 | 0 | 0
|  |  |  | 1966-11-14 | 0 | 0
|  |  |  | 1966-11-15 | 0 | 0
|  |  |  | 1966-11-16 | 0 | 0
|  |  |  | 1966-11-17 | 0 | 0
|  |  |  | 1966-11-18 | 0 | 0
|  |  |  | 1966-11-19 | 0 | 0
|  |  |  | 1966-11-20 | 0 | 0
|  |  |  | 1966-11-21 | 0 | 0
|  |  |  | 1966-11-22 | 0 | 0
|  |  |  | 1966-11-23 | 0 | 0
|  |  |  | 1966-11-24 | 0 | 0
|  |  |  | 1966-11-25 | 0 | 0
|  |  |  | 1966-11-26 | 0.48 | 0.48
|  |  |  | 1966-11-27 | 0 | 0
|  |  |  | 1966-11-28 | 0 | 0
|  |  |  | 1966-11-29 | 0 | 0
|  |  |  | 1966-11-30 | 0 | 0
|  |  |  | 1966-12-01 | 0 | 0
|  |  |  | 1966-12-02 | 0 | 0
|  |  |  | 1966-12-03 | 0 | 0
|  |  |  | 1966-12-04 | 0 | 0
|  |  |  | 1966-12-05 | 0 | 0
|  |  |  | 1966-12-06 | 0 | 0
|  |  |  | 1966-12-07 | 0 | 0
|  |  |  | 1966-12-08 | 0 | 0
|  |  |  | 1966-12-09 | 0.06 | 0.06
|  |  |  | 1966-12-10 | 0 | 0
|  |  |  | 1966-12-11 | 0 | 0
|  |  |  | 1966-12-12 | 0 | 0
|  |  |  | 1966-12-13 | 0 | 0
|  |  |  | 1966-12-14 | 0 | 0
|  |  |  | 1966-12-15 | 0 | 0
|  |  |  | 1966-12-16 | 0.1 | 0.1
|  |  |  | 1966-12-17 | 0 | 0
|  |  |  | 1966-12-18 | 0 | 0
|  |  |  | 1966-12-19 | 0 | 0
|  |  |  | 1966-12-20 | 0 | 0
|  |  |  | 1966-12-21 | 0 | 0
|  |  |  | 1966-12-22 | 0.02 | 0.02
|  |  |  | 1966-12-23 | 0 | 0
|  |  |  | 1966-12-24 | 0 | 0
|  |  |  | 1966-12-25 | 0 | 0
|  |  |  | 1966-12-26 | 0 | 0
|  |  |  | 1966-12-27 | 0.09 | 0.09
|  |  |  | 1966-12-28 | 0 | 0
|  |  |  | 1966-12-29 | 0 | 0
|  |  |  | 1966-12-30 | 0 | 0
|  |  |  | 1966-12-31 | 0 | 0
|  |  |  | 1967-01-01 | 0 | 0
|  |  |  | 1967-01-02 | 0 | 0
|  |  |  | 1967-01-03 | 0 | 0
|  |  |  | 1967-01-04 | 0 | 0
|  |  |  | 1967-01-05 | 0 | 0
|  |  |  | 1967-01-06 | 0 | 0
|  |  |  | 1967-01-07 | 0 | 0
|  |  |  | 1967-01-08 | 0 | 0
|  |  |  | 1967-01-09 | 0 | 0
|  |  |  | 1967-01-10 | 0 | 0
|  |  |  | 1967-01-11 | 0 | 0
|  |  |  | 1967-01-12 | 0 | 0
|  |  |  | 1967-01-13 | 0 | 0
|  |  |  | 1967-01-14 | 0 | 0
|  |  |  | 1967-01-15 | 0 | 0
|  |  |  | 1967-01-16 | 0 | 0
|  |  |  | 1967-01-17 | 0 | 0
|  |  |  | 1967-01-18 | 0 | 0
|  |  |  | 1967-01-19 | 0 | 0
|  |  |  | 1967-01-20 | 0 | 0
|  |  |  | 1967-01-21 | 0 | 0
|  |  |  | 1967-01-22 | 0 | 0
|  |  |  | 1967-01-23 | 0 | 0
|  |  |  | 1967-01-24 | 0 | 0
|  |  |  | 1967-01-25 | 0 | 0
|  |  |  | 1967-01-26 | 0.03 | 0.03
|  |  |  | 1967-01-27 | 0 | 0
|  |  |  | 1967-01-28 | 0 | 0
|  |  |  | 1967-01-29 | 0 | 0
|  |  |  | 1967-01-30 | 0 | 0
|  |  |  | 1967-01-31 | 0 | 0
|  |  |  | 1967-02-01 | 0 | 0
|  |  |  | 1967-02-02 | 0 | 0
|  |  |  | 1967-02-03 | 0 | 0
|  |  |  | 1967-02-04 | 0 | 0
|  |  |  | 1967-02-05 | 0 | 0
|  |  |  | 1967-02-06 | 0 | 0
|  |  |  | 1967-02-07 | 0 | 0
|  |  |  | 1967-02-08 | 0 | 0
|  |  |  | 1967-02-09 | 0 | 0
|  |  |  | 1967-02-10 | 0 | 0
|  |  |  | 1967-02-11 | 0.14 | 0.14
|  |  |  | 1967-02-12 | 0 | 0
|  |  |  | 1967-02-13 | 0 | 0
|  |  |  | 1967-02-14 | 0 | 0
|  |  |  | 1967-02-15 | 0 | 0
|  |  |  | 1967-02-16 | 0 | 0
|  |  |  | 1967-02-17 | 0 | 0
|  |  |  | 1967-02-18 | 0 | 0
|  |  |  | 1967-02-19 | 0 | 0
|  |  |  | 1967-02-20 | 0 | 0
|  |  |  | 1967-02-21 | 0.06 | 0.06
|  |  |  | 1967-02-22 | 0 | 0
|  |  |  | 1967-02-23 | 0 | 0
|  |  |  | 1967-02-24 | 0 | 0
|  |  |  | 1967-02-25 | 0 | 0
|  |  |  | 1967-02-26 | 0 | 0
|  |  |  | 1967-02-27 | 0 | 0
|  |  |  | 1967-02-28 | 0 | 0
|  |  |  | 1967-03-01 | 0 | 0
|  |  |  | 1967-03-02 | 0 | 0
|  |  |  | 1967-03-03 | 0 | 0
|  |  |  | 1967-03-04 | 0 | 0
|  |  |  | 1967-03-05 | 0 | 0
|  |  |  | 1967-03-06 | 0.06 | 0.06
|  |  |  | 1967-03-07 | 0 | 0
|  |  |  | 1967-03-08 | 0 | 0
|  |  |  | 1967-03-09 | 0 | 0
|  |  |  | 1967-03-10 | 0 | 0
|  |  |  | 1967-03-11 | 0 | 0
|  |  |  | 1967-03-12 | 0 | 0
|  |  |  | 1967-03-13 | 0 | 0
|  |  |  | 1967-03-14 | 0 | 0
|  |  |  | 1967-03-15 | 0 | 0
|  |  |  | 1967-03-16 | 0 | 0
|  |  |  | 1967-03-17 | 0 | 0
|  |  |  | 1967-03-18 | 0 | 0
|  |  |  | 1967-03-19 | 0.59 | 0.59
|  |  |  | 1967-03-20 | 0.01 | 0.01
|  |  |  | 1967-03-21 | 0 | 0
|  |  |  | 1967-03-22 | 0.32 | 0.32
|  |  |  | 1967-03-23 | 0 | 0
|  |  |  | 1967-03-24 | 0 | 0
|  |  |  | 1967-03-25 | 0.04 | 0.04
|  |  |  | 1967-03-26 | 0 | 0
|  |  |  | 1967-03-27 | 0 | 0
|  |  |  | 1967-03-28 | 0 | 0
|  |  |  | 1967-03-29 | 0 | 0
|  |  |  | 1967-03-30 | 0 | 0
|  |  |  | 1967-03-31 | 0.28 | 0.28
|  |  |  | 1967-04-01 | 0 | 0
|  |  |  | 1967-04-02 | 0 | 0
|  |  |  | 1967-04-03 | 0 | 0
|  |  |  | 1967-04-04 | 0 | 0
|  |  |  | 1967-04-05 | 0 | 0
|  |  |  | 1967-04-06 | 0 | 0
|  |  |  | 1967-04-07 | 0.01 | 0.01
|  |  |  | 1967-04-08 | 0 | 0
|  |  |  | 1967-04-09 | 0 | 0
|  |  |  | 1967-04-10 | 0.4 | 0.4
|  |  |  | 1967-04-11 | 0 | 0
|  |  |  | 1967-04-12 | 3.87 | 3.87
|  |  |  | 1967-04-13 | 0.3 | 0.3
|  |  |  | 1967-04-14 | 0 | 0
|  |  |  | 1967-04-15 | 0 | 0
|  |  |  | 1967-04-16 | 0 | 0
|  |  |  | 1967-04-17 | 0 | 0
|  |  |  | 1967-04-18 | 0.4 | 0.4
|  |  |  | 1967-04-19 | 0 | 0
|  |  |  | 1967-04-20 | 0.86 | 0.86
|  |  |  | 1967-04-21 | 0 | 0
|  |  |  | 1967-04-22 | 0 | 0
|  |  |  | 1967-04-23 | 0 | 0
|  |  |  | 1967-04-24 | 0 | 0
|  |  |  | 1967-04-25 | 0 | 0
|  |  |  | 1967-04-26 | 0 | 0
|  |  |  | 1967-04-27 | 0 | 0
|  |  |  | 1967-04-28 | 0 | 0
|  |  |  | 1967-04-29 | 0 | 0
|  |  |  | 1967-04-30 | 0 | 0
|  |  |  | 1967-05-01 | 0 | 0
|  |  |  | 1967-05-02 | 0 | 0
|  |  |  | 1967-05-03 | 0.1 | 0.1
|  |  |  | 1967-05-04 | 0.86 | 0.86
|  |  |  | 1967-05-05 | 0 | 0
|  |  |  | 1967-05-06 | 0 | 0
|  |  |  | 1967-05-07 | 0 | 0
|  |  |  | 1967-05-08 | 0 | 0
|  |  |  | 1967-05-09 | 0 | 0
|  |  |  | 1967-05-10 | 0 | 0
|  |  |  | 1967-05-11 | 0 | 0
|  |  |  | 1967-05-12 | 0 | 0
|  |  |  | 1967-05-13 | 0.01 | 0.01
|  |  |  | 1967-05-14 | 0.03 | 0.03
|  |  |  | 1967-05-15 | 0 | 0
|  |  |  | 1967-05-16 | 0 | 0
|  |  |  | 1967-05-17 | 0 | 0
|  |  |  | 1967-05-18 | 0 | 0
|  |  |  | 1967-05-19 | 0.04 | 0.04
|  |  |  | 1967-05-20 | 1.58 | 1.58
|  |  |  | 1967-05-21 | 0.14 | 0.14
|  |  |  | 1967-05-22 | 0 | 0
|  |  |  | 1967-05-23 | 0 | 0
|  |  |  | 1967-05-24 | 0 | 0
|  |  |  | 1967-05-25 | 0 | 0
|  |  |  | 1967-05-26 | 0 | 0
|  |  |  | 1967-05-27 | 0 | 0
|  |  |  | 1967-05-28 | 0 | 0
|  |  |  | 1967-05-29 | 1.86 | 1.86
|  |  |  | 1967-05-30 | 1.68 | 1.68
|  |  |  | 1967-05-31 | 0.2 | 0.2
|  |  |  | 1967-06-01 | 0 | 0
|  |  |  | 1967-06-02 | 0 | 0
|  |  |  | 1967-06-03 | 0 | 0
|  |  |  | 1967-06-04 | 0 | 0
|  |  |  | 1967-06-05 | 0 | 0
|  |  |  | 1967-06-06 | 0 | 0
|  |  |  | 1967-06-07 | 0 | 0
|  |  |  | 1967-06-08 | 0 | 0
|  |  |  | 1967-06-09 | 0 | 0
|  |  |  | 1967-06-10 | 0 | 0
|  |  |  | 1967-06-11 | 0.17 | 0.17
|  |  |  | 1967-06-12 | 0.56 | 0.56
|  |  |  | 1967-06-13 | 0 | 0
|  |  |  | 1967-06-14 | 0 | 0
|  |  |  | 1967-06-15 | 0 | 0
|  |  |  | 1967-06-16 | 0 | 0
|  |  |  | 1967-06-17 | 0 | 0
|  |  |  | 1967-06-18 | 0 | 0
|  |  |  | 1967-06-19 | 0 | 0
|  |  |  | 1967-06-20 | 0 | 0
|  |  |  | 1967-06-21 | 0 | 0
|  |  |  | 1967-06-22 | 0 | 0
|  |  |  | 1967-06-23 | 0 | 0
|  |  |  | 1967-06-24 | 0 | 0
|  |  |  | 1967-06-25 | 0 | 0
|  |  |  | 1967-06-26 | 1.08 | 1.08
|  |  |  | 1967-06-27 | 0.03 | 0.03
|  |  |  | 1967-06-28 | 0 | 0
|  |  |  | 1967-06-29 | 0 | 0
|  |  |  | 1967-06-30 | 0 | 0
|  |  |  | 1967-07-01 | 0 | 0
|  |  |  | 1967-07-02 | 0.02 | 0.02
|  |  |  | 1967-07-03 | 0.84 | 0.84
|  |  |  | 1967-07-04 | 0.08 | 0.08
|  |  |  | 1967-07-05 | 0.84 | 0.84
|  |  |  | 1967-07-06 | 0 | 0
|  |  |  | 1967-07-07 | 0 | 0
|  |  |  | 1967-07-08 | 0 | 0
|  |  |  | 1967-07-09 | 0 | 0
|  |  |  | 1967-07-10 | 0 | 0
|  |  |  | 1967-07-11 | 0 | 0
|  |  |  | 1967-07-12 | 0 | 0
|  |  |  | 1967-07-13 | 0 | 0
|  |  |  | 1967-07-14 | 0 | 0
|  |  |  | 1967-07-15 | 0 | 0
|  |  |  | 1967-07-16 | 0 | 0
|  |  |  | 1967-07-17 | 0.02 | 0.02
|  |  |  | 1967-07-18 | 0.05 | 0.05
|  |  |  | 1967-07-19 | 1.26 | 1.26
|  |  |  | 1967-07-20 | 0 | 0
|  |  |  | 1967-07-21 | 0 | 0
|  |  |  | 1967-07-22 | 0 | 0
|  |  |  | 1967-07-23 | 0 | 0
|  |  |  | 1967-07-24 | 0 | 0
|  |  |  | 1967-07-25 | 0 | 0
|  |  |  | 1967-07-26 | 0 | 0
|  |  |  | 1967-07-27 | 0 | 0
|  |  |  | 1967-07-28 | 0.07 | 0.07
|  |  |  | 1967-07-29 | 0 | 0
|  |  |  | 1967-07-30 | 0 | 0
|  |  |  | 1967-07-31 | 0 | 0
|  |  |  | 1967-08-01 | 0 | 0
|  |  |  | 1967-08-02 | 0 | 0
|  |  |  | 1967-08-03 | 0 | 0
|  |  |  | 1967-08-04 | 0 | 0
|  |  |  | 1967-08-05 | 0 | 0
|  |  |  | 1967-08-06 | 0 | 0
|  |  |  | 1967-08-07 | 0 | 0
|  |  |  | 1967-08-08 | 0 | 0
|  |  |  | 1967-08-09 | 0 | 0
|  |  |  | 1967-08-10 | 0 | 0
|  |  |  | 1967-08-11 | 0 | 0
|  |  |  | 1967-08-12 | 0 | 0
|  |  |  | 1967-08-13 | 0 | 0
|  |  |  | 1967-08-14 | 0 | 0
|  |  |  | 1967-08-15 | 0 | 0
|  |  |  | 1967-08-16 | 0 | 0
|  |  |  | 1967-08-17 | 0 | 0
|  |  |  | 1967-08-18 | 0 | 0
|  |  |  | 1967-08-19 | 0.08 | 0.08
|  |  |  | 1967-08-20 | 0 | 0
|  |  |  | 1967-08-21 | 0 | 0
|  |  |  | 1967-08-22 | 0 | 0
|  |  |  | 1967-08-23 | 0 | 0
|  |  |  | 1967-08-24 | 0 | 0
|  |  |  | 1967-08-25 | 0 | 0
|  |  |  | 1967-08-26 | 0 | 0
|  |  |  | 1967-08-27 | 0 | 0
|  |  |  | 1967-08-28 | 0 | 0
|  |  |  | 1967-08-29 | 0 | 0
|  |  |  | 1967-08-30 | 0 | 0
|  |  |  | 1967-08-31 | 0.14 | 0.14
|  |  |  | 1967-09-01 | 0 | 0
|  |  |  | 1967-09-02 | 0 | 0
|  |  |  | 1967-09-03 | 0.9 | 0.9
|  |  |  | 1967-09-04 | 0 | 0
|  |  |  | 1967-09-05 | 0.4 | 0.4
|  |  |  | 1967-09-06 | 0.94 | 0.94
|  |  |  | 1967-09-07 | 0 | 0
|  |  |  | 1967-09-08 | 0 | 0
|  |  |  | 1967-09-09 | 0 | 0
|  |  |  | 1967-09-10 | 0 | 0
|  |  |  | 1967-09-11 | 0 | 0
|  |  |  | 1967-09-12 | 0 | 0
|  |  |  | 1967-09-13 | 0.04 | 0.04
|  |  |  | 1967-09-14 | 0.25 | 0.25
|  |  |  | 1967-09-15 | 0.26 | 0.26
|  |  |  | 1967-09-16 | 0.46 | 0.46
|  |  |  | 1967-09-17 | 0.06 | 0.06
|  |  |  | 1967-09-18 | 0 | 0
|  |  |  | 1967-09-19 | 0 | 0
|  |  |  | 1967-09-20 | 0 | 0
|  |  |  | 1967-09-21 | 0 | 0
|  |  |  | 1967-09-22 | 0 | 0
|  |  |  | 1967-09-23 | 0 | 0
|  |  |  | 1967-09-24 | 0.06 | 0.06
|  |  |  | 1967-09-25 | 0 | 0
|  |  |  | 1967-09-26 | 0.56 | 0.56
|  |  |  | 1967-09-27 | 0 | 0
|  |  |  | 1967-09-28 | 0 | 0
|  |  |  | 1967-09-29 | 0 | 0
|  |  |  | 1967-09-30 | 0 | 0
|  |  |  | 1967-10-01 | 0 | 0
|  |  |  | 1967-10-02 | 0 | 0
|  |  |  | 1967-10-03 | 0 | 0
|  |  |  | 1967-10-04 | 0 | 0
|  |  |  | 1967-10-05 | 0 | 0
|  |  |  | 1967-10-06 | 0 | 0
|  |  |  | 1967-10-07 | 0.07 | 0.07
|  |  |  | 1967-10-08 | 0 | 0
|  |  |  | 1967-10-09 | 0 | 0
|  |  |  | 1967-10-10 | 0 | 0
|  |  |  | 1967-10-11 | 0 | 0
|  |  |  | 1967-10-12 | 0 | 0
|  |  |  | 1967-10-13 | 0 | 0
|  |  |  | 1967-10-14 | 0 | 0
|  |  |  | 1967-10-15 | 0 | 0
|  |  |  | 1967-10-16 | 0 | 0
|  |  |  | 1967-10-17 | 0 | 0
|  |  |  | 1967-10-18 | 0 | 0
|  |  |  | 1967-10-19 | 0 | 0
|  |  |  | 1967-10-20 | 0 | 0
|  |  |  | 1967-10-21 | 0 | 0
|  |  |  | 1967-10-22 | 0 | 0
|  |  |  | 1967-10-23 | 0 | 0
|  |  |  | 1967-10-24 | 0 | 0
|  |  |  | 1967-10-25 | 0 | 0
|  |  |  | 1967-10-26 | 0 | 0
|  |  |  | 1967-10-27 | 0 | 0
|  |  |  | 1967-10-28 | 0 | 0
|  |  |  | 1967-10-29 | 0.4 | 0.4
|  |  |  | 1967-10-30 | 1.27 | 1.27
|  |  |  | 1967-10-31 | 0.24 | 0.24
|  |  |  | 1967-11-01 | 0 | 0
|  |  |  | 1967-11-02 | 0 | 0
|  |  |  | 1967-11-03 | 0.04 | 0.04
|  |  |  | 1967-11-04 | 0 | 0
|  |  |  | 1967-11-05 | 0 | 0
|  |  |  | 1967-11-06 | 0 | 0
|  |  |  | 1967-11-07 | 0 | 0
|  |  |  | 1967-11-08 | 0.04 | 0.04
|  |  |  | 1967-11-09 | 0.08 | 0.08
|  |  |  | 1967-11-10 | 0 | 0
|  |  |  | 1967-11-11 | 0 | 0
|  |  |  | 1967-11-12 | 0 | 0
|  |  |  | 1967-11-13 | 0 | 0
|  |  |  | 1967-11-14 | 0 | 0
|  |  |  | 1967-11-15 | 0 | 0
|  |  |  | 1967-11-16 | 0 | 0
|  |  |  | 1967-11-17 | 0 | 0
|  |  |  | 1967-11-18 | 0 | 0
|  |  |  | 1967-11-19 | 0 | 0
|  |  |  | 1967-11-20 | 0 | 0
|  |  |  | 1967-11-21 | 0 | 0
|  |  |  | 1967-11-22 | 0 | 0
|  |  |  | 1967-11-23 | 0 | 0
|  |  |  | 1967-11-24 | 0 | 0
|  |  |  | 1967-11-25 | 0 | 0
|  |  |  | 1967-11-26 | 0 | 0
|  |  |  | 1967-11-27 | 0.1 | 0.1
|  |  |  | 1967-11-28 | 0.05 | 0.05
|  |  |  | 1967-11-29 | 0.05 | 0.05
|  |  |  | 1967-11-30 | 0 | 0
|  |  |  | 1967-12-01 | 0 | 0
|  |  |  | 1967-12-02 | 0 | 0
|  |  |  | 1967-12-03 | 0 | 0
|  |  |  | 1967-12-04 | 0 | 0
|  |  |  | 1967-12-05 | 0 | 0
|  |  |  | 1967-12-06 | 0 | 0
|  |  |  | 1967-12-07 | 0 | 0
|  |  |  | 1967-12-08 | 0 | 0
|  |  |  | 1967-12-09 | 0 | 0
|  |  |  | 1967-12-10 | 0.04 | 0.04
|  |  |  | 1967-12-11 | 0.04 | 0.04
|  |  |  | 1967-12-12 | 0 | 0
|  |  |  | 1967-12-13 | 0 | 0
|  |  |  | 1967-12-14 | 0.82 | 0.82
|  |  |  | 1967-12-15 | 0.32 | 0.32
|  |  |  | 1967-12-16 | 0.17 | 0.17
|  |  |  | 1967-12-17 | 0 | 0
|  |  |  | 1967-12-18 | 0 | 0
|  |  |  | 1967-12-19 | 0 | 0
|  |  |  | 1967-12-20 | 0 | 0
|  |  |  | 1967-12-21 | 0 | 0
|  |  |  | 1967-12-22 | 0 | 0
|  |  |  | 1967-12-23 | 0 | 0
|  |  |  | 1967-12-24 | 0 | 0
|  |  |  | 1967-12-25 | 0 | 0
|  |  |  | 1967-12-26 | 0 | 0
|  |  |  | 1967-12-27 | 0.03 | 0.03
|  |  |  | 1967-12-28 | 0 | 0
|  |  |  | 1967-12-29 | 0 | 0
|  |  |  | 1967-12-30 | 0.02 | 0.02
|  |  |  | 1967-12-31 | 0 | 0
|  |  |  | 1968-01-01 | 0 | 0
|  |  |  | 1968-01-02 | 0 | 0
|  |  |  | 1968-01-03 | 0 | 0
|  |  |  | 1968-01-04 | 0 | 0
|  |  |  | 1968-01-05 | 0 | 0
|  |  |  | 1968-01-06 | 0 | 0
|  |  |  | 1968-01-07 | 0 | 0
|  |  |  | 1968-01-08 | 0.13 | 0.13
|  |  |  | 1968-01-09 | 0 | 0
|  |  |  | 1968-01-10 | 0 | 0
|  |  |  | 1968-01-11 | 0 | 0
|  |  |  | 1968-01-12 | 0 | 0
|  |  |  | 1968-01-13 | 0 | 0
|  |  |  | 1968-01-14 | 0 | 0
|  |  |  | 1968-01-15 | 0 | 0
|  |  |  | 1968-01-16 | 0 | 0
|  |  |  | 1968-01-17 | 0 | 0
|  |  |  | 1968-01-18 | 2.02 | 2.02
|  |  |  | 1968-01-19 | 0.04 | 0.04
|  |  |  | 1968-01-20 | 0.64 | 0.64
|  |  |  | 1968-01-21 | 0.9 | 0.9
|  |  |  | 1968-01-22 | 0.04 | 0.04
|  |  |  | 1968-01-23 | 0 | 0
|  |  |  | 1968-01-24 | 0 | 0
|  |  |  | 1968-01-25 | 0 | 0
|  |  |  | 1968-01-26 | 0 | 0
|  |  |  | 1968-01-27 | 0.04 | 0.04
|  |  |  | 1968-01-28 | 0 | 0
|  |  |  | 1968-01-29 | 0.67 | 0.67
|  |  |  | 1968-01-30 | 0 | 0
|  |  |  | 1968-01-31 | 0 | 0
|  |  |  | 1968-02-01 | 0.01 | 0.01
|  |  |  | 1968-02-02 | 0 | 0
|  |  |  | 1968-02-03 | 0 | 0
|  |  |  | 1968-02-04 | 0 | 0
|  |  |  | 1968-02-05 | 0 | 0
|  |  |  | 1968-02-06 | 0 | 0
|  |  |  | 1968-02-07 | 0 | 0
|  |  |  | 1968-02-08 | 0 | 0
|  |  |  | 1968-02-09 | 0 | 0
|  |  |  | 1968-02-10 | 0 | 0
|  |  |  | 1968-02-11 | 0 | 0
|  |  |  | 1968-02-12 | 0.08 | 0.08
|  |  |  | 1968-02-13 | 0.07 | 0.07
|  |  |  | 1968-02-14 | 0.31 | 0.31
|  |  |  | 1968-02-15 | 0 | 0
|  |  |  | 1968-02-16 | 0 | 0
|  |  |  | 1968-02-17 | 0 | 0
|  |  |  | 1968-02-18 | 0.05 | 0.05
|  |  |  | 1968-02-19 | 0 | 0
|  |  |  | 1968-02-20 | 0 | 0
|  |  |  | 1968-02-21 | 0.19 | 0.19
|  |  |  | 1968-02-22 | 0.29 | 0.29
|  |  |  | 1968-02-23 | 0 | 0
|  |  |  | 1968-02-24 | 0 | 0
|  |  |  | 1968-02-25 | 0 | 0
|  |  |  | 1968-02-26 | 0 | 0
|  |  |  | 1968-02-27 | 0.08 | 0.08
|  |  |  | 1968-02-28 | 0 | 0
|  |  |  | 1968-02-29 | 0 | 0
|  |  |  | 1968-03-01 | 0 | 0
|  |  |  | 1968-03-02 | 0 | 0
|  |  |  | 1968-03-03 | 0 | 0
|  |  |  | 1968-03-04 | 0 | 0
|  |  |  | 1968-03-05 | 0 | 0
|  |  |  | 1968-03-06 | 0.2 | 0.2
|  |  |  | 1968-03-07 | 0 | 0
|  |  |  | 1968-03-08 | 0 | 0
|  |  |  | 1968-03-09 | 0 | 0
|  |  |  | 1968-03-10 | 0.04 | 0.04
|  |  |  | 1968-03-11 | 1.34 | 1.34
|  |  |  | 1968-03-12 | 0 | 0
|  |  |  | 1968-03-13 | 0 | 0
|  |  |  | 1968-03-14 | 0 | 0
|  |  |  | 1968-03-15 | 0 | 0
|  |  |  | 1968-03-16 | 0 | 0
|  |  |  | 1968-03-17 | 0 | 0
|  |  |  | 1968-03-18 | 0 | 0
|  |  |  | 1968-03-19 | 0.12 | 0.12
|  |  |  | 1968-03-20 | 0.56 | 0.56
|  |  |  | 1968-03-21 | 0 | 0
|  |  |  | 1968-03-22 | 0 | 0
|  |  |  | 1968-03-23 | 0 | 0
|  |  |  | 1968-03-24 | 0 | 0
|  |  |  | 1968-03-25 | 0 | 0
|  |  |  | 1968-03-26 | 0 | 0
|  |  |  | 1968-03-27 | 0 | 0
|  |  |  | 1968-03-28 | 0 | 0
|  |  |  | 1968-03-29 | 0 | 0
|  |  |  | 1968-03-30 | 0.32 | 0.32
|  |  |  | 1968-03-31 | 0 | 0
|  |  |  | 1968-04-01 | 0.04 | 0.04
|  |  |  | 1968-04-02 | 0 | 0
|  |  |  | 1968-04-03 | 0.06 | 0.06
|  |  |  | 1968-04-04 | 0 | 0
|  |  |  | 1968-04-05 | 0 | 0
|  |  |  | 1968-04-06 | 0 | 0
|  |  |  | 1968-04-07 | 0 | 0
|  |  |  | 1968-04-08 | 0 | 0
|  |  |  | 1968-04-09 | 0 | 0
|  |  |  | 1968-04-10 | 0 | 0
|  |  |  | 1968-04-11 | 0 | 0
|  |  |  | 1968-04-12 | 0.52 | 0.52
|  |  |  | 1968-04-13 | 0 | 0
|  |  |  | 1968-04-14 | 0 | 0
|  |  |  | 1968-04-15 | 0 | 0
|  |  |  | 1968-04-16 | 0 | 0
|  |  |  | 1968-04-17 | 0 | 0
|  |  |  | 1968-04-18 | 0.9 | 0.9
|  |  |  | 1968-04-19 | 0.12 | 0.12
|  |  |  | 1968-04-20 | 0 | 0
|  |  |  | 1968-04-21 | 0 | 0
|  |  |  | 1968-04-22 | 0.16 | 0.16
|  |  |  | 1968-04-23 | 0 | 0
|  |  |  | 1968-04-24 | 0 | 0
|  |  |  | 1968-04-25 | 0 | 0
|  |  |  | 1968-04-26 | 0 | 0
|  |  |  | 1968-04-27 | 0 | 0
|  |  |  | 1968-04-28 | 0 | 0
|  |  |  | 1968-04-29 | 0 | 0
|  |  |  | 1968-04-30 | 0 | 0
|  |  |  | 1968-05-01 | 0 | 0
|  |  |  | 1968-05-02 | 0 | 0
|  |  |  | 1968-05-03 | 0 | 0
|  |  |  | 1968-05-04 | 0 | 0
|  |  |  | 1968-05-05 | 0 | 0
|  |  |  | 1968-05-06 | 0 | 0
|  |  |  | 1968-05-07 | 0 | 0
|  |  |  | 1968-05-08 | 0 | 0
|  |  |  | 1968-05-09 | 0.97 | 0.97
|  |  |  | 1968-05-10 | 0.26 | 0.26
|  |  |  | 1968-05-11 | 0 | 0
|  |  |  | 1968-05-12 | 0.62 | 0.62
|  |  |  | 1968-05-13 | 0.18 | 0.18
|  |  |  | 1968-05-14 | 0 | 0
|  |  |  | 1968-05-15 | 0.16 | 0.16
|  |  |  | 1968-05-16 | 0.36 | 0.36
|  |  |  | 1968-05-17 | 0 | 0
|  |  |  | 1968-05-18 | 0 | 0
|  |  |  | 1968-05-19 | 0.02 | 0.02
|  |  |  | 1968-05-20 | 0 | 0
|  |  |  | 1968-05-21 | 0.94 | 0.94
|  |  |  | 1968-05-22 | 0 | 0
|  |  |  | 1968-05-23 | 0 | 0
|  |  |  | 1968-05-24 | 0 | 0
|  |  |  | 1968-05-25 | 0 | 0
|  |  |  | 1968-05-26 | 0 | 0
|  |  |  | 1968-05-27 | 0.06 | 0.06
|  |  |  | 1968-05-28 | 0 | 0
|  |  |  | 1968-05-29 | 0.02 | 0.02
|  |  |  | 1968-05-30 | 0.02 | 0.02
|  |  |  | 1968-05-31 | 0.8 | 0.8
|  |  |  | 1968-06-01 | 0.78 | 0.78
|  |  |  | 1968-06-02 | 0 | 0
|  |  |  | 1968-06-03 | 0 | 0
|  |  |  | 1968-06-04 | 0 | 0
|  |  |  | 1968-06-05 | 0 | 0
|  |  |  | 1968-06-06 | 0 | 0
|  |  |  | 1968-06-07 | 0 | 0
|  |  |  | 1968-06-08 | 0 | 0
|  |  |  | 1968-06-09 | 0 | 0
|  |  |  | 1968-06-10 | 0 | 0
|  |  |  | 1968-06-11 | 0 | 0
|  |  |  | 1968-06-12 | 0 | 0
|  |  |  | 1968-06-13 | 0 | 0
|  |  |  | 1968-06-14 | 0 | 0
|  |  |  | 1968-06-15 | 0.07 | 0.07
|  |  |  | 1968-06-16 | 0.14 | 0.14
|  |  |  | 1968-06-17 | 0 | 0
|  |  |  | 1968-06-18 | 0 | 0
|  |  |  | 1968-06-19 | 0 | 0
|  |  |  | 1968-06-20 | 0 | 0
|  |  |  | 1968-06-21 | 0 | 0
|  |  |  | 1968-06-22 | 0 | 0
|  |  |  | 1968-06-23 | 0 | 0
|  |  |  | 1968-06-24 | 0 | 0
|  |  |  | 1968-06-25 | 0.2 | 0.2
|  |  |  | 1968-06-26 | 0 | 0
|  |  |  | 1968-06-27 | 0 | 0
|  |  |  | 1968-06-28 | 0 | 0
|  |  |  | 1968-06-29 | 0 | 0
|  |  |  | 1968-06-30 | 0 | 0
|  |  |  | 1968-07-01 | 1.4 | 1.4
|  |  |  | 1968-07-02 | 0.01 | 0.01
|  |  |  | 1968-07-03 | 0 | 0
|  |  |  | 1968-07-04 | 0 | 0
|  |  |  | 1968-07-05 | 0 | 0
|  |  |  | 1968-07-06 | 0 | 0
|  |  |  | 1968-07-07 | 0 | 0
|  |  |  | 1968-07-08 | 0.7 | 0.7
|  |  |  | 1968-07-09 | 0 | 0
|  |  |  | 1968-07-10 | 0 | 0
|  |  |  | 1968-07-11 | 0 | 0
|  |  |  | 1968-07-12 | 0 | 0
|  |  |  | 1968-07-13 | 0.16 | 0.16
|  |  |  | 1968-07-14 | 0.02 | 0.02
|  |  |  | 1968-07-15 | 0 | 0
|  |  |  | 1968-07-16 | 0 | 0
|  |  |  | 1968-07-17 | 0 | 0
|  |  |  | 1968-07-18 | 0.46 | 0.46
|  |  |  | 1968-07-19 | 0.08 | 0.08
|  |  |  | 1968-07-20 | 0 | 0
|  |  |  | 1968-07-21 | 0 | 0
|  |  |  | 1968-07-22 | 0 | 0
|  |  |  | 1968-07-23 | 0 | 0
|  |  |  | 1968-07-24 | 0 | 0
|  |  |  | 1968-07-25 | 0 | 0
|  |  |  | 1968-07-26 | 0 | 0
|  |  |  | 1968-07-27 | 0 | 0
|  |  |  | 1968-07-28 | 0 | 0
|  |  |  | 1968-07-29 | 0.46 | 0.46
|  |  |  | 1968-07-30 | 0 | 0
|  |  |  | 1968-07-31 | 0 | 0
|  |  |  | 1968-08-01 | 0 | 0
|  |  |  | 1968-08-02 | 0 | 0
|  |  |  | 1968-08-03 | 0 | 0
|  |  |  | 1968-08-04 | 0 | 0
|  |  |  | 1968-08-05 | 0 | 0
|  |  |  | 1968-08-06 | 0 | 0
|  |  |  | 1968-08-07 | 0 | 0
|  |  |  | 1968-08-08 | 0 | 0
|  |  |  | 1968-08-09 | 0 | 0
|  |  |  | 1968-08-10 | 0.04 | 0.04
|  |  |  | 1968-08-11 | 0.28 | 0.28
|  |  |  | 1968-08-12 | 0 | 0
|  |  |  | 1968-08-13 | 0 | 0
|  |  |  | 1968-08-14 | 0.8 | 0.8
|  |  |  | 1968-08-15 | 0 | 0
|  |  |  | 1968-08-16 | 0 | 0
|  |  |  | 1968-08-17 | 0 | 0
|  |  |  | 1968-08-18 | 0 | 0
|  |  |  | 1968-08-19 | 0 | 0
|  |  |  | 1968-08-20 | 0 | 0
|  |  |  | 1968-08-21 | 0 | 0
|  |  |  | 1968-08-22 | 0 | 0
|  |  |  | 1968-08-23 | 0 | 0
|  |  |  | 1968-08-24 | 0.08 | 0.08
|  |  |  | 1968-08-25 | 1.03 | 1.03
|  |  |  | 1968-08-26 | 0 | 0
|  |  |  | 1968-08-27 | 0 | 0
|  |  |  | 1968-08-28 | 0 | 0
|  |  |  | 1968-08-29 | 0.12 | 0.12
|  |  |  | 1968-08-30 | 0 | 0
|  |  |  | 1968-08-31 | 0 | 0
|  |  |  | 1968-09-01 | 0 | 0
|  |  |  | 1968-09-02 | 0 | 0
|  |  |  | 1968-09-03 | 0 | 0
|  |  |  | 1968-09-04 | 0 | 0
|  |  |  | 1968-09-05 | 0 | 0
|  |  |  | 1968-09-06 | 0 | 0
|  |  |  | 1968-09-07 | 0 | 0
|  |  |  | 1968-09-08 | 0 | 0
|  |  |  | 1968-09-09 | 0 | 0
|  |  |  | 1968-09-10 | 0 | 0
|  |  |  | 1968-09-11 | 0 | 0
|  |  |  | 1968-09-12 | 0 | 0
|  |  |  | 1968-09-13 | 0 | 0
|  |  |  | 1968-09-14 | 0.02 | 0.02
|  |  |  | 1968-09-15 | 0 | 0
|  |  |  | 1968-09-16 | 0 | 0
|  |  |  | 1968-09-17 | 0.2 | 0.2
|  |  |  | 1968-09-18 | 0 | 0
|  |  |  | 1968-09-19 | 0 | 0
|  |  |  | 1968-09-20 | 0 | 0
|  |  |  | 1968-09-21 | 0.64 | 0.64
|  |  |  | 1968-09-22 | 0 | 0
|  |  |  | 1968-09-23 | 0.89 | 0.89
|  |  |  | 1968-09-24 | 0.46 | 0.46
|  |  |  | 1968-09-25 | 0 | 0
|  |  |  | 1968-09-26 | 0 | 0
|  |  |  | 1968-09-27 | 0 | 0
|  |  |  | 1968-09-28 | 0 | 0
|  |  |  | 1968-09-29 | 0 | 0
|  |  |  | 1968-09-30 | 0 | 0
|  |  |  | 1968-10-01 | 0 | 0
|  |  |  | 1968-10-02 | 0 | 0
|  |  |  | 1968-10-03 | 0 | 0
|  |  |  | 1968-10-04 | 0 | 0
|  |  |  | 1968-10-05 | 1.3 | 1.3
|  |  |  | 1968-10-06 | 0 | 0
|  |  |  | 1968-10-07 | 0 | 0
|  |  |  | 1968-10-08 | 0.02 | 0.02
|  |  |  | 1968-10-09 | 0.58 | 0.58
|  |  |  | 1968-10-10 | 0 | 0
|  |  |  | 1968-10-11 | 0 | 0
|  |  |  | 1968-10-12 | 0 | 0
|  |  |  | 1968-10-13 | 0 | 0
|  |  |  | 1968-10-14 | 0 | 0
|  |  |  | 1968-10-15 | 0 | 0
|  |  |  | 1968-10-16 | 0.14 | 0.14
|  |  |  | 1968-10-17 | 0 | 0
|  |  |  | 1968-10-18 | 0 | 0
|  |  |  | 1968-10-19 | 0 | 0
|  |  |  | 1968-10-20 | 0 | 0
|  |  |  | 1968-10-21 | 0.36 | 0.36
|  |  |  | 1968-10-22 | 0 | 0
|  |  |  | 1968-10-23 | 0 | 0
|  |  |  | 1968-10-24 | 0 | 0
|  |  |  | 1968-10-25 | 0 | 0
|  |  |  | 1968-10-26 | 0 | 0
|  |  |  | 1968-10-27 | 0 | 0
|  |  |  | 1968-10-28 | 0 | 0
|  |  |  | 1968-10-29 | 0 | 0
|  |  |  | 1968-10-30 | 0 | 0
|  |  |  | 1968-10-31 | 0 | 0
|  |  |  | 1968-11-01 | 0.01 | 0.01
|  |  |  | 1968-11-02 | 0.01 | 0.01
|  |  |  | 1968-11-03 | 0 | 0
|  |  |  | 1968-11-04 | 0 | 0
|  |  |  | 1968-11-05 | 0 | 0
|  |  |  | 1968-11-06 | 0.02 | 0.02
|  |  |  | 1968-11-07 | 0 | 0
|  |  |  | 1968-11-08 | 0 | 0
|  |  |  | 1968-11-09 | 0 | 0
|  |  |  | 1968-11-10 | 0.02 | 0.02
|  |  |  | 1968-11-11 | 0 | 0
|  |  |  | 1968-11-12 | 0 | 0
|  |  |  | 1968-11-13 | 0 | 0
|  |  |  | 1968-11-14 | 0 | 0
|  |  |  | 1968-11-15 | 0.68 | 0.68
|  |  |  | 1968-11-16 | 0 | 0
|  |  |  | 1968-11-17 | 0 | 0
|  |  |  | 1968-11-18 | 0 | 0
|  |  |  | 1968-11-19 | 0 | 0
|  |  |  | 1968-11-20 | 0 | 0
|  |  |  | 1968-11-21 | 0 | 0
|  |  |  | 1968-11-22 | 0 | 0
|  |  |  | 1968-11-23 | 0 | 0
|  |  |  | 1968-11-24 | 0 | 0
|  |  |  | 1968-11-25 | 0 | 0
|  |  |  | 1968-11-26 | 2.58 | 2.58
|  |  |  | 1968-11-27 | 0.56 | 0.56
|  |  |  | 1968-11-28 | 0.04 | 0.04
|  |  |  | 1968-11-29 | 0 | 0
|  |  |  | 1968-11-30 | 0.13 | 0.13
|  |  |  | 1968-12-01 | 0 | 0
|  |  |  | 1968-12-02 | 0 | 0
|  |  |  | 1968-12-03 | 0.22 | 0.22
|  |  |  | 1968-12-04 | 0 | 0
|  |  |  | 1968-12-05 | 0 | 0
|  |  |  | 1968-12-06 | 0 | 0
|  |  |  | 1968-12-07 | 0 | 0
|  |  |  | 1968-12-08 | 0 | 0
|  |  |  | 1968-12-09 | 0 | 0
|  |  |  | 1968-12-10 | 0 | 0
|  |  |  | 1968-12-11 | 0 | 0
|  |  |  | 1968-12-12 | 0 | 0
|  |  |  | 1968-12-13 | 0 | 0
|  |  |  | 1968-12-14 | 0 | 0
|  |  |  | 1968-12-15 | 0 | 0
|  |  |  | 1968-12-16 | 0 | 0
|  |  |  | 1968-12-17 | 0 | 0
|  |  |  | 1968-12-18 | 0 | 0
|  |  |  | 1968-12-19 | 0 | 0
|  |  |  | 1968-12-20 | 0 | 0
|  |  |  | 1968-12-21 | 0.13 | 0.13
|  |  |  | 1968-12-22 | 0 | 0
|  |  |  | 1968-12-23 | 0 | 0
|  |  |  | 1968-12-24 | 0 | 0
|  |  |  | 1968-12-25 | 0 | 0
|  |  |  | 1968-12-26 | 0 | 0
|  |  |  | 1968-12-27 | 0.37 | 0.37
|  |  |  | 1968-12-28 | 0 | 0
|  |  |  | 1968-12-29 | 0 | 0
|  |  |  | 1968-12-30 | 0 | 0
|  |  |  | 1968-12-31 | 0 | 0
|  |  |  | 1969-01-01 | 0 | 0
|  |  |  | 1969-01-02 | 0 | 0
|  |  |  | 1969-01-03 | 0 | 0
|  |  |  | 1969-01-04 | 0 | 0
|  |  |  | 1969-01-05 | 0 | 0
|  |  |  | 1969-01-06 | 0 | 0
|  |  |  | 1969-01-07 | 0 | 0
|  |  |  | 1969-01-08 | 0 | 0
|  |  |  | 1969-01-09 | 0 | 0
|  |  |  | 1969-01-10 | 0 | 0
|  |  |  | 1969-01-11 | 0 | 0
|  |  |  | 1969-01-12 | 0 | 0
|  |  |  | 1969-01-13 | 0 | 0
|  |  |  | 1969-01-14 | 0 | 0
|  |  |  | 1969-01-15 | 0.02 | 0.02
|  |  |  | 1969-01-16 | 0 | 0
|  |  |  | 1969-01-17 | 0 | 0
|  |  |  | 1969-01-18 | 0 | 0
|  |  |  | 1969-01-19 | 0 | 0
|  |  |  | 1969-01-20 | 0 | 0
|  |  |  | 1969-01-21 | 0 | 0
|  |  |  | 1969-01-22 | 0 | 0
|  |  |  | 1969-01-23 | 0 | 0
|  |  |  | 1969-01-24 | 0 | 0
|  |  |  | 1969-01-25 | 0 | 0
|  |  |  | 1969-01-26 | 0 | 0
|  |  |  | 1969-01-27 | 0 | 0
|  |  |  | 1969-01-28 | 0 | 0
|  |  |  | 1969-01-29 | 0.43 | 0.43
|  |  |  | 1969-01-30 | 0 | 0
|  |  |  | 1969-01-31 | 0.12 | 0.12
|  |  |  | 1969-02-01 | 0 | 0
|  |  |  | 1969-02-02 | 0 | 0
|  |  |  | 1969-02-03 | 0 | 0
|  |  |  | 1969-02-04 | 0 | 0
|  |  |  | 1969-02-05 | 0 | 0
|  |  |  | 1969-02-06 | 0 | 0
|  |  |  | 1969-02-07 | 0 | 0
|  |  |  | 1969-02-08 | 0 | 0
|  |  |  | 1969-02-09 | 0 | 0
|  |  |  | 1969-02-10 | 0 | 0
|  |  |  | 1969-02-11 | 0 | 0
|  |  |  | 1969-02-12 | 0 | 0
|  |  |  | 1969-02-13 | 1.26 | 1.26
|  |  |  | 1969-02-14 | 0.32 | 0.32
|  |  |  | 1969-02-15 | 0 | 0
|  |  |  | 1969-02-16 | 0 | 0
|  |  |  | 1969-02-17 | 0.17 | 0.17
|  |  |  | 1969-02-18 | 0 | 0
|  |  |  | 1969-02-19 | 0 | 0
|  |  |  | 1969-02-20 | 0.46 | 0.46
|  |  |  | 1969-02-21 | 0.61 | 0.61
|  |  |  | 1969-02-22 | 0 | 0
|  |  |  | 1969-02-23 | 0 | 0
|  |  |  | 1969-02-24 | 0 | 0
|  |  |  | 1969-02-25 | 0 | 0
|  |  |  | 1969-02-26 | 0 | 0
|  |  |  | 1969-02-27 | 0 | 0
|  |  |  | 1969-02-28 | 0 | 0
|  |  |  | 1969-03-01 | 0 | 0
|  |  |  | 1969-03-02 | 0.44 | 0.44
|  |  |  | 1969-03-03 | 0.01 | 0.01
|  |  |  | 1969-03-04 | 0 | 0
|  |  |  | 1969-03-05 | 0.1 | 0.1
|  |  |  | 1969-03-06 | 0 | 0
|  |  |  | 1969-03-07 | 0.26 | 0.26
|  |  |  | 1969-03-08 | 0 | 0
|  |  |  | 1969-03-09 | 0 | 0
|  |  |  | 1969-03-10 | 0 | 0
|  |  |  | 1969-03-11 | 0 | 0
|  |  |  | 1969-03-12 | 0 | 0
|  |  |  | 1969-03-13 | 0 | 0
|  |  |  | 1969-03-14 | 0.24 | 0.24
|  |  |  | 1969-03-15 | 0.94 | 0.94
|  |  |  | 1969-03-16 | 0 | 0
|  |  |  | 1969-03-17 | 0 | 0
|  |  |  | 1969-03-18 | 0 | 0
|  |  |  | 1969-03-19 | 0 | 0
|  |  |  | 1969-03-20 | 0 | 0
|  |  |  | 1969-03-21 | 0 | 0
|  |  |  | 1969-03-22 | 0.11 | 0.11
|  |  |  | 1969-03-23 | 1.08 | 1.08
|  |  |  | 1969-03-24 | 0 | 0
|  |  |  | 1969-03-25 | 0 | 0
|  |  |  | 1969-03-26 | 0 | 0
|  |  |  | 1969-03-27 | 0 | 0
|  |  |  | 1969-03-28 | 0 | 0
|  |  |  | 1969-03-29 | 0 | 0
|  |  |  | 1969-03-30 | 0 | 0
|  |  |  | 1969-03-31 | 0 | 0
|  |  |  | 1969-04-01 | 0 | 0
|  |  |  | 1969-04-02 | 0 | 0
|  |  |  | 1969-04-03 | 0 | 0
|  |  |  | 1969-04-04 | 0.01 | 0.01
|  |  |  | 1969-04-05 | 0 | 0
|  |  |  | 1969-04-06 | 0 | 0
|  |  |  | 1969-04-07 | 0 | 0
|  |  |  | 1969-04-08 | 0 | 0
|  |  |  | 1969-04-09 | 0 | 0
|  |  |  | 1969-04-10 | 0 | 0
|  |  |  | 1969-04-11 | 0 | 0
|  |  |  | 1969-04-12 | 0.4 | 0.4
|  |  |  | 1969-04-13 | 0.02 | 0.02
|  |  |  | 1969-04-14 | 0 | 0
|  |  |  | 1969-04-15 | 0 | 0
|  |  |  | 1969-04-16 | 0 | 0
|  |  |  | 1969-04-17 | 0 | 0
|  |  |  | 1969-04-18 | 0 | 0
|  |  |  | 1969-04-19 | 0 | 0
|  |  |  | 1969-04-20 | 0 | 0
|  |  |  | 1969-04-21 | 0 | 0
|  |  |  | 1969-04-22 | 0 | 0
|  |  |  | 1969-04-23 | 0 | 0
|  |  |  | 1969-04-24 | 0 | 0
|  |  |  | 1969-04-25 | 0 | 0
|  |  |  | 1969-04-26 | 1.28 | 1.28
|  |  |  | 1969-04-27 | 0.16 | 0.16
|  |  |  | 1969-04-28 | 0 | 0
|  |  |  | 1969-04-29 | 0 | 0
|  |  |  | 1969-04-30 | 0 | 0
|  |  |  | 1969-05-01 | 0 | 0
|  |  |  | 1969-05-02 | 0 | 0
|  |  |  | 1969-05-03 | 0.16 | 0.16
|  |  |  | 1969-05-04 | 1.49 | 1.49
|  |  |  | 1969-05-05 | 0.31 | 0.31
|  |  |  | 1969-05-06 | 1.12 | 1.12
|  |  |  | 1969-05-07 | 0 | 0
|  |  |  | 1969-05-08 | 0.16 | 0.16
|  |  |  | 1969-05-09 | 0 | 0
|  |  |  | 1969-05-10 | 0 | 0
|  |  |  | 1969-05-11 | 0 | 0
|  |  |  | 1969-05-12 | 0 | 0
|  |  |  | 1969-05-13 | 0 | 0
|  |  |  | 1969-05-14 | 0.52 | 0.52
|  |  |  | 1969-05-15 | 0.2 | 0.2
|  |  |  | 1969-05-16 | 0.8 | 0.8
|  |  |  | 1969-05-17 | 0.1 | 0.1
|  |  |  | 1969-05-18 | 0 | 0
|  |  |  | 1969-05-19 | 0 | 0
|  |  |  | 1969-05-20 | 0 | 0
|  |  |  | 1969-05-21 | 0 | 0
|  |  |  | 1969-05-22 | 0 | 0
|  |  |  | 1969-05-23 | 0.03 | 0.03
|  |  |  | 1969-05-24 | 0 | 0
|  |  |  | 1969-05-25 | 0.01 | 0.01
|  |  |  | 1969-05-26 | 0 | 0
|  |  |  | 1969-05-27 | 0 | 0
|  |  |  | 1969-05-28 | 0 | 0
|  |  |  | 1969-05-29 | 0.02 | 0.02
|  |  |  | 1969-05-30 | 0.12 | 0.12
|  |  |  | 1969-05-31 | 0 | 0
|  |  |  | 1969-06-01 | 0 | 0
|  |  |  | 1969-06-02 | 0 | 0
|  |  |  | 1969-06-03 | 0.1 | 0.1
|  |  |  | 1969-06-04 | 0 | 0
|  |  |  | 1969-06-05 | 0 | 0
|  |  |  | 1969-06-06 | 0 | 0
|  |  |  | 1969-06-07 | 0 | 0
|  |  |  | 1969-06-08 | 0.49 | 0.49
|  |  |  | 1969-06-09 | 0 | 0
|  |  |  | 1969-06-10 | 0 | 0
|  |  |  | 1969-06-11 | 0 | 0
|  |  |  | 1969-06-12 | 0.06 | 0.06
|  |  |  | 1969-06-13 | 1.93 | 1.93
|  |  |  | 1969-06-14 | 0.11 | 0.11
|  |  |  | 1969-06-15 | 0 | 0
|  |  |  | 1969-06-16 | 0 | 0
|  |  |  | 1969-06-17 | 0 | 0
|  |  |  | 1969-06-18 | 0.38 | 0.38
|  |  |  | 1969-06-19 | 0.04 | 0.04
|  |  |  | 1969-06-20 | 0 | 0
|  |  |  | 1969-06-21 | 0 | 0
|  |  |  | 1969-06-22 | 0 | 0
|  |  |  | 1969-06-23 | 0 | 0
|  |  |  | 1969-06-24 | 0 | 0
|  |  |  | 1969-06-25 | 0 | 0
|  |  |  | 1969-06-26 | 0 | 0
|  |  |  | 1969-06-27 | 0 | 0
|  |  |  | 1969-06-28 | 0 | 0
|  |  |  | 1969-06-29 | 0 | 0
|  |  |  | 1969-06-30 | 0 | 0
|  |  |  | 1969-07-01 | 0 | 0
|  |  |  | 1969-07-02 | 0 | 0
|  |  |  | 1969-07-03 | 0 | 0
|  |  |  | 1969-07-04 | 0 | 0
|  |  |  | 1969-07-05 | 0 | 0
|  |  |  | 1969-07-06 | 0 | 0
|  |  |  | 1969-07-07 | 0 | 0
|  |  |  | 1969-07-08 | 0 | 0
|  |  |  | 1969-07-09 | 0 | 0
|  |  |  | 1969-07-10 | 0 | 0
|  |  |  | 1969-07-11 | 0 | 0
|  |  |  | 1969-07-12 | 0 | 0
|  |  |  | 1969-07-13 | 0 | 0
|  |  |  | 1969-07-14 | 0 | 0
|  |  |  | 1969-07-15 | 0 | 0
|  |  |  | 1969-07-16 | 0 | 0
|  |  |  | 1969-07-17 | 0 | 0
|  |  |  | 1969-07-18 | 0 | 0
|  |  |  | 1969-07-19 | 0 | 0
|  |  |  | 1969-07-20 | 0 | 0
|  |  |  | 1969-07-21 | 0 | 0
|  |  |  | 1969-07-22 | 0.24 | 0.24
|  |  |  | 1969-07-23 | 0 | 0
|  |  |  | 1969-07-24 | 0 | 0
|  |  |  | 1969-07-25 | 0.1 | 0.1
|  |  |  | 1969-07-26 | 0 | 0
|  |  |  | 1969-07-27 | 0 | 0
|  |  |  | 1969-07-28 | 0 | 0
|  |  |  | 1969-07-29 | 0 | 0
|  |  |  | 1969-07-30 | 0 | 0
|  |  |  | 1969-07-31 | 0 | 0
|  |  |  | 1969-08-01 | 0 | 0
|  |  |  | 1969-08-02 | 0.97 | 0.97
|  |  |  | 1969-08-03 | 0 | 0
|  |  |  | 1969-08-04 | 0 | 0
|  |  |  | 1969-08-05 | 0 | 0
|  |  |  | 1969-08-06 | 0 | 0
|  |  |  | 1969-08-07 | 0 | 0
|  |  |  | 1969-08-08 | 0 | 0
|  |  |  | 1969-08-09 | 0 | 0
|  |  |  | 1969-08-10 | 0 | 0
|  |  |  | 1969-08-11 | 0 | 0
|  |  |  | 1969-08-12 | 0 | 0
|  |  |  | 1969-08-13 | 0 | 0
|  |  |  | 1969-08-14 | 0 | 0
|  |  |  | 1969-08-15 | 1.01 | 1.01
|  |  |  | 1969-08-16 | 0 | 0
|  |  |  | 1969-08-17 | 0 | 0
|  |  |  | 1969-08-18 | 0 | 0
|  |  |  | 1969-08-19 | 0 | 0
|  |  |  | 1969-08-20 | 0 | 0
|  |  |  | 1969-08-21 | 0 | 0
|  |  |  | 1969-08-22 | 0.94 | 0.94
|  |  |  | 1969-08-23 | 0 | 0
|  |  |  | 1969-08-24 | 0 | 0
|  |  |  | 1969-08-25 | 0.14 | 0.14
|  |  |  | 1969-08-26 | 0.88 | 0.88
|  |  |  | 1969-08-27 | 0 | 0
|  |  |  | 1969-08-28 | 0 | 0
|  |  |  | 1969-08-29 | 0 | 0
|  |  |  | 1969-08-30 | 0 | 0
|  |  |  | 1969-08-31 | 0.01 | 0.01
|  |  |  | 1969-09-01 | 0 | 0
|  |  |  | 1969-09-02 | 0 | 0
|  |  |  | 1969-09-03 | 0 | 0
|  |  |  | 1969-09-04 | 0 | 0
|  |  |  | 1969-09-05 | 0 | 0
|  |  |  | 1969-09-06 | 0 | 0
|  |  |  | 1969-09-07 | 0 | 0
|  |  |  | 1969-09-08 | 0 | 0
|  |  |  | 1969-09-09 | 0.31 | 0.31
|  |  |  | 1969-09-10 | 1.21 | 1.21
|  |  |  | 1969-09-11 | 0.39 | 0.39
|  |  |  | 1969-09-12 | 0 | 0
|  |  |  | 1969-09-13 | 0 | 0
|  |  |  | 1969-09-14 | 0 | 0
|  |  |  | 1969-09-15 | 0 | 0
|  |  |  | 1969-09-16 | 0 | 0
|  |  |  | 1969-09-17 | 0 | 0
|  |  |  | 1969-09-18 | 0 | 0
|  |  |  | 1969-09-19 | 0 | 0
|  |  |  | 1969-09-20 | 0 | 0
|  |  |  | 1969-09-21 | 1.83 | 1.83
|  |  |  | 1969-09-22 | 0.68 | 0.68
|  |  |  | 1969-09-23 | 0.19 | 0.19
|  |  |  | 1969-09-24 | 0 | 0
|  |  |  | 1969-09-25 | 0 | 0
|  |  |  | 1969-09-26 | 0 | 0
|  |  |  | 1969-09-27 | 0 | 0
|  |  |  | 1969-09-28 | 0 | 0
|  |  |  | 1969-09-29 | 0 | 0
|  |  |  | 1969-09-30 | 0 | 0
|  |  |  | 1969-10-01 | 0 | 0
|  |  |  | 1969-10-02 | 0 | 0
|  |  |  | 1969-10-03 | 0 | 0
|  |  |  | 1969-10-04 | 0.32 | 0.32
|  |  |  | 1969-10-05 | 0 | 0
|  |  |  | 1969-10-06 | 0.67 | 0.67
|  |  |  | 1969-10-07 | 0 | 0
|  |  |  | 1969-10-08 | 0 | 0
|  |  |  | 1969-10-09 | 0 | 0
|  |  |  | 1969-10-10 | 0 | 0
|  |  |  | 1969-10-11 | 0.13 | 0.13
|  |  |  | 1969-10-12 | 0.48 | 0.48
|  |  |  | 1969-10-13 | 0 | 0
|  |  |  | 1969-10-14 | 0 | 0
|  |  |  | 1969-10-15 | 0 | 0
|  |  |  | 1969-10-16 | 0 | 0
|  |  |  | 1969-10-17 | 0 | 0
|  |  |  | 1969-10-18 | 0 | 0
|  |  |  | 1969-10-19 | 0 | 0
|  |  |  | 1969-10-20 | 0.01 | 0.01
|  |  |  | 1969-10-21 | 0.06 | 0.06
|  |  |  | 1969-10-22 | 0.08 | 0.08
|  |  |  | 1969-10-23 | 0.1 | 0.1
|  |  |  | 1969-10-24 | 0 | 0
|  |  |  | 1969-10-25 | 0 | 0
|  |  |  | 1969-10-26 | 0.03 | 0.03
|  |  |  | 1969-10-27 | 0.68 | 0.68
|  |  |  | 1969-10-28 | 0.15 | 0.15
|  |  |  | 1969-10-29 | 0.45 | 0.45
|  |  |  | 1969-10-30 | 0 | 0
|  |  |  | 1969-10-31 | 0 | 0
|  |  |  | 1969-11-01 | 0.02 | 0.02
|  |  |  | 1969-11-02 | 0.24 | 0.24
|  |  |  | 1969-11-03 | 0 | 0
|  |  |  | 1969-11-04 | 0 | 0
|  |  |  | 1969-11-05 | 0 | 0
|  |  |  | 1969-11-06 | 0 | 0
|  |  |  | 1969-11-07 | 0 | 0
|  |  |  | 1969-11-08 | 0 | 0
|  |  |  | 1969-11-09 | 0 | 0
|  |  |  | 1969-11-10 | 0 | 0
|  |  |  | 1969-11-11 | 0 | 0
|  |  |  | 1969-11-12 | 0 | 0
|  |  |  | 1969-11-13 | 0 | 0
|  |  |  | 1969-11-14 | 0 | 0
|  |  |  | 1969-11-15 | 0 | 0
|  |  |  | 1969-11-16 | 0 | 0
|  |  |  | 1969-11-17 | 0 | 0
|  |  |  | 1969-11-18 | 0 | 0
|  |  |  | 1969-11-19 | 0 | 0
|  |  |  | 1969-11-20 | 0 | 0
|  |  |  | 1969-11-21 | 0 | 0
|  |  |  | 1969-11-22 | 0 | 0
|  |  |  | 1969-11-23 | 0 | 0
|  |  |  | 1969-11-24 | 0 | 0
|  |  |  | 1969-11-25 | 0 | 0
|  |  |  | 1969-11-26 | 0.18 | 0.18
|  |  |  | 1969-11-27 | 0.1 | 0.1
|  |  |  | 1969-11-28 | 0 | 0
|  |  |  | 1969-11-29 | 0 | 0
|  |  |  | 1969-11-30 | 0 | 0
|  |  |  | 1969-12-01 | 0 | 0
|  |  |  | 1969-12-02 | 0 | 0
|  |  |  | 1969-12-03 | 0 | 0
|  |  |  | 1969-12-04 | 0 | 0
|  |  |  | 1969-12-05 | 0.24 | 0.24
|  |  |  | 1969-12-06 | 0.02 | 0.02
|  |  |  | 1969-12-07 | 0 | 0
|  |  |  | 1969-12-08 | 0 | 0
|  |  |  | 1969-12-09 | 0 | 0
|  |  |  | 1969-12-10 | 0 | 0
|  |  |  | 1969-12-11 | 0 | 0
|  |  |  | 1969-12-12 | 0 | 0
|  |  |  | 1969-12-13 | 0 | 0
|  |  |  | 1969-12-14 | 0 | 0
|  |  |  | 1969-12-15 | 0 | 0
|  |  |  | 1969-12-16 | 0 | 0
|  |  |  | 1969-12-17 | 0 | 0
|  |  |  | 1969-12-18 | 0 | 0
|  |  |  | 1969-12-19 | 0 | 0
|  |  |  | 1969-12-20 | 0 | 0
|  |  |  | 1969-12-21 | 0 | 0
|  |  |  | 1969-12-22 | 0 | 0
|  |  |  | 1969-12-23 | 0 | 0
|  |  |  | 1969-12-24 | 0 | 0
|  |  |  | 1969-12-25 | 0 | 0
|  |  |  | 1969-12-26 | 0 | 0
|  |  |  | 1969-12-27 | 0 | 0
|  |  |  | 1969-12-28 | 1.02 | 1.02
|  |  |  | 1969-12-29 | 0.83 | 0.83
|  |  |  | 1969-12-30 | 0.31 | 0.31
|  |  |  | 1969-12-31 | 0 | 0
|  |  |  | 1970-01-01 | 0 | 0
|  |  |  | 1970-01-02 | 0 | 0
|  |  |  | 1970-01-03 | 0 | 0
|  |  |  | 1970-01-04 | 0 | 0
|  |  |  | 1970-01-05 | 0 | 0
|  |  |  | 1970-01-06 | 0 | 0
|  |  |  | 1970-01-07 | 0 | 0
|  |  |  | 1970-01-08 | 0 | 0
|  |  |  | 1970-01-09 | 0 | 0
|  |  |  | 1970-01-10 | 0 | 0
|  |  |  | 1970-01-11 | 0 | 0
|  |  |  | 1970-01-12 | 0 | 0
|  |  |  | 1970-01-13 | 0 | 0
|  |  |  | 1970-01-14 | 0 | 0
|  |  |  | 1970-01-15 | 0 | 0
|  |  |  | 1970-01-16 | 0 | 0
|  |  |  | 1970-01-17 | 0 | 0
|  |  |  | 1970-01-18 | 0.02 | 0.02
|  |  |  | 1970-01-19 | 0 | 0
|  |  |  | 1970-01-20 | 0 | 0
|  |  |  | 1970-01-21 | 0 | 0
|  |  |  | 1970-01-22 | 0 | 0
|  |  |  | 1970-01-23 | 0 | 0
|  |  |  | 1970-01-24 | 0 | 0
|  |  |  | 1970-01-25 | 0 | 0
|  |  |  | 1970-01-26 | 0 | 0
|  |  |  | 1970-01-27 | 0 | 0
|  |  |  | 1970-01-28 | 0 | 0
|  |  |  | 1970-01-29 | 0 | 0
|  |  |  | 1970-01-30 | 0 | 0
|  |  |  | 1970-01-31 | 0 | 0
|  |  |  | 1970-02-01 | 0 | 0
|  |  |  | 1970-02-02 | 0 | 0
|  |  |  | 1970-02-03 | 0 | 0
|  |  |  | 1970-02-04 | 0 | 0
|  |  |  | 1970-02-05 | 0 | 0
|  |  |  | 1970-02-06 | 0 | 0
|  |  |  | 1970-02-07 | 0 | 0
|  |  |  | 1970-02-08 | 0 | 0
|  |  |  | 1970-02-09 | 0 | 0
|  |  |  | 1970-02-10 | 0 | 0
|  |  |  | 1970-02-11 | 0 | 0
|  |  |  | 1970-02-12 | 0 | 0
|  |  |  | 1970-02-13 | 0 | 0
|  |  |  | 1970-02-14 | 0 | 0
|  |  |  | 1970-02-15 | 0.19 | 0.19
|  |  |  | 1970-02-16 | 0 | 0
|  |  |  | 1970-02-17 | 0 | 0
|  |  |  | 1970-02-18 | 0 | 0
|  |  |  | 1970-02-19 | 0 | 0
|  |  |  | 1970-02-20 | 0 | 0
|  |  |  | 1970-02-21 | 0 | 0
|  |  |  | 1970-02-22 | 0.16 | 0.16
|  |  |  | 1970-02-23 | 0.16 | 0.16
|  |  |  | 1970-02-24 | 0.45 | 0.45
|  |  |  | 1970-02-25 | 0 | 0
|  |  |  | 1970-02-26 | 0 | 0
|  |  |  | 1970-02-27 | 0.02 | 0.02
|  |  |  | 1970-02-28 | 0.12 | 0.12
|  |  |  | 1970-03-01 | 0 | 0
|  |  |  | 1970-03-02 | 0 | 0
|  |  |  | 1970-03-03 | 0 | 0
|  |  |  | 1970-03-04 | 0 | 0
|  |  |  | 1970-03-05 | 0 | 0
|  |  |  | 1970-03-06 | 1.7 | 1.7
|  |  |  | 1970-03-07 | 0.08 | 0.08
|  |  |  | 1970-03-08 | 0 | 0
|  |  |  | 1970-03-09 | 0 | 0
|  |  |  | 1970-03-10 | 0 | 0
|  |  |  | 1970-03-11 | 0.11 | 0.11
|  |  |  | 1970-03-12 | 0.03 | 0.03
|  |  |  | 1970-03-13 | 0 | 0
|  |  |  | 1970-03-14 | 0 | 0
|  |  |  | 1970-03-15 | 0 | 0
|  |  |  | 1970-03-16 | 0.44 | 0.44
|  |  |  | 1970-03-17 | 0.04 | 0.04
|  |  |  | 1970-03-18 | 0.04 | 0.04
|  |  |  | 1970-03-19 | 0.08 | 0.08
|  |  |  | 1970-03-20 | 0.08 | 0.08
|  |  |  | 1970-03-21 | 0.06 | 0.06
|  |  |  | 1970-03-22 | 0 | 0
|  |  |  | 1970-03-23 | 0 | 0
|  |  |  | 1970-03-24 | 0 | 0
|  |  |  | 1970-03-25 | 0 | 0
|  |  |  | 1970-03-26 | 0 | 0
|  |  |  | 1970-03-27 | 0 | 0
|  |  |  | 1970-03-28 | 0.28 | 0.28
|  |  |  | 1970-03-29 | 0 | 0
|  |  |  | 1970-03-30 | 0.01 | 0.01
|  |  |  | 1970-03-31 | 0 | 0
|  |  |  | 1970-04-01 | 0.04 | 0.04
|  |  |  | 1970-04-02 | 0 | 0
|  |  |  | 1970-04-03 | 0 | 0
|  |  |  | 1970-04-04 | 0.06 | 0.06
|  |  |  | 1970-04-05 | 0 | 0
|  |  |  | 1970-04-06 | 0 | 0
|  |  |  | 1970-04-07 | 0 | 0
|  |  |  | 1970-04-08 | 0 | 0
|  |  |  | 1970-04-09 | 0 | 0
|  |  |  | 1970-04-10 | 0 | 0
|  |  |  | 1970-04-11 | 0 | 0
|  |  |  | 1970-04-12 | 0 | 0
|  |  |  | 1970-04-13 | 0 | 0
|  |  |  | 1970-04-14 | 0 | 0
|  |  |  | 1970-04-15 | 0 | 0
|  |  |  | 1970-04-16 | 0.04 | 0.04
|  |  |  | 1970-04-17 | 0 | 0
|  |  |  | 1970-04-18 | 0.04 | 0.04
|  |  |  | 1970-04-19 | 0 | 0
|  |  |  | 1970-04-20 | 0 | 0
|  |  |  | 1970-04-21 | 0 | 0
|  |  |  | 1970-04-22 | 0 | 0
|  |  |  | 1970-04-23 | 0 | 0
|  |  |  | 1970-04-24 | 0 | 0
|  |  |  | 1970-04-25 | 0.98 | 0.98
|  |  |  | 1970-04-26 | 0.1 | 0.1
|  |  |  | 1970-04-27 | 0 | 0
|  |  |  | 1970-04-28 | 0 | 0
|  |  |  | 1970-04-29 | 0.92 | 0.92
|  |  |  | 1970-04-30 | 0.82 | 0.82
|  |  |  | 1970-05-01 | 0 | 0
|  |  |  | 1970-05-02 | 0 | 0
|  |  |  | 1970-05-03 | 0 | 0
|  |  |  | 1970-05-04 | 0 | 0
|  |  |  | 1970-05-05 | 0 | 0
|  |  |  | 1970-05-06 | 0 | 0
|  |  |  | 1970-05-07 | 0 | 0
|  |  |  | 1970-05-08 | 0 | 0
|  |  |  | 1970-05-09 | 0 | 0
|  |  |  | 1970-05-10 | 0 | 0
|  |  |  | 1970-05-11 | 0 | 0
|  |  |  | 1970-05-12 | 0 | 0
|  |  |  | 1970-05-13 | 0 | 0
|  |  |  | 1970-05-14 | 0.21 | 0.21
|  |  |  | 1970-05-15 | 0.09 | 0.09
|  |  |  | 1970-05-16 | 0 | 0
|  |  |  | 1970-05-17 | 0 | 0
|  |  |  | 1970-05-18 | 0 | 0
|  |  |  | 1970-05-19 | 0 | 0
|  |  |  | 1970-05-20 | 0 | 0
|  |  |  | 1970-05-21 | 0 | 0
|  |  |  | 1970-05-22 | 0 | 0
|  |  |  | 1970-05-23 | 0.05 | 0.05
|  |  |  | 1970-05-24 | 0 | 0
|  |  |  | 1970-05-25 | 0 | 0
|  |  |  | 1970-05-26 | 0.21 | 0.21
|  |  |  | 1970-05-27 | 0.38 | 0.38
|  |  |  | 1970-05-28 | 0 | 0
|  |  |  | 1970-05-29 | 0 | 0
|  |  |  | 1970-05-30 | 0 | 0
|  |  |  | 1970-05-31 | 0 | 0
|  |  |  | 1970-06-01 | 0 | 0
|  |  |  | 1970-06-02 | 0.14 | 0.14
|  |  |  | 1970-06-03 | 0.02 | 0.02
|  |  |  | 1970-06-04 | 0 | 0
|  |  |  | 1970-06-05 | 0 | 0
|  |  |  | 1970-06-06 | 0 | 0
|  |  |  | 1970-06-07 | 0 | 0
|  |  |  | 1970-06-08 | 0 | 0
|  |  |  | 1970-06-09 | 0.53 | 0.53
|  |  |  | 1970-06-10 | 0 | 0
|  |  |  | 1970-06-11 | 0.21 | 0.21
|  |  |  | 1970-06-12 | 0 | 0
|  |  |  | 1970-06-13 | 0 | 0
|  |  |  | 1970-06-14 | 0 | 0
|  |  |  | 1970-06-15 | 0 | 0
|  |  |  | 1970-06-16 | 0 | 0
|  |  |  | 1970-06-17 | 0 | 0
|  |  |  | 1970-06-18 | 0 | 0
|  |  |  | 1970-06-19 | 0 | 0
|  |  |  | 1970-06-20 | 0.56 | 0.56
|  |  |  | 1970-06-21 | 0.02 | 0.02
|  |  |  | 1970-06-22 | 0 | 0
|  |  |  | 1970-06-23 | 0 | 0
|  |  |  | 1970-06-24 | 0 | 0
|  |  |  | 1970-06-25 | 0 | 0
|  |  |  | 1970-06-26 | 0 | 0
|  |  |  | 1970-06-27 | 0 | 0
|  |  |  | 1970-06-28 | 0 | 0
|  |  |  | 1970-06-29 | 0 | 0
|  |  |  | 1970-06-30 | 0 | 0
|  |  |  | 1970-07-01 | 0 | 0
|  |  |  | 1970-07-02 | 0 | 0
|  |  |  | 1970-07-03 | 0 | 0
|  |  |  | 1970-07-04 | 0 | 0
|  |  |  | 1970-07-05 | 0 | 0
|  |  |  | 1970-07-06 | 0 | 0
|  |  |  | 1970-07-07 | 0 | 0
|  |  |  | 1970-07-08 | 0 | 0
|  |  |  | 1970-07-09 | 0 | 0
|  |  |  | 1970-07-10 | 0 | 0
|  |  |  | 1970-07-11 | 0 | 0
|  |  |  | 1970-07-12 | 0.1 | 0.1
|  |  |  | 1970-07-13 | 0 | 0
|  |  |  | 1970-07-14 | 0 | 0
|  |  |  | 1970-07-15 | 0 | 0
|  |  |  | 1970-07-16 | 0 | 0
|  |  |  | 1970-07-17 | 0 | 0
|  |  |  | 1970-07-18 | 0 | 0
|  |  |  | 1970-07-19 | 0 | 0
|  |  |  | 1970-07-20 | 0 | 0
|  |  |  | 1970-07-21 | 0 | 0
|  |  |  | 1970-07-22 | 0 | 0
|  |  |  | 1970-07-23 | 0 | 0
|  |  |  | 1970-07-24 | 0 | 0
|  |  |  | 1970-07-25 | 0 | 0
|  |  |  | 1970-07-26 | 0 | 0
|  |  |  | 1970-07-27 | 0 | 0
|  |  |  | 1970-07-28 | 0 | 0
|  |  |  | 1970-07-29 | 0 | 0
|  |  |  | 1970-07-30 | 0 | 0
|  |  |  | 1970-07-31 | 0 | 0
|  |  |  | 1970-08-01 | 0 | 0
|  |  |  | 1970-08-02 | 0 | 0
|  |  |  | 1970-08-03 | 0 | 0
|  |  |  | 1970-08-04 | 0 | 0
|  |  |  | 1970-08-05 | 0 | 0
|  |  |  | 1970-08-06 | 0 | 0
|  |  |  | 1970-08-07 | 0 | 0
|  |  |  | 1970-08-08 | 0 | 0
|  |  |  | 1970-08-09 | 0.05 | 0.05
|  |  |  | 1970-08-10 | 0.04 | 0.04
|  |  |  | 1970-08-11 | 0 | 0
|  |  |  | 1970-08-12 | 0 | 0
|  |  |  | 1970-08-13 | 0 | 0
|  |  |  | 1970-08-14 | 0 | 0
|  |  |  | 1970-08-15 | 0 | 0
|  |  |  | 1970-08-16 | 0 | 0
|  |  |  | 1970-08-17 | 0 | 0
|  |  |  | 1970-08-18 | 0 | 0
|  |  |  | 1970-08-19 | 0 | 0
|  |  |  | 1970-08-20 | 0 | 0
|  |  |  | 1970-08-21 | 0.02 | 0.02
|  |  |  | 1970-08-22 | 0.04 | 0.04
|  |  |  | 1970-08-23 | 0 | 0
|  |  |  | 1970-08-24 | 0 | 0
|  |  |  | 1970-08-25 | 0 | 0
|  |  |  | 1970-08-26 | 0 | 0
|  |  |  | 1970-08-27 | 0 | 0
|  |  |  | 1970-08-28 | 0 | 0
|  |  |  | 1970-08-29 | 0 | 0
|  |  |  | 1970-08-30 | 0.21 | 0.21
|  |  |  | 1970-08-31 | 0 | 0
|  |  |  | 1970-09-01 | 0 | 0
|  |  |  | 1970-09-02 | 0 | 0
|  |  |  | 1970-09-03 | 0 | 0
|  |  |  | 1970-09-04 | 0 | 0
|  |  |  | 1970-09-05 | 0 | 0
|  |  |  | 1970-09-06 | 0 | 0
|  |  |  | 1970-09-07 | 0.34 | 0.34
|  |  |  | 1970-09-08 | 0.7 | 0.7
|  |  |  | 1970-09-09 | 0 | 0
|  |  |  | 1970-09-10 | 0 | 0
|  |  |  | 1970-09-11 | 0 | 0
|  |  |  | 1970-09-12 | 0 | 0
|  |  |  | 1970-09-13 | 1.52 | 1.52
|  |  |  | 1970-09-14 | 0 | 0
|  |  |  | 1970-09-15 | 0 | 0
|  |  |  | 1970-09-16 | 0.37 | 0.37
|  |  |  | 1970-09-17 | 0.11 | 0.11
|  |  |  | 1970-09-18 | 0 | 0
|  |  |  | 1970-09-19 | 0 | 0
|  |  |  | 1970-09-20 | 0 | 0
|  |  |  | 1970-09-21 | 0 | 0
|  |  |  | 1970-09-22 | 1.06 | 1.06
|  |  |  | 1970-09-23 | 0 | 0
|  |  |  | 1970-09-24 | 0 | 0
|  |  |  | 1970-09-25 | 0 | 0
|  |  |  | 1970-09-26 | 0 | 0
|  |  |  | 1970-09-27 | 0 | 0
|  |  |  | 1970-09-28 | 0 | 0
|  |  |  | 1970-09-29 | 0 | 0
|  |  |  | 1970-09-30 | 0 | 0
|  |  |  | 1970-10-01 | 0 | 0
|  |  |  | 1970-10-02 | 0 | 0
|  |  |  | 1970-10-03 | 0 | 0
|  |  |  | 1970-10-04 | 0 | 0
|  |  |  | 1970-10-05 | 0.04 | 0.04
|  |  |  | 1970-10-06 | 0 | 0
|  |  |  | 1970-10-07 | 0 | 0
|  |  |  | 1970-10-08 | 0.6 | 0.6
|  |  |  | 1970-10-09 | 0 | 0
|  |  |  | 1970-10-10 | 0 | 0
|  |  |  | 1970-10-11 | 0 | 0
|  |  |  | 1970-10-12 | 0 | 0
|  |  |  | 1970-10-13 | 0 | 0
|  |  |  | 1970-10-14 | 0 | 0
|  |  |  | 1970-10-15 | 0.07 | 0.07
|  |  |  | 1970-10-16 | 0.26 | 0.26
|  |  |  | 1970-10-17 | 0.19 | 0.19
|  |  |  | 1970-10-18 | 0 | 0
|  |  |  | 1970-10-19 | 0 | 0
|  |  |  | 1970-10-20 | 0 | 0
|  |  |  | 1970-10-21 | 0 | 0
|  |  |  | 1970-10-22 | 0 | 0
|  |  |  | 1970-10-23 | 0.23 | 0.23
|  |  |  | 1970-10-24 | 0 | 0
|  |  |  | 1970-10-25 | 0 | 0
|  |  |  | 1970-10-26 | 0 | 0
|  |  |  | 1970-10-27 | 0 | 0
|  |  |  | 1970-10-28 | 0 | 0
|  |  |  | 1970-10-29 | 0 | 0
|  |  |  | 1970-10-30 | 0 | 0
|  |  |  | 1970-10-31 | 0 | 0
|  |  |  | 1970-11-01 | 0 | 0
|  |  |  | 1970-11-02 | 0 | 0
|  |  |  | 1970-11-03 | 0 | 0
|  |  |  | 1970-11-04 | 0 | 0
|  |  |  | 1970-11-05 | 0 | 0
|  |  |  | 1970-11-06 | 0 | 0
|  |  |  | 1970-11-07 | 0 | 0
|  |  |  | 1970-11-08 | 0 | 0
|  |  |  | 1970-11-09 | 0 | 0
|  |  |  | 1970-11-10 | 0 | 0
|  |  |  | 1970-11-11 | 0 | 0
|  |  |  | 1970-11-12 | 0 | 0
|  |  |  | 1970-11-13 | 0.22 | 0.22
|  |  |  | 1970-11-14 | 0 | 0
|  |  |  | 1970-11-15 | 0 | 0
|  |  |  | 1970-11-16 | 0 | 0
|  |  |  | 1970-11-17 | 0 | 0
|  |  |  | 1970-11-18 | 0 | 0
|  |  |  | 1970-11-19 | 0 | 0
|  |  |  | 1970-11-20 | 0 | 0
|  |  |  | 1970-11-21 | 0 | 0
|  |  |  | 1970-11-22 | 0 | 0
|  |  |  | 1970-11-23 | 0 | 0
|  |  |  | 1970-11-24 | 0 | 0
|  |  |  | 1970-11-25 | 0 | 0
|  |  |  | 1970-11-26 | 0 | 0
|  |  |  | 1970-11-27 | 0 | 0
|  |  |  | 1970-11-28 | 0 | 0
|  |  |  | 1970-11-29 | 0 | 0
|  |  |  | 1970-11-30 | 0 | 0
|  |  |  | 1970-12-01 | 0 | 0
|  |  |  | 1970-12-02 | 0 | 0
|  |  |  | 1970-12-03 | 0 | 0
|  |  |  | 1970-12-04 | 0 | 0
|  |  |  | 1970-12-05 | 0 | 0
|  |  |  | 1970-12-06 | 0 | 0
|  |  |  | 1970-12-07 | 0 | 0
|  |  |  | 1970-12-08 | 0 | 0
|  |  |  | 1970-12-09 | 0 | 0
|  |  |  | 1970-12-10 | 0 | 0
|  |  |  | 1970-12-11 | 0 | 0
|  |  |  | 1970-12-12 | 0 | 0
|  |  |  | 1970-12-13 | 0 | 0
|  |  |  | 1970-12-14 | 0 | 0
|  |  |  | 1970-12-15 | 0.07 | 0.07
|  |  |  | 1970-12-16 | 0 | 0
|  |  |  | 1970-12-17 | 0 | 0
|  |  |  | 1970-12-18 | 0 | 0
|  |  |  | 1970-12-19 | 0 | 0
|  |  |  | 1970-12-20 | 0.02 | 0.02
|  |  |  | 1970-12-21 | 0.1 | 0.1
|  |  |  | 1970-12-22 | 0 | 0
|  |  |  | 1970-12-23 | 0 | 0
|  |  |  | 1970-12-24 | 0 | 0
|  |  |  | 1970-12-25 | 0 | 0
|  |  |  | 1970-12-26 | 0 | 0
|  |  |  | 1970-12-27 | 0 | 0
|  |  |  | 1970-12-28 | 0 | 0
|  |  |  | 1970-12-29 | 0 | 0
|  |  |  | 1970-12-30 | 0.22 | 0.22
|  |  |  | 1970-12-31 | 0 | 0
|  |  |  | 1971-01-01 | 0 | 0
|  |  |  | 1971-01-02 | 0 | 0
|  |  |  | 1971-01-03 | 0.42 | 0.42
|  |  |  | 1971-01-04 | 0 | 0
|  |  |  | 1971-01-05 | 0 | 0
|  |  |  | 1971-01-06 | 0 | 0
|  |  |  | 1971-01-07 | 0 | 0
|  |  |  | 1971-01-08 | 0 | 0
|  |  |  | 1971-01-09 | 0 | 0
|  |  |  | 1971-01-10 | 0 | 0
|  |  |  | 1971-01-11 | 0 | 0
|  |  |  | 1971-01-12 | 0.02 | 0.02
|  |  |  | 1971-01-13 | 0.1 | 0.1
|  |  |  | 1971-01-14 | 0 | 0
|  |  |  | 1971-01-15 | 0 | 0
|  |  |  | 1971-01-16 | 0 | 0
|  |  |  | 1971-01-17 | 0 | 0
|  |  |  | 1971-01-18 | 0 | 0
|  |  |  | 1971-01-19 | 0 | 0
|  |  |  | 1971-01-20 | 0 | 0
|  |  |  | 1971-01-21 | 0 | 0
|  |  |  | 1971-01-22 | 0 | 0
|  |  |  | 1971-01-23 | 0 | 0
|  |  |  | 1971-01-24 | 0 | 0
|  |  |  | 1971-01-25 | 0 | 0
|  |  |  | 1971-01-26 | 0 | 0
|  |  |  | 1971-01-27 | 0 | 0
|  |  |  | 1971-01-28 | 0 | 0
|  |  |  | 1971-01-29 | 0 | 0
|  |  |  | 1971-01-30 | 0 | 0
|  |  |  | 1971-01-31 | 0 | 0
|  |  |  | 1971-02-01 | 0 | 0
|  |  |  | 1971-02-02 | 0 | 0
|  |  |  | 1971-02-03 | 0 | 0
|  |  |  | 1971-02-04 | 0 | 0
|  |  |  | 1971-02-05 | 0 | 0
|  |  |  | 1971-02-06 | 0 | 0
|  |  |  | 1971-02-07 | 0 | 0
|  |  |  | 1971-02-08 | 0 | 0
|  |  |  | 1971-02-09 | 0 | 0
|  |  |  | 1971-02-10 | 0 | 0
|  |  |  | 1971-02-11 | 0 | 0
|  |  |  | 1971-02-12 | 0 | 0
|  |  |  | 1971-02-13 | 0 | 0
|  |  |  | 1971-02-14 | 0 | 0
|  |  |  | 1971-02-15 | 0 | 0
|  |  |  | 1971-02-16 | 0 | 0
|  |  |  | 1971-02-17 | 0 | 0
|  |  |  | 1971-02-18 | 0.12 | 0.12
|  |  |  | 1971-02-19 | 0 | 0
|  |  |  | 1971-02-20 | 0.22 | 0.22
|  |  |  | 1971-02-21 | 0.95 | 0.95
|  |  |  | 1971-02-22 | 0 | 0
|  |  |  | 1971-02-23 | 0 | 0
|  |  |  | 1971-02-24 | 0.06 | 0.06
|  |  |  | 1971-02-25 | 0 | 0
|  |  |  | 1971-02-26 | 0 | 0
|  |  |  | 1971-02-27 | 0 | 0
|  |  |  | 1971-02-28 | 0.02 | 0.02
|  |  |  | 1971-03-01 | 0 | 0
|  |  |  | 1971-03-02 | 0.08 | 0.08
|  |  |  | 1971-03-03 | 0 | 0
|  |  |  | 1971-03-04 | 0 | 0
|  |  |  | 1971-03-05 | 0 | 0
|  |  |  | 1971-03-06 | 0 | 0
|  |  |  | 1971-03-07 | 0 | 0
|  |  |  | 1971-03-08 | 0 | 0
|  |  |  | 1971-03-09 | 0 | 0
|  |  |  | 1971-03-10 | 0 | 0
|  |  |  | 1971-03-11 | 0 | 0
|  |  |  | 1971-03-12 | 0 | 0
|  |  |  | 1971-03-13 | 0 | 0
|  |  |  | 1971-03-14 | 0 | 0
|  |  |  | 1971-03-15 | 0 | 0
|  |  |  | 1971-03-16 | 0 | 0
|  |  |  | 1971-03-17 | 0 | 0
|  |  |  | 1971-03-18 | 0 | 0
|  |  |  | 1971-03-19 | 0 | 0
|  |  |  | 1971-03-20 | 0 | 0
|  |  |  | 1971-03-21 | 0 | 0
|  |  |  | 1971-03-22 | 0 | 0
|  |  |  | 1971-03-23 | 0 | 0
|  |  |  | 1971-03-24 | 0 | 0
|  |  |  | 1971-03-25 | 0.04 | 0.04
|  |  |  | 1971-03-26 | 0 | 0
|  |  |  | 1971-03-27 | 0 | 0
|  |  |  | 1971-03-28 | 0 | 0
|  |  |  | 1971-03-29 | 0 | 0
|  |  |  | 1971-03-30 | 0 | 0
|  |  |  | 1971-03-31 | 0 | 0
|  |  |  | 1971-04-01 | 0 | 0
|  |  |  | 1971-04-02 | 0 | 0
|  |  |  | 1971-04-03 | 0 | 0
|  |  |  | 1971-04-04 | 0 | 0
|  |  |  | 1971-04-05 | 0 | 0
|  |  |  | 1971-04-06 | 0 | 0
|  |  |  | 1971-04-07 | 0 | 0
|  |  |  | 1971-04-08 | 0 | 0
|  |  |  | 1971-04-09 | 0 | 0
|  |  |  | 1971-04-10 | 0 | 0
|  |  |  | 1971-04-11 | 0 | 0
|  |  |  | 1971-04-12 | 0 | 0
|  |  |  | 1971-04-13 | 0 | 0
|  |  |  | 1971-04-14 | 0 | 0
|  |  |  | 1971-04-15 | 0 | 0
|  |  |  | 1971-04-16 | 0.13 | 0.13
|  |  |  | 1971-04-17 | 0 | 0
|  |  |  | 1971-04-18 | 0 | 0
|  |  |  | 1971-04-19 | 0.5 | 0.5
|  |  |  | 1971-04-20 | 0.07 | 0.07
|  |  |  | 1971-04-21 | 0 | 0
|  |  |  | 1971-04-22 | 0.04 | 0.04
|  |  |  | 1971-04-23 | 0 | 0
|  |  |  | 1971-04-24 | 0 | 0
|  |  |  | 1971-04-25 | 0 | 0
|  |  |  | 1971-04-26 | 0 | 0
|  |  |  | 1971-04-27 | 0 | 0
|  |  |  | 1971-04-28 | 0 | 0
|  |  |  | 1971-04-29 | 0 | 0
|  |  |  | 1971-04-30 | 0 | 0
|  |  |  | 1971-05-01 | 0 | 0
|  |  |  | 1971-05-02 | 0 | 0
|  |  |  | 1971-05-03 | 0 | 0
|  |  |  | 1971-05-04 | 0.02 | 0.02
|  |  |  | 1971-05-05 | 0 | 0
|  |  |  | 1971-05-06 | 0 | 0
|  |  |  | 1971-05-07 | 0 | 0
|  |  |  | 1971-05-08 | 0.05 | 0.05
|  |  |  | 1971-05-09 | 0.06 | 0.06
|  |  |  | 1971-05-10 | 0 | 0
|  |  |  | 1971-05-11 | 0 | 0
|  |  |  | 1971-05-12 | 0 | 0
|  |  |  | 1971-05-13 | 0 | 0
|  |  |  | 1971-05-14 | 0 | 0
|  |  |  | 1971-05-15 | 0 | 0
|  |  |  | 1971-05-16 | 0 | 0
|  |  |  | 1971-05-17 | 0 | 0
|  |  |  | 1971-05-18 | 0.03 | 0.03
|  |  |  | 1971-05-19 | 0 | 0
|  |  |  | 1971-05-20 | 0 | 0
|  |  |  | 1971-05-21 | 0 | 0
|  |  |  | 1971-05-22 | 0 | 0
|  |  |  | 1971-05-23 | 0 | 0
|  |  |  | 1971-05-24 | 0 | 0
|  |  |  | 1971-05-25 | 0 | 0
|  |  |  | 1971-05-26 | 0 | 0
|  |  |  | 1971-05-27 | 0.1 | 0.1
|  |  |  | 1971-05-28 | 0 | 0
|  |  |  | 1971-05-29 | 0.11 | 0.11
|  |  |  | 1971-05-30 | 0.44 | 0.44
|  |  |  | 1971-05-31 | 0.25 | 0.25
|  |  |  | 1971-06-01 | 0.04 | 0.04
|  |  |  | 1971-06-02 | 0 | 0
|  |  |  | 1971-06-03 | 0.01 | 0.01
|  |  |  | 1971-06-04 | 0 | 0
|  |  |  | 1971-06-05 | 0 | 0
|  |  |  | 1971-06-06 | 0 | 0
|  |  |  | 1971-06-07 | 0.1 | 0.1
|  |  |  | 1971-06-08 | 0.26 | 0.26
|  |  |  | 1971-06-09 | 0 | 0
|  |  |  | 1971-06-10 | 0 | 0
|  |  |  | 1971-06-11 | 0 | 0
|  |  |  | 1971-06-12 | 0 | 0
|  |  |  | 1971-06-13 | 0.02 | 0.02
|  |  |  | 1971-06-14 | 0 | 0
|  |  |  | 1971-06-15 | 0.02 | 0.02
|  |  |  | 1971-06-16 | 0.02 | 0.02
|  |  |  | 1971-06-17 | 0 | 0
|  |  |  | 1971-06-18 | 0 | 0
|  |  |  | 1971-06-19 | 0 | 0
|  |  |  | 1971-06-20 | 0.02 | 0.02
|  |  |  | 1971-06-21 | 0.08 | 0.08
|  |  |  | 1971-06-22 | 0 | 0
|  |  |  | 1971-06-23 | 0 | 0
|  |  |  | 1971-06-24 | 0 | 0
|  |  |  | 1971-06-25 | 0 | 0
|  |  |  | 1971-06-26 | 0 | 0
|  |  |  | 1971-06-27 | 0 | 0
|  |  |  | 1971-06-28 | 0.06 | 0.06
|  |  |  | 1971-06-29 | 0 | 0
|  |  |  | 1971-06-30 | 0 | 0
|  |  |  | 1971-07-01 | 0 | 0
|  |  |  | 1971-07-02 | 0.25 | 0.25
|  |  |  | 1971-07-03 | 0 | 0
|  |  |  | 1971-07-04 | 0 | 0
|  |  |  | 1971-07-05 | 0 | 0
|  |  |  | 1971-07-06 | 0 | 0
|  |  |  | 1971-07-07 | 0 | 0
|  |  |  | 1971-07-08 | 0 | 0
|  |  |  | 1971-07-09 | 0 | 0
|  |  |  | 1971-07-10 | 0 | 0
|  |  |  | 1971-07-11 | 0 | 0
|  |  |  | 1971-07-12 | 0 | 0
|  |  |  | 1971-07-13 | 0 | 0
|  |  |  | 1971-07-14 | 0 | 0
|  |  |  | 1971-07-15 | 0 | 0
|  |  |  | 1971-07-16 | 0 | 0
|  |  |  | 1971-07-17 | 0 | 0
|  |  |  | 1971-07-18 | 0 | 0
|  |  |  | 1971-07-19 | 0 | 0
|  |  |  | 1971-07-20 | 0 | 0
|  |  |  | 1971-07-21 | 0 | 0
|  |  |  | 1971-07-22 | 0.01 | 0.01
|  |  |  | 1971-07-23 | 1.37 | 1.37
|  |  |  | 1971-07-24 | 0 | 0
|  |  |  | 1971-07-25 | 0 | 0
|  |  |  | 1971-07-26 | 0.12 | 0.12
|  |  |  | 1971-07-27 | 0 | 0
|  |  |  | 1971-07-28 | 0.06 | 0.06
|  |  |  | 1971-07-29 | 0.02 | 0.02
|  |  |  | 1971-07-30 | 0 | 0
|  |  |  | 1971-07-31 | 0 | 0
|  |  |  | 1971-08-01 | 0 | 0
|  |  |  | 1971-08-02 | 0 | 0
|  |  |  | 1971-08-03 | 0 | 0
|  |  |  | 1971-08-04 | 0 | 0
|  |  |  | 1971-08-05 | 0 | 0
|  |  |  | 1971-08-06 | 1.05 | 1.05
|  |  |  | 1971-08-07 | 0 | 0
|  |  |  | 1971-08-08 | 0 | 0
|  |  |  | 1971-08-09 | 0 | 0
|  |  |  | 1971-08-10 | 0 | 0
|  |  |  | 1971-08-11 | 0 | 0
|  |  |  | 1971-08-12 | 0.01 | 0.01
|  |  |  | 1971-08-13 | 0 | 0
|  |  |  | 1971-08-14 | 0.76 | 0.76
|  |  |  | 1971-08-15 | 4.52 | 4.52
|  |  |  | 1971-08-16 | 0 | 0
|  |  |  | 1971-08-17 | 0 | 0
|  |  |  | 1971-08-18 | 0 | 0
|  |  |  | 1971-08-19 | 0 | 0
|  |  |  | 1971-08-20 | 0 | 0
|  |  |  | 1971-08-21 | 0 | 0
|  |  |  | 1971-08-22 | 0 | 0
|  |  |  | 1971-08-23 | 0.52 | 0.52
|  |  |  | 1971-08-24 | 0.48 | 0.48
|  |  |  | 1971-08-25 | 0.27 | 0.27
|  |  |  | 1971-08-26 | 0 | 0
|  |  |  | 1971-08-27 | 0 | 0
|  |  |  | 1971-08-28 | 0 | 0
|  |  |  | 1971-08-29 | 0 | 0
|  |  |  | 1971-08-30 | 0 | 0
|  |  |  | 1971-08-31 | 0 | 0
|  |  |  | 1971-09-01 | 0 | 0
|  |  |  | 1971-09-02 | 0 | 0
|  |  |  | 1971-09-03 | 0 | 0
|  |  |  | 1971-09-04 | 1.97 | 1.97
|  |  |  | 1971-09-05 | 0 | 0
|  |  |  | 1971-09-06 | 0 | 0
|  |  |  | 1971-09-07 | 0 | 0
|  |  |  | 1971-09-08 | 0 | 0
|  |  |  | 1971-09-09 | 0 | 0
|  |  |  | 1971-09-10 | 0 | 0
|  |  |  | 1971-09-11 | 0 | 0
|  |  |  | 1971-09-12 | 0 | 0
|  |  |  | 1971-09-13 | 0 | 0
|  |  |  | 1971-09-14 | 0 | 0
|  |  |  | 1971-09-15 | 0 | 0
|  |  |  | 1971-09-16 | 0 | 0
|  |  |  | 1971-09-17 | 0.45 | 0.45
|  |  |  | 1971-09-18 | 0.47 | 0.47
|  |  |  | 1971-09-19 | 0.09 | 0.09
|  |  |  | 1971-09-20 | 0 | 0
|  |  |  | 1971-09-21 | 0 | 0
|  |  |  | 1971-09-22 | 1.22 | 1.22
|  |  |  | 1971-09-23 | 0.42 | 0.42
|  |  |  | 1971-09-24 | 0.37 | 0.37
|  |  |  | 1971-09-25 | 0.14 | 0.14
|  |  |  | 1971-09-26 | 0 | 0
|  |  |  | 1971-09-27 | 0 | 0
|  |  |  | 1971-09-28 | 0 | 0
|  |  |  | 1971-09-29 | 0 | 0
|  |  |  | 1971-09-30 | 0 | 0
|  |  |  | 1971-10-01 | 0 | 0
|  |  |  | 1971-10-02 | 1.97 | 1.97
|  |  |  | 1971-10-03 | 0.09 | 0.09
|  |  |  | 1971-10-04 | 0 | 0
|  |  |  | 1971-10-05 | 0 | 0
|  |  |  | 1971-10-06 | 0 | 0
|  |  |  | 1971-10-07 | 0 | 0
|  |  |  | 1971-10-08 | 0.07 | 0.07
|  |  |  | 1971-10-09 | 0 | 0
|  |  |  | 1971-10-10 | 0 | 0
|  |  |  | 1971-10-11 | 0 | 0
|  |  |  | 1971-10-12 | 0 | 0
|  |  |  | 1971-10-13 | 0 | 0
|  |  |  | 1971-10-14 | 0 | 0
|  |  |  | 1971-10-15 | 0 | 0
|  |  |  | 1971-10-16 | 0 | 0
|  |  |  | 1971-10-17 | 0 | 0
|  |  |  | 1971-10-18 | 0.09 | 0.09
|  |  |  | 1971-10-19 | 1.34 | 1.34
|  |  |  | 1971-10-20 | 0 | 0
|  |  |  | 1971-10-21 | 0 | 0
|  |  |  | 1971-10-22 | 0.1 | 0.1
|  |  |  | 1971-10-23 | 0 | 0
|  |  |  | 1971-10-24 | 0 | 0
|  |  |  | 1971-10-25 | 0 | 0
|  |  |  | 1971-10-26 | 0.53 | 0.53
|  |  |  | 1971-10-27 | 0 | 0
|  |  |  | 1971-10-28 | 0 | 0
|  |  |  | 1971-10-29 | 0 | 0
|  |  |  | 1971-10-30 | 0.02 | 0.02
|  |  |  | 1971-10-31 | 0 | 0
|  |  |  | 1971-11-01 | 0 | 0
|  |  |  | 1971-11-02 | 0 | 0
|  |  |  | 1971-11-03 | 0 | 0
|  |  |  | 1971-11-04 | 0 | 0
|  |  |  | 1971-11-05 | 0 | 0
|  |  |  | 1971-11-06 | 0 | 0
|  |  |  | 1971-11-07 | 0 | 0
|  |  |  | 1971-11-08 | 0 | 0
|  |  |  | 1971-11-09 | 0 | 0
|  |  |  | 1971-11-10 | 0 | 0
|  |  |  | 1971-11-11 | 0 | 0
|  |  |  | 1971-11-12 | 0 | 0
|  |  |  | 1971-11-13 | 0 | 0
|  |  |  | 1971-11-14 | 0 | 0
|  |  |  | 1971-11-15 | 0 | 0
|  |  |  | 1971-11-16 | 0 | 0
|  |  |  | 1971-11-17 | 0.24 | 0.24
|  |  |  | 1971-11-18 | 0 | 0
|  |  |  | 1971-11-19 | 0 | 0
|  |  |  | 1971-11-20 | 0 | 0
|  |  |  | 1971-11-21 | 0 | 0
|  |  |  | 1971-11-22 | 0.27 | 0.27
|  |  |  | 1971-11-23 | 0 | 0
|  |  |  | 1971-11-24 | 0 | 0
|  |  |  | 1971-11-25 | 0 | 0
|  |  |  | 1971-11-26 | 0 | 0
|  |  |  | 1971-11-27 | 0 | 0
|  |  |  | 1971-11-28 | 0 | 0
|  |  |  | 1971-11-29 | 0 | 0
|  |  |  | 1971-11-30 | 0.4 | 0.4
|  |  |  | 1971-12-01 | 0 | 0
|  |  |  | 1971-12-02 | 1.2 | 1.2
|  |  |  | 1971-12-03 | 0 | 0
|  |  |  | 1971-12-04 | 0 | 0
|  |  |  | 1971-12-05 | 0.4 | 0.4
|  |  |  | 1971-12-06 | 0 | 0
|  |  |  | 1971-12-07 | 0 | 0
|  |  |  | 1971-12-08 | 0.67 | 0.67
|  |  |  | 1971-12-09 | 0.45 | 0.45
|  |  |  | 1971-12-10 | 0.08 | 0.08
|  |  |  | 1971-12-11 | 0 | 0
|  |  |  | 1971-12-12 | 0 | 0
|  |  |  | 1971-12-13 | 0 | 0
|  |  |  | 1971-12-14 | 0.5 | 0.5
|  |  |  | 1971-12-15 | 0 | 0
|  |  |  | 1971-12-16 | 0 | 0
|  |  |  | 1971-12-17 | 0 | 0
|  |  |  | 1971-12-18 | 0 | 0
|  |  |  | 1971-12-19 | 0 | 0
|  |  |  | 1971-12-20 | 0 | 0
|  |  |  | 1971-12-21 | 0 | 0
|  |  |  | 1971-12-22 | 0 | 0
|  |  |  | 1971-12-23 | 0 | 0
|  |  |  | 1971-12-24 | 0 | 0
|  |  |  | 1971-12-25 | 0 | 0
|  |  |  | 1971-12-26 | 0 | 0
|  |  |  | 1971-12-27 | 0 | 0
|  |  |  | 1971-12-28 | 0 | 0
|  |  |  | 1971-12-29 | 0.07 | 0.07
|  |  |  | 1971-12-30 | 0 | 0
|  |  |  | 1971-12-31 | 0 | 0
|  |  |  | 1972-01-01 | 0.02 | 0.02
|  |  |  | 1972-01-02 | 0 | 0
|  |  |  | 1972-01-03 | 0 | 0
|  |  |  | 1972-01-04 | 0.04 | 0.04
|  |  |  | 1972-01-05 | 0 | 0
|  |  |  | 1972-01-06 | 0 | 0
|  |  |  | 1972-01-07 | 0 | 0
|  |  |  | 1972-01-08 | 0 | 0
|  |  |  | 1972-01-09 | 0 | 0
|  |  |  | 1972-01-10 | 0 | 0
|  |  |  | 1972-01-11 | 0 | 0
|  |  |  | 1972-01-12 | 0 | 0
|  |  |  | 1972-01-13 | 0 | 0
|  |  |  | 1972-01-14 | 0 | 0
|  |  |  | 1972-01-15 | 0 | 0
|  |  |  | 1972-01-16 | 0 | 0
|  |  |  | 1972-01-17 | 0 | 0
|  |  |  | 1972-01-18 | 0 | 0
|  |  |  | 1972-01-19 | 0 | 0
|  |  |  | 1972-01-20 | 0 | 0
|  |  |  | 1972-01-21 | 0 | 0
|  |  |  | 1972-01-22 | 0 | 0
|  |  |  | 1972-01-23 | 0 | 0
|  |  |  | 1972-01-24 | 0 | 0
|  |  |  | 1972-01-25 | 0 | 0
|  |  |  | 1972-01-26 | 0.04 | 0.04
|  |  |  | 1972-01-27 | 0.04 | 0.04
|  |  |  | 1972-01-28 | 0 | 0
|  |  |  | 1972-01-29 | 0 | 0
|  |  |  | 1972-01-30 | 0 | 0
|  |  |  | 1972-01-31 | 0.03 | 0.03
|  |  |  | 1972-02-01 | 0.02 | 0.02
|  |  |  | 1972-02-02 | 0 | 0
|  |  |  | 1972-02-03 | 0 | 0
|  |  |  | 1972-02-04 | 0 | 0
|  |  |  | 1972-02-05 | 0 | 0
|  |  |  | 1972-02-06 | 0 | 0
|  |  |  | 1972-02-07 | 0 | 0
|  |  |  | 1972-02-08 | 0 | 0
|  |  |  | 1972-02-09 | 0 | 0
|  |  |  | 1972-02-10 | 0.06 | 0.06
|  |  |  | 1972-02-11 | 0.36 | 0.36
|  |  |  | 1972-02-12 | 0 | 0
|  |  |  | 1972-02-13 | 0 | 0
|  |  |  | 1972-02-14 | 0 | 0
|  |  |  | 1972-02-15 | 0 | 0
|  |  |  | 1972-02-16 | 0 | 0
|  |  |  | 1972-02-17 | 0 | 0
|  |  |  | 1972-02-18 | 0 | 0
|  |  |  | 1972-02-19 | 0 | 0
|  |  |  | 1972-02-20 | 0 | 0
|  |  |  | 1972-02-21 | 0 | 0
|  |  |  | 1972-02-22 | 0 | 0
|  |  |  | 1972-02-23 | 0 | 0
|  |  |  | 1972-02-24 | 0 | 0
|  |  |  | 1972-02-25 | 0 | 0
|  |  |  | 1972-02-26 | 0 | 0
|  |  |  | 1972-02-27 | 0 | 0
|  |  |  | 1972-02-28 | 0 | 0
|  |  |  | 1972-02-29 | 0 | 0
|  |  |  | 1972-03-01 | 0 | 0
|  |  |  | 1972-03-02 | 0 | 0
|  |  |  | 1972-03-03 | 0 | 0
|  |  |  | 1972-03-04 | 0 | 0
|  |  |  | 1972-03-05 | 0 | 0
|  |  |  | 1972-03-06 | 0 | 0
|  |  |  | 1972-03-07 | 0 | 0
|  |  |  | 1972-03-08 | 0 | 0
|  |  |  | 1972-03-09 | 0 | 0
|  |  |  | 1972-03-10 | 0 | 0
|  |  |  | 1972-03-11 | 0 | 0
|  |  |  | 1972-03-12 | 0 | 0
|  |  |  | 1972-03-13 | 0 | 0
|  |  |  | 1972-03-14 | 0 | 0
|  |  |  | 1972-03-15 | 0 | 0
|  |  |  | 1972-03-16 | 0 | 0
|  |  |  | 1972-03-17 | 0 | 0
|  |  |  | 1972-03-18 | 0 | 0
|  |  |  | 1972-03-19 | 0 | 0
|  |  |  | 1972-03-20 | 0 | 0
|  |  |  | 1972-03-21 | 0 | 0
|  |  |  | 1972-03-22 | 0 | 0
|  |  |  | 1972-03-23 | 0.4 | 0.4
|  |  |  | 1972-03-24 | 0 | 0
|  |  |  | 1972-03-25 | 0 | 0
|  |  |  | 1972-03-26 | 0 | 0
|  |  |  | 1972-03-27 | 0 | 0
|  |  |  | 1972-03-28 | 0 | 0
|  |  |  | 1972-03-29 | 0 | 0
|  |  |  | 1972-03-30 | 0 | 0
|  |  |  | 1972-03-31 | 0 | 0
|  |  |  | 1972-04-01 | 0 | 0
|  |  |  | 1972-04-02 | 0 | 0
|  |  |  | 1972-04-03 | 0 | 0
|  |  |  | 1972-04-04 | 0 | 0
|  |  |  | 1972-04-05 | 0 | 0
|  |  |  | 1972-04-06 | 0 | 0
|  |  |  | 1972-04-07 | 0 | 0
|  |  |  | 1972-04-08 | 0 | 0
|  |  |  | 1972-04-09 | 0 | 0
|  |  |  | 1972-04-10 | 0 | 0
|  |  |  | 1972-04-11 | 0 | 0
|  |  |  | 1972-04-12 | 0 | 0
|  |  |  | 1972-04-13 | 0 | 0
|  |  |  | 1972-04-14 | 0 | 0
|  |  |  | 1972-04-15 | 0.47 | 0.47
|  |  |  | 1972-04-16 | 0 | 0
|  |  |  | 1972-04-17 | 0 | 0
|  |  |  | 1972-04-18 | 0 | 0
|  |  |  | 1972-04-19 | 0 | 0
|  |  |  | 1972-04-20 | 0.1 | 0.1
|  |  |  | 1972-04-21 | 0.01 | 0.01
|  |  |  | 1972-04-22 | 0 | 0
|  |  |  | 1972-04-23 | 0 | 0
|  |  |  | 1972-04-24 | 0 | 0
|  |  |  | 1972-04-25 | 0 | 0
|  |  |  | 1972-04-26 | 0.28 | 0.28
|  |  |  | 1972-04-27 | 0.49 | 0.49
|  |  |  | 1972-04-28 | 0 | 0
|  |  |  | 1972-04-29 | 0.51 | 0.51
|  |  |  | 1972-04-30 | 0.53 | 0.53
|  |  |  | 1972-05-01 | 0 | 0
|  |  |  | 1972-05-02 | 0 | 0
|  |  |  | 1972-05-03 | 0 | 0
|  |  |  | 1972-05-04 | 0 | 0
|  |  |  | 1972-05-05 | 0 | 0
|  |  |  | 1972-05-06 | 0.61 | 0.61
|  |  |  | 1972-05-07 | 0.54 | 0.54
|  |  |  | 1972-05-08 | 0 | 0
|  |  |  | 1972-05-09 | 0 | 0
|  |  |  | 1972-05-10 | 0.43 | 0.43
|  |  |  | 1972-05-11 | 0.26 | 0.26
|  |  |  | 1972-05-12 | 1 | 1
|  |  |  | 1972-05-13 | 0 | 0
|  |  |  | 1972-05-14 | 0 | 0
|  |  |  | 1972-05-15 | 0 | 0
|  |  |  | 1972-05-16 | 0 | 0
|  |  |  | 1972-05-17 | 0 | 0
|  |  |  | 1972-05-18 | 0 | 0
|  |  |  | 1972-05-19 | 0 | 0
|  |  |  | 1972-05-20 | 0 | 0
|  |  |  | 1972-05-21 | 0 | 0
|  |  |  | 1972-05-22 | 0 | 0
|  |  |  | 1972-05-23 | 0 | 0
|  |  |  | 1972-05-24 | 0 | 0
|  |  |  | 1972-05-25 | 0 | 0
|  |  |  | 1972-05-26 | 0 | 0
|  |  |  | 1972-05-27 | 0 | 0
|  |  |  | 1972-05-28 | 0 | 0
|  |  |  | 1972-05-29 | 0.06 | 0.06
|  |  |  | 1972-05-30 | 0 | 0
|  |  |  | 1972-05-31 | 0 | 0
|  |  |  | 1972-06-01 | 0 | 0
|  |  |  | 1972-06-02 | 0 | 0
|  |  |  | 1972-06-03 | 0 | 0
|  |  |  | 1972-06-04 | 0 | 0
|  |  |  | 1972-06-05 | 0 | 0
|  |  |  | 1972-06-06 | 0 | 0
|  |  |  | 1972-06-07 | 0 | 0
|  |  |  | 1972-06-08 | 0 | 0
|  |  |  | 1972-06-09 | 0 | 0
|  |  |  | 1972-06-10 | 0 | 0
|  |  |  | 1972-06-11 | 0 | 0
|  |  |  | 1972-06-12 | 0 | 0
|  |  |  | 1972-06-13 | 0 | 0
|  |  |  | 1972-06-14 | 0.69 | 0.69
|  |  |  | 1972-06-15 | 0 | 0
|  |  |  | 1972-06-16 | 0.07 | 0.07
|  |  |  | 1972-06-17 | 0 | 0
|  |  |  | 1972-06-18 | 0 | 0
|  |  |  | 1972-06-19 | 0 | 0
|  |  |  | 1972-06-20 | 0 | 0
|  |  |  | 1972-06-21 | 0.71 | 0.71
|  |  |  | 1972-06-22 | 0.26 | 0.26
|  |  |  | 1972-06-23 | 0 | 0
|  |  |  | 1972-06-24 | 0 | 0
|  |  |  | 1972-06-25 | 0 | 0
|  |  |  | 1972-06-26 | 0 | 0
|  |  |  | 1972-06-27 | 0 | 0
|  |  |  | 1972-06-28 | 0 | 0
|  |  |  | 1972-06-29 | 0.02 | 0.02
|  |  |  | 1972-06-30 | 0 | 0
|  |  |  | 1972-07-01 | 0 | 0
|  |  |  | 1972-07-02 | 0 | 0
|  |  |  | 1972-07-03 | 0.03 | 0.03
|  |  |  | 1972-07-04 | 1.06 | 1.06
|  |  |  | 1972-07-05 | 0 | 0
|  |  |  | 1972-07-06 | 0 | 0
|  |  |  | 1972-07-07 | 0 | 0
|  |  |  | 1972-07-08 | 0 | 0
|  |  |  | 1972-07-09 | 0 | 0
|  |  |  | 1972-07-10 | 0 | 0
|  |  |  | 1972-07-11 | 0 | 0
|  |  |  | 1972-07-12 | 0 | 0
|  |  |  | 1972-07-13 | 0 | 0
|  |  |  | 1972-07-14 | 0 | 0
|  |  |  | 1972-07-15 | 0 | 0
|  |  |  | 1972-07-16 | 0 | 0
|  |  |  | 1972-07-17 | 0 | 0
|  |  |  | 1972-07-18 | 0 | 0
|  |  |  | 1972-07-19 | 0 | 0
|  |  |  | 1972-07-20 | 0 | 0
|  |  |  | 1972-07-21 | 0 | 0
|  |  |  | 1972-07-22 | 0 | 0
|  |  |  | 1972-07-23 | 0 | 0
|  |  |  | 1972-07-24 | 0 | 0
|  |  |  | 1972-07-25 | 0 | 0
|  |  |  | 1972-07-26 | 0 | 0
|  |  |  | 1972-07-27 | 0 | 0
|  |  |  | 1972-07-28 | 0 | 0
|  |  |  | 1972-07-29 | 0 | 0
|  |  |  | 1972-07-30 | 0 | 0
|  |  |  | 1972-07-31 | 0 | 0
|  |  |  | 1972-08-01 | 0 | 0
|  |  |  | 1972-08-02 | 0 | 0
|  |  |  | 1972-08-03 | 0 | 0
|  |  |  | 1972-08-04 | 0 | 0
|  |  |  | 1972-08-05 | 0 | 0
|  |  |  | 1972-08-06 | 0.17 | 0.17
|  |  |  | 1972-08-07 | 0.05 | 0.05
|  |  |  | 1972-08-08 | 0 | 0
|  |  |  | 1972-08-09 | 0 | 0
|  |  |  | 1972-08-10 | 0.58 | 0.58
|  |  |  | 1972-08-11 | 0 | 0
|  |  |  | 1972-08-12 | 0 | 0
|  |  |  | 1972-08-13 | 0.13 | 0.13
|  |  |  | 1972-08-14 | 0 | 0
|  |  |  | 1972-08-15 | 0 | 0
|  |  |  | 1972-08-16 | 0 | 0
|  |  |  | 1972-08-17 | 0 | 0
|  |  |  | 1972-08-18 | 0 | 0
|  |  |  | 1972-08-19 | 0 | 0
|  |  |  | 1972-08-20 | 0 | 0
|  |  |  | 1972-08-21 | 0 | 0
|  |  |  | 1972-08-22 | 0.1 | 0.1
|  |  |  | 1972-08-23 | 0 | 0
|  |  |  | 1972-08-24 | 0.46 | 0.46
|  |  |  | 1972-08-25 | 0.06 | 0.06
|  |  |  | 1972-08-26 | 0.23 | 0.23
|  |  |  | 1972-08-27 | 0 | 0
|  |  |  | 1972-08-28 | 0 | 0
|  |  |  | 1972-08-29 | 0 | 0
|  |  |  | 1972-08-30 | 0 | 0
|  |  |  | 1972-08-31 | 0 | 0
|  |  |  | 1972-09-01 | 0.52 | 0.52
|  |  |  | 1972-09-02 | 0 | 0
|  |  |  | 1972-09-03 | 0.18 | 0.18
|  |  |  | 1972-09-04 | 0.88 | 0.88
|  |  |  | 1972-09-05 | 0 | 0
|  |  |  | 1972-09-06 | 0 | 0
|  |  |  | 1972-09-07 | 0 | 0
|  |  |  | 1972-09-08 | 0 | 0
|  |  |  | 1972-09-09 | 0 | 0
|  |  |  | 1972-09-10 | 0 | 0
|  |  |  | 1972-09-11 | 0.02 | 0.02
|  |  |  | 1972-09-12 | 0 | 0
|  |  |  | 1972-09-13 | 0 | 0
|  |  |  | 1972-09-14 | 0 | 0
|  |  |  | 1972-09-15 | 0 | 0
|  |  |  | 1972-09-16 | 0 | 0
|  |  |  | 1972-09-17 | 0 | 0
|  |  |  | 1972-09-18 | 0.06 | 0.06
|  |  |  | 1972-09-19 | 0 | 0
|  |  |  | 1972-09-20 | 0.34 | 0.34
|  |  |  | 1972-09-21 | 0.08 | 0.08
|  |  |  | 1972-09-22 | 0.02 | 0.02
|  |  |  | 1972-09-23 | 0 | 0
|  |  |  | 1972-09-24 | 0 | 0
|  |  |  | 1972-09-25 | 0 | 0
|  |  |  | 1972-09-26 | 0.1 | 0.1
|  |  |  | 1972-09-27 | 0 | 0
|  |  |  | 1972-09-28 | 0 | 0
|  |  |  | 1972-09-29 | 0 | 0
|  |  |  | 1972-09-30 | 0 | 0
|  |  |  | 1972-10-01 | 0 | 0
|  |  |  | 1972-10-02 | 0 | 0
|  |  |  | 1972-10-03 | 0 | 0
|  |  |  | 1972-10-04 | 0 | 0
|  |  |  | 1972-10-05 | 0 | 0
|  |  |  | 1972-10-06 | 0 | 0
|  |  |  | 1972-10-07 | 0 | 0
|  |  |  | 1972-10-08 | 0 | 0
|  |  |  | 1972-10-09 | 0 | 0
|  |  |  | 1972-10-10 | 0 | 0
|  |  |  | 1972-10-11 | 0 | 0
|  |  |  | 1972-10-12 | 0 | 0
|  |  |  | 1972-10-13 | 0 | 0
|  |  |  | 1972-10-14 | 0 | 0
|  |  |  | 1972-10-15 | 0 | 0
|  |  |  | 1972-10-16 | 0 | 0
|  |  |  | 1972-10-17 | 0 | 0
|  |  |  | 1972-10-18 | 0 | 0
|  |  |  | 1972-10-19 | 0 | 0
|  |  |  | 1972-10-20 | 0.51 | 0.51
|  |  |  | 1972-10-21 | 2.35 | 2.35
|  |  |  | 1972-10-22 | 0 | 0
|  |  |  | 1972-10-23 | 0 | 0
|  |  |  | 1972-10-24 | 0 | 0
|  |  |  | 1972-10-25 | 0 | 0
|  |  |  | 1972-10-26 | 0.48 | 0.48
|  |  |  | 1972-10-27 | 0 | 0
|  |  |  | 1972-10-28 | 0 | 0
|  |  |  | 1972-10-29 | 0 | 0
|  |  |  | 1972-10-30 | 2.59 | 2.59
|  |  |  | 1972-10-31 | 1.93 | 1.93
|  |  |  | 1972-11-01 | 0.11 | 0.11
|  |  |  | 1972-11-02 | 0 | 0
|  |  |  | 1972-11-03 | 0 | 0
|  |  |  | 1972-11-04 | 0 | 0
|  |  |  | 1972-11-05 | 0 | 0
|  |  |  | 1972-11-06 | 0 | 0
|  |  |  | 1972-11-07 | 0 | 0
|  |  |  | 1972-11-08 | 0 | 0
|  |  |  | 1972-11-09 | 0 | 0
|  |  |  | 1972-11-10 | 0 | 0
|  |  |  | 1972-11-11 | 0 | 0
|  |  |  | 1972-11-12 | 0.63 | 0.63
|  |  |  | 1972-11-13 | 0 | 0
|  |  |  | 1972-11-14 | 0 | 0
|  |  |  | 1972-11-15 | 0 | 0
|  |  |  | 1972-11-16 | 0 | 0
|  |  |  | 1972-11-17 | 0.08 | 0.08
|  |  |  | 1972-11-18 | 0.57 | 0.57
|  |  |  | 1972-11-19 | 0 | 0
|  |  |  | 1972-11-20 | 0 | 0
|  |  |  | 1972-11-21 | 0.12 | 0.12
|  |  |  | 1972-11-22 | 0 | 0
|  |  |  | 1972-11-23 | 0 | 0
|  |  |  | 1972-11-24 | 0.26 | 0.26
|  |  |  | 1972-11-25 | 0 | 0
|  |  |  | 1972-11-26 | 0 | 0
|  |  |  | 1972-11-27 | 0 | 0
|  |  |  | 1972-11-28 | 0 | 0
|  |  |  | 1972-11-29 | 0.09 | 0.09
|  |  |  | 1972-11-30 | 0 | 0
|  |  |  | 1972-12-01 | 0 | 0
|  |  |  | 1972-12-02 | 0 | 0
|  |  |  | 1972-12-03 | 0 | 0
|  |  |  | 1972-12-04 | 0 | 0
|  |  |  | 1972-12-05 | 0 | 0
|  |  |  | 1972-12-06 | 0 | 0
|  |  |  | 1972-12-07 | 0 | 0
|  |  |  | 1972-12-08 | 0 | 0
|  |  |  | 1972-12-09 | 0 | 0
|  |  |  | 1972-12-10 | 0 | 0
|  |  |  | 1972-12-11 | 0.05 | 0.05
|  |  |  | 1972-12-12 | 0.03 | 0.03
|  |  |  | 1972-12-13 | 0 | 0
|  |  |  | 1972-12-14 | 0 | 0
|  |  |  | 1972-12-15 | 0 | 0
|  |  |  | 1972-12-16 | 0 | 0
|  |  |  | 1972-12-17 | 0 | 0
|  |  |  | 1972-12-18 | 0 | 0
|  |  |  | 1972-12-19 | 0 | 0
|  |  |  | 1972-12-20 | 0 | 0
|  |  |  | 1972-12-21 | 0 | 0
|  |  |  | 1972-12-22 | 0 | 0
|  |  |  | 1972-12-23 | 0 | 0
|  |  |  | 1972-12-24 | 0 | 0
|  |  |  | 1972-12-25 | 0 | 0
|  |  |  | 1972-12-26 | 0 | 0
|  |  |  | 1972-12-27 | 0 | 0
|  |  |  | 1972-12-28 | 0 | 0
|  |  |  | 1972-12-29 | 0.44 | 0.44
|  |  |  | 1972-12-30 | 0 | 0
|  |  |  | 1972-12-31 | 0 | 0
|  |  |  | 1973-01-01 | 0 | 0
|  |  |  | 1973-01-02 | 0.7 | 0.7
|  |  |  | 1973-01-03 | 0.33 | 0.33
|  |  |  | 1973-01-04 | 0 | 0
|  |  |  | 1973-01-05 | 0.01 | 0.01
|  |  |  | 1973-01-06 | 0.25 | 0.25
|  |  |  | 1973-01-07 | 0.19 | 0.19
|  |  |  | 1973-01-08 | 0 | 0
|  |  |  | 1973-01-09 | 0 | 0
|  |  |  | 1973-01-10 | 0 | 0
|  |  |  | 1973-01-11 | 0 | 0
|  |  |  | 1973-01-12 | 0 | 0
|  |  |  | 1973-01-13 | 0 | 0
|  |  |  | 1973-01-14 | 0 | 0
|  |  |  | 1973-01-15 | 0 | 0
|  |  |  | 1973-01-16 | 0 | 0
|  |  |  | 1973-01-17 | 0 | 0
|  |  |  | 1973-01-18 | 0 | 0
|  |  |  | 1973-01-19 | 0 | 0
|  |  |  | 1973-01-20 | 0 | 0
|  |  |  | 1973-01-21 | 0.2 | 0.2
|  |  |  | 1973-01-22 | 0 | 0
|  |  |  | 1973-01-23 | 0 | 0
|  |  |  | 1973-01-24 | 0 | 0
|  |  |  | 1973-01-25 | 1.04 | 1.04
|  |  |  | 1973-01-26 | 0 | 0
|  |  |  | 1973-01-27 | 0 | 0
|  |  |  | 1973-01-28 | 0 | 0
|  |  |  | 1973-01-29 | 0 | 0
|  |  |  | 1973-01-30 | 0 | 0
|  |  |  | 1973-01-31 | 0.02 | 0.02
|  |  |  | 1973-02-01 | 0.01 | 0.01
|  |  |  | 1973-02-02 | 0 | 0
|  |  |  | 1973-02-03 | 0 | 0
|  |  |  | 1973-02-04 | 0 | 0
|  |  |  | 1973-02-05 | 0 | 0
|  |  |  | 1973-02-06 | 0 | 0
|  |  |  | 1973-02-07 | 0.4 | 0.4
|  |  |  | 1973-02-08 | 0.01 | 0.01
|  |  |  | 1973-02-09 | 0 | 0
|  |  |  | 1973-02-10 | 0 | 0
|  |  |  | 1973-02-11 | 0 | 0
|  |  |  | 1973-02-12 | 0 | 0
|  |  |  | 1973-02-13 | 0 | 0
|  |  |  | 1973-02-14 | 0 | 0
|  |  |  | 1973-02-15 | 0 | 0
|  |  |  | 1973-02-16 | 0 | 0
|  |  |  | 1973-02-17 | 0.29 | 0.29
|  |  |  | 1973-02-18 | 0 | 0
|  |  |  | 1973-02-19 | 0 | 0
|  |  |  | 1973-02-20 | 0 | 0
|  |  |  | 1973-02-21 | 0 | 0
|  |  |  | 1973-02-22 | 0.35 | 0.35
|  |  |  | 1973-02-23 | 0 | 0
|  |  |  | 1973-02-24 | 0 | 0
|  |  |  | 1973-02-25 | 0.02 | 0.02
|  |  |  | 1973-02-26 | 0 | 0
|  |  |  | 1973-02-27 | 0 | 0
|  |  |  | 1973-02-28 | 0 | 0
|  |  |  | 1973-03-01 | 0.02 | 0.02
|  |  |  | 1973-03-02 | 0 | 0
|  |  |  | 1973-03-03 | 0.27 | 0.27
|  |  |  | 1973-03-04 | 0 | 0
|  |  |  | 1973-03-05 | 0.39 | 0.39
|  |  |  | 1973-03-06 | 0.29 | 0.29
|  |  |  | 1973-03-07 | 0 | 0
|  |  |  | 1973-03-08 | 0.01 | 0.01
|  |  |  | 1973-03-09 | 0.18 | 0.18
|  |  |  | 1973-03-10 | 0.28 | 0.28
|  |  |  | 1973-03-11 | 0 | 0
|  |  |  | 1973-03-12 | 0 | 0
|  |  |  | 1973-03-13 | 0.03 | 0.03
|  |  |  | 1973-03-14 | 0 | 0
|  |  |  | 1973-03-15 | 0 | 0
|  |  |  | 1973-03-16 | 0 | 0
|  |  |  | 1973-03-17 | 0 | 0
|  |  |  | 1973-03-18 | 0 | 0
|  |  |  | 1973-03-19 | 0 | 0
|  |  |  | 1973-03-20 | 0 | 0
|  |  |  | 1973-03-21 | 0 | 0
|  |  |  | 1973-03-22 | 0 | 0
|  |  |  | 1973-03-23 | 1.71 | 1.71
|  |  |  | 1973-03-24 | 0.08 | 0.08
|  |  |  | 1973-03-25 | 0 | 0
|  |  |  | 1973-03-26 | 0 | 0
|  |  |  | 1973-03-27 | 0.02 | 0.02
|  |  |  | 1973-03-28 | 0.22 | 0.22
|  |  |  | 1973-03-29 | 0 | 0
|  |  |  | 1973-03-30 | 0.39 | 0.39
|  |  |  | 1973-03-31 | 0 | 0
|  |  |  | 1973-04-01 | 0 | 0
|  |  |  | 1973-04-02 | 0.22 | 0.22
|  |  |  | 1973-04-03 | 0.02 | 0.02
|  |  |  | 1973-04-04 | 0 | 0
|  |  |  | 1973-04-05 | 0 | 0
|  |  |  | 1973-04-06 | 0 | 0
|  |  |  | 1973-04-07 | 0 | 0
|  |  |  | 1973-04-08 | 0.17 | 0.17
|  |  |  | 1973-04-09 | 0 | 0
|  |  |  | 1973-04-10 | 0 | 0
|  |  |  | 1973-04-11 | 0 | 0
|  |  |  | 1973-04-12 | 0 | 0
|  |  |  | 1973-04-13 | 0.14 | 0.14
|  |  |  | 1973-04-14 | 0 | 0
|  |  |  | 1973-04-15 | 0.34 | 0.34
|  |  |  | 1973-04-16 | 0 | 0
|  |  |  | 1973-04-17 | 0.02 | 0.02
|  |  |  | 1973-04-18 | 0 | 0
|  |  |  | 1973-04-19 | 1.16 | 1.16
|  |  |  | 1973-04-20 | 0 | 0
|  |  |  | 1973-04-21 | 0 | 0
|  |  |  | 1973-04-22 | 0.67 | 0.67
|  |  |  | 1973-04-23 | 0.16 | 0.16
|  |  |  | 1973-04-24 | 0.59 | 0.59
|  |  |  | 1973-04-25 | 0 | 0
|  |  |  | 1973-04-26 | 0.02 | 0.02
|  |  |  | 1973-04-27 | 0 | 0
|  |  |  | 1973-04-28 | 0 | 0
|  |  |  | 1973-04-29 | 0 | 0
|  |  |  | 1973-04-30 | 0 | 0
|  |  |  | 1973-05-01 | 0.13 | 0.13
|  |  |  | 1973-05-02 | 0 | 0
|  |  |  | 1973-05-03 | 0 | 0
|  |  |  | 1973-05-04 | 0 | 0
|  |  |  | 1973-05-05 | 0.09 | 0.09
|  |  |  | 1973-05-06 | 0 | 0
|  |  |  | 1973-05-07 | 0 | 0
|  |  |  | 1973-05-08 | 0.15 | 0.15
|  |  |  | 1973-05-09 | 0 | 0
|  |  |  | 1973-05-10 | 0 | 0
|  |  |  | 1973-05-11 | 0 | 0
|  |  |  | 1973-05-12 | 0 | 0
|  |  |  | 1973-05-13 | 0 | 0
|  |  |  | 1973-05-14 | 0 | 0
|  |  |  | 1973-05-15 | 0 | 0
|  |  |  | 1973-05-16 | 0 | 0
|  |  |  | 1973-05-17 | 0 | 0
|  |  |  | 1973-05-18 | 0 | 0
|  |  |  | 1973-05-19 | 0 | 0
|  |  |  | 1973-05-20 | 0 | 0
|  |  |  | 1973-05-21 | 0.11 | 0.11
|  |  |  | 1973-05-22 | 0.26 | 0.26
|  |  |  | 1973-05-23 | 0 | 0
|  |  |  | 1973-05-24 | 0 | 0
|  |  |  | 1973-05-25 | 0 | 0
|  |  |  | 1973-05-26 | 0 | 0
|  |  |  | 1973-05-27 | 0 | 0
|  |  |  | 1973-05-28 | 0 | 0
|  |  |  | 1973-05-29 | 0 | 0
|  |  |  | 1973-05-30 | 0 | 0
|  |  |  | 1973-05-31 | 0 | 0
|  |  |  | 1973-06-01 | 0.18 | 0.18
|  |  |  | 1973-06-02 | 3.24 | 3.24
|  |  |  | 1973-06-03 | 0 | 0
|  |  |  | 1973-06-04 | 0 | 0
|  |  |  | 1973-06-05 | 0 | 0
|  |  |  | 1973-06-06 | 0 | 0
|  |  |  | 1973-06-07 | 0 | 0
|  |  |  | 1973-06-08 | 0 | 0
|  |  |  | 1973-06-09 | 0 | 0
|  |  |  | 1973-06-10 | 0 | 0
|  |  |  | 1973-06-11 | 0.14 | 0.14
|  |  |  | 1973-06-12 | 0 | 0
|  |  |  | 1973-06-13 | 0.04 | 0.04
|  |  |  | 1973-06-14 | 0.07 | 0.07
|  |  |  | 1973-06-15 | 0 | 0
|  |  |  | 1973-06-16 | 1.48 | 1.48
|  |  |  | 1973-06-17 | 0 | 0
|  |  |  | 1973-06-18 | 0 | 0
|  |  |  | 1973-06-19 | 0 | 0
|  |  |  | 1973-06-20 | 0 | 0
|  |  |  | 1973-06-21 | 0 | 0
|  |  |  | 1973-06-22 | 0 | 0
|  |  |  | 1973-06-23 | 0 | 0
|  |  |  | 1973-06-24 | 0 | 0
|  |  |  | 1973-06-25 | 0 | 0
|  |  |  | 1973-06-26 | 0 | 0
|  |  |  | 1973-06-27 | 0 | 0
|  |  |  | 1973-06-28 | 0 | 0
|  |  |  | 1973-06-29 | 0.02 | 0.02
|  |  |  | 1973-06-30 | 0 | 0
|  |  |  | 1973-07-01 | 0 | 0
|  |  |  | 1973-07-02 | 0 | 0
|  |  |  | 1973-07-03 | 0 | 0
|  |  |  | 1973-07-04 | 0 | 0
|  |  |  | 1973-07-05 | 0 | 0
|  |  |  | 1973-07-06 | 0 | 0
|  |  |  | 1973-07-07 | 0 | 0
|  |  |  | 1973-07-08 | 0 | 0
|  |  |  | 1973-07-09 | 0 | 0
|  |  |  | 1973-07-10 | 0 | 0
|  |  |  | 1973-07-11 | 0 | 0
|  |  |  | 1973-07-12 | 0 | 0
|  |  |  | 1973-07-13 | 0 | 0
|  |  |  | 1973-07-14 | 0 | 0
|  |  |  | 1973-07-15 | 0 | 0
|  |  |  | 1973-07-16 | 0 | 0
|  |  |  | 1973-07-17 | 1.17 | 1.17
|  |  |  | 1973-07-18 | 0 | 0
|  |  |  | 1973-07-19 | 0 | 0
|  |  |  | 1973-07-20 | 0 | 0
|  |  |  | 1973-07-21 | 0.62 | 0.62
|  |  |  | 1973-07-22 | 0 | 0
|  |  |  | 1973-07-23 | 0 | 0
|  |  |  | 1973-07-24 | 0 | 0
|  |  |  | 1973-07-25 | 0 | 0
|  |  |  | 1973-07-26 | 0 | 0
|  |  |  | 1973-07-27 | 0 | 0
|  |  |  | 1973-07-28 | 0.11 | 0.11
|  |  |  | 1973-07-29 | 1.92 | 1.92
|  |  |  | 1973-07-30 | 0.69 | 0.69
|  |  |  | 1973-07-31 | 0 | 0
|  |  |  | 1973-08-01 | 0 | 0
|  |  |  | 1973-08-02 | 0 | 0
|  |  |  | 1973-08-03 | 0 | 0
|  |  |  | 1973-08-04 | 0 | 0
|  |  |  | 1973-08-05 | 0 | 0
|  |  |  | 1973-08-06 | 0 | 0
|  |  |  | 1973-08-07 | 0 | 0
|  |  |  | 1973-08-08 | 0 | 0
|  |  |  | 1973-08-09 | 0 | 0
|  |  |  | 1973-08-10 | 0 | 0
|  |  |  | 1973-08-11 | 0 | 0
|  |  |  | 1973-08-12 | 0 | 0
|  |  |  | 1973-08-13 | 0 | 0
|  |  |  | 1973-08-14 | 0 | 0
|  |  |  | 1973-08-15 | 0.02 | 0.02
|  |  |  | 1973-08-16 | 0.03 | 0.03
|  |  |  | 1973-08-17 | 0 | 0
|  |  |  | 1973-08-18 | 0 | 0
|  |  |  | 1973-08-19 | 0 | 0
|  |  |  | 1973-08-20 | 0 | 0
|  |  |  | 1973-08-21 | 0 | 0
|  |  |  | 1973-08-22 | 0 | 0
|  |  |  | 1973-08-23 | 0 | 0
|  |  |  | 1973-08-24 | 0 | 0
|  |  |  | 1973-08-25 | 0 | 0
|  |  |  | 1973-08-26 | 0 | 0
|  |  |  | 1973-08-27 | 0 | 0
|  |  |  | 1973-08-28 | 0 | 0
|  |  |  | 1973-08-29 | 0 | 0
|  |  |  | 1973-08-30 | 0 | 0
|  |  |  | 1973-08-31 | 0 | 0
|  |  |  | 1973-09-01 | 0.61 | 0.61
|  |  |  | 1973-09-02 | 0 | 0
|  |  |  | 1973-09-03 | 0.24 | 0.24
|  |  |  | 1973-09-04 | 0 | 0
|  |  |  | 1973-09-05 | 0.84 | 0.84
|  |  |  | 1973-09-06 | 1.46 | 1.46
|  |  |  | 1973-09-07 | 0.08 | 0.08
|  |  |  | 1973-09-08 | 0.55 | 0.55
|  |  |  | 1973-09-09 | 0 | 0
|  |  |  | 1973-09-10 | 0 | 0
|  |  |  | 1973-09-11 | 0 | 0
|  |  |  | 1973-09-12 | 0 | 0
|  |  |  | 1973-09-13 | 0 | 0
|  |  |  | 1973-09-14 | 0 | 0
|  |  |  | 1973-09-15 | 0 | 0
|  |  |  | 1973-09-16 | 0 | 0
|  |  |  | 1973-09-17 | 0 | 0
|  |  |  | 1973-09-18 | 0 | 0
|  |  |  | 1973-09-19 | 0 | 0
|  |  |  | 1973-09-20 | 0 | 0
|  |  |  | 1973-09-21 | 0 | 0
|  |  |  | 1973-09-22 | 0 | 0
|  |  |  | 1973-09-23 | 0 | 0
|  |  |  | 1973-09-24 | 0 | 0
|  |  |  | 1973-09-25 | 0 | 0
|  |  |  | 1973-09-26 | 1.53 | 1.53
|  |  |  | 1973-09-27 | 0 | 0
|  |  |  | 1973-09-28 | 0 | 0
|  |  |  | 1973-09-29 | 0 | 0
|  |  |  | 1973-09-30 | 0 | 0
|  |  |  | 1973-10-01 | 0 | 0
|  |  |  | 1973-10-02 | 0 | 0
|  |  |  | 1973-10-03 | 0 | 0
|  |  |  | 1973-10-04 | 0.08 | 0.08
|  |  |  | 1973-10-05 | 0.06 | 0.06
|  |  |  | 1973-10-06 | 0 | 0
|  |  |  | 1973-10-07 | 0 | 0
|  |  |  | 1973-10-08 | 0 | 0
|  |  |  | 1973-10-09 | 0 | 0
|  |  |  | 1973-10-10 | 0 | 0
|  |  |  | 1973-10-11 | 1.34 | 1.34
|  |  |  | 1973-10-12 | 0.31 | 0.31
|  |  |  | 1973-10-13 | 0 | 0
|  |  |  | 1973-10-14 | 0 | 0
|  |  |  | 1973-10-15 | 0 | 0
|  |  |  | 1973-10-16 | 0 | 0
|  |  |  | 1973-10-17 | 0 | 0
|  |  |  | 1973-10-18 | 0 | 0
|  |  |  | 1973-10-19 | 0 | 0
|  |  |  | 1973-10-20 | 0 | 0
|  |  |  | 1973-10-21 | 0 | 0
|  |  |  | 1973-10-22 | 0 | 0
|  |  |  | 1973-10-23 | 0 | 0
|  |  |  | 1973-10-24 | 0 | 0
|  |  |  | 1973-10-25 | 0 | 0
|  |  |  | 1973-10-26 | 0.04 | 0.04
|  |  |  | 1973-10-27 | 0.1 | 0.1
|  |  |  | 1973-10-28 | 0 | 0
|  |  |  | 1973-10-29 | 0 | 0
|  |  |  | 1973-10-30 | 0 | 0
|  |  |  | 1973-10-31 | 0 | 0
|  |  |  | 1973-11-01 | 0 | 0
|  |  |  | 1973-11-02 | 0 | 0
|  |  |  | 1973-11-03 | 0 | 0
|  |  |  | 1973-11-04 | 0 | 0
|  |  |  | 1973-11-05 | 0 | 0
|  |  |  | 1973-11-06 | 0.01 | 0.01
|  |  |  | 1973-11-07 | 0 | 0
|  |  |  | 1973-11-08 | 0.01 | 0.01
|  |  |  | 1973-11-09 | 0 | 0
|  |  |  | 1973-11-10 | 0 | 0
|  |  |  | 1973-11-11 | 0 | 0
|  |  |  | 1973-11-12 | 0 | 0
|  |  |  | 1973-11-13 | 0 | 0
|  |  |  | 1973-11-14 | 0 | 0
|  |  |  | 1973-11-15 | 0 | 0
|  |  |  | 1973-11-16 | 0 | 0
|  |  |  | 1973-11-17 | 0 | 0
|  |  |  | 1973-11-18 | 0 | 0
|  |  |  | 1973-11-19 | 0.05 | 0.05
|  |  |  | 1973-11-20 | 0.01 | 0.01
|  |  |  | 1973-11-21 | 0 | 0
|  |  |  | 1973-11-22 | 0 | 0
|  |  |  | 1973-11-23 | 0 | 0
|  |  |  | 1973-11-24 | 1.6 | 1.6
|  |  |  | 1973-11-25 | 0 | 0
|  |  |  | 1973-11-26 | 0 | 0
|  |  |  | 1973-11-27 | 0 | 0
|  |  |  | 1973-11-28 | 0 | 0
|  |  |  | 1973-11-29 | 0 | 0
|  |  |  | 1973-11-30 | 0 | 0
|  |  |  | 1973-12-01 | 0 | 0
|  |  |  | 1973-12-02 | 0 | 0
|  |  |  | 1973-12-03 | 0.04 | 0.04
|  |  |  | 1973-12-04 | 0 | 0
|  |  |  | 1973-12-05 | 0 | 0
|  |  |  | 1973-12-06 | 0 | 0
|  |  |  | 1973-12-07 | 0 | 0
|  |  |  | 1973-12-08 | 0 | 0
|  |  |  | 1973-12-09 | 0 | 0
|  |  |  | 1973-12-10 | 0 | 0
|  |  |  | 1973-12-11 | 0 | 0
|  |  |  | 1973-12-12 | 0 | 0
|  |  |  | 1973-12-13 | 0 | 0
|  |  |  | 1973-12-14 | 0 | 0
|  |  |  | 1973-12-15 | 0 | 0
|  |  |  | 1973-12-16 | 0 | 0
|  |  |  | 1973-12-17 | 0 | 0
|  |  |  | 1973-12-18 | 0 | 0
|  |  |  | 1973-12-19 | 0 | 0
|  |  |  | 1973-12-20 | 0 | 0
|  |  |  | 1973-12-21 | 0 | 0
|  |  |  | 1973-12-22 | 0 | 0
|  |  |  | 1973-12-23 | 0 | 0
|  |  |  | 1973-12-24 | 0 | 0
|  |  |  | 1973-12-25 | 0 | 0
|  |  |  | 1973-12-26 | 0 | 0
|  |  |  | 1973-12-27 | 0 | 0
|  |  |  | 1973-12-28 | 0 | 0
|  |  |  | 1973-12-29 | 0 | 0
|  |  |  | 1973-12-30 | 0 | 0
|  |  |  | 1973-12-31 | 0.04 | 0.04
|  |  |  | 1974-01-01 | 0 | 0
|  |  |  | 1974-01-02 | 0 | 0
|  |  |  | 1974-01-03 | 0 | 0
|  |  |  | 1974-01-04 | 0 | 0
|  |  |  | 1974-01-05 | 0 | 0
|  |  |  | 1974-01-06 | 0 | 0
|  |  |  | 1974-01-07 | 0 | 0
|  |  |  | 1974-01-08 | 0 | 0
|  |  |  | 1974-01-09 | 0.06 | 0.06
|  |  |  | 1974-01-10 | 0.05 | 0.05
|  |  |  | 1974-01-11 | 0 | 0
|  |  |  | 1974-01-12 | 0 | 0
|  |  |  | 1974-01-13 | 0 | 0
|  |  |  | 1974-01-14 | 0 | 0
|  |  |  | 1974-01-15 | 0 | 0
|  |  |  | 1974-01-16 | 0 | 0
|  |  |  | 1974-01-17 | 0 | 0
|  |  |  | 1974-01-18 | 0.06 | 0.06
|  |  |  | 1974-01-19 | 0.11 | 0.11
|  |  |  | 1974-01-20 | 0.01 | 0.01
|  |  |  | 1974-01-21 | 0 | 0
|  |  |  | 1974-01-22 | 0 | 0
|  |  |  | 1974-01-23 | 0 | 0
|  |  |  | 1974-01-24 | 0 | 0
|  |  |  | 1974-01-25 | 0 | 0
|  |  |  | 1974-01-26 | 0 | 0
|  |  |  | 1974-01-27 | 0 | 0
|  |  |  | 1974-01-28 | 0 | 0
|  |  |  | 1974-01-29 | 0 | 0
|  |  |  | 1974-01-30 | 0 | 0
|  |  |  | 1974-01-31 | 0 | 0
|  |  |  | 1974-02-01 | 0 | 0
|  |  |  | 1974-02-02 | 0 | 0
|  |  |  | 1974-02-03 | 0 | 0
|  |  |  | 1974-02-04 | 0 | 0
|  |  |  | 1974-02-05 | 0 | 0
|  |  |  | 1974-02-06 | 0 | 0
|  |  |  | 1974-02-07 | 0 | 0
|  |  |  | 1974-02-08 | 0 | 0
|  |  |  | 1974-02-09 | 0 | 0
|  |  |  | 1974-02-10 | 0 | 0
|  |  |  | 1974-02-11 | 0 | 0
|  |  |  | 1974-02-12 | 0 | 0
|  |  |  | 1974-02-13 | 0 | 0
|  |  |  | 1974-02-14 | 0 | 0
|  |  |  | 1974-02-15 | 0 | 0
|  |  |  | 1974-02-16 | 0 | 0
|  |  |  | 1974-02-17 | 0 | 0
|  |  |  | 1974-02-18 | 0.01 | 0.01
|  |  |  | 1974-02-19 | 0 | 0
|  |  |  | 1974-02-20 | 0.94 | 0.94
|  |  |  | 1974-02-21 | 0.55 | 0.55
|  |  |  | 1974-02-22 | 0 | 0
|  |  |  | 1974-02-23 | 0 | 0
|  |  |  | 1974-02-24 | 0 | 0
|  |  |  | 1974-02-25 | 0 | 0
|  |  |  | 1974-02-26 | 0 | 0
|  |  |  | 1974-02-27 | 0 | 0
|  |  |  | 1974-02-28 | 0 | 0
|  |  |  | 1974-03-01 | 0 | 0
|  |  |  | 1974-03-02 | 0 | 0
|  |  |  | 1974-03-03 | 0 | 0
|  |  |  | 1974-03-04 | 0 | 0
|  |  |  | 1974-03-05 | 0 | 0
|  |  |  | 1974-03-06 | 0 | 0
|  |  |  | 1974-03-07 | 0 | 0
|  |  |  | 1974-03-08 | 0 | 0
|  |  |  | 1974-03-09 | 0 | 0
|  |  |  | 1974-03-10 | 1.59 | 1.59
|  |  |  | 1974-03-11 | 0 | 0
|  |  |  | 1974-03-12 | 0 | 0
|  |  |  | 1974-03-13 | 0 | 0
|  |  |  | 1974-03-14 | 0 | 0
|  |  |  | 1974-03-15 | 0 | 0
|  |  |  | 1974-03-16 | 0 | 0
|  |  |  | 1974-03-17 | 0 | 0
|  |  |  | 1974-03-18 | 0 | 0
|  |  |  | 1974-03-19 | 0 | 0
|  |  |  | 1974-03-20 | 0.12 | 0.12
|  |  |  | 1974-03-21 | 0 | 0
|  |  |  | 1974-03-22 | 0 | 0
|  |  |  | 1974-03-23 | 0 | 0
|  |  |  | 1974-03-24 | 0 | 0
|  |  |  | 1974-03-25 | 0 | 0
|  |  |  | 1974-03-26 | 0 | 0
|  |  |  | 1974-03-27 | 0 | 0
|  |  |  | 1974-03-28 | 0 | 0
|  |  |  | 1974-03-29 | 0 | 0
|  |  |  | 1974-03-30 | 0 | 0
|  |  |  | 1974-03-31 | 0 | 0
|  |  |  | 1974-04-01 | 0 | 0
|  |  |  | 1974-04-02 | 0 | 0
|  |  |  | 1974-04-03 | 0 | 0
|  |  |  | 1974-04-04 | 0 | 0
|  |  |  | 1974-04-05 | 0 | 0
|  |  |  | 1974-04-06 | 0 | 0
|  |  |  | 1974-04-07 | 0 | 0
|  |  |  | 1974-04-08 | 0 | 0
|  |  |  | 1974-04-09 | 0 | 0
|  |  |  | 1974-04-10 | 0 | 0
|  |  |  | 1974-04-11 | 0.57 | 0.57
|  |  |  | 1974-04-12 | 0 | 0
|  |  |  | 1974-04-13 | 0 | 0
|  |  |  | 1974-04-14 | 0 | 0
|  |  |  | 1974-04-15 | 0 | 0
|  |  |  | 1974-04-16 | 0 | 0
|  |  |  | 1974-04-17 | 0 | 0
|  |  |  | 1974-04-18 | 0 | 0
|  |  |  | 1974-04-19 | 0 | 0
|  |  |  | 1974-04-20 | 1.92 | 1.92
|  |  |  | 1974-04-21 | 0.31 | 0.31
|  |  |  | 1974-04-22 | 0 | 0
|  |  |  | 1974-04-23 | 0 | 0
|  |  |  | 1974-04-24 | 0 | 0
|  |  |  | 1974-04-25 | 0 | 0
|  |  |  | 1974-04-26 | 0 | 0
|  |  |  | 1974-04-27 | 0 | 0
|  |  |  | 1974-04-28 | 0 | 0
|  |  |  | 1974-04-29 | 2.72 | 2.72
|  |  |  | 1974-04-30 | 0.63 | 0.63
|  |  |  | 1974-05-01 | 1.26 | 1.26
|  |  |  | 1974-05-02 | 0 | 0
|  |  |  | 1974-05-03 | 0 | 0
|  |  |  | 1974-05-04 | 0 | 0
|  |  |  | 1974-05-05 | 0.2 | 0.2
|  |  |  | 1974-05-06 | 0 | 0
|  |  |  | 1974-05-07 | 0 | 0
|  |  |  | 1974-05-08 | 0 | 0
|  |  |  | 1974-05-09 | 0 | 0
|  |  |  | 1974-05-10 | 0 | 0
|  |  |  | 1974-05-11 | 0 | 0
|  |  |  | 1974-05-12 | 0 | 0
|  |  |  | 1974-05-13 | 0 | 0
|  |  |  | 1974-05-14 | 0 | 0
|  |  |  | 1974-05-15 | 0 | 0
|  |  |  | 1974-05-16 | 0 | 0
|  |  |  | 1974-05-17 | 0 | 0
|  |  |  | 1974-05-18 | 0 | 0
|  |  |  | 1974-05-19 | 0 | 0
|  |  |  | 1974-05-20 | 0 | 0
|  |  |  | 1974-05-21 | 0.14 | 0.14
|  |  |  | 1974-05-22 | 0 | 0
|  |  |  | 1974-05-23 | 0 | 0
|  |  |  | 1974-05-24 | 0.17 | 0.17
|  |  |  | 1974-05-25 | 0.04 | 0.04
|  |  |  | 1974-05-26 | 0 | 0
|  |  |  | 1974-05-27 | 0 | 0
|  |  |  | 1974-05-28 | 0 | 0
|  |  |  | 1974-05-29 | 0 | 0
|  |  |  | 1974-05-30 | 0 | 0
|  |  |  | 1974-05-31 | 0 | 0
|  |  |  | 1974-06-01 | 0 | 0
|  |  |  | 1974-06-02 | 0 | 0
|  |  |  | 1974-06-03 | 1.29 | 1.29
|  |  |  | 1974-06-04 | 0.06 | 0.06
|  |  |  | 1974-06-05 | 0 | 0
|  |  |  | 1974-06-06 | 0 | 0
|  |  |  | 1974-06-07 | 0 | 0
|  |  |  | 1974-06-08 | 0 | 0
|  |  |  | 1974-06-09 | 0 | 0
|  |  |  | 1974-06-10 | 0 | 0
|  |  |  | 1974-06-11 | 0 | 0
|  |  |  | 1974-06-12 | 0 | 0
|  |  |  | 1974-06-13 | 0 | 0
|  |  |  | 1974-06-14 | 0 | 0
|  |  |  | 1974-06-15 | 0 | 0
|  |  |  | 1974-06-16 | 0 | 0
|  |  |  | 1974-06-17 | 0 | 0
|  |  |  | 1974-06-18 | 0 | 0
|  |  |  | 1974-06-19 | 0 | 0
|  |  |  | 1974-06-20 | 0 | 0
|  |  |  | 1974-06-21 | 0 | 0
|  |  |  | 1974-06-22 | 0 | 0
|  |  |  | 1974-06-23 | 0 | 0
|  |  |  | 1974-06-24 | 0.05 | 0.05
|  |  |  | 1974-06-25 | 0 | 0
|  |  |  | 1974-06-26 | 0 | 0
|  |  |  | 1974-06-27 | 0 | 0
|  |  |  | 1974-06-28 | 0 | 0
|  |  |  | 1974-06-29 | 0 | 0
|  |  |  | 1974-06-30 | 0 | 0
|  |  |  | 1974-07-01 | 0 | 0
|  |  |  | 1974-07-02 | 0 | 0
|  |  |  | 1974-07-03 | 0 | 0
|  |  |  | 1974-07-04 | 0.21 | 0.21
|  |  |  | 1974-07-05 | 0 | 0
|  |  |  | 1974-07-06 | 0 | 0
|  |  |  | 1974-07-07 | 0 | 0
|  |  |  | 1974-07-08 | 0 | 0
|  |  |  | 1974-07-09 | 0 | 0
|  |  |  | 1974-07-10 | 0 | 0
|  |  |  | 1974-07-11 | 0 | 0
|  |  |  | 1974-07-12 | 0.02 | 0.02
|  |  |  | 1974-07-13 | 0 | 0
|  |  |  | 1974-07-14 | 0 | 0
|  |  |  | 1974-07-15 | 0.31 | 0.31
|  |  |  | 1974-07-16 | 0 | 0
|  |  |  | 1974-07-17 | 0 | 0
|  |  |  | 1974-07-18 | 0 | 0
|  |  |  | 1974-07-19 | 0 | 0
|  |  |  | 1974-07-20 | 0 | 0
|  |  |  | 1974-07-21 | 0 | 0
|  |  |  | 1974-07-22 | 0 | 0
|  |  |  | 1974-07-23 | 0 | 0
|  |  |  | 1974-07-24 | 0 | 0
|  |  |  | 1974-07-25 | 0 | 0
|  |  |  | 1974-07-26 | 0 | 0
|  |  |  | 1974-07-27 | 0 | 0
|  |  |  | 1974-07-28 | 0 | 0
|  |  |  | 1974-07-29 | 0.32 | 0.32
|  |  |  | 1974-07-30 | 0 | 0
|  |  |  | 1974-07-31 | 0 | 0
|  |  |  | 1974-08-01 | 0.04 | 0.04
|  |  |  | 1974-08-02 | 0 | 0
|  |  |  | 1974-08-03 | 0 | 0
|  |  |  | 1974-08-04 | 0 | 0
|  |  |  | 1974-08-05 | 0.38 | 0.38
|  |  |  | 1974-08-06 | 0.48 | 0.48
|  |  |  | 1974-08-07 | 0 | 0
|  |  |  | 1974-08-08 | 0 | 0
|  |  |  | 1974-08-09 | 0 | 0
|  |  |  | 1974-08-10 | 1.31 | 1.31
|  |  |  | 1974-08-11 | 0 | 0
|  |  |  | 1974-08-12 | 0 | 0
|  |  |  | 1974-08-13 | 0 | 0
|  |  |  | 1974-08-14 | 0 | 0
|  |  |  | 1974-08-15 | 0 | 0
|  |  |  | 1974-08-16 | 0 | 0
|  |  |  | 1974-08-17 | 0 | 0
|  |  |  | 1974-08-18 | 0 | 0
|  |  |  | 1974-08-19 | 0 | 0
|  |  |  | 1974-08-20 | 0 | 0
|  |  |  | 1974-08-21 | 0 | 0
|  |  |  | 1974-08-22 | 0 | 0
|  |  |  | 1974-08-23 | 0 | 0
|  |  |  | 1974-08-24 | 0 | 0
|  |  |  | 1974-08-25 | 0 | 0
|  |  |  | 1974-08-26 | 0.24 | 0.24
|  |  |  | 1974-08-27 | 0.33 | 0.33
|  |  |  | 1974-08-28 | 0 | 0
|  |  |  | 1974-08-29 | 0.49 | 0.49
|  |  |  | 1974-08-30 | 0 | 0
|  |  |  | 1974-08-31 | 0.01 | 0.01
|  |  |  | 1974-09-01 | 0 | 0
|  |  |  | 1974-09-02 | 0 | 0
|  |  |  | 1974-09-03 | 0 | 0
|  |  |  | 1974-09-04 | 0 | 0
|  |  |  | 1974-09-05 | 0 | 0
|  |  |  | 1974-09-06 | 0 | 0
|  |  |  | 1974-09-07 | 0 | 0
|  |  |  | 1974-09-08 | 0 | 0
|  |  |  | 1974-09-09 | 0 | 0
|  |  |  | 1974-09-10 | 0.03 | 0.03
|  |  |  | 1974-09-11 | 0 | 0
|  |  |  | 1974-09-12 | 0 | 0
|  |  |  | 1974-09-13 | 0.04 | 0.04
|  |  |  | 1974-09-14 | 0 | 0
|  |  |  | 1974-09-15 | 0.8 | 0.8
|  |  |  | 1974-09-16 | 0.92 | 0.92
|  |  |  | 1974-09-17 | 0.01 | 0.01
|  |  |  | 1974-09-18 | 0.11 | 0.11
|  |  |  | 1974-09-19 | 0 | 0
|  |  |  | 1974-09-20 | 0.65 | 0.65
|  |  |  | 1974-09-21 | 0.09 | 0.09
|  |  |  | 1974-09-22 | 0 | 0
|  |  |  | 1974-09-23 | 0.07 | 0.07
|  |  |  | 1974-09-24 | 3.1 | 3.1
|  |  |  | 1974-09-25 | 0.1 | 0.1
|  |  |  | 1974-09-26 | 0 | 0
|  |  |  | 1974-09-27 | 0 | 0
|  |  |  | 1974-09-28 | 0 | 0
|  |  |  | 1974-09-29 | 0 | 0
|  |  |  | 1974-09-30 | 0 | 0
|  |  |  | 1974-10-01 | 0 | 0
|  |  |  | 1974-10-02 | 0 | 0
|  |  |  | 1974-10-03 | 0 | 0
|  |  |  | 1974-10-04 | 0 | 0
|  |  |  | 1974-10-05 | 0 | 0
|  |  |  | 1974-10-06 | 0.01 | 0.01
|  |  |  | 1974-10-07 | 0 | 0
|  |  |  | 1974-10-08 | 0 | 0
|  |  |  | 1974-10-09 | 0 | 0
|  |  |  | 1974-10-10 | 0 | 0
|  |  |  | 1974-10-11 | 0 | 0
|  |  |  | 1974-10-12 | 0 | 0
|  |  |  | 1974-10-13 | 0.23 | 0.23
|  |  |  | 1974-10-14 | 0.59 | 0.59
|  |  |  | 1974-10-15 | 0 | 0
|  |  |  | 1974-10-16 | 0 | 0
|  |  |  | 1974-10-17 | 0 | 0
|  |  |  | 1974-10-18 | 0 | 0
|  |  |  | 1974-10-19 | 0 | 0
|  |  |  | 1974-10-20 | 0 | 0
|  |  |  | 1974-10-21 | 0 | 0
|  |  |  | 1974-10-22 | 0.02 | 0.02
|  |  |  | 1974-10-23 | 0 | 0
|  |  |  | 1974-10-24 | 0.66 | 0.66
|  |  |  | 1974-10-25 | 0 | 0
|  |  |  | 1974-10-26 | 0 | 0
|  |  |  | 1974-10-27 | 0.21 | 0.21
|  |  |  | 1974-10-28 | 0.43 | 0.43
|  |  |  | 1974-10-29 | 0 | 0
|  |  |  | 1974-10-30 | 0.85 | 0.85
|  |  |  | 1974-10-31 | 0.47 | 0.47
|  |  |  | 1974-11-01 | 0 | 0
|  |  |  | 1974-11-02 | 0 | 0
|  |  |  | 1974-11-03 | 0.08 | 0.08
|  |  |  | 1974-11-04 | 0 | 0
|  |  |  | 1974-11-05 | 0 | 0
|  |  |  | 1974-11-06 | 0 | 0
|  |  |  | 1974-11-07 | 0 | 0
|  |  |  | 1974-11-08 | 0 | 0
|  |  |  | 1974-11-09 | 0.22 | 0.22
|  |  |  | 1974-11-10 | 0.21 | 0.21
|  |  |  | 1974-11-11 | 0 | 0
|  |  |  | 1974-11-12 | 0 | 0
|  |  |  | 1974-11-13 | 0 | 0
|  |  |  | 1974-11-14 | 0 | 0
|  |  |  | 1974-11-15 | 0 | 0
|  |  |  | 1974-11-16 | 0 | 0
|  |  |  | 1974-11-17 | 0 | 0
|  |  |  | 1974-11-18 | 0 | 0
|  |  |  | 1974-11-19 | 0 | 0
|  |  |  | 1974-11-20 | 0 | 0
|  |  |  | 1974-11-21 | 0 | 0
|  |  |  | 1974-11-22 | 0 | 0
|  |  |  | 1974-11-23 | 0 | 0
|  |  |  | 1974-11-24 | 0 | 0
|  |  |  | 1974-11-25 | 0 | 0
|  |  |  | 1974-11-26 | 0 | 0
|  |  |  | 1974-11-27 | 0 | 0
|  |  |  | 1974-11-28 | 0 | 0
|  |  |  | 1974-11-29 | 0.02 | 0.02
|  |  |  | 1974-11-30 | 0 | 0
|  |  |  | 1974-12-01 | 0 | 0
|  |  |  | 1974-12-02 | 0 | 0
|  |  |  | 1974-12-03 | 0 | 0
|  |  |  | 1974-12-04 | 0 | 0
|  |  |  | 1974-12-05 | 0.02 | 0.02
|  |  |  | 1974-12-06 | 0 | 0
|  |  |  | 1974-12-07 | 0 | 0
|  |  |  | 1974-12-08 | 0 | 0
|  |  |  | 1974-12-09 | 0 | 0
|  |  |  | 1974-12-10 | 0.51 | 0.51
|  |  |  | 1974-12-11 | 0.02 | 0.02
|  |  |  | 1974-12-12 | 0 | 0
|  |  |  | 1974-12-13 | 0 | 0
|  |  |  | 1974-12-14 | 0 | 0
|  |  |  | 1974-12-15 | 0 | 0
|  |  |  | 1974-12-16 | 0 | 0
|  |  |  | 1974-12-17 | 0 | 0
|  |  |  | 1974-12-18 | 0 | 0
|  |  |  | 1974-12-19 | 0 | 0
|  |  |  | 1974-12-20 | 0 | 0
|  |  |  | 1974-12-21 | 0 | 0
|  |  |  | 1974-12-22 | 0 | 0
|  |  |  | 1974-12-23 | 0 | 0
|  |  |  | 1974-12-24 | 0 | 0
|  |  |  | 1974-12-25 | 0 | 0
|  |  |  | 1974-12-26 | 0.04 | 0.04
|  |  |  | 1974-12-27 | 0 | 0
|  |  |  | 1974-12-28 | 0 | 0
|  |  |  | 1974-12-29 | 0 | 0
|  |  |  | 1974-12-30 | 0.06 | 0.06
|  |  |  | 1974-12-31 | 0.23 | 0.23
|  |  |  | 1975-01-01 | 0.01 | 0.01
|  |  |  | 1975-01-02 | 0.67 | 0.67
|  |  |  | 1975-01-03 | 0 | 0
|  |  |  | 1975-01-04 | 0 | 0
|  |  |  | 1975-01-05 | 0 | 0
|  |  |  | 1975-01-06 | 0 | 0
|  |  |  | 1975-01-07 | 0 | 0
|  |  |  | 1975-01-08 | 0 | 0
|  |  |  | 1975-01-09 | 0 | 0
|  |  |  | 1975-01-10 | 0 | 0
|  |  |  | 1975-01-11 | 0 | 0
|  |  |  | 1975-01-12 | 0 | 0
|  |  |  | 1975-01-13 | 0 | 0
|  |  |  | 1975-01-14 | 0 | 0
|  |  |  | 1975-01-15 | 0 | 0
|  |  |  | 1975-01-16 | 0 | 0
|  |  |  | 1975-01-17 | 0 | 0
|  |  |  | 1975-01-18 | 0 | 0
|  |  |  | 1975-01-19 | 0 | 0
|  |  |  | 1975-01-20 | 0 | 0
|  |  |  | 1975-01-21 | 0 | 0
|  |  |  | 1975-01-22 | 0 | 0
|  |  |  | 1975-01-23 | 0 | 0
|  |  |  | 1975-01-24 | 0.13 | 0.13
|  |  |  | 1975-01-25 | 0 | 0
|  |  |  | 1975-01-26 | 0 | 0
|  |  |  | 1975-01-27 | 0 | 0
|  |  |  | 1975-01-28 | 0 | 0
|  |  |  | 1975-01-29 | 0 | 0
|  |  |  | 1975-01-30 | 0.06 | 0.06
|  |  |  | 1975-01-31 | 0.04 | 0.04
|  |  |  | 1975-02-01 | 0.39 | 0.39
|  |  |  | 1975-02-02 | 0.35 | 0.35
|  |  |  | 1975-02-03 | 0.46 | 0.46
|  |  |  | 1975-02-04 | 0.01 | 0.01
|  |  |  | 1975-02-05 | 0.02 | 0.02
|  |  |  | 1975-02-06 | 0 | 0
|  |  |  | 1975-02-07 | 0 | 0
|  |  |  | 1975-02-08 | 0 | 0
|  |  |  | 1975-02-09 | 0 | 0
|  |  |  | 1975-02-10 | 0 | 0
|  |  |  | 1975-02-11 | 0 | 0
|  |  |  | 1975-02-12 | 0 | 0
|  |  |  | 1975-02-13 | 0 | 0
|  |  |  | 1975-02-14 | 0 | 0
|  |  |  | 1975-02-15 | 0.05 | 0.05
|  |  |  | 1975-02-16 | 0.22 | 0.22
|  |  |  | 1975-02-17 | 0 | 0
|  |  |  | 1975-02-18 | 0 | 0
|  |  |  | 1975-02-19 | 0 | 0
|  |  |  | 1975-02-20 | 0 | 0
|  |  |  | 1975-02-21 | 0 | 0
|  |  |  | 1975-02-22 | 0.19 | 0.19
|  |  |  | 1975-02-23 | 0.02 | 0.02
|  |  |  | 1975-02-24 | 0 | 0
|  |  |  | 1975-02-25 | 0 | 0
|  |  |  | 1975-02-26 | 0 | 0
|  |  |  | 1975-02-27 | 0 | 0
|  |  |  | 1975-02-28 | 0 | 0
|  |  |  | 1975-03-01 | 0 | 0
|  |  |  | 1975-03-02 | 0 | 0
|  |  |  | 1975-03-03 | 0.02 | 0.02
|  |  |  | 1975-03-04 | 0 | 0
|  |  |  | 1975-03-05 | 0 | 0
|  |  |  | 1975-03-06 | 0 | 0
|  |  |  | 1975-03-07 | 0 | 0
|  |  |  | 1975-03-08 | 0 | 0
|  |  |  | 1975-03-09 | 0.18 | 0.18
|  |  |  | 1975-03-10 | 0 | 0
|  |  |  | 1975-03-11 | 0.14 | 0.14
|  |  |  | 1975-03-12 | 0.02 | 0.02
|  |  |  | 1975-03-13 | 0 | 0
|  |  |  | 1975-03-14 | 0 | 0
|  |  |  | 1975-03-15 | 0.17 | 0.17
|  |  |  | 1975-03-16 | 0 | 0
|  |  |  | 1975-03-17 | 0.21 | 0.21
|  |  |  | 1975-03-18 | 0.03 | 0.03
|  |  |  | 1975-03-19 | 0 | 0
|  |  |  | 1975-03-20 | 0 | 0
|  |  |  | 1975-03-21 | 0 | 0
|  |  |  | 1975-03-22 | 0 | 0
|  |  |  | 1975-03-23 | 0 | 0
|  |  |  | 1975-03-24 | 0 | 0
|  |  |  | 1975-03-25 | 0 | 0
|  |  |  | 1975-03-26 | 0.02 | 0.02
|  |  |  | 1975-03-27 | 0.41 | 0.41
|  |  |  | 1975-03-28 | 0.35 | 0.35
|  |  |  | 1975-03-29 | 0.02 | 0.02
|  |  |  | 1975-03-30 | 0 | 0
|  |  |  | 1975-03-31 | 0 | 0
|  |  |  | 1975-04-01 | 0 | 0
|  |  |  | 1975-04-02 | 0 | 0
|  |  |  | 1975-04-03 | 0 | 0
|  |  |  | 1975-04-04 | 0 | 0
|  |  |  | 1975-04-05 | 0 | 0
|  |  |  | 1975-04-06 | 0 | 0
|  |  |  | 1975-04-07 | 0.65 | 0.65
|  |  |  | 1975-04-08 | 0 | 0
|  |  |  | 1975-04-09 | 0 | 0
|  |  |  | 1975-04-10 | 0 | 0
|  |  |  | 1975-04-11 | 0 | 0
|  |  |  | 1975-04-12 | 0 | 0
|  |  |  | 1975-04-13 | 0.47 | 0.47
|  |  |  | 1975-04-14 | 0 | 0
|  |  |  | 1975-04-15 | 0 | 0
|  |  |  | 1975-04-16 | 0 | 0
|  |  |  | 1975-04-17 | 0 | 0
|  |  |  | 1975-04-18 | 0 | 0
|  |  |  | 1975-04-19 | 0 | 0
|  |  |  | 1975-04-20 | 0 | 0
|  |  |  | 1975-04-21 | 0 | 0
|  |  |  | 1975-04-22 | 0 | 0
|  |  |  | 1975-04-23 | 0 | 0
|  |  |  | 1975-04-24 | 0 | 0
|  |  |  | 1975-04-25 | 0 | 0
|  |  |  | 1975-04-26 | 0 | 0
|  |  |  | 1975-04-27 | 1.81 | 1.81
|  |  |  | 1975-04-28 | 0 | 0
|  |  |  | 1975-04-29 | 0.01 | 0.01
|  |  |  | 1975-04-30 | 0 | 0
|  |  |  | 1975-05-01 | 0 | 0
|  |  |  | 1975-05-02 | 0.17 | 0.17
|  |  |  | 1975-05-03 | 0 | 0
|  |  |  | 1975-05-04 | 0 | 0
|  |  |  | 1975-05-05 | 0 | 0
|  |  |  | 1975-05-06 | 0 | 0
|  |  |  | 1975-05-07 | 0 | 0
|  |  |  | 1975-05-08 | 0 | 0
|  |  |  | 1975-05-09 | 0 | 0
|  |  |  | 1975-05-10 | 0.22 | 0.22
|  |  |  | 1975-05-11 | 0.74 | 0.74
|  |  |  | 1975-05-12 | 0 | 0
|  |  |  | 1975-05-13 | 0.36 | 0.36
|  |  |  | 1975-05-14 | 0 | 0
|  |  |  | 1975-05-15 | 0 | 0
|  |  |  | 1975-05-16 | 0 | 0
|  |  |  | 1975-05-17 | 0 | 0
|  |  |  | 1975-05-18 | 0 | 0
|  |  |  | 1975-05-19 | 0.04 | 0.04
|  |  |  | 1975-05-20 | 0.01 | 0.01
|  |  |  | 1975-05-21 | 0 | 0
|  |  |  | 1975-05-22 | 5.12 | 5.12
|  |  |  | 1975-05-23 | 0.58 | 0.58
|  |  |  | 1975-05-24 | 0.05 | 0.05
|  |  |  | 1975-05-25 | 0 | 0
|  |  |  | 1975-05-26 | 0 | 0
|  |  |  | 1975-05-27 | 0 | 0
|  |  |  | 1975-05-28 | 1.16 | 1.16
|  |  |  | 1975-05-29 | 1.21 | 1.21
|  |  |  | 1975-05-30 | 0 | 0
|  |  |  | 1975-05-31 | 0 | 0
|  |  |  | 1975-06-01 | 0 | 0
|  |  |  | 1975-06-02 | 0 | 0
|  |  |  | 1975-06-03 | 0 | 0
|  |  |  | 1975-06-04 | 0 | 0
|  |  |  | 1975-06-05 | 0 | 0
|  |  |  | 1975-06-06 | 0 | 0
|  |  |  | 1975-06-07 | 0.54 | 0.54
|  |  |  | 1975-06-08 | 0 | 0
|  |  |  | 1975-06-09 | 0 | 0
|  |  |  | 1975-06-10 | 0.04 | 0.04
|  |  |  | 1975-06-11 | 0 | 0
|  |  |  | 1975-06-12 | 0 | 0
|  |  |  | 1975-06-13 | 0 | 0
|  |  |  | 1975-06-14 | 0 | 0
|  |  |  | 1975-06-15 | 0 | 0
|  |  |  | 1975-06-16 | 0 | 0
|  |  |  | 1975-06-17 | 0 | 0
|  |  |  | 1975-06-18 | 0 | 0
|  |  |  | 1975-06-19 | 0 | 0
|  |  |  | 1975-06-20 | 0 | 0
|  |  |  | 1975-06-21 | 0 | 0
|  |  |  | 1975-06-22 | 1.06 | 1.06
|  |  |  | 1975-06-23 | 0.02 | 0.02
|  |  |  | 1975-06-24 | 0.03 | 0.03
|  |  |  | 1975-06-25 | 0 | 0
|  |  |  | 1975-06-26 | 0 | 0
|  |  |  | 1975-06-27 | 0 | 0
|  |  |  | 1975-06-28 | 0 | 0
|  |  |  | 1975-06-29 | 0 | 0
|  |  |  | 1975-06-30 | 0 | 0
|  |  |  | 1975-07-01 | 0 | 0
|  |  |  | 1975-07-02 | 0 | 0
|  |  |  | 1975-07-03 | 0.07 | 0.07
|  |  |  | 1975-07-04 | 0.02 | 0.02
|  |  |  | 1975-07-05 | 0 | 0
|  |  |  | 1975-07-06 | 0 | 0
|  |  |  | 1975-07-07 | 0 | 0
|  |  |  | 1975-07-08 | 0 | 0
|  |  |  | 1975-07-09 | 0 | 0
|  |  |  | 1975-07-10 | 0.01 | 0.01
|  |  |  | 1975-07-11 | 0.22 | 0.22
|  |  |  | 1975-07-12 | 0 | 0
|  |  |  | 1975-07-13 | 0 | 0
|  |  |  | 1975-07-14 | 0 | 0
|  |  |  | 1975-07-15 | 0 | 0
|  |  |  | 1975-07-16 | 0 | 0
|  |  |  | 1975-07-17 | 0 | 0
|  |  |  | 1975-07-18 | 0.03 | 0.03
|  |  |  | 1975-07-19 | 0.56 | 0.56
|  |  |  | 1975-07-20 | 0 | 0
|  |  |  | 1975-07-21 | 0 | 0
|  |  |  | 1975-07-22 | 0 | 0
|  |  |  | 1975-07-23 | 0 | 0
|  |  |  | 1975-07-24 | 1.86 | 1.86
|  |  |  | 1975-07-25 | 0.64 | 0.64
|  |  |  | 1975-07-26 | 0 | 0
|  |  |  | 1975-07-27 | 0 | 0
|  |  |  | 1975-07-28 | 0 | 0
|  |  |  | 1975-07-29 | 0 | 0
|  |  |  | 1975-07-30 | 0 | 0
|  |  |  | 1975-07-31 | 0 | 0
|  |  |  | 1975-08-01 | 0 | 0
|  |  |  | 1975-08-02 | 0 | 0
|  |  |  | 1975-08-03 | 0 | 0
|  |  |  | 1975-08-04 | 0 | 0
|  |  |  | 1975-08-05 | 0 | 0
|  |  |  | 1975-08-06 | 0 | 0
|  |  |  | 1975-08-07 | 0 | 0
|  |  |  | 1975-08-08 | 0 | 0
|  |  |  | 1975-08-09 | 0 | 0
|  |  |  | 1975-08-10 | 0 | 0
|  |  |  | 1975-08-11 | 0 | 0
|  |  |  | 1975-08-12 | 0 | 0
|  |  |  | 1975-08-13 | 0.41 | 0.41
|  |  |  | 1975-08-14 | 0 | 0
|  |  |  | 1975-08-15 | 0.04 | 0.04
|  |  |  | 1975-08-16 | 0.14 | 0.14
|  |  |  | 1975-08-17 | 0.25 | 0.25
|  |  |  | 1975-08-18 | 0 | 0
|  |  |  | 1975-08-19 | 0 | 0
|  |  |  | 1975-08-20 | 0 | 0
|  |  |  | 1975-08-21 | 0 | 0
|  |  |  | 1975-08-22 | 0 | 0
|  |  |  | 1975-08-23 | 0 | 0
|  |  |  | 1975-08-24 | 0 | 0
|  |  |  | 1975-08-25 | 0 | 0
|  |  |  | 1975-08-26 | 2.57 | 2.57
|  |  |  | 1975-08-27 | 0.05 | 0.05
|  |  |  | 1975-08-28 | 0 | 0
|  |  |  | 1975-08-29 | 0 | 0
|  |  |  | 1975-08-30 | 0 | 0
|  |  |  | 1975-08-31 | 0 | 0
|  |  |  | 1975-09-01 | 0 | 0
|  |  |  | 1975-09-02 | 0 | 0
|  |  |  | 1975-09-03 | 0 | 0
|  |  |  | 1975-09-04 | 0 | 0
|  |  |  | 1975-09-05 | 0 | 0
|  |  |  | 1975-09-06 | 0 | 0
|  |  |  | 1975-09-07 | 0 | 0
|  |  |  | 1975-09-08 | 0 | 0
|  |  |  | 1975-09-09 | 0 | 0
|  |  |  | 1975-09-10 | 0 | 0
|  |  |  | 1975-09-11 | 1.7 | 1.7
|  |  |  | 1975-09-12 | 0.7 | 0.7
|  |  |  | 1975-09-13 | 0.66 | 0.66
|  |  |  | 1975-09-14 | 0.35 | 0.35
|  |  |  | 1975-09-15 | 0.04 | 0.04
|  |  |  | 1975-09-16 | 0 | 0
|  |  |  | 1975-09-17 | 0 | 0
|  |  |  | 1975-09-18 | 0 | 0
|  |  |  | 1975-09-19 | 0 | 0
|  |  |  | 1975-09-20 | 0 | 0
|  |  |  | 1975-09-21 | 0.2 | 0.2
|  |  |  | 1975-09-22 | 0 | 0
|  |  |  | 1975-09-23 | 0 | 0
|  |  |  | 1975-09-24 | 0 | 0
|  |  |  | 1975-09-25 | 0 | 0
|  |  |  | 1975-09-26 | 0 | 0
|  |  |  | 1975-09-27 | 0 | 0
|  |  |  | 1975-09-28 | 0 | 0
|  |  |  | 1975-09-29 | 0 | 0
|  |  |  | 1975-09-30 | 0 | 0
|  |  |  | 1975-10-01 | 0.1 | 0.1
|  |  |  | 1975-10-02 | 0 | 0
|  |  |  | 1975-10-03 | 0 | 0
|  |  |  | 1975-10-04 | 0 | 0
|  |  |  | 1975-10-05 | 0 | 0
|  |  |  | 1975-10-06 | 0 | 0
|  |  |  | 1975-10-07 | 0 | 0
|  |  |  | 1975-10-08 | 0 | 0
|  |  |  | 1975-10-09 | 0 | 0
|  |  |  | 1975-10-10 | 0 | 0
|  |  |  | 1975-10-11 | 0 | 0
|  |  |  | 1975-10-12 | 0 | 0
|  |  |  | 1975-10-13 | 0 | 0
|  |  |  | 1975-10-14 | 0 | 0
|  |  |  | 1975-10-15 | 0.72 | 0.72
|  |  |  | 1975-10-16 | 0 | 0
|  |  |  | 1975-10-17 | 0 | 0
|  |  |  | 1975-10-18 | 0 | 0
|  |  |  | 1975-10-19 | 0 | 0
|  |  |  | 1975-10-20 | 0 | 0
|  |  |  | 1975-10-21 | 0 | 0
|  |  |  | 1975-10-22 | 0 | 0
|  |  |  | 1975-10-23 | 0 | 0
|  |  |  | 1975-10-24 | 0 | 0
|  |  |  | 1975-10-25 | 0 | 0
|  |  |  | 1975-10-26 | 0 | 0
|  |  |  | 1975-10-27 | 0 | 0
|  |  |  | 1975-10-28 | 0 | 0
|  |  |  | 1975-10-29 | 0 | 0
|  |  |  | 1975-10-30 | 0 | 0
|  |  |  | 1975-10-31 | 0 | 0
|  |  |  | 1975-11-01 | 0 | 0
|  |  |  | 1975-11-02 | 0.77 | 0.77
|  |  |  | 1975-11-03 | 0 | 0
|  |  |  | 1975-11-04 | 0 | 0
|  |  |  | 1975-11-05 | 0.1 | 0.1
|  |  |  | 1975-11-06 | 0 | 0
|  |  |  | 1975-11-07 | 0 | 0
|  |  |  | 1975-11-08 | 0 | 0
|  |  |  | 1975-11-09 | 0 | 0
|  |  |  | 1975-11-10 | 0 | 0
|  |  |  | 1975-11-11 | 0 | 0
|  |  |  | 1975-11-12 | 0 | 0
|  |  |  | 1975-11-13 | 0 | 0
|  |  |  | 1975-11-14 | 0 | 0
|  |  |  | 1975-11-15 | 0 | 0
|  |  |  | 1975-11-16 | 0 | 0
|  |  |  | 1975-11-17 | 0 | 0
|  |  |  | 1975-11-18 | 0 | 0
|  |  |  | 1975-11-19 | 0.33 | 0.33
|  |  |  | 1975-11-20 | 0 | 0
|  |  |  | 1975-11-21 | 0 | 0
|  |  |  | 1975-11-22 | 0 | 0
|  |  |  | 1975-11-23 | 0 | 0
|  |  |  | 1975-11-24 | 0 | 0
|  |  |  | 1975-11-25 | 0 | 0
|  |  |  | 1975-11-26 | 0.05 | 0.05
|  |  |  | 1975-11-27 | 0 | 0
|  |  |  | 1975-11-28 | 0 | 0
|  |  |  | 1975-11-29 | 0.06 | 0.06
|  |  |  | 1975-11-30 | 0 | 0
|  |  |  | 1975-12-01 | 0 | 0
|  |  |  | 1975-12-02 | 0 | 0
|  |  |  | 1975-12-03 | 0 | 0
|  |  |  | 1975-12-04 | 0 | 0
|  |  |  | 1975-12-05 | 0 | 0
|  |  |  | 1975-12-06 | 0 | 0
|  |  |  | 1975-12-07 | 0 | 0
|  |  |  | 1975-12-08 | 0 | 0
|  |  |  | 1975-12-09 | 0 | 0
|  |  |  | 1975-12-10 | 0 | 0
|  |  |  | 1975-12-11 | 0 | 0
|  |  |  | 1975-12-12 | 0 | 0
|  |  |  | 1975-12-13 | 0 | 0
|  |  |  | 1975-12-14 | 0 | 0
|  |  |  | 1975-12-15 | 0 | 0
|  |  |  | 1975-12-16 | 0 | 0
|  |  |  | 1975-12-17 | 0 | 0
|  |  |  | 1975-12-18 | 0 | 0
|  |  |  | 1975-12-19 | 0 | 0
|  |  |  | 1975-12-20 | 0 | 0
|  |  |  | 1975-12-21 | 0 | 0
|  |  |  | 1975-12-22 | 0.09 | 0.09
|  |  |  | 1975-12-23 | 0 | 0
|  |  |  | 1975-12-24 | 1.2 | 1.2
|  |  |  | 1975-12-25 | 0.09 | 0.09
|  |  |  | 1975-12-26 | 0 | 0
|  |  |  | 1975-12-27 | 0 | 0
|  |  |  | 1975-12-28 | 0.48 | 0.48
|  |  |  | 1975-12-29 | 0 | 0
|  |  |  | 1975-12-30 | 0 | 0
|  |  |  | 1975-12-31 | 0 | 0
|  |  |  | 1976-01-01 | 0 | 0
|  |  |  | 1976-01-02 | 0 | 0
|  |  |  | 1976-01-03 | 0 | 0
|  |  |  | 1976-01-04 | 0 | 0
|  |  |  | 1976-01-05 | 0 | 0
|  |  |  | 1976-01-06 | 0 | 0
|  |  |  | 1976-01-07 | 0 | 0
|  |  |  | 1976-01-08 | 0 | 0
|  |  |  | 1976-01-09 | 0 | 0
|  |  |  | 1976-01-10 | 0 | 0
|  |  |  | 1976-01-11 | 0 | 0
|  |  |  | 1976-01-12 | 0 | 0
|  |  |  | 1976-01-13 | 0 | 0
|  |  |  | 1976-01-14 | 0 | 0
|  |  |  | 1976-01-15 | 0 | 0
|  |  |  | 1976-01-16 | 0 | 0
|  |  |  | 1976-01-17 | 0 | 0
|  |  |  | 1976-01-18 | 0 | 0
|  |  |  | 1976-01-19 | 0 | 0
|  |  |  | 1976-01-20 | 0 | 0
|  |  |  | 1976-01-21 | 0 | 0
|  |  |  | 1976-01-22 | 0 | 0
|  |  |  | 1976-01-23 | 0 | 0
|  |  |  | 1976-01-24 | 0 | 0
|  |  |  | 1976-01-25 | 0 | 0
|  |  |  | 1976-01-26 | 0 | 0
|  |  |  | 1976-01-27 | 0 | 0
|  |  |  | 1976-01-28 | 0 | 0
|  |  |  | 1976-01-29 | 0 | 0
|  |  |  | 1976-01-30 | 0 | 0
|  |  |  | 1976-01-31 | 0 | 0
|  |  |  | 1976-02-01 | 0 | 0
|  |  |  | 1976-02-02 | 0 | 0
|  |  |  | 1976-02-03 | 0 | 0
|  |  |  | 1976-02-04 | 0 | 0
|  |  |  | 1976-02-05 | 0.07 | 0.07
|  |  |  | 1976-02-06 | 0.03 | 0.03
|  |  |  | 1976-02-07 | 0 | 0
|  |  |  | 1976-02-08 | 0 | 0
|  |  |  | 1976-02-09 | 0 | 0
|  |  |  | 1976-02-10 | 0 | 0
|  |  |  | 1976-02-11 | 0 | 0
|  |  |  | 1976-02-12 | 0 | 0
|  |  |  | 1976-02-13 | 0 | 0
|  |  |  | 1976-02-14 | 0 | 0
|  |  |  | 1976-02-15 | 0 | 0
|  |  |  | 1976-02-16 | 0 | 0
|  |  |  | 1976-02-17 | 0 | 0
|  |  |  | 1976-02-18 | 0 | 0
|  |  |  | 1976-02-19 | 0 | 0
|  |  |  | 1976-02-20 | 0 | 0
|  |  |  | 1976-02-21 | 0 | 0
|  |  |  | 1976-02-22 | 0 | 0
|  |  |  | 1976-02-23 | 0 | 0
|  |  |  | 1976-02-24 | 0 | 0
|  |  |  | 1976-02-25 | 0 | 0
|  |  |  | 1976-02-26 | 0 | 0
|  |  |  | 1976-02-27 | 0 | 0
|  |  |  | 1976-02-28 | 0 | 0
|  |  |  | 1976-02-29 | 0 | 0
|  |  |  | 1976-03-01 | 0 | 0
|  |  |  | 1976-03-02 | 0 | 0
|  |  |  | 1976-03-03 | 0.19 | 0.19
|  |  |  | 1976-03-04 | 0 | 0
|  |  |  | 1976-03-05 | 0 | 0
|  |  |  | 1976-03-06 | 0 | 0
|  |  |  | 1976-03-07 | 0.81 | 0.81
|  |  |  | 1976-03-08 | 0.87 | 0.87
|  |  |  | 1976-03-09 | 0 | 0
|  |  |  | 1976-03-10 | 0 | 0
|  |  |  | 1976-03-11 | 0.02 | 0.02
|  |  |  | 1976-03-12 | 0 | 0
|  |  |  | 1976-03-13 | 0 | 0
|  |  |  | 1976-03-14 | 0 | 0
|  |  |  | 1976-03-15 | 0 | 0
|  |  |  | 1976-03-16 | 0 | 0
|  |  |  | 1976-03-17 | 0 | 0
|  |  |  | 1976-03-18 | 0 | 0
|  |  |  | 1976-03-19 | 0 | 0
|  |  |  | 1976-03-20 | 0 | 0
|  |  |  | 1976-03-21 | 0 | 0
|  |  |  | 1976-03-22 | 0 | 0
|  |  |  | 1976-03-23 | 0 | 0
|  |  |  | 1976-03-24 | 0 | 0
|  |  |  | 1976-03-25 | 0 | 0
|  |  |  | 1976-03-26 | 0 | 0
|  |  |  | 1976-03-27 | 0 | 0
|  |  |  | 1976-03-28 | 0 | 0
|  |  |  | 1976-03-29 | 0.01 | 0.01
|  |  |  | 1976-03-30 | 0 | 0
|  |  |  | 1976-03-31 | 0 | 0
|  |  |  | 1976-04-01 | 0 | 0
|  |  |  | 1976-04-02 | 0 | 0
|  |  |  | 1976-04-03 | 0 | 0
|  |  |  | 1976-04-04 | 0 | 0
|  |  |  | 1976-04-05 | 0 | 0
|  |  |  | 1976-04-06 | 0.01 | 0.01
|  |  |  | 1976-04-07 | 0.32 | 0.32
|  |  |  | 1976-04-08 | 0.12 | 0.12
|  |  |  | 1976-04-09 | 0 | 0
|  |  |  | 1976-04-10 | 0 | 0
|  |  |  | 1976-04-11 | 0 | 0
|  |  |  | 1976-04-12 | 0.5 | 0.5
|  |  |  | 1976-04-13 | 0.1 | 0.1
|  |  |  | 1976-04-14 | 0 | 0
|  |  |  | 1976-04-15 | 0.96 | 0.96
|  |  |  | 1976-04-16 | 0.01 | 0.01
|  |  |  | 1976-04-17 | 0.46 | 0.46
|  |  |  | 1976-04-18 | 0 | 0
|  |  |  | 1976-04-19 | 1.06 | 1.06
|  |  |  | 1976-04-20 | 0 | 0
|  |  |  | 1976-04-21 | 0 | 0
|  |  |  | 1976-04-22 | 0 | 0
|  |  |  | 1976-04-23 | 0.7 | 0.7
|  |  |  | 1976-04-24 | 0 | 0
|  |  |  | 1976-04-25 | 0 | 0
|  |  |  | 1976-04-26 | 0 | 0
|  |  |  | 1976-04-27 | 0 | 0
|  |  |  | 1976-04-28 | 0.9 | 0.9
|  |  |  | 1976-04-29 | 0 | 0
|  |  |  | 1976-04-30 | 0.25 | 0.25
|  |  |  | 1976-05-01 | 0 | 0
|  |  |  | 1976-05-02 | 0 | 0
|  |  |  | 1976-05-03 | 0 | 0
|  |  |  | 1976-05-04 | 0 | 0
|  |  |  | 1976-05-05 | 0.28 | 0.28
|  |  |  | 1976-05-06 | 0 | 0
|  |  |  | 1976-05-07 | 0 | 0
|  |  |  | 1976-05-08 | 0 | 0
|  |  |  | 1976-05-09 | 0 | 0
|  |  |  | 1976-05-10 | 0 | 0
|  |  |  | 1976-05-11 | 0 | 0
|  |  |  | 1976-05-12 | 0.68 | 0.68
|  |  |  | 1976-05-13 | 0.02 | 0.02
|  |  |  | 1976-05-14 | 0 | 0
|  |  |  | 1976-05-15 | 0 | 0
|  |  |  | 1976-05-16 | 0 | 0
|  |  |  | 1976-05-17 | 0 | 0
|  |  |  | 1976-05-18 | 0 | 0
|  |  |  | 1976-05-19 | 0 | 0
|  |  |  | 1976-05-20 | 0 | 0
|  |  |  | 1976-05-21 | 0 | 0
|  |  |  | 1976-05-22 | 0.48 | 0.48
|  |  |  | 1976-05-23 | 0.18 | 0.18
|  |  |  | 1976-05-24 | 0 | 0
|  |  |  | 1976-05-25 | 0.08 | 0.08
|  |  |  | 1976-05-26 | 0.02 | 0.02
|  |  |  | 1976-05-27 | 0 | 0
|  |  |  | 1976-05-28 | 0 | 0
|  |  |  | 1976-05-29 | 0 | 0
|  |  |  | 1976-05-30 | 0.26 | 0.26
|  |  |  | 1976-05-31 | 0.28 | 0.28
|  |  |  | 1976-06-01 | 0 | 0
|  |  |  | 1976-06-02 | 0 | 0
|  |  |  | 1976-06-03 | 0 | 0
|  |  |  | 1976-06-04 | 0 | 0
|  |  |  | 1976-06-05 | 0 | 0
|  |  |  | 1976-06-06 | 0 | 0
|  |  |  | 1976-06-07 | 0 | 0
|  |  |  | 1976-06-08 | 0 | 0
|  |  |  | 1976-06-09 | 0 | 0
|  |  |  | 1976-06-10 | 0 | 0
|  |  |  | 1976-06-11 | 0 | 0
|  |  |  | 1976-06-12 | 0 | 0
|  |  |  | 1976-06-13 | 0 | 0
|  |  |  | 1976-06-14 | 0 | 0
|  |  |  | 1976-06-15 | 0 | 0
|  |  |  | 1976-06-16 | 0 | 0
|  |  |  | 1976-06-17 | 0.75 | 0.75
|  |  |  | 1976-06-18 | 0.89 | 0.89
|  |  |  | 1976-06-19 | 0 | 0
|  |  |  | 1976-06-20 | 0 | 0
|  |  |  | 1976-06-21 | 0 | 0
|  |  |  | 1976-06-22 | 0.49 | 0.49
|  |  |  | 1976-06-23 | 0.05 | 0.05
|  |  |  | 1976-06-24 | 0 | 0
|  |  |  | 1976-06-25 | 0 | 0
|  |  |  | 1976-06-26 | 0 | 0
|  |  |  | 1976-06-27 | 0 | 0
|  |  |  | 1976-06-28 | 0 | 0
|  |  |  | 1976-06-29 | 0 | 0
|  |  |  | 1976-06-30 | 0 | 0
|  |  |  | 1976-07-01 | 0 | 0
|  |  |  | 1976-07-02 | 0 | 0
|  |  |  | 1976-07-03 | 0.72 | 0.72
|  |  |  | 1976-07-04 | 0 | 0
|  |  |  | 1976-07-05 | 0 | 0
|  |  |  | 1976-07-06 | 0 | 0
|  |  |  | 1976-07-07 | 0 | 0
|  |  |  | 1976-07-08 | 0 | 0
|  |  |  | 1976-07-09 | 1.12 | 1.12
|  |  |  | 1976-07-10 | 0.14 | 0.14
|  |  |  | 1976-07-11 | 0 | 0
|  |  |  | 1976-07-12 | 0.1 | 0.1
|  |  |  | 1976-07-13 | 0.58 | 0.58
|  |  |  | 1976-07-14 | 0 | 0
|  |  |  | 1976-07-15 | 0.05 | 0.05
|  |  |  | 1976-07-16 | 0 | 0
|  |  |  | 1976-07-17 | 0 | 0
|  |  |  | 1976-07-18 | 0 | 0
|  |  |  | 1976-07-19 | 0 | 0
|  |  |  | 1976-07-20 | 0 | 0
|  |  |  | 1976-07-21 | 0 | 0
|  |  |  | 1976-07-22 | 0 | 0
|  |  |  | 1976-07-23 | 0 | 0
|  |  |  | 1976-07-24 | 0 | 0
|  |  |  | 1976-07-25 | 0 | 0
|  |  |  | 1976-07-26 | 0 | 0
|  |  |  | 1976-07-27 | 0 | 0
|  |  |  | 1976-07-28 | 1.13 | 1.13
|  |  |  | 1976-07-29 | 0.14 | 0.14
|  |  |  | 1976-07-30 | 0 | 0
|  |  |  | 1976-07-31 | 0 | 0
|  |  |  | 1976-08-01 | 0 | 0
|  |  |  | 1976-08-02 | 0 | 0
|  |  |  | 1976-08-03 | 0 | 0
|  |  |  | 1976-08-04 | 0 | 0
|  |  |  | 1976-08-05 | 0 | 0
|  |  |  | 1976-08-06 | 0.02 | 0.02
|  |  |  | 1976-08-07 | 0 | 0
|  |  |  | 1976-08-08 | 0 | 0
|  |  |  | 1976-08-09 | 0 | 0
|  |  |  | 1976-08-10 | 0 | 0
|  |  |  | 1976-08-11 | 0 | 0
|  |  |  | 1976-08-12 | 0 | 0
|  |  |  | 1976-08-13 | 0 | 0
|  |  |  | 1976-08-14 | 0 | 0
|  |  |  | 1976-08-15 | 0 | 0
|  |  |  | 1976-08-16 | 0 | 0
|  |  |  | 1976-08-17 | 0 | 0
|  |  |  | 1976-08-18 | 0 | 0
|  |  |  | 1976-08-19 | 0 | 0
|  |  |  | 1976-08-20 | 0 | 0
|  |  |  | 1976-08-21 | 0 | 0
|  |  |  | 1976-08-22 | 0 | 0
|  |  |  | 1976-08-23 | 0 | 0
|  |  |  | 1976-08-24 | 0.05 | 0.05
|  |  |  | 1976-08-25 | 0 | 0
|  |  |  | 1976-08-26 | 0 | 0
|  |  |  | 1976-08-27 | 0.03 | 0.03
|  |  |  | 1976-08-28 | 0.01 | 0.01
|  |  |  | 1976-08-29 | 0.31 | 0.31
|  |  |  | 1976-08-30 | 2 | 2
|  |  |  | 1976-08-31 | 0 | 0
|  |  |  | 1976-09-01 | 0.52 | 0.52
|  |  |  | 1976-09-02 | 0 | 0
|  |  |  | 1976-09-03 | 0 | 0
|  |  |  | 1976-09-04 | 0 | 0
|  |  |  | 1976-09-05 | 0 | 0
|  |  |  | 1976-09-06 | 0 | 0
|  |  |  | 1976-09-07 | 0 | 0
|  |  |  | 1976-09-08 | 0 | 0
|  |  |  | 1976-09-09 | 0 | 0
|  |  |  | 1976-09-10 | 0 | 0
|  |  |  | 1976-09-11 | 0 | 0
|  |  |  | 1976-09-12 | 0 | 0
|  |  |  | 1976-09-13 | 5.75 | 5.75
|  |  |  | 1976-09-14 | 0 | 0
|  |  |  | 1976-09-15 | 0 | 0
|  |  |  | 1976-09-16 | 0 | 0
|  |  |  | 1976-09-17 | 0 | 0
|  |  |  | 1976-09-18 | 0 | 0
|  |  |  | 1976-09-19 | 1.43 | 1.43
|  |  |  | 1976-09-20 | 0 | 0
|  |  |  | 1976-09-21 | 0 | 0
|  |  |  | 1976-09-22 | 0 | 0
|  |  |  | 1976-09-23 | 0 | 0
|  |  |  | 1976-09-24 | 0 | 0
|  |  |  | 1976-09-25 | 0 | 0
|  |  |  | 1976-09-26 | 0 | 0
|  |  |  | 1976-09-27 | 0.36 | 0.36
|  |  |  | 1976-09-28 | 0 | 0
|  |  |  | 1976-09-29 | 0 | 0
|  |  |  | 1976-09-30 | 0 | 0
|  |  |  | 1976-10-01 | 0 | 0
|  |  |  | 1976-10-02 | 0 | 0
|  |  |  | 1976-10-03 | 0.01 | 0.01
|  |  |  | 1976-10-04 | 1.39 | 1.39
|  |  |  | 1976-10-05 | 0 | 0
|  |  |  | 1976-10-06 | 0 | 0
|  |  |  | 1976-10-07 | 0.11 | 0.11
|  |  |  | 1976-10-08 | 0 | 0
|  |  |  | 1976-10-09 | 0 | 0
|  |  |  | 1976-10-10 | 0 | 0
|  |  |  | 1976-10-11 | 0 | 0
|  |  |  | 1976-10-12 | 0 | 0
|  |  |  | 1976-10-13 | 0 | 0
|  |  |  | 1976-10-14 | 0 | 0
|  |  |  | 1976-10-15 | 0.57 | 0.57
|  |  |  | 1976-10-16 | 0.32 | 0.32
|  |  |  | 1976-10-17 | 0 | 0
|  |  |  | 1976-10-18 | 0.33 | 0.33
|  |  |  | 1976-10-19 | 0.5 | 0.5
|  |  |  | 1976-10-20 | 0 | 0
|  |  |  | 1976-10-21 | 0 | 0
|  |  |  | 1976-10-22 | 0 | 0
|  |  |  | 1976-10-23 | 0.05 | 0.05
|  |  |  | 1976-10-24 | 0.28 | 0.28
|  |  |  | 1976-10-25 | 0 | 0
|  |  |  | 1976-10-26 | 0.19 | 0.19
|  |  |  | 1976-10-27 | 0.77 | 0.77
|  |  |  | 1976-10-28 | 0.17 | 0.17
|  |  |  | 1976-10-29 | 1.33 | 1.33
|  |  |  | 1976-10-30 | 0 | 0
|  |  |  | 1976-10-31 | 0 | 0
|  |  |  | 1976-11-01 | 0 | 0
|  |  |  | 1976-11-02 | 0 | 0
|  |  |  | 1976-11-03 | 0 | 0
|  |  |  | 1976-11-04 | 0 | 0
|  |  |  | 1976-11-05 | 0 | 0
|  |  |  | 1976-11-06 | 0 | 0
|  |  |  | 1976-11-07 | 0 | 0
|  |  |  | 1976-11-08 | 0 | 0
|  |  |  | 1976-11-09 | 0 | 0
|  |  |  | 1976-11-10 | 0 | 0
|  |  |  | 1976-11-11 | 0 | 0
|  |  |  | 1976-11-12 | 0 | 0
|  |  |  | 1976-11-13 | 0.25 | 0.25
|  |  |  | 1976-11-14 | 0.04 | 0.04
|  |  |  | 1976-11-15 | 0 | 0
|  |  |  | 1976-11-16 | 0 | 0
|  |  |  | 1976-11-17 | 0 | 0
|  |  |  | 1976-11-18 | 0 | 0
|  |  |  | 1976-11-19 | 0 | 0
|  |  |  | 1976-11-20 | 0.01 | 0.01
|  |  |  | 1976-11-21 | 0 | 0
|  |  |  | 1976-11-22 | 0 | 0
|  |  |  | 1976-11-23 | 0 | 0
|  |  |  | 1976-11-24 | 0 | 0
|  |  |  | 1976-11-25 | 0 | 0
|  |  |  | 1976-11-26 | 0 | 0
|  |  |  | 1976-11-27 | 0 | 0
|  |  |  | 1976-11-28 | 0 | 0
|  |  |  | 1976-11-29 | 0 | 0
|  |  |  | 1976-11-30 | 0 | 0
|  |  |  | 1976-12-01 | 0 | 0
|  |  |  | 1976-12-02 | 0 | 0
|  |  |  | 1976-12-03 | 0 | 0
|  |  |  | 1976-12-04 | 0 | 0
|  |  |  | 1976-12-05 | 0.92 | 0.92
|  |  |  | 1976-12-06 | 0.08 | 0.08
|  |  |  | 1976-12-07 | 0 | 0
|  |  |  | 1976-12-08 | 0 | 0
|  |  |  | 1976-12-09 | 0 | 0
|  |  |  | 1976-12-10 | 0 | 0
|  |  |  | 1976-12-11 | 0 | 0
|  |  |  | 1976-12-12 | 0 | 0
|  |  |  | 1976-12-13 | 0 | 0
|  |  |  | 1976-12-14 | 0 | 0
|  |  |  | 1976-12-15 | 0 | 0
|  |  |  | 1976-12-16 | 0 | 0
|  |  |  | 1976-12-17 | 0 | 0
|  |  |  | 1976-12-18 | 0 | 0
|  |  |  | 1976-12-19 | 0 | 0
|  |  |  | 1976-12-20 | 0 | 0
|  |  |  | 1976-12-21 | 0 | 0
|  |  |  | 1976-12-22 | 0 | 0
|  |  |  | 1976-12-23 | 0 | 0
|  |  |  | 1976-12-24 | 0 | 0
|  |  |  | 1976-12-25 | 0 | 0
|  |  |  | 1976-12-26 | 0 | 0
|  |  |  | 1976-12-27 | 0 | 0
|  |  |  | 1976-12-28 | 0 | 0
|  |  |  | 1976-12-29 | 0 | 0
|  |  |  | 1976-12-30 | 0 | 0
|  |  |  | 1976-12-31 | 0 | 0
|  |  |  | 1977-01-01 | 0 | 0
|  |  |  | 1977-01-02 | 0 | 0
|  |  |  | 1977-01-03 | 0 | 0
|  |  |  | 1977-01-04 | 0 | 0
|  |  |  | 1977-01-05 | 0 | 0
|  |  |  | 1977-01-06 | 0 | 0
|  |  |  | 1977-01-07 | 0 | 0
|  |  |  | 1977-01-08 | 0.26 | 0.26
|  |  |  | 1977-01-09 | 0.17 | 0.17
|  |  |  | 1977-01-10 | 0 | 0
|  |  |  | 1977-01-11 | 0 | 0
|  |  |  | 1977-01-12 | 0.48 | 0.48
|  |  |  | 1977-01-13 | 0.04 | 0.04
|  |  |  | 1977-01-14 | 0 | 0
|  |  |  | 1977-01-15 | 0 | 0
|  |  |  | 1977-01-16 | 0 | 0
|  |  |  | 1977-01-17 | 0 | 0
|  |  |  | 1977-01-18 | 0 | 0
|  |  |  | 1977-01-19 | 0 | 0
|  |  |  | 1977-01-20 | 0 | 0
|  |  |  | 1977-01-21 | 0 | 0
|  |  |  | 1977-01-22 | 0.05 | 0.05
|  |  |  | 1977-01-23 | 0 | 0
|  |  |  | 1977-01-24 | 0 | 0
|  |  |  | 1977-01-25 | 0 | 0
|  |  |  | 1977-01-26 | 0 | 0
|  |  |  | 1977-01-27 | 0 | 0
|  |  |  | 1977-01-28 | 0 | 0
|  |  |  | 1977-01-29 | 0 | 0
|  |  |  | 1977-01-30 | 0.09 | 0.09
|  |  |  | 1977-01-31 | 0 | 0
|  |  |  | 1977-02-01 | 0 | 0
|  |  |  | 1977-02-02 | 0 | 0
|  |  |  | 1977-02-03 | 0.12 | 0.12
|  |  |  | 1977-02-04 | 0 | 0
|  |  |  | 1977-02-05 | 0 | 0
|  |  |  | 1977-02-06 | 0 | 0
|  |  |  | 1977-02-07 | 0 | 0
|  |  |  | 1977-02-08 | 0 | 0
|  |  |  | 1977-02-09 | 0 | 0
|  |  |  | 1977-02-10 | 0.03 | 0.03
|  |  |  | 1977-02-11 | 1.03 | 1.03
|  |  |  | 1977-02-12 | 0.05 | 0.05
|  |  |  | 1977-02-13 | 0 | 0
|  |  |  | 1977-02-14 | 0 | 0
|  |  |  | 1977-02-15 | 0 | 0
|  |  |  | 1977-02-16 | 0 | 0
|  |  |  | 1977-02-17 | 0 | 0
|  |  |  | 1977-02-18 | 0 | 0
|  |  |  | 1977-02-19 | 0 | 0
|  |  |  | 1977-02-20 | 0 | 0
|  |  |  | 1977-02-21 | 0 | 0
|  |  |  | 1977-02-22 | 0.01 | 0.01
|  |  |  | 1977-02-23 | 0 | 0
|  |  |  | 1977-02-24 | 0 | 0
|  |  |  | 1977-02-25 | 0 | 0
|  |  |  | 1977-02-26 | 0.04 | 0.04
|  |  |  | 1977-02-27 | 0 | 0
|  |  |  | 1977-02-28 | 0 | 0
|  |  |  | 1977-03-01 | 0 | 0
|  |  |  | 1977-03-02 | 0 | 0
|  |  |  | 1977-03-03 | 0 | 0
|  |  |  | 1977-03-04 | 0 | 0
|  |  |  | 1977-03-05 | 0 | 0
|  |  |  | 1977-03-06 | 0 | 0
|  |  |  | 1977-03-07 | 0 | 0
|  |  |  | 1977-03-08 | 0 | 0
|  |  |  | 1977-03-09 | 0 | 0
|  |  |  | 1977-03-10 | 0.25 | 0.25
|  |  |  | 1977-03-11 | 0 | 0
|  |  |  | 1977-03-12 | 0 | 0
|  |  |  | 1977-03-13 | 0 | 0
|  |  |  | 1977-03-14 | 0 | 0
|  |  |  | 1977-03-15 | 0 | 0
|  |  |  | 1977-03-16 | 0 | 0
|  |  |  | 1977-03-17 | 0 | 0
|  |  |  | 1977-03-18 | 0 | 0
|  |  |  | 1977-03-19 | 0 | 0
|  |  |  | 1977-03-20 | 0 | 0
|  |  |  | 1977-03-21 | 0 | 0
|  |  |  | 1977-03-22 | 0 | 0
|  |  |  | 1977-03-23 | 0 | 0
|  |  |  | 1977-03-24 | 0 | 0
|  |  |  | 1977-03-25 | 0 | 0
|  |  |  | 1977-03-26 | 1.06 | 1.06
|  |  |  | 1977-03-27 | 0.77 | 0.77
|  |  |  | 1977-03-28 | 0 | 0
|  |  |  | 1977-03-29 | 0 | 0
|  |  |  | 1977-03-30 | 0 | 0
|  |  |  | 1977-03-31 | 0 | 0
|  |  |  | 1977-04-01 | 0.32 | 0.32
|  |  |  | 1977-04-02 | 0 | 0
|  |  |  | 1977-04-03 | 0 | 0
|  |  |  | 1977-04-04 | 0 | 0
|  |  |  | 1977-04-05 | 0 | 0
|  |  |  | 1977-04-06 | 0 | 0
|  |  |  | 1977-04-07 | 0 | 0
|  |  |  | 1977-04-08 | 0 | 0
|  |  |  | 1977-04-09 | 0 | 0
|  |  |  | 1977-04-10 | 0 | 0
|  |  |  | 1977-04-11 | 0 | 0
|  |  |  | 1977-04-12 | 0.04 | 0.04
|  |  |  | 1977-04-13 | 0 | 0
|  |  |  | 1977-04-14 | 0.24 | 0.24
|  |  |  | 1977-04-15 | 0.04 | 0.04
|  |  |  | 1977-04-16 | 0.4 | 0.4
|  |  |  | 1977-04-17 | 0.17 | 0.17
|  |  |  | 1977-04-18 | 0 | 0
|  |  |  | 1977-04-19 | 0.23 | 0.23
|  |  |  | 1977-04-20 | 1.02 | 1.02
|  |  |  | 1977-04-21 | 0 | 0
|  |  |  | 1977-04-22 | 0 | 0
|  |  |  | 1977-04-23 | 0 | 0
|  |  |  | 1977-04-24 | 0 | 0
|  |  |  | 1977-04-25 | 0 | 0
|  |  |  | 1977-04-26 | 0 | 0
|  |  |  | 1977-04-27 | 0 | 0
|  |  |  | 1977-04-28 | 0 | 0
|  |  |  | 1977-04-29 | 0.05 | 0.05
|  |  |  | 1977-04-30 | 0 | 0
|  |  |  | 1977-05-01 | 0 | 0
|  |  |  | 1977-05-02 | 0.66 | 0.66
|  |  |  | 1977-05-03 | 0.03 | 0.03
|  |  |  | 1977-05-04 | 0.71 | 0.71
|  |  |  | 1977-05-05 | 0.36 | 0.36
|  |  |  | 1977-05-06 | 0 | 0
|  |  |  | 1977-05-07 | 0 | 0
|  |  |  | 1977-05-08 | 0 | 0
|  |  |  | 1977-05-09 | 0 | 0
|  |  |  | 1977-05-10 | 0.01 | 0.01
|  |  |  | 1977-05-11 | 0 | 0
|  |  |  | 1977-05-12 | 0 | 0
|  |  |  | 1977-05-13 | 0 | 0
|  |  |  | 1977-05-14 | 0 | 0
|  |  |  | 1977-05-15 | 0 | 0
|  |  |  | 1977-05-16 | 0 | 0
|  |  |  | 1977-05-17 | 0 | 0
|  |  |  | 1977-05-18 | 0 | 0
|  |  |  | 1977-05-19 | 0.68 | 0.68
|  |  |  | 1977-05-20 | 1.06 | 1.06
|  |  |  | 1977-05-21 | 0 | 0
|  |  |  | 1977-05-22 | 0 | 0
|  |  |  | 1977-05-23 | 0 | 0
|  |  |  | 1977-05-24 | 0 | 0
|  |  |  | 1977-05-25 | 0 | 0
|  |  |  | 1977-05-26 | 0.22 | 0.22
|  |  |  | 1977-05-27 | 0.05 | 0.05
|  |  |  | 1977-05-28 | 0 | 0
|  |  |  | 1977-05-29 | 0 | 0
|  |  |  | 1977-05-30 | 0 | 0
|  |  |  | 1977-05-31 | 0 | 0
|  |  |  | 1977-06-01 | 0 | 0
|  |  |  | 1977-06-02 | 0 | 0
|  |  |  | 1977-06-03 | 0 | 0
|  |  |  | 1977-06-04 | 0 | 0
|  |  |  | 1977-06-05 | 0 | 0
|  |  |  | 1977-06-06 | 0 | 0
|  |  |  | 1977-06-07 | 0 | 0
|  |  |  | 1977-06-08 | 0 | 0
|  |  |  | 1977-06-09 | 0 | 0
|  |  |  | 1977-06-10 | 0 | 0
|  |  |  | 1977-06-11 | 0 | 0
|  |  |  | 1977-06-12 | 0.08 | 0.08
|  |  |  | 1977-06-13 | 0 | 0
|  |  |  | 1977-06-14 | 0 | 0
|  |  |  | 1977-06-15 | 0 | 0
|  |  |  | 1977-06-16 | 0 | 0
|  |  |  | 1977-06-17 | 0 | 0
|  |  |  | 1977-06-18 | 0 | 0
|  |  |  | 1977-06-19 | 0 | 0
|  |  |  | 1977-06-20 | 0 | 0
|  |  |  | 1977-06-21 | 0.01 | 0.01
|  |  |  | 1977-06-22 | 0.32 | 0.32
|  |  |  | 1977-06-23 | 0.05 | 0.05
|  |  |  | 1977-06-24 | 0.8 | 0.8
|  |  |  | 1977-06-25 | 0.52 | 0.52
|  |  |  | 1977-06-26 | 0.74 | 0.74
|  |  |  | 1977-06-27 | 0.01 | 0.01
|  |  |  | 1977-06-28 | 0 | 0
|  |  |  | 1977-06-29 | 0 | 0
|  |  |  | 1977-06-30 | 0 | 0
|  |  |  | 1977-07-01 | 0.47 | 0.47
|  |  |  | 1977-07-02 | 0 | 0
|  |  |  | 1977-07-03 | 0 | 0
|  |  |  | 1977-07-04 | 0 | 0
|  |  |  | 1977-07-05 | 0 | 0
|  |  |  | 1977-07-06 | 0 | 0
|  |  |  | 1977-07-07 | 0 | 0
|  |  |  | 1977-07-08 | 0 | 0
|  |  |  | 1977-07-09 | 0.05 | 0.05
|  |  |  | 1977-07-10 | 0 | 0
|  |  |  | 1977-07-11 | 0 | 0
|  |  |  | 1977-07-12 | 0 | 0
|  |  |  | 1977-07-13 | 0 | 0
|  |  |  | 1977-07-14 | 0 | 0
|  |  |  | 1977-07-15 | 0 | 0
|  |  |  | 1977-07-16 | 0 | 0
|  |  |  | 1977-07-17 | 0 | 0
|  |  |  | 1977-07-18 | 0 | 0
|  |  |  | 1977-07-19 | 0 | 0
|  |  |  | 1977-07-20 | 0 | 0
|  |  |  | 1977-07-21 | 0.03 | 0.03
|  |  |  | 1977-07-22 | 0 | 0
|  |  |  | 1977-07-23 | 0 | 0
|  |  |  | 1977-07-24 | 0 | 0
|  |  |  | 1977-07-25 | 0 | 0
|  |  |  | 1977-07-26 | 0 | 0
|  |  |  | 1977-07-27 | 0 | 0
|  |  |  | 1977-07-28 | 0 | 0
|  |  |  | 1977-07-29 | 0 | 0
|  |  |  | 1977-07-30 | 0 | 0
|  |  |  | 1977-07-31 | 0.94 | 0.94
|  |  |  | 1977-08-01 | 1.89 | 1.89
|  |  |  | 1977-08-02 | 0 | 0
|  |  |  | 1977-08-03 | 0 | 0
|  |  |  | 1977-08-04 | 0 | 0
|  |  |  | 1977-08-05 | 0 | 0
|  |  |  | 1977-08-06 | 0 | 0
|  |  |  | 1977-08-07 | 0 | 0
|  |  |  | 1977-08-08 | 0 | 0
|  |  |  | 1977-08-09 | 0 | 0
|  |  |  | 1977-08-10 | 0.15 | 0.15
|  |  |  | 1977-08-11 | 0 | 0
|  |  |  | 1977-08-12 | 0 | 0
|  |  |  | 1977-08-13 | 0 | 0
|  |  |  | 1977-08-14 | 0 | 0
|  |  |  | 1977-08-15 | 0 | 0
|  |  |  | 1977-08-16 | 0 | 0
|  |  |  | 1977-08-17 | 0 | 0
|  |  |  | 1977-08-18 | 0 | 0
|  |  |  | 1977-08-19 | 0.28 | 0.28
|  |  |  | 1977-08-20 | 0.81 | 0.81
|  |  |  | 1977-08-21 | 0.38 | 0.38
|  |  |  | 1977-08-22 | 0.05 | 0.05
|  |  |  | 1977-08-23 | 0 | 0
|  |  |  | 1977-08-24 | 0 | 0
|  |  |  | 1977-08-25 | 0 | 0
|  |  |  | 1977-08-26 | 0 | 0
|  |  |  | 1977-08-27 | 0 | 0
|  |  |  | 1977-08-28 | 0.28 | 0.28
|  |  |  | 1977-08-29 | 0.26 | 0.26
|  |  |  | 1977-08-30 | 0 | 0
|  |  |  | 1977-08-31 | 0 | 0
|  |  |  | 1977-09-01 | 0 | 0
|  |  |  | 1977-09-02 | 0 | 0
|  |  |  | 1977-09-03 | 0 | 0
|  |  |  | 1977-09-04 | 0.02 | 0.02
|  |  |  | 1977-09-05 | 0.05 | 0.05
|  |  |  | 1977-09-06 | 0.12 | 0.12
|  |  |  | 1977-09-07 | 0 | 0
|  |  |  | 1977-09-08 | 0 | 0
|  |  |  | 1977-09-09 | 0 | 0
|  |  |  | 1977-09-10 | 0 | 0
|  |  |  | 1977-09-11 | 0 | 0
|  |  |  | 1977-09-12 | 0.12 | 0.12
|  |  |  | 1977-09-13 | 0 | 0
|  |  |  | 1977-09-14 | 0 | 0
|  |  |  | 1977-09-15 | 0 | 0
|  |  |  | 1977-09-16 | 0 | 0
|  |  |  | 1977-09-17 | 0 | 0
|  |  |  | 1977-09-18 | 0 | 0
|  |  |  | 1977-09-19 | 0 | 0
|  |  |  | 1977-09-20 | 0 | 0
|  |  |  | 1977-09-21 | 0 | 0
|  |  |  | 1977-09-22 | 0 | 0
|  |  |  | 1977-09-23 | 0 | 0
|  |  |  | 1977-09-24 | 0.05 | 0.05
|  |  |  | 1977-09-25 | 0 | 0
|  |  |  | 1977-09-26 | 0 | 0
|  |  |  | 1977-09-27 | 0 | 0
|  |  |  | 1977-09-28 | 0.01 | 0.01
|  |  |  | 1977-09-29 | 0.02 | 0.02
|  |  |  | 1977-09-30 | 0 | 0
|  |  |  | 1977-10-01 | 0 | 0
|  |  |  | 1977-10-02 | 0 | 0
|  |  |  | 1977-10-03 | 0 | 0
|  |  |  | 1977-10-04 | 0 | 0
|  |  |  | 1977-10-05 | 0.03 | 0.03
|  |  |  | 1977-10-06 | 0 | 0
|  |  |  | 1977-10-07 | 0 | 0
|  |  |  | 1977-10-08 | 0 | 0
|  |  |  | 1977-10-09 | 0 | 0
|  |  |  | 1977-10-10 | 0 | 0
|  |  |  | 1977-10-11 | 0 | 0
|  |  |  | 1977-10-12 | 0 | 0
|  |  |  | 1977-10-13 | 0 | 0
|  |  |  | 1977-10-14 | 0 | 0
|  |  |  | 1977-10-15 | 0 | 0
|  |  |  | 1977-10-16 | 0 | 0
|  |  |  | 1977-10-17 | 0 | 0
|  |  |  | 1977-10-18 | 0 | 0
|  |  |  | 1977-10-19 | 0 | 0
|  |  |  | 1977-10-20 | 0 | 0
|  |  |  | 1977-10-21 | 0 | 0
|  |  |  | 1977-10-22 | 0.61 | 0.61
|  |  |  | 1977-10-23 | 0 | 0
|  |  |  | 1977-10-24 | 0 | 0
|  |  |  | 1977-10-25 | 0 | 0
|  |  |  | 1977-10-26 | 0 | 0
|  |  |  | 1977-10-27 | 0.01 | 0.01
|  |  |  | 1977-10-28 | 0 | 0
|  |  |  | 1977-10-29 | 0 | 0
|  |  |  | 1977-10-30 | 0.04 | 0.04
|  |  |  | 1977-10-31 | 0 | 0
|  |  |  | 1977-11-01 | 0 | 0
|  |  |  | 1977-11-02 | 0.05 | 0.05
|  |  |  | 1977-11-03 | 0 | 0
|  |  |  | 1977-11-04 | 0 | 0
|  |  |  | 1977-11-05 | 0 | 0
|  |  |  | 1977-11-06 | 0 | 0
|  |  |  | 1977-11-07 | 0.14 | 0.14
|  |  |  | 1977-11-08 | 0.7 | 0.7
|  |  |  | 1977-11-09 | 0.03 | 0.03
|  |  |  | 1977-11-10 | 0 | 0
|  |  |  | 1977-11-11 | 0 | 0
|  |  |  | 1977-11-12 | 0 | 0
|  |  |  | 1977-11-13 | 0 | 0
|  |  |  | 1977-11-14 | 0 | 0
|  |  |  | 1977-11-15 | 0 | 0
|  |  |  | 1977-11-16 | 0 | 0
|  |  |  | 1977-11-17 | 0 | 0
|  |  |  | 1977-11-18 | 0 | 0
|  |  |  | 1977-11-19 | 0 | 0
|  |  |  | 1977-11-20 | 0 | 0
|  |  |  | 1977-11-21 | 0 | 0
|  |  |  | 1977-11-22 | 0 | 0
|  |  |  | 1977-11-23 | 0 | 0
|  |  |  | 1977-11-24 | 0 | 0
|  |  |  | 1977-11-25 | 0 | 0
|  |  |  | 1977-11-26 | 0 | 0
|  |  |  | 1977-11-27 | 0 | 0
|  |  |  | 1977-11-28 | 0 | 0
|  |  |  | 1977-11-29 | 0 | 0
|  |  |  | 1977-11-30 | 0.01 | 0.01
|  |  |  | 1977-12-01 | 0 | 0
|  |  |  | 1977-12-02 | 0 | 0
|  |  |  | 1977-12-03 | 0 | 0
|  |  |  | 1977-12-04 | 0 | 0
|  |  |  | 1977-12-05 | 0 | 0
|  |  |  | 1977-12-06 | 0 | 0
|  |  |  | 1977-12-07 | 0 | 0
|  |  |  | 1977-12-08 | 0 | 0
|  |  |  | 1977-12-09 | 0 | 0
|  |  |  | 1977-12-10 | 0 | 0
|  |  |  | 1977-12-11 | 0 | 0
|  |  |  | 1977-12-12 | 0 | 0
|  |  |  | 1977-12-13 | 0 | 0
|  |  |  | 1977-12-14 | 0 | 0
|  |  |  | 1977-12-15 | 0 | 0
|  |  |  | 1977-12-16 | 0 | 0
|  |  |  | 1977-12-17 | 0 | 0
|  |  |  | 1977-12-18 | 0 | 0
|  |  |  | 1977-12-19 | 0 | 0
|  |  |  | 1977-12-20 | 0 | 0
|  |  |  | 1977-12-21 | 0 | 0
|  |  |  | 1977-12-22 | 0 | 0
|  |  |  | 1977-12-23 | 0 | 0
|  |  |  | 1977-12-24 | 0 | 0
|  |  |  | 1977-12-25 | 0 | 0
|  |  |  | 1977-12-26 | 0 | 0
|  |  |  | 1977-12-27 | 0 | 0
|  |  |  | 1977-12-28 | 0.01 | 0.01
|  |  |  | 1977-12-29 | 0.05 | 0.05
|  |  |  | 1977-12-30 | 0 | 0
|  |  |  | 1977-12-31 | 0 | 0
|  |  |  | 1978-01-01 | 0 | 0
|  |  |  | 1978-01-02 | 0 | 0
|  |  |  | 1978-01-03 | 0 | 0
|  |  |  | 1978-01-04 | 0 | 0
|  |  |  | 1978-01-05 | 0 | 0
|  |  |  | 1978-01-06 | 0 | 0
|  |  |  | 1978-01-07 | 0 | 0
|  |  |  | 1978-01-08 | 0 | 0
|  |  |  | 1978-01-09 | 0 | 0
|  |  |  | 1978-01-10 | 0 | 0
|  |  |  | 1978-01-11 | 0.02 | 0.02
|  |  |  | 1978-01-12 | 0 | 0
|  |  |  | 1978-01-13 | 0 | 0
|  |  |  | 1978-01-14 | 0 | 0
|  |  |  | 1978-01-15 | 0.13 | 0.13
|  |  |  | 1978-01-16 | 0.05 | 0.05
|  |  |  | 1978-01-17 | 0 | 0
|  |  |  | 1978-01-18 | 0.01 | 0.01
|  |  |  | 1978-01-19 | 0 | 0
|  |  |  | 1978-01-20 | 0 | 0
|  |  |  | 1978-01-21 | 0 | 0
|  |  |  | 1978-01-22 | 0 | 0
|  |  |  | 1978-01-23 | 0 | 0
|  |  |  | 1978-01-24 | 0.03 | 0.03
|  |  |  | 1978-01-25 | 0 | 0
|  |  |  | 1978-01-26 | 0 | 0
|  |  |  | 1978-01-27 | 0 | 0
|  |  |  | 1978-01-28 | 0 | 0
|  |  |  | 1978-01-29 | 0 | 0
|  |  |  | 1978-01-30 | 0 | 0
|  |  |  | 1978-01-31 | 0.17 | 0.17
|  |  |  | 1978-02-01 | 0 | 0
|  |  |  | 1978-02-02 | 0 | 0
|  |  |  | 1978-02-03 | 0 | 0
|  |  |  | 1978-02-04 | 0 | 0
|  |  |  | 1978-02-05 | 0 | 0
|  |  |  | 1978-02-06 | 0.16 | 0.16
|  |  |  | 1978-02-07 | 0.1 | 0.1
|  |  |  | 1978-02-08 | 0.34 | 0.34
|  |  |  | 1978-02-09 | 0.06 | 0.06
|  |  |  | 1978-02-10 | 0 | 0
|  |  |  | 1978-02-11 | 0 | 0
|  |  |  | 1978-02-12 | 0.7 | 0.7
|  |  |  | 1978-02-13 | 0 | 0
|  |  |  | 1978-02-14 | 0 | 0
|  |  |  | 1978-02-15 | 0.16 | 0.16
|  |  |  | 1978-02-16 | 0.03 | 0.03
|  |  |  | 1978-02-17 | 0.36 | 0.36
|  |  |  | 1978-02-18 | 0 | 0
|  |  |  | 1978-02-19 | 0 | 0
|  |  |  | 1978-02-20 | 0 | 0
|  |  |  | 1978-02-21 | 0 | 0
|  |  |  | 1978-02-22 | 0 | 0
|  |  |  | 1978-02-23 | 0 | 0
|  |  |  | 1978-02-24 | 0 | 0
|  |  |  | 1978-02-25 | 0 | 0
|  |  |  | 1978-02-26 | 0 | 0
|  |  |  | 1978-02-27 | 0.05 | 0.05
|  |  |  | 1978-02-28 | 0 | 0
|  |  |  | 1978-03-01 | 0 | 0
|  |  |  | 1978-03-02 | 0 | 0
|  |  |  | 1978-03-03 | 0 | 0
|  |  |  | 1978-03-04 | 0 | 0
|  |  |  | 1978-03-05 | 0 | 0
|  |  |  | 1978-03-06 | 0 | 0
|  |  |  | 1978-03-07 | 2.61 | 2.61
|  |  |  | 1978-03-08 | 0 | 0
|  |  |  | 1978-03-09 | 0 | 0
|  |  |  | 1978-03-10 | 0 | 0
|  |  |  | 1978-03-11 | 0 | 0
|  |  |  | 1978-03-12 | 0 | 0
|  |  |  | 1978-03-13 | 0 | 0
|  |  |  | 1978-03-14 | 0 | 0
|  |  |  | 1978-03-15 | 0 | 0
|  |  |  | 1978-03-16 | 0 | 0
|  |  |  | 1978-03-17 | 0 | 0
|  |  |  | 1978-03-18 | 0 | 0
|  |  |  | 1978-03-19 | 0 | 0
|  |  |  | 1978-03-20 | 0 | 0
|  |  |  | 1978-03-21 | 0 | 0
|  |  |  | 1978-03-22 | 0.03 | 0.03
|  |  |  | 1978-03-23 | 0.89 | 0.89
|  |  |  | 1978-03-24 | 0 | 0
|  |  |  | 1978-03-25 | 0 | 0
|  |  |  | 1978-03-26 | 0 | 0
|  |  |  | 1978-03-27 | 0 | 0
|  |  |  | 1978-03-28 | 0 | 0
|  |  |  | 1978-03-29 | 0 | 0
|  |  |  | 1978-03-30 | 0 | 0
|  |  |  | 1978-03-31 | 0 | 0
|  |  |  | 1978-04-01 | 0.07 | 0.07
|  |  |  | 1978-04-02 | 0 | 0
|  |  |  | 1978-04-03 | 0.04 | 0.04
|  |  |  | 1978-04-04 | 0 | 0
|  |  |  | 1978-04-05 | 0.08 | 0.08
|  |  |  | 1978-04-06 | 0 | 0
|  |  |  | 1978-04-07 | 0 | 0
|  |  |  | 1978-04-08 | 0 | 0
|  |  |  | 1978-04-09 | 0.17 | 0.17
|  |  |  | 1978-04-10 | 0.15 | 0.15
|  |  |  | 1978-04-11 | 0 | 0
|  |  |  | 1978-04-12 | 0 | 0
|  |  |  | 1978-04-13 | 0 | 0
|  |  |  | 1978-04-14 | 0 | 0
|  |  |  | 1978-04-15 | 0 | 0
|  |  |  | 1978-04-16 | 0 | 0
|  |  |  | 1978-04-17 | 0 | 0
|  |  |  | 1978-04-18 | 0 | 0
|  |  |  | 1978-04-19 | 0 | 0
|  |  |  | 1978-04-20 | 0 | 0
|  |  |  | 1978-04-21 | 0 | 0
|  |  |  | 1978-04-22 | 0 | 0
|  |  |  | 1978-04-23 | 0 | 0
|  |  |  | 1978-04-24 | 0 | 0
|  |  |  | 1978-04-25 | 0 | 0
|  |  |  | 1978-04-26 | 0 | 0
|  |  |  | 1978-04-27 | 0 | 0
|  |  |  | 1978-04-28 | 0.1 | 0.1
|  |  |  | 1978-04-29 | 0 | 0
|  |  |  | 1978-04-30 | 0 | 0
|  |  |  | 1978-05-01 | 0 | 0
|  |  |  | 1978-05-02 | 0.84 | 0.84
|  |  |  | 1978-05-03 | 0 | 0
|  |  |  | 1978-05-04 | 0.06 | 0.06
|  |  |  | 1978-05-05 | 0.24 | 0.24
|  |  |  | 1978-05-06 | 0 | 0
|  |  |  | 1978-05-07 | 0 | 0
|  |  |  | 1978-05-08 | 0 | 0
|  |  |  | 1978-05-09 | 0 | 0
|  |  |  | 1978-05-10 | 0.01 | 0.01
|  |  |  | 1978-05-11 | 0 | 0
|  |  |  | 1978-05-12 | 0 | 0
|  |  |  | 1978-05-13 | 0 | 0
|  |  |  | 1978-05-14 | 0 | 0
|  |  |  | 1978-05-15 | 0 | 0
|  |  |  | 1978-05-16 | 0 | 0
|  |  |  | 1978-05-17 | 0 | 0
|  |  |  | 1978-05-18 | 0 | 0
|  |  |  | 1978-05-19 | 0 | 0
|  |  |  | 1978-05-20 | 0.04 | 0.04
|  |  |  | 1978-05-21 | 0.39 | 0.39
|  |  |  | 1978-05-22 | 0 | 0
|  |  |  | 1978-05-23 | 0 | 0
|  |  |  | 1978-05-24 | 0 | 0
|  |  |  | 1978-05-25 | 0 | 0
|  |  |  | 1978-05-26 | 0.03 | 0.03
|  |  |  | 1978-05-27 | 1.7 | 1.7
|  |  |  | 1978-05-28 | 0.2 | 0.2
|  |  |  | 1978-05-29 | 0 | 0
|  |  |  | 1978-05-30 | 0 | 0
|  |  |  | 1978-05-31 | 0 | 0
|  |  |  | 1978-06-01 | 0.08 | 0.08
|  |  |  | 1978-06-02 | 0.33 | 0.33
|  |  |  | 1978-06-03 | 0 | 0
|  |  |  | 1978-06-04 | 0 | 0
|  |  |  | 1978-06-05 | 0.94 | 0.94
|  |  |  | 1978-06-06 | 1.72 | 1.72
|  |  |  | 1978-06-07 | 0.03 | 0.03
|  |  |  | 1978-06-08 | 0 | 0
|  |  |  | 1978-06-09 | 0 | 0
|  |  |  | 1978-06-10 | 0 | 0
|  |  |  | 1978-06-11 | 0 | 0
|  |  |  | 1978-06-12 | 0 | 0
|  |  |  | 1978-06-13 | 0 | 0
|  |  |  | 1978-06-14 | 0 | 0
|  |  |  | 1978-06-15 | 0 | 0
|  |  |  | 1978-06-16 | 0 | 0
|  |  |  | 1978-06-17 | 0 | 0
|  |  |  | 1978-06-18 | 0 | 0
|  |  |  | 1978-06-19 | 0 | 0
|  |  |  | 1978-06-20 | 0 | 0
|  |  |  | 1978-06-21 | 0 | 0
|  |  |  | 1978-06-22 | 0 | 0
|  |  |  | 1978-06-23 | 0 | 0
|  |  |  | 1978-06-24 | 0 | 0
|  |  |  | 1978-06-25 | 0 | 0
|  |  |  | 1978-06-26 | 0 | 0
|  |  |  | 1978-06-27 | 0 | 0
|  |  |  | 1978-06-28 | 0 | 0
|  |  |  | 1978-06-29 | 0 | 0
|  |  |  | 1978-06-30 | 0 | 0
|  |  |  | 1978-07-01 | 0.1 | 0.1
|  |  |  | 1978-07-02 | 0 | 0
|  |  |  | 1978-07-03 | 0 | 0
|  |  |  | 1978-07-04 | 0.1 | 0.1
|  |  |  | 1978-07-05 | 0 | 0
|  |  |  | 1978-07-06 | 0 | 0
|  |  |  | 1978-07-07 | 0 | 0
|  |  |  | 1978-07-08 | 0 | 0
|  |  |  | 1978-07-09 | 0 | 0
|  |  |  | 1978-07-10 | 0 | 0
|  |  |  | 1978-07-11 | 0 | 0
|  |  |  | 1978-07-12 | 0 | 0
|  |  |  | 1978-07-13 | 0 | 0
|  |  |  | 1978-07-14 | 0 | 0
|  |  |  | 1978-07-15 | 0 | 0
|  |  |  | 1978-07-16 | 0 | 0
|  |  |  | 1978-07-17 | 0 | 0
|  |  |  | 1978-07-18 | 0 | 0
|  |  |  | 1978-07-19 | 0 | 0
|  |  |  | 1978-07-20 | 0 | 0
|  |  |  | 1978-07-21 | 0 | 0
|  |  |  | 1978-07-22 | 0.06 | 0.06
|  |  |  | 1978-07-23 | 0.01 | 0.01
|  |  |  | 1978-07-24 | 0 | 0
|  |  |  | 1978-07-25 | 0 | 0
|  |  |  | 1978-07-26 | 0 | 0
|  |  |  | 1978-07-27 | 0 | 0
|  |  |  | 1978-07-28 | 0 | 0
|  |  |  | 1978-07-29 | 0 | 0
|  |  |  | 1978-07-30 | 0 | 0
|  |  |  | 1978-07-31 | 0 | 0
|  |  |  | 1978-08-01 | 0 | 0
|  |  |  | 1978-08-02 | 0 | 0
|  |  |  | 1978-08-03 | 0.34 | 0.34
|  |  |  | 1978-08-04 | 2.02 | 2.02
|  |  |  | 1978-08-05 | 0.01 | 0.01
|  |  |  | 1978-08-06 | 0 | 0
|  |  |  | 1978-08-07 | 0 | 0
|  |  |  | 1978-08-08 | 0 | 0
|  |  |  | 1978-08-09 | 0 | 0
|  |  |  | 1978-08-10 | 0 | 0
|  |  |  | 1978-08-11 | 0 | 0
|  |  |  | 1978-08-12 | 0 | 0
|  |  |  | 1978-08-13 | 0 | 0
|  |  |  | 1978-08-14 | 0 | 0
|  |  |  | 1978-08-15 | 1.18 | 1.18
|  |  |  | 1978-08-16 | 0.02 | 0.02
|  |  |  | 1978-08-17 | 0 | 0
|  |  |  | 1978-08-18 | 0 | 0
|  |  |  | 1978-08-19 | 0.59 | 0.59
|  |  |  | 1978-08-20 | 0 | 0
|  |  |  | 1978-08-21 | 0 | 0
|  |  |  | 1978-08-22 | 0 | 0
|  |  |  | 1978-08-23 | 0 | 0
|  |  |  | 1978-08-24 | 0 | 0
|  |  |  | 1978-08-25 | 0 | 0
|  |  |  | 1978-08-26 | 0 | 0
|  |  |  | 1978-08-27 | 0 | 0
|  |  |  | 1978-08-28 | 0 | 0
|  |  |  | 1978-08-29 | 0 | 0
|  |  |  | 1978-08-30 | 0 | 0
|  |  |  | 1978-08-31 | 0 | 0
|  |  |  | 1978-09-01 | 0.26 | 0.26
|  |  |  | 1978-09-02 | 0.01 | 0.01
|  |  |  | 1978-09-03 | 0 | 0
|  |  |  | 1978-09-04 | 0 | 0
|  |  |  | 1978-09-05 | 0 | 0
|  |  |  | 1978-09-06 | 0 | 0
|  |  |  | 1978-09-07 | 0 | 0
|  |  |  | 1978-09-08 | 0.15 | 0.15
|  |  |  | 1978-09-09 | 0 | 0
|  |  |  | 1978-09-10 | 0 | 0
|  |  |  | 1978-09-11 | 0.02 | 0.02
|  |  |  | 1978-09-12 | 0 | 0
|  |  |  | 1978-09-13 | 0 | 0
|  |  |  | 1978-09-14 | 0 | 0
|  |  |  | 1978-09-15 | 0 | 0
|  |  |  | 1978-09-16 | 0 | 0
|  |  |  | 1978-09-17 | 0 | 0
|  |  |  | 1978-09-18 | 0 | 0
|  |  |  | 1978-09-19 | 0 | 0
|  |  |  | 1978-09-20 | 0 | 0
|  |  |  | 1978-09-21 | 0.07 | 0.07
|  |  |  | 1978-09-22 | 0.12 | 0.12
|  |  |  | 1978-09-23 | 0 | 0
|  |  |  | 1978-09-24 | 0 | 0
|  |  |  | 1978-09-25 | 1.4 | 1.4
|  |  |  | 1978-09-26 | 0.13 | 0.13
|  |  |  | 1978-09-27 | 0 | 0
|  |  |  | 1978-09-28 | 0 | 0
|  |  |  | 1978-09-29 | 0 | 0
|  |  |  | 1978-09-30 | 0 | 0
|  |  |  | 1978-10-01 | 0 | 0
|  |  |  | 1978-10-02 | 0 | 0
|  |  |  | 1978-10-03 | 0 | 0
|  |  |  | 1978-10-04 | 0 | 0
|  |  |  | 1978-10-05 | 0.08 | 0.08
|  |  |  | 1978-10-06 | 0 | 0
|  |  |  | 1978-10-07 | 0 | 0
|  |  |  | 1978-10-08 | 0 | 0
|  |  |  | 1978-10-09 | 0 | 0
|  |  |  | 1978-10-10 | 0 | 0
|  |  |  | 1978-10-11 | 0 | 0
|  |  |  | 1978-10-12 | 0 | 0
|  |  |  | 1978-10-13 | 0 | 0
|  |  |  | 1978-10-14 | 0 | 0
|  |  |  | 1978-10-15 | 0 | 0
|  |  |  | 1978-10-16 | 0 | 0
|  |  |  | 1978-10-17 | 0 | 0
|  |  |  | 1978-10-18 | 0 | 0
|  |  |  | 1978-10-19 | 0 | 0
|  |  |  | 1978-10-20 | 0 | 0
|  |  |  | 1978-10-21 | 0 | 0
|  |  |  | 1978-10-22 | 0.33 | 0.33
|  |  |  | 1978-10-23 | 0.56 | 0.56
|  |  |  | 1978-10-24 | 0.1 | 0.1
|  |  |  | 1978-10-25 | 0 | 0
|  |  |  | 1978-10-26 | 0 | 0
|  |  |  | 1978-10-27 | 0 | 0
|  |  |  | 1978-10-28 | 0 | 0
|  |  |  | 1978-10-29 | 0 | 0
|  |  |  | 1978-10-30 | 0 | 0
|  |  |  | 1978-10-31 | 0 | 0
|  |  |  | 1978-11-01 | 0 | 0
|  |  |  | 1978-11-02 | 0 | 0
|  |  |  | 1978-11-03 | 0 | 0
|  |  |  | 1978-11-04 | 0 | 0
|  |  |  | 1978-11-05 | 0.05 | 0.05
|  |  |  | 1978-11-06 | 0.43 | 0.43
|  |  |  | 1978-11-07 | 0 | 0
|  |  |  | 1978-11-08 | 0 | 0
|  |  |  | 1978-11-09 | 0 | 0
|  |  |  | 1978-11-10 | 0 | 0
|  |  |  | 1978-11-11 | 0 | 0
|  |  |  | 1978-11-12 | 0 | 0
|  |  |  | 1978-11-13 | 0.02 | 0.02
|  |  |  | 1978-11-14 | 0.03 | 0.03
|  |  |  | 1978-11-15 | 0.57 | 0.57
|  |  |  | 1978-11-16 | 0.4 | 0.4
|  |  |  | 1978-11-17 | 0 | 0
|  |  |  | 1978-11-18 | 0 | 0
|  |  |  | 1978-11-19 | 0.01 | 0.01
|  |  |  | 1978-11-20 | 0.06 | 0.06
|  |  |  | 1978-11-21 | 0 | 0
|  |  |  | 1978-11-22 | 0.01 | 0.01
|  |  |  | 1978-11-23 | 0 | 0
|  |  |  | 1978-11-24 | 0 | 0
|  |  |  | 1978-11-25 | 0.11 | 0.11
|  |  |  | 1978-11-26 | 0.45 | 0.45
|  |  |  | 1978-11-27 | 0 | 0
|  |  |  | 1978-11-28 | 0 | 0
|  |  |  | 1978-11-29 | 0 | 0
|  |  |  | 1978-11-30 | 0 | 0
|  |  |  | 1978-12-01 | 0 | 0
|  |  |  | 1978-12-02 | 0 | 0
|  |  |  | 1978-12-03 | 0 | 0
|  |  |  | 1978-12-04 | 0 | 0
|  |  |  | 1978-12-05 | 0 | 0
|  |  |  | 1978-12-06 | 0 | 0
|  |  |  | 1978-12-07 | 0.01 | 0.01
|  |  |  | 1978-12-08 | 0 | 0
|  |  |  | 1978-12-09 | 0 | 0
|  |  |  | 1978-12-10 | 0 | 0
|  |  |  | 1978-12-11 | 0 | 0
|  |  |  | 1978-12-12 | 0 | 0
|  |  |  | 1978-12-13 | 0 | 0
|  |  |  | 1978-12-14 | 0 | 0
|  |  |  | 1978-12-15 | 0 | 0
|  |  |  | 1978-12-16 | 0 | 0
|  |  |  | 1978-12-17 | 0 | 0
|  |  |  | 1978-12-18 | 0 | 0
|  |  |  | 1978-12-19 | 0 | 0
|  |  |  | 1978-12-20 | 0 | 0
|  |  |  | 1978-12-21 | 0 | 0
|  |  |  | 1978-12-22 | 0 | 0
|  |  |  | 1978-12-23 | 0 | 0
|  |  |  | 1978-12-24 | 0 | 0
|  |  |  | 1978-12-25 | 0 | 0
|  |  |  | 1978-12-26 | 0 | 0
|  |  |  | 1978-12-27 | 0 | 0
|  |  |  | 1978-12-28 | 0 | 0
|  |  |  | 1978-12-29 | 0.02 | 0.02
|  |  |  | 1978-12-30 | 0.14 | 0.14
|  |  |  | 1978-12-31 | 0.48 | 0.48
|  |  |  | 1979-01-01 | 0 | 0
|  |  |  | 1979-01-02 | 0 | 0
|  |  |  | 1979-01-03 | 0 | 0
|  |  |  | 1979-01-04 | 0 | 0
|  |  |  | 1979-01-05 | 0 | 0
|  |  |  | 1979-01-06 | 0.03 | 0.03
|  |  |  | 1979-01-07 | 0 | 0
|  |  |  | 1979-01-08 | 0 | 0
|  |  |  | 1979-01-09 | 0 | 0
|  |  |  | 1979-01-10 | 0.58 | 0.58
|  |  |  | 1979-01-11 | 0 | 0
|  |  |  | 1979-01-12 | 0 | 0
|  |  |  | 1979-01-13 | 0 | 0
|  |  |  | 1979-01-14 | 0 | 0
|  |  |  | 1979-01-15 | 0 | 0
|  |  |  | 1979-01-16 | 0 | 0
|  |  |  | 1979-01-17 | 0 | 0
|  |  |  | 1979-01-18 | 0.37 | 0.37
|  |  |  | 1979-01-19 | 0.27 | 0.27
|  |  |  | 1979-01-20 | 0.1 | 0.1
|  |  |  | 1979-01-21 | 0 | 0
|  |  |  | 1979-01-22 | 0 | 0
|  |  |  | 1979-01-23 | 0.02 | 0.02
|  |  |  | 1979-01-24 | 0 | 0
|  |  |  | 1979-01-25 | 0.42 | 0.42
|  |  |  | 1979-01-26 | 0.08 | 0.08
|  |  |  | 1979-01-27 | 0 | 0
|  |  |  | 1979-01-28 | 0 | 0
|  |  |  | 1979-01-29 | 0.17 | 0.17
|  |  |  | 1979-01-30 | 0 | 0
|  |  |  | 1979-01-31 | 0 | 0
|  |  |  | 1979-02-01 | 0 | 0
|  |  |  | 1979-02-02 | 0 | 0
|  |  |  | 1979-02-03 | 0 | 0
|  |  |  | 1979-02-04 | 0 | 0
|  |  |  | 1979-02-05 | 0.12 | 0.12
|  |  |  | 1979-02-06 | 0.15 | 0.15
|  |  |  | 1979-02-07 | 0 | 0
|  |  |  | 1979-02-08 | 0 | 0
|  |  |  | 1979-02-09 | 0 | 0
|  |  |  | 1979-02-10 | 0 | 0
|  |  |  | 1979-02-11 | 0 | 0
|  |  |  | 1979-02-12 | 0 | 0
|  |  |  | 1979-02-13 | 0 | 0
|  |  |  | 1979-02-14 | 0.01 | 0.01
|  |  |  | 1979-02-15 | 0 | 0
|  |  |  | 1979-02-16 | 0 | 0
|  |  |  | 1979-02-17 | 0.01 | 0.01
|  |  |  | 1979-02-18 | 0 | 0
|  |  |  | 1979-02-19 | 0 | 0
|  |  |  | 1979-02-20 | 0 | 0
|  |  |  | 1979-02-21 | 0 | 0
|  |  |  | 1979-02-22 | 0 | 0
|  |  |  | 1979-02-23 | 0 | 0
|  |  |  | 1979-02-24 | 0.42 | 0.42
|  |  |  | 1979-02-25 | 0 | 0
|  |  |  | 1979-02-26 | 0 | 0
|  |  |  | 1979-02-27 | 0 | 0
|  |  |  | 1979-02-28 | 0 | 0
|  |  |  | 1979-03-01 | 0 | 0
|  |  |  | 1979-03-02 | 0.39 | 0.39
|  |  |  | 1979-03-03 | 0 | 0
|  |  |  | 1979-03-04 | 0 | 0
|  |  |  | 1979-03-05 | 0 | 0
|  |  |  | 1979-03-06 | 0 | 0
|  |  |  | 1979-03-07 | 0 | 0
|  |  |  | 1979-03-08 | 0 | 0
|  |  |  | 1979-03-09 | 0 | 0
|  |  |  | 1979-03-10 | 0.02 | 0.02
|  |  |  | 1979-03-11 | 0 | 0
|  |  |  | 1979-03-12 | 0 | 0
|  |  |  | 1979-03-13 | 0 | 0
|  |  |  | 1979-03-14 | 0.02 | 0.02
|  |  |  | 1979-03-15 | 1.01 | 1.01
|  |  |  | 1979-03-16 | 0.2 | 0.2
|  |  |  | 1979-03-17 | 0.02 | 0.02
|  |  |  | 1979-03-18 | 0.21 | 0.21
|  |  |  | 1979-03-19 | 0.54 | 0.54
|  |  |  | 1979-03-20 | 0 | 0
|  |  |  | 1979-03-21 | 0 | 0
|  |  |  | 1979-03-22 | 1.02 | 1.02
|  |  |  | 1979-03-23 | 0 | 0
|  |  |  | 1979-03-24 | 0 | 0
|  |  |  | 1979-03-25 | 0 | 0
|  |  |  | 1979-03-26 | 0 | 0
|  |  |  | 1979-03-27 | 0 | 0
|  |  |  | 1979-03-28 | 0 | 0
|  |  |  | 1979-03-29 | 0 | 0
|  |  |  | 1979-03-30 | 0 | 0
|  |  |  | 1979-03-31 | 0 | 0
|  |  |  | 1979-04-01 | 0 | 0
|  |  |  | 1979-04-02 | 0 | 0
|  |  |  | 1979-04-03 | 0.04 | 0.04
|  |  |  | 1979-04-04 | 0 | 0
|  |  |  | 1979-04-05 | 0 | 0
|  |  |  | 1979-04-06 | 0 | 0
|  |  |  | 1979-04-07 | 0 | 0
|  |  |  | 1979-04-08 | 0 | 0
|  |  |  | 1979-04-09 | 0.21 | 0.21
|  |  |  | 1979-04-10 | 0.65 | 0.65
|  |  |  | 1979-04-11 | 0 | 0
|  |  |  | 1979-04-12 | 0.13 | 0.13
|  |  |  | 1979-04-13 | 0.09 | 0.09
|  |  |  | 1979-04-14 | 0 | 0
|  |  |  | 1979-04-15 | 0 | 0
|  |  |  | 1979-04-16 | 0 | 0
|  |  |  | 1979-04-17 | 1.28 | 1.28
|  |  |  | 1979-04-18 | 0 | 0
|  |  |  | 1979-04-19 | 0 | 0
|  |  |  | 1979-04-20 | 0.1 | 0.1
|  |  |  | 1979-04-21 | 0.1 | 0.1
|  |  |  | 1979-04-22 | 0 | 0
|  |  |  | 1979-04-23 | 0 | 0
|  |  |  | 1979-04-24 | 0 | 0
|  |  |  | 1979-04-25 | 0 | 0
|  |  |  | 1979-04-26 | 0 | 0
|  |  |  | 1979-04-27 | 0.09 | 0.09
|  |  |  | 1979-04-28 | 0.02 | 0.02
|  |  |  | 1979-04-29 | 0 | 0
|  |  |  | 1979-04-30 | 0 | 0
|  |  |  | 1979-05-01 | 0.24 | 0.24
|  |  |  | 1979-05-02 | 0 | 0
|  |  |  | 1979-05-03 | 0.11 | 0.11
|  |  |  | 1979-05-04 | 0 | 0
|  |  |  | 1979-05-05 | 0 | 0
|  |  |  | 1979-05-06 | 0 | 0
|  |  |  | 1979-05-07 | 0 | 0
|  |  |  | 1979-05-08 | 0 | 0
|  |  |  | 1979-05-09 | 0 | 0
|  |  |  | 1979-05-10 | 0.04 | 0.04
|  |  |  | 1979-05-11 | 0 | 0
|  |  |  | 1979-05-12 | 0 | 0
|  |  |  | 1979-05-13 | 0 | 0
|  |  |  | 1979-05-14 | 0 | 0
|  |  |  | 1979-05-15 | 0 | 0
|  |  |  | 1979-05-16 | 0 | 0
|  |  |  | 1979-05-17 | 0 | 0
|  |  |  | 1979-05-18 | 0 | 0
|  |  |  | 1979-05-19 | 0 | 0
|  |  |  | 1979-05-20 | 3.41 | 3.41
|  |  |  | 1979-05-21 | 0.84 | 0.84
|  |  |  | 1979-05-22 | 0 | 0
|  |  |  | 1979-05-23 | 0 | 0
|  |  |  | 1979-05-24 | 0 | 0
|  |  |  | 1979-05-25 | 0 | 0
|  |  |  | 1979-05-26 | 0 | 0
|  |  |  | 1979-05-27 | 0 | 0
|  |  |  | 1979-05-28 | 0 | 0
|  |  |  | 1979-05-29 | 0 | 0
|  |  |  | 1979-05-30 | 0.05 | 0.05
|  |  |  | 1979-05-31 | 0 | 0
|  |  |  | 1979-06-01 | 0.06 | 0.06
|  |  |  | 1979-06-02 | 0.16 | 0.16
|  |  |  | 1979-06-03 | 0 | 0
|  |  |  | 1979-06-04 | 0.03 | 0.03
|  |  |  | 1979-06-05 | 5.02 | 5.02
|  |  |  | 1979-06-06 | 0.15 | 0.15
|  |  |  | 1979-06-07 | 0 | 0
|  |  |  | 1979-06-08 | 0.39 | 0.39
|  |  |  | 1979-06-09 | 0.25 | 0.25
|  |  |  | 1979-06-10 | 0 | 0
|  |  |  | 1979-06-11 | 0 | 0
|  |  |  | 1979-06-12 | 0 | 0
|  |  |  | 1979-06-13 | 0 | 0
|  |  |  | 1979-06-14 | 0 | 0
|  |  |  | 1979-06-15 | 0 | 0
|  |  |  | 1979-06-16 | 0 | 0
|  |  |  | 1979-06-17 | 0 | 0
|  |  |  | 1979-06-18 | 0 | 0
|  |  |  | 1979-06-19 | 0 | 0
|  |  |  | 1979-06-20 | 0 | 0
|  |  |  | 1979-06-21 | 0 | 0
|  |  |  | 1979-06-22 | 0 | 0
|  |  |  | 1979-06-23 | 0 | 0
|  |  |  | 1979-06-24 | 0.01 | 0.01
|  |  |  | 1979-06-25 | 0 | 0
|  |  |  | 1979-06-26 | 0 | 0
|  |  |  | 1979-06-27 | 0 | 0
|  |  |  | 1979-06-28 | 0 | 0
|  |  |  | 1979-06-29 | 0 | 0
|  |  |  | 1979-06-30 | 0 | 0
|  |  |  | 1979-07-01 | 0 | 0
|  |  |  | 1979-07-02 | 0 | 0
|  |  |  | 1979-07-03 | 0 | 0
|  |  |  | 1979-07-04 | 0 | 0
|  |  |  | 1979-07-05 | 0.58 | 0.58
|  |  |  | 1979-07-06 | 0 | 0
|  |  |  | 1979-07-07 | 0 | 0
|  |  |  | 1979-07-08 | 0 | 0
|  |  |  | 1979-07-09 | 0 | 0
|  |  |  | 1979-07-10 | 0 | 0
|  |  |  | 1979-07-11 | 0 | 0
|  |  |  | 1979-07-12 | 0 | 0
|  |  |  | 1979-07-13 | 0 | 0
|  |  |  | 1979-07-14 | 0 | 0
|  |  |  | 1979-07-15 | 0.06 | 0.06
|  |  |  | 1979-07-16 | 0 | 0
|  |  |  | 1979-07-17 | 0.5 | 0.5
|  |  |  | 1979-07-18 | 0.26 | 0.26
|  |  |  | 1979-07-19 | 0 | 0
|  |  |  | 1979-07-20 | 0 | 0
|  |  |  | 1979-07-21 | 0 | 0
|  |  |  | 1979-07-22 | 0 | 0
|  |  |  | 1979-07-23 | 0 | 0
|  |  |  | 1979-07-24 | 0 | 0
|  |  |  | 1979-07-25 | 0 | 0
|  |  |  | 1979-07-26 | 0 | 0
|  |  |  | 1979-07-27 | 0 | 0
|  |  |  | 1979-07-28 | 0 | 0
|  |  |  | 1979-07-29 | 0 | 0
|  |  |  | 1979-07-30 | 0 | 0
|  |  |  | 1979-07-31 | 0.34 | 0.34
|  |  |  | 1979-08-01 | 0 | 0
|  |  |  | 1979-08-02 | 0 | 0
|  |  |  | 1979-08-03 | 0 | 0
|  |  |  | 1979-08-04 | 0 | 0
|  |  |  | 1979-08-05 | 0 | 0
|  |  |  | 1979-08-06 | 0 | 0
|  |  |  | 1979-08-07 | 0 | 0
|  |  |  | 1979-08-08 | 0 | 0
|  |  |  | 1979-08-09 | 0 | 0
|  |  |  | 1979-08-10 | 0.06 | 0.06
|  |  |  | 1979-08-11 | 0 | 0
|  |  |  | 1979-08-12 | 0 | 0
|  |  |  | 1979-08-13 | 0 | 0
|  |  |  | 1979-08-14 | 0 | 0
|  |  |  | 1979-08-15 | 0 | 0
|  |  |  | 1979-08-16 | 0 | 0
|  |  |  | 1979-08-17 | 0 | 0
|  |  |  | 1979-08-18 | 0 | 0
|  |  |  | 1979-08-19 | 0.03 | 0.03
|  |  |  | 1979-08-20 | 2.32 | 2.32
|  |  |  | 1979-08-21 | 0.08 | 0.08
|  |  |  | 1979-08-22 | 0.85 | 0.85
|  |  |  | 1979-08-23 | 0.07 | 0.07
|  |  |  | 1979-08-24 | 0 | 0
|  |  |  | 1979-08-25 | 0 | 0
|  |  |  | 1979-08-26 | 0.11 | 0.11
|  |  |  | 1979-08-27 | 0 | 0
|  |  |  | 1979-08-28 | 0 | 0
|  |  |  | 1979-08-29 | 0 | 0
|  |  |  | 1979-08-30 | 0 | 0
|  |  |  | 1979-08-31 | 0.05 | 0.05
|  |  |  | 1979-09-01 | 0 | 0
|  |  |  | 1979-09-02 | 0.03 | 0.03
|  |  |  | 1979-09-03 | 0 | 0
|  |  |  | 1979-09-04 | 0 | 0
|  |  |  | 1979-09-05 | 0 | 0
|  |  |  | 1979-09-06 | 0 | 0
|  |  |  | 1979-09-07 | 0 | 0
|  |  |  | 1979-09-08 | 0 | 0
|  |  |  | 1979-09-09 | 0 | 0
|  |  |  | 1979-09-10 | 0 | 0
|  |  |  | 1979-09-11 | 0 | 0
|  |  |  | 1979-09-12 | 0 | 0
|  |  |  | 1979-09-13 | 0 | 0
|  |  |  | 1979-09-14 | 0 | 0
|  |  |  | 1979-09-15 | 0 | 0
|  |  |  | 1979-09-16 | 0 | 0
|  |  |  | 1979-09-17 | 0 | 0
|  |  |  | 1979-09-18 | 0 | 0
|  |  |  | 1979-09-19 | 0.03 | 0.03
|  |  |  | 1979-09-20 | 0 | 0
|  |  |  | 1979-09-21 | 0 | 0
|  |  |  | 1979-09-22 | 0 | 0
|  |  |  | 1979-09-23 | 0 | 0
|  |  |  | 1979-09-24 | 0 | 0
|  |  |  | 1979-09-25 | 0 | 0
|  |  |  | 1979-09-26 | 0 | 0
|  |  |  | 1979-09-27 | 0 | 0
|  |  |  | 1979-09-28 | 0 | 0
|  |  |  | 1979-09-29 | 0 | 0
|  |  |  | 1979-09-30 | 0 | 0
|  |  |  | 1979-10-01 | 0 | 0
|  |  |  | 1979-10-02 | 0 | 0
|  |  |  | 1979-10-03 | 0 | 0
|  |  |  | 1979-10-04 | 0 | 0
|  |  |  | 1979-10-05 | 0 | 0
|  |  |  | 1979-10-06 | 0 | 0
|  |  |  | 1979-10-07 | 0 | 0
|  |  |  | 1979-10-08 | 0 | 0
|  |  |  | 1979-10-09 | 0 | 0
|  |  |  | 1979-10-10 | 0 | 0
|  |  |  | 1979-10-11 | 0 | 0
|  |  |  | 1979-10-12 | 0 | 0
|  |  |  | 1979-10-13 | 0 | 0
|  |  |  | 1979-10-14 | 0 | 0
|  |  |  | 1979-10-15 | 0.93 | 0.93
|  |  |  | 1979-10-16 | 0 | 0
|  |  |  | 1979-10-17 | 0 | 0
|  |  |  | 1979-10-18 | 0 | 0
|  |  |  | 1979-10-19 | 0 | 0
|  |  |  | 1979-10-20 | 0 | 0
|  |  |  | 1979-10-21 | 0.05 | 0.05
|  |  |  | 1979-10-22 | 0 | 0
|  |  |  | 1979-10-23 | 0 | 0
|  |  |  | 1979-10-24 | 0 | 0
|  |  |  | 1979-10-25 | 0 | 0
|  |  |  | 1979-10-26 | 0 | 0
|  |  |  | 1979-10-27 | 0 | 0
|  |  |  | 1979-10-28 | 0 | 0
|  |  |  | 1979-10-29 | 0 | 0
|  |  |  | 1979-10-30 | 0.18 | 0.18
|  |  |  | 1979-10-31 | 0 | 0
|  |  |  | 1979-11-01 | 0 | 0
|  |  |  | 1979-11-02 | 0 | 0
|  |  |  | 1979-11-03 | 0 | 0
|  |  |  | 1979-11-04 | 0 | 0
|  |  |  | 1979-11-05 | 0 | 0
|  |  |  | 1979-11-06 | 0 | 0
|  |  |  | 1979-11-07 | 0.01 | 0.01
|  |  |  | 1979-11-08 | 0.33 | 0.33
|  |  |  | 1979-11-09 | 0 | 0
|  |  |  | 1979-11-10 | 0 | 0
|  |  |  | 1979-11-11 | 0 | 0
|  |  |  | 1979-11-12 | 0.28 | 0.28
|  |  |  | 1979-11-13 | 0 | 0
|  |  |  | 1979-11-14 | 0 | 0
|  |  |  | 1979-11-15 | 0 | 0
|  |  |  | 1979-11-16 | 0 | 0
|  |  |  | 1979-11-17 | 0 | 0
|  |  |  | 1979-11-18 | 0 | 0
|  |  |  | 1979-11-19 | 0 | 0
|  |  |  | 1979-11-20 | 1.2 | 1.2
|  |  |  | 1979-11-21 | 0.38 | 0.38
|  |  |  | 1979-11-22 | 0 | 0
|  |  |  | 1979-11-23 | 0 | 0
|  |  |  | 1979-11-24 | 0 | 0
|  |  |  | 1979-11-25 | 0 | 0
|  |  |  | 1979-11-26 | 0 | 0
|  |  |  | 1979-11-27 | 0 | 0
|  |  |  | 1979-11-28 | 0 | 0
|  |  |  | 1979-11-29 | 0 | 0
|  |  |  | 1979-11-30 | 0 | 0
|  |  |  | 1979-12-01 | 0 | 0
|  |  |  | 1979-12-02 | 0 | 0
|  |  |  | 1979-12-03 | 0 | 0
|  |  |  | 1979-12-04 | 0 | 0
|  |  |  | 1979-12-05 | 0 | 0
|  |  |  | 1979-12-06 | 0 | 0
|  |  |  | 1979-12-07 | 0 | 0
|  |  |  | 1979-12-08 | 0 | 0
|  |  |  | 1979-12-09 | 0 | 0
|  |  |  | 1979-12-10 | 0 | 0
|  |  |  | 1979-12-11 | 0 | 0
|  |  |  | 1979-12-12 | 0.32 | 0.32
|  |  |  | 1979-12-13 | 0 | 0
|  |  |  | 1979-12-14 | 0.03 | 0.03
|  |  |  | 1979-12-15 | 0 | 0
|  |  |  | 1979-12-16 | 0 | 0
|  |  |  | 1979-12-17 | 0 | 0
|  |  |  | 1979-12-18 | 0 | 0
|  |  |  | 1979-12-19 | 0 | 0
|  |  |  | 1979-12-20 | 0 | 0
|  |  |  | 1979-12-21 | 0 | 0
|  |  |  | 1979-12-22 | 0 | 0
|  |  |  | 1979-12-23 | 0.5 | 0.5
|  |  |  | 1979-12-24 | 0 | 0
|  |  |  | 1979-12-25 | 0 | 0
|  |  |  | 1979-12-26 | 0 | 0
|  |  |  | 1979-12-27 | 0.15 | 0.15
|  |  |  | 1979-12-28 | 0.95 | 0.95
|  |  |  | 1979-12-29 | 0.05 | 0.05
|  |  |  | 1979-12-30 | 0 | 0
|  |  |  | 1979-12-31 | 0 | 0
|  |  |  | 1980-01-01 | 0 | 0
|  |  |  | 1980-01-02 | 0 | 0
|  |  |  | 1980-01-03 | 0 | 0
|  |  |  | 1980-01-04 | 0 | 0
|  |  |  | 1980-01-05 | 0 | 0
|  |  |  | 1980-01-06 | 0 | 0
|  |  |  | 1980-01-07 | 0 | 0
|  |  |  | 1980-01-08 | 0 | 0
|  |  |  | 1980-01-09 | 0 | 0
|  |  |  | 1980-01-10 | 0 | 0
|  |  |  | 1980-01-11 | 0 | 0
|  |  |  | 1980-01-12 | 0 | 0
|  |  |  | 1980-01-13 | 0 | 0
|  |  |  | 1980-01-14 | 0 | 0
|  |  |  | 1980-01-15 | 0 | 0
|  |  |  | 1980-01-16 | 0 | 0
|  |  |  | 1980-01-17 | 0 | 0
|  |  |  | 1980-01-18 | 0 | 0
|  |  |  | 1980-01-19 | 0.09 | 0.09
|  |  |  | 1980-01-20 | 0.87 | 0.87
|  |  |  | 1980-01-21 | 0.61 | 0.61
|  |  |  | 1980-01-22 | 0 | 0
|  |  |  | 1980-01-23 | 0 | 0
|  |  |  | 1980-01-24 | 0 | 0
|  |  |  | 1980-01-25 | 0 | 0
|  |  |  | 1980-01-26 | 0 | 0
|  |  |  | 1980-01-27 | 0 | 0
|  |  |  | 1980-01-28 | 0 | 0
|  |  |  | 1980-01-29 | 0 | 0
|  |  |  | 1980-01-30 | 0 | 0
|  |  |  | 1980-01-31 | 0 | 0
|  |  |  | 1980-02-01 | 0 | 0
|  |  |  | 1980-02-02 | 0 | 0
|  |  |  | 1980-02-03 | 0 | 0
|  |  |  | 1980-02-04 | 0 | 0
|  |  |  | 1980-02-05 | 0 | 0
|  |  |  | 1980-02-06 | 0 | 0
|  |  |  | 1980-02-07 | 0.1 | 0.1
|  |  |  | 1980-02-08 | 0.32 | 0.32
|  |  |  | 1980-02-09 | 0.2 | 0.2
|  |  |  | 1980-02-10 | 0 | 0
|  |  |  | 1980-02-11 | 0 | 0
|  |  |  | 1980-02-12 | 0 | 0
|  |  |  | 1980-02-13 | 0 | 0
|  |  |  | 1980-02-14 | 0 | 0
|  |  |  | 1980-02-15 | 0 | 0
|  |  |  | 1980-02-16 | 0.01 | 0.01
|  |  |  | 1980-02-17 | 0 | 0
|  |  |  | 1980-02-18 | 0 | 0
|  |  |  | 1980-02-19 | 0 | 0
|  |  |  | 1980-02-20 | 0 | 0
|  |  |  | 1980-02-21 | 0 | 0
|  |  |  | 1980-02-22 | 0 | 0
|  |  |  | 1980-02-23 | 0 | 0
|  |  |  | 1980-02-24 | 0 | 0
|  |  |  | 1980-02-25 | 0 | 0
|  |  |  | 1980-02-26 | 0 | 0
|  |  |  | 1980-02-27 | 0 | 0
|  |  |  | 1980-02-28 | 0 | 0
|  |  |  | 1980-02-29 | 0 | 0
|  |  |  | 1980-03-01 | 0 | 0
|  |  |  | 1980-03-02 | 0 | 0
|  |  |  | 1980-03-03 | 0 | 0
|  |  |  | 1980-03-04 | 0 | 0
|  |  |  | 1980-03-05 | 0 | 0
|  |  |  | 1980-03-06 | 0 | 0
|  |  |  | 1980-03-07 | 0 | 0
|  |  |  | 1980-03-08 | 0 | 0
|  |  |  | 1980-03-09 | 0 | 0
|  |  |  | 1980-03-10 | 0 | 0
|  |  |  | 1980-03-11 | 0.01 | 0.01
|  |  |  | 1980-03-12 | 0 | 0
|  |  |  | 1980-03-13 | 0 | 0
|  |  |  | 1980-03-14 | 0 | 0
|  |  |  | 1980-03-15 | 0 | 0
|  |  |  | 1980-03-16 | 0 | 0
|  |  |  | 1980-03-17 | 0 | 0
|  |  |  | 1980-03-18 | 0 | 0
|  |  |  | 1980-03-19 | 0 | 0
|  |  |  | 1980-03-20 | 0 | 0
|  |  |  | 1980-03-21 | 0 | 0
|  |  |  | 1980-03-22 | 0 | 0
|  |  |  | 1980-03-23 | 0.3 | 0.3
|  |  |  | 1980-03-24 | 0 | 0
|  |  |  | 1980-03-25 | 0 | 0
|  |  |  | 1980-03-26 | 0 | 0
|  |  |  | 1980-03-27 | 0.4 | 0.4
|  |  |  | 1980-03-28 | 0 | 0
|  |  |  | 1980-03-29 | 0.05 | 0.05
|  |  |  | 1980-03-30 | 0 | 0
|  |  |  | 1980-03-31 | 0 | 0
|  |  |  | 1980-04-01 | 0 | 0
|  |  |  | 1980-04-02 | 0.25 | 0.25
|  |  |  | 1980-04-03 | 0 | 0
|  |  |  | 1980-04-04 | 0 | 0
|  |  |  | 1980-04-05 | 0 | 0
|  |  |  | 1980-04-06 | 0 | 0
|  |  |  | 1980-04-07 | 0 | 0
|  |  |  | 1980-04-08 | 0 | 0
|  |  |  | 1980-04-09 | 0 | 0
|  |  |  | 1980-04-10 | 0 | 0
|  |  |  | 1980-04-11 | 0 | 0
|  |  |  | 1980-04-12 | 0 | 0
|  |  |  | 1980-04-13 | 0 | 0
|  |  |  | 1980-04-14 | 0 | 0
|  |  |  | 1980-04-15 | 0 | 0
|  |  |  | 1980-04-16 | 0 | 0
|  |  |  | 1980-04-17 | 0 | 0
|  |  |  | 1980-04-18 | 0 | 0
|  |  |  | 1980-04-19 | 0 | 0
|  |  |  | 1980-04-20 | 0 | 0
|  |  |  | 1980-04-21 | 0 | 0
|  |  |  | 1980-04-22 | 0 | 0
|  |  |  | 1980-04-23 | 0 | 0
|  |  |  | 1980-04-24 | 0.03 | 0.03
|  |  |  | 1980-04-25 | 0.06 | 0.06
|  |  |  | 1980-04-26 | 0.01 | 0.01
|  |  |  | 1980-04-27 | 0 | 0
|  |  |  | 1980-04-28 | 0 | 0
|  |  |  | 1980-04-29 | 0 | 0
|  |  |  | 1980-04-30 | 0 | 0
|  |  |  | 1980-05-01 | 0.46 | 0.46
|  |  |  | 1980-05-02 | 0 | 0
|  |  |  | 1980-05-03 | 0 | 0
|  |  |  | 1980-05-04 | 0 | 0
|  |  |  | 1980-05-05 | 0.04 | 0.04
|  |  |  | 1980-05-06 | 0.06 | 0.06
|  |  |  | 1980-05-07 | 0 | 0
|  |  |  | 1980-05-08 | 0.17 | 0.17
|  |  |  | 1980-05-09 | 0 | 0
|  |  |  | 1980-05-10 | 0 | 0
|  |  |  | 1980-05-11 | 0 | 0
|  |  |  | 1980-05-12 | 0 | 0
|  |  |  | 1980-05-13 | 0 | 0
|  |  |  | 1980-05-14 | 1.67 | 1.67
|  |  |  | 1980-05-15 | 1.31 | 1.31
|  |  |  | 1980-05-16 | 0 | 0
|  |  |  | 1980-05-17 | 0 | 0
|  |  |  | 1980-05-18 | 0 | 0
|  |  |  | 1980-05-19 | 0 | 0
|  |  |  | 1980-05-20 | 0.2 | 0.2
|  |  |  | 1980-05-21 | 0.22 | 0.22
|  |  |  | 1980-05-22 | 0 | 0
|  |  |  | 1980-05-23 | 0 | 0
|  |  |  | 1980-05-24 | 0 | 0
|  |  |  | 1980-05-25 | 0 | 0
|  |  |  | 1980-05-26 | 0 | 0
|  |  |  | 1980-05-27 | 0.1 | 0.1
|  |  |  | 1980-05-28 | 0.01 | 0.01
|  |  |  | 1980-05-29 | 2 | 2
|  |  |  | 1980-05-30 | 0.43 | 0.43
|  |  |  | 1980-05-31 | 0 | 0
|  |  |  | 1980-06-01 | 0.02 | 0.02
|  |  |  | 1980-06-02 | 0 | 0
|  |  |  | 1980-06-03 | 0 | 0
|  |  |  | 1980-06-04 | 0 | 0
|  |  |  | 1980-06-05 | 0 | 0
|  |  |  | 1980-06-06 | 0 | 0
|  |  |  | 1980-06-07 | 0 | 0
|  |  |  | 1980-06-08 | 0.18 | 0.18
|  |  |  | 1980-06-09 | 0 | 0
|  |  |  | 1980-06-10 | 0 | 0
|  |  |  | 1980-06-11 | 0 | 0
|  |  |  | 1980-06-12 | 0 | 0
|  |  |  | 1980-06-13 | 0 | 0
|  |  |  | 1980-06-14 | 0 | 0
|  |  |  | 1980-06-15 | 0 | 0
|  |  |  | 1980-06-16 | 0 | 0
|  |  |  | 1980-06-17 | 0.02 | 0.02
|  |  |  | 1980-06-18 | 0.03 | 0.03
|  |  |  | 1980-06-19 | 0 | 0
|  |  |  | 1980-06-20 | 0 | 0
|  |  |  | 1980-06-21 | 0 | 0
|  |  |  | 1980-06-22 | 0.01 | 0.01
|  |  |  | 1980-06-23 | 0 | 0
|  |  |  | 1980-06-24 | 0 | 0
|  |  |  | 1980-06-25 | 0 | 0
|  |  |  | 1980-06-26 | 0 | 0
|  |  |  | 1980-06-27 | 0 | 0
|  |  |  | 1980-06-28 | 0 | 0
|  |  |  | 1980-06-29 | 0 | 0
|  |  |  | 1980-06-30 | 0 | 0
|  |  |  | 1980-07-01 | 0 | 0
|  |  |  | 1980-07-02 | 0 | 0
|  |  |  | 1980-07-03 | 0 | 0
|  |  |  | 1980-07-04 | 0 | 0
|  |  |  | 1980-07-05 | 0 | 0
|  |  |  | 1980-07-06 | 0 | 0
|  |  |  | 1980-07-07 | 0 | 0
|  |  |  | 1980-07-08 | 0 | 0
|  |  |  | 1980-07-09 | 0 | 0
|  |  |  | 1980-07-10 | 0 | 0
|  |  |  | 1980-07-11 | 0 | 0
|  |  |  | 1980-07-12 | 0 | 0
|  |  |  | 1980-07-13 | 0 | 0
|  |  |  | 1980-07-14 | 0 | 0
|  |  |  | 1980-07-15 | 0 | 0
|  |  |  | 1980-07-16 | 0 | 0
|  |  |  | 1980-07-17 | 0 | 0
|  |  |  | 1980-07-18 | 0 | 0
|  |  |  | 1980-07-19 | 0 | 0
|  |  |  | 1980-07-20 | 0 | 0
|  |  |  | 1980-07-21 | 0 | 0
|  |  |  | 1980-07-22 | 0 | 0
|  |  |  | 1980-07-23 | 0 | 0
|  |  |  | 1980-07-24 | 0 | 0
|  |  |  | 1980-07-25 | 0 | 0
|  |  |  | 1980-07-26 | 0.03 | 0.03
|  |  |  | 1980-07-27 | 0 | 0
|  |  |  | 1980-07-28 | 0 | 0
|  |  |  | 1980-07-29 | 0 | 0
|  |  |  | 1980-07-30 | 0 | 0
|  |  |  | 1980-07-31 | 0 | 0
|  |  |  | 1980-08-01 | 0 | 0
|  |  |  | 1980-08-02 | 0 | 0
|  |  |  | 1980-08-03 | 0 | 0
|  |  |  | 1980-08-04 | 0 | 0
|  |  |  | 1980-08-05 | 0 | 0
|  |  |  | 1980-08-06 | 0 | 0
|  |  |  | 1980-08-07 | 0 | 0
|  |  |  | 1980-08-08 | 0 | 0
|  |  |  | 1980-08-09 | 0 | 0
|  |  |  | 1980-08-10 | 0 | 0
|  |  |  | 1980-08-11 | 0 | 0
|  |  |  | 1980-08-12 | 0 | 0
|  |  |  | 1980-08-13 | 0 | 0
|  |  |  | 1980-08-14 | 0 | 0
|  |  |  | 1980-08-15 | 0 | 0
|  |  |  | 1980-08-16 | 0.03 | 0.03
|  |  |  | 1980-08-17 | 0.02 | 0.02
|  |  |  | 1980-08-18 | 0 | 0
|  |  |  | 1980-08-19 | 0 | 0
|  |  |  | 1980-08-20 | 0 | 0
|  |  |  | 1980-08-21 | 0 | 0
|  |  |  | 1980-08-22 | 0 | 0
|  |  |  | 1980-08-23 | 0 | 0
|  |  |  | 1980-08-24 | 0 | 0
|  |  |  | 1980-08-25 | 0 | 0
|  |  |  | 1980-08-26 | 0 | 0
|  |  |  | 1980-08-27 | 0 | 0
|  |  |  | 1980-08-28 | 0.21 | 0.21
|  |  |  | 1980-08-29 | 0 | 0
|  |  |  | 1980-08-30 | 0 | 0
|  |  |  | 1980-08-31 | 0 | 0
|  |  |  | 1980-09-01 | 0 | 0
|  |  |  | 1980-09-02 | 0.64 | 0.64
|  |  |  | 1980-09-03 | 0 | 0
|  |  |  | 1980-09-04 | 0.01 | 0.01
|  |  |  | 1980-09-05 | 0 | 0
|  |  |  | 1980-09-06 | 0 | 0
|  |  |  | 1980-09-07 | 0.09 | 0.09
|  |  |  | 1980-09-08 | 0.03 | 0.03
|  |  |  | 1980-09-09 | 0.24 | 0.24
|  |  |  | 1980-09-10 | 0.79 | 0.79
|  |  |  | 1980-09-11 | 0 | 0
|  |  |  | 1980-09-12 | 0 | 0
|  |  |  | 1980-09-13 | 0 | 0
|  |  |  | 1980-09-14 | 0 | 0
|  |  |  | 1980-09-15 | 0 | 0
|  |  |  | 1980-09-16 | 0.01 | 0.01
|  |  |  | 1980-09-17 | 0 | 0
|  |  |  | 1980-09-18 | 0 | 0
|  |  |  | 1980-09-19 | 0 | 0
|  |  |  | 1980-09-20 | 0 | 0
|  |  |  | 1980-09-21 | 0 | 0
|  |  |  | 1980-09-22 | 0 | 0
|  |  |  | 1980-09-23 | 1.13 | 1.13
|  |  |  | 1980-09-24 | 0 | 0
|  |  |  | 1980-09-25 | 0 | 0
|  |  |  | 1980-09-26 | 0.05 | 0.05
|  |  |  | 1980-09-27 | 6.19 | 6.19
|  |  |  | 1980-09-28 | 1.05 | 1.05
|  |  |  | 1980-09-29 | 0 | 0
|  |  |  | 1980-09-30 | 0 | 0
|  |  |  | 1980-10-01 | 0 | 0
|  |  |  | 1980-10-02 | 0 | 0
|  |  |  | 1980-10-03 | 0 | 0
|  |  |  | 1980-10-04 | 0 | 0
|  |  |  | 1980-10-05 | 0 | 0
|  |  |  | 1980-10-06 | 0.07 | 0.07
|  |  |  | 1980-10-07 | 0 | 0
|  |  |  | 1980-10-08 | 0 | 0
|  |  |  | 1980-10-09 | 0 | 0
|  |  |  | 1980-10-10 | 0 | 0
|  |  |  | 1980-10-11 | 0 | 0
|  |  |  | 1980-10-12 | 0 | 0
|  |  |  | 1980-10-13 | 0 | 0
|  |  |  | 1980-10-14 | 0 | 0
|  |  |  | 1980-10-15 | 0 | 0
|  |  |  | 1980-10-16 | 0 | 0
|  |  |  | 1980-10-17 | 0.01 | 0.01
|  |  |  | 1980-10-18 | 0 | 0
|  |  |  | 1980-10-19 | 0 | 0
|  |  |  | 1980-10-20 | 0 | 0
|  |  |  | 1980-10-21 | 0 | 0
|  |  |  | 1980-10-22 | 0 | 0
|  |  |  | 1980-10-23 | 0 | 0
|  |  |  | 1980-10-24 | 0 | 0
|  |  |  | 1980-10-25 | 0 | 0
|  |  |  | 1980-10-26 | 0.24 | 0.24
|  |  |  | 1980-10-27 | 1.33 | 1.33
|  |  |  | 1980-10-28 | 0 | 0
|  |  |  | 1980-10-29 | 0 | 0
|  |  |  | 1980-10-30 | 0 | 0
|  |  |  | 1980-10-31 | 0 | 0
|  |  |  | 1980-11-01 | 0 | 0
|  |  |  | 1980-11-02 | 0 | 0
|  |  |  | 1980-11-03 | 0 | 0
|  |  |  | 1980-11-04 | 0 | 0
|  |  |  | 1980-11-05 | 0 | 0
|  |  |  | 1980-11-06 | 0 | 0
|  |  |  | 1980-11-07 | 0 | 0
|  |  |  | 1980-11-08 | 0 | 0
|  |  |  | 1980-11-09 | 0 | 0
|  |  |  | 1980-11-10 | 0 | 0
|  |  |  | 1980-11-11 | 0 | 0
|  |  |  | 1980-11-12 | 0 | 0
|  |  |  | 1980-11-13 | 0 | 0
|  |  |  | 1980-11-14 | 0.21 | 0.21
|  |  |  | 1980-11-15 | 0 | 0
|  |  |  | 1980-11-16 | 1.02 | 1.02
|  |  |  | 1980-11-17 | 0.2 | 0.2
|  |  |  | 1980-11-18 | 0 | 0
|  |  |  | 1980-11-19 | 0 | 0
|  |  |  | 1980-11-20 | 0 | 0
|  |  |  | 1980-11-21 | 0 | 0
|  |  |  | 1980-11-22 | 0.08 | 0.08
|  |  |  | 1980-11-23 | 0.02 | 0.02
|  |  |  | 1980-11-24 | 0 | 0
|  |  |  | 1980-11-25 | 0 | 0
|  |  |  | 1980-11-26 | 0.04 | 0.04
|  |  |  | 1980-11-27 | 0 | 0
|  |  |  | 1980-11-28 | 0 | 0
|  |  |  | 1980-11-29 | 0 | 0
|  |  |  | 1980-11-30 | 0 | 0
|  |  |  | 1980-12-01 | 0 | 0
|  |  |  | 1980-12-02 | 0 | 0
|  |  |  | 1980-12-03 | 0 | 0
|  |  |  | 1980-12-04 | 0 | 0
|  |  |  | 1980-12-05 | 0 | 0
|  |  |  | 1980-12-06 | 0 | 0
|  |  |  | 1980-12-07 | 1.18 | 1.18
|  |  |  | 1980-12-08 | 0.76 | 0.76
|  |  |  | 1980-12-09 | 0 | 0
|  |  |  | 1980-12-10 | 0 | 0
|  |  |  | 1980-12-11 | 0 | 0
|  |  |  | 1980-12-12 | 0 | 0
|  |  |  | 1980-12-13 | 0 | 0
|  |  |  | 1980-12-14 | 0 | 0
|  |  |  | 1980-12-15 | 0 | 0
|  |  |  | 1980-12-16 | 0 | 0
|  |  |  | 1980-12-17 | 0 | 0
|  |  |  | 1980-12-18 | 0 | 0
|  |  |  | 1980-12-19 | 0 | 0
|  |  |  | 1980-12-20 | 0 | 0
|  |  |  | 1980-12-21 | 0 | 0
|  |  |  | 1980-12-22 | 0 | 0
|  |  |  | 1980-12-23 | 0 | 0
|  |  |  | 1980-12-24 | 0 | 0
|  |  |  | 1980-12-25 | 0 | 0
|  |  |  | 1980-12-26 | 0 | 0
|  |  |  | 1980-12-27 | 0 | 0
|  |  |  | 1980-12-28 | 0 | 0
|  |  |  | 1980-12-29 | 0 | 0
|  |  |  | 1980-12-30 | 0 | 0
|  |  |  | 1980-12-31 | 0 | 0
|  |  |  | 1981-01-01 | 0 | 0
|  |  |  | 1981-01-02 | 0 | 0
|  |  |  | 1981-01-03 | 0 | 0
|  |  |  | 1981-01-04 | 0 | 0
|  |  |  | 1981-01-05 | 0 | 0
|  |  |  | 1981-01-06 | 0 | 0
|  |  |  | 1981-01-07 | 0 | 0
|  |  |  | 1981-01-08 | 0 | 0
|  |  |  | 1981-01-09 | 0 | 0
|  |  |  | 1981-01-10 | 0 | 0
|  |  |  | 1981-01-11 | 0 | 0
|  |  |  | 1981-01-12 | 0 | 0
|  |  |  | 1981-01-13 | 0 | 0
|  |  |  | 1981-01-14 | 0 | 0
|  |  |  | 1981-01-15 | 0 | 0
|  |  |  | 1981-01-16 | 0 | 0
|  |  |  | 1981-01-17 | 0 | 0
|  |  |  | 1981-01-18 | 0 | 0
|  |  |  | 1981-01-19 | 0 | 0
|  |  |  | 1981-01-20 | 0 | 0
|  |  |  | 1981-01-21 | 0.06 | 0.06
|  |  |  | 1981-01-22 | 0 | 0
|  |  |  | 1981-01-23 | 0 | 0
|  |  |  | 1981-01-24 | 0 | 0
|  |  |  | 1981-01-25 | 0 | 0
|  |  |  | 1981-01-26 | 0 | 0
|  |  |  | 1981-01-27 | 0 | 0
|  |  |  | 1981-01-28 | 0 | 0
|  |  |  | 1981-01-29 | 0 | 0
|  |  |  | 1981-01-30 | 0 | 0
|  |  |  | 1981-01-31 | 0.08 | 0.08
|  |  |  | 1981-02-01 | 0 | 0
|  |  |  | 1981-02-02 | 0 | 0
|  |  |  | 1981-02-03 | 0 | 0
|  |  |  | 1981-02-04 | 0 | 0
|  |  |  | 1981-02-05 | 0 | 0
|  |  |  | 1981-02-06 | 0 | 0
|  |  |  | 1981-02-07 | 0 | 0
|  |  |  | 1981-02-08 | 0 | 0
|  |  |  | 1981-02-09 | 0.3 | 0.3
|  |  |  | 1981-02-10 | 0 | 0
|  |  |  | 1981-02-11 | 0 | 0
|  |  |  | 1981-02-12 | 0 | 0
|  |  |  | 1981-02-13 | 0 | 0
|  |  |  | 1981-02-14 | 0 | 0
|  |  |  | 1981-02-15 | 0 | 0
|  |  |  | 1981-02-16 | 0 | 0
|  |  |  | 1981-02-17 | 0 | 0
|  |  |  | 1981-02-18 | 0 | 0
|  |  |  | 1981-02-19 | 0 | 0
|  |  |  | 1981-02-20 | 0 | 0
|  |  |  | 1981-02-21 | 0 | 0
|  |  |  | 1981-02-22 | 0 | 0
|  |  |  | 1981-02-23 | 0 | 0
|  |  |  | 1981-02-24 | 0 | 0
|  |  |  | 1981-02-25 | 0 | 0
|  |  |  | 1981-02-26 | 0 | 0
|  |  |  | 1981-02-27 | 1.26 | 1.26
|  |  |  | 1981-02-28 | 1.74 | 1.74
|  |  |  | 1981-03-01 | 0 | 0
|  |  |  | 1981-03-02 | 0 | 0
|  |  |  | 1981-03-03 | 0.78 | 0.78
|  |  |  | 1981-03-04 | 0.02 | 0.02
|  |  |  | 1981-03-05 | 0 | 0
|  |  |  | 1981-03-06 | 0 | 0
|  |  |  | 1981-03-07 | 0.35 | 0.35
|  |  |  | 1981-03-08 | 0.01 | 0.01
|  |  |  | 1981-03-09 | 0 | 0
|  |  |  | 1981-03-10 | 0 | 0
|  |  |  | 1981-03-11 | 0 | 0
|  |  |  | 1981-03-12 | 0 | 0
|  |  |  | 1981-03-13 | 0 | 0
|  |  |  | 1981-03-14 | 0.39 | 0.39
|  |  |  | 1981-03-15 | 0.09 | 0.09
|  |  |  | 1981-03-16 | 0 | 0
|  |  |  | 1981-03-17 | 0 | 0
|  |  |  | 1981-03-18 | 0 | 0
|  |  |  | 1981-03-19 | 0 | 0
|  |  |  | 1981-03-20 | 0 | 0
|  |  |  | 1981-03-21 | 0 | 0
|  |  |  | 1981-03-22 | 0.01 | 0.01
|  |  |  | 1981-03-23 | 0 | 0
|  |  |  | 1981-03-24 | 0 | 0
|  |  |  | 1981-03-25 | 0.19 | 0.19
|  |  |  | 1981-03-26 | 0 | 0
|  |  |  | 1981-03-27 | 0 | 0
|  |  |  | 1981-03-28 | 0.02 | 0.02
|  |  |  | 1981-03-29 | 0 | 0
|  |  |  | 1981-03-30 | 0 | 0
|  |  |  | 1981-03-31 | 0 | 0
|  |  |  | 1981-04-01 | 0 | 0
|  |  |  | 1981-04-02 | 0 | 0
|  |  |  | 1981-04-03 | 0.41 | 0.41
|  |  |  | 1981-04-04 | 0 | 0
|  |  |  | 1981-04-05 | 0 | 0
|  |  |  | 1981-04-06 | 0 | 0
|  |  |  | 1981-04-07 | 0 | 0
|  |  |  | 1981-04-08 | 0 | 0
|  |  |  | 1981-04-09 | 0 | 0
|  |  |  | 1981-04-10 | 0 | 0
|  |  |  | 1981-04-11 | 0 | 0
|  |  |  | 1981-04-12 | 0 | 0
|  |  |  | 1981-04-13 | 0.42 | 0.42
|  |  |  | 1981-04-14 | 0.29 | 0.29
|  |  |  | 1981-04-15 | 0.13 | 0.13
|  |  |  | 1981-04-16 | 0.03 | 0.03
|  |  |  | 1981-04-17 | 0 | 0
|  |  |  | 1981-04-18 | 0.25 | 0.25
|  |  |  | 1981-04-19 | 0.21 | 0.21
|  |  |  | 1981-04-20 | 0 | 0
|  |  |  | 1981-04-21 | 0.6 | 0.6
|  |  |  | 1981-04-22 | 0 | 0
|  |  |  | 1981-04-23 | 0 | 0
|  |  |  | 1981-04-24 | 0 | 0
|  |  |  | 1981-04-25 | 0 | 0
|  |  |  | 1981-04-26 | 0 | 0
|  |  |  | 1981-04-27 | 0 | 0
|  |  |  | 1981-04-28 | 0.63 | 0.63
|  |  |  | 1981-04-29 | 0 | 0
|  |  |  | 1981-04-30 | 0.98 | 0.98
|  |  |  | 1981-05-01 | 0.08 | 0.08
|  |  |  | 1981-05-02 | 0 | 0
|  |  |  | 1981-05-03 | 0 | 0
|  |  |  | 1981-05-04 | 0 | 0
|  |  |  | 1981-05-05 | 0 | 0
|  |  |  | 1981-05-06 | 0 | 0
|  |  |  | 1981-05-07 | 0.07 | 0.07
|  |  |  | 1981-05-08 | 0 | 0
|  |  |  | 1981-05-09 | 0.01 | 0.01
|  |  |  | 1981-05-10 | 0 | 0
|  |  |  | 1981-05-11 | 0 | 0
|  |  |  | 1981-05-12 | 0 | 0
|  |  |  | 1981-05-13 | 0 | 0
|  |  |  | 1981-05-14 | 0 | 0
|  |  |  | 1981-05-15 | 0.24 | 0.24
|  |  |  | 1981-05-16 | 0.32 | 0.32
|  |  |  | 1981-05-17 | 0 | 0
|  |  |  | 1981-05-18 | 0 | 0
|  |  |  | 1981-05-19 | 0 | 0
|  |  |  | 1981-05-20 | 0 | 0
|  |  |  | 1981-05-21 | 0 | 0
|  |  |  | 1981-05-22 | 0 | 0
|  |  |  | 1981-05-23 | 0.54 | 0.54
|  |  |  | 1981-05-24 | 0.87 | 0.87
|  |  |  | 1981-05-25 | 0 | 0
|  |  |  | 1981-05-26 | 0 | 0
|  |  |  | 1981-05-27 | 0.96 | 0.96
|  |  |  | 1981-05-28 | 0.3 | 0.3
|  |  |  | 1981-05-29 | 0 | 0
|  |  |  | 1981-05-30 | 0.15 | 0.15
|  |  |  | 1981-05-31 | 0 | 0
|  |  |  | 1981-06-01 | 2.18 | 2.18
|  |  |  | 1981-06-02 | 0.57 | 0.57
|  |  |  | 1981-06-03 | 0.58 | 0.58
|  |  |  | 1981-06-04 | 0 | 0
|  |  |  | 1981-06-05 | 0.18 | 0.18
|  |  |  | 1981-06-06 | 0.11 | 0.11
|  |  |  | 1981-06-07 | 0 | 0
|  |  |  | 1981-06-08 | 0 | 0
|  |  |  | 1981-06-09 | 0 | 0
|  |  |  | 1981-06-10 | 0 | 0
|  |  |  | 1981-06-11 | 0 | 0
|  |  |  | 1981-06-12 | 0 | 0
|  |  |  | 1981-06-13 | 0 | 0
|  |  |  | 1981-06-14 | 0 | 0
|  |  |  | 1981-06-15 | 0.97 | 0.97
|  |  |  | 1981-06-16 | 0 | 0
|  |  |  | 1981-06-17 | 0 | 0
|  |  |  | 1981-06-18 | 0 | 0
|  |  |  | 1981-06-19 | 0 | 0
|  |  |  | 1981-06-20 | 0 | 0
|  |  |  | 1981-06-21 | 0 | 0
|  |  |  | 1981-06-22 | 0 | 0
|  |  |  | 1981-06-23 | 0 | 0
|  |  |  | 1981-06-24 | 0 | 0
|  |  |  | 1981-06-25 | 0 | 0
|  |  |  | 1981-06-26 | 0 | 0
|  |  |  | 1981-06-27 | 0 | 0
|  |  |  | 1981-06-28 | 0 | 0
|  |  |  | 1981-06-29 | 0 | 0
|  |  |  | 1981-06-30 | 0 | 0
|  |  |  | 1981-07-01 | 0 | 0
|  |  |  | 1981-07-02 | 1.08 | 1.08
|  |  |  | 1981-07-03 | 0 | 0
|  |  |  | 1981-07-04 | 0 | 0
|  |  |  | 1981-07-05 | 0 | 0
|  |  |  | 1981-07-06 | 0 | 0
|  |  |  | 1981-07-07 | 0.01 | 0.01
|  |  |  | 1981-07-08 | 0 | 0
|  |  |  | 1981-07-09 | 0 | 0
|  |  |  | 1981-07-10 | 0 | 0
|  |  |  | 1981-07-11 | 0 | 0
|  |  |  | 1981-07-12 | 0 | 0
|  |  |  | 1981-07-13 | 0 | 0
|  |  |  | 1981-07-14 | 0 | 0
|  |  |  | 1981-07-15 | 0 | 0
|  |  |  | 1981-07-16 | 0 | 0
|  |  |  | 1981-07-17 | 0 | 0
|  |  |  | 1981-07-18 | 0 | 0
|  |  |  | 1981-07-19 | 0 | 0
|  |  |  | 1981-07-20 | 0 | 0
|  |  |  | 1981-07-21 | 0 | 0
|  |  |  | 1981-07-22 | 0 | 0
|  |  |  | 1981-07-23 | 0 | 0
|  |  |  | 1981-07-24 | 0 | 0
|  |  |  | 1981-07-25 | 0 | 0
|  |  |  | 1981-07-26 | 0 | 0
|  |  |  | 1981-07-27 | 0 | 0
|  |  |  | 1981-07-28 | 0.23 | 0.23
|  |  |  | 1981-07-29 | 0 | 0
|  |  |  | 1981-07-30 | 0 | 0
|  |  |  | 1981-07-31 | 0.01 | 0.01
|  |  |  | 1981-08-01 | 0 | 0
|  |  |  | 1981-08-02 | 0 | 0
|  |  |  | 1981-08-03 | 0 | 0
|  |  |  | 1981-08-04 | 0 | 0
|  |  |  | 1981-08-05 | 0 | 0
|  |  |  | 1981-08-06 | 0 | 0
|  |  |  | 1981-08-07 | 0.75 | 0.75
|  |  |  | 1981-08-08 | 0 | 0
|  |  |  | 1981-08-09 | 0 | 0
|  |  |  | 1981-08-10 | 0.01 | 0.01
|  |  |  | 1981-08-11 | 0.1 | 0.1
|  |  |  | 1981-08-12 | 0 | 0
|  |  |  | 1981-08-13 | 0 | 0
|  |  |  | 1981-08-14 | 0 | 0
|  |  |  | 1981-08-15 | 0.7 | 0.7
|  |  |  | 1981-08-16 | 0.73 | 0.73
|  |  |  | 1981-08-17 | 0 | 0
|  |  |  | 1981-08-18 | 0 | 0
|  |  |  | 1981-08-19 | 0 | 0
|  |  |  | 1981-08-20 | 0 | 0
|  |  |  | 1981-08-21 | 0 | 0
|  |  |  | 1981-08-22 | 0 | 0
|  |  |  | 1981-08-23 | 0 | 0
|  |  |  | 1981-08-24 | 0 | 0
|  |  |  | 1981-08-25 | 0 | 0
|  |  |  | 1981-08-26 | 0 | 0
|  |  |  | 1981-08-27 | 0 | 0
|  |  |  | 1981-08-28 | 0 | 0
|  |  |  | 1981-08-29 | 0 | 0
|  |  |  | 1981-08-30 | 0 | 0
|  |  |  | 1981-08-31 | 0 | 0
|  |  |  | 1981-09-01 | 0.3 | 0.3
|  |  |  | 1981-09-02 | 0 | 0
|  |  |  | 1981-09-03 | 0 | 0
|  |  |  | 1981-09-04 | 0 | 0
|  |  |  | 1981-09-05 | 0.28 | 0.28
|  |  |  | 1981-09-06 | 0.02 | 0.02
|  |  |  | 1981-09-07 | 0 | 0
|  |  |  | 1981-09-08 | 0 | 0
|  |  |  | 1981-09-09 | 0 | 0
|  |  |  | 1981-09-10 | 0 | 0
|  |  |  | 1981-09-11 | 0 | 0
|  |  |  | 1981-09-12 | 0 | 0
|  |  |  | 1981-09-13 | 0.65 | 0.65
|  |  |  | 1981-09-14 | 0.11 | 0.11
|  |  |  | 1981-09-15 | 0 | 0
|  |  |  | 1981-09-16 | 0 | 0
|  |  |  | 1981-09-17 | 0 | 0
|  |  |  | 1981-09-18 | 0 | 0
|  |  |  | 1981-09-19 | 0 | 0
|  |  |  | 1981-09-20 | 0 | 0
|  |  |  | 1981-09-21 | 0 | 0
|  |  |  | 1981-09-22 | 0 | 0
|  |  |  | 1981-09-23 | 0 | 0
|  |  |  | 1981-09-24 | 0 | 0
|  |  |  | 1981-09-25 | 0 | 0
|  |  |  | 1981-09-26 | 0 | 0
|  |  |  | 1981-09-27 | 0.13 | 0.13
|  |  |  | 1981-09-28 | 0 | 0
|  |  |  | 1981-09-29 | 0 | 0
|  |  |  | 1981-09-30 | 0 | 0
|  |  |  | 1981-10-01 | 0.12 | 0.12
|  |  |  | 1981-10-02 | 0 | 0
|  |  |  | 1981-10-03 | 0 | 0
|  |  |  | 1981-10-04 | 0 | 0
|  |  |  | 1981-10-05 | 0.07 | 0.07
|  |  |  | 1981-10-06 | 0.02 | 0.02
|  |  |  | 1981-10-07 | 3.24 | 3.24
|  |  |  | 1981-10-08 | 0 | 0
|  |  |  | 1981-10-09 | 0 | 0
|  |  |  | 1981-10-10 | 0 | 0
|  |  |  | 1981-10-11 | 0.71 | 0.71
|  |  |  | 1981-10-12 | 1.81 | 1.81
|  |  |  | 1981-10-13 | 1.26 | 1.26
|  |  |  | 1981-10-14 | 0 | 0
|  |  |  | 1981-10-15 | 0.2 | 0.2
|  |  |  | 1981-10-16 | 0.14 | 0.14
|  |  |  | 1981-10-17 | 0 | 0
|  |  |  | 1981-10-18 | 0 | 0
|  |  |  | 1981-10-19 | 0 | 0
|  |  |  | 1981-10-20 | 0 | 0
|  |  |  | 1981-10-21 | 0 | 0
|  |  |  | 1981-10-22 | 0.25 | 0.25
|  |  |  | 1981-10-23 | 0 | 0
|  |  |  | 1981-10-24 | 0 | 0
|  |  |  | 1981-10-25 | 0 | 0
|  |  |  | 1981-10-26 | 0 | 0
|  |  |  | 1981-10-27 | 0 | 0
|  |  |  | 1981-10-28 | 0 | 0
|  |  |  | 1981-10-29 | 0 | 0
|  |  |  | 1981-10-30 | 0 | 0
|  |  |  | 1981-10-31 | 0.01 | 0.01
|  |  |  | 1981-11-01 | 0 | 0
|  |  |  | 1981-11-02 | 0 | 0
|  |  |  | 1981-11-03 | 0 | 0
|  |  |  | 1981-11-04 | 0 | 0
|  |  |  | 1981-11-05 | 0 | 0
|  |  |  | 1981-11-06 | 0 | 0
|  |  |  | 1981-11-07 | 0 | 0
|  |  |  | 1981-11-08 | 0.14 | 0.14
|  |  |  | 1981-11-09 | 0 | 0
|  |  |  | 1981-11-10 | 0 | 0
|  |  |  | 1981-11-11 | 0 | 0
|  |  |  | 1981-11-12 | 0 | 0
|  |  |  | 1981-11-13 | 0 | 0
|  |  |  | 1981-11-14 | 0 | 0
|  |  |  | 1981-11-15 | 0 | 0
|  |  |  | 1981-11-16 | 0 | 0
|  |  |  | 1981-11-17 | 0 | 0
|  |  |  | 1981-11-18 | 0 | 0
|  |  |  | 1981-11-19 | 0 | 0
|  |  |  | 1981-11-20 | 0 | 0
|  |  |  | 1981-11-21 | 0 | 0
|  |  |  | 1981-11-22 | 0 | 0
|  |  |  | 1981-11-23 | 0 | 0
|  |  |  | 1981-11-24 | 0 | 0
|  |  |  | 1981-11-25 | 0 | 0
|  |  |  | 1981-11-26 | 0 | 0
|  |  |  | 1981-11-27 | 0 | 0
|  |  |  | 1981-11-28 | 0 | 0
|  |  |  | 1981-11-29 | 0.14 | 0.14
|  |  |  | 1981-11-30 | 0.58 | 0.58
|  |  |  | 1981-12-01 | 0 | 0
|  |  |  | 1981-12-02 | 0 | 0
|  |  |  | 1981-12-03 | 0 | 0
|  |  |  | 1981-12-04 | 0 | 0
|  |  |  | 1981-12-05 | 0 | 0
|  |  |  | 1981-12-06 | 0 | 0
|  |  |  | 1981-12-07 | 0 | 0
|  |  |  | 1981-12-08 | 0 | 0
|  |  |  | 1981-12-09 | 0 | 0
|  |  |  | 1981-12-10 | 0 | 0
|  |  |  | 1981-12-11 | 0 | 0
|  |  |  | 1981-12-12 | 0 | 0
|  |  |  | 1981-12-13 | 0.25 | 0.25
|  |  |  | 1981-12-14 | 0.05 | 0.05
|  |  |  | 1981-12-15 | 0 | 0
|  |  |  | 1981-12-16 | 0 | 0
|  |  |  | 1981-12-17 | 0 | 0
|  |  |  | 1981-12-18 | 0 | 0
|  |  |  | 1981-12-19 | 0 | 0
|  |  |  | 1981-12-20 | 0 | 0
|  |  |  | 1981-12-21 | 0 | 0
|  |  |  | 1981-12-22 | 0 | 0
|  |  |  | 1981-12-23 | 0 | 0
|  |  |  | 1981-12-24 | 0 | 0
|  |  |  | 1981-12-25 | 0 | 0
|  |  |  | 1981-12-26 | 0 | 0
|  |  |  | 1981-12-27 | 0 | 0
|  |  |  | 1981-12-28 | 0 | 0
|  |  |  | 1981-12-29 | 0 | 0
|  |  |  | 1981-12-30 | 0 | 0
|  |  |  | 1981-12-31 | 0 | 0
|  |  |  | 1982-01-01 | 0 | 0
|  |  |  | 1982-01-02 | 0 | 0
|  |  |  | 1982-01-03 | 0.06 | 0.06
|  |  |  | 1982-01-04 | 0 | 0
|  |  |  | 1982-01-05 | 0 | 0
|  |  |  | 1982-01-06 | 0 | 0
|  |  |  | 1982-01-07 | 0 | 0
|  |  |  | 1982-01-08 | 0 | 0
|  |  |  | 1982-01-09 | 0 | 0
|  |  |  | 1982-01-10 | 0 | 0
|  |  |  | 1982-01-11 | 0 | 0
|  |  |  | 1982-01-12 | 0 | 0
|  |  |  | 1982-01-13 | 0 | 0
|  |  |  | 1982-01-14 | 0 | 0
|  |  |  | 1982-01-15 | 0 | 0
|  |  |  | 1982-01-16 | 0 | 0
|  |  |  | 1982-01-17 | 0 | 0
|  |  |  | 1982-01-18 | 0 | 0
|  |  |  | 1982-01-19 | 0 | 0
|  |  |  | 1982-01-20 | 0 | 0
|  |  |  | 1982-01-21 | 0.09 | 0.09
|  |  |  | 1982-01-22 | 0 | 0
|  |  |  | 1982-01-23 | 0 | 0
|  |  |  | 1982-01-24 | 0 | 0
|  |  |  | 1982-01-25 | 0 | 0
|  |  |  | 1982-01-26 | 0 | 0
|  |  |  | 1982-01-27 | 0 | 0
|  |  |  | 1982-01-28 | 0 | 0
|  |  |  | 1982-01-29 | 0 | 0
|  |  |  | 1982-01-30 | 1.51 | 1.51
|  |  |  | 1982-01-31 | 0 | 0
|  |  |  | 1982-02-01 | 0 | 0
|  |  |  | 1982-02-02 | 0.1 | 0.1
|  |  |  | 1982-02-03 | 0 | 0
|  |  |  | 1982-02-04 | 0 | 0
|  |  |  | 1982-02-05 | 0.03 | 0.03
|  |  |  | 1982-02-06 | 0 | 0
|  |  |  | 1982-02-07 | 0 | 0
|  |  |  | 1982-02-08 | 0 | 0
|  |  |  | 1982-02-09 | 0.02 | 0.02
|  |  |  | 1982-02-10 | 0 | 0
|  |  |  | 1982-02-11 | 0.12 | 0.12
|  |  |  | 1982-02-12 | 0 | 0
|  |  |  | 1982-02-13 | 0 | 0
|  |  |  | 1982-02-14 | 0 | 0
|  |  |  | 1982-02-15 | 0 | 0
|  |  |  | 1982-02-16 | 0 | 0
|  |  |  | 1982-02-17 | 0 | 0
|  |  |  | 1982-02-18 | 0 | 0
|  |  |  | 1982-02-19 | 0 | 0
|  |  |  | 1982-02-20 | 0 | 0
|  |  |  | 1982-02-21 | 0 | 0
|  |  |  | 1982-02-22 | 0 | 0
|  |  |  | 1982-02-23 | 0 | 0
|  |  |  | 1982-02-24 | 0 | 0
|  |  |  | 1982-02-25 | 0.73 | 0.73
|  |  |  | 1982-02-26 | 0.03 | 0.03
|  |  |  | 1982-02-27 | 0 | 0
|  |  |  | 1982-02-28 | 0 | 0
|  |  |  | 1982-03-01 | 0 | 0
|  |  |  | 1982-03-02 | 0 | 0
|  |  |  | 1982-03-03 | 0 | 0
|  |  |  | 1982-03-04 | 0 | 0
|  |  |  | 1982-03-05 | 0.01 | 0.01
|  |  |  | 1982-03-06 | 0 | 0
|  |  |  | 1982-03-07 | 0 | 0
|  |  |  | 1982-03-08 | 0 | 0
|  |  |  | 1982-03-09 | 0 | 0
|  |  |  | 1982-03-10 | 0 | 0
|  |  |  | 1982-03-11 | 0 | 0
|  |  |  | 1982-03-12 | 0 | 0
|  |  |  | 1982-03-13 | 0.03 | 0.03
|  |  |  | 1982-03-14 | 1.21 | 1.21
|  |  |  | 1982-03-15 | 0 | 0
|  |  |  | 1982-03-16 | 0 | 0
|  |  |  | 1982-03-17 | 0 | 0
|  |  |  | 1982-03-18 | 0 | 0
|  |  |  | 1982-03-19 | 0 | 0
|  |  |  | 1982-03-20 | 0 | 0
|  |  |  | 1982-03-21 | 0 | 0
|  |  |  | 1982-03-22 | 0 | 0
|  |  |  | 1982-03-23 | 0 | 0
|  |  |  | 1982-03-24 | 0 | 0
|  |  |  | 1982-03-25 | 0 | 0
|  |  |  | 1982-03-26 | 0.15 | 0.15
|  |  |  | 1982-03-27 | 0.64 | 0.64
|  |  |  | 1982-03-28 | 0 | 0
|  |  |  | 1982-03-29 | 0 | 0
|  |  |  | 1982-03-30 | 0 | 0
|  |  |  | 1982-03-31 | 0 | 0
|  |  |  | 1982-04-01 | 0.01 | 0.01
|  |  |  | 1982-04-02 | 0 | 0
|  |  |  | 1982-04-03 | 0 | 0
|  |  |  | 1982-04-04 | 0 | 0
|  |  |  | 1982-04-05 | 0 | 0
|  |  |  | 1982-04-06 | 0 | 0
|  |  |  | 1982-04-07 | 0 | 0
|  |  |  | 1982-04-08 | 0 | 0
|  |  |  | 1982-04-09 | 0 | 0
|  |  |  | 1982-04-10 | 0.45 | 0.45
|  |  |  | 1982-04-11 | 0 | 0
|  |  |  | 1982-04-12 | 0 | 0
|  |  |  | 1982-04-13 | 0 | 0
|  |  |  | 1982-04-14 | 0 | 0
|  |  |  | 1982-04-15 | 0 | 0
|  |  |  | 1982-04-16 | 0 | 0
|  |  |  | 1982-04-17 | 0 | 0
|  |  |  | 1982-04-18 | 0.09 | 0.09
|  |  |  | 1982-04-19 | 0 | 0
|  |  |  | 1982-04-20 | 0 | 0
|  |  |  | 1982-04-21 | 0.02 | 0.02
|  |  |  | 1982-04-22 | 0 | 0
|  |  |  | 1982-04-23 | 0 | 0
|  |  |  | 1982-04-24 | 0 | 0
|  |  |  | 1982-04-25 | 0 | 0
|  |  |  | 1982-04-26 | 0 | 0
|  |  |  | 1982-04-27 | 0.05 | 0.05
|  |  |  | 1982-04-28 | 2.03 | 2.03
|  |  |  | 1982-04-29 | 0 | 0
|  |  |  | 1982-04-30 | 0.73 | 0.73
|  |  |  | 1982-05-01 | 0 | 0
|  |  |  | 1982-05-02 | 0.04 | 0.04
|  |  |  | 1982-05-03 | 0 | 0
|  |  |  | 1982-05-04 | 0 | 0
|  |  |  | 1982-05-05 | 2.83 | 2.83
|  |  |  | 1982-05-06 | 0.04 | 0.04
|  |  |  | 1982-05-07 | 0 | 0
|  |  |  | 1982-05-08 | 0 | 0
|  |  |  | 1982-05-09 | 0 | 0
|  |  |  | 1982-05-10 | 0 | 0
|  |  |  | 1982-05-11 | 0 | 0
|  |  |  | 1982-05-12 | 4.54 | 4.54
|  |  |  | 1982-05-13 | 0.53 | 0.53
|  |  |  | 1982-05-14 | 0 | 0
|  |  |  | 1982-05-15 | 0 | 0
|  |  |  | 1982-05-16 | 1.01 | 1.01
|  |  |  | 1982-05-17 | 0.55 | 0.55
|  |  |  | 1982-05-18 | 0.01 | 0.01
|  |  |  | 1982-05-19 | 0 | 0
|  |  |  | 1982-05-20 | 0.57 | 0.57
|  |  |  | 1982-05-21 | 0.01 | 0.01
|  |  |  | 1982-05-22 | 0.76 | 0.76
|  |  |  | 1982-05-23 | 0.08 | 0.08
|  |  |  | 1982-05-24 | 0.48 | 0.48
|  |  |  | 1982-05-25 | 0 | 0
|  |  |  | 1982-05-26 | 0.26 | 0.26
|  |  |  | 1982-05-27 | 1.02 | 1.02
|  |  |  | 1982-05-28 | 0.03 | 0.03
|  |  |  | 1982-05-29 | 0 | 0
|  |  |  | 1982-05-30 | 0 | 0
|  |  |  | 1982-05-31 | 0.46 | 0.46
|  |  |  | 1982-06-01 | 0 | 0
|  |  |  | 1982-06-02 | 0.01 | 0.01
|  |  |  | 1982-06-03 | 0 | 0
|  |  |  | 1982-06-04 | 0 | 0
|  |  |  | 1982-06-05 | 0 | 0
|  |  |  | 1982-06-06 | 0 | 0
|  |  |  | 1982-06-07 | 0 | 0
|  |  |  | 1982-06-08 | 0 | 0
|  |  |  | 1982-06-09 | 0 | 0
|  |  |  | 1982-06-10 | 0 | 0
|  |  |  | 1982-06-11 | 2.15 | 2.15
|  |  |  | 1982-06-12 | 0.03 | 0.03
|  |  |  | 1982-06-13 | 0 | 0
|  |  |  | 1982-06-14 | 0 | 0
|  |  |  | 1982-06-15 | 1.04 | 1.04
|  |  |  | 1982-06-16 | 0 | 0
|  |  |  | 1982-06-17 | 1.25 | 1.25
|  |  |  | 1982-06-18 | 0.77 | 0.77
|  |  |  | 1982-06-19 | 0.15 | 0.15
|  |  |  | 1982-06-20 | 0 | 0
|  |  |  | 1982-06-21 | 1.3 | 1.3
|  |  |  | 1982-06-22 | 0 | 0
|  |  |  | 1982-06-23 | 0.55 | 0.55
|  |  |  | 1982-06-24 | 0.11 | 0.11
|  |  |  | 1982-06-25 | 0 | 0
|  |  |  | 1982-06-26 | 0 | 0
|  |  |  | 1982-06-27 | 0.05 | 0.05
|  |  |  | 1982-06-28 | 0 | 0
|  |  |  | 1982-06-29 | 0 | 0
|  |  |  | 1982-06-30 | 0 | 0
|  |  |  | 1982-07-01 | 0 | 0
|  |  |  | 1982-07-02 | 0 | 0
|  |  |  | 1982-07-03 | 0 | 0
|  |  |  | 1982-07-04 | 0 | 0
|  |  |  | 1982-07-05 | 0 | 0
|  |  |  | 1982-07-06 | 0 | 0
|  |  |  | 1982-07-07 | 0.02 | 0.02
|  |  |  | 1982-07-08 | 0 | 0
|  |  |  | 1982-07-09 | 0 | 0
|  |  |  | 1982-07-10 | 0.04 | 0.04
|  |  |  | 1982-07-11 | 0 | 0
|  |  |  | 1982-07-12 | 0.02 | 0.02
|  |  |  | 1982-07-13 | 0 | 0
|  |  |  | 1982-07-14 | 0 | 0
|  |  |  | 1982-07-15 | 0 | 0
|  |  |  | 1982-07-16 | 0 | 0
|  |  |  | 1982-07-17 | 0 | 0
|  |  |  | 1982-07-18 | 0 | 0
|  |  |  | 1982-07-19 | 0 | 0
|  |  |  | 1982-07-20 | 0 | 0
|  |  |  | 1982-07-21 | 0 | 0
|  |  |  | 1982-07-22 | 0 | 0
|  |  |  | 1982-07-23 | 0.01 | 0.01
|  |  |  | 1982-07-24 | 0 | 0
|  |  |  | 1982-07-25 | 0 | 0
|  |  |  | 1982-07-26 | 0.04 | 0.04
|  |  |  | 1982-07-27 | 0 | 0
|  |  |  | 1982-07-28 | 0 | 0
|  |  |  | 1982-07-29 | 0.06 | 0.06
|  |  |  | 1982-07-30 | 0.22 | 0.22
|  |  |  | 1982-07-31 | 0.51 | 0.51
|  |  |  | 1982-08-01 | 0 | 0
|  |  |  | 1982-08-02 | 0 | 0
|  |  |  | 1982-08-03 | 0 | 0
|  |  |  | 1982-08-04 | 0 | 0
|  |  |  | 1982-08-05 | 0 | 0
|  |  |  | 1982-08-06 | 0 | 0
|  |  |  | 1982-08-07 | 0.02 | 0.02
|  |  |  | 1982-08-08 | 0.17 | 0.17
|  |  |  | 1982-08-09 | 0 | 0
|  |  |  | 1982-08-10 | 0 | 0
|  |  |  | 1982-08-11 | 0 | 0
|  |  |  | 1982-08-12 | 0 | 0
|  |  |  | 1982-08-13 | 0 | 0
|  |  |  | 1982-08-14 | 0 | 0
|  |  |  | 1982-08-15 | 0 | 0
|  |  |  | 1982-08-16 | 0 | 0
|  |  |  | 1982-08-17 | 0 | 0
|  |  |  | 1982-08-18 | 0 | 0
|  |  |  | 1982-08-19 | 0 | 0
|  |  |  | 1982-08-20 | 0 | 0
|  |  |  | 1982-08-21 | 0 | 0
|  |  |  | 1982-08-22 | 0 | 0
|  |  |  | 1982-08-23 | 0 | 0
|  |  |  | 1982-08-24 | 0 | 0
|  |  |  | 1982-08-25 | 0 | 0
|  |  |  | 1982-08-26 | 0 | 0
|  |  |  | 1982-08-27 | 0.52 | 0.52
|  |  |  | 1982-08-28 | 0 | 0
|  |  |  | 1982-08-29 | 0 | 0
|  |  |  | 1982-08-30 | 0 | 0
|  |  |  | 1982-08-31 | 0 | 0
|  |  |  | 1982-09-01 | 0 | 0
|  |  |  | 1982-09-02 | 0.56 | 0.56
|  |  |  | 1982-09-03 | 0 | 0
|  |  |  | 1982-09-04 | 0 | 0
|  |  |  | 1982-09-05 | 0 | 0
|  |  |  | 1982-09-06 | 0 | 0
|  |  |  | 1982-09-07 | 0 | 0
|  |  |  | 1982-09-08 | 0 | 0
|  |  |  | 1982-09-09 | 0 | 0
|  |  |  | 1982-09-10 | 0 | 0
|  |  |  | 1982-09-11 | 0 | 0
|  |  |  | 1982-09-12 | 0.05 | 0.05
|  |  |  | 1982-09-13 | 0 | 0
|  |  |  | 1982-09-14 | 0 | 0
|  |  |  | 1982-09-15 | 1.25 | 1.25
|  |  |  | 1982-09-16 | 0 | 0
|  |  |  | 1982-09-17 | 0 | 0
|  |  |  | 1982-09-18 | 0 | 0
|  |  |  | 1982-09-19 | 0.16 | 0.16
|  |  |  | 1982-09-20 | 0 | 0
|  |  |  | 1982-09-21 | 0 | 0
|  |  |  | 1982-09-22 | 0 | 0
|  |  |  | 1982-09-23 | 0 | 0
|  |  |  | 1982-09-24 | 0.04 | 0.04
|  |  |  | 1982-09-25 | 0 | 0
|  |  |  | 1982-09-26 | 0 | 0
|  |  |  | 1982-09-27 | 0 | 0
|  |  |  | 1982-09-28 | 0 | 0
|  |  |  | 1982-09-29 | 0 | 0
|  |  |  | 1982-09-30 | 0 | 0
|  |  |  | 1982-10-01 | 0 | 0
|  |  |  | 1982-10-02 | 0.61 | 0.61
|  |  |  | 1982-10-03 | 0 | 0
|  |  |  | 1982-10-04 | 0 | 0
|  |  |  | 1982-10-05 | 0 | 0
|  |  |  | 1982-10-06 | 0 | 0
|  |  |  | 1982-10-07 | 0 | 0
|  |  |  | 1982-10-08 | 0 | 0
|  |  |  | 1982-10-09 | 0 | 0
|  |  |  | 1982-10-10 | 0 | 0
|  |  |  | 1982-10-11 | 0.15 | 0.15
|  |  |  | 1982-10-12 | 0.05 | 0.05
|  |  |  | 1982-10-13 | 0 | 0
|  |  |  | 1982-10-14 | 0 | 0
|  |  |  | 1982-10-15 | 0.01 | 0.01
|  |  |  | 1982-10-16 | 0 | 0
|  |  |  | 1982-10-17 | 0 | 0
|  |  |  | 1982-10-18 | 0 | 0
|  |  |  | 1982-10-19 | 0 | 0
|  |  |  | 1982-10-20 | 0 | 0
|  |  |  | 1982-10-21 | 0.2 | 0.2
|  |  |  | 1982-10-22 | 0 | 0
|  |  |  | 1982-10-23 | 0 | 0
|  |  |  | 1982-10-24 | 0 | 0
|  |  |  | 1982-10-25 | 0 | 0
|  |  |  | 1982-10-26 | 0 | 0
|  |  |  | 1982-10-27 | 0 | 0
|  |  |  | 1982-10-28 | 0.97 | 0.97
|  |  |  | 1982-10-29 | 0 | 0
|  |  |  | 1982-10-30 | 0 | 0
|  |  |  | 1982-10-31 | 0 | 0
|  |  |  | 1982-11-01 | 0 | 0
|  |  |  | 1982-11-02 | 0 | 0
|  |  |  | 1982-11-03 | 0 | 0
|  |  |  | 1982-11-04 | 0 | 0
|  |  |  | 1982-11-05 | 0 | 0
|  |  |  | 1982-11-06 | 0 | 0
|  |  |  | 1982-11-07 | 0 | 0
|  |  |  | 1982-11-08 | 0 | 0
|  |  |  | 1982-11-09 | 0 | 0
|  |  |  | 1982-11-10 | 0.18 | 0.18
|  |  |  | 1982-11-11 | 0 | 0
|  |  |  | 1982-11-12 | 0 | 0
|  |  |  | 1982-11-13 | 0 | 0
|  |  |  | 1982-11-14 | 0 | 0
|  |  |  | 1982-11-15 | 0 | 0
|  |  |  | 1982-11-16 | 0 | 0
|  |  |  | 1982-11-17 | 0 | 0
|  |  |  | 1982-11-18 | 0 | 0
|  |  |  | 1982-11-19 | 0 | 0
|  |  |  | 1982-11-20 | 0 | 0
|  |  |  | 1982-11-21 | 0 | 0
|  |  |  | 1982-11-22 | 0 | 0
|  |  |  | 1982-11-23 | 0 | 0
|  |  |  | 1982-11-24 | 0.12 | 0.12
|  |  |  | 1982-11-25 | 0.64 | 0.64
|  |  |  | 1982-11-26 | 1.5 | 1.5
|  |  |  | 1982-11-27 | 0.29 | 0.29
|  |  |  | 1982-11-28 | 0 | 0
|  |  |  | 1982-11-29 | 0 | 0
|  |  |  | 1982-11-30 | 0 | 0
|  |  |  | 1982-12-01 | 0 | 0
|  |  |  | 1982-12-02 | 0.05 | 0.05
|  |  |  | 1982-12-03 | 0.15 | 0.15
|  |  |  | 1982-12-04 | 0 | 0
|  |  |  | 1982-12-05 | 0 | 0
|  |  |  | 1982-12-06 | 0 | 0
|  |  |  | 1982-12-07 | 0 | 0
|  |  |  | 1982-12-08 | 0 | 0
|  |  |  | 1982-12-09 | 0.08 | 0.08
|  |  |  | 1982-12-10 | 0.36 | 0.36
|  |  |  | 1982-12-11 | 0.12 | 0.12
|  |  |  | 1982-12-12 | 0 | 0
|  |  |  | 1982-12-13 | 0 | 0
|  |  |  | 1982-12-14 | 0 | 0
|  |  |  | 1982-12-15 | 0 | 0
|  |  |  | 1982-12-16 | 0 | 0
|  |  |  | 1982-12-17 | 0 | 0
|  |  |  | 1982-12-18 | 0 | 0
|  |  |  | 1982-12-19 | 0 | 0
|  |  |  | 1982-12-20 | 0 | 0
|  |  |  | 1982-12-21 | 0 | 0
|  |  |  | 1982-12-22 | 0 | 0
|  |  |  | 1982-12-23 | 0 | 0
|  |  |  | 1982-12-24 | 0.6 | 0.6
|  |  |  | 1982-12-25 | 0 | 0
|  |  |  | 1982-12-26 | 0.21 | 0.21
|  |  |  | 1982-12-27 | 0.65 | 0.65
|  |  |  | 1982-12-28 | 0 | 0
|  |  |  | 1982-12-29 | 0 | 0
|  |  |  | 1982-12-30 | 0 | 0
|  |  |  | 1982-12-31 | 0 | 0
|  |  |  | 1983-01-01 | 0.52 | 0.52
|  |  |  | 1983-01-02 | 0 | 0
|  |  |  | 1983-01-03 | 0 | 0
|  |  |  | 1983-01-04 | 0 | 0
|  |  |  | 1983-01-05 | 0 | 0
|  |  |  | 1983-01-06 | 0 | 0
|  |  |  | 1983-01-07 | 0 | 0
|  |  |  | 1983-01-08 | 0 | 0
|  |  |  | 1983-01-09 | 0 | 0
|  |  |  | 1983-01-10 | 0 | 0
|  |  |  | 1983-01-11 | 0 | 0
|  |  |  | 1983-01-12 | 0 | 0
|  |  |  | 1983-01-13 | 0 | 0
|  |  |  | 1983-01-14 | 0 | 0
|  |  |  | 1983-01-15 | 0 | 0
|  |  |  | 1983-01-16 | 0 | 0
|  |  |  | 1983-01-17 | 0.01 | 0.01
|  |  |  | 1983-01-18 | 0.27 | 0.27
|  |  |  | 1983-01-19 | 0.08 | 0.08
|  |  |  | 1983-01-20 | 0.01 | 0.01
|  |  |  | 1983-01-21 | 0.05 | 0.05
|  |  |  | 1983-01-22 | 0.16 | 0.16
|  |  |  | 1983-01-23 | 0 | 0
|  |  |  | 1983-01-24 | 0 | 0
|  |  |  | 1983-01-25 | 0 | 0
|  |  |  | 1983-01-26 | 0 | 0
|  |  |  | 1983-01-27 | 0 | 0
|  |  |  | 1983-01-28 | 0 | 0
|  |  |  | 1983-01-29 | 0 | 0
|  |  |  | 1983-01-30 | 0 | 0
|  |  |  | 1983-01-31 | 0.77 | 0.77
|  |  |  | 1983-02-01 | 0 | 0
|  |  |  | 1983-02-02 | 0 | 0
|  |  |  | 1983-02-03 | 0 | 0
|  |  |  | 1983-02-04 | 0 | 0
|  |  |  | 1983-02-05 | 0 | 0
|  |  |  | 1983-02-06 | 0 | 0
|  |  |  | 1983-02-07 | 0 | 0
|  |  |  | 1983-02-08 | 0 | 0
|  |  |  | 1983-02-09 | 0 | 0
|  |  |  | 1983-02-10 | 0 | 0
|  |  |  | 1983-02-11 | 0 | 0
|  |  |  | 1983-02-12 | 0 | 0
|  |  |  | 1983-02-13 | 0 | 0
|  |  |  | 1983-02-14 | 0 | 0
|  |  |  | 1983-02-15 | 0 | 0
|  |  |  | 1983-02-16 | 0 | 0
|  |  |  | 1983-02-17 | 0 | 0
|  |  |  | 1983-02-18 | 0 | 0
|  |  |  | 1983-02-19 | 0.78 | 0.78
|  |  |  | 1983-02-20 | 0 | 0
|  |  |  | 1983-02-21 | 0.12 | 0.12
|  |  |  | 1983-02-22 | 0 | 0
|  |  |  | 1983-02-23 | 0 | 0
|  |  |  | 1983-02-24 | 0 | 0
|  |  |  | 1983-02-25 | 0 | 0
|  |  |  | 1983-02-26 | 0 | 0
|  |  |  | 1983-02-27 | 0 | 0
|  |  |  | 1983-02-28 | 0 | 0
|  |  |  | 1983-03-01 | 0 | 0
|  |  |  | 1983-03-02 | 0 | 0
|  |  |  | 1983-03-03 | 0 | 0
|  |  |  | 1983-03-04 | 0.05 | 0.05
|  |  |  | 1983-03-05 | 0.02 | 0.02
|  |  |  | 1983-03-06 | 0 | 0
|  |  |  | 1983-03-07 | 0 | 0
|  |  |  | 1983-03-08 | 0 | 0
|  |  |  | 1983-03-09 | 0 | 0
|  |  |  | 1983-03-10 | 0 | 0
|  |  |  | 1983-03-11 | 0 | 0
|  |  |  | 1983-03-12 | 0 | 0
|  |  |  | 1983-03-13 | 0 | 0
|  |  |  | 1983-03-14 | 0 | 0
|  |  |  | 1983-03-15 | 0.27 | 0.27
|  |  |  | 1983-03-16 | 0.29 | 0.29
|  |  |  | 1983-03-17 | 0 | 0
|  |  |  | 1983-03-18 | 0 | 0
|  |  |  | 1983-03-19 | 0.03 | 0.03
|  |  |  | 1983-03-20 | 0 | 0
|  |  |  | 1983-03-21 | 0 | 0
|  |  |  | 1983-03-22 | 0 | 0
|  |  |  | 1983-03-23 | 0.09 | 0.09
|  |  |  | 1983-03-24 | 0 | 0
|  |  |  | 1983-03-25 | 0.9 | 0.9
|  |  |  | 1983-03-26 | 0.19 | 0.19
|  |  |  | 1983-03-27 | 0 | 0
|  |  |  | 1983-03-28 | 0 | 0
|  |  |  | 1983-03-29 | 0.22 | 0.22
|  |  |  | 1983-03-30 | 0 | 0
|  |  |  | 1983-03-31 | 0 | 0
|  |  |  | 1983-04-01 | 0.08 | 0.08
|  |  |  | 1983-04-02 | 0 | 0
|  |  |  | 1983-04-03 | 0 | 0
|  |  |  | 1983-04-04 | 0.07 | 0.07
|  |  |  | 1983-04-05 | 0.33 | 0.33
|  |  |  | 1983-04-06 | 0 | 0
|  |  |  | 1983-04-07 | 0 | 0
|  |  |  | 1983-04-08 | 0 | 0
|  |  |  | 1983-04-09 | 0 | 0
|  |  |  | 1983-04-10 | 0 | 0
|  |  |  | 1983-04-11 | 0 | 0
|  |  |  | 1983-04-12 | 0 | 0
|  |  |  | 1983-04-13 | 0.85 | 0.85
|  |  |  | 1983-04-14 | 0 | 0
|  |  |  | 1983-04-15 | 0 | 0
|  |  |  | 1983-04-16 | 0 | 0
|  |  |  | 1983-04-17 | 0 | 0
|  |  |  | 1983-04-18 | 0 | 0
|  |  |  | 1983-04-19 | 0 | 0
|  |  |  | 1983-04-20 | 0 | 0
|  |  |  | 1983-04-21 | 0.86 | 0.86
|  |  |  | 1983-04-22 | 0 | 0
|  |  |  | 1983-04-23 | 0 | 0
|  |  |  | 1983-04-24 | 0 | 0
|  |  |  | 1983-04-25 | 0 | 0
|  |  |  | 1983-04-26 | 0 | 0
|  |  |  | 1983-04-27 | 0 | 0
|  |  |  | 1983-04-28 | 0 | 0
|  |  |  | 1983-04-29 | 0 | 0
|  |  |  | 1983-04-30 | 0 | 0
|  |  |  | 1983-05-01 | 0 | 0
|  |  |  | 1983-05-02 | 0 | 0
|  |  |  | 1983-05-03 | 0 | 0
|  |  |  | 1983-05-04 | 0 | 0
|  |  |  | 1983-05-05 | 0 | 0
|  |  |  | 1983-05-06 | 0 | 0
|  |  |  | 1983-05-07 | 0 | 0
|  |  |  | 1983-05-08 | 0 | 0
|  |  |  | 1983-05-09 | 0 | 0
|  |  |  | 1983-05-10 | 0.15 | 0.15
|  |  |  | 1983-05-11 | 0 | 0
|  |  |  | 1983-05-12 | 0.06 | 0.06
|  |  |  | 1983-05-13 | 0.52 | 0.52
|  |  |  | 1983-05-14 | 0.52 | 0.52
|  |  |  | 1983-05-15 | 0 | 0
|  |  |  | 1983-05-16 | 0 | 0
|  |  |  | 1983-05-17 | 0.02 | 0.02
|  |  |  | 1983-05-18 | 0 | 0
|  |  |  | 1983-05-19 | 0.17 | 0.17
|  |  |  | 1983-05-20 | 0.64 | 0.64
|  |  |  | 1983-05-21 | 0.08 | 0.08
|  |  |  | 1983-05-22 | 0.26 | 0.26
|  |  |  | 1983-05-23 | 0 | 0
|  |  |  | 1983-05-24 | 0 | 0
|  |  |  | 1983-05-25 | 0 | 0
|  |  |  | 1983-05-26 | 0.48 | 0.48
|  |  |  | 1983-05-27 | 0 | 0
|  |  |  | 1983-05-28 | 0 | 0
|  |  |  | 1983-05-29 | 0 | 0
|  |  |  | 1983-05-30 | 0.22 | 0.22
|  |  |  | 1983-05-31 | 0.09 | 0.09
|  |  |  | 1983-06-01 | 0 | 0
|  |  |  | 1983-06-02 | 0 | 0
|  |  |  | 1983-06-03 | 0 | 0
|  |  |  | 1983-06-04 | 0 | 0
|  |  |  | 1983-06-05 | 0.59 | 0.59
|  |  |  | 1983-06-06 | 0 | 0
|  |  |  | 1983-06-07 | 0 | 0
|  |  |  | 1983-06-08 | 0 | 0
|  |  |  | 1983-06-09 | 0 | 0
|  |  |  | 1983-06-10 | 0 | 0
|  |  |  | 1983-06-11 | 0.36 | 0.36
|  |  |  | 1983-06-12 | 0 | 0
|  |  |  | 1983-06-13 | 2.1 | 2.1
|  |  |  | 1983-06-14 | 0 | 0
|  |  |  | 1983-06-15 | 0 | 0
|  |  |  | 1983-06-16 | 0 | 0
|  |  |  | 1983-06-17 | 0.02 | 0.02
|  |  |  | 1983-06-18 | 0 | 0
|  |  |  | 1983-06-19 | 0 | 0
|  |  |  | 1983-06-20 | 0 | 0
|  |  |  | 1983-06-21 | 0 | 0
|  |  |  | 1983-06-22 | 0 | 0
|  |  |  | 1983-06-23 | 0 | 0
|  |  |  | 1983-06-24 | 0 | 0
|  |  |  | 1983-06-25 | 1.12 | 1.12
|  |  |  | 1983-06-26 | 0.56 | 0.56
|  |  |  | 1983-06-27 | 0.3 | 0.3
|  |  |  | 1983-06-28 | 0 | 0
|  |  |  | 1983-06-29 | 0 | 0
|  |  |  | 1983-06-30 | 0 | 0
|  |  |  | 1983-07-01 | 0 | 0
|  |  |  | 1983-07-02 | 0 | 0
|  |  |  | 1983-07-03 | 0 | 0
|  |  |  | 1983-07-04 | 0 | 0
|  |  |  | 1983-07-05 | 0.17 | 0.17
|  |  |  | 1983-07-06 | 0 | 0
|  |  |  | 1983-07-07 | 0 | 0
|  |  |  | 1983-07-08 | 0 | 0
|  |  |  | 1983-07-09 | 0 | 0
|  |  |  | 1983-07-10 | 0 | 0
|  |  |  | 1983-07-11 | 0 | 0
|  |  |  | 1983-07-12 | 0 | 0
|  |  |  | 1983-07-13 | 0.02 | 0.02
|  |  |  | 1983-07-14 | 0 | 0
|  |  |  | 1983-07-15 | 0 | 0
|  |  |  | 1983-07-16 | 0 | 0
|  |  |  | 1983-07-17 | 0 | 0
|  |  |  | 1983-07-18 | 0 | 0
|  |  |  | 1983-07-19 | 0 | 0
|  |  |  | 1983-07-20 | 0 | 0
|  |  |  | 1983-07-21 | 0 | 0
|  |  |  | 1983-07-22 | 0 | 0
|  |  |  | 1983-07-23 | 0 | 0
|  |  |  | 1983-07-24 | 0 | 0
|  |  |  | 1983-07-25 | 0 | 0
|  |  |  | 1983-07-26 | 0 | 0
|  |  |  | 1983-07-27 | 0 | 0
|  |  |  | 1983-07-28 | 0 | 0
|  |  |  | 1983-07-29 | 0 | 0
|  |  |  | 1983-07-30 | 0 | 0
|  |  |  | 1983-07-31 | 0 | 0
|  |  |  | 1983-08-01 | 0 | 0
|  |  |  | 1983-08-02 | 0 | 0
|  |  |  | 1983-08-03 | 0 | 0
|  |  |  | 1983-08-04 | 0 | 0
|  |  |  | 1983-08-05 | 0 | 0
|  |  |  | 1983-08-06 | 0 | 0
|  |  |  | 1983-08-07 | 0.05 | 0.05
|  |  |  | 1983-08-08 | 0.04 | 0.04
|  |  |  | 1983-08-09 | 0 | 0
|  |  |  | 1983-08-10 | 0 | 0
|  |  |  | 1983-08-11 | 0 | 0
|  |  |  | 1983-08-12 | 0 | 0
|  |  |  | 1983-08-13 | 0 | 0
|  |  |  | 1983-08-14 | 0 | 0
|  |  |  | 1983-08-15 | 0 | 0
|  |  |  | 1983-08-16 | 0 | 0
|  |  |  | 1983-08-17 | 0 | 0
|  |  |  | 1983-08-18 | 0 | 0
|  |  |  | 1983-08-19 | 0.1 | 0.1
|  |  |  | 1983-08-20 | 0 | 0
|  |  |  | 1983-08-21 | 0 | 0
|  |  |  | 1983-08-22 | 0 | 0
|  |  |  | 1983-08-23 | 0 | 0
|  |  |  | 1983-08-24 | 0 | 0
|  |  |  | 1983-08-25 | 0 | 0
|  |  |  | 1983-08-26 | 0 | 0
|  |  |  | 1983-08-27 | 0 | 0
|  |  |  | 1983-08-28 | 0 | 0
|  |  |  | 1983-08-29 | 0 | 0
|  |  |  | 1983-08-30 | 0 | 0
|  |  |  | 1983-08-31 | 0 | 0
|  |  |  | 1983-09-01 | 0 | 0
|  |  |  | 1983-09-02 | 0 | 0
|  |  |  | 1983-09-03 | 0 | 0
|  |  |  | 1983-09-04 | 0 | 0
|  |  |  | 1983-09-05 | 0 | 0
|  |  |  | 1983-09-06 | 0 | 0
|  |  |  | 1983-09-07 | 0 | 0
|  |  |  | 1983-09-08 | 0 | 0
|  |  |  | 1983-09-09 | 0 | 0
|  |  |  | 1983-09-10 | 0 | 0
|  |  |  | 1983-09-11 | 0 | 0
|  |  |  | 1983-09-12 | 0 | 0
|  |  |  | 1983-09-13 | 0 | 0
|  |  |  | 1983-09-14 | 0 | 0
|  |  |  | 1983-09-15 | 0 | 0
|  |  |  | 1983-09-16 | 0 | 0
|  |  |  | 1983-09-17 | 0 | 0
|  |  |  | 1983-09-18 | 0 | 0
|  |  |  | 1983-09-19 | 0 | 0
|  |  |  | 1983-09-20 | 0 | 0
|  |  |  | 1983-09-21 | 0 | 0
|  |  |  | 1983-09-22 | 0 | 0
|  |  |  | 1983-09-23 | 0 | 0
|  |  |  | 1983-09-24 | 0 | 0
|  |  |  | 1983-09-25 | 0 | 0
|  |  |  | 1983-09-26 | 0 | 0
|  |  |  | 1983-09-27 | 0 | 0
|  |  |  | 1983-09-28 | 0 | 0
|  |  |  | 1983-09-29 | 0 | 0
|  |  |  | 1983-09-30 | 0 | 0
|  |  |  | 1983-10-01 | 0 | 0
|  |  |  | 1983-10-02 | 0.16 | 0.16
|  |  |  | 1983-10-03 | 0 | 0
|  |  |  | 1983-10-04 | 0 | 0
|  |  |  | 1983-10-05 | 0 | 0
|  |  |  | 1983-10-06 | 0.52 | 0.52
|  |  |  | 1983-10-07 | 2.91 | 2.91
|  |  |  | 1983-10-08 | 0.04 | 0.04
|  |  |  | 1983-10-09 | 0 | 0
|  |  |  | 1983-10-10 | 0 | 0
|  |  |  | 1983-10-11 | 0 | 0
|  |  |  | 1983-10-12 | 0 | 0
|  |  |  | 1983-10-13 | 0 | 0
|  |  |  | 1983-10-14 | 0 | 0
|  |  |  | 1983-10-15 | 0 | 0
|  |  |  | 1983-10-16 | 0 | 0
|  |  |  | 1983-10-17 | 0.91 | 0.91
|  |  |  | 1983-10-18 | 0.26 | 0.26
|  |  |  | 1983-10-19 | 1.16 | 1.16
|  |  |  | 1983-10-20 | 1.83 | 1.83
|  |  |  | 1983-10-21 | 0 | 0
|  |  |  | 1983-10-22 | 0 | 0
|  |  |  | 1983-10-23 | 0 | 0
|  |  |  | 1983-10-24 | 0 | 0
|  |  |  | 1983-10-25 | 0 | 0
|  |  |  | 1983-10-26 | 0 | 0
|  |  |  | 1983-10-27 | 0 | 0
|  |  |  | 1983-10-28 | 0 | 0
|  |  |  | 1983-10-29 | 0 | 0
|  |  |  | 1983-10-30 | 0 | 0
|  |  |  | 1983-10-31 | 0 | 0
|  |  |  | 1983-11-01 | 0.04 | 0.04
|  |  |  | 1983-11-02 | 0 | 0
|  |  |  | 1983-11-03 | 0.08 | 0.08
|  |  |  | 1983-11-04 | 0 | 0
|  |  |  | 1983-11-05 | 0.21 | 0.21
|  |  |  | 1983-11-06 | 0.08 | 0.08
|  |  |  | 1983-11-07 | 0 | 0
|  |  |  | 1983-11-08 | 0 | 0
|  |  |  | 1983-11-09 | 0 | 0
|  |  |  | 1983-11-10 | 0 | 0
|  |  |  | 1983-11-11 | 0 | 0
|  |  |  | 1983-11-12 | 0 | 0
|  |  |  | 1983-11-13 | 0 | 0
|  |  |  | 1983-11-14 | 0 | 0
|  |  |  | 1983-11-15 | 0 | 0
|  |  |  | 1983-11-16 | 0 | 0
|  |  |  | 1983-11-17 | 0 | 0
|  |  |  | 1983-11-18 | 0 | 0
|  |  |  | 1983-11-19 | 0 | 0
|  |  |  | 1983-11-20 | 0 | 0
|  |  |  | 1983-11-21 | 0 | 0
|  |  |  | 1983-11-22 | 0.3 | 0.3
|  |  |  | 1983-11-23 | 0.14 | 0.14
|  |  |  | 1983-11-24 | 0 | 0
|  |  |  | 1983-11-25 | 0 | 0
|  |  |  | 1983-11-26 | 0.06 | 0.06
|  |  |  | 1983-11-27 | 0 | 0
|  |  |  | 1983-11-28 | 0 | 0
|  |  |  | 1983-11-29 | 0 | 0
|  |  |  | 1983-11-30 | 0 | 0
|  |  |  | 1983-12-01 | 0 | 0
|  |  |  | 1983-12-02 | 0.03 | 0.03
|  |  |  | 1983-12-03 | 0.13 | 0.13
|  |  |  | 1983-12-04 | 0 | 0
|  |  |  | 1983-12-05 | 0 | 0
|  |  |  | 1983-12-06 | 0 | 0
|  |  |  | 1983-12-07 | 0 | 0
|  |  |  | 1983-12-08 | 0 | 0
|  |  |  | 1983-12-09 | 0 | 0
|  |  |  | 1983-12-10 | 0 | 0
|  |  |  | 1983-12-11 | 0 | 0
|  |  |  | 1983-12-12 | 0 | 0
|  |  |  | 1983-12-13 | 0.14 | 0.14
|  |  |  | 1983-12-14 | 0 | 0
|  |  |  | 1983-12-15 | 0.45 | 0.45
|  |  |  | 1983-12-16 | 0 | 0
|  |  |  | 1983-12-17 | 0 | 0
|  |  |  | 1983-12-18 | 0 | 0
|  |  |  | 1983-12-19 | 0 | 0
|  |  |  | 1983-12-20 | 0.01 | 0.01
|  |  |  | 1983-12-21 | 0.02 | 0.02
|  |  |  | 1983-12-22 | 0 | 0
|  |  |  | 1983-12-23 | 0 | 0
|  |  |  | 1983-12-24 | 0 | 0
|  |  |  | 1983-12-25 | 0 | 0
|  |  |  | 1983-12-26 | 0 | 0
|  |  |  | 1983-12-27 | 0.04 | 0.04
|  |  |  | 1983-12-28 | 0.07 | 0.07
|  |  |  | 1983-12-29 | 0 | 0
|  |  |  | 1983-12-30 | 0 | 0
|  |  |  | 1983-12-31 | 0 | 0
|  |  |  | 1984-01-01 | 0 | 0
|  |  |  | 1984-01-02 | 0 | 0
|  |  |  | 1984-01-03 | 0 | 0
|  |  |  | 1984-01-04 | 0 | 0
|  |  |  | 1984-01-05 | 0 | 0
|  |  |  | 1984-01-06 | 0 | 0
|  |  |  | 1984-01-07 | 0 | 0
|  |  |  | 1984-01-08 | 0 | 0
|  |  |  | 1984-01-09 | 0.16 | 0.16
|  |  |  | 1984-01-10 | 0 | 0
|  |  |  | 1984-01-11 | 0 | 0
|  |  |  | 1984-01-12 | 0 | 0
|  |  |  | 1984-01-13 | 0 | 0
|  |  |  | 1984-01-14 | 0 | 0
|  |  |  | 1984-01-15 | 0 | 0
|  |  |  | 1984-01-16 | 0 | 0
|  |  |  | 1984-01-17 | 0 | 0
|  |  |  | 1984-01-18 | 0.01 | 0.01
|  |  |  | 1984-01-19 | 0 | 0
|  |  |  | 1984-01-20 | 0 | 0
|  |  |  | 1984-01-21 | 0 | 0
|  |  |  | 1984-01-22 | 0 | 0
|  |  |  | 1984-01-23 | 0 | 0
|  |  |  | 1984-01-24 | 0 | 0
|  |  |  | 1984-01-25 | 0 | 0
|  |  |  | 1984-01-26 | 0 | 0
|  |  |  | 1984-01-27 | 0 | 0
|  |  |  | 1984-01-28 | 0 | 0
|  |  |  | 1984-01-29 | 0 | 0
|  |  |  | 1984-01-30 | 0 | 0
|  |  |  | 1984-01-31 | 0 | 0
|  |  |  | 1984-02-01 | 0 | 0
|  |  |  | 1984-02-02 | 0 | 0
|  |  |  | 1984-02-03 | 0 | 0
|  |  |  | 1984-02-04 | 0 | 0
|  |  |  | 1984-02-05 | 0 | 0
|  |  |  | 1984-02-06 | 0 | 0
|  |  |  | 1984-02-07 | 0 | 0
|  |  |  | 1984-02-08 | 0.2 | 0.2
|  |  |  | 1984-02-09 | 0 | 0
|  |  |  | 1984-02-10 | 0 | 0
|  |  |  | 1984-02-11 | 0 | 0
|  |  |  | 1984-02-12 | 0 | 0
|  |  |  | 1984-02-13 | 0 | 0
|  |  |  | 1984-02-14 | 0 | 0
|  |  |  | 1984-02-15 | 0 | 0
|  |  |  | 1984-02-16 | 0 | 0
|  |  |  | 1984-02-17 | 0.44 | 0.44
|  |  |  | 1984-02-18 | 0.01 | 0.01
|  |  |  | 1984-02-19 | 0 | 0
|  |  |  | 1984-02-20 | 0 | 0
|  |  |  | 1984-02-21 | 0 | 0
|  |  |  | 1984-02-22 | 0 | 0
|  |  |  | 1984-02-23 | 0 | 0
|  |  |  | 1984-02-24 | 0 | 0
|  |  |  | 1984-02-25 | 0 | 0
|  |  |  | 1984-02-26 | 0.14 | 0.14
|  |  |  | 1984-02-27 | 0 | 0
|  |  |  | 1984-02-28 | 0 | 0
|  |  |  | 1984-02-29 | 0 | 0
|  |  |  | 1984-03-01 | 0 | 0
|  |  |  | 1984-03-02 | 0 | 0
|  |  |  | 1984-03-03 | 0 | 0
|  |  |  | 1984-03-04 | 0 | 0
|  |  |  | 1984-03-05 | 0 | 0
|  |  |  | 1984-03-06 | 0 | 0
|  |  |  | 1984-03-07 | 0 | 0
|  |  |  | 1984-03-08 | 0 | 0
|  |  |  | 1984-03-09 | 0 | 0
|  |  |  | 1984-03-10 | 0 | 0
|  |  |  | 1984-03-11 | 0.25 | 0.25
|  |  |  | 1984-03-12 | 0.2 | 0.2
|  |  |  | 1984-03-13 | 0 | 0
|  |  |  | 1984-03-14 | 0 | 0
|  |  |  | 1984-03-15 | 0 | 0
|  |  |  | 1984-03-16 | 0 | 0
|  |  |  | 1984-03-17 | 0 | 0
|  |  |  | 1984-03-18 | 0.08 | 0.08
|  |  |  | 1984-03-19 | 0 | 0
|  |  |  | 1984-03-20 | 0 | 0
|  |  |  | 1984-03-21 | 0 | 0
|  |  |  | 1984-03-22 | 0 | 0
|  |  |  | 1984-03-23 | 0.57 | 0.57
|  |  |  | 1984-03-24 | 0 | 0
|  |  |  | 1984-03-25 | 0 | 0
|  |  |  | 1984-03-26 | 0 | 0
|  |  |  | 1984-03-27 | 0.27 | 0.27
|  |  |  | 1984-03-28 | 0.04 | 0.04
|  |  |  | 1984-03-29 | 0 | 0
|  |  |  | 1984-03-30 | 0 | 0
|  |  |  | 1984-03-31 | 0.07 | 0.07
|  |  |  | 1984-04-01 | 0 | 0
|  |  |  | 1984-04-02 | 0.07 | 0.07
|  |  |  | 1984-04-03 | 0 | 0
|  |  |  | 1984-04-04 | 0 | 0
|  |  |  | 1984-04-05 | 0 | 0
|  |  |  | 1984-04-06 | 0 | 0
|  |  |  | 1984-04-07 | 0.4 | 0.4
|  |  |  | 1984-04-08 | 0 | 0
|  |  |  | 1984-04-09 | 0 | 0
|  |  |  | 1984-04-10 | 0 | 0
|  |  |  | 1984-04-11 | 0 | 0
|  |  |  | 1984-04-12 | 0 | 0
|  |  |  | 1984-04-13 | 0 | 0
|  |  |  | 1984-04-14 | 0 | 0
|  |  |  | 1984-04-15 | 0 | 0
|  |  |  | 1984-04-16 | 0 | 0
|  |  |  | 1984-04-17 | 0 | 0
|  |  |  | 1984-04-18 | 0 | 0
|  |  |  | 1984-04-19 | 0 | 0
|  |  |  | 1984-04-20 | 0 | 0
|  |  |  | 1984-04-21 | 0 | 0
|  |  |  | 1984-04-22 | 0 | 0
|  |  |  | 1984-04-23 | 0 | 0
|  |  |  | 1984-04-24 | 0 | 0
|  |  |  | 1984-04-25 | 0 | 0
|  |  |  | 1984-04-26 | 0 | 0
|  |  |  | 1984-04-27 | 0 | 0
|  |  |  | 1984-04-28 | 0 | 0
|  |  |  | 1984-04-29 | 0.15 | 0.15
|  |  |  | 1984-04-30 | 0 | 0
|  |  |  | 1984-05-01 | 0.98 | 0.98
|  |  |  | 1984-05-02 | 0 | 0
|  |  |  | 1984-05-03 | 0 | 0
|  |  |  | 1984-05-04 | 0 | 0
|  |  |  | 1984-05-05 | 0 | 0
|  |  |  | 1984-05-06 | 0 | 0
|  |  |  | 1984-05-07 | 0 | 0
|  |  |  | 1984-05-08 | 0 | 0
|  |  |  | 1984-05-09 | 0 | 0
|  |  |  | 1984-05-10 | 0 | 0
|  |  |  | 1984-05-11 | 0 | 0
|  |  |  | 1984-05-12 | 0 | 0
|  |  |  | 1984-05-13 | 0 | 0
|  |  |  | 1984-05-14 | 0 | 0
|  |  |  | 1984-05-15 | 0 | 0
|  |  |  | 1984-05-16 | 0.02 | 0.02
|  |  |  | 1984-05-17 | 0 | 0
|  |  |  | 1984-05-18 | 0 | 0
|  |  |  | 1984-05-19 | 0.14 | 0.14
|  |  |  | 1984-05-20 | 0 | 0
|  |  |  | 1984-05-21 | 0 | 0
|  |  |  | 1984-05-22 | 0 | 0
|  |  |  | 1984-05-23 | 0.01 | 0.01
|  |  |  | 1984-05-24 | 0 | 0
|  |  |  | 1984-05-25 | 0 | 0
|  |  |  | 1984-05-26 | 0 | 0
|  |  |  | 1984-05-27 | 0.29 | 0.29
|  |  |  | 1984-05-28 | 0 | 0
|  |  |  | 1984-05-29 | 0 | 0
|  |  |  | 1984-05-30 | 0 | 0
|  |  |  | 1984-05-31 | 0 | 0
|  |  |  | 1984-06-01 | 0 | 0
|  |  |  | 1984-06-02 | 0.06 | 0.06
|  |  |  | 1984-06-03 | 0 | 0
|  |  |  | 1984-06-04 | 0.01 | 0.01
|  |  |  | 1984-06-05 | 0.42 | 0.42
|  |  |  | 1984-06-06 | 0.22 | 0.22
|  |  |  | 1984-06-07 | 0 | 0
|  |  |  | 1984-06-08 | 0 | 0
|  |  |  | 1984-06-09 | 0.71 | 0.71
|  |  |  | 1984-06-10 | 0 | 0
|  |  |  | 1984-06-11 | 0 | 0
|  |  |  | 1984-06-12 | 0 | 0
|  |  |  | 1984-06-13 | 0 | 0
|  |  |  | 1984-06-14 | 0 | 0
|  |  |  | 1984-06-15 | 0 | 0
|  |  |  | 1984-06-16 | 0 | 0
|  |  |  | 1984-06-17 | 0 | 0
|  |  |  | 1984-06-18 | 0.11 | 0.11
|  |  |  | 1984-06-19 | 0 | 0
|  |  |  | 1984-06-20 | 0 | 0
|  |  |  | 1984-06-21 | 0 | 0
|  |  |  | 1984-06-22 | 0 | 0
|  |  |  | 1984-06-23 | 0 | 0
|  |  |  | 1984-06-24 | 0.25 | 0.25
|  |  |  | 1984-06-25 | 0 | 0
|  |  |  | 1984-06-26 | 0 | 0
|  |  |  | 1984-06-27 | 0 | 0
|  |  |  | 1984-06-28 | 0 | 0
|  |  |  | 1984-06-29 | 0 | 0
|  |  |  | 1984-06-30 | 0 | 0
|  |  |  | 1984-07-01 | 0 | 0
|  |  |  | 1984-07-02 | 0 | 0
|  |  |  | 1984-07-03 | 0.2 | 0.2
|  |  |  | 1984-07-04 | 0 | 0
|  |  |  | 1984-07-05 | 0 | 0
|  |  |  | 1984-07-06 | 0 | 0
|  |  |  | 1984-07-07 | 0 | 0
|  |  |  | 1984-07-08 | 0 | 0
|  |  |  | 1984-07-09 | 0 | 0
|  |  |  | 1984-07-10 | 0 | 0
|  |  |  | 1984-07-11 | 0.52 | 0.52
|  |  |  | 1984-07-12 | 0 | 0
|  |  |  | 1984-07-13 | 0 | 0
|  |  |  | 1984-07-14 | 0 | 0
|  |  |  | 1984-07-15 | 0 | 0
|  |  |  | 1984-07-16 | 0.01 | 0.01
|  |  |  | 1984-07-17 | 0.1 | 0.1
|  |  |  | 1984-07-18 | 0 | 0
|  |  |  | 1984-07-19 | 0 | 0
|  |  |  | 1984-07-20 | 0 | 0
|  |  |  | 1984-07-21 | 0 | 0
|  |  |  | 1984-07-22 | 0 | 0
|  |  |  | 1984-07-23 | 0 | 0
|  |  |  | 1984-07-24 | 0.09 | 0.09
|  |  |  | 1984-07-25 | 0 | 0
|  |  |  | 1984-07-26 | 0 | 0
|  |  |  | 1984-07-27 | 0 | 0
|  |  |  | 1984-07-28 | 0 | 0
|  |  |  | 1984-07-29 | 0 | 0
|  |  |  | 1984-07-30 | 0 | 0
|  |  |  | 1984-07-31 | 0 | 0
|  |  |  | 1984-08-01 | 0 | 0
|  |  |  | 1984-08-02 | 0 | 0
|  |  |  | 1984-08-03 | 0 | 0
|  |  |  | 1984-08-04 | 0 | 0
|  |  |  | 1984-08-05 | 0.15 | 0.15
|  |  |  | 1984-08-06 | 0 | 0
|  |  |  | 1984-08-07 | 0 | 0
|  |  |  | 1984-08-08 | 0.36 | 0.36
|  |  |  | 1984-08-09 | 0.16 | 0.16
|  |  |  | 1984-08-10 | 0.02 | 0.02
|  |  |  | 1984-08-11 | 1.17 | 1.17
|  |  |  | 1984-08-12 | 0 | 0
|  |  |  | 1984-08-13 | 0 | 0
|  |  |  | 1984-08-14 | 0 | 0
|  |  |  | 1984-08-15 | 0.82 | 0.82
|  |  |  | 1984-08-16 | 0 | 0
|  |  |  | 1984-08-17 | 0 | 0
|  |  |  | 1984-08-18 | 0 | 0
|  |  |  | 1984-08-19 | 0 | 0
|  |  |  | 1984-08-20 | 0 | 0
|  |  |  | 1984-08-21 | 0 | 0
|  |  |  | 1984-08-22 | 0.06 | 0.06
|  |  |  | 1984-08-23 | 0 | 0
|  |  |  | 1984-08-24 | 0 | 0
|  |  |  | 1984-08-25 | 0 | 0
|  |  |  | 1984-08-26 | 0 | 0
|  |  |  | 1984-08-27 | 0 | 0
|  |  |  | 1984-08-28 | 0 | 0
|  |  |  | 1984-08-29 | 0 | 0
|  |  |  | 1984-08-30 | 0.33 | 0.33
|  |  |  | 1984-08-31 | 0 | 0
|  |  |  | 1984-09-01 | 0 | 0
|  |  |  | 1984-09-02 | 0.12 | 0.12
|  |  |  | 1984-09-03 | 0 | 0
|  |  |  | 1984-09-04 | 0 | 0
|  |  |  | 1984-09-05 | 0 | 0
|  |  |  | 1984-09-06 | 0 | 0
|  |  |  | 1984-09-07 | 0 | 0
|  |  |  | 1984-09-08 | 0 | 0
|  |  |  | 1984-09-09 | 0 | 0
|  |  |  | 1984-09-10 | 0 | 0
|  |  |  | 1984-09-11 | 0 | 0
|  |  |  | 1984-09-12 | 0 | 0
|  |  |  | 1984-09-13 | 0 | 0
|  |  |  | 1984-09-14 | 0 | 0
|  |  |  | 1984-09-15 | 0 | 0
|  |  |  | 1984-09-16 | 0 | 0
|  |  |  | 1984-09-17 | 0 | 0
|  |  |  | 1984-09-18 | 0 | 0
|  |  |  | 1984-09-19 | 0 | 0
|  |  |  | 1984-09-20 | 0 | 0
|  |  |  | 1984-09-21 | 0 | 0
|  |  |  | 1984-09-22 | 0 | 0
|  |  |  | 1984-09-23 | 0 | 0
|  |  |  | 1984-09-24 | 0 | 0
|  |  |  | 1984-09-25 | 0.56 | 0.56
|  |  |  | 1984-09-26 | 0.06 | 0.06
|  |  |  | 1984-09-27 | 0 | 0
|  |  |  | 1984-09-28 | 0.06 | 0.06
|  |  |  | 1984-09-29 | 0 | 0
|  |  |  | 1984-09-30 | 0 | 0
|  |  |  | 1984-10-01 | 0 | 0
|  |  |  | 1984-10-02 | 0 | 0
|  |  |  | 1984-10-03 | 0 | 0
|  |  |  | 1984-10-04 | 0.17 | 0.17
|  |  |  | 1984-10-05 | 0 | 0
|  |  |  | 1984-10-06 | 0 | 0
|  |  |  | 1984-10-07 | 0 | 0
|  |  |  | 1984-10-08 | 0 | 0
|  |  |  | 1984-10-09 | 0 | 0
|  |  |  | 1984-10-10 | 0 | 0
|  |  |  | 1984-10-11 | 0.54 | 0.54
|  |  |  | 1984-10-12 | 0 | 0
|  |  |  | 1984-10-13 | 0.5 | 0.5
|  |  |  | 1984-10-14 | 0 | 0
|  |  |  | 1984-10-15 | 0 | 0
|  |  |  | 1984-10-16 | 0.07 | 0.07
|  |  |  | 1984-10-17 | 0 | 0
|  |  |  | 1984-10-18 | 0 | 0
|  |  |  | 1984-10-19 | 0.07 | 0.07
|  |  |  | 1984-10-20 | 1.02 | 1.02
|  |  |  | 1984-10-21 | 0.29 | 0.29
|  |  |  | 1984-10-22 | 0.26 | 0.26
|  |  |  | 1984-10-23 | 0.13 | 0.13
|  |  |  | 1984-10-24 | 1 | 1
|  |  |  | 1984-10-25 | 0.02 | 0.02
|  |  |  | 1984-10-26 | 1.26 | 1.26
|  |  |  | 1984-10-27 | 0.89 | 0.89
|  |  |  | 1984-10-28 | 0 | 0
|  |  |  | 1984-10-29 | 0 | 0
|  |  |  | 1984-10-30 | 0 | 0
|  |  |  | 1984-10-31 | 0.02 | 0.02
|  |  |  | 1984-11-01 | 0.77 | 0.77
|  |  |  | 1984-11-02 | 0 | 0
|  |  |  | 1984-11-03 | 0 | 0
|  |  |  | 1984-11-04 | 0 | 0
|  |  |  | 1984-11-05 | 0 | 0
|  |  |  | 1984-11-06 | 0 | 0
|  |  |  | 1984-11-07 | 0 | 0
|  |  |  | 1984-11-08 | 0 | 0
|  |  |  | 1984-11-09 | 0 | 0
|  |  |  | 1984-11-10 | 0 | 0
|  |  |  | 1984-11-11 | 0 | 0
|  |  |  | 1984-11-12 | 0 | 0
|  |  |  | 1984-11-13 | 0 | 0
|  |  |  | 1984-11-14 | 0 | 0
|  |  |  | 1984-11-15 | 0 | 0
|  |  |  | 1984-11-16 | 0 | 0
|  |  |  | 1984-11-17 | 2.06 | 2.06
|  |  |  | 1984-11-18 | 0 | 0
|  |  |  | 1984-11-19 | 0 | 0
|  |  |  | 1984-11-20 | 0 | 0
|  |  |  | 1984-11-21 | 0 | 0
|  |  |  | 1984-11-22 | 0 | 0
|  |  |  | 1984-11-23 | 0 | 0
|  |  |  | 1984-11-24 | 0.27 | 0.27
|  |  |  | 1984-11-25 | 0 | 0
|  |  |  | 1984-11-26 | 0.22 | 0.22
|  |  |  | 1984-11-27 | 0 | 0
|  |  |  | 1984-11-28 | 0 | 0
|  |  |  | 1984-11-29 | 0 | 0
|  |  |  | 1984-11-30 | 0 | 0
|  |  |  | 1984-12-01 | 0 | 0
|  |  |  | 1984-12-02 | 0 | 0
|  |  |  | 1984-12-03 | 0 | 0
|  |  |  | 1984-12-04 | 0.33 | 0.33
|  |  |  | 1984-12-05 | 0.02 | 0.02
|  |  |  | 1984-12-06 | 0 | 0
|  |  |  | 1984-12-07 | 0 | 0
|  |  |  | 1984-12-08 | 0 | 0
|  |  |  | 1984-12-09 | 0 | 0
|  |  |  | 1984-12-10 | 0 | 0
|  |  |  | 1984-12-11 | 0 | 0
|  |  |  | 1984-12-12 | 0 | 0
|  |  |  | 1984-12-13 | 1.01 | 1.01
|  |  |  | 1984-12-14 | 0.05 | 0.05
|  |  |  | 1984-12-15 | 0.87 | 0.87
|  |  |  | 1984-12-16 | 0 | 0
|  |  |  | 1984-12-17 | 0 | 0
|  |  |  | 1984-12-18 | 0 | 0
|  |  |  | 1984-12-19 | 0.02 | 0.02
|  |  |  | 1984-12-20 | 0.1 | 0.1
|  |  |  | 1984-12-21 | 0.07 | 0.07
|  |  |  | 1984-12-22 | 0 | 0
|  |  |  | 1984-12-23 | 0 | 0
|  |  |  | 1984-12-24 | 0 | 0
|  |  |  | 1984-12-25 | 0 | 0
|  |  |  | 1984-12-26 | 0.01 | 0.01
|  |  |  | 1984-12-27 | 0.02 | 0.02
|  |  |  | 1984-12-28 | 0 | 0
|  |  |  | 1984-12-29 | 0.13 | 0.13
|  |  |  | 1984-12-30 | 0.47 | 0.47
|  |  |  | 1984-12-31 | 1.93 | 1.93
|  |  |  | 1985-01-01 | 0.06 | 0.06
|  |  |  | 1985-01-02 | 0 | 0
|  |  |  | 1985-01-03 | 0 | 0
|  |  |  | 1985-01-04 | 0 | 0
|  |  |  | 1985-01-05 | 0 | 0
|  |  |  | 1985-01-06 | 0 | 0
|  |  |  | 1985-01-07 | 0 | 0
|  |  |  | 1985-01-08 | 0 | 0
|  |  |  | 1985-01-09 | 0.04 | 0.04
|  |  |  | 1985-01-10 | 0 | 0
|  |  |  | 1985-01-11 | 0 | 0
|  |  |  | 1985-01-12 | 0 | 0
|  |  |  | 1985-01-13 | 0 | 0
|  |  |  | 1985-01-14 | 0 | 0
|  |  |  | 1985-01-15 | 0 | 0
|  |  |  | 1985-01-16 | 0.03 | 0.03
|  |  |  | 1985-01-17 | 0 | 0
|  |  |  | 1985-01-18 | 0 | 0
|  |  |  | 1985-01-19 | 0 | 0
|  |  |  | 1985-01-20 | 0 | 0
|  |  |  | 1985-01-21 | 0 | 0
|  |  |  | 1985-01-22 | 0 | 0
|  |  |  | 1985-01-23 | 0 | 0
|  |  |  | 1985-01-24 | 0 | 0
|  |  |  | 1985-01-25 | 0 | 0
|  |  |  | 1985-01-26 | 0.11 | 0.11
|  |  |  | 1985-01-27 | 0.09 | 0.09
|  |  |  | 1985-01-28 | 0 | 0
|  |  |  | 1985-01-29 | 0 | 0
|  |  |  | 1985-01-30 | 0 | 0
|  |  |  | 1985-01-31 | 0.75 | 0.75
|  |  |  | 1985-02-01 | 0.02 | 0.02
|  |  |  | 1985-02-02 | 0 | 0
|  |  |  | 1985-02-03 | 0 | 0
|  |  |  | 1985-02-04 | 0.05 | 0.05
|  |  |  | 1985-02-05 | 0.02 | 0.02
|  |  |  | 1985-02-06 | 0 | 0
|  |  |  | 1985-02-07 | 0 | 0
|  |  |  | 1985-02-08 | 0 | 0
|  |  |  | 1985-02-09 | 0 | 0
|  |  |  | 1985-02-10 | 0 | 0
|  |  |  | 1985-02-11 | 0 | 0
|  |  |  | 1985-02-12 | 0 | 0
|  |  |  | 1985-02-13 | 0 | 0
|  |  |  | 1985-02-14 | 0 | 0
|  |  |  | 1985-02-15 | 0 | 0
|  |  |  | 1985-02-16 | 0 | 0
|  |  |  | 1985-02-17 | 0 | 0
|  |  |  | 1985-02-18 | 0 | 0
|  |  |  | 1985-02-19 | 0 | 0
|  |  |  | 1985-02-20 | 1.11 | 1.11
|  |  |  | 1985-02-21 | 0 | 0
|  |  |  | 1985-02-22 | 0.43 | 0.43
|  |  |  | 1985-02-23 | 0.66 | 0.66
|  |  |  | 1985-02-24 | 0 | 0
|  |  |  | 1985-02-25 | 0 | 0
|  |  |  | 1985-02-26 | 0 | 0
|  |  |  | 1985-02-27 | 0 | 0
|  |  |  | 1985-02-28 | 0.32 | 0.32
|  |  |  | 1985-03-01 | 0 | 0
|  |  |  | 1985-03-02 | 0 | 0
|  |  |  | 1985-03-03 | 0.78 | 0.78
|  |  |  | 1985-03-04 | 0 | 0
|  |  |  | 1985-03-05 | 0 | 0
|  |  |  | 1985-03-06 | 0 | 0
|  |  |  | 1985-03-07 | 0 | 0
|  |  |  | 1985-03-08 | 0 | 0
|  |  |  | 1985-03-09 | 0 | 0
|  |  |  | 1985-03-10 | 0 | 0
|  |  |  | 1985-03-11 | 0 | 0
|  |  |  | 1985-03-12 | 0 | 0
|  |  |  | 1985-03-13 | 0.4 | 0.4
|  |  |  | 1985-03-14 | 0 | 0
|  |  |  | 1985-03-15 | 0 | 0
|  |  |  | 1985-03-16 | 0.12 | 0.12
|  |  |  | 1985-03-17 | 0 | 0
|  |  |  | 1985-03-18 | 0 | 0
|  |  |  | 1985-03-19 | 1.07 | 1.07
|  |  |  | 1985-03-20 | 0.85 | 0.85
|  |  |  | 1985-03-21 | 0.08 | 0.08
|  |  |  | 1985-03-22 | 0 | 0
|  |  |  | 1985-03-23 | 0 | 0
|  |  |  | 1985-03-24 | 0 | 0
|  |  |  | 1985-03-25 | 0 | 0
|  |  |  | 1985-03-26 | 0 | 0
|  |  |  | 1985-03-27 | 0 | 0
|  |  |  | 1985-03-28 | 0 | 0
|  |  |  | 1985-03-29 | 0.47 | 0.47
|  |  |  | 1985-03-30 | 0 | 0
|  |  |  | 1985-03-31 | 0 | 0
|  |  |  | 1985-04-01 | 0 | 0
|  |  |  | 1985-04-02 | 0 | 0
|  |  |  | 1985-04-03 | 0 | 0
|  |  |  | 1985-04-04 | 0 | 0
|  |  |  | 1985-04-05 | 0 | 0
|  |  |  | 1985-04-06 | 0 | 0
|  |  |  | 1985-04-07 | 0 | 0
|  |  |  | 1985-04-08 | 0 | 0
|  |  |  | 1985-04-09 | 0 | 0
|  |  |  | 1985-04-10 | 0 | 0
|  |  |  | 1985-04-11 | 0 | 0
|  |  |  | 1985-04-12 | 0 | 0
|  |  |  | 1985-04-13 | 0.5 | 0.5
|  |  |  | 1985-04-14 | 0 | 0
|  |  |  | 1985-04-15 | 0 | 0
|  |  |  | 1985-04-16 | 0 | 0
|  |  |  | 1985-04-17 | 0 | 0
|  |  |  | 1985-04-18 | 0 | 0
|  |  |  | 1985-04-19 | 0 | 0
|  |  |  | 1985-04-20 | 0.22 | 0.22
|  |  |  | 1985-04-21 | 1.44 | 1.44
|  |  |  | 1985-04-22 | 1.05 | 1.05
|  |  |  | 1985-04-23 | 0 | 0
|  |  |  | 1985-04-24 | 0 | 0
|  |  |  | 1985-04-25 | 0 | 0
|  |  |  | 1985-04-26 | 0 | 0
|  |  |  | 1985-04-27 | 0.17 | 0.17
|  |  |  | 1985-04-28 | 1.08 | 1.08
|  |  |  | 1985-04-29 | 1.69 | 1.69
|  |  |  | 1985-04-30 | 0 | 0
|  |  |  | 1985-05-01 | 0 | 0
|  |  |  | 1985-05-02 | 0 | 0
|  |  |  | 1985-05-03 | 0 | 0
|  |  |  | 1985-05-04 | 0 | 0
|  |  |  | 1985-05-05 | 0 | 0
|  |  |  | 1985-05-06 | 0 | 0
|  |  |  | 1985-05-07 | 0 | 0
|  |  |  | 1985-05-08 | 0 | 0
|  |  |  | 1985-05-09 | 0 | 0
|  |  |  | 1985-05-10 | 0.03 | 0.03
|  |  |  | 1985-05-11 | 0 | 0
|  |  |  | 1985-05-12 | 0.57 | 0.57
|  |  |  | 1985-05-13 | 0.42 | 0.42
|  |  |  | 1985-05-14 | 0 | 0
|  |  |  | 1985-05-15 | 0 | 0
|  |  |  | 1985-05-16 | 0 | 0
|  |  |  | 1985-05-17 | 0 | 0
|  |  |  | 1985-05-18 | 0 | 0
|  |  |  | 1985-05-19 | 0.28 | 0.28
|  |  |  | 1985-05-20 | 0.38 | 0.38
|  |  |  | 1985-05-21 | 0 | 0
|  |  |  | 1985-05-22 | 0 | 0
|  |  |  | 1985-05-23 | 0 | 0
|  |  |  | 1985-05-24 | 0 | 0
|  |  |  | 1985-05-25 | 0 | 0
|  |  |  | 1985-05-26 | 0 | 0
|  |  |  | 1985-05-27 | 0.01 | 0.01
|  |  |  | 1985-05-28 | 0 | 0
|  |  |  | 1985-05-29 | 0 | 0
|  |  |  | 1985-05-30 | 0 | 0
|  |  |  | 1985-05-31 | 0 | 0
|  |  |  | 1985-06-01 | 0.21 | 0.21
|  |  |  | 1985-06-02 | 0 | 0
|  |  |  | 1985-06-03 | 0 | 0
|  |  |  | 1985-06-04 | 0.02 | 0.02
|  |  |  | 1985-06-05 | 5.36 | 5.36
|  |  |  | 1985-06-06 | 0.05 | 0.05
|  |  |  | 1985-06-07 | 0 | 0
|  |  |  | 1985-06-08 | 0 | 0
|  |  |  | 1985-06-09 | 0 | 0
|  |  |  | 1985-06-10 | 0 | 0
|  |  |  | 1985-06-11 | 0.08 | 0.08
|  |  |  | 1985-06-12 | 0 | 0
|  |  |  | 1985-06-13 | 0 | 0
|  |  |  | 1985-06-14 | 0 | 0
|  |  |  | 1985-06-15 | 0 | 0
|  |  |  | 1985-06-16 | 0 | 0
|  |  |  | 1985-06-17 | 0 | 0
|  |  |  | 1985-06-18 | 0.48 | 0.48
|  |  |  | 1985-06-19 | 0 | 0
|  |  |  | 1985-06-20 | 0 | 0
|  |  |  | 1985-06-21 | 0 | 0
|  |  |  | 1985-06-22 | 0 | 0
|  |  |  | 1985-06-23 | 0 | 0
|  |  |  | 1985-06-24 | 0 | 0
|  |  |  | 1985-06-25 | 0 | 0
|  |  |  | 1985-06-26 | 0.72 | 0.72
|  |  |  | 1985-06-27 | 0.15 | 0.15
|  |  |  | 1985-06-28 | 0 | 0
|  |  |  | 1985-06-29 | 0 | 0
|  |  |  | 1985-06-30 | 0 | 0
|  |  |  | 1985-07-01 | 0 | 0
|  |  |  | 1985-07-02 | 0 | 0
|  |  |  | 1985-07-03 | 0 | 0
|  |  |  | 1985-07-04 | 0 | 0
|  |  |  | 1985-07-05 | 0 | 0
|  |  |  | 1985-07-06 | 0 | 0
|  |  |  | 1985-07-07 | 0 | 0
|  |  |  | 1985-07-08 | 0 | 0
|  |  |  | 1985-07-09 | 0 | 0
|  |  |  | 1985-07-10 | 0 | 0
|  |  |  | 1985-07-11 | 0 | 0
|  |  |  | 1985-07-12 | 0 | 0
|  |  |  | 1985-07-13 | 0 | 0
|  |  |  | 1985-07-14 | 0 | 0
|  |  |  | 1985-07-15 | 0 | 0
|  |  |  | 1985-07-16 | 0.08 | 0.08
|  |  |  | 1985-07-17 | 0 | 0
|  |  |  | 1985-07-18 | 0 | 0
|  |  |  | 1985-07-19 | 0 | 0
|  |  |  | 1985-07-20 | 0.01 | 0.01
|  |  |  | 1985-07-21 | 0 | 0
|  |  |  | 1985-07-22 | 0 | 0
|  |  |  | 1985-07-23 | 0 | 0
|  |  |  | 1985-07-24 | 0.01 | 0.01
|  |  |  | 1985-07-25 | 0.11 | 0.11
|  |  |  | 1985-07-26 | 0 | 0
|  |  |  | 1985-07-27 | 0 | 0
|  |  |  | 1985-07-28 | 0 | 0
|  |  |  | 1985-07-29 | 0 | 0
|  |  |  | 1985-07-30 | 0 | 0
|  |  |  | 1985-07-31 | 0 | 0
|  |  |  | 1985-08-01 | 0 | 0
|  |  |  | 1985-08-02 | 0 | 0
|  |  |  | 1985-08-03 | 0 | 0
|  |  |  | 1985-08-04 | 0 | 0
|  |  |  | 1985-08-05 | 0.23 | 0.23
|  |  |  | 1985-08-06 | 0 | 0
|  |  |  | 1985-08-07 | 0.12 | 0.12
|  |  |  | 1985-08-08 | 0 | 0
|  |  |  | 1985-08-09 | 0 | 0
|  |  |  | 1985-08-10 | 0 | 0
|  |  |  | 1985-08-11 | 0 | 0
|  |  |  | 1985-08-12 | 0 | 0
|  |  |  | 1985-08-13 | 0 | 0
|  |  |  | 1985-08-14 | 0.31 | 0.31
|  |  |  | 1985-08-15 | 0 | 0
|  |  |  | 1985-08-16 | 0 | 0
|  |  |  | 1985-08-17 | 0 | 0
|  |  |  | 1985-08-18 | 0 | 0
|  |  |  | 1985-08-19 | 0 | 0
|  |  |  | 1985-08-20 | 0.71 | 0.71
|  |  |  | 1985-08-21 | 0 | 0
|  |  |  | 1985-08-22 | 0 | 0
|  |  |  | 1985-08-23 | 0 | 0
|  |  |  | 1985-08-24 | 0.02 | 0.02
|  |  |  | 1985-08-25 | 0.01 | 0.01
|  |  |  | 1985-08-26 | 0.03 | 0.03
|  |  |  | 1985-08-27 | 0.32 | 0.32
|  |  |  | 1985-08-28 | 0 | 0
|  |  |  | 1985-08-29 | 0 | 0
|  |  |  | 1985-08-30 | 0 | 0
|  |  |  | 1985-08-31 | 0 | 0
|  |  |  | 1985-09-01 | 0 | 0
|  |  |  | 1985-09-02 | 0 | 0
|  |  |  | 1985-09-03 | 0 | 0
|  |  |  | 1985-09-04 | 0 | 0
|  |  |  | 1985-09-05 | 0 | 0
|  |  |  | 1985-09-06 | 0 | 0
|  |  |  | 1985-09-07 | 0 | 0
|  |  |  | 1985-09-08 | 0 | 0
|  |  |  | 1985-09-09 | 0 | 0
|  |  |  | 1985-09-10 | 0 | 0
|  |  |  | 1985-09-11 | 0 | 0
|  |  |  | 1985-09-12 | 0 | 0
|  |  |  | 1985-09-13 | 0.06 | 0.06
|  |  |  | 1985-09-14 | 0.01 | 0.01
|  |  |  | 1985-09-15 | 0 | 0
|  |  |  | 1985-09-16 | 0 | 0
|  |  |  | 1985-09-17 | 0 | 0
|  |  |  | 1985-09-18 | 0 | 0
|  |  |  | 1985-09-19 | 0 | 0
|  |  |  | 1985-09-20 | 0.01 | 0.01
|  |  |  | 1985-09-21 | 0.1 | 0.1
|  |  |  | 1985-09-22 | 0.81 | 0.81
|  |  |  | 1985-09-23 | 0 | 0
|  |  |  | 1985-09-24 | 0 | 0
|  |  |  | 1985-09-25 | 0 | 0
|  |  |  | 1985-09-26 | 0 | 0
|  |  |  | 1985-09-27 | 0 | 0
|  |  |  | 1985-09-28 | 0.12 | 0.12
|  |  |  | 1985-09-29 | 0.35 | 0.35
|  |  |  | 1985-09-30 | 0 | 0
|  |  |  | 1985-10-01 | 0 | 0
|  |  |  | 1985-10-02 | 0 | 0
|  |  |  | 1985-10-03 | 0 | 0
|  |  |  | 1985-10-04 | 0 | 0
|  |  |  | 1985-10-05 | 0 | 0
|  |  |  | 1985-10-06 | 0 | 0
|  |  |  | 1985-10-07 | 0 | 0
|  |  |  | 1985-10-08 | 0 | 0
|  |  |  | 1985-10-09 | 0 | 0
|  |  |  | 1985-10-10 | 0.31 | 0.31
|  |  |  | 1985-10-11 | 0 | 0
|  |  |  | 1985-10-12 | 0.03 | 0.03
|  |  |  | 1985-10-13 | 0.04 | 0.04
|  |  |  | 1985-10-14 | 0.51 | 0.51
|  |  |  | 1985-10-15 | 0 | 0
|  |  |  | 1985-10-16 | 0 | 0
|  |  |  | 1985-10-17 | 0.31 | 0.31
|  |  |  | 1985-10-18 | 1.93 | 1.93
|  |  |  | 1985-10-19 | 0.01 | 0.01
|  |  |  | 1985-10-20 | 0 | 0
|  |  |  | 1985-10-21 | 0 | 0
|  |  |  | 1985-10-22 | 0 | 0
|  |  |  | 1985-10-23 | 0 | 0
|  |  |  | 1985-10-24 | 0 | 0
|  |  |  | 1985-10-25 | 0 | 0
|  |  |  | 1985-10-26 | 0 | 0
|  |  |  | 1985-10-27 | 0 | 0
|  |  |  | 1985-10-28 | 0 | 0
|  |  |  | 1985-10-29 | 0.15 | 0.15
|  |  |  | 1985-10-30 | 0.4 | 0.4
|  |  |  | 1985-10-31 | 0 | 0
|  |  |  | 1985-11-01 | 0.06 | 0.06
|  |  |  | 1985-11-02 | 0 | 0
|  |  |  | 1985-11-03 | 0 | 0
|  |  |  | 1985-11-04 | 0 | 0
|  |  |  | 1985-11-05 | 0 | 0
|  |  |  | 1985-11-06 | 0 | 0
|  |  |  | 1985-11-07 | 0 | 0
|  |  |  | 1985-11-08 | 0 | 0
|  |  |  | 1985-11-09 | 0 | 0
|  |  |  | 1985-11-10 | 0 | 0
|  |  |  | 1985-11-11 | 0.02 | 0.02
|  |  |  | 1985-11-12 | 0 | 0
|  |  |  | 1985-11-13 | 0 | 0
|  |  |  | 1985-11-14 | 0.1 | 0.1
|  |  |  | 1985-11-15 | 0.38 | 0.38
|  |  |  | 1985-11-16 | 0 | 0
|  |  |  | 1985-11-17 | 0 | 0
|  |  |  | 1985-11-18 | 0 | 0
|  |  |  | 1985-11-19 | 0 | 0
|  |  |  | 1985-11-20 | 0 | 0
|  |  |  | 1985-11-21 | 0 | 0
|  |  |  | 1985-11-22 | 0 | 0
|  |  |  | 1985-11-23 | 0 | 0
|  |  |  | 1985-11-24 | 0 | 0
|  |  |  | 1985-11-25 | 0.01 | 0.01
|  |  |  | 1985-11-26 | 0.05 | 0.05
|  |  |  | 1985-11-27 | 0 | 0
|  |  |  | 1985-11-28 | 0 | 0
|  |  |  | 1985-11-29 | 0 | 0
|  |  |  | 1985-11-30 | 0.49 | 0.49
|  |  |  | 1985-12-01 | 0 | 0
|  |  |  | 1985-12-02 | 0 | 0
|  |  |  | 1985-12-03 | 0 | 0
|  |  |  | 1985-12-04 | 0 | 0
|  |  |  | 1985-12-05 | 0 | 0
|  |  |  | 1985-12-06 | 0 | 0
|  |  |  | 1985-12-07 | 0 | 0
|  |  |  | 1985-12-08 | 0 | 0
|  |  |  | 1985-12-09 | 0 | 0
|  |  |  | 1985-12-10 | 0.06 | 0.06
|  |  |  | 1985-12-11 | 0 | 0
|  |  |  | 1985-12-12 | 0.05 | 0.05
|  |  |  | 1985-12-13 | 0 | 0
|  |  |  | 1985-12-14 | 0 | 0
|  |  |  | 1985-12-15 | 0 | 0
|  |  |  | 1985-12-16 | 0 | 0
|  |  |  | 1985-12-17 | 0 | 0
|  |  |  | 1985-12-18 | 0 | 0
|  |  |  | 1985-12-19 | 0 | 0
|  |  |  | 1985-12-20 | 0 | 0
|  |  |  | 1985-12-21 | 0 | 0
|  |  |  | 1985-12-22 | 0 | 0
|  |  |  | 1985-12-23 | 0 | 0
|  |  |  | 1985-12-24 | 0 | 0
|  |  |  | 1985-12-25 | 0 | 0
|  |  |  | 1985-12-26 | 0 | 0
|  |  |  | 1985-12-27 | 0 | 0
|  |  |  | 1985-12-28 | 0 | 0
|  |  |  | 1985-12-29 | 0 | 0
|  |  |  | 1985-12-30 | 0 | 0
|  |  |  | 1985-12-31 | 0 | 0
|  |  |  | 1986-01-01 | 0 | 0
|  |  |  | 1986-01-02 | 0 | 0
|  |  |  | 1986-01-03 | 0 | 0
|  |  |  | 1986-01-04 | 0 | 0
|  |  |  | 1986-01-05 | 0 | 0
|  |  |  | 1986-01-06 | 0 | 0
|  |  |  | 1986-01-07 | 0 | 0
|  |  |  | 1986-01-08 | 0 | 0
|  |  |  | 1986-01-09 | 0 | 0
|  |  |  | 1986-01-10 | 0 | 0
|  |  |  | 1986-01-11 | 0 | 0
|  |  |  | 1986-01-12 | 0 | 0
|  |  |  | 1986-01-13 | 0 | 0
|  |  |  | 1986-01-14 | 0 | 0
|  |  |  | 1986-01-15 | 0 | 0
|  |  |  | 1986-01-16 | 0 | 0
|  |  |  | 1986-01-17 | 0 | 0
|  |  |  | 1986-01-18 | 0 | 0
|  |  |  | 1986-01-19 | 0 | 0
|  |  |  | 1986-01-20 | 0 | 0
|  |  |  | 1986-01-21 | 0 | 0
|  |  |  | 1986-01-22 | 0 | 0
|  |  |  | 1986-01-23 | 0 | 0
|  |  |  | 1986-01-24 | 0 | 0
|  |  |  | 1986-01-25 | 0 | 0
|  |  |  | 1986-01-26 | 0 | 0
|  |  |  | 1986-01-27 | 0 | 0
|  |  |  | 1986-01-28 | 0 | 0
|  |  |  | 1986-01-29 | 0 | 0
|  |  |  | 1986-01-30 | 0 | 0
|  |  |  | 1986-01-31 | 0 | 0
|  |  |  | 1986-02-01 | 0 | 0
|  |  |  | 1986-02-02 | 0.07 | 0.07
|  |  |  | 1986-02-03 | 0.09 | 0.09
|  |  |  | 1986-02-04 | 0 | 0
|  |  |  | 1986-02-05 | 0.76 | 0.76
|  |  |  | 1986-02-06 | 0.02 | 0.02
|  |  |  | 1986-02-07 | 0.06 | 0.06
|  |  |  | 1986-02-08 | 0 | 0
|  |  |  | 1986-02-09 | 0.01 | 0.01
|  |  |  | 1986-02-10 | 0.09 | 0.09
|  |  |  | 1986-02-11 | 0 | 0
|  |  |  | 1986-02-12 | 0 | 0
|  |  |  | 1986-02-13 | 0 | 0
|  |  |  | 1986-02-14 | 0 | 0
|  |  |  | 1986-02-15 | 0 | 0
|  |  |  | 1986-02-16 | 0 | 0
|  |  |  | 1986-02-17 | 0 | 0
|  |  |  | 1986-02-18 | 0 | 0
|  |  |  | 1986-02-19 | 0 | 0
|  |  |  | 1986-02-20 | 0 | 0
|  |  |  | 1986-02-21 | 0 | 0
|  |  |  | 1986-02-22 | 0 | 0
|  |  |  | 1986-02-23 | 0 | 0
|  |  |  | 1986-02-24 | 0 | 0
|  |  |  | 1986-02-25 | 0 | 0
|  |  |  | 1986-02-26 | 0 | 0
|  |  |  | 1986-02-27 | 0 | 0
|  |  |  | 1986-02-28 | 0 | 0
|  |  |  | 1986-03-01 | 0 | 0
|  |  |  | 1986-03-02 | 0 | 0
|  |  |  | 1986-03-03 | 0 | 0
|  |  |  | 1986-03-04 | 0 | 0
|  |  |  | 1986-03-05 | 0 | 0
|  |  |  | 1986-03-06 | 0 | 0
|  |  |  | 1986-03-07 | 0 | 0
|  |  |  | 1986-03-08 | 0 | 0
|  |  |  | 1986-03-09 | 0.02 | 0.02
|  |  |  | 1986-03-10 | 0 | 0
|  |  |  | 1986-03-11 | 0.23 | 0.23
|  |  |  | 1986-03-12 | 0.15 | 0.15
|  |  |  | 1986-03-13 | 0 | 0
|  |  |  | 1986-03-14 | 0 | 0
|  |  |  | 1986-03-15 | 0.18 | 0.18
|  |  |  | 1986-03-16 | 0 | 0
|  |  |  | 1986-03-17 | 0.26 | 0.26
|  |  |  | 1986-03-18 | 0 | 0
|  |  |  | 1986-03-19 | 0 | 0
|  |  |  | 1986-03-20 | 0 | 0
|  |  |  | 1986-03-21 | 0 | 0
|  |  |  | 1986-03-22 | 0 | 0
|  |  |  | 1986-03-23 | 0 | 0
|  |  |  | 1986-03-24 | 0 | 0
|  |  |  | 1986-03-25 | 0 | 0
|  |  |  | 1986-03-26 | 0 | 0
|  |  |  | 1986-03-27 | 0 | 0
|  |  |  | 1986-03-28 | 0 | 0
|  |  |  | 1986-03-29 | 0 | 0
|  |  |  | 1986-03-30 | 0 | 0
|  |  |  | 1986-03-31 | 0 | 0
|  |  |  | 1986-04-01 | 0 | 0
|  |  |  | 1986-04-02 | 1.05 | 1.05
|  |  |  | 1986-04-03 | 0.4 | 0.4
|  |  |  | 1986-04-04 | 0 | 0
|  |  |  | 1986-04-05 | 0 | 0
|  |  |  | 1986-04-06 | 0 | 0
|  |  |  | 1986-04-07 | 0 | 0
|  |  |  | 1986-04-08 | 0 | 0
|  |  |  | 1986-04-09 | 0.09 | 0.09
|  |  |  | 1986-04-10 | 0 | 0
|  |  |  | 1986-04-11 | 0.01 | 0.01
|  |  |  | 1986-04-12 | 0 | 0
|  |  |  | 1986-04-13 | 0 | 0
|  |  |  | 1986-04-14 | 0 | 0
|  |  |  | 1986-04-15 | 0 | 0
|  |  |  | 1986-04-16 | 0 | 0
|  |  |  | 1986-04-17 | 0 | 0
|  |  |  | 1986-04-18 | 0.01 | 0.01
|  |  |  | 1986-04-19 | 0.94 | 0.94
|  |  |  | 1986-04-20 | 0.01 | 0.01
|  |  |  | 1986-04-21 | 0 | 0
|  |  |  | 1986-04-22 | 0 | 0
|  |  |  | 1986-04-23 | 0 | 0
|  |  |  | 1986-04-24 | 0 | 0
|  |  |  | 1986-04-25 | 0 | 0
|  |  |  | 1986-04-26 | 0 | 0
|  |  |  | 1986-04-27 | 0.28 | 0.28
|  |  |  | 1986-04-28 | 0 | 0
|  |  |  | 1986-04-29 | 0 | 0
|  |  |  | 1986-04-30 | 0.45 | 0.45
|  |  |  | 1986-05-01 | 0.22 | 0.22
|  |  |  | 1986-05-02 | 0 | 0
|  |  |  | 1986-05-03 | 0 | 0
|  |  |  | 1986-05-04 | 0 | 0
|  |  |  | 1986-05-05 | 0 | 0
|  |  |  | 1986-05-06 | 0.19 | 0.19
|  |  |  | 1986-05-07 | 0 | 0
|  |  |  | 1986-05-08 | 0.19 | 0.19
|  |  |  | 1986-05-09 | 0.12 | 0.12
|  |  |  | 1986-05-10 | 0.13 | 0.13
|  |  |  | 1986-05-11 | 0 | 0
|  |  |  | 1986-05-12 | 0 | 0
|  |  |  | 1986-05-13 | 0.05 | 0.05
|  |  |  | 1986-05-14 | 0.58 | 0.58
|  |  |  | 1986-05-15 | 0 | 0
|  |  |  | 1986-05-16 | 0.01 | 0.01
|  |  |  | 1986-05-17 | 0.79 | 0.79
|  |  |  | 1986-05-18 | 0.21 | 0.21
|  |  |  | 1986-05-19 | 0 | 0
|  |  |  | 1986-05-20 | 0 | 0
|  |  |  | 1986-05-21 | 0 | 0
|  |  |  | 1986-05-22 | 0 | 0
|  |  |  | 1986-05-23 | 0 | 0
|  |  |  | 1986-05-24 | 0 | 0
|  |  |  | 1986-05-25 | 0.68 | 0.68
|  |  |  | 1986-05-26 | 0.65 | 0.65
|  |  |  | 1986-05-27 | 0 | 0
|  |  |  | 1986-05-28 | 0 | 0
|  |  |  | 1986-05-29 | 0 | 0
|  |  |  | 1986-05-30 | 0.02 | 0.02
|  |  |  | 1986-05-31 | 0.03 | 0.03
|  |  |  | 1986-06-01 | 0.36 | 0.36
|  |  |  | 1986-06-02 | 0 | 0
|  |  |  | 1986-06-03 | 0.26 | 0.26
|  |  |  | 1986-06-04 | 0.36 | 0.36
|  |  |  | 1986-06-05 | 0.35 | 0.35
|  |  |  | 1986-06-06 | 0 | 0
|  |  |  | 1986-06-07 | 0 | 0
|  |  |  | 1986-06-08 | 0 | 0
|  |  |  | 1986-06-09 | 0.01 | 0.01
|  |  |  | 1986-06-10 | 4.47 | 4.47
|  |  |  | 1986-06-11 | 0 | 0
|  |  |  | 1986-06-12 | 0 | 0
|  |  |  | 1986-06-13 | 0 | 0
|  |  |  | 1986-06-14 | 0.47 | 0.47
|  |  |  | 1986-06-15 | 0.47 | 0.47
|  |  |  | 1986-06-16 | 0.68 | 0.68
|  |  |  | 1986-06-17 | 0 | 0
|  |  |  | 1986-06-18 | 0 | 0
|  |  |  | 1986-06-19 | 0.17 | 0.17
|  |  |  | 1986-06-20 | 0 | 0
|  |  |  | 1986-06-21 | 0 | 0
|  |  |  | 1986-06-22 | 0 | 0
|  |  |  | 1986-06-23 | 0 | 0
|  |  |  | 1986-06-24 | 0 | 0
|  |  |  | 1986-06-25 | 0 | 0
|  |  |  | 1986-06-26 | 0 | 0
|  |  |  | 1986-06-27 | 0 | 0
|  |  |  | 1986-06-28 | 0.01 | 0.01
|  |  |  | 1986-06-29 | 0 | 0
|  |  |  | 1986-06-30 | 0 | 0
|  |  |  | 1986-07-01 | 0 | 0
|  |  |  | 1986-07-02 | 0.46 | 0.46
|  |  |  | 1986-07-03 | 0 | 0
|  |  |  | 1986-07-04 | 0 | 0
|  |  |  | 1986-07-05 | 0 | 0
|  |  |  | 1986-07-06 | 0 | 0
|  |  |  | 1986-07-07 | 0 | 0
|  |  |  | 1986-07-08 | 0 | 0
|  |  |  | 1986-07-09 | 0 | 0
|  |  |  | 1986-07-10 | 0 | 0
|  |  |  | 1986-07-11 | 0.06 | 0.06
|  |  |  | 1986-07-12 | 0 | 0
|  |  |  | 1986-07-13 | 0 | 0
|  |  |  | 1986-07-14 | 0 | 0
|  |  |  | 1986-07-15 | 0 | 0
|  |  |  | 1986-07-16 | 0 | 0
|  |  |  | 1986-07-17 | 0 | 0
|  |  |  | 1986-07-18 | 0 | 0
|  |  |  | 1986-07-19 | 0 | 0
|  |  |  | 1986-07-20 | 0 | 0
|  |  |  | 1986-07-21 | 0.25 | 0.25
|  |  |  | 1986-07-22 | 0 | 0
|  |  |  | 1986-07-23 | 0 | 0
|  |  |  | 1986-07-24 | 0 | 0
|  |  |  | 1986-07-25 | 0 | 0
|  |  |  | 1986-07-26 | 0 | 0
|  |  |  | 1986-07-27 | 0 | 0
|  |  |  | 1986-07-28 | 0 | 0
|  |  |  | 1986-07-29 | 0 | 0
|  |  |  | 1986-07-30 | 0 | 0
|  |  |  | 1986-07-31 | 0 | 0
|  |  |  | 1986-08-01 | 0 | 0
|  |  |  | 1986-08-02 | 0 | 0
|  |  |  | 1986-08-03 | 0.1 | 0.1
|  |  |  | 1986-08-04 | 0 | 0
|  |  |  | 1986-08-05 | 0.25 | 0.25
|  |  |  | 1986-08-06 | 0 | 0
|  |  |  | 1986-08-07 | 0.09 | 0.09
|  |  |  | 1986-08-08 | 0.16 | 0.16
|  |  |  | 1986-08-09 | 0.03 | 0.03
|  |  |  | 1986-08-10 | 0.03 | 0.03
|  |  |  | 1986-08-11 | 0 | 0
|  |  |  | 1986-08-12 | 0 | 0
|  |  |  | 1986-08-13 | 0 | 0
|  |  |  | 1986-08-14 | 0 | 0
|  |  |  | 1986-08-15 | 0.14 | 0.14
|  |  |  | 1986-08-16 | 0.01 | 0.01
|  |  |  | 1986-08-17 | 0 | 0
|  |  |  | 1986-08-18 | 0 | 0
|  |  |  | 1986-08-19 | 0 | 0
|  |  |  | 1986-08-20 | 0 | 0
|  |  |  | 1986-08-21 | 0 | 0
|  |  |  | 1986-08-22 | 0 | 0
|  |  |  | 1986-08-23 | 0 | 0
|  |  |  | 1986-08-24 | 0.02 | 0.02
|  |  |  | 1986-08-25 | 0 | 0
|  |  |  | 1986-08-26 | 0.02 | 0.02
|  |  |  | 1986-08-27 | 0.17 | 0.17
|  |  |  | 1986-08-28 | 0 | 0
|  |  |  | 1986-08-29 | 0 | 0
|  |  |  | 1986-08-30 | 0 | 0
|  |  |  | 1986-08-31 | 1.08 | 1.08
|  |  |  | 1986-09-01 | 0.61 | 0.61
|  |  |  | 1986-09-02 | 0.2 | 0.2
|  |  |  | 1986-09-03 | 0.18 | 0.18
|  |  |  | 1986-09-04 | 2.3 | 2.3
|  |  |  | 1986-09-05 | 1.4 | 1.4
|  |  |  | 1986-09-06 | 0 | 0
|  |  |  | 1986-09-07 | 0 | 0
|  |  |  | 1986-09-08 | 0 | 0
|  |  |  | 1986-09-09 | 0 | 0
|  |  |  | 1986-09-10 | 0.43 | 0.43
|  |  |  | 1986-09-11 | 0 | 0
|  |  |  | 1986-09-12 | 0 | 0
|  |  |  | 1986-09-13 | 0 | 0
|  |  |  | 1986-09-14 | 1.02 | 1.02
|  |  |  | 1986-09-15 | 0.07 | 0.07
|  |  |  | 1986-09-16 | 0 | 0
|  |  |  | 1986-09-17 | 0 | 0
|  |  |  | 1986-09-18 | 0.03 | 0.03
|  |  |  | 1986-09-19 | 0 | 0
|  |  |  | 1986-09-20 | 0 | 0
|  |  |  | 1986-09-21 | 0 | 0
|  |  |  | 1986-09-22 | 0 | 0
|  |  |  | 1986-09-23 | 0 | 0
|  |  |  | 1986-09-24 | 0 | 0
|  |  |  | 1986-09-25 | 0 | 0
|  |  |  | 1986-09-26 | 0 | 0
|  |  |  | 1986-09-27 | 0.06 | 0.06
|  |  |  | 1986-09-28 | 0 | 0
|  |  |  | 1986-09-29 | 0.03 | 0.03
|  |  |  | 1986-09-30 | 0.44 | 0.44
|  |  |  | 1986-10-01 | 0.3 | 0.3
|  |  |  | 1986-10-02 | 0.14 | 0.14
|  |  |  | 1986-10-03 | 0.71 | 0.71
|  |  |  | 1986-10-04 | 0.05 | 0.05
|  |  |  | 1986-10-05 | 0.22 | 0.22
|  |  |  | 1986-10-06 | 0.01 | 0.01
|  |  |  | 1986-10-07 | 0 | 0
|  |  |  | 1986-10-08 | 0 | 0
|  |  |  | 1986-10-09 | 0 | 0
|  |  |  | 1986-10-10 | 0 | 0
|  |  |  | 1986-10-11 | 0.05 | 0.05
|  |  |  | 1986-10-12 | 0.13 | 0.13
|  |  |  | 1986-10-13 | 0 | 0
|  |  |  | 1986-10-14 | 0 | 0
|  |  |  | 1986-10-15 | 0 | 0
|  |  |  | 1986-10-16 | 0 | 0
|  |  |  | 1986-10-17 | 0 | 0
|  |  |  | 1986-10-18 | 0 | 0
|  |  |  | 1986-10-19 | 0 | 0
|  |  |  | 1986-10-20 | 0 | 0
|  |  |  | 1986-10-21 | 1.97 | 1.97
|  |  |  | 1986-10-22 | 0.79 | 0.79
|  |  |  | 1986-10-23 | 0 | 0
|  |  |  | 1986-10-24 | 0 | 0
|  |  |  | 1986-10-25 | 0 | 0
|  |  |  | 1986-10-26 | 0 | 0
|  |  |  | 1986-10-27 | 0 | 0
|  |  |  | 1986-10-28 | 0 | 0
|  |  |  | 1986-10-29 | 0 | 0
|  |  |  | 1986-10-30 | 0 | 0
|  |  |  | 1986-10-31 | 0 | 0
|  |  |  | 1986-11-01 | 0 | 0
|  |  |  | 1986-11-02 | 0 | 0
|  |  |  | 1986-11-03 | 0.07 | 0.07
|  |  |  | 1986-11-04 | 1.27 | 1.27
|  |  |  | 1986-11-05 | 0 | 0
|  |  |  | 1986-11-06 | 0 | 0
|  |  |  | 1986-11-07 | 0 | 0
|  |  |  | 1986-11-08 | 0.01 | 0.01
|  |  |  | 1986-11-09 | 0 | 0
|  |  |  | 1986-11-10 | 0.1 | 0.1
|  |  |  | 1986-11-11 | 0 | 0
|  |  |  | 1986-11-12 | 0 | 0
|  |  |  | 1986-11-13 | 0 | 0
|  |  |  | 1986-11-14 | 0 | 0
|  |  |  | 1986-11-15 | 0 | 0
|  |  |  | 1986-11-16 | 0 | 0
|  |  |  | 1986-11-17 | 0 | 0
|  |  |  | 1986-11-18 | 0 | 0
|  |  |  | 1986-11-19 | 0.09 | 0.09
|  |  |  | 1986-11-20 | 0 | 0
|  |  |  | 1986-11-21 | 0 | 0
|  |  |  | 1986-11-22 | 0 | 0
|  |  |  | 1986-11-23 | 0.08 | 0.08
|  |  |  | 1986-11-24 | 0 | 0
|  |  |  | 1986-11-25 | 1.41 | 1.41
|  |  |  | 1986-11-26 | 0 | 0
|  |  |  | 1986-11-27 | 0 | 0
|  |  |  | 1986-11-28 | 0 | 0
|  |  |  | 1986-11-29 | 0 | 0
|  |  |  | 1986-11-30 | 0 | 0
|  |  |  | 1986-12-01 | 0 | 0
|  |  |  | 1986-12-02 | 0 | 0
|  |  |  | 1986-12-03 | 0 | 0
|  |  |  | 1986-12-04 | 0 | 0
|  |  |  | 1986-12-05 | 0 | 0
|  |  |  | 1986-12-06 | 0.14 | 0.14
|  |  |  | 1986-12-07 | 0.36 | 0.36
|  |  |  | 1986-12-08 | 0.01 | 0.01
|  |  |  | 1986-12-09 | 0 | 0
|  |  |  | 1986-12-10 | 0 | 0
|  |  |  | 1986-12-11 | 0 | 0
|  |  |  | 1986-12-12 | 0 | 0
|  |  |  | 1986-12-13 | 0 | 0
|  |  |  | 1986-12-14 | 0 | 0
|  |  |  | 1986-12-15 | 0.03 | 0.03
|  |  |  | 1986-12-16 | 0.01 | 0.01
|  |  |  | 1986-12-17 | 0.11 | 0.11
|  |  |  | 1986-12-18 | 0.22 | 0.22
|  |  |  | 1986-12-19 | 0 | 0
|  |  |  | 1986-12-20 | 0 | 0
|  |  |  | 1986-12-21 | 0.03 | 0.03
|  |  |  | 1986-12-22 | 0 | 0
|  |  |  | 1986-12-23 | 0 | 0
|  |  |  | 1986-12-24 | 0 | 0
|  |  |  | 1986-12-25 | 0 | 0
|  |  |  | 1986-12-26 | 0 | 0
|  |  |  | 1986-12-27 | 0 | 0
|  |  |  | 1986-12-28 | 0 | 0
|  |  |  | 1986-12-29 | 0 | 0
|  |  |  | 1986-12-30 | 0 | 0
|  |  |  | 1986-12-31 | 0 | 0
|  |  |  | 1987-01-01 | 0 | 0
|  |  |  | 1987-01-02 | 0 | 0
|  |  |  | 1987-01-03 | 0.01 | 0.01
|  |  |  | 1987-01-04 | 0 | 0
|  |  |  | 1987-01-05 | 0 | 0
|  |  |  | 1987-01-06 | 0 | 0
|  |  |  | 1987-01-07 | 0 | 0
|  |  |  | 1987-01-08 | 0.75 | 0.75
|  |  |  | 1987-01-09 | 0.27 | 0.27
|  |  |  | 1987-01-10 | 0 | 0
|  |  |  | 1987-01-11 | 0 | 0
|  |  |  | 1987-01-12 | 0 | 0
|  |  |  | 1987-01-13 | 0 | 0
|  |  |  | 1987-01-14 | 0 | 0
|  |  |  | 1987-01-15 | 0.01 | 0.01
|  |  |  | 1987-01-16 | 0.14 | 0.14
|  |  |  | 1987-01-17 | 0.51 | 0.51
|  |  |  | 1987-01-18 | 0.09 | 0.09
|  |  |  | 1987-01-19 | 0 | 0
|  |  |  | 1987-01-20 | 0 | 0
|  |  |  | 1987-01-21 | 0 | 0
|  |  |  | 1987-01-22 | 0 | 0
|  |  |  | 1987-01-23 | 0 | 0
|  |  |  | 1987-01-24 | 0 | 0
|  |  |  | 1987-01-25 | 0 | 0
|  |  |  | 1987-01-26 | 0 | 0
|  |  |  | 1987-01-27 | 0 | 0
|  |  |  | 1987-01-28 | 0 | 0
|  |  |  | 1987-01-29 | 0 | 0
|  |  |  | 1987-01-30 | 0 | 0
|  |  |  | 1987-01-31 | 0 | 0
|  |  |  | 1987-02-01 | 0.34 | 0.34
|  |  |  | 1987-02-02 | 0 | 0
|  |  |  | 1987-02-03 | 0 | 0
|  |  |  | 1987-02-04 | 0 | 0
|  |  |  | 1987-02-05 | 0.97 | 0.97
|  |  |  | 1987-02-06 | 0 | 0
|  |  |  | 1987-02-07 | 0 | 0
|  |  |  | 1987-02-08 | 0 | 0
|  |  |  | 1987-02-09 | 0 | 0
|  |  |  | 1987-02-10 | 0 | 0
|  |  |  | 1987-02-11 | 0 | 0
|  |  |  | 1987-02-12 | 0 | 0
|  |  |  | 1987-02-13 | 0 | 0
|  |  |  | 1987-02-14 | 0.23 | 0.23
|  |  |  | 1987-02-15 | 0.03 | 0.03
|  |  |  | 1987-02-16 | 0 | 0
|  |  |  | 1987-02-17 | 0 | 0
|  |  |  | 1987-02-18 | 0 | 0
|  |  |  | 1987-02-19 | 0.06 | 0.06
|  |  |  | 1987-02-20 | 0.12 | 0.12
|  |  |  | 1987-02-21 | 0 | 0
|  |  |  | 1987-02-22 | 0.1 | 0.1
|  |  |  | 1987-02-23 | 0.01 | 0.01
|  |  |  | 1987-02-24 | 0.26 | 0.26
|  |  |  | 1987-02-25 | 0.44 | 0.44
|  |  |  | 1987-02-26 | 0.54 | 0.54
|  |  |  | 1987-02-27 | 0.24 | 0.24
|  |  |  | 1987-02-28 | 0.82 | 0.82
|  |  |  | 1987-03-01 | 0 | 0
|  |  |  | 1987-03-02 | 0 | 0
|  |  |  | 1987-03-03 | 0 | 0
|  |  |  | 1987-03-04 | 0 | 0
|  |  |  | 1987-03-05 | 0 | 0
|  |  |  | 1987-03-06 | 0 | 0
|  |  |  | 1987-03-07 | 0 | 0
|  |  |  | 1987-03-08 | 0 | 0
|  |  |  | 1987-03-09 | 0.04 | 0.04
|  |  |  | 1987-03-10 | 0 | 0
|  |  |  | 1987-03-11 | 0 | 0
|  |  |  | 1987-03-12 | 0 | 0
|  |  |  | 1987-03-13 | 0 | 0
|  |  |  | 1987-03-14 | 0 | 0
|  |  |  | 1987-03-15 | 0 | 0
|  |  |  | 1987-03-16 | 0.98 | 0.98
|  |  |  | 1987-03-17 | 0 | 0
|  |  |  | 1987-03-18 | 0 | 0
|  |  |  | 1987-03-19 | 0 | 0
|  |  |  | 1987-03-20 | 0 | 0
|  |  |  | 1987-03-21 | 0.01 | 0.01
|  |  |  | 1987-03-22 | 0 | 0
|  |  |  | 1987-03-23 | 0.33 | 0.33
|  |  |  | 1987-03-24 | 0 | 0
|  |  |  | 1987-03-25 | 0 | 0
|  |  |  | 1987-03-26 | 0.53 | 0.53
|  |  |  | 1987-03-27 | 0 | 0
|  |  |  | 1987-03-28 | 0 | 0
|  |  |  | 1987-03-29 | 0 | 0
|  |  |  | 1987-03-30 | 0 | 0
|  |  |  | 1987-03-31 | 0 | 0
|  |  |  | 1987-04-01 | 0 | 0
|  |  |  | 1987-04-02 | 0 | 0
|  |  |  | 1987-04-03 | 0 | 0
|  |  |  | 1987-04-04 | 0 | 0
|  |  |  | 1987-04-05 | 0.03 | 0.03
|  |  |  | 1987-04-06 | 0 | 0
|  |  |  | 1987-04-07 | 0 | 0
|  |  |  | 1987-04-08 | 0 | 0
|  |  |  | 1987-04-09 | 0 | 0
|  |  |  | 1987-04-10 | 0 | 0
|  |  |  | 1987-04-11 | 0 | 0
|  |  |  | 1987-04-12 | 0 | 0
|  |  |  | 1987-04-13 | 0 | 0
|  |  |  | 1987-04-14 | 0 | 0
|  |  |  | 1987-04-15 | 0 | 0
|  |  |  | 1987-04-16 | 0 | 0
|  |  |  | 1987-04-17 | 0 | 0
|  |  |  | 1987-04-18 | 0 | 0
|  |  |  | 1987-04-19 | 0 | 0
|  |  |  | 1987-04-20 | 0.1 | 0.1
|  |  |  | 1987-04-21 | 0.19 | 0.19
|  |  |  | 1987-04-22 | 0 | 0
|  |  |  | 1987-04-23 | 0 | 0
|  |  |  | 1987-04-24 | 0 | 0
|  |  |  | 1987-04-25 | 0 | 0
|  |  |  | 1987-04-26 | 0 | 0
|  |  |  | 1987-04-27 | 0 | 0
|  |  |  | 1987-04-28 | 0 | 0
|  |  |  | 1987-04-29 | 0 | 0
|  |  |  | 1987-04-30 | 0 | 0
|  |  |  | 1987-05-01 | 0 | 0
|  |  |  | 1987-05-02 | 0 | 0
|  |  |  | 1987-05-03 | 0 | 0
|  |  |  | 1987-05-04 | 0 | 0
|  |  |  | 1987-05-05 | 0 | 0
|  |  |  | 1987-05-06 | 0.02 | 0.02
|  |  |  | 1987-05-07 | 0.93 | 0.93
|  |  |  | 1987-05-08 | 0 | 0
|  |  |  | 1987-05-09 | 0 | 0
|  |  |  | 1987-05-10 | 0 | 0
|  |  |  | 1987-05-11 | 0 | 0
|  |  |  | 1987-05-12 | 0 | 0
|  |  |  | 1987-05-13 | 0 | 0
|  |  |  | 1987-05-14 | 0 | 0
|  |  |  | 1987-05-15 | 0 | 0
|  |  |  | 1987-05-16 | 0 | 0
|  |  |  | 1987-05-17 | 0 | 0
|  |  |  | 1987-05-18 | 0 | 0
|  |  |  | 1987-05-19 | 0.25 | 0.25
|  |  |  | 1987-05-20 | 0.02 | 0.02
|  |  |  | 1987-05-21 | 0 | 0
|  |  |  | 1987-05-22 | 1.85 | 1.85
|  |  |  | 1987-05-23 | 0.94 | 0.94
|  |  |  | 1987-05-24 | 0.73 | 0.73
|  |  |  | 1987-05-25 | 0.65 | 0.65
|  |  |  | 1987-05-26 | 0.03 | 0.03
|  |  |  | 1987-05-27 | 2.05 | 2.05
|  |  |  | 1987-05-28 | 2.7 | 2.7
|  |  |  | 1987-05-29 | 0 | 0
|  |  |  | 1987-05-30 | 0 | 0
|  |  |  | 1987-05-31 | 0 | 0
|  |  |  | 1987-06-01 | 0 | 0
|  |  |  | 1987-06-02 | 0 | 0
|  |  |  | 1987-06-03 | 0 | 0
|  |  |  | 1987-06-04 | 0 | 0
|  |  |  | 1987-06-05 | 0 | 0
|  |  |  | 1987-06-06 | 0 | 0
|  |  |  | 1987-06-07 | 0 | 0
|  |  |  | 1987-06-08 | 0 | 0
|  |  |  | 1987-06-09 | 0.4 | 0.4
|  |  |  | 1987-06-10 | 0.01 | 0.01
|  |  |  | 1987-06-11 | 0.07 | 0.07
|  |  |  | 1987-06-12 | 0.95 | 0.95
|  |  |  | 1987-06-13 | 0 | 0
|  |  |  | 1987-06-14 | 0 | 0
|  |  |  | 1987-06-15 | 0 | 0
|  |  |  | 1987-06-16 | 0 | 0
|  |  |  | 1987-06-17 | 0.68 | 0.68
|  |  |  | 1987-06-18 | 0 | 0
|  |  |  | 1987-06-19 | 0 | 0
|  |  |  | 1987-06-20 | 0.07 | 0.07
|  |  |  | 1987-06-21 | 0 | 0
|  |  |  | 1987-06-22 | 0 | 0
|  |  |  | 1987-06-23 | 0 | 0
|  |  |  | 1987-06-24 | 0 | 0
|  |  |  | 1987-06-25 | 0.25 | 0.25
|  |  |  | 1987-06-26 | 0 | 0
|  |  |  | 1987-06-27 | 0 | 0
|  |  |  | 1987-06-28 | 0 | 0
|  |  |  | 1987-06-29 | 0.06 | 0.06
|  |  |  | 1987-06-30 | 1.25 | 1.25
|  |  |  | 1987-07-01 | 0 | 0
|  |  |  | 1987-07-02 | 0.7 | 0.7
|  |  |  | 1987-07-03 | 0 | 0
|  |  |  | 1987-07-04 | 0 | 0
|  |  |  | 1987-07-05 | 0.06 | 0.06
|  |  |  | 1987-07-06 | 0 | 0
|  |  |  | 1987-07-07 | 0 | 0
|  |  |  | 1987-07-08 | 0 | 0
|  |  |  | 1987-07-09 | 0 | 0
|  |  |  | 1987-07-10 | 0 | 0
|  |  |  | 1987-07-11 | 0 | 0
|  |  |  | 1987-07-12 | 0.14 | 0.14
|  |  |  | 1987-07-13 | 0.46 | 0.46
|  |  |  | 1987-07-14 | 0 | 0
|  |  |  | 1987-07-15 | 0 | 0
|  |  |  | 1987-07-16 | 0.1 | 0.1
|  |  |  | 1987-07-17 | 0.01 | 0.01
|  |  |  | 1987-07-18 | 0 | 0
|  |  |  | 1987-07-19 | 0 | 0
|  |  |  | 1987-07-20 | 0 | 0
|  |  |  | 1987-07-21 | 0 | 0
|  |  |  | 1987-07-22 | 0 | 0
|  |  |  | 1987-07-23 | 0 | 0
|  |  |  | 1987-07-24 | 0 | 0
|  |  |  | 1987-07-25 | 0 | 0
|  |  |  | 1987-07-26 | 0 | 0
|  |  |  | 1987-07-27 | 0 | 0
|  |  |  | 1987-07-28 | 0 | 0
|  |  |  | 1987-07-29 | 0 | 0
|  |  |  | 1987-07-30 | 0 | 0
|  |  |  | 1987-07-31 | 0 | 0
|  |  |  | 1987-08-01 | 0 | 0
|  |  |  | 1987-08-02 | 0 | 0
|  |  |  | 1987-08-03 | 0 | 0
|  |  |  | 1987-08-04 | 0 | 0
|  |  |  | 1987-08-05 | 0 | 0
|  |  |  | 1987-08-06 | 0 | 0
|  |  |  | 1987-08-07 | 0 | 0
|  |  |  | 1987-08-08 | 0 | 0
|  |  |  | 1987-08-09 | 0.62 | 0.62
|  |  |  | 1987-08-10 | 0 | 0
|  |  |  | 1987-08-11 | 0 | 0
|  |  |  | 1987-08-12 | 0.03 | 0.03
|  |  |  | 1987-08-13 | 0.07 | 0.07
|  |  |  | 1987-08-14 | 0 | 0
|  |  |  | 1987-08-15 | 0 | 0
|  |  |  | 1987-08-16 | 0.11 | 0.11
|  |  |  | 1987-08-17 | 0.67 | 0.67
|  |  |  | 1987-08-18 | 0 | 0
|  |  |  | 1987-08-19 | 0 | 0
|  |  |  | 1987-08-20 | 0 | 0
|  |  |  | 1987-08-21 | 0 | 0
|  |  |  | 1987-08-22 | 0 | 0
|  |  |  | 1987-08-23 | 0 | 0
|  |  |  | 1987-08-24 | 0 | 0
|  |  |  | 1987-08-25 | 0 | 0
|  |  |  | 1987-08-26 | 0.52 | 0.52
|  |  |  | 1987-08-27 | 0.22 | 0.22
|  |  |  | 1987-08-28 | 0 | 0
|  |  |  | 1987-08-29 | 0 | 0
|  |  |  | 1987-08-30 | 0.19 | 0.19
|  |  |  | 1987-08-31 | 0 | 0
|  |  |  | 1987-09-01 | 0 | 0
|  |  |  | 1987-09-02 | 0 | 0
|  |  |  | 1987-09-03 | 0 | 0
|  |  |  | 1987-09-04 | 0 | 0
|  |  |  | 1987-09-05 | 0 | 0
|  |  |  | 1987-09-06 | 0.09 | 0.09
|  |  |  | 1987-09-07 | 0 | 0
|  |  |  | 1987-09-08 | 0 | 0
|  |  |  | 1987-09-09 | 0 | 0
|  |  |  | 1987-09-10 | 0.04 | 0.04
|  |  |  | 1987-09-11 | 0 | 0
|  |  |  | 1987-09-12 | 0.41 | 0.41
|  |  |  | 1987-09-13 | 0 | 0
|  |  |  | 1987-09-14 | 0.07 | 0.07
|  |  |  | 1987-09-15 | 0.13 | 0.13
|  |  |  | 1987-09-16 | 0 | 0
|  |  |  | 1987-09-17 | 0 | 0
|  |  |  | 1987-09-18 | 0.16 | 0.16
|  |  |  | 1987-09-19 | 0 | 0
|  |  |  | 1987-09-20 | 0.38 | 0.38
|  |  |  | 1987-09-21 | 0 | 0
|  |  |  | 1987-09-22 | 0 | 0
|  |  |  | 1987-09-23 | 0 | 0
|  |  |  | 1987-09-24 | 0 | 0
|  |  |  | 1987-09-25 | 0 | 0
|  |  |  | 1987-09-26 | 0 | 0
|  |  |  | 1987-09-27 | 0 | 0
|  |  |  | 1987-09-28 | 0.92 | 0.92
|  |  |  | 1987-09-29 | 0 | 0
|  |  |  | 1987-09-30 | 0 | 0
|  |  |  | 1987-10-01 | 0 | 0
|  |  |  | 1987-10-02 | 0 | 0
|  |  |  | 1987-10-03 | 0 | 0
|  |  |  | 1987-10-04 | 0 | 0
|  |  |  | 1987-10-05 | 0 | 0
|  |  |  | 1987-10-06 | 0 | 0
|  |  |  | 1987-10-07 | 0 | 0
|  |  |  | 1987-10-08 | 0 | 0
|  |  |  | 1987-10-09 | 0 | 0
|  |  |  | 1987-10-10 | 0 | 0
|  |  |  | 1987-10-11 | 0 | 0
|  |  |  | 1987-10-12 | 0 | 0
|  |  |  | 1987-10-13 | 0 | 0
|  |  |  | 1987-10-14 | 0 | 0
|  |  |  | 1987-10-15 | 0 | 0
|  |  |  | 1987-10-16 | 0 | 0
|  |  |  | 1987-10-17 | 0 | 0
|  |  |  | 1987-10-18 | 0 | 0
|  |  |  | 1987-10-19 | 0 | 0
|  |  |  | 1987-10-20 | 0 | 0
|  |  |  | 1987-10-21 | 0 | 0
|  |  |  | 1987-10-22 | 0 | 0
|  |  |  | 1987-10-23 | 0.05 | 0.05
|  |  |  | 1987-10-24 | 0.06 | 0.06
|  |  |  | 1987-10-25 | 0 | 0
|  |  |  | 1987-10-26 | 0 | 0
|  |  |  | 1987-10-27 | 0 | 0
|  |  |  | 1987-10-28 | 0 | 0
|  |  |  | 1987-10-29 | 0 | 0
|  |  |  | 1987-10-30 | 0 | 0
|  |  |  | 1987-10-31 | 0 | 0
|  |  |  | 1987-11-01 | 0 | 0
|  |  |  | 1987-11-02 | 0 | 0
|  |  |  | 1987-11-03 | 0 | 0
|  |  |  | 1987-11-04 | 0 | 0
|  |  |  | 1987-11-05 | 0 | 0
|  |  |  | 1987-11-06 | 0 | 0
|  |  |  | 1987-11-07 | 0 | 0
|  |  |  | 1987-11-08 | 0 | 0
|  |  |  | 1987-11-09 | 0.3 | 0.3
|  |  |  | 1987-11-10 | 0 | 0
|  |  |  | 1987-11-11 | 0 | 0
|  |  |  | 1987-11-12 | 0 | 0
|  |  |  | 1987-11-13 | 0 | 0
|  |  |  | 1987-11-14 | 0 | 0
|  |  |  | 1987-11-15 | 0.97 | 0.97
|  |  |  | 1987-11-16 | 0.06 | 0.06
|  |  |  | 1987-11-17 | 0 | 0
|  |  |  | 1987-11-18 | 0 | 0
|  |  |  | 1987-11-19 | 0 | 0
|  |  |  | 1987-11-20 | 0 | 0
|  |  |  | 1987-11-21 | 0 | 0
|  |  |  | 1987-11-22 | 0 | 0
|  |  |  | 1987-11-23 | 0 | 0
|  |  |  | 1987-11-24 | 0.28 | 0.28
|  |  |  | 1987-11-25 | 0 | 0
|  |  |  | 1987-11-26 | 0.05 | 0.05
|  |  |  | 1987-11-27 | 0 | 0
|  |  |  | 1987-11-28 | 0 | 0
|  |  |  | 1987-11-29 | 0 | 0
|  |  |  | 1987-11-30 | 0 | 0
|  |  |  | 1987-12-01 | 0 | 0
|  |  |  | 1987-12-02 | 0 | 0
|  |  |  | 1987-12-03 | 0 | 0
|  |  |  | 1987-12-04 | 0 | 0
|  |  |  | 1987-12-05 | 0 | 0
|  |  |  | 1987-12-06 | 0 | 0
|  |  |  | 1987-12-07 | 0 | 0
|  |  |  | 1987-12-08 | 0 | 0
|  |  |  | 1987-12-09 | 0 | 0
|  |  |  | 1987-12-10 | 0 | 0
|  |  |  | 1987-12-11 | 0 | 0
|  |  |  | 1987-12-12 | 0 | 0
|  |  |  | 1987-12-13 | 0.01 | 0.01
|  |  |  | 1987-12-14 | 1.1 | 1.1
|  |  |  | 1987-12-15 | 0 | 0
|  |  |  | 1987-12-16 | 0 | 0
|  |  |  | 1987-12-17 | 0 | 0
|  |  |  | 1987-12-18 | 0.33 | 0.33
|  |  |  | 1987-12-19 | 1.42 | 1.42
|  |  |  | 1987-12-20 | 0 | 0
|  |  |  | 1987-12-21 | 0 | 0
|  |  |  | 1987-12-22 | 0 | 0
|  |  |  | 1987-12-23 | 0 | 0
|  |  |  | 1987-12-24 | 0 | 0
|  |  |  | 1987-12-25 | 1.97 | 1.97
|  |  |  | 1987-12-26 | 0.01 | 0.01
|  |  |  | 1987-12-27 | 0 | 0
|  |  |  | 1987-12-28 | 0 | 0
|  |  |  | 1987-12-29 | 0 | 0
|  |  |  | 1987-12-30 | 0 | 0
|  |  |  | 1987-12-31 | 0 | 0
|  |  |  | 1988-01-01 | 0 | 0
|  |  |  | 1988-01-02 | 0 | 0
|  |  |  | 1988-01-03 | 0 | 0
|  |  |  | 1988-01-04 | 0 | 0
|  |  |  | 1988-01-05 | 0 | 0
|  |  |  | 1988-01-06 | 1.08 | 1.08
|  |  |  | 1988-01-07 | 0 | 0
|  |  |  | 1988-01-08 | 0 | 0
|  |  |  | 1988-01-09 | 0 | 0
|  |  |  | 1988-01-10 | 0 | 0
|  |  |  | 1988-01-11 | 0 | 0
|  |  |  | 1988-01-12 | 0 | 0
|  |  |  | 1988-01-13 | 0 | 0
|  |  |  | 1988-01-14 | 0 | 0
|  |  |  | 1988-01-15 | 0 | 0
|  |  |  | 1988-01-16 | 0.01 | 0.01
|  |  |  | 1988-01-17 | 0 | 0
|  |  |  | 1988-01-18 | 0.08 | 0.08
|  |  |  | 1988-01-19 | 0 | 0
|  |  |  | 1988-01-20 | 0 | 0
|  |  |  | 1988-01-21 | 0 | 0
|  |  |  | 1988-01-22 | 0 | 0
|  |  |  | 1988-01-23 | 0 | 0
|  |  |  | 1988-01-24 | 0 | 0
|  |  |  | 1988-01-25 | 0 | 0
|  |  |  | 1988-01-26 | 0 | 0
|  |  |  | 1988-01-27 | 0 | 0
|  |  |  | 1988-01-28 | 0 | 0
|  |  |  | 1988-01-29 | 0 | 0
|  |  |  | 1988-01-30 | 0 | 0
|  |  |  | 1988-01-31 | 0 | 0
|  |  |  | 1988-02-01 | 0 | 0
|  |  |  | 1988-02-02 | 0.26 | 0.26
|  |  |  | 1988-02-03 | 0 | 0
|  |  |  | 1988-02-04 | 0 | 0
|  |  |  | 1988-02-05 | 0 | 0
|  |  |  | 1988-02-06 | 0 | 0
|  |  |  | 1988-02-07 | 0 | 0
|  |  |  | 1988-02-08 | 0 | 0
|  |  |  | 1988-02-09 | 0 | 0
|  |  |  | 1988-02-10 | 0 | 0
|  |  |  | 1988-02-11 | 0.3 | 0.3
|  |  |  | 1988-02-12 | 0 | 0
|  |  |  | 1988-02-13 | 0 | 0
|  |  |  | 1988-02-14 | 0 | 0
|  |  |  | 1988-02-15 | 0 | 0
|  |  |  | 1988-02-16 | 0 | 0
|  |  |  | 1988-02-17 | 0 | 0
|  |  |  | 1988-02-18 | 0.04 | 0.04
|  |  |  | 1988-02-19 | 0 | 0
|  |  |  | 1988-02-20 | 0 | 0
|  |  |  | 1988-02-21 | 0 | 0
|  |  |  | 1988-02-22 | 0 | 0
|  |  |  | 1988-02-23 | 0 | 0
|  |  |  | 1988-02-24 | 0 | 0
|  |  |  | 1988-02-25 | 0 | 0
|  |  |  | 1988-02-26 | 0 | 0
|  |  |  | 1988-02-27 | 0 | 0
|  |  |  | 1988-02-28 | 0 | 0
|  |  |  | 1988-02-29 | 0 | 0
|  |  |  | 1988-03-01 | 3.6 | 3.6
|  |  |  | 1988-03-02 | 0.72 | 0.72
|  |  |  | 1988-03-03 | 0 | 0
|  |  |  | 1988-03-04 | 0 | 0
|  |  |  | 1988-03-05 | 0 | 0
|  |  |  | 1988-03-06 | 0 | 0
|  |  |  | 1988-03-07 | 0.07 | 0.07
|  |  |  | 1988-03-08 | 0 | 0
|  |  |  | 1988-03-09 | 0 | 0
|  |  |  | 1988-03-10 | 0 | 0
|  |  |  | 1988-03-11 | 0 | 0
|  |  |  | 1988-03-12 | 0 | 0
|  |  |  | 1988-03-13 | 0 | 0
|  |  |  | 1988-03-14 | 0 | 0
|  |  |  | 1988-03-15 | 0 | 0
|  |  |  | 1988-03-16 | 0 | 0
|  |  |  | 1988-03-17 | 0.16 | 0.16
|  |  |  | 1988-03-18 | 0 | 0
|  |  |  | 1988-03-19 | 0 | 0
|  |  |  | 1988-03-20 | 0 | 0
|  |  |  | 1988-03-21 | 0 | 0
|  |  |  | 1988-03-22 | 0 | 0
|  |  |  | 1988-03-23 | 0 | 0
|  |  |  | 1988-03-24 | 0 | 0
|  |  |  | 1988-03-25 | 0 | 0
|  |  |  | 1988-03-26 | 0 | 0
|  |  |  | 1988-03-27 | 0 | 0
|  |  |  | 1988-03-28 | 0 | 0
|  |  |  | 1988-03-29 | 0 | 0
|  |  |  | 1988-03-30 | 0 | 0
|  |  |  | 1988-03-31 | 0.69 | 0.69
|  |  |  | 1988-04-01 | 0.3 | 0.3
|  |  |  | 1988-04-02 | 0 | 0
|  |  |  | 1988-04-03 | 0 | 0
|  |  |  | 1988-04-04 | 0 | 0
|  |  |  | 1988-04-05 | 0 | 0
|  |  |  | 1988-04-06 | 0 | 0
|  |  |  | 1988-04-07 | 0 | 0
|  |  |  | 1988-04-08 | 0 | 0
|  |  |  | 1988-04-09 | 0.2 | 0.2
|  |  |  | 1988-04-10 | 0 | 0
|  |  |  | 1988-04-11 | 0 | 0
|  |  |  | 1988-04-12 | 0 | 0
|  |  |  | 1988-04-13 | 0 | 0
|  |  |  | 1988-04-14 | 0 | 0
|  |  |  | 1988-04-15 | 0 | 0
|  |  |  | 1988-04-16 | 0 | 0
|  |  |  | 1988-04-17 | 1.56 | 1.56
|  |  |  | 1988-04-18 | 0.02 | 0.02
|  |  |  | 1988-04-19 | 0 | 0
|  |  |  | 1988-04-20 | 0 | 0
|  |  |  | 1988-04-21 | 0 | 0
|  |  |  | 1988-04-22 | 0 | 0
|  |  |  | 1988-04-23 | 0 | 0
|  |  |  | 1988-04-24 | 0.01 | 0.01
|  |  |  | 1988-04-25 | 0 | 0
|  |  |  | 1988-04-26 | 0 | 0
|  |  |  | 1988-04-27 | 0 | 0
|  |  |  | 1988-04-28 | 0 | 0
|  |  |  | 1988-04-29 | 0.04 | 0.04
|  |  |  | 1988-04-30 | 0.03 | 0.03
|  |  |  | 1988-05-01 | 0 | 0
|  |  |  | 1988-05-02 | 0 | 0
|  |  |  | 1988-05-03 | 0 | 0
|  |  |  | 1988-05-04 | 0 | 0
|  |  |  | 1988-05-05 | 0 | 0
|  |  |  | 1988-05-06 | 0 | 0
|  |  |  | 1988-05-07 | 0 | 0
|  |  |  | 1988-05-08 | 0 | 0
|  |  |  | 1988-05-09 | 0 | 0
|  |  |  | 1988-05-10 | 0 | 0
|  |  |  | 1988-05-11 | 0.2 | 0.2
|  |  |  | 1988-05-12 | 0 | 0
|  |  |  | 1988-05-13 | 0 | 0
|  |  |  | 1988-05-14 | 0 | 0
|  |  |  | 1988-05-15 | 0 | 0
|  |  |  | 1988-05-16 | 0 | 0
|  |  |  | 1988-05-17 | 0 | 0
|  |  |  | 1988-05-18 | 0 | 0
|  |  |  | 1988-05-19 | 0 | 0
|  |  |  | 1988-05-20 | 0.01 | 0.01
|  |  |  | 1988-05-21 | 0 | 0
|  |  |  | 1988-05-22 | 0 | 0
|  |  |  | 1988-05-23 | 0 | 0
|  |  |  | 1988-05-24 | 0 | 0
|  |  |  | 1988-05-25 | 0 | 0
|  |  |  | 1988-05-26 | 0 | 0
|  |  |  | 1988-05-27 | 0 | 0
|  |  |  | 1988-05-28 | 0 | 0
|  |  |  | 1988-05-29 | 0 | 0
|  |  |  | 1988-05-30 | 0 | 0
|  |  |  | 1988-05-31 | 0.72 | 0.72
|  |  |  | 1988-06-01 | 0 | 0
|  |  |  | 1988-06-02 | 0.13 | 0.13
|  |  |  | 1988-06-03 | 0.07 | 0.07
|  |  |  | 1988-06-04 | 0 | 0
|  |  |  | 1988-06-05 | 0 | 0
|  |  |  | 1988-06-06 | 0 | 0
|  |  |  | 1988-06-07 | 0 | 0
|  |  |  | 1988-06-08 | 0 | 0
|  |  |  | 1988-06-09 | 0 | 0
|  |  |  | 1988-06-10 | 0 | 0
|  |  |  | 1988-06-11 | 0 | 0
|  |  |  | 1988-06-12 | 0 | 0
|  |  |  | 1988-06-13 | 0 | 0
|  |  |  | 1988-06-14 | 0 | 0
|  |  |  | 1988-06-15 | 0.06 | 0.06
|  |  |  | 1988-06-16 | 1.35 | 1.35
|  |  |  | 1988-06-17 | 0 | 0
|  |  |  | 1988-06-18 | 0 | 0
|  |  |  | 1988-06-19 | 0 | 0
|  |  |  | 1988-06-20 | 0 | 0
|  |  |  | 1988-06-21 | 0 | 0
|  |  |  | 1988-06-22 | 0 | 0
|  |  |  | 1988-06-23 | 0 | 0
|  |  |  | 1988-06-24 | 0 | 0
|  |  |  | 1988-06-25 | 0.51 | 0.51
|  |  |  | 1988-06-26 | 0.3 | 0.3
|  |  |  | 1988-06-27 | 0 | 0
|  |  |  | 1988-06-28 | 0.03 | 0.03
|  |  |  | 1988-06-29 | 0 | 0
|  |  |  | 1988-06-30 | 0 | 0
|  |  |  | 1988-07-01 | 0.23 | 0.23
|  |  |  | 1988-07-02 | 0 | 0
|  |  |  | 1988-07-03 | 0 | 0
|  |  |  | 1988-07-04 | 0 | 0
|  |  |  | 1988-07-05 | 0 | 0
|  |  |  | 1988-07-06 | 0 | 0
|  |  |  | 1988-07-07 | 0 | 0
|  |  |  | 1988-07-08 | 0 | 0
|  |  |  | 1988-07-09 | 0 | 0
|  |  |  | 1988-07-10 | 0.15 | 0.15
|  |  |  | 1988-07-11 | 0.37 | 0.37
|  |  |  | 1988-07-12 | 0 | 0
|  |  |  | 1988-07-13 | 0 | 0
|  |  |  | 1988-07-14 | 0 | 0
|  |  |  | 1988-07-15 | 0 | 0
|  |  |  | 1988-07-16 | 0 | 0
|  |  |  | 1988-07-17 | 0 | 0
|  |  |  | 1988-07-18 | 0.02 | 0.02
|  |  |  | 1988-07-19 | 0.09 | 0.09
|  |  |  | 1988-07-20 | 0 | 0
|  |  |  | 1988-07-21 | 0 | 0
|  |  |  | 1988-07-22 | 0 | 0
|  |  |  | 1988-07-23 | 0 | 0
|  |  |  | 1988-07-24 | 0 | 0
|  |  |  | 1988-07-25 | 0.09 | 0.09
|  |  |  | 1988-07-26 | 0 | 0
|  |  |  | 1988-07-27 | 0 | 0
|  |  |  | 1988-07-28 | 0 | 0
|  |  |  | 1988-07-29 | 0 | 0
|  |  |  | 1988-07-30 | 0 | 0
|  |  |  | 1988-07-31 | 0 | 0
|  |  |  | 1988-08-01 | 0 | 0
|  |  |  | 1988-08-02 | 0.12 | 0.12
|  |  |  | 1988-08-03 | 0 | 0
|  |  |  | 1988-08-04 | 0 | 0
|  |  |  | 1988-08-05 | 0.01 | 0.01
|  |  |  | 1988-08-06 | 0 | 0
|  |  |  | 1988-08-07 | 0 | 0
|  |  |  | 1988-08-08 | 0 | 0
|  |  |  | 1988-08-09 | 0 | 0
|  |  |  | 1988-08-10 | 0 | 0
|  |  |  | 1988-08-11 | 0 | 0
|  |  |  | 1988-08-12 | 0 | 0
|  |  |  | 1988-08-13 | 0 | 0
|  |  |  | 1988-08-14 | 0 | 0
|  |  |  | 1988-08-15 | 0 | 0
|  |  |  | 1988-08-16 | 0 | 0
|  |  |  | 1988-08-17 | 0 | 0
|  |  |  | 1988-08-18 | 0 | 0
|  |  |  | 1988-08-19 | 0.34 | 0.34
|  |  |  | 1988-08-20 | 0 | 0
|  |  |  | 1988-08-21 | 0 | 0
|  |  |  | 1988-08-22 | 0 | 0
|  |  |  | 1988-08-23 | 0.07 | 0.07
|  |  |  | 1988-08-24 | 0 | 0
|  |  |  | 1988-08-25 | 0 | 0
|  |  |  | 1988-08-26 | 0 | 0
|  |  |  | 1988-08-27 | 0 | 0
|  |  |  | 1988-08-28 | 0.04 | 0.04
|  |  |  | 1988-08-29 | 0 | 0
|  |  |  | 1988-08-30 | 0 | 0
|  |  |  | 1988-08-31 | 0 | 0
|  |  |  | 1988-09-01 | 0 | 0
|  |  |  | 1988-09-02 | 0.96 | 0.96
|  |  |  | 1988-09-03 | 0.01 | 0.01
|  |  |  | 1988-09-04 | 0 | 0
|  |  |  | 1988-09-05 | 0 | 0
|  |  |  | 1988-09-06 | 0 | 0
|  |  |  | 1988-09-07 | 0 | 0
|  |  |  | 1988-09-08 | 0 | 0
|  |  |  | 1988-09-09 | 0 | 0
|  |  |  | 1988-09-10 | 0 | 0
|  |  |  | 1988-09-11 | 0 | 0
|  |  |  | 1988-09-12 | 0 | 0
|  |  |  | 1988-09-13 | 2.63 | 2.63
|  |  |  | 1988-09-14 | 0.15 | 0.15
|  |  |  | 1988-09-15 | 0 | 0
|  |  |  | 1988-09-16 | 0 | 0
|  |  |  | 1988-09-17 | 1.19 | 1.19
|  |  |  | 1988-09-18 | 1.75 | 1.75
|  |  |  | 1988-09-19 | 0 | 0
|  |  |  | 1988-09-20 | 0 | 0
|  |  |  | 1988-09-21 | 0 | 0
|  |  |  | 1988-09-22 | 0 | 0
|  |  |  | 1988-09-23 | 0.01 | 0.01
|  |  |  | 1988-09-24 | 0 | 0
|  |  |  | 1988-09-25 | 0 | 0
|  |  |  | 1988-09-26 | 0 | 0
|  |  |  | 1988-09-27 | 0 | 0
|  |  |  | 1988-09-28 | 0.31 | 0.31
|  |  |  | 1988-09-29 | 0.03 | 0.03
|  |  |  | 1988-09-30 | 0 | 0
|  |  |  | 1988-10-01 | 0.02 | 0.02
|  |  |  | 1988-10-02 | 0 | 0
|  |  |  | 1988-10-03 | 0 | 0
|  |  |  | 1988-10-04 | 0 | 0
|  |  |  | 1988-10-05 | 0 | 0
|  |  |  | 1988-10-06 | 0 | 0
|  |  |  | 1988-10-07 | 0 | 0
|  |  |  | 1988-10-08 | 0.03 | 0.03
|  |  |  | 1988-10-09 | 0 | 0
|  |  |  | 1988-10-10 | 0 | 0
|  |  |  | 1988-10-11 | 0 | 0
|  |  |  | 1988-10-12 | 0 | 0
|  |  |  | 1988-10-13 | 0 | 0
|  |  |  | 1988-10-14 | 0 | 0
|  |  |  | 1988-10-15 | 0 | 0
|  |  |  | 1988-10-16 | 0 | 0
|  |  |  | 1988-10-17 | 0 | 0
|  |  |  | 1988-10-18 | 0 | 0
|  |  |  | 1988-10-19 | 0.01 | 0.01
|  |  |  | 1988-10-20 | 0.05 | 0.05
|  |  |  | 1988-10-21 | 0 | 0
|  |  |  | 1988-10-22 | 0 | 0
|  |  |  | 1988-10-23 | 0 | 0
|  |  |  | 1988-10-24 | 0 | 0
|  |  |  | 1988-10-25 | 0 | 0
|  |  |  | 1988-10-26 | 0 | 0
|  |  |  | 1988-10-27 | 0 | 0
|  |  |  | 1988-10-28 | 0 | 0
|  |  |  | 1988-10-29 | 0 | 0
|  |  |  | 1988-10-30 | 0.65 | 0.65
|  |  |  | 1988-10-31 | 0 | 0
|  |  |  | 1988-11-01 | 0 | 0
|  |  |  | 1988-11-02 | 0 | 0
|  |  |  | 1988-11-03 | 0 | 0
|  |  |  | 1988-11-04 | 0 | 0
|  |  |  | 1988-11-05 | 0 | 0
|  |  |  | 1988-11-06 | 0 | 0
|  |  |  | 1988-11-07 | 0 | 0
|  |  |  | 1988-11-08 | 0 | 0
|  |  |  | 1988-11-09 | 0 | 0
|  |  |  | 1988-11-10 | 0 | 0
|  |  |  | 1988-11-11 | 0.21 | 0.21
|  |  |  | 1988-11-12 | 0.18 | 0.18
|  |  |  | 1988-11-13 | 0 | 0
|  |  |  | 1988-11-14 | 0 | 0
|  |  |  | 1988-11-15 | 0.06 | 0.06
|  |  |  | 1988-11-16 | 0 | 0
|  |  |  | 1988-11-17 | 0 | 0
|  |  |  | 1988-11-18 | 0 | 0
|  |  |  | 1988-11-19 | 0.06 | 0.06
|  |  |  | 1988-11-20 | 0 | 0
|  |  |  | 1988-11-21 | 0 | 0
|  |  |  | 1988-11-22 | 0 | 0
|  |  |  | 1988-11-23 | 0 | 0
|  |  |  | 1988-11-24 | 0 | 0
|  |  |  | 1988-11-25 | 0 | 0
|  |  |  | 1988-11-26 | 0 | 0
|  |  |  | 1988-11-27 | 0 | 0
|  |  |  | 1988-11-28 | 0 | 0
|  |  |  | 1988-11-29 | 0 | 0
|  |  |  | 1988-11-30 | 0 | 0
|  |  |  | 1988-12-01 | 0 | 0
|  |  |  | 1988-12-02 | 0 | 0
|  |  |  | 1988-12-03 | 0 | 0
|  |  |  | 1988-12-04 | 0 | 0
|  |  |  | 1988-12-05 | 0 | 0
|  |  |  | 1988-12-06 | 0 | 0
|  |  |  | 1988-12-07 | 0.01 | 0.01
|  |  |  | 1988-12-08 | 0.03 | 0.03
|  |  |  | 1988-12-09 | 0 | 0
|  |  |  | 1988-12-10 | 0.42 | 0.42
|  |  |  | 1988-12-11 | 0.37 | 0.37
|  |  |  | 1988-12-12 | 0 | 0
|  |  |  | 1988-12-13 | 0 | 0
|  |  |  | 1988-12-14 | 0 | 0
|  |  |  | 1988-12-15 | 0 | 0
|  |  |  | 1988-12-16 | 0 | 0
|  |  |  | 1988-12-17 | 0 | 0
|  |  |  | 1988-12-18 | 0 | 0
|  |  |  | 1988-12-19 | 0 | 0
|  |  |  | 1988-12-20 | 0 | 0
|  |  |  | 1988-12-21 | 0 | 0
|  |  |  | 1988-12-22 | 0.12 | 0.12
|  |  |  | 1988-12-23 | 0 | 0
|  |  |  | 1988-12-24 | 0 | 0
|  |  |  | 1988-12-25 | 0 | 0
|  |  |  | 1988-12-26 | 0 | 0
|  |  |  | 1988-12-27 | 0.16 | 0.16
|  |  |  | 1988-12-28 | 0 | 0
|  |  |  | 1988-12-29 | 0 | 0
|  |  |  | 1988-12-30 | 0 | 0
|  |  |  | 1988-12-31 | 0 | 0
|  |  |  | 1989-01-01 | 0 | 0
|  |  |  | 1989-01-02 | 0 | 0
|  |  |  | 1989-01-03 | 0 | 0
|  |  |  | 1989-01-04 | 0 | 0
|  |  |  | 1989-01-05 | 0.03 | 0.03
|  |  |  | 1989-01-06 | 0 | 0
|  |  |  | 1989-01-07 | 0 | 0
|  |  |  | 1989-01-08 | 0 | 0
|  |  |  | 1989-01-09 | 0 | 0
|  |  |  | 1989-01-10 | 0 | 0
|  |  |  | 1989-01-11 | 0 | 0
|  |  |  | 1989-01-12 | 0 | 0
|  |  |  | 1989-01-13 | 0.2 | 0.2
|  |  |  | 1989-01-14 | 0.03 | 0.03
|  |  |  | 1989-01-15 | 0 | 0
|  |  |  | 1989-01-16 | 0 | 0
|  |  |  | 1989-01-17 | 0 | 0
|  |  |  | 1989-01-18 | 0 | 0
|  |  |  | 1989-01-19 | 0 | 0
|  |  |  | 1989-01-20 | 0 | 0
|  |  |  | 1989-01-21 | 0 | 0
|  |  |  | 1989-01-22 | 0 | 0
|  |  |  | 1989-01-23 | 0 | 0
|  |  |  | 1989-01-24 | 0 | 0
|  |  |  | 1989-01-25 | 0.05 | 0.05
|  |  |  | 1989-01-26 | 0 | 0
|  |  |  | 1989-01-27 | 0.3 | 0.3
|  |  |  | 1989-01-28 | 0.43 | 0.43
|  |  |  | 1989-01-29 | 0 | 0
|  |  |  | 1989-01-30 | 0 | 0
|  |  |  | 1989-01-31 | 0 | 0
|  |  |  | 1989-02-01 | 0 | 0
|  |  |  | 1989-02-02 | 0 | 0
|  |  |  | 1989-02-03 | 0 | 0
|  |  |  | 1989-02-04 | 0 | 0
|  |  |  | 1989-02-05 | 0 | 0
|  |  |  | 1989-02-06 | 0 | 0
|  |  |  | 1989-02-07 | 0 | 0
|  |  |  | 1989-02-08 | 0 | 0
|  |  |  | 1989-02-09 | 0 | 0
|  |  |  | 1989-02-10 | 0 | 0
|  |  |  | 1989-02-11 | 0 | 0
|  |  |  | 1989-02-12 | 0.02 | 0.02
|  |  |  | 1989-02-13 | 0.07 | 0.07
|  |  |  | 1989-02-14 | 1.65 | 1.65
|  |  |  | 1989-02-15 | 0.33 | 0.33
|  |  |  | 1989-02-16 | 0.38 | 0.38
|  |  |  | 1989-02-17 | 1.03 | 1.03
|  |  |  | 1989-02-18 | 0 | 0
|  |  |  | 1989-02-19 | 0 | 0
|  |  |  | 1989-02-20 | 0.02 | 0.02
|  |  |  | 1989-02-21 | 0 | 0
|  |  |  | 1989-02-22 | 0 | 0
|  |  |  | 1989-02-23 | 0 | 0
|  |  |  | 1989-02-24 | 0 | 0
|  |  |  | 1989-02-25 | 0 | 0
|  |  |  | 1989-02-26 | 0 | 0
|  |  |  | 1989-02-27 | 0 | 0
|  |  |  | 1989-02-28 | 0 | 0
|  |  |  | 1989-03-01 | 0 | 0
|  |  |  | 1989-03-02 | 0 | 0
|  |  |  | 1989-03-03 | 0.05 | 0.05
|  |  |  | 1989-03-04 | 0.02 | 0.02
|  |  |  | 1989-03-05 | 0.87 | 0.87
|  |  |  | 1989-03-06 | 0 | 0
|  |  |  | 1989-03-07 | 0 | 0
|  |  |  | 1989-03-08 | 0 | 0
|  |  |  | 1989-03-09 | 0 | 0
|  |  |  | 1989-03-10 | 0 | 0
|  |  |  | 1989-03-11 | 0 | 0
|  |  |  | 1989-03-12 | 0 | 0
|  |  |  | 1989-03-13 | 0 | 0
|  |  |  | 1989-03-14 | 0 | 0
|  |  |  | 1989-03-15 | 0 | 0
|  |  |  | 1989-03-16 | 0 | 0
|  |  |  | 1989-03-17 | 0 | 0
|  |  |  | 1989-03-18 | 0 | 0
|  |  |  | 1989-03-19 | 0.34 | 0.34
|  |  |  | 1989-03-20 | 0 | 0
|  |  |  | 1989-03-21 | 0.1 | 0.1
|  |  |  | 1989-03-22 | 0 | 0
|  |  |  | 1989-03-23 | 0 | 0
|  |  |  | 1989-03-24 | 0 | 0
|  |  |  | 1989-03-25 | 0 | 0
|  |  |  | 1989-03-26 | 0 | 0
|  |  |  | 1989-03-27 | 0.16 | 0.16
|  |  |  | 1989-03-28 | 0 | 0
|  |  |  | 1989-03-29 | 0 | 0
|  |  |  | 1989-03-30 | 0 | 0
|  |  |  | 1989-03-31 | 0 | 0
|  |  |  | 1989-04-01 | 0 | 0
|  |  |  | 1989-04-02 | 0 | 0
|  |  |  | 1989-04-03 | 0 | 0
|  |  |  | 1989-04-04 | 0 | 0
|  |  |  | 1989-04-05 | 0 | 0
|  |  |  | 1989-04-06 | 0 | 0
|  |  |  | 1989-04-07 | 0 | 0
|  |  |  | 1989-04-08 | 0 | 0
|  |  |  | 1989-04-09 | 0 | 0
|  |  |  | 1989-04-10 | 0 | 0
|  |  |  | 1989-04-11 | 0 | 0
|  |  |  | 1989-04-12 | 0 | 0
|  |  |  | 1989-04-13 | 0.28 | 0.28
|  |  |  | 1989-04-14 | 0.04 | 0.04
|  |  |  | 1989-04-15 | 0 | 0
|  |  |  | 1989-04-16 | 0 | 0
|  |  |  | 1989-04-17 | 0 | 0
|  |  |  | 1989-04-18 | 0 | 0
|  |  |  | 1989-04-19 | 0 | 0
|  |  |  | 1989-04-20 | 0 | 0
|  |  |  | 1989-04-21 | 0 | 0
|  |  |  | 1989-04-22 | 0 | 0
|  |  |  | 1989-04-23 | 0 | 0
|  |  |  | 1989-04-24 | 0 | 0
|  |  |  | 1989-04-25 | 0 | 0
|  |  |  | 1989-04-26 | 0 | 0
|  |  |  | 1989-04-27 | 0 | 0
|  |  |  | 1989-04-28 | 0 | 0
|  |  |  | 1989-04-29 | 0 | 0
|  |  |  | 1989-04-30 | 0 | 0
|  |  |  | 1989-05-01 | 0 | 0
|  |  |  | 1989-05-02 | 0 | 0
|  |  |  | 1989-05-03 | 1.6 | 1.6
|  |  |  | 1989-05-04 | 0.82 | 0.82
|  |  |  | 1989-05-05 | 0 | 0
|  |  |  | 1989-05-06 | 0 | 0
|  |  |  | 1989-05-07 | 0 | 0
|  |  |  | 1989-05-08 | 0 | 0
|  |  |  | 1989-05-09 | 0 | 0
|  |  |  | 1989-05-10 | 0 | 0
|  |  |  | 1989-05-11 | 0 | 0
|  |  |  | 1989-05-12 | 1.17 | 1.17
|  |  |  | 1989-05-13 | 0 | 0
|  |  |  | 1989-05-14 | 0 | 0
|  |  |  | 1989-05-15 | 0.35 | 0.35
|  |  |  | 1989-05-16 | 0.45 | 0.45
|  |  |  | 1989-05-17 | 0.09 | 0.09
|  |  |  | 1989-05-18 | 0 | 0
|  |  |  | 1989-05-19 | 0 | 0
|  |  |  | 1989-05-20 | 0 | 0
|  |  |  | 1989-05-21 | 0 | 0
|  |  |  | 1989-05-22 | 0 | 0
|  |  |  | 1989-05-23 | 0 | 0
|  |  |  | 1989-05-24 | 0 | 0
|  |  |  | 1989-05-25 | 0 | 0
|  |  |  | 1989-05-26 | 0 | 0
|  |  |  | 1989-05-27 | 0.06 | 0.06
|  |  |  | 1989-05-28 | 0 | 0
|  |  |  | 1989-05-29 | 0 | 0
|  |  |  | 1989-05-30 | 0 | 0
|  |  |  | 1989-05-31 | 0 | 0
|  |  |  | 1989-06-01 | 0.05 | 0.05
|  |  |  | 1989-06-02 | 0.74 | 0.74
|  |  |  | 1989-06-03 | 1.09 | 1.09
|  |  |  | 1989-06-04 | 1.51 | 1.51
|  |  |  | 1989-06-05 | 0 | 0
|  |  |  | 1989-06-06 | 0 | 0
|  |  |  | 1989-06-07 | 3.08 | 3.08
|  |  |  | 1989-06-08 | 0 | 0
|  |  |  | 1989-06-09 | 0 | 0
|  |  |  | 1989-06-10 | 0.2 | 0.2
|  |  |  | 1989-06-11 | 0.01 | 0.01
|  |  |  | 1989-06-12 | 0.9 | 0.9
|  |  |  | 1989-06-13 | 1.02 | 1.02
|  |  |  | 1989-06-14 | 0 | 0
|  |  |  | 1989-06-15 | 0 | 0
|  |  |  | 1989-06-16 | 0 | 0
|  |  |  | 1989-06-17 | 0 | 0
|  |  |  | 1989-06-18 | 0 | 0
|  |  |  | 1989-06-19 | 0 | 0
|  |  |  | 1989-06-20 | 0 | 0
|  |  |  | 1989-06-21 | 0 | 0
|  |  |  | 1989-06-22 | 0 | 0
|  |  |  | 1989-06-23 | 0 | 0
|  |  |  | 1989-06-24 | 0 | 0
|  |  |  | 1989-06-25 | 0 | 0
|  |  |  | 1989-06-26 | 0 | 0
|  |  |  | 1989-06-27 | 0 | 0
|  |  |  | 1989-06-28 | 0 | 0
|  |  |  | 1989-06-29 | 0 | 0
|  |  |  | 1989-06-30 | 0 | 0
|  |  |  | 1989-07-01 | 0 | 0
|  |  |  | 1989-07-02 | 0 | 0
|  |  |  | 1989-07-03 | 0 | 0
|  |  |  | 1989-07-04 | 0 | 0
|  |  |  | 1989-07-05 | 0 | 0
|  |  |  | 1989-07-06 | 0 | 0
|  |  |  | 1989-07-07 | 0 | 0
|  |  |  | 1989-07-08 | 0 | 0
|  |  |  | 1989-07-09 | 0 | 0
|  |  |  | 1989-07-10 | 0 | 0
|  |  |  | 1989-07-11 | 0 | 0
|  |  |  | 1989-07-12 | 0 | 0
|  |  |  | 1989-07-13 | 0 | 0
|  |  |  | 1989-07-14 | 1.9 | 1.9
|  |  |  | 1989-07-15 | 0 | 0
|  |  |  | 1989-07-16 | 0 | 0
|  |  |  | 1989-07-17 | 0.17 | 0.17
|  |  |  | 1989-07-18 | 0.52 | 0.52
|  |  |  | 1989-07-19 | 0 | 0
|  |  |  | 1989-07-20 | 0 | 0
|  |  |  | 1989-07-21 | 0 | 0
|  |  |  | 1989-07-22 | 0 | 0
|  |  |  | 1989-07-23 | 0 | 0
|  |  |  | 1989-07-24 | 0 | 0
|  |  |  | 1989-07-25 | 0 | 0
|  |  |  | 1989-07-26 | 0.6 | 0.6
|  |  |  | 1989-07-27 | 0 | 0
|  |  |  | 1989-07-28 | 0 | 0
|  |  |  | 1989-07-29 | 0 | 0
|  |  |  | 1989-07-30 | 0 | 0
|  |  |  | 1989-07-31 | 0 | 0
|  |  |  | 1989-08-01 | 0 | 0
|  |  |  | 1989-08-02 | 2.95 | 2.95
|  |  |  | 1989-08-03 | 0 | 0
|  |  |  | 1989-08-04 | 0 | 0
|  |  |  | 1989-08-05 | 0 | 0
|  |  |  | 1989-08-06 | 0.42 | 0.42
|  |  |  | 1989-08-07 | 1.11 | 1.11
|  |  |  | 1989-08-08 | 0 | 0
|  |  |  | 1989-08-09 | 0 | 0
|  |  |  | 1989-08-10 | 0 | 0
|  |  |  | 1989-08-11 | 0.21 | 0.21
|  |  |  | 1989-08-12 | 0 | 0
|  |  |  | 1989-08-13 | 0.07 | 0.07
|  |  |  | 1989-08-14 | 0.74 | 0.74
|  |  |  | 1989-08-15 | 0 | 0
|  |  |  | 1989-08-16 | 0.67 | 0.67
|  |  |  | 1989-08-17 | 0 | 0
|  |  |  | 1989-08-18 | 0 | 0
|  |  |  | 1989-08-19 | 0 | 0
|  |  |  | 1989-08-20 | 0 | 0
|  |  |  | 1989-08-21 | 0 | 0
|  |  |  | 1989-08-22 | 0 | 0
|  |  |  | 1989-08-23 | 0 | 0
|  |  |  | 1989-08-24 | 0 | 0
|  |  |  | 1989-08-25 | 0 | 0
|  |  |  | 1989-08-26 | 0 | 0
|  |  |  | 1989-08-27 | 0 | 0
|  |  |  | 1989-08-28 | 0 | 0
|  |  |  | 1989-08-29 | 0 | 0
|  |  |  | 1989-08-30 | 0 | 0
|  |  |  | 1989-08-31 | 0 | 0
|  |  |  | 1989-09-01 | 0 | 0
|  |  |  | 1989-09-02 | 0 | 0
|  |  |  | 1989-09-03 | 0 | 0
|  |  |  | 1989-09-04 | 0 | 0
|  |  |  | 1989-09-05 | 0 | 0
|  |  |  | 1989-09-06 | 0 | 0
|  |  |  | 1989-09-07 | 0 | 0
|  |  |  | 1989-09-08 | 0 | 0
|  |  |  | 1989-09-09 | 0 | 0
|  |  |  | 1989-09-10 | 0 | 0
|  |  |  | 1989-09-11 | 2.26 | 2.26
|  |  |  | 1989-09-12 | 1.5 | 1.5
|  |  |  | 1989-09-13 | 1.25 | 1.25
|  |  |  | 1989-09-14 | 0 | 0
|  |  |  | 1989-09-15 | 0 | 0
|  |  |  | 1989-09-16 | 0 | 0
|  |  |  | 1989-09-17 | 0 | 0
|  |  |  | 1989-09-18 | 0 | 0
|  |  |  | 1989-09-19 | 0 | 0
|  |  |  | 1989-09-20 | 0 | 0
|  |  |  | 1989-09-21 | 0 | 0
|  |  |  | 1989-09-22 | 0 | 0
|  |  |  | 1989-09-23 | 0 | 0
|  |  |  | 1989-09-24 | 0 | 0
|  |  |  | 1989-09-25 | 0 | 0
|  |  |  | 1989-09-26 | 0 | 0
|  |  |  | 1989-09-27 | 0 | 0
|  |  |  | 1989-09-28 | 0 | 0
|  |  |  | 1989-09-29 | 0 | 0
|  |  |  | 1989-09-30 | 0 | 0
|  |  |  | 1989-10-01 | 0 | 0
|  |  |  | 1989-10-02 | 0 | 0
|  |  |  | 1989-10-03 | 0 | 0
|  |  |  | 1989-10-04 | 0 | 0
|  |  |  | 1989-10-05 | 0 | 0
|  |  |  | 1989-10-06 | 0 | 0
|  |  |  | 1989-10-07 | 0 | 0
|  |  |  | 1989-10-08 | 0 | 0
|  |  |  | 1989-10-09 | 0 | 0
|  |  |  | 1989-10-10 | 0 | 0
|  |  |  | 1989-10-11 | 0 | 0
|  |  |  | 1989-10-12 | 0 | 0
|  |  |  | 1989-10-13 | 0 | 0
|  |  |  | 1989-10-14 | 0 | 0
|  |  |  | 1989-10-15 | 0 | 0
|  |  |  | 1989-10-16 | 0 | 0
|  |  |  | 1989-10-17 | 0 | 0
|  |  |  | 1989-10-18 | 0 | 0
|  |  |  | 1989-10-19 | 0 | 0
|  |  |  | 1989-10-20 | 0 | 0
|  |  |  | 1989-10-21 | 0 | 0
|  |  |  | 1989-10-22 | 0 | 0
|  |  |  | 1989-10-23 | 0 | 0
|  |  |  | 1989-10-24 | 0 | 0
|  |  |  | 1989-10-25 | 0 | 0
|  |  |  | 1989-10-26 | 0 | 0
|  |  |  | 1989-10-27 | 0.26 | 0.26
|  |  |  | 1989-10-28 | 0.1 | 0.1
|  |  |  | 1989-10-29 | 1.89 | 1.89
|  |  |  | 1989-10-30 | 0 | 0
|  |  |  | 1989-10-31 | 0 | 0
|  |  |  | 1989-11-01 | 0 | 0
|  |  |  | 1989-11-02 | 0 | 0
|  |  |  | 1989-11-03 | 0 | 0
|  |  |  | 1989-11-04 | 0 | 0
|  |  |  | 1989-11-05 | 0 | 0
|  |  |  | 1989-11-06 | 0 | 0
|  |  |  | 1989-11-07 | 0 | 0
|  |  |  | 1989-11-08 | 0 | 0
|  |  |  | 1989-11-09 | 0 | 0
|  |  |  | 1989-11-10 | 0 | 0
|  |  |  | 1989-11-11 | 0 | 0
|  |  |  | 1989-11-12 | 0 | 0
|  |  |  | 1989-11-13 | 0 | 0
|  |  |  | 1989-11-14 | 0 | 0
|  |  |  | 1989-11-15 | 0 | 0
|  |  |  | 1989-11-16 | 0 | 0
|  |  |  | 1989-11-17 | 0 | 0
|  |  |  | 1989-11-18 | 0 | 0
|  |  |  | 1989-11-19 | 0 | 0
|  |  |  | 1989-11-20 | 0 | 0
|  |  |  | 1989-11-21 | 0 | 0
|  |  |  | 1989-11-22 | 0.03 | 0.03
|  |  |  | 1989-11-23 | 0 | 0
|  |  |  | 1989-11-24 | 0 | 0
|  |  |  | 1989-11-25 | 0 | 0
|  |  |  | 1989-11-26 | 0 | 0
|  |  |  | 1989-11-27 | 0 | 0
|  |  |  | 1989-11-28 | 0 | 0
|  |  |  | 1989-11-29 | 0 | 0
|  |  |  | 1989-11-30 | 0 | 0
|  |  |  | 1989-12-01 | 0 | 0
|  |  |  | 1989-12-02 | 0 | 0
|  |  |  | 1989-12-03 | 0 | 0
|  |  |  | 1989-12-04 | 0 | 0
|  |  |  | 1989-12-05 | 0 | 0
|  |  |  | 1989-12-06 | 0 | 0
|  |  |  | 1989-12-07 | 0.01 | 0.01
|  |  |  | 1989-12-08 | 0 | 0
|  |  |  | 1989-12-09 | 0 | 0
|  |  |  | 1989-12-10 | 0 | 0
|  |  |  | 1989-12-11 | 0 | 0
|  |  |  | 1989-12-12 | 0 | 0
|  |  |  | 1989-12-13 | 0 | 0
|  |  |  | 1989-12-14 | 0 | 0
|  |  |  | 1989-12-15 | 0 | 0
|  |  |  | 1989-12-16 | 0 | 0
|  |  |  | 1989-12-17 | 0 | 0
|  |  |  | 1989-12-18 | 0 | 0
|  |  |  | 1989-12-19 | 0 | 0
|  |  |  | 1989-12-20 | 0 | 0
|  |  |  | 1989-12-21 | 0 | 0
|  |  |  | 1989-12-22 | 0 | 0
|  |  |  | 1989-12-23 | 0 | 0
|  |  |  | 1989-12-24 | 0 | 0
|  |  |  | 1989-12-25 | 0 | 0
|  |  |  | 1989-12-26 | 0 | 0
|  |  |  | 1989-12-27 | 0 | 0
|  |  |  | 1989-12-28 | 0 | 0
|  |  |  | 1989-12-29 | 0.01 | 0.01
|  |  |  | 1989-12-30 | 0.26 | 0.26
|  |  |  | 1989-12-31 | 0 | 0
|  |  |  | 1990-01-01 | 0 | 0
|  |  |  | 1990-01-02 | 0 | 0
|  |  |  | 1990-01-03 | 0.01 | 0.01
|  |  |  | 1990-01-04 | 0 | 0
|  |  |  | 1990-01-05 | 0 | 0
|  |  |  | 1990-01-06 | 0 | 0
|  |  |  | 1990-01-07 | 0 | 0
|  |  |  | 1990-01-08 | 0 | 0
|  |  |  | 1990-01-09 | 0 | 0
|  |  |  | 1990-01-10 | 0 | 0
|  |  |  | 1990-01-11 | 0 | 0
|  |  |  | 1990-01-12 | 0 | 0
|  |  |  | 1990-01-13 | 0 | 0
|  |  |  | 1990-01-14 | 0 | 0
|  |  |  | 1990-01-15 | 0 | 0
|  |  |  | 1990-01-16 | 0.03 | 0.03
|  |  |  | 1990-01-17 | 0.54 | 0.54
|  |  |  | 1990-01-18 | 0.88 | 0.88
|  |  |  | 1990-01-19 | 0.84 | 0.84
|  |  |  | 1990-01-20 | 0 | 0
|  |  |  | 1990-01-21 | 0 | 0
|  |  |  | 1990-01-22 | 0 | 0
|  |  |  | 1990-01-23 | 0 | 0
|  |  |  | 1990-01-24 | 0 | 0
|  |  |  | 1990-01-25 | 0 | 0
|  |  |  | 1990-01-26 | 0 | 0
|  |  |  | 1990-01-27 | 0 | 0
|  |  |  | 1990-01-28 | 0 | 0
|  |  |  | 1990-01-29 | 0 | 0
|  |  |  | 1990-01-30 | 0 | 0
|  |  |  | 1990-01-31 | 0 | 0
|  |  |  | 1990-02-01 | 0.38 | 0.38
|  |  |  | 1990-02-02 | 0 | 0
|  |  |  | 1990-02-03 | 0.15 | 0.15
|  |  |  | 1990-02-04 | 0 | 0
|  |  |  | 1990-02-05 | 0 | 0
|  |  |  | 1990-02-06 | 0 | 0
|  |  |  | 1990-02-07 | 0 | 0
|  |  |  | 1990-02-08 | 0 | 0
|  |  |  | 1990-02-09 | 0.13 | 0.13
|  |  |  | 1990-02-10 | 0 | 0
|  |  |  | 1990-02-11 | 0 | 0
|  |  |  | 1990-02-12 | 0 | 0
|  |  |  | 1990-02-13 | 0 | 0
|  |  |  | 1990-02-14 | 0.01 | 0.01
|  |  |  | 1990-02-15 | 0.13 | 0.13
|  |  |  | 1990-02-16 | 0 | 0
|  |  |  | 1990-02-17 | 0 | 0
|  |  |  | 1990-02-18 | 0 | 0
|  |  |  | 1990-02-19 | 0 | 0
|  |  |  | 1990-02-20 | 0.63 | 0.63
|  |  |  | 1990-02-21 | 0.75 | 0.75
|  |  |  | 1990-02-22 | 0.03 | 0.03
|  |  |  | 1990-02-23 | 0 | 0
|  |  |  | 1990-02-24 | 0 | 0
|  |  |  | 1990-02-25 | 0 | 0
|  |  |  | 1990-02-26 | 0 | 0
|  |  |  | 1990-02-27 | 1.3 | 1.3
|  |  |  | 1990-02-28 | 1.04 | 1.04
|  |  |  | 1990-03-01 | 0 | 0
|  |  |  | 1990-03-02 | 0 | 0
|  |  |  | 1990-03-03 | 0 | 0
|  |  |  | 1990-03-04 | 0 | 0
|  |  |  | 1990-03-05 | 0.04 | 0.04
|  |  |  | 1990-03-06 | 0.25 | 0.25
|  |  |  | 1990-03-07 | 0 | 0
|  |  |  | 1990-03-08 | 0 | 0
|  |  |  | 1990-03-09 | 0 | 0
|  |  |  | 1990-03-10 | 0.81 | 0.81
|  |  |  | 1990-03-11 | 1.42 | 1.42
|  |  |  | 1990-03-12 | 0 | 0
|  |  |  | 1990-03-13 | 0.97 | 0.97
|  |  |  | 1990-03-14 | 0.83 | 0.83
|  |  |  | 1990-03-15 | 0 | 0
|  |  |  | 1990-03-16 | 0 | 0
|  |  |  | 1990-03-17 | 0 | 0
|  |  |  | 1990-03-18 | 0 | 0
|  |  |  | 1990-03-19 | 0 | 0
|  |  |  | 1990-03-20 | 0 | 0
|  |  |  | 1990-03-21 | 0 | 0
|  |  |  | 1990-03-22 | 0 | 0
|  |  |  | 1990-03-23 | 0.03 | 0.03
|  |  |  | 1990-03-24 | 0.02 | 0.02
|  |  |  | 1990-03-25 | 0 | 0
|  |  |  | 1990-03-26 | 0 | 0
|  |  |  | 1990-03-27 | 0.57 | 0.57
|  |  |  | 1990-03-28 | 0.29 | 0.29
|  |  |  | 1990-03-29 | 0.13 | 0.13
|  |  |  | 1990-03-30 | 0.02 | 0.02
|  |  |  | 1990-03-31 | 0 | 0
|  |  |  | 1990-04-01 | 0 | 0
|  |  |  | 1990-04-02 | 0 | 0
|  |  |  | 1990-04-03 | 0 | 0
|  |  |  | 1990-04-04 | 0 | 0
|  |  |  | 1990-04-05 | 0.48 | 0.48
|  |  |  | 1990-04-06 | 0.17 | 0.17
|  |  |  | 1990-04-07 | 0 | 0
|  |  |  | 1990-04-08 | 0 | 0
|  |  |  | 1990-04-09 | 0.44 | 0.44
|  |  |  | 1990-04-10 | 0 | 0
|  |  |  | 1990-04-11 | 0 | 0
|  |  |  | 1990-04-12 | 0 | 0
|  |  |  | 1990-04-13 | 0 | 0
|  |  |  | 1990-04-14 | 0.19 | 0.19
|  |  |  | 1990-04-15 | 0 | 0
|  |  |  | 1990-04-16 | 0 | 0
|  |  |  | 1990-04-17 | 0.16 | 0.16
|  |  |  | 1990-04-18 | 2.41 | 2.41
|  |  |  | 1990-04-19 | 1.34 | 1.34
|  |  |  | 1990-04-20 | 0.52 | 0.52
|  |  |  | 1990-04-21 | 0 | 0
|  |  |  | 1990-04-22 | 0 | 0
|  |  |  | 1990-04-23 | 0.03 | 0.03
|  |  |  | 1990-04-24 | 0 | 0
|  |  |  | 1990-04-25 | 0.65 | 0.65
|  |  |  | 1990-04-26 | 0.47 | 0.47
|  |  |  | 1990-04-27 | 0.09 | 0.09
|  |  |  | 1990-04-28 | 0 | 0
|  |  |  | 1990-04-29 | 0 | 0
|  |  |  | 1990-04-30 | 0 | 0
|  |  |  | 1990-05-01 | 1.07 | 1.07
|  |  |  | 1990-05-02 | 3.29 | 3.29
|  |  |  | 1990-05-03 | 0 | 0
|  |  |  | 1990-05-04 | 0 | 0
|  |  |  | 1990-05-05 | 0 | 0
|  |  |  | 1990-05-06 | 0 | 0
|  |  |  | 1990-05-07 | 0 | 0
|  |  |  | 1990-05-08 | 0 | 0
|  |  |  | 1990-05-09 | 0 | 0
|  |  |  | 1990-05-10 | 0 | 0
|  |  |  | 1990-05-11 | 0.03 | 0.03
|  |  |  | 1990-05-12 | 0 | 0
|  |  |  | 1990-05-13 | 0 | 0
|  |  |  | 1990-05-14 | 0 | 0
|  |  |  | 1990-05-15 | 0 | 0
|  |  |  | 1990-05-16 | 0 | 0
|  |  |  | 1990-05-17 | 0 | 0
|  |  |  | 1990-05-18 | 0 | 0
|  |  |  | 1990-05-19 | 0 | 0
|  |  |  | 1990-05-20 | 0 | 0
|  |  |  | 1990-05-21 | 0 | 0
|  |  |  | 1990-05-22 | 0 | 0
|  |  |  | 1990-05-23 | 0 | 0
|  |  |  | 1990-05-24 | 0 | 0
|  |  |  | 1990-05-25 | 0 | 0
|  |  |  | 1990-05-26 | 0 | 0
|  |  |  | 1990-05-27 | 0 | 0
|  |  |  | 1990-05-28 | 0 | 0
|  |  |  | 1990-05-29 | 0.62 | 0.62
|  |  |  | 1990-05-30 | 0 | 0
|  |  |  | 1990-05-31 | 0 | 0
|  |  |  | 1990-06-01 | 2.66 | 2.66
|  |  |  | 1990-06-02 | 0.07 | 0.07
|  |  |  | 1990-06-03 | 0 | 0
|  |  |  | 1990-06-04 | 0 | 0
|  |  |  | 1990-06-05 | 0 | 0
|  |  |  | 1990-06-06 | 0 | 0
|  |  |  | 1990-06-07 | 0 | 0
|  |  |  | 1990-06-08 | 0 | 0
|  |  |  | 1990-06-09 | 0 | 0
|  |  |  | 1990-06-10 | 0 | 0
|  |  |  | 1990-06-11 | 0 | 0
|  |  |  | 1990-06-12 | 0 | 0
|  |  |  | 1990-06-13 | 0 | 0
|  |  |  | 1990-06-14 | 0 | 0
|  |  |  | 1990-06-15 | 0 | 0
|  |  |  | 1990-06-16 | 0 | 0
|  |  |  | 1990-06-17 | 0 | 0
|  |  |  | 1990-06-18 | 0 | 0
|  |  |  | 1990-06-19 | 0 | 0
|  |  |  | 1990-06-20 | 0 | 0
|  |  |  | 1990-06-21 | 0 | 0
|  |  |  | 1990-06-22 | 0 | 0
|  |  |  | 1990-06-23 | 0 | 0
|  |  |  | 1990-06-24 | 0 | 0
|  |  |  | 1990-06-25 | 0 | 0
|  |  |  | 1990-06-26 | 0 | 0
|  |  |  | 1990-06-27 | 0 | 0
|  |  |  | 1990-06-28 | 0 | 0
|  |  |  | 1990-06-29 | 0 | 0
|  |  |  | 1990-06-30 | 0 | 0
|  |  |  | 1990-07-01 | 0 | 0
|  |  |  | 1990-07-02 | 0 | 0
|  |  |  | 1990-07-03 | 0 | 0
|  |  |  | 1990-07-04 | 0 | 0
|  |  |  | 1990-07-05 | 0 | 0
|  |  |  | 1990-07-06 | 0 | 0
|  |  |  | 1990-07-07 | 0 | 0
|  |  |  | 1990-07-08 | 0 | 0
|  |  |  | 1990-07-09 | 0 | 0
|  |  |  | 1990-07-10 | 0 | 0
|  |  |  | 1990-07-11 | 0.7 | 0.7
|  |  |  | 1990-07-12 | 0.08 | 0.08
|  |  |  | 1990-07-13 | 0 | 0
|  |  |  | 1990-07-14 | 0 | 0
|  |  |  | 1990-07-15 | 0 | 0
|  |  |  | 1990-07-16 | 0 | 0
|  |  |  | 1990-07-17 | 0 | 0
|  |  |  | 1990-07-18 | 0.02 | 0.02
|  |  |  | 1990-07-19 | 0 | 0
|  |  |  | 1990-07-20 | 0 | 0
|  |  |  | 1990-07-21 | 0 | 0
|  |  |  | 1990-07-22 | 0.49 | 0.49
|  |  |  | 1990-07-23 | 0 | 0
|  |  |  | 1990-07-24 | 0 | 0
|  |  |  | 1990-07-25 | 0 | 0
|  |  |  | 1990-07-26 | 0 | 0
|  |  |  | 1990-07-27 | 0 | 0
|  |  |  | 1990-07-28 | 0 | 0
|  |  |  | 1990-07-29 | 0 | 0
|  |  |  | 1990-07-30 | 0.22 | 0.22
|  |  |  | 1990-07-31 | 0.7 | 0.7
|  |  |  | 1990-08-01 | 0 | 0
|  |  |  | 1990-08-02 | 0 | 0
|  |  |  | 1990-08-03 | 0.01 | 0.01
|  |  |  | 1990-08-04 | 0.79 | 0.79
|  |  |  | 1990-08-05 | 0.02 | 0.02
|  |  |  | 1990-08-06 | 0 | 0
|  |  |  | 1990-08-07 | 0 | 0
|  |  |  | 1990-08-08 | 0 | 0
|  |  |  | 1990-08-09 | 1.25 | 1.25
|  |  |  | 1990-08-10 | 0 | 0
|  |  |  | 1990-08-11 | 0 | 0
|  |  |  | 1990-08-12 | 0 | 0
|  |  |  | 1990-08-13 | 0 | 0
|  |  |  | 1990-08-14 | 0 | 0
|  |  |  | 1990-08-15 | 0 | 0
|  |  |  | 1990-08-16 | 0 | 0
|  |  |  | 1990-08-17 | 0 | 0
|  |  |  | 1990-08-18 | 0 | 0
|  |  |  | 1990-08-19 | 0 | 0
|  |  |  | 1990-08-20 | 0 | 0
|  |  |  | 1990-08-21 | 0 | 0
|  |  |  | 1990-08-22 | 0 | 0
|  |  |  | 1990-08-23 | 0.01 | 0.01
|  |  |  | 1990-08-24 | 0 | 0
|  |  |  | 1990-08-25 | 0 | 0
|  |  |  | 1990-08-26 | 0 | 0
|  |  |  | 1990-08-27 | 0 | 0
|  |  |  | 1990-08-28 | 0 | 0
|  |  |  | 1990-08-29 | 0 | 0
|  |  |  | 1990-08-30 | 0 | 0
|  |  |  | 1990-08-31 | 0 | 0
|  |  |  | 1990-09-01 | 0 | 0
|  |  |  | 1990-09-02 | 0 | 0
|  |  |  | 1990-09-03 | 0.02 | 0.02
|  |  |  | 1990-09-04 | 0 | 0
|  |  |  | 1990-09-05 | 0 | 0
|  |  |  | 1990-09-06 | 0 | 0
|  |  |  | 1990-09-07 | 0 | 0
|  |  |  | 1990-09-08 | 0 | 0
|  |  |  | 1990-09-09 | 0 | 0
|  |  |  | 1990-09-10 | 0 | 0
|  |  |  | 1990-09-11 | 0 | 0
|  |  |  | 1990-09-12 | 0 | 0
|  |  |  | 1990-09-13 | 0 | 0
|  |  |  | 1990-09-14 | 0 | 0
|  |  |  | 1990-09-15 | 0 | 0
|  |  |  | 1990-09-16 | 0 | 0
|  |  |  | 1990-09-17 | 1.34 | 1.34
|  |  |  | 1990-09-18 | 0.13 | 0.13
|  |  |  | 1990-09-19 | 0.11 | 0.11
|  |  |  | 1990-09-20 | 0.02 | 0.02
|  |  |  | 1990-09-21 | 0.16 | 0.16
|  |  |  | 1990-09-22 | 0 | 0
|  |  |  | 1990-09-23 | 0 | 0
|  |  |  | 1990-09-24 | 0 | 0
|  |  |  | 1990-09-25 | 0 | 0
|  |  |  | 1990-09-26 | 0 | 0
|  |  |  | 1990-09-27 | 0 | 0
|  |  |  | 1990-09-28 | 0 | 0
|  |  |  | 1990-09-29 | 0 | 0
|  |  |  | 1990-09-30 | 0 | 0
|  |  |  | 1990-10-01 | 0 | 0
|  |  |  | 1990-10-02 | 0 | 0
|  |  |  | 1990-10-03 | 0.25 | 0.25
|  |  |  | 1990-10-04 | 0 | 0
|  |  |  | 1990-10-05 | 0 | 0
|  |  |  | 1990-10-06 | 0 | 0
|  |  |  | 1990-10-07 | 0 | 0
|  |  |  | 1990-10-08 | 0.99 | 0.99
|  |  |  | 1990-10-09 | 0.03 | 0.03
|  |  |  | 1990-10-10 | 0 | 0
|  |  |  | 1990-10-11 | 0 | 0
|  |  |  | 1990-10-12 | 0 | 0
|  |  |  | 1990-10-13 | 0 | 0
|  |  |  | 1990-10-14 | 0 | 0
|  |  |  | 1990-10-15 | 0 | 0
|  |  |  | 1990-10-16 | 0 | 0
|  |  |  | 1990-10-17 | 0 | 0
|  |  |  | 1990-10-18 | 0 | 0
|  |  |  | 1990-10-19 | 0 | 0
|  |  |  | 1990-10-20 | 0.06 | 0.06
|  |  |  | 1990-10-21 | 0 | 0
|  |  |  | 1990-10-22 | 0 | 0
|  |  |  | 1990-10-23 | 0 | 0
|  |  |  | 1990-10-24 | 0 | 0
|  |  |  | 1990-10-25 | 0 | 0
|  |  |  | 1990-10-26 | 0 | 0
|  |  |  | 1990-10-27 | 0 | 0
|  |  |  | 1990-10-28 | 0 | 0
|  |  |  | 1990-10-29 | 0 | 0
|  |  |  | 1990-10-30 | 0 | 0
|  |  |  | 1990-10-31 | 0 | 0
|  |  |  | 1990-11-01 | 0 | 0
|  |  |  | 1990-11-02 | 0 | 0
|  |  |  | 1990-11-03 | 0.58 | 0.58
|  |  |  | 1990-11-04 | 0.54 | 0.54
|  |  |  | 1990-11-05 | 0 | 0
|  |  |  | 1990-11-06 | 0 | 0
|  |  |  | 1990-11-07 | 0.24 | 0.24
|  |  |  | 1990-11-08 | 1.09 | 1.09
|  |  |  | 1990-11-09 | 0.01 | 0.01
|  |  |  | 1990-11-10 | 0 | 0
|  |  |  | 1990-11-11 | 0 | 0
|  |  |  | 1990-11-12 | 0 | 0
|  |  |  | 1990-11-13 | 0 | 0
|  |  |  | 1990-11-14 | 0 | 0
|  |  |  | 1990-11-15 | 0 | 0
|  |  |  | 1990-11-16 | 0 | 0
|  |  |  | 1990-11-17 | 0 | 0
|  |  |  | 1990-11-18 | 0 | 0
|  |  |  | 1990-11-19 | 0 | 0
|  |  |  | 1990-11-20 | 0 | 0
|  |  |  | 1990-11-21 | 0.01 | 0.01
|  |  |  | 1990-11-22 | 0 | 0
|  |  |  | 1990-11-23 | 0 | 0
|  |  |  | 1990-11-24 | 0 | 0
|  |  |  | 1990-11-25 | 0 | 0
|  |  |  | 1990-11-26 | 0.02 | 0.02
|  |  |  | 1990-11-27 | 0 | 0
|  |  |  | 1990-11-28 | 0 | 0
|  |  |  | 1990-11-29 | 0 | 0
|  |  |  | 1990-11-30 | 0 | 0
|  |  |  | 1990-12-01 | 0 | 0
|  |  |  | 1990-12-02 | 0 | 0
|  |  |  | 1990-12-03 | 0 | 0
|  |  |  | 1990-12-04 | 0 | 0
|  |  |  | 1990-12-05 | 0 | 0
|  |  |  | 1990-12-06 | 0 | 0
|  |  |  | 1990-12-07 | 0 | 0
|  |  |  | 1990-12-08 | 0 | 0
|  |  |  | 1990-12-09 | 0 | 0
|  |  |  | 1990-12-10 | 0 | 0
|  |  |  | 1990-12-11 | 0 | 0
|  |  |  | 1990-12-12 | 0 | 0
|  |  |  | 1990-12-13 | 0 | 0
|  |  |  | 1990-12-14 | 0 | 0
|  |  |  | 1990-12-15 | 0.01 | 0.01
|  |  |  | 1990-12-16 | 0.59 | 0.59
|  |  |  | 1990-12-17 | 0.15 | 0.15
|  |  |  | 1990-12-18 | 0 | 0
|  |  |  | 1990-12-19 | 0 | 0
|  |  |  | 1990-12-20 | 0 | 0
|  |  |  | 1990-12-21 | 0.02 | 0.02
|  |  |  | 1990-12-22 | 0 | 0
|  |  |  | 1990-12-23 | 0 | 0
|  |  |  | 1990-12-24 | 0 | 0
|  |  |  | 1990-12-25 | 0 | 0
|  |  |  | 1990-12-26 | 0 | 0
|  |  |  | 1990-12-27 | 0.1 | 0.1
|  |  |  | 1990-12-28 | 0.06 | 0.06
|  |  |  | 1990-12-29 | 0.02 | 0.02
|  |  |  | 1990-12-30 | 0.02 | 0.02
|  |  |  | 1990-12-31 | 0 | 0
|  |  |  | 1991-01-01 | 0 | 0
|  |  |  | 1991-01-02 | 0 | 0
|  |  |  | 1991-01-03 | 0 | 0
|  |  |  | 1991-01-04 | 0.04 | 0.04
|  |  |  | 1991-01-05 | 0.09 | 0.09
|  |  |  | 1991-01-06 | 0.33 | 0.33
|  |  |  | 1991-01-07 | 0 | 0
|  |  |  | 1991-01-08 | 0 | 0
|  |  |  | 1991-01-09 | 1.33 | 1.33
|  |  |  | 1991-01-10 | 0.03 | 0.03
|  |  |  | 1991-01-11 | 0 | 0
|  |  |  | 1991-01-12 | 0 | 0
|  |  |  | 1991-01-13 | 0 | 0
|  |  |  | 1991-01-14 | 0.03 | 0.03
|  |  |  | 1991-01-15 | 0 | 0
|  |  |  | 1991-01-16 | 0 | 0
|  |  |  | 1991-01-17 | 0.57 | 0.57
|  |  |  | 1991-01-18 | 0.24 | 0.24
|  |  |  | 1991-01-19 | 0 | 0
|  |  |  | 1991-01-20 | 0 | 0
|  |  |  | 1991-01-21 | 0 | 0
|  |  |  | 1991-01-22 | 0 | 0
|  |  |  | 1991-01-23 | 0 | 0
|  |  |  | 1991-01-24 | 0 | 0
|  |  |  | 1991-01-25 | 0 | 0
|  |  |  | 1991-01-26 | 0 | 0
|  |  |  | 1991-01-27 | 0 | 0
|  |  |  | 1991-01-28 | 0 | 0
|  |  |  | 1991-01-29 | 0 | 0
|  |  |  | 1991-01-30 | 0 | 0
|  |  |  | 1991-01-31 | 0 | 0
|  |  |  | 1991-02-01 | 0 | 0
|  |  |  | 1991-02-02 | 0 | 0
|  |  |  | 1991-02-03 | 0 | 0
|  |  |  | 1991-02-04 | 0 | 0
|  |  |  | 1991-02-05 | 0 | 0
|  |  |  | 1991-02-06 | 0 | 0
|  |  |  | 1991-02-07 | 0 | 0
|  |  |  | 1991-02-08 | 0 | 0
|  |  |  | 1991-02-09 | 0 | 0
|  |  |  | 1991-02-10 | 0 | 0
|  |  |  | 1991-02-11 | 0 | 0
|  |  |  | 1991-02-12 | 0 | 0
|  |  |  | 1991-02-13 | 0 | 0
|  |  |  | 1991-02-14 | 0 | 0
|  |  |  | 1991-02-15 | 0 | 0
|  |  |  | 1991-02-16 | 0 | 0
|  |  |  | 1991-02-17 | 0 | 0
|  |  |  | 1991-02-18 | 0 | 0
|  |  |  | 1991-02-19 | 0 | 0
|  |  |  | 1991-02-20 | 0 | 0
|  |  |  | 1991-02-21 | 0 | 0
|  |  |  | 1991-02-22 | 0 | 0
|  |  |  | 1991-02-23 | 0 | 0
|  |  |  | 1991-02-24 | 0 | 0
|  |  |  | 1991-02-25 | 0 | 0
|  |  |  | 1991-02-26 | 0 | 0
|  |  |  | 1991-02-27 | 0 | 0
|  |  |  | 1991-02-28 | 0 | 0
|  |  |  | 1991-03-01 | 0.02 | 0.02
|  |  |  | 1991-03-02 | 0 | 0
|  |  |  | 1991-03-03 | 0 | 0
|  |  |  | 1991-03-04 | 0 | 0
|  |  |  | 1991-03-05 | 0 | 0
|  |  |  | 1991-03-06 | 0 | 0
|  |  |  | 1991-03-07 | 0 | 0
|  |  |  | 1991-03-08 | 0 | 0
|  |  |  | 1991-03-09 | 0 | 0
|  |  |  | 1991-03-10 | 0 | 0
|  |  |  | 1991-03-11 | 0 | 0
|  |  |  | 1991-03-12 | 0 | 0
|  |  |  | 1991-03-13 | 0 | 0
|  |  |  | 1991-03-14 | 0 | 0
|  |  |  | 1991-03-15 | 0.03 | 0.03
|  |  |  | 1991-03-16 | 0.5 | 0.5
|  |  |  | 1991-03-17 | 0 | 0
|  |  |  | 1991-03-18 | 0 | 0
|  |  |  | 1991-03-19 | 0 | 0
|  |  |  | 1991-03-20 | 0 | 0
|  |  |  | 1991-03-21 | 0.02 | 0.02
|  |  |  | 1991-03-22 | 0 | 0
|  |  |  | 1991-03-23 | 0 | 0
|  |  |  | 1991-03-24 | 0 | 0
|  |  |  | 1991-03-25 | 0 | 0
|  |  |  | 1991-03-26 | 0 | 0
|  |  |  | 1991-03-27 | 0 | 0
|  |  |  | 1991-03-28 | 0.07 | 0.07
|  |  |  | 1991-03-29 | 0.04 | 0.04
|  |  |  | 1991-03-30 | 0 | 0
|  |  |  | 1991-03-31 | 0 | 0
|  |  |  | 1991-04-01 | 0 | 0
|  |  |  | 1991-04-02 | 0.03 | 0.03
|  |  |  | 1991-04-03 | 0 | 0
|  |  |  | 1991-04-04 | 0 | 0
|  |  |  | 1991-04-05 | 0 | 0
|  |  |  | 1991-04-06 | 0 | 0
|  |  |  | 1991-04-07 | 0 | 0
|  |  |  | 1991-04-08 | 0 | 0
|  |  |  | 1991-04-09 | 0 | 0
|  |  |  | 1991-04-10 | 0 | 0
|  |  |  | 1991-04-11 | 0 | 0
|  |  |  | 1991-04-12 | 0 | 0
|  |  |  | 1991-04-13 | 0.06 | 0.06
|  |  |  | 1991-04-14 | 0 | 0
|  |  |  | 1991-04-15 | 0 | 0
|  |  |  | 1991-04-16 | 0 | 0
|  |  |  | 1991-04-17 | 0 | 0
|  |  |  | 1991-04-18 | 0 | 0
|  |  |  | 1991-04-19 | 0 | 0
|  |  |  | 1991-04-20 | 0 | 0
|  |  |  | 1991-04-21 | 0 | 0
|  |  |  | 1991-04-22 | 0 | 0
|  |  |  | 1991-04-23 | 0 | 0
|  |  |  | 1991-04-24 | 0.9 | 0.9
|  |  |  | 1991-04-25 | 0 | 0
|  |  |  | 1991-04-26 | 0 | 0
|  |  |  | 1991-04-27 | 0 | 0
|  |  |  | 1991-04-28 | 0 | 0
|  |  |  | 1991-04-29 | 0 | 0
|  |  |  | 1991-04-30 | 0 | 0
|  |  |  | 1991-05-01 | 0 | 0
|  |  |  | 1991-05-02 | 1.86 | 1.86
|  |  |  | 1991-05-03 | 0 | 0
|  |  |  | 1991-05-04 | 0 | 0
|  |  |  | 1991-05-05 | 0 | 0
|  |  |  | 1991-05-06 | 0 | 0
|  |  |  | 1991-05-07 | 1.29 | 1.29
|  |  |  | 1991-05-08 | 0.21 | 0.21
|  |  |  | 1991-05-09 | 0 | 0
|  |  |  | 1991-05-10 | 0 | 0
|  |  |  | 1991-05-11 | 0 | 0
|  |  |  | 1991-05-12 | 0 | 0
|  |  |  | 1991-05-13 | 0 | 0
|  |  |  | 1991-05-14 | 0 | 0
|  |  |  | 1991-05-15 | 0 | 0
|  |  |  | 1991-05-16 | 0 | 0
|  |  |  | 1991-05-17 | 0 | 0
|  |  |  | 1991-05-18 | 0 | 0
|  |  |  | 1991-05-19 | 0 | 0
|  |  |  | 1991-05-20 | 0 | 0
|  |  |  | 1991-05-21 | 0 | 0
|  |  |  | 1991-05-22 | 0 | 0
|  |  |  | 1991-05-23 | 0.12 | 0.12
|  |  |  | 1991-05-24 | 0.3 | 0.3
|  |  |  | 1991-05-25 | 0.46 | 0.46
|  |  |  | 1991-05-26 | 0 | 0
|  |  |  | 1991-05-27 | 0 | 0
|  |  |  | 1991-05-28 | 0 | 0
|  |  |  | 1991-05-29 | 0 | 0
|  |  |  | 1991-05-30 | 0 | 0
|  |  |  | 1991-05-31 | 0 | 0
|  |  |  | 1991-06-01 | 0 | 0
|  |  |  | 1991-06-02 | 1.3 | 1.3
|  |  |  | 1991-06-03 | 0.55 | 0.55
|  |  |  | 1991-06-04 | 0 | 0
|  |  |  | 1991-06-05 | 0.03 | 0.03
|  |  |  | 1991-06-06 | 0 | 0
|  |  |  | 1991-06-07 | 0.6 | 0.6
|  |  |  | 1991-06-08 | 0.2 | 0.2
|  |  |  | 1991-06-09 | 0 | 0
|  |  |  | 1991-06-10 | 0 | 0
|  |  |  | 1991-06-11 | 0 | 0
|  |  |  | 1991-06-12 | 0 | 0
|  |  |  | 1991-06-13 | 0 | 0
|  |  |  | 1991-06-14 | 0 | 0
|  |  |  | 1991-06-15 | 0 | 0
|  |  |  | 1991-06-16 | 0.05 | 0.05
|  |  |  | 1991-06-17 | 0 | 0
|  |  |  | 1991-06-18 | 0.03 | 0.03
|  |  |  | 1991-06-19 | 0 | 0
|  |  |  | 1991-06-20 | 0 | 0
|  |  |  | 1991-06-21 | 0 | 0
|  |  |  | 1991-06-22 | 0 | 0
|  |  |  | 1991-06-23 | 0 | 0
|  |  |  | 1991-06-24 | 0 | 0
|  |  |  | 1991-06-25 | 0 | 0
|  |  |  | 1991-06-26 | 0 | 0
|  |  |  | 1991-06-27 | 0 | 0
|  |  |  | 1991-06-28 | 0 | 0
|  |  |  | 1991-06-29 | 0 | 0
|  |  |  | 1991-06-30 | 0 | 0
|  |  |  | 1991-07-01 | 0 | 0
|  |  |  | 1991-07-02 | 0 | 0
|  |  |  | 1991-07-03 | 0.07 | 0.07
|  |  |  | 1991-07-04 | 0 | 0
|  |  |  | 1991-07-05 | 0 | 0
|  |  |  | 1991-07-06 | 0 | 0
|  |  |  | 1991-07-07 | 0 | 0
|  |  |  | 1991-07-08 | 0 | 0
|  |  |  | 1991-07-09 | 0 | 0
|  |  |  | 1991-07-10 | 0 | 0
|  |  |  | 1991-07-11 | 0 | 0
|  |  |  | 1991-07-12 | 0 | 0
|  |  |  | 1991-07-13 | 0 | 0
|  |  |  | 1991-07-14 | 0 | 0
|  |  |  | 1991-07-15 | 0 | 0
|  |  |  | 1991-07-16 | 0 | 0
|  |  |  | 1991-07-17 | 0 | 0
|  |  |  | 1991-07-18 | 0 | 0
|  |  |  | 1991-07-19 | 0 | 0
|  |  |  | 1991-07-20 | 0 | 0
|  |  |  | 1991-07-21 | 0 | 0
|  |  |  | 1991-07-22 | 0 | 0
|  |  |  | 1991-07-23 | 0 | 0
|  |  |  | 1991-07-24 | 0.13 | 0.13
|  |  |  | 1991-07-25 | 0 | 0
|  |  |  | 1991-07-26 | 0.42 | 0.42
|  |  |  | 1991-07-27 | 1.29 | 1.29
|  |  |  | 1991-07-28 | 0 | 0
|  |  |  | 1991-07-29 | 0 | 0
|  |  |  | 1991-07-30 | 0 | 0
|  |  |  | 1991-07-31 | 0 | 0
|  |  |  | 1991-08-01 | 0 | 0
|  |  |  | 1991-08-02 | 0 | 0
|  |  |  | 1991-08-03 | 0.06 | 0.06
|  |  |  | 1991-08-04 | 0 | 0
|  |  |  | 1991-08-05 | 0 | 0
|  |  |  | 1991-08-06 | 0 | 0
|  |  |  | 1991-08-07 | 0 | 0
|  |  |  | 1991-08-08 | 0.01 | 0.01
|  |  |  | 1991-08-09 | 0 | 0
|  |  |  | 1991-08-10 | 0 | 0
|  |  |  | 1991-08-11 | 0.12 | 0.12
|  |  |  | 1991-08-12 | 0.48 | 0.48
|  |  |  | 1991-08-13 | 0.11 | 0.11
|  |  |  | 1991-08-14 | 0 | 0
|  |  |  | 1991-08-15 | 0 | 0
|  |  |  | 1991-08-16 | 0 | 0
|  |  |  | 1991-08-17 | 0.57 | 0.57
|  |  |  | 1991-08-18 | 0 | 0
|  |  |  | 1991-08-19 | 0 | 0
|  |  |  | 1991-08-20 | 0 | 0
|  |  |  | 1991-08-21 | 1.17 | 1.17
|  |  |  | 1991-08-22 | 0 | 0
|  |  |  | 1991-08-23 | 0 | 0
|  |  |  | 1991-08-24 | 0 | 0
|  |  |  | 1991-08-25 | 0 | 0
|  |  |  | 1991-08-26 | 0 | 0
|  |  |  | 1991-08-27 | 0 | 0
|  |  |  | 1991-08-28 | 0 | 0
|  |  |  | 1991-08-29 | 0 | 0
|  |  |  | 1991-08-30 | 0.06 | 0.06
|  |  |  | 1991-08-31 | 0.17 | 0.17
|  |  |  | 1991-09-01 | 2.58 | 2.58
|  |  |  | 1991-09-02 | 0.25 | 0.25
|  |  |  | 1991-09-03 | 0 | 0
|  |  |  | 1991-09-04 | 1.05 | 1.05
|  |  |  | 1991-09-05 | 0 | 0
|  |  |  | 1991-09-06 | 0 | 0
|  |  |  | 1991-09-07 | 0.31 | 0.31
|  |  |  | 1991-09-08 | 0 | 0
|  |  |  | 1991-09-09 | 0 | 0
|  |  |  | 1991-09-10 | 0 | 0
|  |  |  | 1991-09-11 | 0 | 0
|  |  |  | 1991-09-12 | 0 | 0
|  |  |  | 1991-09-13 | 1.69 | 1.69
|  |  |  | 1991-09-14 | 0 | 0
|  |  |  | 1991-09-15 | 0.13 | 0.13
|  |  |  | 1991-09-16 | 1.46 | 1.46
|  |  |  | 1991-09-17 | 0.02 | 0.02
|  |  |  | 1991-09-18 | 0.64 | 0.64
|  |  |  | 1991-09-19 | 0 | 0
|  |  |  | 1991-09-20 | 0 | 0
|  |  |  | 1991-09-21 | 0 | 0
|  |  |  | 1991-09-22 | 0.02 | 0.02
|  |  |  | 1991-09-23 | 0 | 0
|  |  |  | 1991-09-24 | 0.13 | 0.13
|  |  |  | 1991-09-25 | 0 | 0
|  |  |  | 1991-09-26 | 0 | 0
|  |  |  | 1991-09-27 | 0 | 0
|  |  |  | 1991-09-28 | 0 | 0
|  |  |  | 1991-09-29 | 0 | 0
|  |  |  | 1991-09-30 | 0 | 0
|  |  |  | 1991-10-01 | 0 | 0
|  |  |  | 1991-10-02 | 0 | 0
|  |  |  | 1991-10-03 | 0 | 0
|  |  |  | 1991-10-04 | 0 | 0
|  |  |  | 1991-10-05 | 0 | 0
|  |  |  | 1991-10-06 | 0 | 0
|  |  |  | 1991-10-07 | 0 | 0
|  |  |  | 1991-10-08 | 0 | 0
|  |  |  | 1991-10-09 | 0 | 0
|  |  |  | 1991-10-10 | 0 | 0
|  |  |  | 1991-10-11 | 0 | 0
|  |  |  | 1991-10-12 | 0 | 0
|  |  |  | 1991-10-13 | 0 | 0
|  |  |  | 1991-10-14 | 0 | 0
|  |  |  | 1991-10-15 | 0 | 0
|  |  |  | 1991-10-16 | 0 | 0
|  |  |  | 1991-10-17 | 0 | 0
|  |  |  | 1991-10-18 | 0 | 0
|  |  |  | 1991-10-19 | 0 | 0
|  |  |  | 1991-10-20 | 0 | 0
|  |  |  | 1991-10-21 | 0 | 0
|  |  |  | 1991-10-22 | 0 | 0
|  |  |  | 1991-10-23 | 0 | 0
|  |  |  | 1991-10-24 | 0 | 0
|  |  |  | 1991-10-25 | 0.05 | 0.05
|  |  |  | 1991-10-26 | 1.43 | 1.43
|  |  |  | 1991-10-27 | 1.37 | 1.37
|  |  |  | 1991-10-28 | 0.74 | 0.74
|  |  |  | 1991-10-29 | 0.02 | 0.02
|  |  |  | 1991-10-30 | 0.02 | 0.02
|  |  |  | 1991-10-31 | 0.29 | 0.29
|  |  |  | 1991-11-01 | 0 | 0
|  |  |  | 1991-11-02 | 0 | 0
|  |  |  | 1991-11-03 | 0 | 0
|  |  |  | 1991-11-04 | 0 | 0
|  |  |  | 1991-11-05 | 0 | 0
|  |  |  | 1991-11-06 | 0 | 0
|  |  |  | 1991-11-07 | 0 | 0
|  |  |  | 1991-11-08 | 0 | 0
|  |  |  | 1991-11-09 | 0 | 0
|  |  |  | 1991-11-10 | 0 | 0
|  |  |  | 1991-11-11 | 0 | 0
|  |  |  | 1991-11-12 | 0 | 0
|  |  |  | 1991-11-13 | 0 | 0
|  |  |  | 1991-11-14 | 0.14 | 0.14
|  |  |  | 1991-11-15 | 0.48 | 0.48
|  |  |  | 1991-11-16 | 0.1 | 0.1
|  |  |  | 1991-11-17 | 0.08 | 0.08
|  |  |  | 1991-11-18 | 0 | 0
|  |  |  | 1991-11-19 | 0.01 | 0.01
|  |  |  | 1991-11-20 | 0 | 0
|  |  |  | 1991-11-21 | 0 | 0
|  |  |  | 1991-11-22 | 0 | 0
|  |  |  | 1991-11-23 | 0 | 0
|  |  |  | 1991-11-24 | 0 | 0
|  |  |  | 1991-11-25 | 0 | 0
|  |  |  | 1991-11-26 | 0 | 0
|  |  |  | 1991-11-27 | 0 | 0
|  |  |  | 1991-11-28 | 0 | 0
|  |  |  | 1991-11-29 | 0 | 0
|  |  |  | 1991-11-30 | 0 | 0
|  |  |  | 1991-12-01 | 0.24 | 0.24
|  |  |  | 1991-12-02 | 0.22 | 0.22
|  |  |  | 1991-12-03 | 0 | 0
|  |  |  | 1991-12-04 | 0 | 0
|  |  |  | 1991-12-05 | 0 | 0
|  |  |  | 1991-12-06 | 0 | 0
|  |  |  | 1991-12-07 | 0 | 0
|  |  |  | 1991-12-08 | 0.02 | 0.02
|  |  |  | 1991-12-09 | 0 | 0
|  |  |  | 1991-12-10 | 0 | 0
|  |  |  | 1991-12-11 | 0.88 | 0.88
|  |  |  | 1991-12-12 | 0.81 | 0.81
|  |  |  | 1991-12-13 | 0 | 0
|  |  |  | 1991-12-14 | 0 | 0
|  |  |  | 1991-12-15 | 0 | 0
|  |  |  | 1991-12-16 | 0 | 0
|  |  |  | 1991-12-17 | 0 | 0
|  |  |  | 1991-12-18 | 0.5 | 0.5
|  |  |  | 1991-12-19 | 2.25 | 2.25
|  |  |  | 1991-12-20 | 1.51 | 1.51
|  |  |  | 1991-12-21 | 0 | 0
|  |  |  | 1991-12-22 | 0.41 | 0.41
|  |  |  | 1991-12-23 | 0 | 0
|  |  |  | 1991-12-24 | 0 | 0
|  |  |  | 1991-12-25 | 0 | 0
|  |  |  | 1991-12-26 | 0.04 | 0.04
|  |  |  | 1991-12-27 | 0 | 0
|  |  |  | 1991-12-28 | 0 | 0
|  |  |  | 1991-12-29 | 0 | 0
|  |  |  | 1991-12-30 | 0 | 0
|  |  |  | 1991-12-31 | 0.05 | 0.05
|  |  |  | 1992-01-01 | 0 | 0
|  |  |  | 1992-01-02 | 0 | 0
|  |  |  | 1992-01-03 | 0 | 0
|  |  |  | 1992-01-04 | 0.02 | 0.02
|  |  |  | 1992-01-05 | 0 | 0
|  |  |  | 1992-01-06 | 0 | 0
|  |  |  | 1992-01-07 | 0 | 0
|  |  |  | 1992-01-08 | 0 | 0
|  |  |  | 1992-01-09 | 0 | 0
|  |  |  | 1992-01-10 | 0 | 0
|  |  |  | 1992-01-11 | 0 | 0
|  |  |  | 1992-01-12 | 0 | 0
|  |  |  | 1992-01-13 | 0.6 | 0.6
|  |  |  | 1992-01-14 | 0 | 0
|  |  |  | 1992-01-15 | 0 | 0
|  |  |  | 1992-01-16 | 0 | 0
|  |  |  | 1992-01-17 | 0 | 0
|  |  |  | 1992-01-18 | 0.47 | 0.47
|  |  |  | 1992-01-19 | 0 | 0
|  |  |  | 1992-01-20 | 0 | 0
|  |  |  | 1992-01-21 | 0.18 | 0.18
|  |  |  | 1992-01-22 | 0 | 0
|  |  |  | 1992-01-23 | 0 | 0
|  |  |  | 1992-01-24 | 0 | 0
|  |  |  | 1992-01-25 | 0 | 0
|  |  |  | 1992-01-26 | 0.34 | 0.34
|  |  |  | 1992-01-27 | 0.17 | 0.17
|  |  |  | 1992-01-28 | 0 | 0
|  |  |  | 1992-01-29 | 0 | 0
|  |  |  | 1992-01-30 | 0 | 0
|  |  |  | 1992-01-31 | 0 | 0
|  |  |  | 1992-02-01 | 0 | 0
|  |  |  | 1992-02-02 | 0 | 0
|  |  |  | 1992-02-03 | 0.5 | 0.5
|  |  |  | 1992-02-04 | 0 | 0
|  |  |  | 1992-02-05 | 0 | 0
|  |  |  | 1992-02-06 | 0 | 0
|  |  |  | 1992-02-07 | 0 | 0
|  |  |  | 1992-02-08 | 0 | 0
|  |  |  | 1992-02-09 | 0 | 0
|  |  |  | 1992-02-10 | 0 | 0
|  |  |  | 1992-02-11 | 0 | 0
|  |  |  | 1992-02-12 | 0 | 0
|  |  |  | 1992-02-13 | 0 | 0
|  |  |  | 1992-02-14 | 0 | 0
|  |  |  | 1992-02-15 | 0 | 0
|  |  |  | 1992-02-16 | 0 | 0
|  |  |  | 1992-02-17 | 0 | 0
|  |  |  | 1992-02-18 | 0 | 0
|  |  |  | 1992-02-19 | 0 | 0
|  |  |  | 1992-02-20 | 0 | 0
|  |  |  | 1992-02-21 | 0 | 0
|  |  |  | 1992-02-22 | 0 | 0
|  |  |  | 1992-02-23 | 0 | 0
|  |  |  | 1992-02-24 | 0.6 | 0.6
|  |  |  | 1992-02-25 | 0.05 | 0.05
|  |  |  | 1992-02-26 | 0 | 0
|  |  |  | 1992-02-27 | 0 | 0
|  |  |  | 1992-02-28 | 0 | 0
|  |  |  | 1992-02-29 | 0 | 0
|  |  |  | 1992-03-01 | 0 | 0
|  |  |  | 1992-03-02 | 0 | 0
|  |  |  | 1992-03-03 | 0.17 | 0.17
|  |  |  | 1992-03-04 | 0.17 | 0.17
|  |  |  | 1992-03-05 | 0 | 0
|  |  |  | 1992-03-06 | 0 | 0
|  |  |  | 1992-03-07 | 0 | 0
|  |  |  | 1992-03-08 | 0.25 | 0.25
|  |  |  | 1992-03-09 | 0 | 0
|  |  |  | 1992-03-10 | 0 | 0
|  |  |  | 1992-03-11 | 0 | 0
|  |  |  | 1992-03-12 | 0 | 0
|  |  |  | 1992-03-13 | 0 | 0
|  |  |  | 1992-03-14 | 0 | 0
|  |  |  | 1992-03-15 | 0 | 0
|  |  |  | 1992-03-16 | 0 | 0
|  |  |  | 1992-03-17 | 0.49 | 0.49
|  |  |  | 1992-03-18 | 0 | 0
|  |  |  | 1992-03-19 | 0 | 0
|  |  |  | 1992-03-20 | 0 | 0
|  |  |  | 1992-03-21 | 0 | 0
|  |  |  | 1992-03-22 | 0 | 0
|  |  |  | 1992-03-23 | 0 | 0
|  |  |  | 1992-03-24 | 0 | 0
|  |  |  | 1992-03-25 | 0 | 0
|  |  |  | 1992-03-26 | 0.03 | 0.03
|  |  |  | 1992-03-27 | 0.07 | 0.07
|  |  |  | 1992-03-28 | 0.05 | 0.05
|  |  |  | 1992-03-29 | 0 | 0
|  |  |  | 1992-03-30 | 0 | 0
|  |  |  | 1992-03-31 | 0.04 | 0.04
|  |  |  | 1992-04-01 | 0.06 | 0.06
|  |  |  | 1992-04-02 | 0 | 0
|  |  |  | 1992-04-03 | 0 | 0
|  |  |  | 1992-04-04 | 0 | 0
|  |  |  | 1992-04-05 | 0 | 0
|  |  |  | 1992-04-06 | 0 | 0
|  |  |  | 1992-04-07 | 0 | 0
|  |  |  | 1992-04-08 | 0 | 0
|  |  |  | 1992-04-09 | 0 | 0
|  |  |  | 1992-04-10 | 0 | 0
|  |  |  | 1992-04-11 | 0 | 0
|  |  |  | 1992-04-12 | 0.01 | 0.01
|  |  |  | 1992-04-13 | 0 | 0
|  |  |  | 1992-04-14 | 0 | 0
|  |  |  | 1992-04-15 | 0 | 0
|  |  |  | 1992-04-16 | 0.03 | 0.03
|  |  |  | 1992-04-17 | 0.55 | 0.55
|  |  |  | 1992-04-18 | 0 | 0
|  |  |  | 1992-04-19 | 0 | 0
|  |  |  | 1992-04-20 | 0 | 0
|  |  |  | 1992-04-21 | 0.36 | 0.36
|  |  |  | 1992-04-22 | 0 | 0
|  |  |  | 1992-04-23 | 0 | 0
|  |  |  | 1992-04-24 | 0 | 0
|  |  |  | 1992-04-25 | 0 | 0
|  |  |  | 1992-04-26 | 0.04 | 0.04
|  |  |  | 1992-04-27 | 0.03 | 0.03
|  |  |  | 1992-04-28 | 0 | 0
|  |  |  | 1992-04-29 | 0 | 0
|  |  |  | 1992-04-30 | 0 | 0
|  |  |  | 1992-05-01 | 0 | 0
|  |  |  | 1992-05-02 | 0 | 0
|  |  |  | 1992-05-03 | 0 | 0
|  |  |  | 1992-05-04 | 0 | 0
|  |  |  | 1992-05-05 | 0 | 0
|  |  |  | 1992-05-06 | 0 | 0
|  |  |  | 1992-05-07 | 0 | 0
|  |  |  | 1992-05-08 | 0 | 0
|  |  |  | 1992-05-09 | 0 | 0
|  |  |  | 1992-05-10 | 0.18 | 0.18
|  |  |  | 1992-05-11 | 0.35 | 0.35
|  |  |  | 1992-05-12 | 0 | 0
|  |  |  | 1992-05-13 | 0 | 0
|  |  |  | 1992-05-14 | 0 | 0
|  |  |  | 1992-05-15 | 0 | 0
|  |  |  | 1992-05-16 | 0.14 | 0.14
|  |  |  | 1992-05-17 | 0.97 | 0.97
|  |  |  | 1992-05-18 | 0.01 | 0.01
|  |  |  | 1992-05-19 | 0.03 | 0.03
|  |  |  | 1992-05-20 | 0.48 | 0.48
|  |  |  | 1992-05-21 | 0.03 | 0.03
|  |  |  | 1992-05-22 | 0 | 0
|  |  |  | 1992-05-23 | 0 | 0
|  |  |  | 1992-05-24 | 0 | 0
|  |  |  | 1992-05-25 | 0.09 | 0.09
|  |  |  | 1992-05-26 | 0.27 | 0.27
|  |  |  | 1992-05-27 | 0 | 0
|  |  |  | 1992-05-28 | 0.95 | 0.95
|  |  |  | 1992-05-29 | 0 | 0
|  |  |  | 1992-05-30 | 0 | 0
|  |  |  | 1992-05-31 | 0.06 | 0.06
|  |  |  | 1992-06-01 | 0.16 | 0.16
|  |  |  | 1992-06-02 | 0.46 | 0.46
|  |  |  | 1992-06-03 | 0 | 0
|  |  |  | 1992-06-04 | 0 | 0
|  |  |  | 1992-06-05 | 1.29 | 1.29
|  |  |  | 1992-06-06 | 0.14 | 0.14
|  |  |  | 1992-06-07 | 2.27 | 2.27
|  |  |  | 1992-06-08 | 0.82 | 0.82
|  |  |  | 1992-06-09 | 0.4 | 0.4
|  |  |  | 1992-06-10 | 0 | 0
|  |  |  | 1992-06-11 | 0 | 0
|  |  |  | 1992-06-12 | 0 | 0
|  |  |  | 1992-06-13 | 0 | 0
|  |  |  | 1992-06-14 | 0 | 0
|  |  |  | 1992-06-15 | 0 | 0
|  |  |  | 1992-06-16 | 0 | 0
|  |  |  | 1992-06-17 | 0 | 0
|  |  |  | 1992-06-18 | 0 | 0
|  |  |  | 1992-06-19 | 0 | 0
|  |  |  | 1992-06-20 | 0.83 | 0.83
|  |  |  | 1992-06-21 | 0.04 | 0.04
|  |  |  | 1992-06-22 | 0.03 | 0.03
|  |  |  | 1992-06-23 | 0 | 0
|  |  |  | 1992-06-24 | 0 | 0
|  |  |  | 1992-06-25 | 0 | 0
|  |  |  | 1992-06-26 | 0 | 0
|  |  |  | 1992-06-27 | 0.12 | 0.12
|  |  |  | 1992-06-28 | 1.38 | 1.38
|  |  |  | 1992-06-29 | 0 | 0
|  |  |  | 1992-06-30 | 0 | 0
|  |  |  | 1992-07-01 | 0 | 0
|  |  |  | 1992-07-02 | 0.33 | 0.33
|  |  |  | 1992-07-03 | 0.1 | 0.1
|  |  |  | 1992-07-04 | 0 | 0
|  |  |  | 1992-07-05 | 0 | 0
|  |  |  | 1992-07-06 | 0 | 0
|  |  |  | 1992-07-07 | 0 | 0
|  |  |  | 1992-07-08 | 0 | 0
|  |  |  | 1992-07-09 | 0 | 0
|  |  |  | 1992-07-10 | 0 | 0
|  |  |  | 1992-07-11 | 0 | 0
|  |  |  | 1992-07-12 | 0 | 0
|  |  |  | 1992-07-13 | 0 | 0
|  |  |  | 1992-07-14 | 0 | 0
|  |  |  | 1992-07-15 | 0 | 0
|  |  |  | 1992-07-16 | 1.11 | 1.11
|  |  |  | 1992-07-17 | 0 | 0
|  |  |  | 1992-07-18 | 0 | 0
|  |  |  | 1992-07-19 | 0 | 0
|  |  |  | 1992-07-20 | 0 | 0
|  |  |  | 1992-07-21 | 0.08 | 0.08
|  |  |  | 1992-07-22 | 0 | 0
|  |  |  | 1992-07-23 | 0 | 0
|  |  |  | 1992-07-24 | 0 | 0
|  |  |  | 1992-07-25 | 0 | 0
|  |  |  | 1992-07-26 | 0 | 0
|  |  |  | 1992-07-27 | 0 | 0
|  |  |  | 1992-07-28 | 0 | 0
|  |  |  | 1992-07-29 | 0 | 0
|  |  |  | 1992-07-30 | 0.16 | 0.16
|  |  |  | 1992-07-31 | 0 | 0
|  |  |  | 1992-08-01 | 0.18 | 0.18
|  |  |  | 1992-08-02 | 0.78 | 0.78
|  |  |  | 1992-08-03 | 0 | 0
|  |  |  | 1992-08-04 | 0 | 0
|  |  |  | 1992-08-05 | 0 | 0
|  |  |  | 1992-08-06 | 0 | 0
|  |  |  | 1992-08-07 | 0 | 0
|  |  |  | 1992-08-08 | 0 | 0
|  |  |  | 1992-08-09 | 0 | 0
|  |  |  | 1992-08-10 | 0 | 0
|  |  |  | 1992-08-11 | 0 | 0
|  |  |  | 1992-08-12 | 0 | 0
|  |  |  | 1992-08-13 | 0 | 0
|  |  |  | 1992-08-14 | 0.1 | 0.1
|  |  |  | 1992-08-15 | 0 | 0
|  |  |  | 1992-08-16 | 0 | 0
|  |  |  | 1992-08-17 | 0 | 0
|  |  |  | 1992-08-18 | 0.03 | 0.03
|  |  |  | 1992-08-19 | 0 | 0
|  |  |  | 1992-08-20 | 0 | 0
|  |  |  | 1992-08-21 | 0 | 0
|  |  |  | 1992-08-22 | 0 | 0
|  |  |  | 1992-08-23 | 0 | 0
|  |  |  | 1992-08-24 | 0 | 0
|  |  |  | 1992-08-25 | 0 | 0
|  |  |  | 1992-08-26 | 0.01 | 0.01
|  |  |  | 1992-08-27 | 0 | 0
|  |  |  | 1992-08-28 | 0 | 0
|  |  |  | 1992-08-29 | 0 | 0
|  |  |  | 1992-08-30 | 0.25 | 0.25
|  |  |  | 1992-08-31 | 0.51 | 0.51
|  |  |  | 1992-09-01 | 0.26 | 0.26
|  |  |  | 1992-09-02 | 0 | 0
|  |  |  | 1992-09-03 | 0 | 0
|  |  |  | 1992-09-04 | 0 | 0
|  |  |  | 1992-09-05 | 0 | 0
|  |  |  | 1992-09-06 | 0.2 | 0.2
|  |  |  | 1992-09-07 | 0 | 0
|  |  |  | 1992-09-08 | 0 | 0
|  |  |  | 1992-09-09 | 0 | 0
|  |  |  | 1992-09-10 | 0.4 | 0.4
|  |  |  | 1992-09-11 | 0 | 0
|  |  |  | 1992-09-12 | 0 | 0
|  |  |  | 1992-09-13 | 0 | 0
|  |  |  | 1992-09-14 | 0 | 0
|  |  |  | 1992-09-15 | 0 | 0
|  |  |  | 1992-09-16 | 0 | 0
|  |  |  | 1992-09-17 | 0 | 0
|  |  |  | 1992-09-18 | 0 | 0
|  |  |  | 1992-09-19 | 0 | 0
|  |  |  | 1992-09-20 | 0.87 | 0.87
|  |  |  | 1992-09-21 | 0 | 0
|  |  |  | 1992-09-22 | 0 | 0
|  |  |  | 1992-09-23 | 0 | 0
|  |  |  | 1992-09-24 | 0 | 0
|  |  |  | 1992-09-25 | 0 | 0
|  |  |  | 1992-09-26 | 0 | 0
|  |  |  | 1992-09-27 | 0 | 0
|  |  |  | 1992-09-28 | 0 | 0
|  |  |  | 1992-09-29 | 0 | 0
|  |  |  | 1992-09-30 | 0 | 0
|  |  |  | 1992-10-01 | 0 | 0
|  |  |  | 1992-10-02 | 0 | 0
|  |  |  | 1992-10-03 | 0 | 0
|  |  |  | 1992-10-04 | 0 | 0
|  |  |  | 1992-10-05 | 0 | 0
|  |  |  | 1992-10-06 | 0 | 0
|  |  |  | 1992-10-07 | 0.01 | 0.01
|  |  |  | 1992-10-08 | 0 | 0
|  |  |  | 1992-10-09 | 0 | 0
|  |  |  | 1992-10-10 | 0 | 0
|  |  |  | 1992-10-11 | 0 | 0
|  |  |  | 1992-10-12 | 0 | 0
|  |  |  | 1992-10-13 | 0 | 0
|  |  |  | 1992-10-14 | 0 | 0
|  |  |  | 1992-10-15 | 0 | 0
|  |  |  | 1992-10-16 | 0 | 0
|  |  |  | 1992-10-17 | 0 | 0
|  |  |  | 1992-10-18 | 0 | 0
|  |  |  | 1992-10-19 | 0 | 0
|  |  |  | 1992-10-20 | 0 | 0
|  |  |  | 1992-10-21 | 0 | 0
|  |  |  | 1992-10-22 | 0 | 0
|  |  |  | 1992-10-23 | 0 | 0
|  |  |  | 1992-10-24 | 0 | 0
|  |  |  | 1992-10-25 | 0 | 0
|  |  |  | 1992-10-26 | 0 | 0
|  |  |  | 1992-10-27 | 0 | 0
|  |  |  | 1992-10-28 | 0.14 | 0.14
|  |  |  | 1992-10-29 | 0 | 0
|  |  |  | 1992-10-30 | 0 | 0
|  |  |  | 1992-10-31 | 0.02 | 0.02
|  |  |  | 1992-11-01 | 0 | 0
|  |  |  | 1992-11-02 | 0 | 0
|  |  |  | 1992-11-03 | 0 | 0
|  |  |  | 1992-11-04 | 0 | 0
|  |  |  | 1992-11-05 | 0 | 0
|  |  |  | 1992-11-06 | 0 | 0
|  |  |  | 1992-11-07 | 0 | 0
|  |  |  | 1992-11-08 | 0 | 0
|  |  |  | 1992-11-09 | 0 | 0
|  |  |  | 1992-11-10 | 0 | 0
|  |  |  | 1992-11-11 | 0.03 | 0.03
|  |  |  | 1992-11-12 | 0 | 0
|  |  |  | 1992-11-13 | 0 | 0
|  |  |  | 1992-11-14 | 0 | 0
|  |  |  | 1992-11-15 | 0 | 0
|  |  |  | 1992-11-16 | 0 | 0
|  |  |  | 1992-11-17 | 0 | 0
|  |  |  | 1992-11-18 | 0.72 | 0.72
|  |  |  | 1992-11-19 | 1.44 | 1.44
|  |  |  | 1992-11-20 | 0 | 0
|  |  |  | 1992-11-21 | 1.8 | 1.8
|  |  |  | 1992-11-22 | 0.27 | 0.27
|  |  |  | 1992-11-23 | 0 | 0
|  |  |  | 1992-11-24 | 0.31 | 0.31
|  |  |  | 1992-11-25 | 0 | 0
|  |  |  | 1992-11-26 | 0 | 0
|  |  |  | 1992-11-27 | 0 | 0
|  |  |  | 1992-11-28 | 0 | 0
|  |  |  | 1992-11-29 | 0 | 0
|  |  |  | 1992-11-30 | 0 | 0
|  |  |  | 1992-12-01 | 0 | 0
|  |  |  | 1992-12-02 | 0 | 0
|  |  |  | 1992-12-03 | 0 | 0
|  |  |  | 1992-12-04 | 0 | 0
|  |  |  | 1992-12-05 | 0 | 0
|  |  |  | 1992-12-06 | 0 | 0
|  |  |  | 1992-12-07 | 0 | 0
|  |  |  | 1992-12-08 | 0.41 | 0.41
|  |  |  | 1992-12-09 | 0.49 | 0.49
|  |  |  | 1992-12-10 | 0 | 0
|  |  |  | 1992-12-11 | 0 | 0
|  |  |  | 1992-12-12 | 0 | 0
|  |  |  | 1992-12-13 | 0.67 | 0.67
|  |  |  | 1992-12-14 | 0.64 | 0.64
|  |  |  | 1992-12-15 | 0 | 0
|  |  |  | 1992-12-16 | 0 | 0
|  |  |  | 1992-12-17 | 0 | 0
|  |  |  | 1992-12-18 | 0 | 0
|  |  |  | 1992-12-19 | 0 | 0
|  |  |  | 1992-12-20 | 0 | 0
|  |  |  | 1992-12-21 | 0 | 0
|  |  |  | 1992-12-22 | 0 | 0
|  |  |  | 1992-12-23 | 0 | 0
|  |  |  | 1992-12-24 | 0 | 0
|  |  |  | 1992-12-25 | 0 | 0
|  |  |  | 1992-12-26 | 0 | 0
|  |  |  | 1992-12-27 | 0 | 0
|  |  |  | 1992-12-28 | 0 | 0
|  |  |  | 1992-12-29 | 0 | 0
|  |  |  | 1992-12-30 | 0 | 0
|  |  |  | 1992-12-31 | 0 | 0
|  |  |  | 1993-01-01 | 0 | 0
|  |  |  | 1993-01-02 | 0 | 0
|  |  |  | 1993-01-03 | 0 | 0
|  |  |  | 1993-01-04 | 0 | 0
|  |  |  | 1993-01-05 | 0.02 | 0.02
|  |  |  | 1993-01-06 | 0 | 0
|  |  |  | 1993-01-07 | 0 | 0
|  |  |  | 1993-01-08 | 0.22 | 0.22
|  |  |  | 1993-01-09 | 0.15 | 0.15
|  |  |  | 1993-01-10 | 0 | 0
|  |  |  | 1993-01-11 | 0.14 | 0.14
|  |  |  | 1993-01-12 | 0.05 | 0.05
|  |  |  | 1993-01-13 | 0 | 0
|  |  |  | 1993-01-14 | 0 | 0
|  |  |  | 1993-01-15 | 0 | 0
|  |  |  | 1993-01-16 | 0 | 0
|  |  |  | 1993-01-17 | 0 | 0
|  |  |  | 1993-01-18 | 0 | 0
|  |  |  | 1993-01-19 | 0.6 | 0.6
|  |  |  | 1993-01-20 | 0.01 | 0.01
|  |  |  | 1993-01-21 | 0 | 0
|  |  |  | 1993-01-22 | 0 | 0
|  |  |  | 1993-01-23 | 0 | 0
|  |  |  | 1993-01-24 | 0 | 0
|  |  |  | 1993-01-25 | 0 | 0
|  |  |  | 1993-01-26 | 0 | 0
|  |  |  | 1993-01-27 | 0 | 0
|  |  |  | 1993-01-28 | 0 | 0
|  |  |  | 1993-01-29 | 0 | 0
|  |  |  | 1993-01-30 | 0 | 0
|  |  |  | 1993-01-31 | 0 | 0
|  |  |  | 1993-02-01 | 0 | 0
|  |  |  | 1993-02-02 | 0 | 0
|  |  |  | 1993-02-03 | 0.03 | 0.03
|  |  |  | 1993-02-04 | 0 | 0
|  |  |  | 1993-02-05 | 0 | 0
|  |  |  | 1993-02-06 | 0 | 0
|  |  |  | 1993-02-07 | 0 | 0
|  |  |  | 1993-02-08 | 0 | 0
|  |  |  | 1993-02-09 | 0.01 | 0.01
|  |  |  | 1993-02-10 | 0.24 | 0.24
|  |  |  | 1993-02-11 | 0 | 0
|  |  |  | 1993-02-12 | 0 | 0
|  |  |  | 1993-02-13 | 0 | 0
|  |  |  | 1993-02-14 | 1.13 | 1.13
|  |  |  | 1993-02-15 | 0.98 | 0.98
|  |  |  | 1993-02-16 | 0 | 0
|  |  |  | 1993-02-17 | 0 | 0
|  |  |  | 1993-02-18 | 0 | 0
|  |  |  | 1993-02-19 | 0 | 0
|  |  |  | 1993-02-20 | 0 | 0
|  |  |  | 1993-02-21 | 0 | 0
|  |  |  | 1993-02-22 | 0 | 0
|  |  |  | 1993-02-23 | 0 | 0
|  |  |  | 1993-02-24 | 0.66 | 0.66
|  |  |  | 1993-02-25 | 0 | 0
|  |  |  | 1993-02-26 | 0 | 0
|  |  |  | 1993-02-27 | 0 | 0
|  |  |  | 1993-02-28 | 0.32 | 0.32
|  |  |  | 1993-03-01 | 1.33 | 1.33
|  |  |  | 1993-03-02 | 0 | 0
|  |  |  | 1993-03-03 | 0 | 0
|  |  |  | 1993-03-04 | 0 | 0
|  |  |  | 1993-03-05 | 0 | 0
|  |  |  | 1993-03-06 | 0 | 0
|  |  |  | 1993-03-07 | 0 | 0
|  |  |  | 1993-03-08 | 0 | 0
|  |  |  | 1993-03-09 | 0 | 0
|  |  |  | 1993-03-10 | 0 | 0
|  |  |  | 1993-03-11 | 0.01 | 0.01
|  |  |  | 1993-03-12 | 0 | 0
|  |  |  | 1993-03-13 | 0 | 0
|  |  |  | 1993-03-14 | 0 | 0
|  |  |  | 1993-03-15 | 0 | 0
|  |  |  | 1993-03-16 | 0 | 0
|  |  |  | 1993-03-17 | 0 | 0
|  |  |  | 1993-03-18 | 0 | 0
|  |  |  | 1993-03-19 | 0.43 | 0.43
|  |  |  | 1993-03-20 | 0 | 0
|  |  |  | 1993-03-21 | 0 | 0
|  |  |  | 1993-03-22 | 0.54 | 0.54
|  |  |  | 1993-03-23 | 0 | 0
|  |  |  | 1993-03-24 | 0 | 0
|  |  |  | 1993-03-25 | 0 | 0
|  |  |  | 1993-03-26 | 0 | 0
|  |  |  | 1993-03-27 | 0 | 0
|  |  |  | 1993-03-28 | 0 | 0
|  |  |  | 1993-03-29 | 0.49 | 0.49
|  |  |  | 1993-03-30 | 0 | 0
|  |  |  | 1993-03-31 | 0 | 0
|  |  |  | 1993-04-01 | 0 | 0
|  |  |  | 1993-04-02 | 0 | 0
|  |  |  | 1993-04-03 | 0.36 | 0.36
|  |  |  | 1993-04-04 | 0.42 | 0.42
|  |  |  | 1993-04-05 | 0 | 0
|  |  |  | 1993-04-06 | 0 | 0
|  |  |  | 1993-04-07 | 0 | 0
|  |  |  | 1993-04-08 | 0 | 0
|  |  |  | 1993-04-09 | 0 | 0
|  |  |  | 1993-04-10 | 0 | 0
|  |  |  | 1993-04-11 | 0 | 0
|  |  |  | 1993-04-12 | 0 | 0
|  |  |  | 1993-04-13 | 0 | 0
|  |  |  | 1993-04-14 | 0.97 | 0.97
|  |  |  | 1993-04-15 | 0 | 0
|  |  |  | 1993-04-16 | 0 | 0
|  |  |  | 1993-04-17 | 0.01 | 0.01
|  |  |  | 1993-04-18 | 0 | 0
|  |  |  | 1993-04-19 | 0 | 0
|  |  |  | 1993-04-20 | 0 | 0
|  |  |  | 1993-04-21 | 0 | 0
|  |  |  | 1993-04-22 | 0 | 0
|  |  |  | 1993-04-23 | 0 | 0
|  |  |  | 1993-04-24 | 0 | 0
|  |  |  | 1993-04-25 | 0 | 0
|  |  |  | 1993-04-26 | 0 | 0
|  |  |  | 1993-04-27 | 0 | 0
|  |  |  | 1993-04-28 | 1.43 | 1.43
|  |  |  | 1993-04-29 | 0.02 | 0.02
|  |  |  | 1993-04-30 | 0 | 0
|  |  |  | 1993-05-01 | 0.98 | 0.98
|  |  |  | 1993-05-02 | 0.22 | 0.22
|  |  |  | 1993-05-03 | 0 | 0
|  |  |  | 1993-05-04 | 0 | 0
|  |  |  | 1993-05-05 | 0.05 | 0.05
|  |  |  | 1993-05-06 | 0.01 | 0.01
|  |  |  | 1993-05-07 | 0 | 0
|  |  |  | 1993-05-08 | 1.23 | 1.23
|  |  |  | 1993-05-09 | 1.88 | 1.88
|  |  |  | 1993-05-10 | 0.01 | 0.01
|  |  |  | 1993-05-11 | 0.16 | 0.16
|  |  |  | 1993-05-12 | 0.01 | 0.01
|  |  |  | 1993-05-13 | 0 | 0
|  |  |  | 1993-05-14 | 0 | 0
|  |  |  | 1993-05-15 | 0 | 0
|  |  |  | 1993-05-16 | 0 | 0
|  |  |  | 1993-05-17 | 0.05 | 0.05
|  |  |  | 1993-05-18 | 0.03 | 0.03
|  |  |  | 1993-05-19 | 0 | 0
|  |  |  | 1993-05-20 | 0.03 | 0.03
|  |  |  | 1993-05-21 | 0 | 0
|  |  |  | 1993-05-22 | 0.45 | 0.45
|  |  |  | 1993-05-23 | 0.12 | 0.12
|  |  |  | 1993-05-24 | 0 | 0
|  |  |  | 1993-05-25 | 0 | 0
|  |  |  | 1993-05-26 | 0 | 0
|  |  |  | 1993-05-27 | 0 | 0
|  |  |  | 1993-05-28 | 0 | 0
|  |  |  | 1993-05-29 | 0.01 | 0.01
|  |  |  | 1993-05-30 | 0.01 | 0.01
|  |  |  | 1993-05-31 | 0 | 0
|  |  |  | 1993-06-01 | 0 | 0
|  |  |  | 1993-06-02 | 0 | 0
|  |  |  | 1993-06-03 | 0 | 0
|  |  |  | 1993-06-04 | 0 | 0
|  |  |  | 1993-06-05 | 0 | 0
|  |  |  | 1993-06-06 | 0 | 0
|  |  |  | 1993-06-07 | 0 | 0
|  |  |  | 1993-06-08 | 1.07 | 1.07
|  |  |  | 1993-06-09 | 0.83 | 0.83
|  |  |  | 1993-06-10 | 0.01 | 0.01
|  |  |  | 1993-06-11 | 0.01 | 0.01
|  |  |  | 1993-06-12 | 0 | 0
|  |  |  | 1993-06-13 | 0 | 0
|  |  |  | 1993-06-14 | 0 | 0
|  |  |  | 1993-06-15 | 0 | 0
|  |  |  | 1993-06-16 | 0.05 | 0.05
|  |  |  | 1993-06-17 | 0 | 0
|  |  |  | 1993-06-18 | 0.01 | 0.01
|  |  |  | 1993-06-19 | 0 | 0
|  |  |  | 1993-06-20 | 0 | 0
|  |  |  | 1993-06-21 | 0 | 0
|  |  |  | 1993-06-22 | 0 | 0
|  |  |  | 1993-06-23 | 0 | 0
|  |  |  | 1993-06-24 | 0 | 0
|  |  |  | 1993-06-25 | 1.23 | 1.23
|  |  |  | 1993-06-26 | 0 | 0
|  |  |  | 1993-06-27 | 0 | 0
|  |  |  | 1993-06-28 | 0 | 0
|  |  |  | 1993-06-29 | 0 | 0
|  |  |  | 1993-06-30 | 0 | 0
|  |  |  | 1993-07-01 | 0 | 0
|  |  |  | 1993-07-02 | 0 | 0
|  |  |  | 1993-07-03 | 0 | 0
|  |  |  | 1993-07-04 | 0 | 0
|  |  |  | 1993-07-05 | 0.14 | 0.14
|  |  |  | 1993-07-06 | 0 | 0
|  |  |  | 1993-07-07 | 0 | 0
|  |  |  | 1993-07-08 | 0 | 0
|  |  |  | 1993-07-09 | 0 | 0
|  |  |  | 1993-07-10 | 0 | 0
|  |  |  | 1993-07-11 | 0 | 0
|  |  |  | 1993-07-12 | 0 | 0
|  |  |  | 1993-07-13 | 0.11 | 0.11
|  |  |  | 1993-07-14 | 0.18 | 0.18
|  |  |  | 1993-07-15 | 0 | 0
|  |  |  | 1993-07-16 | 0 | 0
|  |  |  | 1993-07-17 | 0 | 0
|  |  |  | 1993-07-18 | 0 | 0
|  |  |  | 1993-07-19 | 0 | 0
|  |  |  | 1993-07-20 | 0 | 0
|  |  |  | 1993-07-21 | 0.28 | 0.28
|  |  |  | 1993-07-22 | 0 | 0
|  |  |  | 1993-07-23 | 0 | 0
|  |  |  | 1993-07-24 | 0 | 0
|  |  |  | 1993-07-25 | 0 | 0
|  |  |  | 1993-07-26 | 0 | 0
|  |  |  | 1993-07-27 | 0 | 0
|  |  |  | 1993-07-28 | 0 | 0
|  |  |  | 1993-07-29 | 0 | 0
|  |  |  | 1993-07-30 | 0 | 0
|  |  |  | 1993-07-31 | 0 | 0
|  |  |  | 1993-08-01 | 0 | 0
|  |  |  | 1993-08-02 | 0 | 0
|  |  |  | 1993-08-03 | 0.38 | 0.38
|  |  |  | 1993-08-04 | 0 | 0
|  |  |  | 1993-08-05 | 0 | 0
|  |  |  | 1993-08-06 | 0.15 | 0.15
|  |  |  | 1993-08-07 | 0.01 | 0.01
|  |  |  | 1993-08-08 | 0 | 0
|  |  |  | 1993-08-09 | 0 | 0
|  |  |  | 1993-08-10 | 0 | 0
|  |  |  | 1993-08-11 | 0 | 0
|  |  |  | 1993-08-12 | 0 | 0
|  |  |  | 1993-08-13 | 0 | 0
|  |  |  | 1993-08-14 | 0 | 0
|  |  |  | 1993-08-15 | 0 | 0
|  |  |  | 1993-08-16 | 0 | 0
|  |  |  | 1993-08-17 | 0 | 0
|  |  |  | 1993-08-18 | 0 | 0
|  |  |  | 1993-08-19 | 0 | 0
|  |  |  | 1993-08-20 | 0 | 0
|  |  |  | 1993-08-21 | 0 | 0
|  |  |  | 1993-08-22 | 0 | 0
|  |  |  | 1993-08-23 | 0.24 | 0.24
|  |  |  | 1993-08-24 | 0 | 0
|  |  |  | 1993-08-25 | 0 | 0
|  |  |  | 1993-08-26 | 0 | 0
|  |  |  | 1993-08-27 | 0 | 0
|  |  |  | 1993-08-28 | 0 | 0
|  |  |  | 1993-08-29 | 0 | 0
|  |  |  | 1993-08-30 | 0.41 | 0.41
|  |  |  | 1993-08-31 | 0.12 | 0.12
|  |  |  | 1993-09-01 | 0 | 0
|  |  |  | 1993-09-02 | 0.03 | 0.03
|  |  |  | 1993-09-03 | 0.01 | 0.01
|  |  |  | 1993-09-04 | 0 | 0
|  |  |  | 1993-09-05 | 0 | 0
|  |  |  | 1993-09-06 | 0 | 0
|  |  |  | 1993-09-07 | 0.01 | 0.01
|  |  |  | 1993-09-08 | 0.24 | 0.24
|  |  |  | 1993-09-09 | 0 | 0
|  |  |  | 1993-09-10 | 0 | 0
|  |  |  | 1993-09-11 | 0 | 0
|  |  |  | 1993-09-12 | 0.02 | 0.02
|  |  |  | 1993-09-13 | 2.29 | 2.29
|  |  |  | 1993-09-14 | 0.23 | 0.23
|  |  |  | 1993-09-15 | 0 | 0
|  |  |  | 1993-09-16 | 0 | 0
|  |  |  | 1993-09-17 | 0 | 0
|  |  |  | 1993-09-18 | 0 | 0
|  |  |  | 1993-09-19 | 0.21 | 0.21
|  |  |  | 1993-09-20 | 0.01 | 0.01
|  |  |  | 1993-09-21 | 0 | 0
|  |  |  | 1993-09-22 | 0 | 0
|  |  |  | 1993-09-23 | 0 | 0
|  |  |  | 1993-09-24 | 0.03 | 0.03
|  |  |  | 1993-09-25 | 0.02 | 0.02
|  |  |  | 1993-09-26 | 0.01 | 0.01
|  |  |  | 1993-09-27 | 0 | 0
|  |  |  | 1993-09-28 | 0 | 0
|  |  |  | 1993-09-29 | 0 | 0
|  |  |  | 1993-09-30 | 0 | 0
|  |  |  | 1993-10-01 | 0 | 0
|  |  |  | 1993-10-02 | 0 | 0
|  |  |  | 1993-10-03 | 0 | 0
|  |  |  | 1993-10-04 | 0 | 0
|  |  |  | 1993-10-05 | 0 | 0
|  |  |  | 1993-10-06 | 0 | 0
|  |  |  | 1993-10-07 | 0 | 0
|  |  |  | 1993-10-08 | 0.11 | 0.11
|  |  |  | 1993-10-09 | 0 | 0
|  |  |  | 1993-10-10 | 0 | 0
|  |  |  | 1993-10-11 | 0 | 0
|  |  |  | 1993-10-12 | 0.82 | 0.82
|  |  |  | 1993-10-13 | 0.14 | 0.14
|  |  |  | 1993-10-14 | 0 | 0
|  |  |  | 1993-10-15 | 0 | 0
|  |  |  | 1993-10-16 | 0 | 0
|  |  |  | 1993-10-17 | 0.09 | 0.09
|  |  |  | 1993-10-18 | 0 | 0
|  |  |  | 1993-10-19 | 0.91 | 0.91
|  |  |  | 1993-10-20 | 0.02 | 0.02
|  |  |  | 1993-10-21 | 0 | 0
|  |  |  | 1993-10-22 | 0 | 0
|  |  |  | 1993-10-23 | 0 | 0
|  |  |  | 1993-10-24 | 0 | 0
|  |  |  | 1993-10-25 | 0 | 0
|  |  |  | 1993-10-26 | 0 | 0
|  |  |  | 1993-10-27 | 0 | 0
|  |  |  | 1993-10-28 | 0 | 0
|  |  |  | 1993-10-29 | 0.02 | 0.02
|  |  |  | 1993-10-30 | 0 | 0
|  |  |  | 1993-10-31 | 0 | 0
|  |  |  | 1993-11-01 | 0 | 0
|  |  |  | 1993-11-02 | 0.09 | 0.09
|  |  |  | 1993-11-03 | 0 | 0
|  |  |  | 1993-11-04 | 0 | 0
|  |  |  | 1993-11-05 | 0 | 0
|  |  |  | 1993-11-06 | 0 | 0
|  |  |  | 1993-11-07 | 0 | 0
|  |  |  | 1993-11-08 | 0 | 0
|  |  |  | 1993-11-09 | 0 | 0
|  |  |  | 1993-11-10 | 0 | 0
|  |  |  | 1993-11-11 | 0 | 0
|  |  |  | 1993-11-12 | 0.02 | 0.02
|  |  |  | 1993-11-13 | 0.01 | 0.01
|  |  |  | 1993-11-14 | 0.23 | 0.23
|  |  |  | 1993-11-15 | 0 | 0
|  |  |  | 1993-11-16 | 0.28 | 0.28
|  |  |  | 1993-11-17 | 0 | 0
|  |  |  | 1993-11-18 | 0 | 0
|  |  |  | 1993-11-19 | 0 | 0
|  |  |  | 1993-11-20 | 0 | 0
|  |  |  | 1993-11-21 | 0 | 0
|  |  |  | 1993-11-22 | 0 | 0
|  |  |  | 1993-11-23 | 0 | 0
|  |  |  | 1993-11-24 | 0 | 0
|  |  |  | 1993-11-25 | 0.04 | 0.04
|  |  |  | 1993-11-26 | 0 | 0
|  |  |  | 1993-11-27 | 0 | 0
|  |  |  | 1993-11-28 | 0 | 0
|  |  |  | 1993-11-29 | 0 | 0
|  |  |  | 1993-11-30 | 0 | 0
|  |  |  | 1993-12-01 | 0 | 0
|  |  |  | 1993-12-02 | 0.41 | 0.41
|  |  |  | 1993-12-03 | 1.21 | 1.21
|  |  |  | 1993-12-04 | 0 | 0
|  |  |  | 1993-12-05 | 0 | 0
|  |  |  | 1993-12-06 | 0 | 0
|  |  |  | 1993-12-07 | 0 | 0
|  |  |  | 1993-12-08 | 0 | 0
|  |  |  | 1993-12-09 | 0 | 0
|  |  |  | 1993-12-10 | 0 | 0
|  |  |  | 1993-12-11 | 0 | 0
|  |  |  | 1993-12-12 | 1.03 | 1.03
|  |  |  | 1993-12-13 | 0 | 0
|  |  |  | 1993-12-14 | 0 | 0
|  |  |  | 1993-12-15 | 0 | 0
|  |  |  | 1993-12-16 | 0 | 0
|  |  |  | 1993-12-17 | 0 | 0
|  |  |  | 1993-12-18 | 0 | 0
|  |  |  | 1993-12-19 | 0 | 0
|  |  |  | 1993-12-20 | 0 | 0
|  |  |  | 1993-12-21 | 0 | 0
|  |  |  | 1993-12-22 | 0 | 0
|  |  |  | 1993-12-23 | 0 | 0
|  |  |  | 1993-12-24 | 0 | 0
|  |  |  | 1993-12-25 | 0 | 0
|  |  |  | 1993-12-26 | 0 | 0
|  |  |  | 1993-12-27 | 0 | 0
|  |  |  | 1993-12-28 | 0 | 0
|  |  |  | 1993-12-29 | 0 | 0
|  |  |  | 1993-12-30 | 0 | 0
|  |  |  | 1993-12-31 | 0 | 0
|  |  |  | 1994-01-01 | 0 | 0
|  |  |  | 1994-01-02 | 0 | 0
|  |  |  | 1994-01-03 | 0 | 0
|  |  |  | 1994-01-04 | 0 | 0
|  |  |  | 1994-01-05 | 0 | 0
|  |  |  | 1994-01-06 | 0 | 0
|  |  |  | 1994-01-07 | 0 | 0
|  |  |  | 1994-01-08 | 0 | 0
|  |  |  | 1994-01-09 | 0 | 0
|  |  |  | 1994-01-10 | 0 | 0
|  |  |  | 1994-01-11 | 0 | 0
|  |  |  | 1994-01-12 | 0 | 0
|  |  |  | 1994-01-13 | 0 | 0
|  |  |  | 1994-01-14 | 0 | 0
|  |  |  | 1994-01-15 | 0 | 0
|  |  |  | 1994-01-16 | 0.04 | 0.04
|  |  |  | 1994-01-17 | 0 | 0
|  |  |  | 1994-01-18 | 0 | 0
|  |  |  | 1994-01-19 | 0 | 0
|  |  |  | 1994-01-20 | 0 | 0
|  |  |  | 1994-01-21 | 0 | 0
|  |  |  | 1994-01-22 | 0.1 | 0.1
|  |  |  | 1994-01-23 | 0 | 0
|  |  |  | 1994-01-24 | 0 | 0
|  |  |  | 1994-01-25 | 0 | 0
|  |  |  | 1994-01-26 | 0 | 0
|  |  |  | 1994-01-27 | 0 | 0
|  |  |  | 1994-01-28 | 0 | 0
|  |  |  | 1994-01-29 | 0.02 | 0.02
|  |  |  | 1994-01-30 | 0.06 | 0.06
|  |  |  | 1994-01-31 | 0 | 0
|  |  |  | 1994-02-01 | 0 | 0
|  |  |  | 1994-02-02 | 0 | 0
|  |  |  | 1994-02-03 | 0 | 0
|  |  |  | 1994-02-04 | 0 | 0
|  |  |  | 1994-02-05 | 0 | 0
|  |  |  | 1994-02-06 | 0 | 0
|  |  |  | 1994-02-07 | 0 | 0
|  |  |  | 1994-02-08 | 0 | 0
|  |  |  | 1994-02-09 | 0 | 0
|  |  |  | 1994-02-10 | 0 | 0
|  |  |  | 1994-02-11 | 0 | 0
|  |  |  | 1994-02-12 | 0 | 0
|  |  |  | 1994-02-13 | 0 | 0
|  |  |  | 1994-02-14 | 0 | 0
|  |  |  | 1994-02-15 | 0 | 0
|  |  |  | 1994-02-16 | 0 | 0
|  |  |  | 1994-02-17 | 0 | 0
|  |  |  | 1994-02-18 | 0 | 0
|  |  |  | 1994-02-19 | 0.27 | 0.27
|  |  |  | 1994-02-20 | 0 | 0
|  |  |  | 1994-02-21 | 1.88 | 1.88
|  |  |  | 1994-02-22 | 0.16 | 0.16
|  |  |  | 1994-02-23 | 0 | 0
|  |  |  | 1994-02-24 | 0 | 0
|  |  |  | 1994-02-25 | 0 | 0
|  |  |  | 1994-02-26 | 0 | 0
|  |  |  | 1994-02-27 | 0 | 0
|  |  |  | 1994-02-28 | 0.34 | 0.34
|  |  |  | 1994-03-01 | 0.47 | 0.47
|  |  |  | 1994-03-02 | 0 | 0
|  |  |  | 1994-03-03 | 0 | 0
|  |  |  | 1994-03-04 | 0 | 0
|  |  |  | 1994-03-05 | 0 | 0
|  |  |  | 1994-03-06 | 0 | 0
|  |  |  | 1994-03-07 | 0.1 | 0.1
|  |  |  | 1994-03-08 | 0.3 | 0.3
|  |  |  | 1994-03-09 | 0 | 0
|  |  |  | 1994-03-10 | 0 | 0
|  |  |  | 1994-03-11 | 0 | 0
|  |  |  | 1994-03-12 | 0.17 | 0.17
|  |  |  | 1994-03-13 | 0.01 | 0.01
|  |  |  | 1994-03-14 | 0 | 0
|  |  |  | 1994-03-15 | 0 | 0
|  |  |  | 1994-03-16 | 0 | 0
|  |  |  | 1994-03-17 | 0 | 0
|  |  |  | 1994-03-18 | 0 | 0
|  |  |  | 1994-03-19 | 0 | 0
|  |  |  | 1994-03-20 | 0 | 0
|  |  |  | 1994-03-21 | 0 | 0
|  |  |  | 1994-03-22 | 0 | 0
|  |  |  | 1994-03-23 | 0 | 0
|  |  |  | 1994-03-24 | 0 | 0
|  |  |  | 1994-03-25 | 0 | 0
|  |  |  | 1994-03-26 | 0.02 | 0.02
|  |  |  | 1994-03-27 | 0 | 0
|  |  |  | 1994-03-28 | 0 | 0
|  |  |  | 1994-03-29 | 0 | 0
|  |  |  | 1994-03-30 | 0 | 0
|  |  |  | 1994-03-31 | 0 | 0
|  |  |  | 1994-04-01 | 0 | 0
|  |  |  | 1994-04-02 | 0 | 0
|  |  |  | 1994-04-03 | 0 | 0
|  |  |  | 1994-04-04 | 0 | 0
|  |  |  | 1994-04-05 | 0 | 0
|  |  |  | 1994-04-06 | 0 | 0
|  |  |  | 1994-04-07 | 0 | 0
|  |  |  | 1994-04-08 | 0 | 0
|  |  |  | 1994-04-09 | 0 | 0
|  |  |  | 1994-04-10 | 0 | 0
|  |  |  | 1994-04-11 | 0.24 | 0.24
|  |  |  | 1994-04-12 | 0 | 0
|  |  |  | 1994-04-13 | 0 | 0
|  |  |  | 1994-04-14 | 0 | 0
|  |  |  | 1994-04-15 | 0 | 0
|  |  |  | 1994-04-16 | 0 | 0
|  |  |  | 1994-04-17 | 0 | 0
|  |  |  | 1994-04-18 | 0 | 0
|  |  |  | 1994-04-19 | 0 | 0
|  |  |  | 1994-04-20 | 0 | 0
|  |  |  | 1994-04-21 | 0 | 0
|  |  |  | 1994-04-22 | 0 | 0
|  |  |  | 1994-04-23 | 0 | 0
|  |  |  | 1994-04-24 | 0 | 0
|  |  |  | 1994-04-25 | 0 | 0
|  |  |  | 1994-04-26 | 0 | 0
|  |  |  | 1994-04-27 | 0.01 | 0.01
|  |  |  | 1994-04-28 | 0.22 | 0.22
|  |  |  | 1994-04-29 | 1.54 | 1.54
|  |  |  | 1994-04-30 | 0 | 0
|  |  |  | 1994-05-01 | 0 | 0
|  |  |  | 1994-05-02 | 0.65 | 0.65
|  |  |  | 1994-05-03 | 0.01 | 0.01
|  |  |  | 1994-05-04 | 0 | 0
|  |  |  | 1994-05-05 | 0 | 0
|  |  |  | 1994-05-06 | 0 | 0
|  |  |  | 1994-05-07 | 0 | 0
|  |  |  | 1994-05-08 | 0 | 0
|  |  |  | 1994-05-09 | 0.09 | 0.09
|  |  |  | 1994-05-10 | 0.01 | 0.01
|  |  |  | 1994-05-11 | 0.25 | 0.25
|  |  |  | 1994-05-12 | 0.14 | 0.14
|  |  |  | 1994-05-13 | 0.02 | 0.02
|  |  |  | 1994-05-14 | 0.01 | 0.01
|  |  |  | 1994-05-15 | 0 | 0
|  |  |  | 1994-05-16 | 0 | 0
|  |  |  | 1994-05-17 | 0 | 0
|  |  |  | 1994-05-18 | 0 | 0
|  |  |  | 1994-05-19 | 0 | 0
|  |  |  | 1994-05-20 | 0 | 0
|  |  |  | 1994-05-21 | 0 | 0
|  |  |  | 1994-05-22 | 0 | 0
|  |  |  | 1994-05-23 | 0 | 0
|  |  |  | 1994-05-24 | 0 | 0
|  |  |  | 1994-05-25 | 0.41 | 0.41
|  |  |  | 1994-05-26 | 0.13 | 0.13
|  |  |  | 1994-05-27 | 0.04 | 0.04
|  |  |  | 1994-05-28 | 0.03 | 0.03
|  |  |  | 1994-05-29 | 0 | 0
|  |  |  | 1994-05-30 | 0 | 0
|  |  |  | 1994-05-31 | 0 | 0
|  |  |  | 1994-06-01 | 0 | 0
|  |  |  | 1994-06-02 | 0 | 0
|  |  |  | 1994-06-03 | 0 | 0
|  |  |  | 1994-06-04 | 0 | 0
|  |  |  | 1994-06-05 | 0 | 0
|  |  |  | 1994-06-06 | 0 | 0
|  |  |  | 1994-06-07 | 0 | 0
|  |  |  | 1994-06-08 | 0 | 0
|  |  |  | 1994-06-09 | 0.18 | 0.18
|  |  |  | 1994-06-10 | 0.04 | 0.04
|  |  |  | 1994-06-11 | 0.84 | 0.84
|  |  |  | 1994-06-12 | 0 | 0
|  |  |  | 1994-06-13 | 0 | 0
|  |  |  | 1994-06-14 | 0 | 0
|  |  |  | 1994-06-15 | 0 | 0
|  |  |  | 1994-06-16 | 0 | 0
|  |  |  | 1994-06-17 | 0 | 0
|  |  |  | 1994-06-18 | 0.01 | 0.01
|  |  |  | 1994-06-19 | 0 | 0
|  |  |  | 1994-06-20 | 0 | 0
|  |  |  | 1994-06-21 | 0 | 0
|  |  |  | 1994-06-22 | 0 | 0
|  |  |  | 1994-06-23 | 0 | 0
|  |  |  | 1994-06-24 | 0 | 0
|  |  |  | 1994-06-25 | 0 | 0
|  |  |  | 1994-06-26 | 0 | 0
|  |  |  | 1994-06-27 | 0 | 0
|  |  |  | 1994-06-28 | 0 | 0
|  |  |  | 1994-06-29 | 0 | 0
|  |  |  | 1994-06-30 | 0.39 | 0.39
|  |  |  | 1994-07-01 | 0 | 0
|  |  |  | 1994-07-02 | 0 | 0
|  |  |  | 1994-07-03 | 0 | 0
|  |  |  | 1994-07-04 | 0 | 0
|  |  |  | 1994-07-05 | 0 | 0
|  |  |  | 1994-07-06 | 0.82 | 0.82
|  |  |  | 1994-07-07 | 0 | 0
|  |  |  | 1994-07-08 | 0.07 | 0.07
|  |  |  | 1994-07-09 | 1.96 | 1.96
|  |  |  | 1994-07-10 | 0.11 | 0.11
|  |  |  | 1994-07-11 | 0 | 0
|  |  |  | 1994-07-12 | 0.03 | 0.03
|  |  |  | 1994-07-13 | 0 | 0
|  |  |  | 1994-07-14 | 0 | 0
|  |  |  | 1994-07-15 | 0 | 0
|  |  |  | 1994-07-16 | 0 | 0
|  |  |  | 1994-07-17 | 0 | 0
|  |  |  | 1994-07-18 | 0 | 0
|  |  |  | 1994-07-19 | 0 | 0
|  |  |  | 1994-07-20 | 0 | 0
|  |  |  | 1994-07-21 | 0 | 0
|  |  |  | 1994-07-22 | 0 | 0
|  |  |  | 1994-07-23 | 0.21 | 0.21
|  |  |  | 1994-07-24 | 0 | 0
|  |  |  | 1994-07-25 | 0.02 | 0.02
|  |  |  | 1994-07-26 | 0 | 0
|  |  |  | 1994-07-27 | 0 | 0
|  |  |  | 1994-07-28 | 0 | 0
|  |  |  | 1994-07-29 | 0 | 0
|  |  |  | 1994-07-30 | 0 | 0
|  |  |  | 1994-07-31 | 0 | 0
|  |  |  | 1994-08-01 | 0 | 0
|  |  |  | 1994-08-02 | 0 | 0
|  |  |  | 1994-08-03 | 0 | 0
|  |  |  | 1994-08-04 | 0 | 0
|  |  |  | 1994-08-05 | 0 | 0
|  |  |  | 1994-08-06 | 0 | 0
|  |  |  | 1994-08-07 | 0 | 0
|  |  |  | 1994-08-08 | 0.11 | 0.11
|  |  |  | 1994-08-09 | 0 | 0
|  |  |  | 1994-08-10 | 0 | 0
|  |  |  | 1994-08-11 | 0 | 0
|  |  |  | 1994-08-12 | 0 | 0
|  |  |  | 1994-08-13 | 0 | 0
|  |  |  | 1994-08-14 | 0 | 0
|  |  |  | 1994-08-15 | 0 | 0
|  |  |  | 1994-08-16 | 0 | 0
|  |  |  | 1994-08-17 | 0.01 | 0.01
|  |  |  | 1994-08-18 | 0.01 | 0.01
|  |  |  | 1994-08-19 | 0 | 0
|  |  |  | 1994-08-20 | 0 | 0
|  |  |  | 1994-08-21 | 0 | 0
|  |  |  | 1994-08-22 | 0 | 0
|  |  |  | 1994-08-23 | 0 | 0
|  |  |  | 1994-08-24 | 0 | 0
|  |  |  | 1994-08-25 | 0 | 0
|  |  |  | 1994-08-26 | 0 | 0
|  |  |  | 1994-08-27 | 0 | 0
|  |  |  | 1994-08-28 | 0 | 0
|  |  |  | 1994-08-29 | 0 | 0
|  |  |  | 1994-08-30 | 0 | 0
|  |  |  | 1994-08-31 | 0.01 | 0.01
|  |  |  | 1994-09-01 | 0.11 | 0.11
|  |  |  | 1994-09-02 | 0 | 0
|  |  |  | 1994-09-03 | 0 | 0
|  |  |  | 1994-09-04 | 0 | 0
|  |  |  | 1994-09-05 | 0 | 0
|  |  |  | 1994-09-06 | 0 | 0
|  |  |  | 1994-09-07 | 0 | 0
|  |  |  | 1994-09-08 | 1.36 | 1.36
|  |  |  | 1994-09-09 | 0 | 0
|  |  |  | 1994-09-10 | 0.01 | 0.01
|  |  |  | 1994-09-11 | 0 | 0
|  |  |  | 1994-09-12 | 0 | 0
|  |  |  | 1994-09-13 | 0 | 0
|  |  |  | 1994-09-14 | 0 | 0
|  |  |  | 1994-09-15 | 0 | 0
|  |  |  | 1994-09-16 | 0 | 0
|  |  |  | 1994-09-17 | 0 | 0
|  |  |  | 1994-09-18 | 0 | 0
|  |  |  | 1994-09-19 | 0 | 0
|  |  |  | 1994-09-20 | 0 | 0
|  |  |  | 1994-09-21 | 0 | 0
|  |  |  | 1994-09-22 | 0.03 | 0.03
|  |  |  | 1994-09-23 | 0 | 0
|  |  |  | 1994-09-24 | 0 | 0
|  |  |  | 1994-09-25 | 0 | 0
|  |  |  | 1994-09-26 | 0 | 0
|  |  |  | 1994-09-27 | 0 | 0
|  |  |  | 1994-09-28 | 0 | 0
|  |  |  | 1994-09-29 | 0 | 0
|  |  |  | 1994-09-30 | 0 | 0
|  |  |  | 1994-10-01 | 0 | 0
|  |  |  | 1994-10-02 | 0 | 0
|  |  |  | 1994-10-03 | 0.03 | 0.03
|  |  |  | 1994-10-04 | 0.03 | 0.03
|  |  |  | 1994-10-05 | 0 | 0
|  |  |  | 1994-10-06 | 0 | 0
|  |  |  | 1994-10-07 | 1.42 | 1.42
|  |  |  | 1994-10-08 | 0 | 0
|  |  |  | 1994-10-09 | 0 | 0
|  |  |  | 1994-10-10 | 0 | 0
|  |  |  | 1994-10-11 | 0 | 0
|  |  |  | 1994-10-12 | 0 | 0
|  |  |  | 1994-10-13 | 0 | 0
|  |  |  | 1994-10-14 | 0.04 | 0.04
|  |  |  | 1994-10-15 | 0.03 | 0.03
|  |  |  | 1994-10-16 | 0 | 0
|  |  |  | 1994-10-17 | 0.17 | 0.17
|  |  |  | 1994-10-18 | 0.03 | 0.03
|  |  |  | 1994-10-19 | 0 | 0
|  |  |  | 1994-10-20 | 0.42 | 0.42
|  |  |  | 1994-10-21 | 0.87 | 0.87
|  |  |  | 1994-10-22 | 0 | 0
|  |  |  | 1994-10-23 | 0 | 0
|  |  |  | 1994-10-24 | 0.04 | 0.04
|  |  |  | 1994-10-25 | 0.63 | 0.63
|  |  |  | 1994-10-26 | 0 | 0
|  |  |  | 1994-10-27 | 0 | 0
|  |  |  | 1994-10-28 | 0 | 0
|  |  |  | 1994-10-29 | 0 | 0
|  |  |  | 1994-10-30 | 0 | 0
|  |  |  | 1994-10-31 | 0.03 | 0.03
|  |  |  | 1994-11-01 | 0 | 0
|  |  |  | 1994-11-02 | 0 | 0
|  |  |  | 1994-11-03 | 0 | 0
|  |  |  | 1994-11-04 | 1.24 | 1.24
|  |  |  | 1994-11-05 | 0.18 | 0.18
|  |  |  | 1994-11-06 | 0 | 0
|  |  |  | 1994-11-07 | 0 | 0
|  |  |  | 1994-11-08 | 0 | 0
|  |  |  | 1994-11-09 | 0 | 0
|  |  |  | 1994-11-10 | 0 | 0
|  |  |  | 1994-11-11 | 0 | 0
|  |  |  | 1994-11-12 | 0 | 0
|  |  |  | 1994-11-13 | 0.05 | 0.05
|  |  |  | 1994-11-14 | 0.04 | 0.04
|  |  |  | 1994-11-15 | 0 | 0
|  |  |  | 1994-11-16 | 0 | 0
|  |  |  | 1994-11-17 | 0 | 0
|  |  |  | 1994-11-18 | 0.18 | 0.18
|  |  |  | 1994-11-19 | 0.11 | 0.11
|  |  |  | 1994-11-20 | 0.21 | 0.21
|  |  |  | 1994-11-21 | 0 | 0
|  |  |  | 1994-11-22 | 0 | 0
|  |  |  | 1994-11-23 | 0 | 0
|  |  |  | 1994-11-24 | 0 | 0
|  |  |  | 1994-11-25 | 0 | 0
|  |  |  | 1994-11-26 | 0.11 | 0.11
|  |  |  | 1994-11-27 | 0 | 0
|  |  |  | 1994-11-28 | 0 | 0
|  |  |  | 1994-11-29 | 0 | 0
|  |  |  | 1994-11-30 | 0 | 0
|  |  |  | 1994-12-01 | 0 | 0
|  |  |  | 1994-12-02 | 0.05 | 0.05
|  |  |  | 1994-12-03 | 0 | 0
|  |  |  | 1994-12-04 | 0 | 0
|  |  |  | 1994-12-05 | 0 | 0
|  |  |  | 1994-12-06 | 0 | 0
|  |  |  | 1994-12-07 | 0 | 0
|  |  |  | 1994-12-08 | 0.33 | 0.33
|  |  |  | 1994-12-09 | 0.08 | 0.08
|  |  |  | 1994-12-10 | 0 | 0
|  |  |  | 1994-12-11 | 0 | 0
|  |  |  | 1994-12-12 | 0 | 0
|  |  |  | 1994-12-13 | 0.02 | 0.02
|  |  |  | 1994-12-14 | 0 | 0
|  |  |  | 1994-12-15 | 0.06 | 0.06
|  |  |  | 1994-12-16 | 0 | 0
|  |  |  | 1994-12-17 | 0 | 0
|  |  |  | 1994-12-18 | 0 | 0
|  |  |  | 1994-12-19 | 0 | 0
|  |  |  | 1994-12-20 | 0 | 0
|  |  |  | 1994-12-21 | 0 | 0
|  |  |  | 1994-12-22 | 0 | 0
|  |  |  | 1994-12-23 | 0 | 0
|  |  |  | 1994-12-24 | 0 | 0
|  |  |  | 1994-12-25 | 0 | 0
|  |  |  | 1994-12-26 | 0 | 0
|  |  |  | 1994-12-27 | 0.02 | 0.02
|  |  |  | 1994-12-28 | 0.3 | 0.3
|  |  |  | 1994-12-29 | 0 | 0
|  |  |  | 1994-12-30 | 0 | 0
|  |  |  | 1994-12-31 | 0 | 0
|  |  |  | 1995-01-01 | 0 | 0
|  |  |  | 1995-01-02 | 0 | 0
|  |  |  | 1995-01-03 | 0 | 0
|  |  |  | 1995-01-04 | 0 | 0
|  |  |  | 1995-01-05 | 0.01 | 0.01
|  |  |  | 1995-01-06 | 0 | 0
|  |  |  | 1995-01-07 | 0 | 0
|  |  |  | 1995-01-08 | 0 | 0
|  |  |  | 1995-01-09 | 0 | 0
|  |  |  | 1995-01-10 | 0 | 0
|  |  |  | 1995-01-11 | 0 | 0
|  |  |  | 1995-01-12 | 0 | 0
|  |  |  | 1995-01-13 | 0 | 0
|  |  |  | 1995-01-14 | 0 | 0
|  |  |  | 1995-01-15 | 0 | 0
|  |  |  | 1995-01-16 | 0 | 0
|  |  |  | 1995-01-17 | 0 | 0
|  |  |  | 1995-01-18 | 0.54 | 0.54
|  |  |  | 1995-01-19 | 0 | 0
|  |  |  | 1995-01-20 | 0 | 0
|  |  |  | 1995-01-21 | 0 | 0
|  |  |  | 1995-01-22 | 0.06 | 0.06
|  |  |  | 1995-01-23 | 0 | 0
|  |  |  | 1995-01-24 | 0 | 0
|  |  |  | 1995-01-25 | 0 | 0
|  |  |  | 1995-01-26 | 0.24 | 0.24
|  |  |  | 1995-01-27 | 0 | 0
|  |  |  | 1995-01-28 | 0 | 0
|  |  |  | 1995-01-29 | 0.01 | 0.01
|  |  |  | 1995-01-30 | 0 | 0
|  |  |  | 1995-01-31 | 0 | 0
|  |  |  | 1995-02-01 | 0 | 0
|  |  |  | 1995-02-02 | 0 | 0
|  |  |  | 1995-02-03 | 0 | 0
|  |  |  | 1995-02-04 | 0 | 0
|  |  |  | 1995-02-05 | 0 | 0
|  |  |  | 1995-02-06 | 0 | 0
|  |  |  | 1995-02-07 | 0 | 0
|  |  |  | 1995-02-08 | 0 | 0
|  |  |  | 1995-02-09 | 0 | 0
|  |  |  | 1995-02-10 | 0 | 0
|  |  |  | 1995-02-11 | 0 | 0
|  |  |  | 1995-02-12 | 0 | 0
|  |  |  | 1995-02-13 | 0 | 0
|  |  |  | 1995-02-14 | 0.03 | 0.03
|  |  |  | 1995-02-15 | 0 | 0
|  |  |  | 1995-02-16 | 0.13 | 0.13
|  |  |  | 1995-02-17 | 0 | 0
|  |  |  | 1995-02-18 | 0 | 0
|  |  |  | 1995-02-19 | 0 | 0
|  |  |  | 1995-02-20 | 0 | 0
|  |  |  | 1995-02-21 | 0 | 0
|  |  |  | 1995-02-22 | 0 | 0
|  |  |  | 1995-02-23 | 0 | 0
|  |  |  | 1995-02-24 | 0 | 0
|  |  |  | 1995-02-25 | 0 | 0
|  |  |  | 1995-02-26 | 0 | 0
|  |  |  | 1995-02-27 | 0 | 0
|  |  |  | 1995-02-28 | 0 | 0
|  |  |  | 1995-03-01 | 0.02 | 0.02
|  |  |  | 1995-03-02 | 0 | 0
|  |  |  | 1995-03-03 | 0 | 0
|  |  |  | 1995-03-04 | 0 | 0
|  |  |  | 1995-03-05 | 0 | 0
|  |  |  | 1995-03-06 | 0.01 | 0.01
|  |  |  | 1995-03-07 | 0.01 | 0.01
|  |  |  | 1995-03-08 | 0 | 0
|  |  |  | 1995-03-09 | 0 | 0
|  |  |  | 1995-03-10 | 0 | 0
|  |  |  | 1995-03-11 | 0 | 0
|  |  |  | 1995-03-12 | 0.54 | 0.54
|  |  |  | 1995-03-13 | 0.58 | 0.58
|  |  |  | 1995-03-14 | 0.4 | 0.4
|  |  |  | 1995-03-15 | 0.02 | 0.02
|  |  |  | 1995-03-16 | 0 | 0
|  |  |  | 1995-03-17 | 0 | 0
|  |  |  | 1995-03-18 | 0 | 0
|  |  |  | 1995-03-19 | 0 | 0
|  |  |  | 1995-03-20 | 0 | 0
|  |  |  | 1995-03-21 | 0 | 0
|  |  |  | 1995-03-22 | 0 | 0
|  |  |  | 1995-03-23 | 0 | 0
|  |  |  | 1995-03-24 | 0 | 0
|  |  |  | 1995-03-25 | 0.17 | 0.17
|  |  |  | 1995-03-26 | 0.02 | 0.02
|  |  |  | 1995-03-27 | 0 | 0
|  |  |  | 1995-03-28 | 0.01 | 0.01
|  |  |  | 1995-03-29 | 0 | 0
|  |  |  | 1995-03-30 | 0 | 0
|  |  |  | 1995-03-31 | 0 | 0
|  |  |  | 1995-04-01 | 0 | 0
|  |  |  | 1995-04-02 | 0 | 0
|  |  |  | 1995-04-03 | 0.6 | 0.6
|  |  |  | 1995-04-04 | 0 | 0
|  |  |  | 1995-04-05 | 0 | 0
|  |  |  | 1995-04-06 | 0 | 0
|  |  |  | 1995-04-07 | 0 | 0
|  |  |  | 1995-04-08 | 0 | 0
|  |  |  | 1995-04-09 | 0 | 0
|  |  |  | 1995-04-10 | 0.14 | 0.14
|  |  |  | 1995-04-11 | 0 | 0
|  |  |  | 1995-04-12 | 0 | 0
|  |  |  | 1995-04-13 | 0 | 0
|  |  |  | 1995-04-14 | 0 | 0
|  |  |  | 1995-04-15 | 0 | 0
|  |  |  | 1995-04-16 | 0.39 | 0.39
|  |  |  | 1995-04-17 | 0.55 | 0.55
|  |  |  | 1995-04-18 | 0 | 0
|  |  |  | 1995-04-19 | 0.22 | 0.22
|  |  |  | 1995-04-20 | 0 | 0
|  |  |  | 1995-04-21 | 0 | 0
|  |  |  | 1995-04-22 | 0.2 | 0.2
|  |  |  | 1995-04-23 | 0 | 0
|  |  |  | 1995-04-24 | 0 | 0
|  |  |  | 1995-04-25 | 0 | 0
|  |  |  | 1995-04-26 | 0 | 0
|  |  |  | 1995-04-27 | 0 | 0
|  |  |  | 1995-04-28 | 0 | 0
|  |  |  | 1995-04-29 | 0 | 0
|  |  |  | 1995-04-30 | 0 | 0
|  |  |  | 1995-05-01 | 0 | 0
|  |  |  | 1995-05-02 | 0.05 | 0.05
|  |  |  | 1995-05-03 | 0.02 | 0.02
|  |  |  | 1995-05-04 | 0 | 0
|  |  |  | 1995-05-05 | 0.48 | 0.48
|  |  |  | 1995-05-06 | 1.32 | 1.32
|  |  |  | 1995-05-07 | 1.9 | 1.9
|  |  |  | 1995-05-08 | 0 | 0
|  |  |  | 1995-05-09 | 0 | 0
|  |  |  | 1995-05-10 | 0 | 0
|  |  |  | 1995-05-11 | 0 | 0
|  |  |  | 1995-05-12 | 0 | 0
|  |  |  | 1995-05-13 | 0 | 0
|  |  |  | 1995-05-14 | 0.29 | 0.29
|  |  |  | 1995-05-15 | 0.05 | 0.05
|  |  |  | 1995-05-16 | 0.04 | 0.04
|  |  |  | 1995-05-17 | 0.02 | 0.02
|  |  |  | 1995-05-18 | 0 | 0
|  |  |  | 1995-05-19 | 0 | 0
|  |  |  | 1995-05-20 | 0 | 0
|  |  |  | 1995-05-21 | 0 | 0
|  |  |  | 1995-05-22 | 0 | 0
|  |  |  | 1995-05-23 | 1.56 | 1.56
|  |  |  | 1995-05-24 | 0.01 | 0.01
|  |  |  | 1995-05-25 | 1.23 | 1.23
|  |  |  | 1995-05-26 | 0.21 | 0.21
|  |  |  | 1995-05-27 | 0 | 0
|  |  |  | 1995-05-28 | 0 | 0
|  |  |  | 1995-05-29 | 0.09 | 0.09
|  |  |  | 1995-05-30 | 0.09 | 0.09
|  |  |  | 1995-05-31 | 0.1 | 0.1
|  |  |  | 1995-06-01 | 0.45 | 0.45
|  |  |  | 1995-06-02 | 0 | 0
|  |  |  | 1995-06-03 | 0 | 0
|  |  |  | 1995-06-04 | 1.18 | 1.18
|  |  |  | 1995-06-05 | 0.03 | 0.03
|  |  |  | 1995-06-06 | 0 | 0
|  |  |  | 1995-06-07 | 0 | 0
|  |  |  | 1995-06-08 | 0 | 0
|  |  |  | 1995-06-09 | 1.07 | 1.07
|  |  |  | 1995-06-10 | 2.3 | 2.3
|  |  |  | 1995-06-11 | 0.01 | 0.01
|  |  |  | 1995-06-12 | 0 | 0
|  |  |  | 1995-06-13 | 0 | 0
|  |  |  | 1995-06-14 | 0 | 0
|  |  |  | 1995-06-15 | 0 | 0
|  |  |  | 1995-06-16 | 0 | 0
|  |  |  | 1995-06-17 | 0 | 0
|  |  |  | 1995-06-18 | 0 | 0
|  |  |  | 1995-06-19 | 0 | 0
|  |  |  | 1995-06-20 | 0 | 0
|  |  |  | 1995-06-21 | 0 | 0
|  |  |  | 1995-06-22 | 0 | 0
|  |  |  | 1995-06-23 | 0 | 0
|  |  |  | 1995-06-24 | 0.01 | 0.01
|  |  |  | 1995-06-25 | 0 | 0
|  |  |  | 1995-06-26 | 0 | 0
|  |  |  | 1995-06-27 | 0 | 0
|  |  |  | 1995-06-28 | 0.03 | 0.03
|  |  |  | 1995-06-29 | 0.06 | 0.06
|  |  |  | 1995-06-30 | 0 | 0
|  |  |  | 1995-07-01 | 0 | 0
|  |  |  | 1995-07-02 | 0.06 | 0.06
|  |  |  | 1995-07-03 | 0 | 0
|  |  |  | 1995-07-04 | 0.02 | 0.02
|  |  |  | 1995-07-05 | 0 | 0
|  |  |  | 1995-07-06 | 0 | 0
|  |  |  | 1995-07-07 | 0 | 0
|  |  |  | 1995-07-08 | 0 | 0
|  |  |  | 1995-07-09 | 0 | 0
|  |  |  | 1995-07-10 | 0 | 0
|  |  |  | 1995-07-11 | 0 | 0
|  |  |  | 1995-07-12 | 0 | 0
|  |  |  | 1995-07-13 | 0 | 0
|  |  |  | 1995-07-14 | 0 | 0
|  |  |  | 1995-07-15 | 0 | 0
|  |  |  | 1995-07-16 | 0 | 0
|  |  |  | 1995-07-17 | 0 | 0
|  |  |  | 1995-07-18 | 0.72 | 0.72
|  |  |  | 1995-07-19 | 0 | 0
|  |  |  | 1995-07-20 | 2.01 | 2.01
|  |  |  | 1995-07-21 | 0.03 | 0.03
|  |  |  | 1995-07-22 | 0 | 0
|  |  |  | 1995-07-23 | 0.24 | 0.24
|  |  |  | 1995-07-24 | 0.22 | 0.22
|  |  |  | 1995-07-25 | 0 | 0
|  |  |  | 1995-07-26 | 0 | 0
|  |  |  | 1995-07-27 | 0 | 0
|  |  |  | 1995-07-28 | 0 | 0
|  |  |  | 1995-07-29 | 0 | 0
|  |  |  | 1995-07-30 | 0 | 0
|  |  |  | 1995-07-31 | 0.63 | 0.63
|  |  |  | 1995-08-01 | 3.07 | 3.07
|  |  |  | 1995-08-02 | 0.1 | 0.1
|  |  |  | 1995-08-03 | 0 | 0
|  |  |  | 1995-08-04 | 0 | 0
|  |  |  | 1995-08-05 | 0 | 0
|  |  |  | 1995-08-06 | 0 | 0
|  |  |  | 1995-08-07 |  | 0
|  |  |  | 1995-08-08 |  | 0
|  |  |  | 1995-08-09 | 0 | 0
|  |  |  | 1995-08-10 | 0 | 0
|  |  |  | 1995-08-11 | 0 | 0
|  |  |  | 1995-08-12 | 0 | 0
|  |  |  | 1995-08-13 | 0 | 0
|  |  |  | 1995-08-14 | 0 | 0
|  |  |  | 1995-08-15 | 0.08 | 0.08
|  |  |  | 1995-08-16 | 0 | 0
|  |  |  | 1995-08-17 | 0 | 0
|  |  |  | 1995-08-18 | 0 | 0
|  |  |  | 1995-08-19 | 0 | 0
|  |  |  | 1995-08-20 | 0 | 0
|  |  |  | 1995-08-21 | 0 | 0
|  |  |  | 1995-08-22 | 0 | 0
|  |  |  | 1995-08-23 | 0 | 0
|  |  |  | 1995-08-24 | 0 | 0
|  |  |  | 1995-08-25 | 0 | 0
|  |  |  | 1995-08-26 | 0 | 0
|  |  |  | 1995-08-27 | 0 | 0
|  |  |  | 1995-08-28 | 0 | 0
|  |  |  | 1995-08-29 | 0 | 0
|  |  |  | 1995-08-30 | 0 | 0
|  |  |  | 1995-08-31 | 0 | 0
|  |  |  | 1995-09-01 | 0 | 0
|  |  |  | 1995-09-02 | 0 | 0
|  |  |  | 1995-09-03 | 0 | 0
|  |  |  | 1995-09-04 | 0 | 0
|  |  |  | 1995-09-05 | 0 | 0
|  |  |  | 1995-09-06 | 0 | 0
|  |  |  | 1995-09-07 | 0 | 0
|  |  |  | 1995-09-08 | 0 | 0
|  |  |  | 1995-09-09 | 0.01 | 0.01
|  |  |  | 1995-09-10 | 0 | 0
|  |  |  | 1995-09-11 | 0.5 | 0.5
|  |  |  | 1995-09-12 | 0 | 0
|  |  |  | 1995-09-13 | 0 | 0
|  |  |  | 1995-09-14 | 0 | 0
|  |  |  | 1995-09-15 | 0.77 | 0.77
|  |  |  | 1995-09-16 | 0.68 | 0.68
|  |  |  | 1995-09-17 | 0 | 0
|  |  |  | 1995-09-18 | 0.04 | 0.04
|  |  |  | 1995-09-19 | 1.05 | 1.05
|  |  |  | 1995-09-20 | 0 | 0
|  |  |  | 1995-09-21 | 0.06 | 0.06
|  |  |  | 1995-09-22 | 0 | 0
|  |  |  | 1995-09-23 | 0 | 0
|  |  |  | 1995-09-24 | 0 | 0
|  |  |  | 1995-09-25 | 0.41 | 0.41
|  |  |  | 1995-09-26 | 0 | 0
|  |  |  | 1995-09-27 | 0 | 0
|  |  |  | 1995-09-28 | 0 | 0
|  |  |  | 1995-09-29 | 0 | 0
|  |  |  | 1995-09-30 | 0 | 0
|  |  |  | 1995-10-01 | 0 | 0
|  |  |  | 1995-10-02 | 0.85 | 0.85
|  |  |  | 1995-10-03 | 0 | 0
|  |  |  | 1995-10-04 | 0 | 0
|  |  |  | 1995-10-05 | 0 | 0
|  |  |  | 1995-10-06 | 0 | 0
|  |  |  | 1995-10-07 | 0 | 0
|  |  |  | 1995-10-08 | 0 | 0
|  |  |  | 1995-10-09 | 0 | 0
|  |  |  | 1995-10-10 | 0 | 0
|  |  |  | 1995-10-11 | 0 | 0
|  |  |  | 1995-10-12 | 0 | 0
|  |  |  | 1995-10-13 | 0 | 0
|  |  |  | 1995-10-14 | 0 | 0
|  |  |  | 1995-10-15 | 0 | 0
|  |  |  | 1995-10-16 | 0 | 0
|  |  |  | 1995-10-17 | 0 | 0
|  |  |  | 1995-10-18 | 0 | 0
|  |  |  | 1995-10-19 | 0 | 0
|  |  |  | 1995-10-20 | 0 | 0
|  |  |  | 1995-10-21 | 0 | 0
|  |  |  | 1995-10-22 | 0 | 0
|  |  |  | 1995-10-23 | 0 | 0
|  |  |  | 1995-10-24 | 0 | 0
|  |  |  | 1995-10-25 | 0 | 0
|  |  |  | 1995-10-26 | 0 | 0
|  |  |  | 1995-10-27 | 0 | 0
|  |  |  | 1995-10-28 | 0 | 0
|  |  |  | 1995-10-29 | 0 | 0
|  |  |  | 1995-10-30 | 0 | 0
|  |  |  | 1995-10-31 | 1.29 | 1.29
|  |  |  | 1995-11-01 | 0.05 | 0.05
|  |  |  | 1995-11-02 | 0 | 0
|  |  |  | 1995-11-03 | 0 | 0
|  |  |  | 1995-11-04 | 0 | 0
|  |  |  | 1995-11-05 | 0 | 0
|  |  |  | 1995-11-06 | 0 | 0
|  |  |  | 1995-11-07 | 0 | 0
|  |  |  | 1995-11-08 | 0 | 0
|  |  |  | 1995-11-09 | 0 | 0
|  |  |  | 1995-11-10 | 0 | 0
|  |  |  | 1995-11-11 | 0 | 0
|  |  |  | 1995-11-12 | 0 | 0
|  |  |  | 1995-11-13 | 0 | 0
|  |  |  | 1995-11-14 | 0 | 0
|  |  |  | 1995-11-15 | 0 | 0
|  |  |  | 1995-11-16 | 0 | 0
|  |  |  | 1995-11-17 | 0 | 0
|  |  |  | 1995-11-18 | 0 | 0
|  |  |  | 1995-11-19 | 0 | 0
|  |  |  | 1995-11-20 | 0 | 0
|  |  |  | 1995-11-21 | 0 | 0
|  |  |  | 1995-11-22 | 0 | 0
|  |  |  | 1995-11-23 | 0 | 0
|  |  |  | 1995-11-24 | 0 | 0
|  |  |  | 1995-11-25 | 0 | 0
|  |  |  | 1995-11-26 | 0 | 0
|  |  |  | 1995-11-27 | 0 | 0
|  |  |  | 1995-11-28 | 0 | 0
|  |  |  | 1995-11-29 | 0 | 0
|  |  |  | 1995-11-30 | 0 | 0
|  |  |  | 1995-12-01 | 0 | 0
|  |  |  | 1995-12-02 | 0 | 0
|  |  |  | 1995-12-03 | 0 | 0
|  |  |  | 1995-12-04 | 0 | 0
|  |  |  | 1995-12-05 | 0 | 0
|  |  |  | 1995-12-06 | 0 | 0
|  |  |  | 1995-12-07 | 0 | 0
|  |  |  | 1995-12-08 | 0.07 | 0.07
|  |  |  | 1995-12-09 | 0 | 0
|  |  |  | 1995-12-10 | 0 | 0
|  |  |  | 1995-12-11 | 0 | 0
|  |  |  | 1995-12-12 | 0 | 0
|  |  |  | 1995-12-13 | 0 | 0
|  |  |  | 1995-12-14 | 0 | 0
|  |  |  | 1995-12-15 | 0 | 0
|  |  |  | 1995-12-16 | 0.06 | 0.06
|  |  |  | 1995-12-17 | 0.59 | 0.59
|  |  |  | 1995-12-18 | 0.02 | 0.02
|  |  |  | 1995-12-19 | 0 | 0
|  |  |  | 1995-12-20 | 0 | 0
|  |  |  | 1995-12-21 | 0 | 0
|  |  |  | 1995-12-22 | 0 | 0
|  |  |  | 1995-12-23 | 0 | 0
|  |  |  | 1995-12-24 | 0 | 0
|  |  |  | 1995-12-25 | 0 | 0
|  |  |  | 1995-12-26 | 0 | 0
|  |  |  | 1995-12-27 | 0 | 0
|  |  |  | 1995-12-28 | 0 | 0
|  |  |  | 1995-12-29 | 0.02 | 0.02
|  |  |  | 1995-12-30 | 0 | 0
|  |  |  | 1995-12-31 | 0 | 0
|  |  |  | 1996-01-01 | 0.88 | 0.88
|  |  |  | 1996-01-02 | 0 | 0
|  |  |  | 1996-01-03 | 0 | 0
|  |  |  | 1996-01-04 | 0 | 0
|  |  |  | 1996-01-05 | 0 | 0
|  |  |  | 1996-01-06 | 0 | 0
|  |  |  | 1996-01-07 | 0 | 0
|  |  |  | 1996-01-08 | 0 | 0
|  |  |  | 1996-01-09 | 0 | 0
|  |  |  | 1996-01-10 | 0 | 0
|  |  |  | 1996-01-11 | 0 | 0
|  |  |  | 1996-01-12 | 0 | 0
|  |  |  | 1996-01-13 | 0 | 0
|  |  |  | 1996-01-14 | 0 | 0
|  |  |  | 1996-01-15 | 0 | 0
|  |  |  | 1996-01-16 | 0 | 0
|  |  |  | 1996-01-17 | 0.01 | 0.01
|  |  |  | 1996-01-18 | 0 | 0
|  |  |  | 1996-01-19 | 0 | 0
|  |  |  | 1996-01-20 | 0 | 0
|  |  |  | 1996-01-21 | 0 | 0
|  |  |  | 1996-01-22 | 0 | 0
|  |  |  | 1996-01-23 | 0 | 0
|  |  |  | 1996-01-24 | 0 | 0
|  |  |  | 1996-01-25 | 0 | 0
|  |  |  | 1996-01-26 | 0 | 0
|  |  |  | 1996-01-27 | 0 | 0
|  |  |  | 1996-01-28 | 0 | 0
|  |  |  | 1996-01-29 | 0 | 0
|  |  |  | 1996-01-30 | 0 | 0
|  |  |  | 1996-01-31 | 0 | 0
|  |  |  | 1996-02-01 | 0 | 0
|  |  |  | 1996-02-02 | 0 | 0
|  |  |  | 1996-02-03 | 0 | 0
|  |  |  | 1996-02-04 | 0 | 0
|  |  |  | 1996-02-05 | 0 | 0
|  |  |  | 1996-02-06 | 0 | 0
|  |  |  | 1996-02-07 | 0 | 0
|  |  |  | 1996-02-08 | 0 | 0
|  |  |  | 1996-02-09 | 0 | 0
|  |  |  | 1996-02-10 | 0 | 0
|  |  |  | 1996-02-11 | 0 | 0
|  |  |  | 1996-02-12 | 0 | 0
|  |  |  | 1996-02-13 | 0 | 0
|  |  |  | 1996-02-14 | 0 | 0
|  |  |  | 1996-02-15 | 0 | 0
|  |  |  | 1996-02-16 | 0 | 0
|  |  |  | 1996-02-17 | 0 | 0
|  |  |  | 1996-02-18 | 0 | 0
|  |  |  | 1996-02-19 | 0 | 0
|  |  |  | 1996-02-20 | 0 | 0
|  |  |  | 1996-02-21 | 0 | 0
|  |  |  | 1996-02-22 | 0 | 0
|  |  |  | 1996-02-23 | 0 | 0
|  |  |  | 1996-02-24 | 0 | 0
|  |  |  | 1996-02-25 | 0 | 0
|  |  |  | 1996-02-26 | 0 | 0
|  |  |  | 1996-02-27 | 0 | 0
|  |  |  | 1996-02-28 | 0 | 0
|  |  |  | 1996-02-29 | 0 | 0
|  |  |  | 1996-03-01 | 0 | 0
|  |  |  | 1996-03-02 | 0 | 0
|  |  |  | 1996-03-03 | 0 | 0
|  |  |  | 1996-03-04 | 0 | 0
|  |  |  | 1996-03-05 | 0 | 0
|  |  |  | 1996-03-06 | 0 | 0
|  |  |  | 1996-03-07 | 0 | 0
|  |  |  | 1996-03-08 | 0 | 0
|  |  |  | 1996-03-09 | 0 | 0
|  |  |  | 1996-03-10 | 0 | 0
|  |  |  | 1996-03-11 | 0 | 0
|  |  |  | 1996-03-12 | 0 | 0
|  |  |  | 1996-03-13 | 0 | 0
|  |  |  | 1996-03-14 | 0 | 0
|  |  |  | 1996-03-15 | 0 | 0
|  |  |  | 1996-03-16 | 0 | 0
|  |  |  | 1996-03-17 | 0.02 | 0.02
|  |  |  | 1996-03-18 | 0.35 | 0.35
|  |  |  | 1996-03-19 | 0 | 0
|  |  |  | 1996-03-20 | 0 | 0
|  |  |  | 1996-03-21 | 0 | 0
|  |  |  | 1996-03-22 | 0 | 0
|  |  |  | 1996-03-23 | 0 | 0
|  |  |  | 1996-03-24 | 0.01 | 0.01
|  |  |  | 1996-03-25 | 0 | 0
|  |  |  | 1996-03-26 | 0.44 | 0.44
|  |  |  | 1996-03-27 | 1.51 | 1.51
|  |  |  | 1996-03-28 | 0 | 0
|  |  |  | 1996-03-29 | 0 | 0
|  |  |  | 1996-03-30 | 0 | 0
|  |  |  | 1996-03-31 | 0 | 0
|  |  |  | 1996-04-01 | 0 | 0
|  |  |  | 1996-04-02 | 0 | 0
|  |  |  | 1996-04-03 | 0 | 0
|  |  |  | 1996-04-04 | 0.01 | 0.01
|  |  |  | 1996-04-05 | 0 | 0
|  |  |  | 1996-04-06 | 0 | 0
|  |  |  | 1996-04-07 | 0 | 0
|  |  |  | 1996-04-08 | 0 | 0
|  |  |  | 1996-04-09 | 0 | 0
|  |  |  | 1996-04-10 | 0 | 0
|  |  |  | 1996-04-11 | 0 | 0
|  |  |  | 1996-04-12 | 0.02 | 0.02
|  |  |  | 1996-04-13 | 0 | 0
|  |  |  | 1996-04-14 | 0 | 0
|  |  |  | 1996-04-15 | 0 | 0
|  |  |  | 1996-04-16 | 0 | 0
|  |  |  | 1996-04-17 | 0 | 0
|  |  |  | 1996-04-18 | 0 | 0
|  |  |  | 1996-04-19 | 0 | 0
|  |  |  | 1996-04-20 | 0 | 0
|  |  |  | 1996-04-21 | 0.04 | 0.04
|  |  |  | 1996-04-22 | 0.01 | 0.01
|  |  |  | 1996-04-23 | 0 | 0
|  |  |  | 1996-04-24 | 0 | 0
|  |  |  | 1996-04-25 | 0 | 0
|  |  |  | 1996-04-26 | 0 | 0
|  |  |  | 1996-04-27 | 0 | 0
|  |  |  | 1996-04-28 | 0 | 0
|  |  |  | 1996-04-29 | 0 | 0
|  |  |  | 1996-04-30 | 0 | 0
|  |  |  | 1996-05-01 | 0 | 0
|  |  |  | 1996-05-02 | 0 | 0
|  |  |  | 1996-05-03 | 0 | 0
|  |  |  | 1996-05-04 | 0 | 0
|  |  |  | 1996-05-05 | 0 | 0
|  |  |  | 1996-05-06 | 0 | 0
|  |  |  | 1996-05-07 | 0 | 0
|  |  |  | 1996-05-08 | 0 | 0
|  |  |  | 1996-05-09 | 0 | 0
|  |  |  | 1996-05-10 | 0 | 0
|  |  |  | 1996-05-11 | 0 | 0
|  |  |  | 1996-05-12 | 0 | 0
|  |  |  | 1996-05-13 | 0.18 | 0.18
|  |  |  | 1996-05-14 | 0 | 0
|  |  |  | 1996-05-15 | 0 | 0
|  |  |  | 1996-05-16 | 0 | 0
|  |  |  | 1996-05-17 | 0 | 0
|  |  |  | 1996-05-18 | 0 | 0
|  |  |  | 1996-05-19 | 0 | 0
|  |  |  | 1996-05-20 | 0 | 0
|  |  |  | 1996-05-21 | 0 | 0
|  |  |  | 1996-05-22 | 0 | 0
|  |  |  | 1996-05-23 | 0 | 0
|  |  |  | 1996-05-24 | 0 | 0
|  |  |  | 1996-05-25 | 0 | 0
|  |  |  | 1996-05-26 | 0 | 0
|  |  |  | 1996-05-27 | 0 | 0
|  |  |  | 1996-05-28 | 0 | 0
|  |  |  | 1996-05-29 | 0 | 0
|  |  |  | 1996-05-30 | 0.46 | 0.46
|  |  |  | 1996-05-31 | 0 | 0
|  |  |  | 1996-06-01 | 0.24 | 0.24
|  |  |  | 1996-06-02 | 0 | 0
|  |  |  | 1996-06-03 | 0.06 | 0.06
|  |  |  | 1996-06-04 | 0 | 0
|  |  |  | 1996-06-05 | 0 | 0
|  |  |  | 1996-06-06 | 0.5 | 0.5
|  |  |  | 1996-06-07 | 0 | 0
|  |  |  | 1996-06-08 | 0 | 0
|  |  |  | 1996-06-09 | 0 | 0
|  |  |  | 1996-06-10 | 0.09 | 0.09
|  |  |  | 1996-06-11 | 0 | 0
|  |  |  | 1996-06-12 | 0 | 0
|  |  |  | 1996-06-13 | 0.02 | 0.02
|  |  |  | 1996-06-14 | 0 | 0
|  |  |  | 1996-06-15 | 0 | 0
|  |  |  | 1996-06-16 | 0.98 | 0.98
|  |  |  | 1996-06-17 | 0 | 0
|  |  |  | 1996-06-18 | 0 | 0
|  |  |  | 1996-06-19 | 0 | 0
|  |  |  | 1996-06-20 | 0 | 0
|  |  |  | 1996-06-21 | 0 | 0
|  |  |  | 1996-06-22 | 0 | 0
|  |  |  | 1996-06-23 | 0 | 0
|  |  |  | 1996-06-24 | 0 | 0
|  |  |  | 1996-06-25 | 0 | 0
|  |  |  | 1996-06-26 | 0 | 0
|  |  |  | 1996-06-27 | 0 | 0
|  |  |  | 1996-06-28 | 0 | 0
|  |  |  | 1996-06-29 | 0 | 0
|  |  |  | 1996-06-30 | 0 | 0
|  |  |  | 1996-07-01 | 0 | 0
|  |  |  | 1996-07-02 | 0.14 | 0.14
|  |  |  | 1996-07-03 | 0 | 0
|  |  |  | 1996-07-04 | 0 | 0
|  |  |  | 1996-07-05 | 0 | 0
|  |  |  | 1996-07-06 | 0 | 0
|  |  |  | 1996-07-07 | 0.03 | 0.03
|  |  |  | 1996-07-08 | 0 | 0
|  |  |  | 1996-07-09 | 0 | 0
|  |  |  | 1996-07-10 | 0 | 0
|  |  |  | 1996-07-11 | 0 | 0
|  |  |  | 1996-07-12 | 0 | 0
|  |  |  | 1996-07-13 | 0 | 0
|  |  |  | 1996-07-14 | 0.17 | 0.17
|  |  |  | 1996-07-15 | 0 | 0
|  |  |  | 1996-07-16 | 0 | 0
|  |  |  | 1996-07-17 | 0 | 0
|  |  |  | 1996-07-18 | 0 | 0
|  |  |  | 1996-07-19 | 0 | 0
|  |  |  | 1996-07-20 | 0 | 0
|  |  |  | 1996-07-21 | 0 | 0
|  |  |  | 1996-07-22 | 0 | 0
|  |  |  | 1996-07-23 | 0 | 0
|  |  |  | 1996-07-24 | 0.78 | 0.78
|  |  |  | 1996-07-25 | 0 | 0
|  |  |  | 1996-07-26 | 0.24 | 0.24
|  |  |  | 1996-07-27 | 0 | 0
|  |  |  | 1996-07-28 | 0 | 0
|  |  |  | 1996-07-29 | 0.1 | 0.1
|  |  |  | 1996-07-30 | 0.09 | 0.09
|  |  |  | 1996-07-31 | 0.06 | 0.06
|  |  |  | 1996-08-01 | 0.07 | 0.07
|  |  |  | 1996-08-02 | 0 | 0
|  |  |  | 1996-08-03 | 0 | 0
|  |  |  | 1996-08-04 | 0 | 0
|  |  |  | 1996-08-05 | 0 | 0
|  |  |  | 1996-08-06 | 0 | 0
|  |  |  | 1996-08-07 | 0.11 | 0.11
|  |  |  | 1996-08-08 | 0.45 | 0.45
|  |  |  | 1996-08-09 | 0.1 | 0.1
|  |  |  | 1996-08-10 | 1.28 | 1.28
|  |  |  | 1996-08-11 | 0 | 0
|  |  |  | 1996-08-12 | 0 | 0
|  |  |  | 1996-08-13 | 0 | 0
|  |  |  | 1996-08-14 | 0 | 0
|  |  |  | 1996-08-15 | 0.49 | 0.49
|  |  |  | 1996-08-16 | 0 | 0
|  |  |  | 1996-08-17 | 0.35 | 0.35
|  |  |  | 1996-08-18 | 0.04 | 0.04
|  |  |  | 1996-08-19 | 0 | 0
|  |  |  | 1996-08-20 | 0 | 0
|  |  |  | 1996-08-21 | 0 | 0
|  |  |  | 1996-08-22 | 0 | 0
|  |  |  | 1996-08-23 | 0.01 | 0.01
|  |  |  | 1996-08-24 | 0.01 | 0.01
|  |  |  | 1996-08-25 | 0.37 | 0.37
|  |  |  | 1996-08-26 | 0.1 | 0.1
|  |  |  | 1996-08-27 | 0.29 | 0.29
|  |  |  | 1996-08-28 | 0.36 | 0.36
|  |  |  | 1996-08-29 | 1.46 | 1.46
|  |  |  | 1996-08-30 | 0 | 0
|  |  |  | 1996-08-31 | 0 | 0
|  |  |  | 1996-09-01 | 0 | 0
|  |  |  | 1996-09-02 | 0 | 0
|  |  |  | 1996-09-03 | 0 | 0
|  |  |  | 1996-09-04 | 0.24 | 0.24
|  |  |  | 1996-09-05 | 0.01 | 0.01
|  |  |  | 1996-09-06 | 0 | 0
|  |  |  | 1996-09-07 | 0 | 0
|  |  |  | 1996-09-08 | 0.4 | 0.4
|  |  |  | 1996-09-09 | 0 | 0
|  |  |  | 1996-09-10 | 0 | 0
|  |  |  | 1996-09-11 | 0 | 0
|  |  |  | 1996-09-12 | 0 | 0
|  |  |  | 1996-09-13 | 0.06 | 0.06
|  |  |  | 1996-09-14 | 0.06 | 0.06
|  |  |  | 1996-09-15 | 2.21 | 2.21
|  |  |  | 1996-09-16 | 0 | 0
|  |  |  | 1996-09-17 | 0 | 0
|  |  |  | 1996-09-18 | 0.72 | 0.72
|  |  |  | 1996-09-19 | 0.07 | 0.07
|  |  |  | 1996-09-20 | 0 | 0
|  |  |  | 1996-09-21 | 0 | 0
|  |  |  | 1996-09-22 | 0 | 0
|  |  |  | 1996-09-23 | 0.48 | 0.48
|  |  |  | 1996-09-24 | 0 | 0
|  |  |  | 1996-09-25 | 0 | 0
|  |  |  | 1996-09-26 | 0.7 | 0.7
|  |  |  | 1996-09-27 | 0.09 | 0.09
|  |  |  | 1996-09-28 | 0 | 0
|  |  |  | 1996-09-29 | 0 | 0
|  |  |  | 1996-09-30 | 0 | 0
|  |  |  | 1996-10-01 | 0 | 0
|  |  |  | 1996-10-02 | 0 | 0
|  |  |  | 1996-10-03 | 0 | 0
|  |  |  | 1996-10-04 | 0 | 0
|  |  |  | 1996-10-05 | 0 | 0
|  |  |  | 1996-10-06 | 0 | 0
|  |  |  | 1996-10-07 | 0.02 | 0.02
|  |  |  | 1996-10-08 | 0 | 0
|  |  |  | 1996-10-09 | 0 | 0
|  |  |  | 1996-10-10 | 0 | 0
|  |  |  | 1996-10-11 | 0 | 0
|  |  |  | 1996-10-12 | 0 | 0
|  |  |  | 1996-10-13 | 0 | 0
|  |  |  | 1996-10-14 | 0 | 0
|  |  |  | 1996-10-15 | 0 | 0
|  |  |  | 1996-10-16 | 0 | 0
|  |  |  | 1996-10-17 | 0 | 0
|  |  |  | 1996-10-18 | 0 | 0
|  |  |  | 1996-10-19 | 0 | 0
|  |  |  | 1996-10-20 | 0.29 | 0.29
|  |  |  | 1996-10-21 | 0.52 | 0.52
|  |  |  | 1996-10-22 | 0 | 0
|  |  |  | 1996-10-23 | 0 | 0
|  |  |  | 1996-10-24 | 0 | 0
|  |  |  | 1996-10-25 | 0 | 0
|  |  |  | 1996-10-26 | 0.01 | 0.01
|  |  |  | 1996-10-27 | 0.18 | 0.18
|  |  |  | 1996-10-28 | 0.03 | 0.03
|  |  |  | 1996-10-29 | 0.03 | 0.03
|  |  |  | 1996-10-30 | 0 | 0
|  |  |  | 1996-10-31 | 0.02 | 0.02
|  |  |  | 1996-11-01 | 0 | 0
|  |  |  | 1996-11-02 | 0 | 0
|  |  |  | 1996-11-03 | 0 | 0
|  |  |  | 1996-11-04 | 0 | 0
|  |  |  | 1996-11-05 | 0 | 0
|  |  |  | 1996-11-06 | 1.06 | 1.06
|  |  |  | 1996-11-07 | 0.07 | 0.07
|  |  |  | 1996-11-08 | 0 | 0
|  |  |  | 1996-11-09 | 0 | 0
|  |  |  | 1996-11-10 | 0 | 0
|  |  |  | 1996-11-11 | 0 | 0
|  |  |  | 1996-11-12 | 0 | 0
|  |  |  | 1996-11-13 | 0 | 0
|  |  |  | 1996-11-14 | 0 | 0
|  |  |  | 1996-11-15 | 0 | 0
|  |  |  | 1996-11-16 | 0.29 | 0.29
|  |  |  | 1996-11-17 | 0 | 0
|  |  |  | 1996-11-18 | 0 | 0
|  |  |  | 1996-11-19 | 0 | 0
|  |  |  | 1996-11-20 | 0.01 | 0.01
|  |  |  | 1996-11-21 | 0 | 0
|  |  |  | 1996-11-22 | 0 | 0
|  |  |  | 1996-11-23 | 0.86 | 0.86
|  |  |  | 1996-11-24 | 0.59 | 0.59
|  |  |  | 1996-11-25 | 0 | 0
|  |  |  | 1996-11-26 | 0 | 0
|  |  |  | 1996-11-27 | 0 | 0
|  |  |  | 1996-11-28 | 0.19 | 0.19
|  |  |  | 1996-11-29 | 0.67 | 0.67
|  |  |  | 1996-11-30 | 0.03 | 0.03
|  |  |  | 1996-12-01 | 0 | 0
|  |  |  | 1996-12-02 | 0 | 0
|  |  |  | 1996-12-03 | 0 | 0
|  |  |  | 1996-12-04 | 0 | 0
|  |  |  | 1996-12-05 | 0 | 0
|  |  |  | 1996-12-06 | 0 | 0
|  |  |  | 1996-12-07 | 0 | 0
|  |  |  | 1996-12-08 | 0 | 0
|  |  |  | 1996-12-09 | 0 | 0
|  |  |  | 1996-12-10 | 0 | 0
|  |  |  | 1996-12-11 | 0 | 0
|  |  |  | 1996-12-12 | 0 | 0
|  |  |  | 1996-12-13 | 0 | 0
|  |  |  | 1996-12-14 | 0 | 0
|  |  |  | 1996-12-15 | 0 | 0
|  |  |  | 1996-12-16 | 0 | 0
|  |  |  | 1996-12-17 | 0 | 0
|  |  |  | 1996-12-18 | 0 | 0
|  |  |  | 1996-12-19 | 0 | 0
|  |  |  | 1996-12-20 | 0 | 0
|  |  |  | 1996-12-21 | 0 | 0
|  |  |  | 1996-12-22 | 0 | 0
|  |  |  | 1996-12-23 | 0 | 0
|  |  |  | 1996-12-24 | 0 | 0
|  |  |  | 1996-12-25 | 0 | 0
|  |  |  | 1996-12-26 | 0 | 0
|  |  |  | 1996-12-27 | 0 | 0
|  |  |  | 1996-12-28 | 0 | 0
|  |  |  | 1996-12-29 | 0 | 0
|  |  |  | 1996-12-30 | 0 | 0
|  |  |  | 1996-12-31 | 0 | 0
|  |  |  | 1997-01-01 | 0 | 0
|  |  |  | 1997-01-02 | 0 | 0
|  |  |  | 1997-01-03 | 0 | 0
|  |  |  | 1997-01-04 | 0 | 0
|  |  |  | 1997-01-05 | 0.09 | 0.09
|  |  |  | 1997-01-06 | 0 | 0
|  |  |  | 1997-01-07 | 0 | 0
|  |  |  | 1997-01-08 | 0.13 | 0.13
|  |  |  | 1997-01-09 | 0 | 0
|  |  |  | 1997-01-10 | 0 | 0
|  |  |  | 1997-01-11 | 0.05 | 0.05
|  |  |  | 1997-01-12 | 0.08 | 0.08
|  |  |  | 1997-01-13 | 0 | 0
|  |  |  | 1997-01-14 | 0 | 0
|  |  |  | 1997-01-15 | 0 | 0
|  |  |  | 1997-01-16 | 0 | 0
|  |  |  | 1997-01-17 | 0 | 0
|  |  |  | 1997-01-18 | 0 | 0
|  |  |  | 1997-01-19 | 0 | 0
|  |  |  | 1997-01-20 | 0 | 0
|  |  |  | 1997-01-21 | 0 | 0
|  |  |  | 1997-01-22 | 0 | 0
|  |  |  | 1997-01-23 | 0 | 0
|  |  |  | 1997-01-24 | 0 | 0
|  |  |  | 1997-01-25 | 0 | 0
|  |  |  | 1997-01-26 | 0 | 0
|  |  |  | 1997-01-27 | 0 | 0
|  |  |  | 1997-01-28 | 0 | 0
|  |  |  | 1997-01-29 | 0 | 0
|  |  |  | 1997-01-30 | 0 | 0
|  |  |  | 1997-01-31 | 0 | 0
|  |  |  | 1997-02-01 | 0 | 0
|  |  |  | 1997-02-02 | 0 | 0
|  |  |  | 1997-02-03 | 0 | 0
|  |  |  | 1997-02-04 | 0 | 0
|  |  |  | 1997-02-05 | 0.09 | 0.09
|  |  |  | 1997-02-06 | 0.46 | 0.46
|  |  |  | 1997-02-07 | 0.37 | 0.37
|  |  |  | 1997-02-08 | 0 | 0
|  |  |  | 1997-02-09 | 0 | 0
|  |  |  | 1997-02-10 | 0 | 0
|  |  |  | 1997-02-11 | 0 | 0
|  |  |  | 1997-02-12 | 0.12 | 0.12
|  |  |  | 1997-02-13 | 0 | 0
|  |  |  | 1997-02-14 | 0 | 0
|  |  |  | 1997-02-15 | 0 | 0
|  |  |  | 1997-02-16 | 0 | 0
|  |  |  | 1997-02-17 | 0 | 0
|  |  |  | 1997-02-18 | 0 | 0
|  |  |  | 1997-02-19 | 0.13 | 0.13
|  |  |  | 1997-02-20 | 1.51 | 1.51
|  |  |  | 1997-02-21 | 0.11 | 0.11
|  |  |  | 1997-02-22 | 0 | 0
|  |  |  | 1997-02-23 | 0 | 0
|  |  |  | 1997-02-24 | 0 | 0
|  |  |  | 1997-02-25 | 0.01 | 0.01
|  |  |  | 1997-02-26 | 0.07 | 0.07
|  |  |  | 1997-02-27 | 0 | 0
|  |  |  | 1997-02-28 | 0 | 0
|  |  |  | 1997-03-01 | 0 | 0
|  |  |  | 1997-03-02 | 0.02 | 0.02
|  |  |  | 1997-03-03 | 0 | 0
|  |  |  | 1997-03-04 | 0 | 0
|  |  |  | 1997-03-05 | 0 | 0
|  |  |  | 1997-03-06 | 0 | 0
|  |  |  | 1997-03-07 | 0 | 0
|  |  |  | 1997-03-08 | 0.06 | 0.06
|  |  |  | 1997-03-09 | 0.03 | 0.03
|  |  |  | 1997-03-10 | 0 | 0
|  |  |  | 1997-03-11 | 0 | 0
|  |  |  | 1997-03-12 | 0 | 0
|  |  |  | 1997-03-13 | 0 | 0
|  |  |  | 1997-03-14 | 0 | 0
|  |  |  | 1997-03-15 | 0 | 0
|  |  |  | 1997-03-16 | 0 | 0
|  |  |  | 1997-03-17 | 0 | 0
|  |  |  | 1997-03-18 | 0 | 0
|  |  |  | 1997-03-19 | 0 | 0
|  |  |  | 1997-03-20 | 0 | 0
|  |  |  | 1997-03-21 | 0 | 0
|  |  |  | 1997-03-22 | 0 | 0
|  |  |  | 1997-03-23 | 0 | 0
|  |  |  | 1997-03-24 | 0.1 | 0.1
|  |  |  | 1997-03-25 | 0.02 | 0.02
|  |  |  | 1997-03-26 | 0 | 0
|  |  |  | 1997-03-27 | 0 | 0
|  |  |  | 1997-03-28 | 0 | 0
|  |  |  | 1997-03-29 | 0 | 0
|  |  |  | 1997-03-30 | 0 | 0
|  |  |  | 1997-03-31 | 0 | 0
|  |  |  | 1997-04-01 | 0 | 0
|  |  |  | 1997-04-02 | 0 | 0
|  |  |  | 1997-04-03 | 0.41 | 0.41
|  |  |  | 1997-04-04 | 0.27 | 0.27
|  |  |  | 1997-04-05 | 0 | 0
|  |  |  | 1997-04-06 | 0 | 0
|  |  |  | 1997-04-07 | 0 | 0
|  |  |  | 1997-04-08 | 0.04 | 0.04
|  |  |  | 1997-04-09 | 0 | 0
|  |  |  | 1997-04-10 | 0 | 0
|  |  |  | 1997-04-11 | 1.39 | 1.39
|  |  |  | 1997-04-12 | 0 | 0
|  |  |  | 1997-04-13 | 0 | 0
|  |  |  | 1997-04-14 | 0 | 0
|  |  |  | 1997-04-15 | 0 | 0
|  |  |  | 1997-04-16 | 0 | 0
|  |  |  | 1997-04-17 | 0 | 0
|  |  |  | 1997-04-18 | 0 | 0
|  |  |  | 1997-04-19 | 0 | 0
|  |  |  | 1997-04-20 | 0 | 0
|  |  |  | 1997-04-21 | 0 | 0
|  |  |  | 1997-04-22 | 0.48 | 0.48
|  |  |  | 1997-04-23 | 0 | 0
|  |  |  | 1997-04-24 | 0.23 | 0.23
|  |  |  | 1997-04-25 | 0.93 | 0.93
|  |  |  | 1997-04-26 | 0.45 | 0.45
|  |  |  | 1997-04-27 | 0 | 0
|  |  |  | 1997-04-28 | 0 | 0
|  |  |  | 1997-04-29 | 0 | 0
|  |  |  | 1997-04-30 | 0 | 0
|  |  |  | 1997-05-01 | 0 | 0
|  |  |  | 1997-05-02 | 0 | 0
|  |  |  | 1997-05-03 | 0 | 0
|  |  |  | 1997-05-04 | 0 | 0
|  |  |  | 1997-05-05 | 0 | 0
|  |  |  | 1997-05-06 | 0 | 0
|  |  |  | 1997-05-07 | 0 | 0
|  |  |  | 1997-05-08 | 0.88 | 0.88
|  |  |  | 1997-05-09 | 0.31 | 0.31
|  |  |  | 1997-05-10 | 0 | 0
|  |  |  | 1997-05-11 | 0 | 0
|  |  |  | 1997-05-12 | 0 | 0
|  |  |  | 1997-05-13 | 0 | 0
|  |  |  | 1997-05-14 | 0.02 | 0.02
|  |  |  | 1997-05-15 | 0 | 0
|  |  |  | 1997-05-16 | 0 | 0
|  |  |  | 1997-05-17 | 0 | 0
|  |  |  | 1997-05-18 | 0 | 0
|  |  |  | 1997-05-19 | 1.5 | 1.5
|  |  |  | 1997-05-20 | 0.01 | 0.01
|  |  |  | 1997-05-21 | 0.05 | 0.05
|  |  |  | 1997-05-22 | 0.01 | 0.01
|  |  |  | 1997-05-23 | 0 | 0
|  |  |  | 1997-05-24 | 0 | 0
|  |  |  | 1997-05-25 | 0 | 0
|  |  |  | 1997-05-26 | 0 | 0
|  |  |  | 1997-05-27 | 0 | 0
|  |  |  | 1997-05-28 | 0 | 0
|  |  |  | 1997-05-29 | 0.02 | 0.02
|  |  |  | 1997-05-30 | 1.16 | 1.16
|  |  |  | 1997-05-31 | 0 | 0
|  |  |  | 1997-06-01 | 0 | 0
|  |  |  | 1997-06-02 | 0 | 0
|  |  |  | 1997-06-03 | 0.22 | 0.22
|  |  |  | 1997-06-04 | 0 | 0
|  |  |  | 1997-06-05 | 0 | 0
|  |  |  | 1997-06-06 | 0 | 0
|  |  |  | 1997-06-07 | 0 | 0
|  |  |  | 1997-06-08 | 0.31 | 0.31
|  |  |  | 1997-06-09 | 0 | 0
|  |  |  | 1997-06-10 | 0 | 0
|  |  |  | 1997-06-11 | 0 | 0
|  |  |  | 1997-06-12 | 0 | 0
|  |  |  | 1997-06-13 | 0 | 0
|  |  |  | 1997-06-14 | 0.63 | 0.63
|  |  |  | 1997-06-15 | 0 | 0
|  |  |  | 1997-06-16 | 0.27 | 0.27
|  |  |  | 1997-06-17 | 0 | 0
|  |  |  | 1997-06-18 | 0 | 0
|  |  |  | 1997-06-19 | 0 | 0
|  |  |  | 1997-06-20 | 0 | 0
|  |  |  | 1997-06-21 | 0 | 0
|  |  |  | 1997-06-22 | 0.48 | 0.48
|  |  |  | 1997-06-23 | 0.14 | 0.14
|  |  |  | 1997-06-24 | 0 | 0
|  |  |  | 1997-06-25 | 0 | 0
|  |  |  | 1997-06-26 | 0 | 0
|  |  |  | 1997-06-27 | 0 | 0
|  |  |  | 1997-06-28 | 0.03 | 0.03
|  |  |  | 1997-06-29 | 0 | 0
|  |  |  | 1997-06-30 | 0 | 0
|  |  |  | 1997-07-01 | 0 | 0
|  |  |  | 1997-07-02 | 0 | 0
|  |  |  | 1997-07-03 | 0 | 0
|  |  |  | 1997-07-04 | 0.03 | 0.03
|  |  |  | 1997-07-05 | 0 | 0
|  |  |  | 1997-07-06 | 0 | 0
|  |  |  | 1997-07-07 | 0 | 0
|  |  |  | 1997-07-08 | 0 | 0
|  |  |  | 1997-07-09 | 0 | 0
|  |  |  | 1997-07-10 | 0.05 | 0.05
|  |  |  | 1997-07-11 | 0 | 0
|  |  |  | 1997-07-12 | 0 | 0
|  |  |  | 1997-07-13 | 0 | 0
|  |  |  | 1997-07-14 | 0 | 0
|  |  |  | 1997-07-15 | 0 | 0
|  |  |  | 1997-07-16 | 0 | 0
|  |  |  | 1997-07-17 | 0 | 0
|  |  |  | 1997-07-18 | 0 | 0
|  |  |  | 1997-07-19 | 0 | 0
|  |  |  | 1997-07-20 | 0 | 0
|  |  |  | 1997-07-21 | 0.03 | 0.03
|  |  |  | 1997-07-22 | 0 | 0
|  |  |  | 1997-07-23 | 0 | 0
|  |  |  | 1997-07-24 | 0 | 0
|  |  |  | 1997-07-25 | 0 | 0
|  |  |  | 1997-07-26 | 0 | 0
|  |  |  | 1997-07-27 | 0 | 0
|  |  |  | 1997-07-28 | 0 | 0
|  |  |  | 1997-07-29 | 0 | 0
|  |  |  | 1997-07-30 | 0 | 0
|  |  |  | 1997-07-31 | 0 | 0
|  |  |  | 1997-08-01 | 0 | 0
|  |  |  | 1997-08-02 | 0 | 0
|  |  |  | 1997-08-03 | 0 | 0
|  |  |  | 1997-08-04 | 0 | 0
|  |  |  | 1997-08-05 | 0 | 0
|  |  |  | 1997-08-06 | 0.49 | 0.49
|  |  |  | 1997-08-07 | 0.08 | 0.08
|  |  |  | 1997-08-08 | 0 | 0
|  |  |  | 1997-08-09 | 0 | 0
|  |  |  | 1997-08-10 | 0 | 0
|  |  |  | 1997-08-11 | 0.24 | 0.24
|  |  |  | 1997-08-12 | 0 | 0
|  |  |  | 1997-08-13 | 0.07 | 0.07
|  |  |  | 1997-08-14 | 0.01 | 0.01
|  |  |  | 1997-08-15 | 0.11 | 0.11
|  |  |  | 1997-08-16 | 0 | 0
|  |  |  | 1997-08-17 | 0.52 | 0.52
|  |  |  | 1997-08-18 | 0 | 0
|  |  |  | 1997-08-19 | 0.18 | 0.18
|  |  |  | 1997-08-20 | 0 | 0
|  |  |  | 1997-08-21 | 0 | 0
|  |  |  | 1997-08-22 | 0.34 | 0.34
|  |  |  | 1997-08-23 | 0 | 0
|  |  |  | 1997-08-24 | 0 | 0
|  |  |  | 1997-08-25 | 0 | 0
|  |  |  | 1997-08-26 | 0 | 0
|  |  |  | 1997-08-27 | 0 | 0
|  |  |  | 1997-08-28 | 0 | 0
|  |  |  | 1997-08-29 | 0 | 0
|  |  |  | 1997-08-30 | 0 | 0
|  |  |  | 1997-08-31 | 0 | 0
|  |  |  | 1997-09-01 | 0 | 0
|  |  |  | 1997-09-02 | 0 | 0
|  |  |  | 1997-09-03 | 0 | 0
|  |  |  | 1997-09-04 | 0 | 0
|  |  |  | 1997-09-05 | 0 | 0
|  |  |  | 1997-09-06 | 0 | 0
|  |  |  | 1997-09-07 | 0 | 0
|  |  |  | 1997-09-08 | 0 | 0
|  |  |  | 1997-09-09 | 0.02 | 0.02
|  |  |  | 1997-09-10 | 0 | 0
|  |  |  | 1997-09-11 | 0 | 0
|  |  |  | 1997-09-12 | 0 | 0
|  |  |  | 1997-09-13 | 0 | 0
|  |  |  | 1997-09-14 | 0 | 0
|  |  |  | 1997-09-15 | 0 | 0
|  |  |  | 1997-09-16 | 0 | 0
|  |  |  | 1997-09-17 | 0 | 0
|  |  |  | 1997-09-18 | 0 | 0
|  |  |  | 1997-09-19 | 0 | 0
|  |  |  | 1997-09-20 | 0 | 0
|  |  |  | 1997-09-21 | 0 | 0
|  |  |  | 1997-09-22 | 0.38 | 0.38
|  |  |  | 1997-09-23 | 0.3 | 0.3
|  |  |  | 1997-09-24 | 0 | 0
|  |  |  | 1997-09-25 | 0 | 0
|  |  |  | 1997-09-26 | 0 | 0
|  |  |  | 1997-09-27 | 0 | 0
|  |  |  | 1997-09-28 | 0 | 0
|  |  |  | 1997-09-29 | 0 | 0
|  |  |  | 1997-09-30 | 0 | 0
|  |  |  | 1997-10-01 | 0 | 0
|  |  |  | 1997-10-02 | 0 | 0
|  |  |  | 1997-10-03 | 0 | 0
|  |  |  | 1997-10-04 | 0 | 0
|  |  |  | 1997-10-05 | 0 | 0
|  |  |  | 1997-10-06 | 0.02 | 0.02
|  |  |  | 1997-10-07 | 0.04 | 0.04
|  |  |  | 1997-10-08 | 0.06 | 0.06
|  |  |  | 1997-10-09 | 0.53 | 0.53
|  |  |  | 1997-10-10 | 0.01 | 0.01
|  |  |  | 1997-10-11 | 0.62 | 0.62
|  |  |  | 1997-10-12 | 0.2 | 0.2
|  |  |  | 1997-10-13 | 0 | 0
|  |  |  | 1997-10-14 | 0 | 0
|  |  |  | 1997-10-15 | 0 | 0
|  |  |  | 1997-10-16 | 0 | 0
|  |  |  | 1997-10-17 | 0 | 0
|  |  |  | 1997-10-18 | 0 | 0
|  |  |  | 1997-10-19 | 0 | 0
|  |  |  | 1997-10-20 | 0 | 0
|  |  |  | 1997-10-21 | 0.15 | 0.15
|  |  |  | 1997-10-22 | 0 | 0
|  |  |  | 1997-10-23 | 0.54 | 0.54
|  |  |  | 1997-10-24 | 0.01 | 0.01
|  |  |  | 1997-10-25 | 0.01 | 0.01
|  |  |  | 1997-10-26 | 0 | 0
|  |  |  | 1997-10-27 | 0 | 0
|  |  |  | 1997-10-28 | 0 | 0
|  |  |  | 1997-10-29 | 0 | 0
|  |  |  | 1997-10-30 | 0 | 0
|  |  |  | 1997-10-31 | 0 | 0
|  |  |  | 1997-11-01 | 0 | 0
|  |  |  | 1997-11-02 | 0 | 0
|  |  |  | 1997-11-03 | 0 | 0
|  |  |  | 1997-11-04 | 0 | 0
|  |  |  | 1997-11-05 | 0 | 0
|  |  |  | 1997-11-06 | 0 | 0
|  |  |  | 1997-11-07 | 0 | 0
|  |  |  | 1997-11-08 | 0 | 0
|  |  |  | 1997-11-09 | 0.2 | 0.2
|  |  |  | 1997-11-10 | 0.02 | 0.02
|  |  |  | 1997-11-11 | 0 | 0
|  |  |  | 1997-11-12 | 0.21 | 0.21
|  |  |  | 1997-11-13 | 0.26 | 0.26
|  |  |  | 1997-11-14 | 0.01 | 0.01
|  |  |  | 1997-11-15 | 0 | 0
|  |  |  | 1997-11-16 | 0 | 0
|  |  |  | 1997-11-17 | 0 | 0
|  |  |  | 1997-11-18 | 0 | 0
|  |  |  | 1997-11-19 | 0 | 0
|  |  |  | 1997-11-20 | 0 | 0
|  |  |  | 1997-11-21 | 0 | 0
|  |  |  | 1997-11-22 | 0 | 0
|  |  |  | 1997-11-23 | 0 | 0
|  |  |  | 1997-11-24 | 0 | 0
|  |  |  | 1997-11-25 | 0 | 0
|  |  |  | 1997-11-26 | 0 | 0
|  |  |  | 1997-11-27 | 0 | 0
|  |  |  | 1997-11-28 | 0.24 | 0.24
|  |  |  | 1997-11-29 | 0 | 0
|  |  |  | 1997-11-30 | 0 | 0
|  |  |  | 1997-12-01 | 0 | 0
|  |  |  | 1997-12-02 | 0.67 | 0.67
|  |  |  | 1997-12-03 | 0 | 0
|  |  |  | 1997-12-04 | 0 | 0
|  |  |  | 1997-12-05 | 0 | 0
|  |  |  | 1997-12-06 | 0 | 0
|  |  |  | 1997-12-07 | 0.35 | 0.35
|  |  |  | 1997-12-08 | 0 | 0
|  |  |  | 1997-12-09 | 0 | 0
|  |  |  | 1997-12-10 | 0 | 0
|  |  |  | 1997-12-11 | 0 | 0
|  |  |  | 1997-12-12 | 0 | 0
|  |  |  | 1997-12-13 | 0 | 0
|  |  |  | 1997-12-14 | 0 | 0
|  |  |  | 1997-12-15 | 0 | 0
|  |  |  | 1997-12-16 | 0 | 0
|  |  |  | 1997-12-17 | 0 | 0
|  |  |  | 1997-12-18 | 0 | 0
|  |  |  | 1997-12-19 | 0 | 0
|  |  |  | 1997-12-20 | 1.22 | 1.22
|  |  |  | 1997-12-21 | 0.88 | 0.88
|  |  |  | 1997-12-22 | 0 | 0
|  |  |  | 1997-12-23 | 0.93 | 0.93
|  |  |  | 1997-12-24 | 0.01 | 0.01
|  |  |  | 1997-12-25 | 0.01 | 0.01
|  |  |  | 1997-12-26 | 0.05 | 0.05
|  |  |  | 1997-12-27 | 0 | 0
|  |  |  | 1997-12-28 | 0 | 0
|  |  |  | 1997-12-29 | 0 | 0
|  |  |  | 1997-12-30 | 0 | 0
|  |  |  | 1997-12-31 | 0 | 0
|  |  |  | 1998-01-01 | 0 | 0
|  |  |  | 1998-01-02 | 0 | 0
|  |  |  | 1998-01-03 | 0.14 | 0.14
|  |  |  | 1998-01-04 | 0.43 | 0.43
|  |  |  | 1998-01-05 | 0.01 | 0.01
|  |  |  | 1998-01-06 | 0.03 | 0.03
|  |  |  | 1998-01-07 | 0.61 | 0.61
|  |  |  | 1998-01-08 | 0 | 0
|  |  |  | 1998-01-09 | 0 | 0
|  |  |  | 1998-01-10 | 0 | 0
|  |  |  | 1998-01-11 | 0 | 0
|  |  |  | 1998-01-12 | 0 | 0
|  |  |  | 1998-01-13 | 0 | 0
|  |  |  | 1998-01-14 | 0 | 0
|  |  |  | 1998-01-15 | 0 | 0
|  |  |  | 1998-01-16 | 0 | 0
|  |  |  | 1998-01-17 | 0 | 0
|  |  |  | 1998-01-18 | 0 | 0
|  |  |  | 1998-01-19 | 0 | 0
|  |  |  | 1998-01-20 | 0 | 0
|  |  |  | 1998-01-21 | 0.04 | 0.04
|  |  |  | 1998-01-22 | 0.02 | 0.02
|  |  |  | 1998-01-23 | 0 | 0
|  |  |  | 1998-01-24 | 0 | 0
|  |  |  | 1998-01-25 | 0.01 | 0.01
|  |  |  | 1998-01-26 | 0.01 | 0.01
|  |  |  | 1998-01-27 | 0 | 0
|  |  |  | 1998-01-28 | 0 | 0
|  |  |  | 1998-01-29 | 0 | 0
|  |  |  | 1998-01-30 | 0 | 0
|  |  |  | 1998-01-31 | 1.12 | 1.12
|  |  |  | 1998-02-01 | 0 | 0
|  |  |  | 1998-02-02 | 0 | 0
|  |  |  | 1998-02-03 | 0 | 0
|  |  |  | 1998-02-04 | 0 | 0
|  |  |  | 1998-02-05 | 0.19 | 0.19
|  |  |  | 1998-02-06 | 0 | 0
|  |  |  | 1998-02-07 | 0 | 0
|  |  |  | 1998-02-08 | 0.01 | 0.01
|  |  |  | 1998-02-09 | 0 | 0
|  |  |  | 1998-02-10 | 0 | 0
|  |  |  | 1998-02-11 | 0 | 0
|  |  |  | 1998-02-12 | 0.43 | 0.43
|  |  |  | 1998-02-13 | 0 | 0
|  |  |  | 1998-02-14 | 0 | 0
|  |  |  | 1998-02-15 | 0.13 | 0.13
|  |  |  | 1998-02-16 | 0.39 | 0.39
|  |  |  | 1998-02-17 | 0.09 | 0.09
|  |  |  | 1998-02-18 | 0.33 | 0.33
|  |  |  | 1998-02-19 | 0.75 | 0.75
|  |  |  | 1998-02-20 | 0 | 0
|  |  |  | 1998-02-21 | 0.02 | 0.02
|  |  |  | 1998-02-22 | 0 | 0
|  |  |  | 1998-02-23 | 0 | 0
|  |  |  | 1998-02-24 | 0 | 0
|  |  |  | 1998-02-25 | 0 | 0
|  |  |  | 1998-02-26 | 0 | 0
|  |  |  | 1998-02-27 | 0 | 0
|  |  |  | 1998-02-28 | 0 | 0
|  |  |  | 1998-03-01 | 0 | 0
|  |  |  | 1998-03-02 | 0 | 0
|  |  |  | 1998-03-03 | 0 | 0
|  |  |  | 1998-03-04 | 0 | 0
|  |  |  | 1998-03-05 | 0 | 0
|  |  |  | 1998-03-06 | 0.03 | 0.03
|  |  |  | 1998-03-07 | 0.78 | 0.78
|  |  |  | 1998-03-08 | 0.03 | 0.03
|  |  |  | 1998-03-09 | 0 | 0
|  |  |  | 1998-03-10 | 0 | 0
|  |  |  | 1998-03-11 | 0 | 0
|  |  |  | 1998-03-12 | 0 | 0
|  |  |  | 1998-03-13 | 0 | 0
|  |  |  | 1998-03-14 | 0 | 0
|  |  |  | 1998-03-15 | 1.55 | 1.55
|  |  |  | 1998-03-16 | 0.79 | 0.79
|  |  |  | 1998-03-17 | 0.01 | 0.01
|  |  |  | 1998-03-18 | 0.17 | 0.17
|  |  |  | 1998-03-19 | 0.05 | 0.05
|  |  |  | 1998-03-20 | 0 | 0
|  |  |  | 1998-03-21 | 0 | 0
|  |  |  | 1998-03-22 | 0 | 0
|  |  |  | 1998-03-23 | 0 | 0
|  |  |  | 1998-03-24 | 0 | 0
|  |  |  | 1998-03-25 | 0 | 0
|  |  |  | 1998-03-26 | 0 | 0
|  |  |  | 1998-03-27 | 0.14 | 0.14
|  |  |  | 1998-03-28 | 0 | 0
|  |  |  | 1998-03-29 | 0 | 0
|  |  |  | 1998-03-30 | 0.29 | 0.29
|  |  |  | 1998-03-31 | 0 | 0
|  |  |  | 1998-04-01 | 0 | 0
|  |  |  | 1998-04-02 | 0 | 0
|  |  |  | 1998-04-03 | 0 | 0
|  |  |  | 1998-04-04 | 0 | 0
|  |  |  | 1998-04-05 | 0 | 0
|  |  |  | 1998-04-06 | 0 | 0
|  |  |  | 1998-04-07 | 0 | 0
|  |  |  | 1998-04-08 | 0 | 0
|  |  |  | 1998-04-09 | 0 | 0
|  |  |  | 1998-04-10 | 0 | 0
|  |  |  | 1998-04-11 | 0 | 0
|  |  |  | 1998-04-12 | 0 | 0
|  |  |  | 1998-04-13 | 0 | 0
|  |  |  | 1998-04-14 | 0.01 | 0.01
|  |  |  | 1998-04-15 | 0 | 0
|  |  |  | 1998-04-16 | 0 | 0
|  |  |  | 1998-04-17 | 0 | 0
|  |  |  | 1998-04-18 | 0 | 0
|  |  |  | 1998-04-19 | 0 | 0
|  |  |  | 1998-04-20 | 0.38 | 0.38
|  |  |  | 1998-04-21 | 0 | 0
|  |  |  | 1998-04-22 | 0 | 0
|  |  |  | 1998-04-23 | 0 | 0
|  |  |  | 1998-04-24 | 0 | 0
|  |  |  | 1998-04-25 | 0 | 0
|  |  |  | 1998-04-26 | 1.24 | 1.24
|  |  |  | 1998-04-27 | 0 | 0
|  |  |  | 1998-04-28 | 0 | 0
|  |  |  | 1998-04-29 | 0 | 0
|  |  |  | 1998-04-30 | 0 | 0
|  |  |  | 1998-05-01 | 0 | 0
|  |  |  | 1998-05-02 | 0 | 0
|  |  |  | 1998-05-03 | 0 | 0
|  |  |  | 1998-05-04 | 0 | 0
|  |  |  | 1998-05-05 | 0 | 0
|  |  |  | 1998-05-06 | 0 | 0
|  |  |  | 1998-05-07 | 0 | 0
|  |  |  | 1998-05-08 | 0.18 | 0.18
|  |  |  | 1998-05-09 | 0.01 | 0.01
|  |  |  | 1998-05-10 | 0 | 0
|  |  |  | 1998-05-11 | 0 | 0
|  |  |  | 1998-05-12 | 0 | 0
|  |  |  | 1998-05-13 | 0 | 0
|  |  |  | 1998-05-14 | 0 | 0
|  |  |  | 1998-05-15 | 0 | 0
|  |  |  | 1998-05-16 | 0 | 0
|  |  |  | 1998-05-17 | 0 | 0
|  |  |  | 1998-05-18 | 0 | 0
|  |  |  | 1998-05-19 | 0 | 0
|  |  |  | 1998-05-20 | 0 | 0
|  |  |  | 1998-05-21 | 0 | 0
|  |  |  | 1998-05-22 | 0 | 0
|  |  |  | 1998-05-23 | 0 | 0
|  |  |  | 1998-05-24 | 0 | 0
|  |  |  | 1998-05-25 | 0 | 0
|  |  |  | 1998-05-26 | 0 | 0
|  |  |  | 1998-05-27 | 0 | 0
|  |  |  | 1998-05-28 | 0 | 0
|  |  |  | 1998-05-29 | 0 | 0
|  |  |  | 1998-05-30 | 0 | 0
|  |  |  | 1998-05-31 | 0 | 0
|  |  |  | 1998-06-01 | 0 | 0
|  |  |  | 1998-06-02 | 0 | 0
|  |  |  | 1998-06-03 | 0 | 0
|  |  |  | 1998-06-04 | 0 | 0
|  |  |  | 1998-06-05 | 0 | 0
|  |  |  | 1998-06-06 | 0 | 0
|  |  |  | 1998-06-07 | 0.05 | 0.05
|  |  |  | 1998-06-08 | 0 | 0
|  |  |  | 1998-06-09 | 1.53 | 1.53
|  |  |  | 1998-06-10 | 0.43 | 0.43
|  |  |  | 1998-06-11 | 0.24 | 0.24
|  |  |  | 1998-06-12 | 0 | 0
|  |  |  | 1998-06-13 | 0 | 0
|  |  |  | 1998-06-14 | 0 | 0
|  |  |  | 1998-06-15 | 0 | 0
|  |  |  | 1998-06-16 | 0 | 0
|  |  |  | 1998-06-17 | 0 | 0
|  |  |  | 1998-06-18 | 0 | 0
|  |  |  | 1998-06-19 | 0 | 0
|  |  |  | 1998-06-20 | 0 | 0
|  |  |  | 1998-06-21 | 0 | 0
|  |  |  | 1998-06-22 | 0 | 0
|  |  |  | 1998-06-23 | 0 | 0
|  |  |  | 1998-06-24 | 0 | 0
|  |  |  | 1998-06-25 | 0 | 0
|  |  |  | 1998-06-26 | 0 | 0
|  |  |  | 1998-06-27 | 0 | 0
|  |  |  | 1998-06-28 | 0 | 0
|  |  |  | 1998-06-29 | 0 | 0
|  |  |  | 1998-06-30 | 0 | 0
|  |  |  | 1998-07-01 | 0 | 0
|  |  |  | 1998-07-02 | 0 | 0
|  |  |  | 1998-07-03 | 0 | 0
|  |  |  | 1998-07-04 | 0 | 0
|  |  |  | 1998-07-05 | 1.46 | 1.46
|  |  |  | 1998-07-06 | 0 | 0
|  |  |  | 1998-07-07 | 0 | 0
|  |  |  | 1998-07-08 | 0 | 0
|  |  |  | 1998-07-09 | 0 | 0
|  |  |  | 1998-07-10 | 0 | 0
|  |  |  | 1998-07-11 | 0 | 0
|  |  |  | 1998-07-12 | 0 | 0
|  |  |  | 1998-07-13 | 0.49 | 0.49
|  |  |  | 1998-07-14 | 0 | 0
|  |  |  | 1998-07-15 | 0 | 0
|  |  |  | 1998-07-16 | 0 | 0
|  |  |  | 1998-07-17 | 0 | 0
|  |  |  | 1998-07-18 | 0 | 0
|  |  |  | 1998-07-19 | 0 | 0
|  |  |  | 1998-07-20 | 0 | 0
|  |  |  | 1998-07-21 | 0 | 0
|  |  |  | 1998-07-22 | 0 | 0
|  |  |  | 1998-07-23 | 0 | 0
|  |  |  | 1998-07-24 | 0 | 0
|  |  |  | 1998-07-25 | 0 | 0
|  |  |  | 1998-07-26 | 0 | 0
|  |  |  | 1998-07-27 | 0 | 0
|  |  |  | 1998-07-28 | 0 | 0
|  |  |  | 1998-07-29 | 0 | 0
|  |  |  | 1998-07-30 | 0 | 0
|  |  |  | 1998-07-31 | 0 | 0
|  |  |  | 1998-08-01 | 0 | 0
|  |  |  | 1998-08-02 | 0 | 0
|  |  |  | 1998-08-03 | 0.57 | 0.57
|  |  |  | 1998-08-04 | 0.09 | 0.09
|  |  |  | 1998-08-05 | 0.15 | 0.15
|  |  |  | 1998-08-06 | 0 | 0
|  |  |  | 1998-08-07 | 0 | 0
|  |  |  | 1998-08-08 | 0 | 0
|  |  |  | 1998-08-09 | 0 | 0
|  |  |  | 1998-08-10 | 0.26 | 0.26
|  |  |  | 1998-08-11 | 0.02 | 0.02
|  |  |  | 1998-08-12 | 0 | 0
|  |  |  | 1998-08-13 | 0 | 0
|  |  |  | 1998-08-14 | 0 | 0
|  |  |  | 1998-08-15 | 0 | 0
|  |  |  | 1998-08-16 | 0 | 0
|  |  |  | 1998-08-17 | 0 | 0
|  |  |  | 1998-08-18 | 0 | 0
|  |  |  | 1998-08-19 | 0.16 | 0.16
|  |  |  | 1998-08-20 | 0 | 0
|  |  |  | 1998-08-21 | 0 | 0
|  |  |  | 1998-08-22 | 0 | 0
|  |  |  | 1998-08-23 | 0 | 0
|  |  |  | 1998-08-24 | 0 | 0
|  |  |  | 1998-08-25 | 0 | 0
|  |  |  | 1998-08-26 | 0 | 0
|  |  |  | 1998-08-27 | 0 | 0
|  |  |  | 1998-08-28 | 0.02 | 0.02
|  |  |  | 1998-08-29 | 0 | 0
|  |  |  | 1998-08-30 | 0 | 0
|  |  |  | 1998-08-31 | 0 | 0
|  |  |  | 1998-09-01 | 0 | 0
|  |  |  | 1998-09-02 | 0 | 0
|  |  |  | 1998-09-03 | 0 | 0
|  |  |  | 1998-09-04 | 0 | 0
|  |  |  | 1998-09-05 | 0 | 0
|  |  |  | 1998-09-06 | 0 | 0
|  |  |  | 1998-09-07 | 0 | 0
|  |  |  | 1998-09-08 | 0 | 0
|  |  |  | 1998-09-09 | 0 | 0
|  |  |  | 1998-09-10 | 0 | 0
|  |  |  | 1998-09-11 | 0 | 0
|  |  |  | 1998-09-12 | 0 | 0
|  |  |  | 1998-09-13 | 0.01 | 0.01
|  |  |  | 1998-09-14 | 0 | 0
|  |  |  | 1998-09-15 | 0 | 0
|  |  |  | 1998-09-16 | 0 | 0
|  |  |  | 1998-09-17 | 0 | 0
|  |  |  | 1998-09-18 | 0 | 0
|  |  |  | 1998-09-19 | 0 | 0
|  |  |  | 1998-09-20 | 0 | 0
|  |  |  | 1998-09-21 | 0 | 0
|  |  |  | 1998-09-22 | 0.2 | 0.2
|  |  |  | 1998-09-23 | 0 | 0
|  |  |  | 1998-09-24 | 0 | 0
|  |  |  | 1998-09-25 | 0 | 0
|  |  |  | 1998-09-26 | 0 | 0
|  |  |  | 1998-09-27 | 0 | 0
|  |  |  | 1998-09-28 | 0 | 0
|  |  |  | 1998-09-29 | 0 | 0
|  |  |  | 1998-09-30 | 0 | 0
|  |  |  | 1998-10-01 | 0 | 0
|  |  |  | 1998-10-02 | 1.02 | 1.02
|  |  |  | 1998-10-03 | 0 | 0
|  |  |  | 1998-10-04 | 0 | 0
|  |  |  | 1998-10-05 | 0.02 | 0.02
|  |  |  | 1998-10-06 | 0 | 0
|  |  |  | 1998-10-07 | 0 | 0
|  |  |  | 1998-10-08 | 0 | 0
|  |  |  | 1998-10-09 | 0 | 0
|  |  |  | 1998-10-10 | 0 | 0
|  |  |  | 1998-10-11 | 0 | 0
|  |  |  | 1998-10-12 | 0 | 0
|  |  |  | 1998-10-13 | 0 | 0
|  |  |  | 1998-10-14 | 0 | 0
|  |  |  | 1998-10-15 | 0 | 0
|  |  |  | 1998-10-16 | 0.24 | 0.24
|  |  |  | 1998-10-17 | 0.94 | 0.94
|  |  |  | 1998-10-18 | 0 | 0
|  |  |  | 1998-10-19 | 0 | 0
|  |  |  | 1998-10-20 | 0.24 | 0.24
|  |  |  | 1998-10-21 | 0 | 0
|  |  |  | 1998-10-22 | 0 | 0
|  |  |  | 1998-10-23 | 0 | 0
|  |  |  | 1998-10-24 | 0 | 0
|  |  |  | 1998-10-25 | 0 | 0
|  |  |  | 1998-10-26 | 0 | 0
|  |  |  | 1998-10-27 | 0 | 0
|  |  |  | 1998-10-28 | 0.01 | 0.01
|  |  |  | 1998-10-29 | 0 | 0
|  |  |  | 1998-10-30 | 0 | 0
|  |  |  | 1998-10-31 | 0.24 | 0.24
|  |  |  | 1998-11-01 | 1.74 | 1.74
|  |  |  | 1998-11-02 | 0.01 | 0.01
|  |  |  | 1998-11-03 | 0 | 0
|  |  |  | 1998-11-04 | 0 | 0
|  |  |  | 1998-11-05 | 0 | 0
|  |  |  | 1998-11-06 | 0.01 | 0.01
|  |  |  | 1998-11-07 | 0.1 | 0.1
|  |  |  | 1998-11-08 | 0 | 0
|  |  |  | 1998-11-09 | 0.21 | 0.21
|  |  |  | 1998-11-10 | 0 | 0
|  |  |  | 1998-11-11 | 0 | 0
|  |  |  | 1998-11-12 | 0.01 | 0.01
|  |  |  | 1998-11-13 | 0.04 | 0.04
|  |  |  | 1998-11-14 | 0.01 | 0.01
|  |  |  | 1998-11-15 | 0 | 0
|  |  |  | 1998-11-16 | 0 | 0
|  |  |  | 1998-11-17 | 0 | 0
|  |  |  | 1998-11-18 | 0 | 0
|  |  |  | 1998-11-19 | 0 | 0
|  |  |  | 1998-11-20 | 0 | 0
|  |  |  | 1998-11-21 | 0 | 0
|  |  |  | 1998-11-22 | 0 | 0
|  |  |  | 1998-11-23 | 0 | 0
|  |  |  | 1998-11-24 | 0 | 0
|  |  |  | 1998-11-25 | 0 | 0
|  |  |  | 1998-11-26 | 0 | 0
|  |  |  | 1998-11-27 | 0 | 0
|  |  |  | 1998-11-28 | 0 | 0
|  |  |  | 1998-11-29 | 0.14 | 0.14
|  |  |  | 1998-11-30 | 0 | 0
|  |  |  | 1998-12-01 | 0 | 0
|  |  |  | 1998-12-02 | 0 | 0
|  |  |  | 1998-12-03 | 1.06 | 1.06
|  |  |  | 1998-12-04 | 0 | 0
|  |  |  | 1998-12-05 | 0 | 0
|  |  |  | 1998-12-06 | 0 | 0
|  |  |  | 1998-12-07 | 0 | 0
|  |  |  | 1998-12-08 | 0 | 0
|  |  |  | 1998-12-09 | 0 | 0
|  |  |  | 1998-12-10 | 0 | 0
|  |  |  | 1998-12-11 | 0.37 | 0.37
|  |  |  | 1998-12-12 | 0.41 | 0.41
|  |  |  | 1998-12-13 | 0 | 0
|  |  |  | 1998-12-14 | 0 | 0
|  |  |  | 1998-12-15 | 0 | 0
|  |  |  | 1998-12-16 | 0 | 0
|  |  |  | 1998-12-17 | 0 | 0
|  |  |  | 1998-12-18 | 0.08 | 0.08
|  |  |  | 1998-12-19 | 0 | 0
|  |  |  | 1998-12-20 | 0 | 0
|  |  |  | 1998-12-21 | 0.01 | 0.01
|  |  |  | 1998-12-22 | 0 | 0
|  |  |  | 1998-12-23 | 0 | 0
|  |  |  | 1998-12-24 | 0 | 0
|  |  |  | 1998-12-25 | 0 | 0
|  |  |  | 1998-12-26 | 0 | 0
|  |  |  | 1998-12-27 | 0 | 0
|  |  |  | 1998-12-28 | 0 | 0
|  |  |  | 1998-12-29 | 0 | 0
|  |  |  | 1998-12-30 | 0 | 0
|  |  |  | 1998-12-31 | 0 | 0
|  |  |  | 1999-01-01 | 0 | 0
|  |  |  | 1999-01-02 | 0 | 0
|  |  |  | 1999-01-03 | 0 | 0
|  |  |  | 1999-01-04 | 0 | 0
|  |  |  | 1999-01-05 | 0 | 0
|  |  |  | 1999-01-06 | 0 | 0
|  |  |  | 1999-01-07 | 0 | 0
|  |  |  | 1999-01-08 | 0 | 0
|  |  |  | 1999-01-09 | 0 | 0
|  |  |  | 1999-01-10 | 0 | 0
|  |  |  | 1999-01-11 | 0 | 0
|  |  |  | 1999-01-12 | 0 | 0
|  |  |  | 1999-01-13 | 0 | 0
|  |  |  | 1999-01-14 | 0 | 0
|  |  |  | 1999-01-15 | 0 | 0
|  |  |  | 1999-01-16 | 0 | 0
|  |  |  | 1999-01-17 | 0 | 0
|  |  |  | 1999-01-18 | 0 | 0
|  |  |  | 1999-01-19 | 0 | 0
|  |  |  | 1999-01-20 | 0 | 0
|  |  |  | 1999-01-21 | 0 | 0
|  |  |  | 1999-01-22 | 0.19 | 0.19
|  |  |  | 1999-01-23 | 0 | 0
|  |  |  | 1999-01-24 | 0 | 0
|  |  |  | 1999-01-25 | 0 | 0
|  |  |  | 1999-01-26 | 0 | 0
|  |  |  | 1999-01-27 | 0 | 0
|  |  |  | 1999-01-28 | 0 | 0
|  |  |  | 1999-01-29 | 2.11 | 2.11
|  |  |  | 1999-01-30 | 0.07 | 0.07
|  |  |  | 1999-01-31 | 0 | 0
|  |  |  | 1999-02-01 | 0 | 0
|  |  |  | 1999-02-02 | 0 | 0
|  |  |  | 1999-02-03 | 0 | 0
|  |  |  | 1999-02-04 | 0 | 0
|  |  |  | 1999-02-05 | 0 | 0
|  |  |  | 1999-02-06 | 0.19 | 0.19
|  |  |  | 1999-02-07 | 0 | 0
|  |  |  | 1999-02-08 | 0 | 0
|  |  |  | 1999-02-09 | 0 | 0
|  |  |  | 1999-02-10 | 0 | 0
|  |  |  | 1999-02-11 | 0 | 0
|  |  |  | 1999-02-12 | 0 | 0
|  |  |  | 1999-02-13 | 0 | 0
|  |  |  | 1999-02-14 | 0 | 0
|  |  |  | 1999-02-15 | 0 | 0
|  |  |  | 1999-02-16 | 0 | 0
|  |  |  | 1999-02-17 | 0 | 0
|  |  |  | 1999-02-18 | 0 | 0
|  |  |  | 1999-02-19 | 0 | 0
|  |  |  | 1999-02-20 | 0 | 0
|  |  |  | 1999-02-21 | 0 | 0
|  |  |  | 1999-02-22 | 0 | 0
|  |  |  | 1999-02-23 | 0 | 0
|  |  |  | 1999-02-24 | 0 | 0
|  |  |  | 1999-02-25 | 0 | 0
|  |  |  | 1999-02-26 | 0 | 0
|  |  |  | 1999-02-27 | 0 | 0
|  |  |  | 1999-02-28 | 0 | 0
|  |  |  | 1999-03-01 | 0 | 0
|  |  |  | 1999-03-02 | 0 | 0
|  |  |  | 1999-03-03 | 0 | 0
|  |  |  | 1999-03-04 | 0 | 0
|  |  |  | 1999-03-05 | 0 | 0
|  |  |  | 1999-03-06 | 0 | 0
|  |  |  | 1999-03-07 | 0.26 | 0.26
|  |  |  | 1999-03-08 | 0.52 | 0.52
|  |  |  | 1999-03-09 | 0 | 0
|  |  |  | 1999-03-10 | 0 | 0
|  |  |  | 1999-03-11 | 0.03 | 0.03
|  |  |  | 1999-03-12 | 3.12 | 3.12
|  |  |  | 1999-03-13 | 0 | 0
|  |  |  | 1999-03-14 | 0 | 0
|  |  |  | 1999-03-15 | 0 | 0
|  |  |  | 1999-03-16 | 0 | 0
|  |  |  | 1999-03-17 | 0.01 | 0.01
|  |  |  | 1999-03-18 | 1.78 | 1.78
|  |  |  | 1999-03-19 | 0 | 0
|  |  |  | 1999-03-20 | 0 | 0
|  |  |  | 1999-03-21 | 0 | 0
|  |  |  | 1999-03-22 | 0 | 0
|  |  |  | 1999-03-23 | 0 | 0
|  |  |  | 1999-03-24 | 0.08 | 0.08
|  |  |  | 1999-03-25 | 0 | 0
|  |  |  | 1999-03-26 | 0 | 0
|  |  |  | 1999-03-27 | 0.49 | 0.49
|  |  |  | 1999-03-28 | 0 | 0
|  |  |  | 1999-03-29 | 0 | 0
|  |  |  | 1999-03-30 | 0 | 0
|  |  |  | 1999-03-31 | 0 | 0
|  |  |  | 1999-04-01 | 0 | 0
|  |  |  | 1999-04-02 | 0 | 0
|  |  |  | 1999-04-03 | 0.16 | 0.16
|  |  |  | 1999-04-04 | 0 | 0
|  |  |  | 1999-04-05 | 0.13 | 0.13
|  |  |  | 1999-04-06 | 0 | 0
|  |  |  | 1999-04-07 | 0 | 0
|  |  |  | 1999-04-08 | 0 | 0
|  |  |  | 1999-04-09 | 0 | 0
|  |  |  | 1999-04-10 | 0 | 0
|  |  |  | 1999-04-11 | 0 | 0
|  |  |  | 1999-04-12 | 0 | 0
|  |  |  | 1999-04-13 | 1.85 | 1.85
|  |  |  | 1999-04-14 | 0.93 | 0.93
|  |  |  | 1999-04-15 | 0 | 0
|  |  |  | 1999-04-16 | 0 | 0
|  |  |  | 1999-04-17 | 0 | 0
|  |  |  | 1999-04-18 | 0 | 0
|  |  |  | 1999-04-19 | 0 | 0
|  |  |  | 1999-04-20 | 0 | 0
|  |  |  | 1999-04-21 | 0 | 0
|  |  |  | 1999-04-22 | 0 | 0
|  |  |  | 1999-04-23 | 0 | 0
|  |  |  | 1999-04-24 | 0.06 | 0.06
|  |  |  | 1999-04-25 | 0.08 | 0.08
|  |  |  | 1999-04-26 | 0.51 | 0.51
|  |  |  | 1999-04-27 | 0 | 0
|  |  |  | 1999-04-28 | 0 | 0
|  |  |  | 1999-04-29 | 0.06 | 0.06
|  |  |  | 1999-04-30 | 0 | 0
|  |  |  | 1999-05-01 | 0.06 | 0.06
|  |  |  | 1999-05-02 | 0.42 | 0.42
|  |  |  | 1999-05-03 | 0 | 0
|  |  |  | 1999-05-04 | 0.08 | 0.08
|  |  |  | 1999-05-05 | 0.02 | 0.02
|  |  |  | 1999-05-06 | 0 | 0
|  |  |  | 1999-05-07 | 0 | 0
|  |  |  | 1999-05-08 | 0 | 0
|  |  |  | 1999-05-09 | 1.25 | 1.25
|  |  |  | 1999-05-10 | 0 | 0
|  |  |  | 1999-05-11 | 0 | 0
|  |  |  | 1999-05-12 | 0 | 0
|  |  |  | 1999-05-13 | 0 | 0
|  |  |  | 1999-05-14 | 0 | 0
|  |  |  | 1999-05-15 | 0 | 0
|  |  |  | 1999-05-16 | 0 | 0
|  |  |  | 1999-05-17 | 0 | 0
|  |  |  | 1999-05-18 | 0 | 0
|  |  |  | 1999-05-19 | 0 | 0
|  |  |  | 1999-05-20 | 0 | 0
|  |  |  | 1999-05-21 | 0 | 0
|  |  |  | 1999-05-22 | 0 | 0
|  |  |  | 1999-05-23 | 0.06 | 0.06
|  |  |  | 1999-05-24 | 0 | 0
|  |  |  | 1999-05-25 | 0.99 | 0.99
|  |  |  | 1999-05-26 | 0.21 | 0.21
|  |  |  | 1999-05-27 | 1.27 | 1.27
|  |  |  | 1999-05-28 | 0 | 0
|  |  |  | 1999-05-29 | 0.32 | 0.32
|  |  |  | 1999-05-30 | 0.04 | 0.04
|  |  |  | 1999-05-31 | 0.14 | 0.14
|  |  |  | 1999-06-01 | 0 | 0
|  |  |  | 1999-06-02 | 0 | 0
|  |  |  | 1999-06-03 | 0.01 | 0.01
|  |  |  | 1999-06-04 | 0 | 0
|  |  |  | 1999-06-05 | 0 | 0
|  |  |  | 1999-06-06 | 0.48 | 0.48
|  |  |  | 1999-06-07 | 0 | 0
|  |  |  | 1999-06-08 | 0 | 0
|  |  |  | 1999-06-09 | 0 | 0
|  |  |  | 1999-06-10 | 2.63 | 2.63
|  |  |  | 1999-06-11 | 0 | 0
|  |  |  | 1999-06-12 | 0 | 0
|  |  |  | 1999-06-13 | 0 | 0
|  |  |  | 1999-06-14 | 0 | 0
|  |  |  | 1999-06-15 | 0 | 0
|  |  |  | 1999-06-16 | 0 | 0
|  |  |  | 1999-06-17 | 0 | 0
|  |  |  | 1999-06-18 | 0 | 0
|  |  |  | 1999-06-19 | 0.01 | 0.01
|  |  |  | 1999-06-20 | 0 | 0
|  |  |  | 1999-06-21 | 1 | 1
|  |  |  | 1999-06-22 | 0.4 | 0.4
|  |  |  | 1999-06-23 | 0 | 0
|  |  |  | 1999-06-24 | 0 | 0
|  |  |  | 1999-06-25 | 0.03 | 0.03
|  |  |  | 1999-06-26 | 0.01 | 0.01
|  |  |  | 1999-06-27 | 0 | 0
|  |  |  | 1999-06-28 | 0 | 0
|  |  |  | 1999-06-29 | 0.03 | 0.03
|  |  |  | 1999-06-30 | 0.02 | 0.02
|  |  |  | 1999-07-01 | 0 | 0
|  |  |  | 1999-07-02 | 0 | 0
|  |  |  | 1999-07-03 | 0 | 0
|  |  |  | 1999-07-04 | 0 | 0
|  |  |  | 1999-07-05 | 0 | 0
|  |  |  | 1999-07-06 | 0 | 0
|  |  |  | 1999-07-07 | 0 | 0
|  |  |  | 1999-07-08 | 0 | 0
|  |  |  | 1999-07-09 | 0 | 0
|  |  |  | 1999-07-10 | 0 | 0
|  |  |  | 1999-07-11 | 0 | 0
|  |  |  | 1999-07-12 | 0 | 0
|  |  |  | 1999-07-13 | 0 | 0
|  |  |  | 1999-07-14 | 0 | 0
|  |  |  | 1999-07-15 | 0 | 0
|  |  |  | 1999-07-16 | 0 | 0
|  |  |  | 1999-07-17 | 0 | 0
|  |  |  | 1999-07-18 | 0 | 0
|  |  |  | 1999-07-19 | 0 | 0
|  |  |  | 1999-07-20 | 0 | 0
|  |  |  | 1999-07-21 | 0 | 0
|  |  |  | 1999-07-22 | 0 | 0
|  |  |  | 1999-07-23 | 0 | 0
|  |  |  | 1999-07-24 | 0 | 0
|  |  |  | 1999-07-25 | 0 | 0
|  |  |  | 1999-07-26 | 0 | 0
|  |  |  | 1999-07-27 | 0 | 0
|  |  |  | 1999-07-28 | 0 | 0
|  |  |  | 1999-07-29 | 0 | 0
|  |  |  | 1999-07-30 | 0 | 0
|  |  |  | 1999-07-31 | 0 | 0
|  |  |  | 1999-08-01 | 0 | 0
|  |  |  | 1999-08-02 | 0 | 0
|  |  |  | 1999-08-03 | 1.36 | 1.36
|  |  |  | 1999-08-04 | 0 | 0
|  |  |  | 1999-08-05 | 0 | 0
|  |  |  | 1999-08-06 | 0 | 0
|  |  |  | 1999-08-07 | 0 | 0
|  |  |  | 1999-08-08 | 0 | 0
|  |  |  | 1999-08-09 | 0 | 0
|  |  |  | 1999-08-10 | 0 | 0
|  |  |  | 1999-08-11 | 0 | 0
|  |  |  | 1999-08-12 | 0 | 0
|  |  |  | 1999-08-13 | 0 | 0
|  |  |  | 1999-08-14 | 0 | 0
|  |  |  | 1999-08-15 | 0 | 0
|  |  |  | 1999-08-16 | 0 | 0
|  |  |  | 1999-08-17 | 0 | 0
|  |  |  | 1999-08-18 | 0 | 0
|  |  |  | 1999-08-19 | 0 | 0
|  |  |  | 1999-08-20 | 0 | 0
|  |  |  | 1999-08-21 | 0 | 0
|  |  |  | 1999-08-22 | 0 | 0
|  |  |  | 1999-08-23 | 0 | 0
|  |  |  | 1999-08-24 | 0 | 0
|  |  |  | 1999-08-25 | 0 | 0
|  |  |  | 1999-08-26 | 0 | 0
|  |  |  | 1999-08-27 | 0.01 | 0.01
|  |  |  | 1999-08-28 | 0 | 0
|  |  |  | 1999-08-29 | 0 | 0
|  |  |  | 1999-08-30 | 0 | 0
|  |  |  | 1999-08-31 | 0 | 0
|  |  |  | 1999-09-01 | 0 | 0
|  |  |  | 1999-09-02 | 0 | 0
|  |  |  | 1999-09-03 | 0 | 0
|  |  |  | 1999-09-04 | 0 | 0
|  |  |  | 1999-09-05 | 0.5 | 0.5
|  |  |  | 1999-09-06 | 0 | 0
|  |  |  | 1999-09-07 | 0 | 0
|  |  |  | 1999-09-08 | 0 | 0
|  |  |  | 1999-09-09 | 0 | 0
|  |  |  | 1999-09-10 | 0 | 0
|  |  |  | 1999-09-11 | 0.19 | 0.19
|  |  |  | 1999-09-12 | 1.05 | 1.05
|  |  |  | 1999-09-13 | 0 | 0
|  |  |  | 1999-09-14 | 0 | 0
|  |  |  | 1999-09-15 | 0 | 0
|  |  |  | 1999-09-16 | 0.02 | 0.02
|  |  |  | 1999-09-17 | 0 | 0
|  |  |  | 1999-09-18 | 0 | 0
|  |  |  | 1999-09-19 | 0 | 0
|  |  |  | 1999-09-20 | 0 | 0
|  |  |  | 1999-09-21 | 0 | 0
|  |  |  | 1999-09-22 | 0 | 0
|  |  |  | 1999-09-23 | 0 | 0
|  |  |  | 1999-09-24 | 0 | 0
|  |  |  | 1999-09-25 | 0 | 0
|  |  |  | 1999-09-26 | 0 | 0
|  |  |  | 1999-09-27 | 0 | 0
|  |  |  | 1999-09-28 | 0 | 0
|  |  |  | 1999-09-29 | 0 | 0
|  |  |  | 1999-09-30 | 0 | 0
|  |  |  | 1999-10-01 | 0 | 0
|  |  |  | 1999-10-02 | 0 | 0
|  |  |  | 1999-10-03 | 0.08 | 0.08
|  |  |  | 1999-10-04 | 0.41 | 0.41
|  |  |  | 1999-10-05 | 0 | 0
|  |  |  | 1999-10-06 | 0 | 0
|  |  |  | 1999-10-07 | 0 | 0
|  |  |  | 1999-10-08 | 1.09 | 1.09
|  |  |  | 1999-10-09 | 0 | 0
|  |  |  | 1999-10-10 | 0 | 0
|  |  |  | 1999-10-11 | 0 | 0
|  |  |  | 1999-10-12 | 0 | 0
|  |  |  | 1999-10-13 | 0 | 0
|  |  |  | 1999-10-14 | 0 | 0
|  |  |  | 1999-10-15 | 0 | 0
|  |  |  | 1999-10-16 | 0 | 0
|  |  |  | 1999-10-17 | 0.07 | 0.07
|  |  |  | 1999-10-18 | 0.03 | 0.03
|  |  |  | 1999-10-19 | 0 | 0
|  |  |  | 1999-10-20 | 0 | 0
|  |  |  | 1999-10-21 | 0 | 0
|  |  |  | 1999-10-22 | 0 | 0
|  |  |  | 1999-10-23 | 0 | 0
|  |  |  | 1999-10-24 | 0 | 0
|  |  |  | 1999-10-25 | 0 | 0
|  |  |  | 1999-10-26 | 0 | 0
|  |  |  | 1999-10-27 | 0 | 0
|  |  |  | 1999-10-28 | 0 | 0
|  |  |  | 1999-10-29 | 0.33 | 0.33
|  |  |  | 1999-10-30 | 0.94 | 0.94
|  |  |  | 1999-10-31 | 0.55 | 0.55
|  |  |  | 1999-11-01 | 0 | 0
|  |  |  | 1999-11-02 | 0 | 0
|  |  |  | 1999-11-03 | 0 | 0
|  |  |  | 1999-11-04 | 0 | 0
|  |  |  | 1999-11-05 | 0 | 0
|  |  |  | 1999-11-06 | 0 | 0
|  |  |  | 1999-11-07 | 0 | 0
|  |  |  | 1999-11-08 | 0 | 0
|  |  |  | 1999-11-09 | 0 | 0
|  |  |  | 1999-11-10 | 0 | 0
|  |  |  | 1999-11-11 | 0 | 0
|  |  |  | 1999-11-12 | 0 | 0
|  |  |  | 1999-11-13 | 0 | 0
|  |  |  | 1999-11-14 | 0 | 0
|  |  |  | 1999-11-15 | 0 | 0
|  |  |  | 1999-11-16 | 0 | 0
|  |  |  | 1999-11-17 | 0 | 0
|  |  |  | 1999-11-18 | 0 | 0
|  |  |  | 1999-11-19 | 0 | 0
|  |  |  | 1999-11-20 | 0 | 0
|  |  |  | 1999-11-21 | 0 | 0
|  |  |  | 1999-11-22 | 0 | 0
|  |  |  | 1999-11-23 | 0 | 0
|  |  |  | 1999-11-24 | 0 | 0
|  |  |  | 1999-11-25 | 0 | 0
|  |  |  | 1999-11-26 | 0 | 0
|  |  |  | 1999-11-27 | 0 | 0
|  |  |  | 1999-11-28 | 0 | 0
|  |  |  | 1999-11-29 | 0 | 0
|  |  |  | 1999-11-30 | 0 | 0
|  |  |  | 1999-12-01 | 0 | 0
|  |  |  | 1999-12-02 | 0 | 0
|  |  |  | 1999-12-03 | 0 | 0
|  |  |  | 1999-12-04 | 0.33 | 0.33
|  |  |  | 1999-12-05 | 0 | 0
|  |  |  | 1999-12-06 | 0 | 0
|  |  |  | 1999-12-07 | 0 | 0
|  |  |  | 1999-12-08 | 0 | 0
|  |  |  | 1999-12-09 | 0.36 | 0.36
|  |  |  | 1999-12-10 | 0 | 0
|  |  |  | 1999-12-11 | 0.03 | 0.03
|  |  |  | 1999-12-12 | 0 | 0
|  |  |  | 1999-12-13 | 0 | 0
|  |  |  | 1999-12-14 | 0 | 0
|  |  |  | 1999-12-15 | 0 | 0
|  |  |  | 1999-12-16 | 0 | 0
|  |  |  | 1999-12-17 | 0 | 0
|  |  |  | 1999-12-18 | 0 | 0
|  |  |  | 1999-12-19 | 0 | 0
|  |  |  | 1999-12-20 | 0 | 0
|  |  |  | 1999-12-21 | 0 | 0
|  |  |  | 1999-12-22 | 0 | 0
|  |  |  | 1999-12-23 | 0 | 0
|  |  |  | 1999-12-24 | 0 | 0
|  |  |  | 1999-12-25 | 0 | 0
|  |  |  | 1999-12-26 | 0 | 0
|  |  |  | 1999-12-27 | 0 | 0
|  |  |  | 1999-12-28 | 0 | 0
|  |  |  | 1999-12-29 | 0 | 0
|  |  |  | 1999-12-30 | 0 | 0
|  |  |  | 1999-12-31 | 0 | 0
|  |  |  | 2000-01-01 | 0 | 0
|  |  |  | 2000-01-02 | 0.06 | 0.06
|  |  |  | 2000-01-03 | 0.25 | 0.25
|  |  |  | 2000-01-04 | 0 | 0
|  |  |  | 2000-01-05 | 0 | 0
|  |  |  | 2000-01-06 | 0 | 0
|  |  |  | 2000-01-07 | 0.18 | 0.18
|  |  |  | 2000-01-08 | 0.04 | 0.04
|  |  |  | 2000-01-09 | 0 | 0
|  |  |  | 2000-01-10 | 0 | 0
|  |  |  | 2000-01-11 | 0 | 0
|  |  |  | 2000-01-12 | 0 | 0
|  |  |  | 2000-01-13 | 0 | 0
|  |  |  | 2000-01-14 | 0 | 0
|  |  |  | 2000-01-15 | 0 | 0
|  |  |  | 2000-01-16 | 0 | 0
|  |  |  | 2000-01-17 | 0 | 0
|  |  |  | 2000-01-18 | 0 | 0
|  |  |  | 2000-01-19 | 0 | 0
|  |  |  | 2000-01-20 | 0 | 0
|  |  |  | 2000-01-21 | 0 | 0
|  |  |  | 2000-01-22 | 0 | 0
|  |  |  | 2000-01-23 | 0 | 0
|  |  |  | 2000-01-24 | 0 | 0
|  |  |  | 2000-01-25 | 0 | 0
|  |  |  | 2000-01-26 | 0 | 0
|  |  |  | 2000-01-27 | 0.2 | 0.2
|  |  |  | 2000-01-28 | 0 | 0
|  |  |  | 2000-01-29 | 0 | 0
|  |  |  | 2000-01-30 | 0 | 0
|  |  |  | 2000-01-31 | 0 | 0
|  |  |  | 2000-02-01 | 0 | 0
|  |  |  | 2000-02-02 | 0 | 0
|  |  |  | 2000-02-03 | 0 | 0
|  |  |  | 2000-02-04 | 0 | 0
|  |  |  | 2000-02-05 | 0 | 0
|  |  |  | 2000-02-06 | 0 | 0
|  |  |  | 2000-02-07 | 0 | 0
|  |  |  | 2000-02-08 | 0 | 0
|  |  |  | 2000-02-09 | 0 | 0
|  |  |  | 2000-02-10 | 0 | 0
|  |  |  | 2000-02-11 | 0 | 0
|  |  |  | 2000-02-12 | 0 | 0
|  |  |  | 2000-02-13 | 0 | 0
|  |  |  | 2000-02-14 | 0 | 0
|  |  |  | 2000-02-15 | 0 | 0
|  |  |  | 2000-02-16 | 0 | 0
|  |  |  | 2000-02-17 | 0.45 | 0.45
|  |  |  | 2000-02-18 | 0 | 0
|  |  |  | 2000-02-19 | 0 | 0
|  |  |  | 2000-02-20 | 0 | 0
|  |  |  | 2000-02-21 | 0 | 0
|  |  |  | 2000-02-22 | 0.4 | 0.4
|  |  |  | 2000-02-23 | 0 | 0
|  |  |  | 2000-02-24 | 0 | 0
|  |  |  | 2000-02-25 | 0.35 | 0.35
|  |  |  | 2000-02-26 | 0 | 0
|  |  |  | 2000-02-27 | 0 | 0
|  |  |  | 2000-02-28 | 0 | 0
|  |  |  | 2000-02-29 | 0 | 0
|  |  |  | 2000-03-01 | 0 | 0
|  |  |  | 2000-03-02 | 0.22 | 0.22
|  |  |  | 2000-03-03 | 0 | 0
|  |  |  | 2000-03-04 | 0 | 0
|  |  |  | 2000-03-05 | 0 | 0
|  |  |  | 2000-03-06 | 0 | 0
|  |  |  | 2000-03-07 | 0.21 | 0.21
|  |  |  | 2000-03-08 | 0 | 0
|  |  |  | 2000-03-09 | 0 | 0
|  |  |  | 2000-03-10 | 0 | 0
|  |  |  | 2000-03-11 | 0 | 0
|  |  |  | 2000-03-12 | 0 | 0
|  |  |  | 2000-03-13 | 0 | 0
|  |  |  | 2000-03-14 | 0 | 0
|  |  |  | 2000-03-15 | 0 | 0
|  |  |  | 2000-03-16 | 0.08 | 0.08
|  |  |  | 2000-03-17 | 0 | 0
|  |  |  | 2000-03-18 | 0 | 0
|  |  |  | 2000-03-19 | 0 | 0
|  |  |  | 2000-03-20 | 0 | 0
|  |  |  | 2000-03-21 | 0.01 | 0.01
|  |  |  | 2000-03-22 | 0.05 | 0.05
|  |  |  | 2000-03-23 | 1.57 | 1.57
|  |  |  | 2000-03-24 | 0 | 0
|  |  |  | 2000-03-25 | 0 | 0
|  |  |  | 2000-03-26 | 0 | 0
|  |  |  | 2000-03-27 | 0 | 0
|  |  |  | 2000-03-28 | 0.37 | 0.37
|  |  |  | 2000-03-29 | 0 | 0
|  |  |  | 2000-03-30 | 0 | 0
|  |  |  | 2000-03-31 | 0 | 0
|  |  |  | 2000-04-01 | 0.51 | 0.51
|  |  |  | 2000-04-02 | 0.04 | 0.04
|  |  |  | 2000-04-03 | 0 | 0
|  |  |  | 2000-04-04 | 0 | 0
|  |  |  | 2000-04-05 | 0 | 0
|  |  |  | 2000-04-06 | 0 | 0
|  |  |  | 2000-04-07 | 0 | 0
|  |  |  | 2000-04-08 | 0 | 0
|  |  |  | 2000-04-09 | 0 | 0
|  |  |  | 2000-04-10 | 0 | 0
|  |  |  | 2000-04-11 | 0.99 | 0.99
|  |  |  | 2000-04-12 | 0.1 | 0.1
|  |  |  | 2000-04-13 | 0 | 0
|  |  |  | 2000-04-14 | 0 | 0
|  |  |  | 2000-04-15 | 0.47 | 0.47
|  |  |  | 2000-04-16 | 0 | 0
|  |  |  | 2000-04-17 | 0 | 0
|  |  |  | 2000-04-18 | 0 | 0
|  |  |  | 2000-04-19 | 0 | 0
|  |  |  | 2000-04-20 | 0 | 0
|  |  |  | 2000-04-21 | 0 | 0
|  |  |  | 2000-04-22 | 0.08 | 0.08
|  |  |  | 2000-04-23 | 0 | 0
|  |  |  | 2000-04-24 | 0 | 0
|  |  |  | 2000-04-25 | 0.02 | 0.02
|  |  |  | 2000-04-26 | 0 | 0
|  |  |  | 2000-04-27 | 0.01 | 0.01
|  |  |  | 2000-04-28 | 0 | 0
|  |  |  | 2000-04-29 | 0.48 | 0.48
|  |  |  | 2000-04-30 | 0.11 | 0.11
|  |  |  | 2000-05-01 | 0 | 0
|  |  |  | 2000-05-02 | 0.01 | 0.01
|  |  |  | 2000-05-03 | 0 | 0
|  |  |  | 2000-05-04 | 0 | 0
|  |  |  | 2000-05-05 | 0 | 0
|  |  |  | 2000-05-06 | 0 | 0
|  |  |  | 2000-05-07 | 0 | 0
|  |  |  | 2000-05-08 | 0 | 0
|  |  |  | 2000-05-09 | 0 | 0
|  |  |  | 2000-05-10 | 0 | 0
|  |  |  | 2000-05-11 | 0 | 0
|  |  |  | 2000-05-12 | 0 | 0
|  |  |  | 2000-05-13 | 0 | 0
|  |  |  | 2000-05-14 | 0 | 0
|  |  |  | 2000-05-15 | 0 | 0
|  |  |  | 2000-05-16 | 0 | 0
|  |  |  | 2000-05-17 | 0 | 0
|  |  |  | 2000-05-18 | 0 | 0
|  |  |  | 2000-05-19 | 0 | 0
|  |  |  | 2000-05-20 | 0 | 0
|  |  |  | 2000-05-21 | 0 | 0
|  |  |  | 2000-05-22 | 0 | 0
|  |  |  | 2000-05-23 | 0 | 0
|  |  |  | 2000-05-24 | 0 | 0
|  |  |  | 2000-05-25 | 0 | 0
|  |  |  | 2000-05-26 | 0.59 | 0.59
|  |  |  | 2000-05-27 | 0.73 | 0.73
|  |  |  | 2000-05-28 | 0 | 0
|  |  |  | 2000-05-29 | 0 | 0
|  |  |  | 2000-05-30 | 0 | 0
|  |  |  | 2000-05-31 | 0 | 0
|  |  |  | 2000-06-01 | 0 | 0
|  |  |  | 2000-06-02 | 0.36 | 0.36
|  |  |  | 2000-06-03 | 0.64 | 0.64
|  |  |  | 2000-06-04 | 0.69 | 0.69
|  |  |  | 2000-06-05 | 0 | 0
|  |  |  | 2000-06-06 | 0 | 0
|  |  |  | 2000-06-07 | 0 | 0
|  |  |  | 2000-06-08 | 0 | 0
|  |  |  | 2000-06-09 | 0.01 | 0.01
|  |  |  | 2000-06-10 | 0.12 | 0.12
|  |  |  | 2000-06-11 | 0.03 | 0.03
|  |  |  | 2000-06-12 | 0 | 0
|  |  |  | 2000-06-13 | 0 | 0
|  |  |  | 2000-06-14 | 0 | 0
|  |  |  | 2000-06-15 | 0 | 0
|  |  |  | 2000-06-16 | 0 | 0
|  |  |  | 2000-06-17 | 1.1 | 1.1
|  |  |  | 2000-06-18 | 0.04 | 0.04
|  |  |  | 2000-06-19 | 0.14 | 0.14
|  |  |  | 2000-06-20 | 0 | 0
|  |  |  | 2000-06-21 | 0 | 0
|  |  |  | 2000-06-22 | 0 | 0
|  |  |  | 2000-06-23 | 0 | 0
|  |  |  | 2000-06-24 | 0 | 0
|  |  |  | 2000-06-25 | 0 | 0
|  |  |  | 2000-06-26 | 0 | 0
|  |  |  | 2000-06-27 | 0 | 0
|  |  |  | 2000-06-28 | 0.09 | 0.09
|  |  |  | 2000-06-29 | 0 | 0
|  |  |  | 2000-06-30 | 0.41 | 0.41
|  |  |  | 2000-07-01 | 0.37 | 0.37
|  |  |  | 2000-07-02 | 0 | 0
|  |  |  | 2000-07-03 | 0 | 0
|  |  |  | 2000-07-04 | 0 | 0
|  |  |  | 2000-07-05 | 0 | 0
|  |  |  | 2000-07-06 | 0 | 0
|  |  |  | 2000-07-07 | 0 | 0
|  |  |  | 2000-07-08 | 0 | 0
|  |  |  | 2000-07-09 | 0 | 0
|  |  |  | 2000-07-10 | 0 | 0
|  |  |  | 2000-07-11 | 0 | 0
|  |  |  | 2000-07-12 | 0.05 | 0.05
|  |  |  | 2000-07-13 | 0.21 | 0.21
|  |  |  | 2000-07-14 | 0 | 0
|  |  |  | 2000-07-15 | 0 | 0
|  |  |  | 2000-07-16 | 0 | 0
|  |  |  | 2000-07-17 | 0 | 0
|  |  |  | 2000-07-18 | 0 | 0
|  |  |  | 2000-07-19 | 0 | 0
|  |  |  | 2000-07-20 | 0 | 0
|  |  |  | 2000-07-21 | 0 | 0
|  |  |  | 2000-07-22 | 0.01 | 0.01
|  |  |  | 2000-07-23 | 0 | 0
|  |  |  | 2000-07-24 | 0 | 0
|  |  |  | 2000-07-25 | 0 | 0
|  |  |  | 2000-07-26 | 0 | 0
|  |  |  | 2000-07-27 | 0 | 0
|  |  |  | 2000-07-28 | 0 | 0
|  |  |  | 2000-07-29 | 0.06 | 0.06
|  |  |  | 2000-07-30 | 0 | 0
|  |  |  | 2000-07-31 | 0 | 0
|  |  |  | 2000-08-01 | 0 | 0
|  |  |  | 2000-08-02 | 0 | 0
|  |  |  | 2000-08-03 | 0 | 0
|  |  |  | 2000-08-04 | 0 | 0
|  |  |  | 2000-08-05 | 0 | 0
|  |  |  | 2000-08-06 | 0 | 0
|  |  |  | 2000-08-07 | 0 | 0
|  |  |  | 2000-08-08 | 0 | 0
|  |  |  | 2000-08-09 | 0 | 0
|  |  |  | 2000-08-10 | 0 | 0
|  |  |  | 2000-08-11 | 0 | 0
|  |  |  | 2000-08-12 | 0 | 0
|  |  |  | 2000-08-13 | 0 | 0
|  |  |  | 2000-08-14 | 0 | 0
|  |  |  | 2000-08-15 | 0 | 0
|  |  |  | 2000-08-16 | 0 | 0
|  |  |  | 2000-08-17 | 0 | 0
|  |  |  | 2000-08-18 | 0 | 0
|  |  |  | 2000-08-19 | 0 | 0
|  |  |  | 2000-08-20 | 0 | 0
|  |  |  | 2000-08-21 | 0 | 0
|  |  |  | 2000-08-22 | 0 | 0
|  |  |  | 2000-08-23 | 0 | 0
|  |  |  | 2000-08-24 | 0 | 0
|  |  |  | 2000-08-25 | 0 | 0
|  |  |  | 2000-08-26 | 0 | 0
|  |  |  | 2000-08-27 | 0 | 0
|  |  |  | 2000-08-28 | 0 | 0
|  |  |  | 2000-08-29 | 0 | 0
|  |  |  | 2000-08-30 | 0 | 0
|  |  |  | 2000-08-31 | 0 | 0
|  |  |  | 2000-09-01 | 0 | 0
|  |  |  | 2000-09-02 | 0 | 0
|  |  |  | 2000-09-03 | 0 | 0
|  |  |  | 2000-09-04 | 0 | 0
|  |  |  | 2000-09-05 | 0 | 0
|  |  |  | 2000-09-06 | 0 | 0
|  |  |  | 2000-09-07 | 0 | 0
|  |  |  | 2000-09-08 | 0 | 0
|  |  |  | 2000-09-09 | 0 | 0
|  |  |  | 2000-09-10 | 0 | 0
|  |  |  | 2000-09-11 | 0.04 | 0.04
|  |  |  | 2000-09-12 | 0 | 0
|  |  |  | 2000-09-13 | 0 | 0
|  |  |  | 2000-09-14 | 0 | 0
|  |  |  | 2000-09-15 | 0 | 0
|  |  |  | 2000-09-16 | 0 | 0
|  |  |  | 2000-09-17 | 0 | 0
|  |  |  | 2000-09-18 | 0 | 0
|  |  |  | 2000-09-19 | 0 | 0
|  |  |  | 2000-09-20 | 0 | 0
|  |  |  | 2000-09-21 | 0 | 0
|  |  |  | 2000-09-22 | 0 | 0
|  |  |  | 2000-09-23 | 0 | 0
|  |  |  | 2000-09-24 | 0.03 | 0.03
|  |  |  | 2000-09-25 | 0 | 0
|  |  |  | 2000-09-26 | 0 | 0
|  |  |  | 2000-09-27 | 0 | 0
|  |  |  | 2000-09-28 | 0 | 0
|  |  |  | 2000-09-29 | 0 | 0
|  |  |  | 2000-09-30 | 0 | 0
|  |  |  | 2000-10-01 | 0 | 0
|  |  |  | 2000-10-02 | 0 | 0
|  |  |  | 2000-10-03 | 0 | 0
|  |  |  | 2000-10-04 | 0 | 0
|  |  |  | 2000-10-05 | 0.02 | 0.02
|  |  |  | 2000-10-06 | 0.02 | 0.02
|  |  |  | 2000-10-07 | 0.06 | 0.06
|  |  |  | 2000-10-08 | 0.02 | 0.02
|  |  |  | 2000-10-09 | 0 | 0
|  |  |  | 2000-10-10 | 0 | 0
|  |  |  | 2000-10-11 | 0 | 0
|  |  |  | 2000-10-12 | 0 | 0
|  |  |  | 2000-10-13 | 0.01 | 0.01
|  |  |  | 2000-10-14 | 0.01 | 0.01
|  |  |  | 2000-10-15 | 1.17 | 1.17
|  |  |  | 2000-10-16 | 0 | 0
|  |  |  | 2000-10-17 | 0 | 0
|  |  |  | 2000-10-18 | 0 | 0
|  |  |  | 2000-10-19 | 0 | 0
|  |  |  | 2000-10-20 | 1.08 | 1.08
|  |  |  | 2000-10-21 | 1.21 | 1.21
|  |  |  | 2000-10-22 | 0.07 | 0.07
|  |  |  | 2000-10-23 | 0 | 0
|  |  |  | 2000-10-24 | 0.59 | 0.59
|  |  |  | 2000-10-25 | 1.04 | 1.04
|  |  |  | 2000-10-26 | 0.25 | 0.25
|  |  |  | 2000-10-27 | 0 | 0
|  |  |  | 2000-10-28 | 0.83 | 0.83
|  |  |  | 2000-10-29 | 0 | 0
|  |  |  | 2000-10-30 | 0 | 0
|  |  |  | 2000-10-31 | 0 | 0
|  |  |  | 2000-11-01 | 0.3 | 0.3
|  |  |  | 2000-11-02 | 0.01 | 0.01
|  |  |  | 2000-11-03 | 1.13 | 1.13
|  |  |  | 2000-11-04 | 0.05 | 0.05
|  |  |  | 2000-11-05 | 0.23 | 0.23
|  |  |  | 2000-11-06 | 0 | 0
|  |  |  | 2000-11-07 | 0.28 | 0.28
|  |  |  | 2000-11-08 | 0.72 | 0.72
|  |  |  | 2000-11-09 | 0.01 | 0.01
|  |  |  | 2000-11-10 | 0 | 0
|  |  |  | 2000-11-11 | 0 | 0
|  |  |  | 2000-11-12 | 0.01 | 0.01
|  |  |  | 2000-11-13 | 0 | 0
|  |  |  | 2000-11-14 | 0 | 0
|  |  |  | 2000-11-15 | 0 | 0
|  |  |  | 2000-11-16 | 0 | 0
|  |  |  | 2000-11-17 | 0 | 0
|  |  |  | 2000-11-18 | 0 | 0
|  |  |  | 2000-11-19 | 0 | 0
|  |  |  | 2000-11-20 | 0 | 0
|  |  |  | 2000-11-21 | 0 | 0
|  |  |  | 2000-11-22 | 0.11 | 0.11
|  |  |  | 2000-11-23 | 1.41 | 1.41
|  |  |  | 2000-11-24 | 0.9 | 0.9
|  |  |  | 2000-11-25 | 0 | 0
|  |  |  | 2000-11-26 | 0 | 0
|  |  |  | 2000-11-27 | 0 | 0
|  |  |  | 2000-11-28 | 0 | 0
|  |  |  | 2000-11-29 | 0 | 0
|  |  |  | 2000-11-30 | 0 | 0
|  |  |  | 2000-12-01 | 0 | 0
|  |  |  | 2000-12-02 | 0 | 0
|  |  |  | 2000-12-03 | 0 | 0
|  |  |  | 2000-12-04 | 0 | 0
|  |  |  | 2000-12-05 | 0 | 0
|  |  |  | 2000-12-06 | 0 | 0
|  |  |  | 2000-12-07 | 0 | 0
|  |  |  | 2000-12-08 | 0 | 0
|  |  |  | 2000-12-09 | 0 | 0
|  |  |  | 2000-12-10 | 0 | 0
|  |  |  | 2000-12-11 | 0 | 0
|  |  |  | 2000-12-12 | 0.16 | 0.16
|  |  |  | 2000-12-13 | 0.26 | 0.26
|  |  |  | 2000-12-14 | 0 | 0
|  |  |  | 2000-12-15 | 0 | 0
|  |  |  | 2000-12-16 | 0 | 0
|  |  |  | 2000-12-17 | 0 | 0
|  |  |  | 2000-12-18 | 0 | 0
|  |  |  | 2000-12-19 | 0 | 0
|  |  |  | 2000-12-20 | 0 | 0
|  |  |  | 2000-12-21 | 0 | 0
|  |  |  | 2000-12-22 | 0 | 0
|  |  |  | 2000-12-23 | 0 | 0
|  |  |  | 2000-12-24 | 0 | 0
|  |  |  | 2000-12-25 | 0.16 | 0.16
|  |  |  | 2000-12-26 | 0.65 | 0.65
|  |  |  | 2000-12-27 | 0 | 0
|  |  |  | 2000-12-28 | 0 | 0
|  |  |  | 2000-12-29 | 0 | 0
|  |  |  | 2000-12-30 | 0 | 0
|  |  |  | 2000-12-31 | 0.04 | 0.04
|  |  |  | 2001-01-01 | 0 | 0
|  |  |  | 2001-01-02 | 0 | 0
|  |  |  | 2001-01-03 | 0 | 0
|  |  |  | 2001-01-04 | 0 | 0
|  |  |  | 2001-01-05 | 0 | 0
|  |  |  | 2001-01-06 | 0 | 0
|  |  |  | 2001-01-07 | 0 | 0
|  |  |  | 2001-01-08 | 0 | 0
|  |  |  | 2001-01-09 | 0 | 0
|  |  |  | 2001-01-10 | 0.42 | 0.42
|  |  |  | 2001-01-11 | 0 | 0
|  |  |  | 2001-01-12 | 0 | 0
|  |  |  | 2001-01-13 | 0.02 | 0.02
|  |  |  | 2001-01-14 | 0 | 0
|  |  |  | 2001-01-15 | 0 | 0
|  |  |  | 2001-01-16 | 0.02 | 0.02
|  |  |  | 2001-01-17 | 0.11 | 0.11
|  |  |  | 2001-01-18 | 0 | 0
|  |  |  | 2001-01-19 | 0 | 0
|  |  |  | 2001-01-20 | 0 | 0
|  |  |  | 2001-01-21 | 0 | 0
|  |  |  | 2001-01-22 | 0 | 0
|  |  |  | 2001-01-23 | 0.02 | 0.02
|  |  |  | 2001-01-24 | 0.02 | 0.02
|  |  |  | 2001-01-25 | 0 | 0
|  |  |  | 2001-01-26 | 0 | 0
|  |  |  | 2001-01-27 | 0.41 | 0.41
|  |  |  | 2001-01-28 | 0.45 | 0.45
|  |  |  | 2001-01-29 | 0.08 | 0.08
|  |  |  | 2001-01-30 | 0 | 0
|  |  |  | 2001-01-31 | 0 | 0
|  |  |  | 2001-02-01 | 0 | 0
|  |  |  | 2001-02-02 | 0 | 0
|  |  |  | 2001-02-03 | 0 | 0
|  |  |  | 2001-02-04 | 0 | 0
|  |  |  | 2001-02-05 | 0 | 0
|  |  |  | 2001-02-06 | 0 | 0
|  |  |  | 2001-02-07 | 0 | 0
|  |  |  | 2001-02-08 | 0.14 | 0.14
|  |  |  | 2001-02-09 | 0.32 | 0.32
|  |  |  | 2001-02-10 | 0 | 0
|  |  |  | 2001-02-11 | 0 | 0
|  |  |  | 2001-02-12 | 0 | 0
|  |  |  | 2001-02-13 | 0.01 | 0.01
|  |  |  | 2001-02-14 | 0.6 | 0.6
|  |  |  | 2001-02-15 | 0.87 | 0.87
|  |  |  | 2001-02-16 | 0.17 | 0.17
|  |  |  | 2001-02-17 | 0 | 0
|  |  |  | 2001-02-18 | 0 | 0
|  |  |  | 2001-02-19 | 0 | 0
|  |  |  | 2001-02-20 | 0 | 0
|  |  |  | 2001-02-21 | 0 | 0
|  |  |  | 2001-02-22 | 0 | 0
|  |  |  | 2001-02-23 | 0.29 | 0.29
|  |  |  | 2001-02-24 | 0.31 | 0.31
|  |  |  | 2001-02-25 | 0 | 0
|  |  |  | 2001-02-26 | 0 | 0
|  |  |  | 2001-02-27 | 0.27 | 0.27
|  |  |  | 2001-02-28 | 0.34 | 0.34
|  |  |  | 2001-03-01 | 0 | 0
|  |  |  | 2001-03-02 | 0 | 0
|  |  |  | 2001-03-03 | 0 | 0
|  |  |  | 2001-03-04 | 0 | 0
|  |  |  | 2001-03-05 | 0 | 0
|  |  |  | 2001-03-06 | 0 | 0
|  |  |  | 2001-03-07 | 0 | 0
|  |  |  | 2001-03-08 | 0.63 | 0.63
|  |  |  | 2001-03-09 | 0 | 0
|  |  |  | 2001-03-10 | 0 | 0
|  |  |  | 2001-03-11 | 0.01 | 0.01
|  |  |  | 2001-03-12 | 0.01 | 0.01
|  |  |  | 2001-03-13 | 0 | 0
|  |  |  | 2001-03-14 | 0.01 | 0.01
|  |  |  | 2001-03-15 | 0 | 0
|  |  |  | 2001-03-16 | 0 | 0
|  |  |  | 2001-03-17 | 0 | 0
|  |  |  | 2001-03-18 | 0.05 | 0.05
|  |  |  | 2001-03-19 | 0 | 0
|  |  |  | 2001-03-20 | 0 | 0
|  |  |  | 2001-03-21 | 0 | 0
|  |  |  | 2001-03-22 | 0 | 0
|  |  |  | 2001-03-23 | 0 | 0
|  |  |  | 2001-03-24 | 0.01 | 0.01
|  |  |  | 2001-03-25 | 0 | 0
|  |  |  | 2001-03-26 | 0.02 | 0.02
|  |  |  | 2001-03-27 | 0.03 | 0.03
|  |  |  | 2001-03-28 | 0.02 | 0.02
|  |  |  | 2001-03-29 | 0.01 | 0.01
|  |  |  | 2001-03-30 | 0 | 0
|  |  |  | 2001-03-31 | 0 | 0
|  |  |  | 2001-04-01 | 0 | 0
|  |  |  | 2001-04-02 | 0 | 0
|  |  |  | 2001-04-03 | 0 | 0
|  |  |  | 2001-04-04 | 0 | 0
|  |  |  | 2001-04-05 | 0 | 0
|  |  |  | 2001-04-06 | 0 | 0
|  |  |  | 2001-04-07 | 0 | 0
|  |  |  | 2001-04-08 | 0 | 0
|  |  |  | 2001-04-09 | 0 | 0
|  |  |  | 2001-04-10 | 0.96 | 0.96
|  |  |  | 2001-04-11 | 0.18 | 0.18
|  |  |  | 2001-04-12 | 0 | 0
|  |  |  | 2001-04-13 | 0 | 0
|  |  |  | 2001-04-14 | 0.02 | 0.02
|  |  |  | 2001-04-15 | 0 | 0
|  |  |  | 2001-04-16 | 0 | 0
|  |  |  | 2001-04-17 | 0.02 | 0.02
|  |  |  | 2001-04-18 | 0 | 0
|  |  |  | 2001-04-19 | 0 | 0
|  |  |  | 2001-04-20 | 0 | 0
|  |  |  | 2001-04-21 | 0 | 0
|  |  |  | 2001-04-22 | 0.02 | 0.02
|  |  |  | 2001-04-23 | 0 | 0
|  |  |  | 2001-04-24 | 0 | 0
|  |  |  | 2001-04-25 | 0 | 0
|  |  |  | 2001-04-26 | 0 | 0
|  |  |  | 2001-04-27 | 0 | 0
|  |  |  | 2001-04-28 | 0 | 0
|  |  |  | 2001-04-29 | 0 | 0
|  |  |  | 2001-04-30 | 0 | 0
|  |  |  | 2001-05-01 | 0 | 0
|  |  |  | 2001-05-02 | 0 | 0
|  |  |  | 2001-05-03 | 0.06 | 0.06
|  |  |  | 2001-05-04 | 1.52 | 1.52
|  |  |  | 2001-05-05 | 0 | 0
|  |  |  | 2001-05-06 | 0 | 0
|  |  |  | 2001-05-07 | 0.01 | 0.01
|  |  |  | 2001-05-08 | 0 | 0
|  |  |  | 2001-05-09 | 0 | 0
|  |  |  | 2001-05-10 | 0 | 0
|  |  |  | 2001-05-11 | 0.01 | 0.01
|  |  |  | 2001-05-12 | 0 | 0
|  |  |  | 2001-05-13 | 0 | 0
|  |  |  | 2001-05-14 | 0 | 0
|  |  |  | 2001-05-15 | 0 | 0
|  |  |  | 2001-05-16 | 0 | 0
|  |  |  | 2001-05-17 | 0 | 0
|  |  |  | 2001-05-18 | 0 | 0
|  |  |  | 2001-05-19 | 1.13 | 1.13
|  |  |  | 2001-05-20 | 0 | 0
|  |  |  | 2001-05-21 | 0 | 0
|  |  |  | 2001-05-22 | 0 | 0
|  |  |  | 2001-05-23 | 0 | 0
|  |  |  | 2001-05-24 | 0 | 0
|  |  |  | 2001-05-25 | 0 | 0
|  |  |  | 2001-05-26 | 0 | 0
|  |  |  | 2001-05-27 | 0.48 | 0.48
|  |  |  | 2001-05-28 | 0 | 0
|  |  |  | 2001-05-29 | 0.02 | 0.02
|  |  |  | 2001-05-30 | 0.32 | 0.32
|  |  |  | 2001-05-31 | 0 | 0
|  |  |  | 2001-06-01 | 0 | 0
|  |  |  | 2001-06-02 | 0 | 0
|  |  |  | 2001-06-03 | 0 | 0
|  |  |  | 2001-06-04 | 0 | 0
|  |  |  | 2001-06-05 | 0 | 0
|  |  |  | 2001-06-06 | 0 | 0
|  |  |  | 2001-06-07 | 0 | 0
|  |  |  | 2001-06-08 | 0 | 0
|  |  |  | 2001-06-09 | 0 | 0
|  |  |  | 2001-06-10 | 0 | 0
|  |  |  | 2001-06-11 | 0 | 0
|  |  |  | 2001-06-12 | 0 | 0
|  |  |  | 2001-06-13 | 0 | 0
|  |  |  | 2001-06-14 | 0 | 0
|  |  |  | 2001-06-15 | 0 | 0
|  |  |  | 2001-06-16 | 0 | 0
|  |  |  | 2001-06-17 | 0 | 0
|  |  |  | 2001-06-18 | 0 | 0
|  |  |  | 2001-06-19 | 0 | 0
|  |  |  | 2001-06-20 | 0 | 0
|  |  |  | 2001-06-21 | 0 | 0
|  |  |  | 2001-06-22 | 0 | 0
|  |  |  | 2001-06-23 | 0 | 0
|  |  |  | 2001-06-24 | 0 | 0
|  |  |  | 2001-06-25 | 0 | 0
|  |  |  | 2001-06-26 | 0 | 0
|  |  |  | 2001-06-27 | 0 | 0
|  |  |  | 2001-06-28 | 0 | 0
|  |  |  | 2001-06-29 | 0 | 0
|  |  |  | 2001-06-30 | 0 | 0
|  |  |  | 2001-07-01 | 0 | 0
|  |  |  | 2001-07-02 | 0 | 0
|  |  |  | 2001-07-03 | 0 | 0
|  |  |  | 2001-07-04 | 0 | 0
|  |  |  | 2001-07-05 | 0 | 0
|  |  |  | 2001-07-06 | 0 | 0
|  |  |  | 2001-07-07 | 0 | 0
|  |  |  | 2001-07-08 | 0 | 0
|  |  |  | 2001-07-09 | 0 | 0
|  |  |  | 2001-07-10 | 0 | 0
|  |  |  | 2001-07-11 | 0 | 0
|  |  |  | 2001-07-12 | 0 | 0
|  |  |  | 2001-07-13 | 0 | 0
|  |  |  | 2001-07-14 | 0 | 0
|  |  |  | 2001-07-15 | 0 | 0
|  |  |  | 2001-07-16 | 0 | 0
|  |  |  | 2001-07-17 | 0 | 0
|  |  |  | 2001-07-18 | 0 | 0
|  |  |  | 2001-07-19 | 0 | 0
|  |  |  | 2001-07-20 | 0 | 0
|  |  |  | 2001-07-21 | 0 | 0
|  |  |  | 2001-07-22 | 0 | 0
|  |  |  | 2001-07-23 | 0 | 0
|  |  |  | 2001-07-24 | 0 | 0
|  |  |  | 2001-07-25 | 0 | 0
|  |  |  | 2001-07-26 | 0 | 0
|  |  |  | 2001-07-27 | 0 | 0
|  |  |  | 2001-07-28 | 0 | 0
|  |  |  | 2001-07-29 | 0 | 0
|  |  |  | 2001-07-30 | 0 | 0
|  |  |  | 2001-07-31 | 0 | 0
|  |  |  | 2001-08-01 | 0 | 0
|  |  |  | 2001-08-02 | 0 | 0
|  |  |  | 2001-08-03 | 0 | 0
|  |  |  | 2001-08-04 | 0 | 0
|  |  |  | 2001-08-05 | 0 | 0
|  |  |  | 2001-08-06 | 0 | 0
|  |  |  | 2001-08-07 | 0 | 0
|  |  |  | 2001-08-08 | 0 | 0
|  |  |  | 2001-08-09 | 0 | 0
|  |  |  | 2001-08-10 | 0 | 0
|  |  |  | 2001-08-11 | 0.03 | 0.03
|  |  |  | 2001-08-12 | 0 | 0
|  |  |  | 2001-08-13 | 1.16 | 1.16
|  |  |  | 2001-08-14 | 0 | 0
|  |  |  | 2001-08-15 | 0.01 | 0.01
|  |  |  | 2001-08-16 | 0.04 | 0.04
|  |  |  | 2001-08-17 | 2.08 | 2.08
|  |  |  | 2001-08-18 | 0 | 0
|  |  |  | 2001-08-19 | 0 | 0
|  |  |  | 2001-08-20 | 0 | 0
|  |  |  | 2001-08-21 | 0 | 0
|  |  |  | 2001-08-22 | 0 | 0
|  |  |  | 2001-08-23 | 0.01 | 0.01
|  |  |  | 2001-08-24 | 0 | 0
|  |  |  | 2001-08-25 | 0 | 0
|  |  |  | 2001-08-26 | 0.86 | 0.86
|  |  |  | 2001-08-27 | 0.03 | 0.03
|  |  |  | 2001-08-28 | 0 | 0
|  |  |  | 2001-08-29 | 0 | 0
|  |  |  | 2001-08-30 | 0 | 0
|  |  |  | 2001-08-31 | 0 | 0
|  |  |  | 2001-09-01 | 0 | 0
|  |  |  | 2001-09-02 | 0 | 0
|  |  |  | 2001-09-03 | 0 | 0
|  |  |  | 2001-09-04 | 0.02 | 0.02
|  |  |  | 2001-09-05 | 0.13 | 0.13
|  |  |  | 2001-09-06 | 0 | 0
|  |  |  | 2001-09-07 | 0.01 | 0.01
|  |  |  | 2001-09-08 | 0.25 | 0.25
|  |  |  | 2001-09-09 | 0.03 | 0.03
|  |  |  | 2001-09-10 | 0 | 0
|  |  |  | 2001-09-11 | 0 | 0
|  |  |  | 2001-09-12 | 0 | 0
|  |  |  | 2001-09-13 | 0 | 0
|  |  |  | 2001-09-14 | 0 | 0
|  |  |  | 2001-09-15 | 0.02 | 0.02
|  |  |  | 2001-09-16 | 0 | 0
|  |  |  | 2001-09-17 | 0 | 0
|  |  |  | 2001-09-18 | 0.01 | 0.01
|  |  |  | 2001-09-19 | 0 | 0
|  |  |  | 2001-09-20 | 0.02 | 0.02
|  |  |  | 2001-09-21 | 0 | 0
|  |  |  | 2001-09-22 | 0 | 0
|  |  |  | 2001-09-23 | 0 | 0
|  |  |  | 2001-09-24 | 0 | 0
|  |  |  | 2001-09-25 | 0 | 0
|  |  |  | 2001-09-26 | 0 | 0
|  |  |  | 2001-09-27 | 0 | 0
|  |  |  | 2001-09-28 | 0 | 0
|  |  |  | 2001-09-29 | 0 | 0
|  |  |  | 2001-09-30 | 0 | 0
|  |  |  | 2001-10-01 | 0 | 0
|  |  |  | 2001-10-02 | 0 | 0
|  |  |  | 2001-10-03 | 0 | 0
|  |  |  | 2001-10-04 | 0 | 0
|  |  |  | 2001-10-05 | 0 | 0
|  |  |  | 2001-10-06 | 0 | 0
|  |  |  | 2001-10-07 | 0 | 0
|  |  |  | 2001-10-08 | 0 | 0
|  |  |  | 2001-10-09 | 0.04 | 0.04
|  |  |  | 2001-10-10 | 0.24 | 0.24
|  |  |  | 2001-10-11 | 0.11 | 0.11
|  |  |  | 2001-10-12 | 0.18 | 0.18
|  |  |  | 2001-10-13 | 0 | 0
|  |  |  | 2001-10-14 | 0 | 0
|  |  |  | 2001-10-15 | 0 | 0
|  |  |  | 2001-10-16 | 0 | 0
|  |  |  | 2001-10-17 | 0 | 0
|  |  |  | 2001-10-18 | 0 | 0
|  |  |  | 2001-10-19 | 0 | 0
|  |  |  | 2001-10-20 | 0 | 0
|  |  |  | 2001-10-21 | 0 | 0
|  |  |  | 2001-10-22 | 0 | 0
|  |  |  | 2001-10-23 | 0 | 0
|  |  |  | 2001-10-24 | 0 | 0
|  |  |  | 2001-10-25 | 0 | 0
|  |  |  | 2001-10-26 | 0 | 0
|  |  |  | 2001-10-27 | 0 | 0
|  |  |  | 2001-10-28 | 0 | 0
|  |  |  | 2001-10-29 | 0 | 0
|  |  |  | 2001-10-30 | 0 | 0
|  |  |  | 2001-10-31 | 0 | 0
|  |  |  | 2001-11-01 | 0 | 0
|  |  |  | 2001-11-02 | 0 | 0
|  |  |  | 2001-11-03 | 0 | 0
|  |  |  | 2001-11-04 | 0.08 | 0.08
|  |  |  | 2001-11-05 | 0 | 0
|  |  |  | 2001-11-06 | 0 | 0
|  |  |  | 2001-11-07 | 0 | 0
|  |  |  | 2001-11-08 | 0 | 0
|  |  |  | 2001-11-09 | 0 | 0
|  |  |  | 2001-11-10 | 0 | 0
|  |  |  | 2001-11-11 | 0.04 | 0.04
|  |  |  | 2001-11-12 | 0.01 | 0.01
|  |  |  | 2001-11-13 | 0 | 0
|  |  |  | 2001-11-14 | 0 | 0
|  |  |  | 2001-11-15 | 0 | 0
|  |  |  | 2001-11-16 | 0 | 0
|  |  |  | 2001-11-17 | 0.1 | 0.1
|  |  |  | 2001-11-18 | 0 | 0
|  |  |  | 2001-11-19 | 0.03 | 0.03
|  |  |  | 2001-11-20 | 0 | 0
|  |  |  | 2001-11-21 | 0 | 0
|  |  |  | 2001-11-22 | 0 | 0
|  |  |  | 2001-11-23 | 0.05 | 0.05
|  |  |  | 2001-11-24 | 0 | 0
|  |  |  | 2001-11-25 | 0 | 0
|  |  |  | 2001-11-26 | 0 | 0
|  |  |  | 2001-11-27 | 0.22 | 0.22
|  |  |  | 2001-11-28 | 0.63 | 0.63
|  |  |  | 2001-11-29 | 0 | 0
|  |  |  | 2001-11-30 | 0 | 0
|  |  |  | 2001-12-01 | 0 | 0
|  |  |  | 2001-12-02 | 0 | 0
|  |  |  | 2001-12-03 | 0 | 0
|  |  |  | 2001-12-04 | 0 | 0
|  |  |  | 2001-12-05 | 0 | 0
|  |  |  | 2001-12-06 | 0 | 0
|  |  |  | 2001-12-07 | 0 | 0
|  |  |  | 2001-12-08 | 0 | 0
|  |  |  | 2001-12-09 | 0 | 0
|  |  |  | 2001-12-10 | 0 | 0
|  |  |  | 2001-12-11 | 0.17 | 0.17
|  |  |  | 2001-12-12 | 0 | 0
|  |  |  | 2001-12-13 | 0.01 | 0.01
|  |  |  | 2001-12-14 | 0 | 0
|  |  |  | 2001-12-15 | 0 | 0
|  |  |  | 2001-12-16 | 0.92 | 0.92
|  |  |  | 2001-12-17 | 0 | 0
|  |  |  | 2001-12-18 | 0 | 0
|  |  |  | 2001-12-19 | 0 | 0
|  |  |  | 2001-12-20 | 0 | 0
|  |  |  | 2001-12-21 | 0 | 0
|  |  |  | 2001-12-22 | 0 | 0
|  |  |  | 2001-12-23 | 0 | 0
|  |  |  | 2001-12-24 | 0 | 0
|  |  |  | 2001-12-25 | 0 | 0
|  |  |  | 2001-12-26 | 0 | 0
|  |  |  | 2001-12-27 | 0 | 0
|  |  |  | 2001-12-28 | 0 | 0
|  |  |  | 2001-12-29 | 0 | 0
|  |  |  | 2001-12-30 | 0 | 0
|  |  |  | 2001-12-31 | 0 | 0
|  |  |  | 2002-01-01 | 0 | 0
|  |  |  | 2002-01-02 | 0 | 0
|  |  |  | 2002-01-03 | 0 | 0
|  |  |  | 2002-01-04 | 0.1 | 0.1
|  |  |  | 2002-01-05 | 0.55 | 0.55
|  |  |  | 2002-01-06 | 0 | 0
|  |  |  | 2002-01-07 | 0 | 0
|  |  |  | 2002-01-08 | 0 | 0
|  |  |  | 2002-01-09 | 0 | 0
|  |  |  | 2002-01-10 | 0 | 0
|  |  |  | 2002-01-11 | 0 | 0
|  |  |  | 2002-01-12 | 0 | 0
|  |  |  | 2002-01-13 | 0 | 0
|  |  |  | 2002-01-14 | 0 | 0
|  |  |  | 2002-01-15 | 0 | 0
|  |  |  | 2002-01-16 | 0 | 0
|  |  |  | 2002-01-17 | 0 | 0
|  |  |  | 2002-01-18 | 0.02 | 0.02
|  |  |  | 2002-01-19 | 0 | 0
|  |  |  | 2002-01-20 | 0 | 0
|  |  |  | 2002-01-21 | 0 | 0
|  |  |  | 2002-01-22 | 0 | 0
|  |  |  | 2002-01-23 | 0.03 | 0.03
|  |  |  | 2002-01-24 | 0 | 0
|  |  |  | 2002-01-25 | 0 | 0
|  |  |  | 2002-01-26 | 0 | 0
|  |  |  | 2002-01-27 | 0 | 0
|  |  |  | 2002-01-28 | 0 | 0
|  |  |  | 2002-01-29 | 0 | 0
|  |  |  | 2002-01-30 | 0.46 | 0.46
|  |  |  | 2002-01-31 | 0 | 0
|  |  |  | 2002-02-01 | 0 | 0
|  |  |  | 2002-02-02 | 0 | 0
|  |  |  | 2002-02-03 | 0 | 0
|  |  |  | 2002-02-04 | 0.01 | 0.01
|  |  |  | 2002-02-05 | 0.32 | 0.32
|  |  |  | 2002-02-06 | 0.03 | 0.03
|  |  |  | 2002-02-07 | 0 | 0
|  |  |  | 2002-02-08 | 0 | 0
|  |  |  | 2002-02-09 | 0 | 0
|  |  |  | 2002-02-10 | 0 | 0
|  |  |  | 2002-02-11 | 0 | 0
|  |  |  | 2002-02-12 | 0 | 0
|  |  |  | 2002-02-13 | 0 | 0
|  |  |  | 2002-02-14 | 0 | 0
|  |  |  | 2002-02-15 | 0 | 0
|  |  |  | 2002-02-16 | 0 | 0
|  |  |  | 2002-02-17 | 0 | 0
|  |  |  | 2002-02-18 | 0 | 0
|  |  |  | 2002-02-19 | 0.7 | 0.7
|  |  |  | 2002-02-20 | 0 | 0
|  |  |  | 2002-02-21 | 0 | 0
|  |  |  | 2002-02-22 | 0 | 0
|  |  |  | 2002-02-23 | 0 | 0
|  |  |  | 2002-02-24 | 0 | 0
|  |  |  | 2002-02-25 | 0 | 0
|  |  |  | 2002-02-26 | 0 | 0
|  |  |  | 2002-02-27 | 0 | 0
|  |  |  | 2002-02-28 | 0 | 0
|  |  |  | 2002-03-01 | 0.02 | 0.02
|  |  |  | 2002-03-02 | 0.19 | 0.19
|  |  |  | 2002-03-03 | 0 | 0
|  |  |  | 2002-03-04 | 0 | 0
|  |  |  | 2002-03-05 | 0 | 0
|  |  |  | 2002-03-06 | 0 | 0
|  |  |  | 2002-03-07 | 0 | 0
|  |  |  | 2002-03-08 | 0 | 0
|  |  |  | 2002-03-09 | 0 | 0
|  |  |  | 2002-03-10 | 0 | 0
|  |  |  | 2002-03-11 | 0 | 0
|  |  |  | 2002-03-12 | 0 | 0
|  |  |  | 2002-03-13 | 0 | 0
|  |  |  | 2002-03-14 | 0 | 0
|  |  |  | 2002-03-15 | 0 | 0
|  |  |  | 2002-03-16 | 0 | 0
|  |  |  | 2002-03-17 | 0 | 0
|  |  |  | 2002-03-18 | 0.5 | 0.5
|  |  |  | 2002-03-19 | 1.06 | 1.06
|  |  |  | 2002-03-20 | 0.01 | 0.01
|  |  |  | 2002-03-21 | 0 | 0
|  |  |  | 2002-03-22 | 0 | 0
|  |  |  | 2002-03-23 | 0 | 0
|  |  |  | 2002-03-24 | 0 | 0
|  |  |  | 2002-03-25 | 0 | 0
|  |  |  | 2002-03-26 | 0 | 0
|  |  |  | 2002-03-27 | 0 | 0
|  |  |  | 2002-03-28 | 0 | 0
|  |  |  | 2002-03-29 | 0.07 | 0.07
|  |  |  | 2002-03-30 | 1.16 | 1.16
|  |  |  | 2002-03-31 | 0 | 0
|  |  |  | 2002-04-01 | 0 | 0
|  |  |  | 2002-04-02 | 0 | 0
|  |  |  | 2002-04-03 | 0 | 0
|  |  |  | 2002-04-04 | 0 | 0
|  |  |  | 2002-04-05 | 0 | 0
|  |  |  | 2002-04-06 | 0.26 | 0.26
|  |  |  | 2002-04-07 | 1.13 | 1.13
|  |  |  | 2002-04-08 | 0 | 0
|  |  |  | 2002-04-09 | 0 | 0
|  |  |  | 2002-04-10 | 0 | 0
|  |  |  | 2002-04-11 | 0 | 0
|  |  |  | 2002-04-12 | 0 | 0
|  |  |  | 2002-04-13 | 0.81 | 0.81
|  |  |  | 2002-04-14 | 0 | 0
|  |  |  | 2002-04-15 | 0 | 0
|  |  |  | 2002-04-16 | 0.01 | 0.01
|  |  |  | 2002-04-17 | 0 | 0
|  |  |  | 2002-04-18 | 0 | 0
|  |  |  | 2002-04-19 | 0.11 | 0.11
|  |  |  | 2002-04-20 | 0 | 0
|  |  |  | 2002-04-21 | 0 | 0
|  |  |  | 2002-04-22 | 0 | 0
|  |  |  | 2002-04-23 | 0 | 0
|  |  |  | 2002-04-24 | 0 | 0
|  |  |  | 2002-04-25 | 1.85 | 1.85
|  |  |  | 2002-04-26 | 0.23 | 0.23
|  |  |  | 2002-04-27 | 0.02 | 0.02
|  |  |  | 2002-04-28 | 0 | 0
|  |  |  | 2002-04-29 | 0 | 0
|  |  |  | 2002-04-30 | 0 | 0
|  |  |  | 2002-05-01 | 0 | 0
|  |  |  | 2002-05-02 | 0 | 0
|  |  |  | 2002-05-03 | 0 | 0
|  |  |  | 2002-05-04 | 0 | 0
|  |  |  | 2002-05-05 | 0 | 0
|  |  |  | 2002-05-06 | 0 | 0
|  |  |  | 2002-05-07 | 0 | 0
|  |  |  | 2002-05-08 | 0 | 0
|  |  |  | 2002-05-09 | 0 | 0
|  |  |  | 2002-05-10 | 0.26 | 0.26
|  |  |  | 2002-05-11 | 0 | 0
|  |  |  | 2002-05-12 | 0 | 0
|  |  |  | 2002-05-13 | 0 | 0
|  |  |  | 2002-05-14 | 0 | 0
|  |  |  | 2002-05-15 | 0 | 0
|  |  |  | 2002-05-16 | 0 | 0
|  |  |  | 2002-05-17 | 0.02 | 0.02
|  |  |  | 2002-05-18 | 0 | 0
|  |  |  | 2002-05-19 | 0 | 0
|  |  |  | 2002-05-20 | 0 | 0
|  |  |  | 2002-05-21 | 0 | 0
|  |  |  | 2002-05-22 | 0 | 0
|  |  |  | 2002-05-23 | 0 | 0
|  |  |  | 2002-05-24 | 0.05 | 0.05
|  |  |  | 2002-05-25 | 0.01 | 0.01
|  |  |  | 2002-05-26 | 0.17 | 0.17
|  |  |  | 2002-05-27 | 1.02 | 1.02
|  |  |  | 2002-05-28 | 0.05 | 0.05
|  |  |  | 2002-05-29 | 0 | 0
|  |  |  | 2002-05-30 | 0 | 0
|  |  |  | 2002-05-31 | 0 | 0
|  |  |  | 2002-06-01 | 0 | 0
|  |  |  | 2002-06-02 | 0 | 0
|  |  |  | 2002-06-03 | 0 | 0
|  |  |  | 2002-06-04 | 1.52 | 1.52
|  |  |  | 2002-06-05 | 1.3 | 1.3
|  |  |  | 2002-06-06 | 0 | 0
|  |  |  | 2002-06-07 | 0 | 0
|  |  |  | 2002-06-08 | 0.01 | 0.01
|  |  |  | 2002-06-09 | 0 | 0
|  |  |  | 2002-06-10 | 0 | 0
|  |  |  | 2002-06-11 | 0 | 0
|  |  |  | 2002-06-12 | 0 | 0
|  |  |  | 2002-06-13 | 1.09 | 1.09
|  |  |  | 2002-06-14 | 0 | 0
|  |  |  | 2002-06-15 | 0.53 | 0.53
|  |  |  | 2002-06-16 | 0 | 0
|  |  |  | 2002-06-17 | 0 | 0
|  |  |  | 2002-06-18 | 0 | 0
|  |  |  | 2002-06-19 | 0 | 0
|  |  |  | 2002-06-20 | 0 | 0
|  |  |  | 2002-06-21 | 0 | 0
|  |  |  | 2002-06-22 | 0 | 0
|  |  |  | 2002-06-23 | 0 | 0
|  |  |  | 2002-06-24 | 0 | 0
|  |  |  | 2002-06-25 | 0 | 0
|  |  |  | 2002-06-26 | 0 | 0
|  |  |  | 2002-06-27 | 0 | 0
|  |  |  | 2002-06-28 | 0 | 0
|  |  |  | 2002-06-29 | 0 | 0
|  |  |  | 2002-06-30 | 0.32 | 0.32
|  |  |  | 2002-07-01 | 0.69 | 0.69
|  |  |  | 2002-07-02 | 0.01 | 0.01
|  |  |  | 2002-07-03 | 0.51 | 0.51
|  |  |  | 2002-07-04 | 0.18 | 0.18
|  |  |  | 2002-07-05 | 0 | 0
|  |  |  | 2002-07-06 | 0.25 | 0.25
|  |  |  | 2002-07-07 | 0 | 0
|  |  |  | 2002-07-08 | 0 | 0
|  |  |  | 2002-07-09 | 0 | 0
|  |  |  | 2002-07-10 | 0 | 0
|  |  |  | 2002-07-11 | 0.03 | 0.03
|  |  |  | 2002-07-12 | 0 | 0
|  |  |  | 2002-07-13 | 0 | 0
|  |  |  | 2002-07-14 | 0 | 0
|  |  |  | 2002-07-15 | 0 | 0
|  |  |  | 2002-07-16 | 0.05 | 0.05
|  |  |  | 2002-07-17 | 0 | 0
|  |  |  | 2002-07-18 | 0 | 0
|  |  |  | 2002-07-19 | 0 | 0
|  |  |  | 2002-07-20 | 0 | 0
|  |  |  | 2002-07-21 | 0 | 0
|  |  |  | 2002-07-22 | 0 | 0
|  |  |  | 2002-07-23 | 0 | 0
|  |  |  | 2002-07-24 | 0.03 | 0.03
|  |  |  | 2002-07-25 | 0 | 0
|  |  |  | 2002-07-26 | 0 | 0
|  |  |  | 2002-07-27 | 0 | 0
|  |  |  | 2002-07-28 | 0 | 0
|  |  |  | 2002-07-29 | 1.17 | 1.17
|  |  |  | 2002-07-30 | 0 | 0
|  |  |  | 2002-07-31 | 0 | 0
|  |  |  | 2002-08-01 | 0 | 0
|  |  |  | 2002-08-02 | 0 | 0
|  |  |  | 2002-08-03 | 0 | 0
|  |  |  | 2002-08-04 | 0 | 0
|  |  |  | 2002-08-05 | 0 | 0
|  |  |  | 2002-08-06 | 0 | 0
|  |  |  | 2002-08-07 | 0 | 0
|  |  |  | 2002-08-08 | 0 | 0
|  |  |  | 2002-08-09 | 0 | 0
|  |  |  | 2002-08-10 | 0 | 0
|  |  |  | 2002-08-11 | 0 | 0
|  |  |  | 2002-08-12 | 0 | 0
|  |  |  | 2002-08-13 | 0 | 0
|  |  |  | 2002-08-14 | 0 | 0
|  |  |  | 2002-08-15 | 0 | 0
|  |  |  | 2002-08-16 | 0 | 0
|  |  |  | 2002-08-17 | 0 | 0
|  |  |  | 2002-08-18 | 0 | 0
|  |  |  | 2002-08-19 | 0 | 0
|  |  |  | 2002-08-20 | 0 | 0
|  |  |  | 2002-08-21 | 0 | 0
|  |  |  | 2002-08-22 | 0 | 0
|  |  |  | 2002-08-23 | 0 | 0
|  |  |  | 2002-08-24 | 0 | 0
|  |  |  | 2002-08-25 | 0 | 0
|  |  |  | 2002-08-26 | 0 | 0
|  |  |  | 2002-08-27 | 0.15 | 0.15
|  |  |  | 2002-08-28 | 0 | 0
|  |  |  | 2002-08-29 | 0 | 0
|  |  |  | 2002-08-30 | 0 | 0
|  |  |  | 2002-08-31 | 0 | 0
|  |  |  | 2002-09-01 | 0 | 0
|  |  |  | 2002-09-02 | 0 | 0
|  |  |  | 2002-09-03 | 0 | 0
|  |  |  | 2002-09-04 | 0 | 0
|  |  |  | 2002-09-05 | 0 | 0
|  |  |  | 2002-09-06 | 0 | 0
|  |  |  | 2002-09-07 | 0 | 0
|  |  |  | 2002-09-08 | 1.97 | 1.97
|  |  |  | 2002-09-09 | 0.25 | 0.25
|  |  |  | 2002-09-10 | 0 | 0
|  |  |  | 2002-09-11 | 0 | 0
|  |  |  | 2002-09-12 | 0 | 0
|  |  |  | 2002-09-13 | 0 | 0
|  |  |  | 2002-09-14 | 0 | 0
|  |  |  | 2002-09-15 | 0 | 0
|  |  |  | 2002-09-16 | 0 | 0
|  |  |  | 2002-09-17 | 0 | 0
|  |  |  | 2002-09-18 | 0.02 | 0.02
|  |  |  | 2002-09-19 | 0.13 | 0.13
|  |  |  | 2002-09-20 | 0 | 0
|  |  |  | 2002-09-21 | 0 | 0
|  |  |  | 2002-09-22 | 0 | 0
|  |  |  | 2002-09-23 | 0 | 0
|  |  |  | 2002-09-24 | 0 | 0
|  |  |  | 2002-09-25 | 0 | 0
|  |  |  | 2002-09-26 | 0 | 0
|  |  |  | 2002-09-27 | 0 | 0
|  |  |  | 2002-09-28 | 0 | 0
|  |  |  | 2002-09-29 | 0 | 0
|  |  |  | 2002-09-30 | 0 | 0
|  |  |  | 2002-10-01 | 0 | 0
|  |  |  | 2002-10-02 | 0 | 0
|  |  |  | 2002-10-03 | 0.17 | 0.17
|  |  |  | 2002-10-04 | 0 | 0
|  |  |  | 2002-10-05 | 0 | 0
|  |  |  | 2002-10-06 | 0 | 0
|  |  |  | 2002-10-07 | 0.04 | 0.04
|  |  |  | 2002-10-08 | 2.7 | 2.7
|  |  |  | 2002-10-09 | 0.01 | 0.01
|  |  |  | 2002-10-10 | 0.01 | 0.01
|  |  |  | 2002-10-11 | 0 | 0
|  |  |  | 2002-10-12 | 0 | 0
|  |  |  | 2002-10-13 | 0 | 0
|  |  |  | 2002-10-14 | 0 | 0
|  |  |  | 2002-10-15 | 0 | 0
|  |  |  | 2002-10-16 | 0 | 0
|  |  |  | 2002-10-17 | 0 | 0
|  |  |  | 2002-10-18 | 0.1 | 0.1
|  |  |  | 2002-10-19 | 0.19 | 0.19
|  |  |  | 2002-10-20 | 0 | 0
|  |  |  | 2002-10-21 | 0 | 0
|  |  |  | 2002-10-22 | 0 | 0
|  |  |  | 2002-10-23 | 0.15 | 0.15
|  |  |  | 2002-10-24 | 0.72 | 0.72
|  |  |  | 2002-10-25 | 0 | 0
|  |  |  | 2002-10-26 | 0 | 0
|  |  |  | 2002-10-27 | 0.05 | 0.05
|  |  |  | 2002-10-28 | 0.47 | 0.47
|  |  |  | 2002-10-29 | 0 | 0
|  |  |  | 2002-10-30 | 0.01 | 0.01
|  |  |  | 2002-10-31 | 0.01 | 0.01
|  |  |  | 2002-11-01 | 0.18 | 0.18
|  |  |  | 2002-11-02 | 0.48 | 0.48
|  |  |  | 2002-11-03 | 0 | 0
|  |  |  | 2002-11-04 | 0 | 0
|  |  |  | 2002-11-05 | 0 | 0
|  |  |  | 2002-11-06 | 0 | 0
|  |  |  | 2002-11-07 | 0 | 0
|  |  |  | 2002-11-08 | 0 | 0
|  |  |  | 2002-11-09 | 0 | 0
|  |  |  | 2002-11-10 | 0 | 0
|  |  |  | 2002-11-11 | 0 | 0
|  |  |  | 2002-11-12 | 0.01 | 0.01
|  |  |  | 2002-11-13 | 0 | 0
|  |  |  | 2002-11-14 | 0 | 0
|  |  |  | 2002-11-15 | 0 | 0
|  |  |  | 2002-11-16 | 0 | 0
|  |  |  | 2002-11-17 | 0 | 0
|  |  |  | 2002-11-18 | 0 | 0
|  |  |  | 2002-11-19 | 0 | 0
|  |  |  | 2002-11-20 | 0 | 0
|  |  |  | 2002-11-21 | 0 | 0
|  |  |  | 2002-11-22 | 0 | 0
|  |  |  | 2002-11-23 | 0 | 0
|  |  |  | 2002-11-24 | 0 | 0
|  |  |  | 2002-11-25 | 0 | 0
|  |  |  | 2002-11-26 | 0 | 0
|  |  |  | 2002-11-27 | 0 | 0
|  |  |  | 2002-11-28 | 0 | 0
|  |  |  | 2002-11-29 | 0 | 0
|  |  |  | 2002-11-30 | 0 | 0
|  |  |  | 2002-12-01 | 0 | 0
|  |  |  | 2002-12-02 | 0 | 0
|  |  |  | 2002-12-03 | 0.73 | 0.73
|  |  |  | 2002-12-04 | 0 | 0
|  |  |  | 2002-12-05 | 0 | 0
|  |  |  | 2002-12-06 | 0 | 0
|  |  |  | 2002-12-07 | 0 | 0
|  |  |  | 2002-12-08 | 0.06 | 0.06
|  |  |  | 2002-12-09 | 0.51 | 0.51
|  |  |  | 2002-12-10 | 0 | 0
|  |  |  | 2002-12-11 | 0 | 0
|  |  |  | 2002-12-12 | 0 | 0
|  |  |  | 2002-12-13 | 0 | 0
|  |  |  | 2002-12-14 | 0 | 0
|  |  |  | 2002-12-15 | 0 | 0
|  |  |  | 2002-12-16 | 0 | 0
|  |  |  | 2002-12-17 | 0 | 0
|  |  |  | 2002-12-18 | 0 | 0
|  |  |  | 2002-12-19 | 0 | 0
|  |  |  | 2002-12-20 | 0 | 0
|  |  |  | 2002-12-21 | 0 | 0
|  |  |  | 2002-12-22 | 0 | 0
|  |  |  | 2002-12-23 | 0.57 | 0.57
|  |  |  | 2002-12-24 | 0 | 0
|  |  |  | 2002-12-25 | 0 | 0
|  |  |  | 2002-12-26 | 0 | 0
|  |  |  | 2002-12-27 | 0 | 0
|  |  |  | 2002-12-28 | 0 | 0
|  |  |  | 2002-12-29 | 0 | 0
|  |  |  | 2002-12-30 | 0.01 | 0.01
|  |  |  | 2002-12-31 | 0 | 0
|  |  |  | 2003-01-01 | 0 | 0
|  |  |  | 2003-01-02 | 0 | 0
|  |  |  | 2003-01-03 | 0 | 0
|  |  |  | 2003-01-04 | 0 | 0
|  |  |  | 2003-01-05 | 0 | 0
|  |  |  | 2003-01-06 | 0 | 0
|  |  |  | 2003-01-07 | 0 | 0
|  |  |  | 2003-01-08 | 0 | 0
|  |  |  | 2003-01-09 | 0 | 0
|  |  |  | 2003-01-10 | 0 | 0
|  |  |  | 2003-01-11 | 0 | 0
|  |  |  | 2003-01-12 | 0.08 | 0.08
|  |  |  | 2003-01-13 | 0 | 0
|  |  |  | 2003-01-14 | 0 | 0
|  |  |  | 2003-01-15 | 0 | 0
|  |  |  | 2003-01-16 | 0 | 0
|  |  |  | 2003-01-17 | 0 | 0
|  |  |  | 2003-01-18 | 0 | 0
|  |  |  | 2003-01-19 | 0 | 0
|  |  |  | 2003-01-20 | 0 | 0
|  |  |  | 2003-01-21 | 0 | 0
|  |  |  | 2003-01-22 | 0 | 0
|  |  |  | 2003-01-23 | 0 | 0
|  |  |  | 2003-01-24 | 0 | 0
|  |  |  | 2003-01-25 | 0 | 0
|  |  |  | 2003-01-26 | 0 | 0
|  |  |  | 2003-01-27 | 0 | 0
|  |  |  | 2003-01-28 | 0 | 0
|  |  |  | 2003-01-29 | 0 | 0
|  |  |  | 2003-01-30 | 0 | 0
|  |  |  | 2003-01-31 | 0 | 0
|  |  |  | 2003-02-01 | 0 | 0
|  |  |  | 2003-02-02 | 0 | 0
|  |  |  | 2003-02-03 | 0 | 0
|  |  |  | 2003-02-04 | 0 | 0
|  |  |  | 2003-02-05 | 0.01 | 0.01
|  |  |  | 2003-02-06 | 0.08 | 0.08
|  |  |  | 2003-02-07 | 0 | 0
|  |  |  | 2003-02-08 | 0 | 0
|  |  |  | 2003-02-09 | 0.05 | 0.05
|  |  |  | 2003-02-10 | 0 | 0
|  |  |  | 2003-02-11 | 0 | 0
|  |  |  | 2003-02-12 | 0 | 0
|  |  |  | 2003-02-13 | 0.21 | 0.21
|  |  |  | 2003-02-14 | 0 | 0
|  |  |  | 2003-02-15 | 0 | 0
|  |  |  | 2003-02-16 | 0 | 0
|  |  |  | 2003-02-17 | 0 | 0
|  |  |  | 2003-02-18 | 0 | 0
|  |  |  | 2003-02-19 | 0 | 0
|  |  |  | 2003-02-20 | 0.02 | 0.02
|  |  |  | 2003-02-21 | 0.43 | 0.43
|  |  |  | 2003-02-22 | 0 | 0
|  |  |  | 2003-02-23 | 0 | 0
|  |  |  | 2003-02-24 | 0.03 | 0.03
|  |  |  | 2003-02-25 | 0 | 0
|  |  |  | 2003-02-26 | 0 | 0
|  |  |  | 2003-02-27 | 0 | 0
|  |  |  | 2003-02-28 | 0 | 0
|  |  |  | 2003-03-01 | 0 | 0
|  |  |  | 2003-03-02 | 0 | 0
|  |  |  | 2003-03-03 | 0 | 0
|  |  |  | 2003-03-04 | 0 | 0
|  |  |  | 2003-03-05 | 0 | 0
|  |  |  | 2003-03-06 | 0 | 0
|  |  |  | 2003-03-07 | 0 | 0
|  |  |  | 2003-03-08 | 0 | 0
|  |  |  | 2003-03-09 | 0 | 0
|  |  |  | 2003-03-10 | 0 | 0
|  |  |  | 2003-03-11 | 0 | 0
|  |  |  | 2003-03-12 | 0 | 0
|  |  |  | 2003-03-13 | 0 | 0
|  |  |  | 2003-03-14 | 0 | 0
|  |  |  | 2003-03-15 | 0 | 0
|  |  |  | 2003-03-16 | 0 | 0
|  |  |  | 2003-03-17 | 0.01 | 0.01
|  |  |  | 2003-03-18 | 0.12 | 0.12
|  |  |  | 2003-03-19 | 0.03 | 0.03
|  |  |  | 2003-03-20 | 0 | 0
|  |  |  | 2003-03-21 | 0 | 0
|  |  |  | 2003-03-22 | 0 | 0
|  |  |  | 2003-03-23 | 0 | 0
|  |  |  | 2003-03-24 | 0 | 0
|  |  |  | 2003-03-25 | 0 | 0
|  |  |  | 2003-03-26 | 0 | 0
|  |  |  | 2003-03-27 | 0 | 0
|  |  |  | 2003-03-28 | 0.27 | 0.27
|  |  |  | 2003-03-29 | 0 | 0
|  |  |  | 2003-03-30 | 0 | 0
|  |  |  | 2003-03-31 | 0 | 0
|  |  |  | 2003-04-01 | 0 | 0
|  |  |  | 2003-04-02 | 0 | 0
|  |  |  | 2003-04-03 | 0.01 | 0.01
|  |  |  | 2003-04-04 | 0 | 0
|  |  |  | 2003-04-05 | 0.06 | 0.06
|  |  |  | 2003-04-06 | 0 | 0
|  |  |  | 2003-04-07 | 0 | 0
|  |  |  | 2003-04-08 | 0 | 0
|  |  |  | 2003-04-09 | 0 | 0
|  |  |  | 2003-04-10 | 0 | 0
|  |  |  | 2003-04-11 | 0 | 0
|  |  |  | 2003-04-12 | 0 | 0
|  |  |  | 2003-04-13 | 0 | 0
|  |  |  | 2003-04-14 | 0 | 0
|  |  |  | 2003-04-15 | 0.2 | 0.2
|  |  |  | 2003-04-16 | 0 | 0
|  |  |  | 2003-04-17 | 0 | 0
|  |  |  | 2003-04-18 | 0.05 | 0.05
|  |  |  | 2003-04-19 | 0.02 | 0.02
|  |  |  | 2003-04-20 | 0 | 0
|  |  |  | 2003-04-21 | 0 | 0
|  |  |  | 2003-04-22 | 0.06 | 0.06
|  |  |  | 2003-04-23 | 1.33 | 1.33
|  |  |  | 2003-04-24 | 0 | 0
|  |  |  | 2003-04-25 | 0 | 0
|  |  |  | 2003-04-26 | 0 | 0
|  |  |  | 2003-04-27 | 0 | 0
|  |  |  | 2003-04-28 | 0 | 0
|  |  |  | 2003-04-29 | 0.1 | 0.1
|  |  |  | 2003-04-30 | 0 | 0
|  |  |  | 2003-05-01 | 0 | 0
|  |  |  | 2003-05-02 | 0 | 0
|  |  |  | 2003-05-03 | 0 | 0
|  |  |  | 2003-05-04 | 0 | 0
|  |  |  | 2003-05-05 | 0 | 0
|  |  |  | 2003-05-06 | 0 | 0
|  |  |  | 2003-05-07 | 0.11 | 0.11
|  |  |  | 2003-05-08 | 0 | 0
|  |  |  | 2003-05-09 | 0 | 0
|  |  |  | 2003-05-10 | 0 | 0
|  |  |  | 2003-05-11 | 0 | 0
|  |  |  | 2003-05-12 | 0 | 0
|  |  |  | 2003-05-13 | 0 | 0
|  |  |  | 2003-05-14 | 0 | 0
|  |  |  | 2003-05-15 | 0 | 0
|  |  |  | 2003-05-16 | 0.44 | 0.44
|  |  |  | 2003-05-17 | 0 | 0
|  |  |  | 2003-05-18 | 0 | 0
|  |  |  | 2003-05-19 | 0 | 0
|  |  |  | 2003-05-20 | 1.38 | 1.38
|  |  |  | 2003-05-21 | 0.29 | 0.29
|  |  |  | 2003-05-22 | 0 | 0
|  |  |  | 2003-05-23 | 0 | 0
|  |  |  | 2003-05-24 | 0.2 | 0.2
|  |  |  | 2003-05-25 | 2 | 2
|  |  |  | 2003-05-26 | 0 | 0
|  |  |  | 2003-05-27 | 0 | 0
|  |  |  | 2003-05-28 | 0 | 0
|  |  |  | 2003-05-29 | 0 | 0
|  |  |  | 2003-05-30 | 0 | 0
|  |  |  | 2003-05-31 | 0 | 0
|  |  |  | 2003-06-01 | 0.19 | 0.19
|  |  |  | 2003-06-02 | 0.04 | 0.04
|  |  |  | 2003-06-03 | 0.02 | 0.02
|  |  |  | 2003-06-04 | 0 | 0
|  |  |  | 2003-06-05 | 1.23 | 1.23
|  |  |  | 2003-06-06 | 0.57 | 0.57
|  |  |  | 2003-06-07 | 0.22 | 0.22
|  |  |  | 2003-06-08 | 0.23 | 0.23
|  |  |  | 2003-06-09 | 0 | 0
|  |  |  | 2003-06-10 | 1.27 | 1.27
|  |  |  | 2003-06-11 | 0.06 | 0.06
|  |  |  | 2003-06-12 | 0.15 | 0.15
|  |  |  | 2003-06-13 | 0.55 | 0.55
|  |  |  | 2003-06-14 | 0.72 | 0.72
|  |  |  | 2003-06-15 | 0 | 0
|  |  |  | 2003-06-16 | 0 | 0
|  |  |  | 2003-06-17 | 0 | 0
|  |  |  | 2003-06-18 | 0 | 0
|  |  |  | 2003-06-19 | 0 | 0
|  |  |  | 2003-06-20 | 0 | 0
|  |  |  | 2003-06-21 | 0.18 | 0.18
|  |  |  | 2003-06-22 | 0 | 0
|  |  |  | 2003-06-23 | 0 | 0
|  |  |  | 2003-06-24 | 0 | 0
|  |  |  | 2003-06-25 | 0.98 | 0.98
|  |  |  | 2003-06-26 | 0.36 | 0.36
|  |  |  | 2003-06-27 | 0 | 0
|  |  |  | 2003-06-28 | 0 | 0
|  |  |  | 2003-06-29 | 0.24 | 0.24
|  |  |  | 2003-06-30 | 0 | 0
|  |  |  | 2003-07-01 | 0 | 0
|  |  |  | 2003-07-02 | 0 | 0
|  |  |  | 2003-07-03 | 0 | 0
|  |  |  | 2003-07-04 | 0 | 0
|  |  |  | 2003-07-05 | 0 | 0
|  |  |  | 2003-07-06 | 0 | 0
|  |  |  | 2003-07-07 | 0 | 0
|  |  |  | 2003-07-08 | 0 | 0
|  |  |  | 2003-07-09 | 0 | 0
|  |  |  | 2003-07-10 | 0 | 0
|  |  |  | 2003-07-11 | 0 | 0
|  |  |  | 2003-07-12 | 0 | 0
|  |  |  | 2003-07-13 | 0 | 0
|  |  |  | 2003-07-14 | 0 | 0
|  |  |  | 2003-07-15 | 0 | 0
|  |  |  | 2003-07-16 | 0 | 0
|  |  |  | 2003-07-17 | 0 | 0
|  |  |  | 2003-07-18 | 0 | 0
|  |  |  | 2003-07-19 | 0 | 0
|  |  |  | 2003-07-20 | 0 | 0
|  |  |  | 2003-07-21 | 0 | 0
|  |  |  | 2003-07-22 | 0 | 0
|  |  |  | 2003-07-23 | 0 | 0
|  |  |  | 2003-07-24 | 0 | 0
|  |  |  | 2003-07-25 | 0 | 0
|  |  |  | 2003-07-26 | 0 | 0
|  |  |  | 2003-07-27 | 0 | 0
|  |  |  | 2003-07-28 | 0 | 0
|  |  |  | 2003-07-29 | 0 | 0
|  |  |  | 2003-07-30 | 0 | 0
|  |  |  | 2003-07-31 | 0 | 0
|  |  |  | 2003-08-01 | 0 | 0
|  |  |  | 2003-08-02 | 0 | 0
|  |  |  | 2003-08-03 | 0 | 0
|  |  |  | 2003-08-04 | 0 | 0
|  |  |  | 2003-08-05 | 0 | 0
|  |  |  | 2003-08-06 | 0 | 0
|  |  |  | 2003-08-07 | 0 | 0
|  |  |  | 2003-08-08 | 0 | 0
|  |  |  | 2003-08-09 | 0.17 | 0.17
|  |  |  | 2003-08-10 | 0 | 0
|  |  |  | 2003-08-11 | 0 | 0
|  |  |  | 2003-08-12 | 0 | 0
|  |  |  | 2003-08-13 | 0.52 | 0.52
|  |  |  | 2003-08-14 | 0 | 0
|  |  |  | 2003-08-15 | 0 | 0
|  |  |  | 2003-08-16 | 0 | 0
|  |  |  | 2003-08-17 | 0 | 0
|  |  |  | 2003-08-18 | 0 | 0
|  |  |  | 2003-08-19 | 0 | 0
|  |  |  | 2003-08-20 | 0 | 0
|  |  |  | 2003-08-21 | 0 | 0
|  |  |  | 2003-08-22 | 0 | 0
|  |  |  | 2003-08-23 | 0 | 0
|  |  |  | 2003-08-24 | 0 | 0
|  |  |  | 2003-08-25 | 0 | 0
|  |  |  | 2003-08-26 | 0 | 0
|  |  |  | 2003-08-27 | 0 | 0
|  |  |  | 2003-08-28 | 0 | 0
|  |  |  | 2003-08-29 | 1.23 | 1.23
|  |  |  | 2003-08-30 | 0.38 | 0.38
|  |  |  | 2003-08-31 | 0.26 | 0.26
|  |  |  | 2003-09-01 | 0 | 0
|  |  |  | 2003-09-02 | 0 | 0
|  |  |  | 2003-09-03 | 0 | 0
|  |  |  | 2003-09-04 | 0 | 0
|  |  |  | 2003-09-05 | 0 | 0
|  |  |  | 2003-09-06 | 0 | 0
|  |  |  | 2003-09-07 | 0 | 0
|  |  |  | 2003-09-08 | 0 | 0
|  |  |  | 2003-09-09 | 0 | 0
|  |  |  | 2003-09-10 | 0 | 0
|  |  |  | 2003-09-11 | 1.72 | 1.72
|  |  |  | 2003-09-12 | 0 | 0
|  |  |  | 2003-09-13 | 0.01 | 0.01
|  |  |  | 2003-09-14 | 0.04 | 0.04
|  |  |  | 2003-09-15 | 0 | 0
|  |  |  | 2003-09-16 | 0 | 0
|  |  |  | 2003-09-17 | 0 | 0
|  |  |  | 2003-09-18 | 0 | 0
|  |  |  | 2003-09-19 | 0 | 0
|  |  |  | 2003-09-20 | 0 | 0
|  |  |  | 2003-09-21 | 0.2 | 0.2
|  |  |  | 2003-09-22 | 0 | 0
|  |  |  | 2003-09-23 | 0 | 0
|  |  |  | 2003-09-24 | 0 | 0
|  |  |  | 2003-09-25 | 0 | 0
|  |  |  | 2003-09-26 | 0 | 0
|  |  |  | 2003-09-27 | 0 | 0
|  |  |  | 2003-09-28 | 0 | 0
|  |  |  | 2003-09-29 | 0 | 0
|  |  |  | 2003-09-30 | 0 | 0
|  |  |  | 2003-10-01 | 0 | 0
|  |  |  | 2003-10-02 | 0 | 0
|  |  |  | 2003-10-03 | 0 | 0
|  |  |  | 2003-10-04 | 0 | 0
|  |  |  | 2003-10-05 | 0 | 0
|  |  |  | 2003-10-06 | 0 | 0
|  |  |  | 2003-10-07 | 0 | 0
|  |  |  | 2003-10-08 | 0 | 0
|  |  |  | 2003-10-09 | 0 | 0
|  |  |  | 2003-10-10 | 0 | 0
|  |  |  | 2003-10-11 | 0.01 | 0.01
|  |  |  | 2003-10-12 | 0 | 0
|  |  |  | 2003-10-13 | 0 | 0
|  |  |  | 2003-10-14 | 0 | 0
|  |  |  | 2003-10-15 | 0 | 0
|  |  |  | 2003-10-16 | 0 | 0
|  |  |  | 2003-10-17 | 0 | 0
|  |  |  | 2003-10-18 | 0 | 0
|  |  |  | 2003-10-19 | 0 | 0
|  |  |  | 2003-10-20 | 0 | 0
|  |  |  | 2003-10-21 | 0 | 0
|  |  |  | 2003-10-22 | 0 | 0
|  |  |  | 2003-10-23 | 0 | 0
|  |  |  | 2003-10-24 | 0 | 0
|  |  |  | 2003-10-25 | 0 | 0
|  |  |  | 2003-10-26 | 0 | 0
|  |  |  | 2003-10-27 | 0 | 0
|  |  |  | 2003-10-28 | 0 | 0
|  |  |  | 2003-10-29 | 0 | 0
|  |  |  | 2003-10-30 | 0 | 0
|  |  |  | 2003-10-31 | 0 | 0
|  |  |  | 2003-11-01 | 0.02 | 0.02
|  |  |  | 2003-11-02 | 0 | 0
|  |  |  | 2003-11-03 | 0 | 0
|  |  |  | 2003-11-04 | 0 | 0
|  |  |  | 2003-11-05 | 0.58 | 0.58
|  |  |  | 2003-11-06 | 0.24 | 0.24
|  |  |  | 2003-11-07 | 0.71 | 0.71
|  |  |  | 2003-11-08 | 0.1 | 0.1
|  |  |  | 2003-11-09 | 0 | 0
|  |  |  | 2003-11-10 | 0 | 0
|  |  |  | 2003-11-11 | 0 | 0
|  |  |  | 2003-11-12 | 0 | 0
|  |  |  | 2003-11-13 | 0 | 0
|  |  |  | 2003-11-14 | 0.16 | 0.16
|  |  |  | 2003-11-15 | 0 | 0
|  |  |  | 2003-11-16 | 0 | 0
|  |  |  | 2003-11-17 | 0.05 | 0.05
|  |  |  | 2003-11-18 | 0 | 0
|  |  |  | 2003-11-19 | 0 | 0
|  |  |  | 2003-11-20 | 0 | 0
|  |  |  | 2003-11-21 | 0 | 0
|  |  |  | 2003-11-22 | 0 | 0
|  |  |  | 2003-11-23 | 0 | 0
|  |  |  | 2003-11-24 | 0 | 0
|  |  |  | 2003-11-25 | 0 | 0
|  |  |  | 2003-11-26 | 0 | 0
|  |  |  | 2003-11-27 | 0 | 0
|  |  |  | 2003-11-28 | 0 | 0
|  |  |  | 2003-11-29 | 0 | 0
|  |  |  | 2003-11-30 | 0 | 0
|  |  |  | 2003-12-01 | 0 | 0
|  |  |  | 2003-12-02 | 0 | 0
|  |  |  | 2003-12-03 | 0 | 0
|  |  |  | 2003-12-04 | 0 | 0
|  |  |  | 2003-12-05 | 0 | 0
|  |  |  | 2003-12-06 | 0 | 0
|  |  |  | 2003-12-07 | 0 | 0
|  |  |  | 2003-12-08 | 0 | 0
|  |  |  | 2003-12-09 | 0 | 0
|  |  |  | 2003-12-10 | 0 | 0
|  |  |  | 2003-12-11 | 0 | 0
|  |  |  | 2003-12-12 | 0.11 | 0.11
|  |  |  | 2003-12-13 | 0 | 0
|  |  |  | 2003-12-14 | 0 | 0
|  |  |  | 2003-12-15 | 0 | 0
|  |  |  | 2003-12-16 | 0 | 0
|  |  |  | 2003-12-17 | 0 | 0
|  |  |  | 2003-12-18 | 0 | 0
|  |  |  | 2003-12-19 | 0 | 0
|  |  |  | 2003-12-20 | 0 | 0
|  |  |  | 2003-12-21 | 0 | 0
|  |  |  | 2003-12-22 | 0 | 0
|  |  |  | 2003-12-23 | 0 | 0
|  |  |  | 2003-12-24 | 0 | 0
|  |  |  | 2003-12-25 | 0 | 0
|  |  |  | 2003-12-26 | 0 | 0
|  |  |  | 2003-12-27 | 0 | 0
|  |  |  | 2003-12-28 | 0 | 0
|  |  |  | 2003-12-29 | 0 | 0
|  |  |  | 2003-12-30 | 0 | 0
|  |  |  | 2003-12-31 | 0 | 0
|  |  |  | 2004-01-01 | 0 | 0
|  |  |  | 2004-01-02 | 0 | 0
|  |  |  | 2004-01-03 | 0 | 0
|  |  |  | 2004-01-04 | 0 | 0
|  |  |  | 2004-01-05 | 0 | 0
|  |  |  | 2004-01-06 | 0 | 0
|  |  |  | 2004-01-07 | 0 | 0
|  |  |  | 2004-01-08 | 0 | 0
|  |  |  | 2004-01-09 | 0 | 0
|  |  |  | 2004-01-10 | 0 | 0
|  |  |  | 2004-01-11 | 0 | 0
|  |  |  | 2004-01-12 | 0.02 | 0.02
|  |  |  | 2004-01-13 | 0.08 | 0.08
|  |  |  | 2004-01-14 | 0 | 0
|  |  |  | 2004-01-15 | 0.1 | 0.1
|  |  |  | 2004-01-16 | 0.64 | 0.64
|  |  |  | 2004-01-17 | 0.22 | 0.22
|  |  |  | 2004-01-18 | 0 | 0
|  |  |  | 2004-01-19 | 0 | 0
|  |  |  | 2004-01-20 | 0 | 0
|  |  |  | 2004-01-21 | 0 | 0
|  |  |  | 2004-01-22 | 0 | 0
|  |  |  | 2004-01-23 | 0 | 0
|  |  |  | 2004-01-24 | 0.31 | 0.31
|  |  |  | 2004-01-25 | 0 | 0
|  |  |  | 2004-01-26 | 0 | 0
|  |  |  | 2004-01-27 | 0 | 0
|  |  |  | 2004-01-28 | 0 | 0
|  |  |  | 2004-01-29 | 0 | 0
|  |  |  | 2004-01-30 | 0 | 0
|  |  |  | 2004-01-31 | 0 | 0
|  |  |  | 2004-02-01 | 0.21 | 0.21
|  |  |  | 2004-02-02 | 0 | 0
|  |  |  | 2004-02-03 | 0 | 0
|  |  |  | 2004-02-04 | 0.28 | 0.28
|  |  |  | 2004-02-05 | 0 | 0
|  |  |  | 2004-02-06 | 0 | 0
|  |  |  | 2004-02-07 | 0 | 0
|  |  |  | 2004-02-08 | 0 | 0
|  |  |  | 2004-02-09 | 0.01 | 0.01
|  |  |  | 2004-02-10 | 0 | 0
|  |  |  | 2004-02-11 | 0.27 | 0.27
|  |  |  | 2004-02-12 | 0 | 0
|  |  |  | 2004-02-13 | 0 | 0
|  |  |  | 2004-02-14 | 0.26 | 0.26
|  |  |  | 2004-02-15 | 0 | 0
|  |  |  | 2004-02-16 | 0 | 0
|  |  |  | 2004-02-17 | 0 | 0
|  |  |  | 2004-02-18 | 0 | 0
|  |  |  | 2004-02-19 | 0 | 0
|  |  |  | 2004-02-20 | 0 | 0
|  |  |  | 2004-02-21 | 0 | 0
|  |  |  | 2004-02-22 | 0.62 | 0.62
|  |  |  | 2004-02-23 | 0.46 | 0.46
|  |  |  | 2004-02-24 | 0.34 | 0.34
|  |  |  | 2004-02-25 | 0.02 | 0.02
|  |  |  | 2004-02-26 | 0 | 0
|  |  |  | 2004-02-27 | 0 | 0
|  |  |  | 2004-02-28 | 0.01 | 0.01
|  |  |  | 2004-02-29 | 0.64 | 0.64
|  |  |  | 2004-03-01 | 0 | 0
|  |  |  | 2004-03-02 | 0.06 | 0.06
|  |  |  | 2004-03-03 | 0.62 | 0.62
|  |  |  | 2004-03-04 | 0.58 | 0.58
|  |  |  | 2004-03-05 | 0.14 | 0.14
|  |  |  | 2004-03-06 | 0 | 0
|  |  |  | 2004-03-07 | 0 | 0
|  |  |  | 2004-03-08 | 0 | 0
|  |  |  | 2004-03-09 | 0 | 0
|  |  |  | 2004-03-10 | 0 | 0
|  |  |  | 2004-03-11 | 0 | 0
|  |  |  | 2004-03-12 | 0 | 0
|  |  |  | 2004-03-13 | 0.17 | 0.17
|  |  |  | 2004-03-14 | 0 | 0
|  |  |  | 2004-03-15 | 0 | 0
|  |  |  | 2004-03-16 | 0 | 0
|  |  |  | 2004-03-17 | 0 | 0
|  |  |  | 2004-03-18 | 0 | 0
|  |  |  | 2004-03-19 | 0 | 0
|  |  |  | 2004-03-20 | 0 | 0
|  |  |  | 2004-03-21 | 0 | 0
|  |  |  | 2004-03-22 | 0 | 0
|  |  |  | 2004-03-23 | 0 | 0
|  |  |  | 2004-03-24 | 0 | 0
|  |  |  | 2004-03-25 | 0 | 0
|  |  |  | 2004-03-26 | 0 | 0
|  |  |  | 2004-03-27 | 0.04 | 0.04
|  |  |  | 2004-03-28 | 0.03 | 0.03
|  |  |  | 2004-03-29 | 0 | 0
|  |  |  | 2004-03-30 | 0 | 0
|  |  |  | 2004-03-31 | 0 | 0
|  |  |  | 2004-04-01 | 0 | 0
|  |  |  | 2004-04-02 | 0 | 0
|  |  |  | 2004-04-03 | 0 | 0
|  |  |  | 2004-04-04 | 0 | 0
|  |  |  | 2004-04-05 | 0.06 | 0.06
|  |  |  | 2004-04-06 | 0.24 | 0.24
|  |  |  | 2004-04-07 | 0.24 | 0.24
|  |  |  | 2004-04-08 | 0.01 | 0.01
|  |  |  | 2004-04-09 | 0.01 | 0.01
|  |  |  | 2004-04-10 | 0 | 0
|  |  |  | 2004-04-11 | 0 | 0
|  |  |  | 2004-04-12 | 0.03 | 0.03
|  |  |  | 2004-04-13 | 0 | 0
|  |  |  | 2004-04-14 | 0 | 0
|  |  |  | 2004-04-15 | 0 | 0
|  |  |  | 2004-04-16 | 0 | 0
|  |  |  | 2004-04-17 | 0 | 0
|  |  |  | 2004-04-18 | 0 | 0
|  |  |  | 2004-04-19 | 0 | 0
|  |  |  | 2004-04-20 | 0 | 0
|  |  |  | 2004-04-21 | 0 | 0
|  |  |  | 2004-04-22 | 0 | 0
|  |  |  | 2004-04-23 | 0.23 | 0.23
|  |  |  | 2004-04-24 | 0 | 0
|  |  |  | 2004-04-25 | 0.42 | 0.42
|  |  |  | 2004-04-26 | 0 | 0
|  |  |  | 2004-04-27 | 0 | 0
|  |  |  | 2004-04-28 | 0 | 0
|  |  |  | 2004-04-29 | 0.16 | 0.16
|  |  |  | 2004-04-30 | 0.44 | 0.44
|  |  |  | 2004-05-01 | 0 | 0
|  |  |  | 2004-05-02 | 0 | 0
|  |  |  | 2004-05-03 | 0 | 0
|  |  |  | 2004-05-04 | 0 | 0
|  |  |  | 2004-05-05 | 0 | 0
|  |  |  | 2004-05-06 | 0 | 0
|  |  |  | 2004-05-07 | 0 | 0
|  |  |  | 2004-05-08 | 0 | 0
|  |  |  | 2004-05-09 | 0 | 0
|  |  |  | 2004-05-10 | 0 | 0
|  |  |  | 2004-05-11 | 0.19 | 0.19
|  |  |  | 2004-05-12 | 0 | 0
|  |  |  | 2004-05-13 | 1.59 | 1.59
|  |  |  | 2004-05-14 | 0 | 0
|  |  |  | 2004-05-15 | 0 | 0
|  |  |  | 2004-05-16 | 0 | 0
|  |  |  | 2004-05-17 | 0 | 0
|  |  |  | 2004-05-18 | 0 | 0
|  |  |  | 2004-05-19 | 0 | 0
|  |  |  | 2004-05-20 | 0 | 0
|  |  |  | 2004-05-21 | 0 | 0
|  |  |  | 2004-05-22 | 0 | 0
|  |  |  | 2004-05-23 | 0 | 0
|  |  |  | 2004-05-24 | 0 | 0
|  |  |  | 2004-05-25 | 0 | 0
|  |  |  | 2004-05-26 | 0 | 0
|  |  |  | 2004-05-27 | 0.03 | 0.03
|  |  |  | 2004-05-28 | 0 | 0
|  |  |  | 2004-05-29 | 0 | 0
|  |  |  | 2004-05-30 | 0 | 0
|  |  |  | 2004-05-31 | 0 | 0
|  |  |  | 2004-06-01 | 0.08 | 0.08
|  |  |  | 2004-06-02 | 2.34 | 2.34
|  |  |  | 2004-06-03 | 0 | 0
|  |  |  | 2004-06-04 | 0 | 0
|  |  |  | 2004-06-05 | 0.05 | 0.05
|  |  |  | 2004-06-06 | 0 | 0
|  |  |  | 2004-06-07 | 0.13 | 0.13
|  |  |  | 2004-06-08 | 0.01 | 0.01
|  |  |  | 2004-06-09 | 0.28 | 0.28
|  |  |  | 2004-06-10 | 0 | 0
|  |  |  | 2004-06-11 | 0 | 0
|  |  |  | 2004-06-12 | 0.06 | 0.06
|  |  |  | 2004-06-13 | 0 | 0
|  |  |  | 2004-06-14 | 0 | 0
|  |  |  | 2004-06-15 | 0 | 0
|  |  |  | 2004-06-16 | 0 | 0
|  |  |  | 2004-06-17 | 0 | 0
|  |  |  | 2004-06-18 | 0.05 | 0.05
|  |  |  | 2004-06-19 | 0.01 | 0.01
|  |  |  | 2004-06-20 | 0 | 0
|  |  |  | 2004-06-21 | 0 | 0
|  |  |  | 2004-06-22 | 1.54 | 1.54
|  |  |  | 2004-06-23 | 0 | 0
|  |  |  | 2004-06-24 | 0 | 0
|  |  |  | 2004-06-25 | 0 | 0
|  |  |  | 2004-06-26 | 0 | 0
|  |  |  | 2004-06-27 | 0 | 0
|  |  |  | 2004-06-28 | 0 | 0
|  |  |  | 2004-06-29 | 0.28 | 0.28
|  |  |  | 2004-06-30 | 0.54 | 0.54
|  |  |  | 2004-07-01 | 0.25 | 0.25
|  |  |  | 2004-07-02 | 0 | 0
|  |  |  | 2004-07-03 | 0.35 | 0.35
|  |  |  | 2004-07-04 | 0 | 0
|  |  |  | 2004-07-05 | 0 | 0
|  |  |  | 2004-07-06 | 1.96 | 1.96
|  |  |  | 2004-07-07 | 0.15 | 0.15
|  |  |  | 2004-07-08 | 0 | 0
|  |  |  | 2004-07-09 | 0 | 0
|  |  |  | 2004-07-10 | 0 | 0
|  |  |  | 2004-07-11 | 0 | 0
|  |  |  | 2004-07-12 | 0 | 0
|  |  |  | 2004-07-13 | 0 | 0
|  |  |  | 2004-07-14 | 0 | 0
|  |  |  | 2004-07-15 | 0 | 0
|  |  |  | 2004-07-16 | 0 | 0
|  |  |  | 2004-07-17 | 0 | 0
|  |  |  | 2004-07-18 | 0 | 0
|  |  |  | 2004-07-19 | 0 | 0
|  |  |  | 2004-07-20 | 0 | 0
|  |  |  | 2004-07-21 | 0 | 0
|  |  |  | 2004-07-22 | 0 | 0
|  |  |  | 2004-07-23 | 0 | 0
|  |  |  | 2004-07-24 | 0.12 | 0.12
|  |  |  | 2004-07-25 | 0.01 | 0.01
|  |  |  | 2004-07-26 | 0 | 0
|  |  |  | 2004-07-27 | 0.01 | 0.01
|  |  |  | 2004-07-28 | 1.87 | 1.87
|  |  |  | 2004-07-29 | 0.09 | 0.09
|  |  |  | 2004-07-30 | 0 | 0
|  |  |  | 2004-07-31 | 0 | 0
|  |  |  | 2004-08-01 | 0 | 0
|  |  |  | 2004-08-02 | 0 | 0
|  |  |  | 2004-08-03 | 0 | 0
|  |  |  | 2004-08-04 | 0.05 | 0.05
|  |  |  | 2004-08-05 | 0 | 0
|  |  |  | 2004-08-06 | 0 | 0
|  |  |  | 2004-08-07 | 0 | 0
|  |  |  | 2004-08-08 | 0.2 | 0.2
|  |  |  | 2004-08-09 | 0.19 | 0.19
|  |  |  | 2004-08-10 | 0 | 0
|  |  |  | 2004-08-11 | 0 | 0
|  |  |  | 2004-08-12 | 0 | 0
|  |  |  | 2004-08-13 | 0 | 0
|  |  |  | 2004-08-14 | 0.01 | 0.01
|  |  |  | 2004-08-15 | 2.78 | 2.78
|  |  |  | 2004-08-16 | 0 | 0
|  |  |  | 2004-08-17 | 0 | 0
|  |  |  | 2004-08-18 | 0 | 0
|  |  |  | 2004-08-19 | 0.66 | 0.66
|  |  |  | 2004-08-20 | 0.44 | 0.44
|  |  |  | 2004-08-21 | 0 | 0
|  |  |  | 2004-08-22 | 0 | 0
|  |  |  | 2004-08-23 | 0 | 0
|  |  |  | 2004-08-24 | 0 | 0
|  |  |  | 2004-08-25 | 0 | 0
|  |  |  | 2004-08-26 | 0 | 0
|  |  |  | 2004-08-27 | 0 | 0
|  |  |  | 2004-08-28 | 1.09 | 1.09
|  |  |  | 2004-08-29 | 0 | 0
|  |  |  | 2004-08-30 | 0 | 0
|  |  |  | 2004-08-31 | 0 | 0
|  |  |  | 2004-09-01 | 0 | 0
|  |  |  | 2004-09-02 | 0 | 0
|  |  |  | 2004-09-03 | 0 | 0
|  |  |  | 2004-09-04 | 0 | 0
|  |  |  | 2004-09-05 | 0.09 | 0.09
|  |  |  | 2004-09-06 | 0.08 | 0.08
|  |  |  | 2004-09-07 | 0 | 0
|  |  |  | 2004-09-08 | 0 | 0
|  |  |  | 2004-09-09 | 0 | 0
|  |  |  | 2004-09-10 | 0 | 0
|  |  |  | 2004-09-11 | 0 | 0
|  |  |  | 2004-09-12 | 0 | 0
|  |  |  | 2004-09-13 | 0 | 0
|  |  |  | 2004-09-14 | 0 | 0
|  |  |  | 2004-09-15 | 0 | 0
|  |  |  | 2004-09-16 | 0 | 0
|  |  |  | 2004-09-17 | 0 | 0
|  |  |  | 2004-09-18 | 0 | 0
|  |  |  | 2004-09-19 | 0 | 0
|  |  |  | 2004-09-20 | 0 | 0
|  |  |  | 2004-09-21 | 0 | 0
|  |  |  | 2004-09-22 | 0 | 0
|  |  |  | 2004-09-23 | 0.04 | 0.04
|  |  |  | 2004-09-24 | 0.03 | 0.03
|  |  |  | 2004-09-25 | 0 | 0
|  |  |  | 2004-09-26 | 0 | 0
|  |  |  | 2004-09-27 | 0 | 0
|  |  |  | 2004-09-28 | 0 | 0
|  |  |  | 2004-09-29 | 0 | 0
|  |  |  | 2004-09-30 | 0.75 | 0.75
|  |  |  | 2004-10-01 | 0.79 | 0.79
|  |  |  | 2004-10-02 | 0 | 0
|  |  |  | 2004-10-03 | 0 | 0
|  |  |  | 2004-10-04 | 0.92 | 0.92
|  |  |  | 2004-10-05 | 0 | 0
|  |  |  | 2004-10-06 | 0.22 | 0.22
|  |  |  | 2004-10-07 | 0 | 0
|  |  |  | 2004-10-08 | 0 | 0
|  |  |  | 2004-10-09 | 0.08 | 0.08
|  |  |  | 2004-10-10 | 0.14 | 0.14
|  |  |  | 2004-10-11 | 0.01 | 0.01
|  |  |  | 2004-10-12 | 0 | 0
|  |  |  | 2004-10-13 | 0.03 | 0.03
|  |  |  | 2004-10-14 | 0.01 | 0.01
|  |  |  | 2004-10-15 | 0 | 0
|  |  |  | 2004-10-16 | 0 | 0
|  |  |  | 2004-10-17 | 0 | 0
|  |  |  | 2004-10-18 | 0 | 0
|  |  |  | 2004-10-19 | 0 | 0
|  |  |  | 2004-10-20 | 0 | 0
|  |  |  | 2004-10-21 | 0 | 0
|  |  |  | 2004-10-22 | 0.18 | 0.18
|  |  |  | 2004-10-23 | 0 | 0
|  |  |  | 2004-10-24 | 0 | 0
|  |  |  | 2004-10-25 | 0.14 | 0.14
|  |  |  | 2004-10-26 | 0.05 | 0.05
|  |  |  | 2004-10-27 | 0.03 | 0.03
|  |  |  | 2004-10-28 | 0 | 0
|  |  |  | 2004-10-29 | 0 | 0
|  |  |  | 2004-10-30 | 0.07 | 0.07
|  |  |  | 2004-10-31 | 1.31 | 1.31
|  |  |  | 2004-11-01 | 0.7 | 0.7
|  |  |  | 2004-11-02 | 1.23 | 1.23
|  |  |  | 2004-11-03 | 0.01 | 0.01
|  |  |  | 2004-11-04 | 0 | 0
|  |  |  | 2004-11-05 | 0 | 0
|  |  |  | 2004-11-06 | 0 | 0
|  |  |  | 2004-11-07 | 0 | 0
|  |  |  | 2004-11-08 | 0 | 0
|  |  |  | 2004-11-09 | 0 | 0
|  |  |  | 2004-11-10 | 0 | 0
|  |  |  | 2004-11-11 | 0 | 0
|  |  |  | 2004-11-12 | 0 | 0
|  |  |  | 2004-11-13 | 0.05 | 0.05
|  |  |  | 2004-11-14 | 0.5 | 0.5
|  |  |  | 2004-11-15 | 1.46 | 1.46
|  |  |  | 2004-11-16 | 0.24 | 0.24
|  |  |  | 2004-11-17 | 0.95 | 0.95
|  |  |  | 2004-11-18 | 0.02 | 0.02
|  |  |  | 2004-11-19 | 0 | 0
|  |  |  | 2004-11-20 | 0.22 | 0.22
|  |  |  | 2004-11-21 | 0 | 0
|  |  |  | 2004-11-22 | 0.09 | 0.09
|  |  |  | 2004-11-23 | 1.08 | 1.08
|  |  |  | 2004-11-24 | 0.22 | 0.22
|  |  |  | 2004-11-25 | 0 | 0
|  |  |  | 2004-11-26 | 0 | 0
|  |  |  | 2004-11-27 | 0 | 0
|  |  |  | 2004-11-28 | 0 | 0
|  |  |  | 2004-11-29 | 0.08 | 0.08
|  |  |  | 2004-11-30 | 0.01 | 0.01
|  |  |  | 2004-12-01 | 0 | 0
|  |  |  | 2004-12-02 | 0 | 0
|  |  |  | 2004-12-03 | 0 | 0
|  |  |  | 2004-12-04 | 0 | 0
|  |  |  | 2004-12-05 | 0.12 | 0.12
|  |  |  | 2004-12-06 | 0.54 | 0.54
|  |  |  | 2004-12-07 | 0 | 0
|  |  |  | 2004-12-08 | 0 | 0
|  |  |  | 2004-12-09 | 0 | 0
|  |  |  | 2004-12-10 | 0 | 0
|  |  |  | 2004-12-11 | 0 | 0
|  |  |  | 2004-12-12 | 0 | 0
|  |  |  | 2004-12-13 | 0 | 0
|  |  |  | 2004-12-14 | 0 | 0
|  |  |  | 2004-12-15 | 0 | 0
|  |  |  | 2004-12-16 | 0 | 0
|  |  |  | 2004-12-17 | 0 | 0
|  |  |  | 2004-12-18 | 0 | 0
|  |  |  | 2004-12-19 | 0 | 0
|  |  |  | 2004-12-20 | 0 | 0
|  |  |  | 2004-12-21 | 0 | 0
|  |  |  | 2004-12-22 | 0.1 | 0.1
|  |  |  | 2004-12-23 | 0 | 0
|  |  |  | 2004-12-24 | 0 | 0
|  |  |  | 2004-12-25 | 0 | 0
|  |  |  | 2004-12-26 | 0 | 0
|  |  |  | 2004-12-27 | 0 | 0
|  |  |  | 2004-12-28 | 0 | 0
|  |  |  | 2004-12-29 | 0 | 0
|  |  |  | 2004-12-30 | 0 | 0
|  |  |  | 2004-12-31 | 0 | 0
|  |  |  | 2005-01-01 | 0 | 0
|  |  |  | 2005-01-02 | 0.26 | 0.26
|  |  |  | 2005-01-03 | 0.3 | 0.3
|  |  |  | 2005-01-04 | 0.09 | 0.09
|  |  |  | 2005-01-05 | 0.49 | 0.49
|  |  |  | 2005-01-06 | 0 | 0
|  |  |  | 2005-01-07 | 0 | 0
|  |  |  | 2005-01-08 | 0 | 0
|  |  |  | 2005-01-09 | 0 | 0
|  |  |  | 2005-01-10 | 0 | 0
|  |  |  | 2005-01-11 | 0 | 0
|  |  |  | 2005-01-12 | 0 | 0
|  |  |  | 2005-01-13 | 0 | 0
|  |  |  | 2005-01-14 | 0 | 0
|  |  |  | 2005-01-15 | 0 | 0
|  |  |  | 2005-01-16 | 0 | 0
|  |  |  | 2005-01-17 | 0 | 0
|  |  |  | 2005-01-18 | 0 | 0
|  |  |  | 2005-01-19 | 0 | 0
|  |  |  | 2005-01-20 | 0 | 0
|  |  |  | 2005-01-21 | 0 | 0
|  |  |  | 2005-01-22 | 0 | 0
|  |  |  | 2005-01-23 | 0 | 0
|  |  |  | 2005-01-24 | 0 | 0
|  |  |  | 2005-01-25 | 0 | 0
|  |  |  | 2005-01-26 | 0 | 0
|  |  |  | 2005-01-27 | 0 | 0
|  |  |  | 2005-01-28 | 0.22 | 0.22
|  |  |  | 2005-01-29 | 0 | 0
|  |  |  | 2005-01-30 | 0.12 | 0.12
|  |  |  | 2005-01-31 | 0 | 0
|  |  |  | 2005-02-01 | 0.04 | 0.04
|  |  |  | 2005-02-02 | 0 | 0
|  |  |  | 2005-02-03 | 0 | 0
|  |  |  | 2005-02-04 | 0 | 0
|  |  |  | 2005-02-05 | 0.19 | 0.19
|  |  |  | 2005-02-06 | 0.58 | 0.58
|  |  |  | 2005-02-07 | 0 | 0
|  |  |  | 2005-02-08 | 0 | 0
|  |  |  | 2005-02-09 | 0 | 0
|  |  |  | 2005-02-10 | 0 | 0
|  |  |  | 2005-02-11 | 0 | 0
|  |  |  | 2005-02-12 | 0.05 | 0.05
|  |  |  | 2005-02-13 | 0 | 0
|  |  |  | 2005-02-14 | 0 | 0
|  |  |  | 2005-02-15 | 0 | 0
|  |  |  | 2005-02-16 | 0 | 0
|  |  |  | 2005-02-17 | 0 | 0
|  |  |  | 2005-02-18 | 0.13 | 0.13
|  |  |  | 2005-02-19 | 0 | 0
|  |  |  | 2005-02-20 | 0 | 0
|  |  |  | 2005-02-21 | 0 | 0
|  |  |  | 2005-02-22 | 0.76 | 0.76
|  |  |  | 2005-02-23 | 0 | 0
|  |  |  | 2005-02-24 | 0.05 | 0.05
|  |  |  | 2005-02-25 | 0 | 0
|  |  |  | 2005-02-26 | 0.4 | 0.4
|  |  |  | 2005-02-27 | 0.08 | 0.08
|  |  |  | 2005-02-28 | 0 | 0
|  |  |  | 2005-03-01 | 0 | 0
|  |  |  | 2005-03-02 | 0.03 | 0.03
|  |  |  | 2005-03-03 | 0 | 0
|  |  |  | 2005-03-04 | 0.12 | 0.12
|  |  |  | 2005-03-05 | 0 | 0
|  |  |  | 2005-03-06 | 0 | 0
|  |  |  | 2005-03-07 | 0 | 0
|  |  |  | 2005-03-08 | 0 | 0
|  |  |  | 2005-03-09 | 0 | 0
|  |  |  | 2005-03-10 | 0 | 0
|  |  |  | 2005-03-11 | 0 | 0
|  |  |  | 2005-03-12 | 0 | 0
|  |  |  | 2005-03-13 | 0 | 0
|  |  |  | 2005-03-14 | 0 | 0
|  |  |  | 2005-03-15 | 0.02 | 0.02
|  |  |  | 2005-03-16 | 0 | 0
|  |  |  | 2005-03-17 | 0 | 0
|  |  |  | 2005-03-18 | 0 | 0
|  |  |  | 2005-03-19 | 0 | 0
|  |  |  | 2005-03-20 | 0 | 0
|  |  |  | 2005-03-21 | 0 | 0
|  |  |  | 2005-03-22 | 0 | 0
|  |  |  | 2005-03-23 | 0 | 0
|  |  |  | 2005-03-24 | 0 | 0
|  |  |  | 2005-03-25 | 0 | 0
|  |  |  | 2005-03-26 | 0.24 | 0.24
|  |  |  | 2005-03-27 | 0 | 0
|  |  |  | 2005-03-28 | 0 | 0
|  |  |  | 2005-03-29 | 0 | 0
|  |  |  | 2005-03-30 | 0 | 0
|  |  |  | 2005-03-31 | 0 | 0
|  |  |  | 2005-04-01 | 0 | 0
|  |  |  | 2005-04-02 | 0 | 0
|  |  |  | 2005-04-03 | 0 | 0
|  |  |  | 2005-04-04 | 0 | 0
|  |  |  | 2005-04-05 | 0 | 0
|  |  |  | 2005-04-06 | 0.08 | 0.08
|  |  |  | 2005-04-07 | 0 | 0
|  |  |  | 2005-04-08 | 0 | 0
|  |  |  | 2005-04-09 | 0 | 0
|  |  |  | 2005-04-10 | 0 | 0
|  |  |  | 2005-04-11 | 0 | 0
|  |  |  | 2005-04-12 | 0 | 0
|  |  |  | 2005-04-13 | 0 | 0
|  |  |  | 2005-04-14 | 0 | 0
|  |  |  | 2005-04-15 | 0 | 0
|  |  |  | 2005-04-16 | 0 | 0
|  |  |  | 2005-04-17 | 0 | 0
|  |  |  | 2005-04-18 | 0 | 0
|  |  |  | 2005-04-19 | 0.01 | 0.01
|  |  |  | 2005-04-20 | 0 | 0
|  |  |  | 2005-04-21 | 0 | 0
|  |  |  | 2005-04-22 | 0 | 0
|  |  |  | 2005-04-23 | 0 | 0
|  |  |  | 2005-04-24 | 0.17 | 0.17
|  |  |  | 2005-04-25 | 0.02 | 0.02
|  |  |  | 2005-04-26 | 0 | 0
|  |  |  | 2005-04-27 | 0 | 0
|  |  |  | 2005-04-28 | 0 | 0
|  |  |  | 2005-04-29 | 0 | 0
|  |  |  | 2005-04-30 | 0 | 0
|  |  |  | 2005-05-01 | 0 | 0
|  |  |  | 2005-05-02 | 0.29 | 0.29
|  |  |  | 2005-05-03 | 0.21 | 0.21
|  |  |  | 2005-05-04 | 0.36 | 0.36
|  |  |  | 2005-05-05 | 0.01 | 0.01
|  |  |  | 2005-05-06 | 0 | 0
|  |  |  | 2005-05-07 | 0 | 0
|  |  |  | 2005-05-08 | 0 | 0
|  |  |  | 2005-05-09 | 0 | 0
|  |  |  | 2005-05-10 | 0 | 0
|  |  |  | 2005-05-11 | 0 | 0
|  |  |  | 2005-05-12 | 0 | 0
|  |  |  | 2005-05-13 | 0.53 | 0.53
|  |  |  | 2005-05-14 | 0.01 | 0.01
|  |  |  | 2005-05-15 | 0 | 0
|  |  |  | 2005-05-16 | 0 | 0
|  |  |  | 2005-05-17 | 0 | 0
|  |  |  | 2005-05-18 | 0 | 0
|  |  |  | 2005-05-19 | 0 | 0
|  |  |  | 2005-05-20 | 0 | 0
|  |  |  | 2005-05-21 | 0 | 0
|  |  |  | 2005-05-22 | 0 | 0
|  |  |  | 2005-05-23 | 0.04 | 0.04
|  |  |  | 2005-05-24 | 0 | 0
|  |  |  | 2005-05-25 | 0.4 | 0.4
|  |  |  | 2005-05-26 | 0.52 | 0.52
|  |  |  | 2005-05-27 | 0 | 0
|  |  |  | 2005-05-28 | 0.07 | 0.07
|  |  |  | 2005-05-29 | 0.15 | 0.15
|  |  |  | 2005-05-30 | 0 | 0
|  |  |  | 2005-05-31 | 0.63 | 0.63
|  |  |  | 2005-06-01 | 0 | 0
|  |  |  | 2005-06-02 | 0 | 0
|  |  |  | 2005-06-03 | 0.01 | 0.01
|  |  |  | 2005-06-04 | 1.22 | 1.22
|  |  |  | 2005-06-05 | 0.53 | 0.53
|  |  |  | 2005-06-06 | 0.04 | 0.04
|  |  |  | 2005-06-07 | 0 | 0
|  |  |  | 2005-06-08 | 0 | 0
|  |  |  | 2005-06-09 | 0 | 0
|  |  |  | 2005-06-10 | 0 | 0
|  |  |  | 2005-06-11 | 0 | 0
|  |  |  | 2005-06-12 | 0 | 0
|  |  |  | 2005-06-13 | 1.09 | 1.09
|  |  |  | 2005-06-14 | 0 | 0
|  |  |  | 2005-06-15 | 0 | 0
|  |  |  | 2005-06-16 | 0 | 0
|  |  |  | 2005-06-17 | 0 | 0
|  |  |  | 2005-06-18 | 0 | 0
|  |  |  | 2005-06-19 | 0 | 0
|  |  |  | 2005-06-20 | 0 | 0
|  |  |  | 2005-06-21 | 0 | 0
|  |  |  | 2005-06-22 | 0 | 0
|  |  |  | 2005-06-23 | 0 | 0
|  |  |  | 2005-06-24 | 0 | 0
|  |  |  | 2005-06-25 | 0 | 0
|  |  |  | 2005-06-26 | 0 | 0
|  |  |  | 2005-06-27 | 0 | 0
|  |  |  | 2005-06-28 | 0 | 0
|  |  |  | 2005-06-29 | 0 | 0
|  |  |  | 2005-06-30 | 0 | 0
|  |  |  | 2005-07-01 | 0 | 0
|  |  |  | 2005-07-02 | 0.19 | 0.19
|  |  |  | 2005-07-03 | 0 | 0
|  |  |  | 2005-07-04 | 0 | 0
|  |  |  | 2005-07-05 | 0.6 | 0.6
|  |  |  | 2005-07-06 | 0 | 0
|  |  |  | 2005-07-07 | 0.61 | 0.61
|  |  |  | 2005-07-08 | 0 | 0
|  |  |  | 2005-07-09 | 0 | 0
|  |  |  | 2005-07-10 | 0 | 0
|  |  |  | 2005-07-11 | 0 | 0
|  |  |  | 2005-07-12 | 0 | 0
|  |  |  | 2005-07-13 | 0.02 | 0.02
|  |  |  | 2005-07-14 | 0 | 0
|  |  |  | 2005-07-15 | 0 | 0
|  |  |  | 2005-07-16 | 0 | 0
|  |  |  | 2005-07-17 | 0 | 0
|  |  |  | 2005-07-18 | 0 | 0
|  |  |  | 2005-07-19 | 0 | 0
|  |  |  | 2005-07-20 | 0 | 0
|  |  |  | 2005-07-21 | 0 | 0
|  |  |  | 2005-07-22 | 0 | 0
|  |  |  | 2005-07-23 | 0 | 0
|  |  |  | 2005-07-24 | 0.02 | 0.02
|  |  |  | 2005-07-25 | 0 | 0
|  |  |  | 2005-07-26 | 0.7 | 0.7
|  |  |  | 2005-07-27 | 0.2 | 0.2
|  |  |  | 2005-07-28 | 0 | 0
|  |  |  | 2005-07-29 | 0 | 0
|  |  |  | 2005-07-30 | 0 | 0
|  |  |  | 2005-07-31 | 0 | 0
|  |  |  | 2005-08-01 | 0 | 0
|  |  |  | 2005-08-02 | 0 | 0
|  |  |  | 2005-08-03 | 0 | 0
|  |  |  | 2005-08-04 | 0 | 0
|  |  |  | 2005-08-05 | 0.38 | 0.38
|  |  |  | 2005-08-06 | 0 | 0
|  |  |  | 2005-08-07 | 0 | 0
|  |  |  | 2005-08-08 | 0 | 0
|  |  |  | 2005-08-09 | 0 | 0
|  |  |  | 2005-08-10 | 0 | 0
|  |  |  | 2005-08-11 | 0 | 0
|  |  |  | 2005-08-12 | 0 | 0
|  |  |  | 2005-08-13 | 1.2 | 1.2
|  |  |  | 2005-08-14 | 3.65 | 3.65
|  |  |  | 2005-08-15 | 0.53 | 0.53
|  |  |  | 2005-08-16 | 1.58 | 1.58
|  |  |  | 2005-08-17 | 0 | 0
|  |  |  | 2005-08-18 | 0 | 0
|  |  |  | 2005-08-19 | 0 | 0
|  |  |  | 2005-08-20 | 0 | 0
|  |  |  | 2005-08-21 | 0 | 0
|  |  |  | 2005-08-22 | 0 | 0
|  |  |  | 2005-08-23 | 0.08 | 0.08
|  |  |  | 2005-08-24 | 0 | 0
|  |  |  | 2005-08-25 | 0 | 0
|  |  |  | 2005-08-26 | 0 | 0
|  |  |  | 2005-08-27 | 0 | 0
|  |  |  | 2005-08-28 | 0 | 0
|  |  |  | 2005-08-29 | 0 | 0
|  |  |  | 2005-08-30 | 0 | 0
|  |  |  | 2005-08-31 | 0 | 0
|  |  |  | 2005-09-01 | 0 | 0
|  |  |  | 2005-09-02 | 0 | 0
|  |  |  | 2005-09-03 | 0 | 0
|  |  |  | 2005-09-04 | 0 | 0
|  |  |  | 2005-09-05 | 0 | 0
|  |  |  | 2005-09-06 | 0 | 0
|  |  |  | 2005-09-07 | 0 | 0
|  |  |  | 2005-09-08 | 0 | 0
|  |  |  | 2005-09-09 | 0 | 0
|  |  |  | 2005-09-10 | 0 | 0
|  |  |  | 2005-09-11 | 1.65 | 1.65
|  |  |  | 2005-09-12 | 0 | 0
|  |  |  | 2005-09-13 | 0 | 0
|  |  |  | 2005-09-14 | 0.97 | 0.97
|  |  |  | 2005-09-15 | 0.86 | 0.86
|  |  |  | 2005-09-16 | 0 | 0
|  |  |  | 2005-09-17 | 0 | 0
|  |  |  | 2005-09-18 | 0 | 0
|  |  |  | 2005-09-19 | 0 | 0
|  |  |  | 2005-09-20 | 0 | 0
|  |  |  | 2005-09-21 | 0 | 0
|  |  |  | 2005-09-22 | 0 | 0
|  |  |  | 2005-09-23 | 0 | 0
|  |  |  | 2005-09-24 | 0 | 0
|  |  |  | 2005-09-25 | 0 | 0
|  |  |  | 2005-09-26 | 0 | 0
|  |  |  | 2005-09-27 | 0 | 0
|  |  |  | 2005-09-28 | 0 | 0
|  |  |  | 2005-09-29 | 0 | 0
|  |  |  | 2005-09-30 | 0.58 | 0.58
|  |  |  | 2005-10-01 | 0 | 0
|  |  |  | 2005-10-02 | 0 | 0
|  |  |  | 2005-10-03 | 0 | 0
|  |  |  | 2005-10-04 | 0 | 0
|  |  |  | 2005-10-05 | 1.32 | 1.32
|  |  |  | 2005-10-06 | 1.6 | 1.6
|  |  |  | 2005-10-07 | 0.05 | 0.05
|  |  |  | 2005-10-08 | 0 | 0
|  |  |  | 2005-10-09 | 0 | 0
|  |  |  | 2005-10-10 | 0.09 | 0.09
|  |  |  | 2005-10-11 | 0 | 0
|  |  |  | 2005-10-12 | 0 | 0
|  |  |  | 2005-10-13 | 0 | 0
|  |  |  | 2005-10-14 | 0 | 0
|  |  |  | 2005-10-15 | 0 | 0
|  |  |  | 2005-10-16 | 0 | 0
|  |  |  | 2005-10-17 | 0 | 0
|  |  |  | 2005-10-18 | 0 | 0
|  |  |  | 2005-10-19 | 0 | 0
|  |  |  | 2005-10-20 | 0 | 0
|  |  |  | 2005-10-21 | 0 | 0
|  |  |  | 2005-10-22 | 0 | 0
|  |  |  | 2005-10-23 | 0.04 | 0.04
|  |  |  | 2005-10-24 | 0 | 0
|  |  |  | 2005-10-25 | 0 | 0
|  |  |  | 2005-10-26 | 0 | 0
|  |  |  | 2005-10-27 | 0 | 0
|  |  |  | 2005-10-28 | 0 | 0
|  |  |  | 2005-10-29 | 0 | 0
|  |  |  | 2005-10-30 | 0.02 | 0.02
|  |  |  | 2005-10-31 | 0.64 | 0.64
|  |  |  | 2005-11-01 | 0 | 0
|  |  |  | 2005-11-02 | 0 | 0
|  |  |  | 2005-11-03 | 0 | 0
|  |  |  | 2005-11-04 | 0 | 0
|  |  |  | 2005-11-05 | 0 | 0
|  |  |  | 2005-11-06 | 0 | 0
|  |  |  | 2005-11-07 | 0 | 0
|  |  |  | 2005-11-08 | 0 | 0
|  |  |  | 2005-11-09 | 0 | 0
|  |  |  | 2005-11-10 | 0 | 0
|  |  |  | 2005-11-11 | 0 | 0
|  |  |  | 2005-11-12 | 0 | 0
|  |  |  | 2005-11-13 | 0 | 0
|  |  |  | 2005-11-14 | 0 | 0
|  |  |  | 2005-11-15 | 0 | 0
|  |  |  | 2005-11-16 | 0 | 0
|  |  |  | 2005-11-17 | 0 | 0
|  |  |  | 2005-11-18 | 0 | 0
|  |  |  | 2005-11-19 | 0 | 0
|  |  |  | 2005-11-20 | 0 | 0
|  |  |  | 2005-11-21 | 0 | 0
|  |  |  | 2005-11-22 | 0 | 0
|  |  |  | 2005-11-23 | 0 | 0
|  |  |  | 2005-11-24 | 0 | 0
|  |  |  | 2005-11-25 | 0 | 0
|  |  |  | 2005-11-26 | 0 | 0
|  |  |  | 2005-11-27 | 0 | 0
|  |  |  | 2005-11-28 | 0 | 0
|  |  |  | 2005-11-29 | 0 | 0
|  |  |  | 2005-11-30 | 0 | 0
|  |  |  | 2005-12-01 | 0 | 0
|  |  |  | 2005-12-02 | 0 | 0
|  |  |  | 2005-12-03 | 0 | 0
|  |  |  | 2005-12-04 | 0 | 0
|  |  |  | 2005-12-05 | 0 | 0
|  |  |  | 2005-12-06 | 0 | 0
|  |  |  | 2005-12-07 | 0 | 0
|  |  |  | 2005-12-08 | 0 | 0
|  |  |  | 2005-12-09 | 0 | 0
|  |  |  | 2005-12-10 | 0 | 0
|  |  |  | 2005-12-11 | 0 | 0
|  |  |  | 2005-12-12 | 0 | 0
|  |  |  | 2005-12-13 | 0.13 | 0.13
|  |  |  | 2005-12-14 | 0 | 0
|  |  |  | 2005-12-15 | 0 | 0
|  |  |  | 2005-12-16 | 0 | 0
|  |  |  | 2005-12-17 | 0.05 | 0.05
|  |  |  | 2005-12-18 | 0 | 0
|  |  |  | 2005-12-19 | 0 | 0
|  |  |  | 2005-12-20 | 0 | 0
|  |  |  | 2005-12-21 | 0 | 0
|  |  |  | 2005-12-22 | 0 | 0
|  |  |  | 2005-12-23 | 0 | 0
|  |  |  | 2005-12-24 | 0 | 0
|  |  |  | 2005-12-25 | 0 | 0
|  |  |  | 2005-12-26 | 0 | 0
|  |  |  | 2005-12-27 | 0 | 0
|  |  |  | 2005-12-28 | 0 | 0
|  |  |  | 2005-12-29 | 0 | 0
|  |  |  | 2005-12-30 | 0 | 0
|  |  |  | 2005-12-31 | 0 | 0
|  |  |  | 2006-01-01 | 0 | 0
|  |  |  | 2006-01-02 | 0 | 0
|  |  |  | 2006-01-03 | 0 | 0
|  |  |  | 2006-01-04 | 0 | 0
|  |  |  | 2006-01-05 | 0 | 0
|  |  |  | 2006-01-06 | 0 | 0
|  |  |  | 2006-01-07 | 0 | 0
|  |  |  | 2006-01-08 | 0 | 0
|  |  |  | 2006-01-09 | 0 | 0
|  |  |  | 2006-01-10 | 0 | 0
|  |  |  | 2006-01-11 | 0 | 0
|  |  |  | 2006-01-12 | 0 | 0
|  |  |  | 2006-01-13 | 0 | 0
|  |  |  | 2006-01-14 | 0 | 0
|  |  |  | 2006-01-15 | 0 | 0
|  |  |  | 2006-01-16 | 0 | 0
|  |  |  | 2006-01-17 | 0 | 0
|  |  |  | 2006-01-18 | 0 | 0
|  |  |  | 2006-01-19 | 0 | 0
|  |  |  | 2006-01-20 | 0 | 0
|  |  |  | 2006-01-21 | 0 | 0
|  |  |  | 2006-01-22 | 0.04 | 0.04
|  |  |  | 2006-01-23 | 0 | 0
|  |  |  | 2006-01-24 | 0 | 0
|  |  |  | 2006-01-25 | 0 | 0
|  |  |  | 2006-01-26 | 0 | 0
|  |  |  | 2006-01-27 | 0.28 | 0.28
|  |  |  | 2006-01-28 | 0.31 | 0.31
|  |  |  | 2006-01-29 | 0 | 0
|  |  |  | 2006-01-30 | 0 | 0
|  |  |  | 2006-01-31 | 0 | 0
|  |  |  | 2006-02-01 | 0 | 0
|  |  |  | 2006-02-02 | 0 | 0
|  |  |  | 2006-02-03 | 0.05 | 0.05
|  |  |  | 2006-02-04 | 0 | 0
|  |  |  | 2006-02-05 | 0 | 0
|  |  |  | 2006-02-06 | 0 | 0
|  |  |  | 2006-02-07 | 0 | 0
|  |  |  | 2006-02-08 | 0 | 0
|  |  |  | 2006-02-09 | 0 | 0
|  |  |  | 2006-02-10 | 0 | 0
|  |  |  | 2006-02-11 | 0 | 0
|  |  |  | 2006-02-12 | 0 | 0
|  |  |  | 2006-02-13 | 0 | 0
|  |  |  | 2006-02-14 | 0 | 0
|  |  |  | 2006-02-15 | 0 | 0
|  |  |  | 2006-02-16 | 0 | 0
|  |  |  | 2006-02-17 | 0 | 0
|  |  |  | 2006-02-18 | 0 | 0
|  |  |  | 2006-02-19 | 0 | 0
|  |  |  | 2006-02-20 | 0 | 0
|  |  |  | 2006-02-21 | 0 | 0
|  |  |  | 2006-02-22 | 0 | 0
|  |  |  | 2006-02-23 | 0 | 0
|  |  |  | 2006-02-24 | 0 | 0
|  |  |  | 2006-02-25 | 0.12 | 0.12
|  |  |  | 2006-02-26 | 0 | 0
|  |  |  | 2006-02-27 | 0 | 0
|  |  |  | 2006-02-28 | 0 | 0
|  |  |  | 2006-03-01 | 0 | 0
|  |  |  | 2006-03-02 | 0 | 0
|  |  |  | 2006-03-03 | 0 | 0
|  |  |  | 2006-03-04 | 0 | 0
|  |  |  | 2006-03-05 | 0 | 0
|  |  |  | 2006-03-06 | 0 | 0
|  |  |  | 2006-03-07 | 0 | 0
|  |  |  | 2006-03-08 | 0.09 | 0.09
|  |  |  | 2006-03-09 | 0.15 | 0.15
|  |  |  | 2006-03-10 | 0 | 0
|  |  |  | 2006-03-11 | 0 | 0
|  |  |  | 2006-03-12 | 0 | 0
|  |  |  | 2006-03-13 | 0 | 0
|  |  |  | 2006-03-14 | 0 | 0
|  |  |  | 2006-03-15 | 0 | 0
|  |  |  | 2006-03-16 | 0 | 0
|  |  |  | 2006-03-17 | 0.4 | 0.4
|  |  |  | 2006-03-18 | 1.53 | 1.53
|  |  |  | 2006-03-19 | 0.41 | 0.41
|  |  |  | 2006-03-20 | 0.02 | 0.02
|  |  |  | 2006-03-21 | 0 | 0
|  |  |  | 2006-03-22 | 0 | 0
|  |  |  | 2006-03-23 | 0 | 0
|  |  |  | 2006-03-24 | 0 | 0
|  |  |  | 2006-03-25 | 0 | 0
|  |  |  | 2006-03-26 | 0 | 0
|  |  |  | 2006-03-27 | 0 | 0
|  |  |  | 2006-03-28 | 0 | 0
|  |  |  | 2006-03-29 | 0.14 | 0.14
|  |  |  | 2006-03-30 | 0 | 0
|  |  |  | 2006-03-31 | 0 | 0
|  |  |  | 2006-04-01 | 0 | 0
|  |  |  | 2006-04-02 | 0 | 0
|  |  |  | 2006-04-03 | 0 | 0
|  |  |  | 2006-04-04 | 0 | 0
|  |  |  | 2006-04-05 | 0 | 0
|  |  |  | 2006-04-06 | 0 | 0
|  |  |  | 2006-04-07 | 0 | 0
|  |  |  | 2006-04-08 | 0 | 0
|  |  |  | 2006-04-09 | 0 | 0
|  |  |  | 2006-04-10 | 0 | 0
|  |  |  | 2006-04-11 | 0 | 0
|  |  |  | 2006-04-12 | 0 | 0
|  |  |  | 2006-04-13 | 0 | 0
|  |  |  | 2006-04-14 | 0 | 0
|  |  |  | 2006-04-15 | 0 | 0
|  |  |  | 2006-04-16 | 0 | 0
|  |  |  | 2006-04-17 | 0 | 0
|  |  |  | 2006-04-18 | 0 | 0
|  |  |  | 2006-04-19 | 0 | 0
|  |  |  | 2006-04-20 | 0.15 | 0.15
|  |  |  | 2006-04-21 | 0 | 0
|  |  |  | 2006-04-22 | 0 | 0
|  |  |  | 2006-04-23 | 0 | 0
|  |  |  | 2006-04-24 | 0 | 0
|  |  |  | 2006-04-25 | 0 | 0
|  |  |  | 2006-04-26 | 0 | 0
|  |  |  | 2006-04-27 | 0 | 0
|  |  |  | 2006-04-28 | 0.86 | 0.86
|  |  |  | 2006-04-29 | 0.53 | 0.53
|  |  |  | 2006-04-30 | 0 | 0
|  |  |  | 2006-05-01 | 0 | 0
|  |  |  | 2006-05-02 | 0.76 | 0.76
|  |  |  | 2006-05-03 | 0 | 0
|  |  |  | 2006-05-04 | 0.42 | 0.42
|  |  |  | 2006-05-05 | 0.49 | 0.49
|  |  |  | 2006-05-06 | 0.02 | 0.02
|  |  |  | 2006-05-07 | 0 | 0
|  |  |  | 2006-05-08 | 0 | 0
|  |  |  | 2006-05-09 | 0.07 | 0.07
|  |  |  | 2006-05-10 | 0.09 | 0.09
|  |  |  | 2006-05-11 | 0 | 0
|  |  |  | 2006-05-12 | 0 | 0
|  |  |  | 2006-05-13 | 0 | 0
|  |  |  | 2006-05-14 | 0 | 0
|  |  |  | 2006-05-15 | 0 | 0
|  |  |  | 2006-05-16 | 0 | 0
|  |  |  | 2006-05-17 | 0 | 0
|  |  |  | 2006-05-18 | 0 | 0
|  |  |  | 2006-05-19 | 0 | 0
|  |  |  | 2006-05-20 | 0 | 0
|  |  |  | 2006-05-21 | 0 | 0
|  |  |  | 2006-05-22 | 0 | 0
|  |  |  | 2006-05-23 | 0 | 0
|  |  |  | 2006-05-24 | 0 | 0
|  |  |  | 2006-05-25 | 0 | 0
|  |  |  | 2006-05-26 | 0 | 0
|  |  |  | 2006-05-27 | 0 | 0
|  |  |  | 2006-05-28 | 0.15 | 0.15
|  |  |  | 2006-05-29 | 0 | 0
|  |  |  | 2006-05-30 | 0 | 0
|  |  |  | 2006-05-31 | 0.04 | 0.04
|  |  |  | 2006-06-01 | 0 | 0
|  |  |  | 2006-06-02 | 0 | 0
|  |  |  | 2006-06-03 | 0 | 0
|  |  |  | 2006-06-04 | 0 | 0
|  |  |  | 2006-06-05 | 0 | 0
|  |  |  | 2006-06-06 | 0 | 0
|  |  |  | 2006-06-07 | 0 | 0
|  |  |  | 2006-06-08 | 0 | 0
|  |  |  | 2006-06-09 | 0 | 0
|  |  |  | 2006-06-10 | 0 | 0
|  |  |  | 2006-06-11 | 0 | 0
|  |  |  | 2006-06-12 | 0 | 0
|  |  |  | 2006-06-13 | 0 | 0
|  |  |  | 2006-06-14 | 0 | 0
|  |  |  | 2006-06-15 | 0 | 0
|  |  |  | 2006-06-16 | 0 | 0
|  |  |  | 2006-06-17 | 0 | 0
|  |  |  | 2006-06-18 | 0 | 0
|  |  |  | 2006-06-19 | 0 | 0
|  |  |  | 2006-06-20 | 0 | 0
|  |  |  | 2006-06-21 | 0 | 0
|  |  |  | 2006-06-22 | 0.11 | 0.11
|  |  |  | 2006-06-23 | 0.93 | 0.93
|  |  |  | 2006-06-24 | 0 | 0
|  |  |  | 2006-06-25 | 0 | 0
|  |  |  | 2006-06-26 | 0 | 0
|  |  |  | 2006-06-27 | 0 | 0
|  |  |  | 2006-06-28 | 0 | 0
|  |  |  | 2006-06-29 | 0 | 0
|  |  |  | 2006-06-30 | 0 | 0
|  |  |  | 2006-07-01 | 0 | 0
|  |  |  | 2006-07-02 | 0 | 0
|  |  |  | 2006-07-03 | 0 | 0
|  |  |  | 2006-07-04 | 0 | 0
|  |  |  | 2006-07-05 | 0 | 0
|  |  |  | 2006-07-06 | 0 | 0
|  |  |  | 2006-07-07 | 0 | 0
|  |  |  | 2006-07-08 | 0 | 0
|  |  |  | 2006-07-09 | 0 | 0
|  |  |  | 2006-07-10 | 0 | 0
|  |  |  | 2006-07-11 | 0 | 0
|  |  |  | 2006-07-12 | 0 | 0
|  |  |  | 2006-07-13 | 0 | 0
|  |  |  | 2006-07-14 | 0 | 0
|  |  |  | 2006-07-15 | 0 | 0
|  |  |  | 2006-07-16 | 0 | 0
|  |  |  | 2006-07-17 | 0 | 0
|  |  |  | 2006-07-18 | 0 | 0
|  |  |  | 2006-07-19 | 0 | 0
|  |  |  | 2006-07-20 | 0 | 0
|  |  |  | 2006-07-21 | 0 | 0
|  |  |  | 2006-07-22 | 0 | 0
|  |  |  | 2006-07-23 | 0 | 0
|  |  |  | 2006-07-24 | 0 | 0
|  |  |  | 2006-07-25 | 0 | 0
|  |  |  | 2006-07-26 | 0 | 0
|  |  |  | 2006-07-27 | 0 | 0
|  |  |  | 2006-07-28 | 0.09 | 0.09
|  |  |  | 2006-07-29 | 0 | 0
|  |  |  | 2006-07-30 | 0 | 0
|  |  |  | 2006-07-31 | 0 | 0
|  |  |  | 2006-08-01 | 0 | 0
|  |  |  | 2006-08-02 | 0 | 0
|  |  |  | 2006-08-03 | 0 | 0
|  |  |  | 2006-08-04 | 0 | 0
|  |  |  | 2006-08-05 | 0 | 0
|  |  |  | 2006-08-06 | 0 | 0
|  |  |  | 2006-08-07 | 0 | 0
|  |  |  | 2006-08-08 | 0 | 0
|  |  |  | 2006-08-09 | 0 | 0
|  |  |  | 2006-08-10 | 0 | 0
|  |  |  | 2006-08-11 | 0 | 0
|  |  |  | 2006-08-12 | 0 | 0
|  |  |  | 2006-08-13 | 0 | 0
|  |  |  | 2006-08-14 | 0 | 0
|  |  |  | 2006-08-15 | 0.17 | 0.17
|  |  |  | 2006-08-16 | 0 | 0
|  |  |  | 2006-08-17 | 0 | 0
|  |  |  | 2006-08-18 | 0 | 0
|  |  |  | 2006-08-19 | 0 | 0
|  |  |  | 2006-08-20 | 0.12 | 0.12
|  |  |  | 2006-08-21 | 0 | 0
|  |  |  | 2006-08-22 | 0 | 0
|  |  |  | 2006-08-23 | 0 | 0
|  |  |  | 2006-08-24 | 0 | 0
|  |  |  | 2006-08-25 | 0 | 0
|  |  |  | 2006-08-26 | 0.05 | 0.05
|  |  |  | 2006-08-27 | 0.11 | 0.11
|  |  |  | 2006-08-28 | 0.79 | 0.79
|  |  |  | 2006-08-29 | 0 | 0
|  |  |  | 2006-08-30 | 0 | 0
|  |  |  | 2006-08-31 | 0 | 0
|  |  |  | 2006-09-01 | 0 | 0
|  |  |  | 2006-09-02 | 1.03 | 1.03
|  |  |  | 2006-09-03 | 0.28 | 0.28
|  |  |  | 2006-09-04 | 0.96 | 0.96
|  |  |  | 2006-09-05 | 0 | 0
|  |  |  | 2006-09-06 | 0 | 0
|  |  |  | 2006-09-07 | 0 | 0
|  |  |  | 2006-09-08 | 0 | 0
|  |  |  | 2006-09-09 | 0 | 0
|  |  |  | 2006-09-10 | 0.26 | 0.26
|  |  |  | 2006-09-11 | 0 | 0
|  |  |  | 2006-09-12 | 0 | 0
|  |  |  | 2006-09-13 | 0 | 0
|  |  |  | 2006-09-14 | 0 | 0
|  |  |  | 2006-09-15 | 0 | 0
|  |  |  | 2006-09-16 | 0 | 0
|  |  |  | 2006-09-17 | 1 | 1
|  |  |  | 2006-09-18 | 0 | 0
|  |  |  | 2006-09-19 | 0 | 0
|  |  |  | 2006-09-20 | 0 | 0
|  |  |  | 2006-09-21 | 0.03 | 0.03
|  |  |  | 2006-09-22 | 0 | 0
|  |  |  | 2006-09-23 | 0 | 0
|  |  |  | 2006-09-24 | 0 | 0
|  |  |  | 2006-09-25 | 0 | 0
|  |  |  | 2006-09-26 | 0 | 0
|  |  |  | 2006-09-27 | 0 | 0
|  |  |  | 2006-09-28 | 0 | 0
|  |  |  | 2006-09-29 | 0 | 0
|  |  |  | 2006-09-30 | 0 | 0
|  |  |  | 2006-10-01 | 0 | 0
|  |  |  | 2006-10-02 | 0 | 0
|  |  |  | 2006-10-03 | 0 | 0
|  |  |  | 2006-10-04 | 0 | 0
|  |  |  | 2006-10-05 | 0 | 0
|  |  |  | 2006-10-06 | 0 | 0
|  |  |  | 2006-10-07 | 0 | 0
|  |  |  | 2006-10-08 | 0 | 0
|  |  |  | 2006-10-09 | 0.49 | 0.49
|  |  |  | 2006-10-10 | 0 | 0
|  |  |  | 2006-10-11 | 0 | 0
|  |  |  | 2006-10-12 | 0 | 0
|  |  |  | 2006-10-13 | 0 | 0
|  |  |  | 2006-10-14 | 0.77 | 0.77
|  |  |  | 2006-10-15 | 4.34 | 4.34
|  |  |  | 2006-10-16 | 0.4 | 0.4
|  |  |  | 2006-10-17 | 0 | 0
|  |  |  | 2006-10-18 | 0 | 0
|  |  |  | 2006-10-19 | 0.02 | 0.02
|  |  |  | 2006-10-20 | 0 | 0
|  |  |  | 2006-10-21 | 0 | 0
|  |  |  | 2006-10-22 | 0 | 0
|  |  |  | 2006-10-23 | 0 | 0
|  |  |  | 2006-10-24 | 0.01 | 0.01
|  |  |  | 2006-10-25 | 0.04 | 0.04
|  |  |  | 2006-10-26 | 0 | 0
|  |  |  | 2006-10-27 | 0 | 0
|  |  |  | 2006-10-28 | 0 | 0
|  |  |  | 2006-10-29 | 0 | 0
|  |  |  | 2006-10-30 | 0.02 | 0.02
|  |  |  | 2006-10-31 | 0 | 0
|  |  |  | 2006-11-01 | 0 | 0
|  |  |  | 2006-11-02 | 0 | 0
|  |  |  | 2006-11-03 | 0 | 0
|  |  |  | 2006-11-04 | 0 | 0
|  |  |  | 2006-11-05 | 0.56 | 0.56
|  |  |  | 2006-11-06 | 0 | 0
|  |  |  | 2006-11-07 | 0 | 0
|  |  |  | 2006-11-08 | 0 | 0
|  |  |  | 2006-11-09 | 0 | 0
|  |  |  | 2006-11-10 | 0 | 0
|  |  |  | 2006-11-11 | 0 | 0
|  |  |  | 2006-11-12 | 0 | 0
|  |  |  | 2006-11-13 | 0 | 0
|  |  |  | 2006-11-14 | 0 | 0
|  |  |  | 2006-11-15 | 0.01 | 0.01
|  |  |  | 2006-11-16 | 0 | 0
|  |  |  | 2006-11-17 | 0 | 0
|  |  |  | 2006-11-18 | 0 | 0
|  |  |  | 2006-11-19 | 0 | 0
|  |  |  | 2006-11-20 | 0 | 0
|  |  |  | 2006-11-21 | 0 | 0
|  |  |  | 2006-11-22 | 0 | 0
|  |  |  | 2006-11-23 | 0 | 0
|  |  |  | 2006-11-24 | 0 | 0
|  |  |  | 2006-11-25 | 0 | 0
|  |  |  | 2006-11-26 | 0 | 0
|  |  |  | 2006-11-27 | 0 | 0
|  |  |  | 2006-11-28 | 0.03 | 0.03
|  |  |  | 2006-11-29 | 0.09 | 0.09
|  |  |  | 2006-11-30 | 0.18 | 0.18
|  |  |  | 2006-12-01 | 0 | 0
|  |  |  | 2006-12-02 | 0 | 0
|  |  |  | 2006-12-03 | 0 | 0
|  |  |  | 2006-12-04 | 0 | 0
|  |  |  | 2006-12-05 | 0 | 0
|  |  |  | 2006-12-06 | 0 | 0
|  |  |  | 2006-12-07 | 0 | 0
|  |  |  | 2006-12-08 | 0 | 0
|  |  |  | 2006-12-09 | 0 | 0
|  |  |  | 2006-12-10 | 0 | 0
|  |  |  | 2006-12-11 | 0 | 0
|  |  |  | 2006-12-12 | 0 | 0
|  |  |  | 2006-12-13 | 0 | 0
|  |  |  | 2006-12-14 | 0 | 0
|  |  |  | 2006-12-15 | 0 | 0
|  |  |  | 2006-12-16 | 0 | 0
|  |  |  | 2006-12-17 | 0 | 0
|  |  |  | 2006-12-18 | 0 | 0
|  |  |  | 2006-12-19 | 1.25 | 1.25
|  |  |  | 2006-12-20 | 0.29 | 0.29
|  |  |  | 2006-12-21 | 0 | 0
|  |  |  | 2006-12-22 | 0 | 0
|  |  |  | 2006-12-23 | 0 | 0
|  |  |  | 2006-12-24 | 0 | 0
|  |  |  | 2006-12-25 | 0 | 0
|  |  |  | 2006-12-26 | 0 | 0
|  |  |  | 2006-12-27 | 0 | 0
|  |  |  | 2006-12-28 | 0 | 0
|  |  |  | 2006-12-29 | 0.7 | 0.7
|  |  |  | 2006-12-30 | 0.01 | 0.01
|  |  |  | 2006-12-31 | 0 | 0
|  |  |  | 2007-01-01 | 0 | 0
|  |  |  | 2007-01-02 | 0 | 0
|  |  |  | 2007-01-03 | 0 | 0
|  |  |  | 2007-01-04 | 0.03 | 0.03
|  |  |  | 2007-01-05 | 0 | 0
|  |  |  | 2007-01-06 | 0 | 0
|  |  |  | 2007-01-07 | 0 | 0
|  |  |  | 2007-01-08 | 0 | 0
|  |  |  | 2007-01-09 | 0 | 0
|  |  |  | 2007-01-10 | 0 | 0
|  |  |  | 2007-01-11 | 0 | 0
|  |  |  | 2007-01-12 | 0.72 | 0.72
|  |  |  | 2007-01-13 | 0.05 | 0.05
|  |  |  | 2007-01-14 | 0.06 | 0.06
|  |  |  | 2007-01-15 | 0 | 0
|  |  |  | 2007-01-16 | 0 | 0
|  |  |  | 2007-01-17 | 0 | 0
|  |  |  | 2007-01-18 | 0 | 0
|  |  |  | 2007-01-19 | 0.16 | 0.16
|  |  |  | 2007-01-20 | 1.13 | 1.13
|  |  |  | 2007-01-21 | 0 | 0
|  |  |  | 2007-01-22 | 0 | 0
|  |  |  | 2007-01-23 | 0 | 0
|  |  |  | 2007-01-24 | 0 | 0
|  |  |  | 2007-01-25 | 0 | 0
|  |  |  | 2007-01-26 | 0 | 0
|  |  |  | 2007-01-27 | 0.04 | 0.04
|  |  |  | 2007-01-28 | 0 | 0
|  |  |  | 2007-01-29 | 0 | 0
|  |  |  | 2007-01-30 | 0 | 0
|  |  |  | 2007-01-31 | 0.01 | 0.01
|  |  |  | 2007-02-01 | 0 | 0
|  |  |  | 2007-02-02 | 0 | 0
|  |  |  | 2007-02-03 | 0 | 0
|  |  |  | 2007-02-04 | 0 | 0
|  |  |  | 2007-02-05 | 0 | 0
|  |  |  | 2007-02-06 | 0 | 0
|  |  |  | 2007-02-07 | 0 | 0
|  |  |  | 2007-02-08 | 0 | 0
|  |  |  | 2007-02-09 | 0 | 0
|  |  |  | 2007-02-10 | 0 | 0
|  |  |  | 2007-02-11 | 0 | 0
|  |  |  | 2007-02-12 | 0.11 | 0.11
|  |  |  | 2007-02-13 | 0.02 | 0.02
|  |  |  | 2007-02-14 | 0 | 0
|  |  |  | 2007-02-15 | 0 | 0
|  |  |  | 2007-02-16 | 0 | 0
|  |  |  | 2007-02-17 | 0 | 0
|  |  |  | 2007-02-18 | 0 | 0
|  |  |  | 2007-02-19 | 0 | 0
|  |  |  | 2007-02-20 | 0 | 0
|  |  |  | 2007-02-21 | 0 | 0
|  |  |  | 2007-02-22 | 0 | 0
|  |  |  | 2007-02-23 | 0.08 | 0.08
|  |  |  | 2007-02-24 | 0.7 | 0.7
|  |  |  | 2007-02-25 | 0 | 0
|  |  |  | 2007-02-26 | 0 | 0
|  |  |  | 2007-02-27 | 0 | 0
|  |  |  | 2007-02-28 | 0 | 0
|  |  |  | 2007-03-01 | 0 | 0
|  |  |  | 2007-03-02 | 0 | 0
|  |  |  | 2007-03-03 | 0 | 0
|  |  |  | 2007-03-04 | 0 | 0
|  |  |  | 2007-03-05 | 0 | 0
|  |  |  | 2007-03-06 | 0 | 0
|  |  |  | 2007-03-07 | 0 | 0
|  |  |  | 2007-03-08 | 0 | 0
|  |  |  | 2007-03-09 | 0 | 0
|  |  |  | 2007-03-10 | 0 | 0
|  |  |  | 2007-03-11 | 1.02 | 1.02
|  |  |  | 2007-03-12 | 0 | 0
|  |  |  | 2007-03-13 | 0.14 | 0.14
|  |  |  | 2007-03-14 | 0 | 0
|  |  |  | 2007-03-15 | 0 | 0
|  |  |  | 2007-03-16 | 0.01 | 0.01
|  |  |  | 2007-03-17 | 0 | 0
|  |  |  | 2007-03-18 | 0 | 0
|  |  |  | 2007-03-19 | 0 | 0
|  |  |  | 2007-03-20 | 0 | 0
|  |  |  | 2007-03-21 | 0 | 0
|  |  |  | 2007-03-22 | 0 | 0
|  |  |  | 2007-03-23 | 0 | 0
|  |  |  | 2007-03-24 | 0 | 0
|  |  |  | 2007-03-25 | 0 | 0
|  |  |  | 2007-03-26 | 0.2 | 0.2
|  |  |  | 2007-03-27 | 0.07 | 0.07
|  |  |  | 2007-03-28 | 0 | 0
|  |  |  | 2007-03-29 | 0.83 | 0.83
|  |  |  | 2007-03-30 | 1.62 | 1.62
|  |  |  | 2007-03-31 | 0 | 0
|  |  |  | 2007-04-01 | 0 | 0
|  |  |  | 2007-04-02 | 0 | 0
|  |  |  | 2007-04-03 | 0 | 0
|  |  |  | 2007-04-04 | 0 | 0
|  |  |  | 2007-04-05 | 0 | 0
|  |  |  | 2007-04-06 | 0 | 0
|  |  |  | 2007-04-07 | 0 | 0
|  |  |  | 2007-04-08 | 0 | 0
|  |  |  | 2007-04-09 | 0 | 0
|  |  |  | 2007-04-10 | 0 | 0
|  |  |  | 2007-04-11 | 0 | 0
|  |  |  | 2007-04-12 | 0 | 0
|  |  |  | 2007-04-13 | 1.14 | 1.14
|  |  |  | 2007-04-14 | 0 | 0
|  |  |  | 2007-04-15 | 0 | 0
|  |  |  | 2007-04-16 | 0 | 0
|  |  |  | 2007-04-17 | 0.58 | 0.58
|  |  |  | 2007-04-18 | 0 | 0
|  |  |  | 2007-04-19 | 0 | 0
|  |  |  | 2007-04-20 | 0 | 0
|  |  |  | 2007-04-21 | 0 | 0
|  |  |  | 2007-04-22 | 0 | 0
|  |  |  | 2007-04-23 | 0 | 0
|  |  |  | 2007-04-24 | 0.06 | 0.06
|  |  |  | 2007-04-25 | 0 | 0
|  |  |  | 2007-04-26 | 0 | 0
|  |  |  | 2007-04-27 | 0 | 0
|  |  |  | 2007-04-28 | 0 | 0
|  |  |  | 2007-04-29 | 0 | 0
|  |  |  | 2007-04-30 | 0.42 | 0.42
|  |  |  | 2007-05-01 | 0.04 | 0.04
|  |  |  | 2007-05-02 | 0.07 | 0.07
|  |  |  | 2007-05-03 | 0 | 0
|  |  |  | 2007-05-04 | 0 | 0
|  |  |  | 2007-05-05 | 0 | 0
|  |  |  | 2007-05-06 | 0 | 0
|  |  |  | 2007-05-07 | 0 | 0
|  |  |  | 2007-05-08 | 0.34 | 0.34
|  |  |  | 2007-05-09 | 1.77 | 1.77
|  |  |  | 2007-05-10 | 1.11 | 1.11
|  |  |  | 2007-05-11 | 0 | 0
|  |  |  | 2007-05-12 | 0 | 0
|  |  |  | 2007-05-13 | 0 | 0
|  |  |  | 2007-05-14 | 0 | 0
|  |  |  | 2007-05-15 | 0 | 0
|  |  |  | 2007-05-16 | 0 | 0
|  |  |  | 2007-05-17 | 0 | 0
|  |  |  | 2007-05-18 | 0.09 | 0.09
|  |  |  | 2007-05-19 | 0.03 | 0.03
|  |  |  | 2007-05-20 | 0 | 0
|  |  |  | 2007-05-21 | 0.53 | 0.53
|  |  |  | 2007-05-22 | 0 | 0
|  |  |  | 2007-05-23 | 0 | 0
|  |  |  | 2007-05-24 | 1.04 | 1.04
|  |  |  | 2007-05-25 | 0.05 | 0.05
|  |  |  | 2007-05-26 | 0.42 | 0.42
|  |  |  | 2007-05-27 | 0.15 | 0.15
|  |  |  | 2007-05-28 | 0.01 | 0.01
|  |  |  | 2007-05-29 | 0 | 0
|  |  |  | 2007-05-30 | 0.16 | 0.16
|  |  |  | 2007-05-31 | 0 | 0
|  |  |  | 2007-06-01 | 1.23 | 1.23
|  |  |  | 2007-06-02 | 0 | 0
|  |  |  | 2007-06-03 | 0.68 | 0.68
|  |  |  | 2007-06-04 | 0 | 0
|  |  |  | 2007-06-05 | 0 | 0
|  |  |  | 2007-06-06 | 0 | 0
|  |  |  | 2007-06-07 | 0 | 0
|  |  |  | 2007-06-08 | 0 | 0
|  |  |  | 2007-06-09 | 0 | 0
|  |  |  | 2007-06-10 | 0 | 0
|  |  |  | 2007-06-11 | 0 | 0
|  |  |  | 2007-06-12 | 0.01 | 0.01
|  |  |  | 2007-06-13 | 0 | 0
|  |  |  | 2007-06-14 | 0.01 | 0.01
|  |  |  | 2007-06-15 | 0.49 | 0.49
|  |  |  | 2007-06-16 | 0.07 | 0.07
|  |  |  | 2007-06-17 | 0.04 | 0.04
|  |  |  | 2007-06-18 | 0 | 0
|  |  |  | 2007-06-19 | 0 | 0
|  |  |  | 2007-06-20 | 0.94 | 0.94
|  |  |  | 2007-06-21 | 0.12 | 0.12
|  |  |  | 2007-06-22 | 0.04 | 0.04
|  |  |  | 2007-06-23 | 0 | 0
|  |  |  | 2007-06-24 | 0.01 | 0.01
|  |  |  | 2007-06-25 | 0.02 | 0.02
|  |  |  | 2007-06-26 | 1.72 | 1.72
|  |  |  | 2007-06-27 | 0.21 | 0.21
|  |  |  | 2007-06-28 | 2.17 | 2.17
|  |  |  | 2007-06-29 | 0.06 | 0.06
|  |  |  | 2007-06-30 | 0 | 0
|  |  |  | 2007-07-01 | 0.06 | 0.06
|  |  |  | 2007-07-02 | 0.79 | 0.79
|  |  |  | 2007-07-03 | 0 | 0
|  |  |  | 2007-07-04 | 0 | 0
|  |  |  | 2007-07-05 | 0.01 | 0.01
|  |  |  | 2007-07-06 | 0 | 0
|  |  |  | 2007-07-07 | 0 | 0
|  |  |  | 2007-07-08 | 0 | 0
|  |  |  | 2007-07-09 | 0 | 0
|  |  |  | 2007-07-10 | 0 | 0
|  |  |  | 2007-07-11 | 0 | 0
|  |  |  | 2007-07-12 | 0 | 0
|  |  |  | 2007-07-13 | 0.59 | 0.59
|  |  |  | 2007-07-14 | 0 | 0
|  |  |  | 2007-07-15 | 0 | 0
|  |  |  | 2007-07-16 | 0 | 0
|  |  |  | 2007-07-17 | 0 | 0
|  |  |  | 2007-07-18 | 0 | 0
|  |  |  | 2007-07-19 | 0 | 0
|  |  |  | 2007-07-20 | 0 | 0
|  |  |  | 2007-07-21 | 0 | 0
|  |  |  | 2007-07-22 | 0 | 0
|  |  |  | 2007-07-23 | 0 | 0
|  |  |  | 2007-07-24 | 0 | 0
|  |  |  | 2007-07-25 | 0 | 0
|  |  |  | 2007-07-26 | 0.02 | 0.02
|  |  |  | 2007-07-27 | 0 | 0
|  |  |  | 2007-07-28 | 0 | 0
|  |  |  | 2007-07-29 | 0 | 0
|  |  |  | 2007-07-30 | 0.68 | 0.68
|  |  |  | 2007-07-31 | 0 | 0
|  |  |  | 2007-08-01 | 0.83 | 0.83
|  |  |  | 2007-08-02 | 0.5 | 0.5
|  |  |  | 2007-08-03 | 0 | 0
|  |  |  | 2007-08-04 | 0 | 0
|  |  |  | 2007-08-05 | 0 | 0
|  |  |  | 2007-08-06 | 0 | 0
|  |  |  | 2007-08-07 | 0 | 0
|  |  |  | 2007-08-08 | 0 | 0
|  |  |  | 2007-08-09 | 0 | 0
|  |  |  | 2007-08-10 | 0 | 0
|  |  |  | 2007-08-11 | 0 | 0
|  |  |  | 2007-08-12 | 0 | 0
|  |  |  | 2007-08-13 | 0 | 0
|  |  |  | 2007-08-14 | 0 | 0
|  |  |  | 2007-08-15 | 0 | 0
|  |  |  | 2007-08-16 | 0 | 0
|  |  |  | 2007-08-17 | 0.01 | 0.01
|  |  |  | 2007-08-18 | 1.33 | 1.33
|  |  |  | 2007-08-19 | 0.16 | 0.16
|  |  |  | 2007-08-20 | 0 | 0
|  |  |  | 2007-08-21 | 0 | 0
|  |  |  | 2007-08-22 | 0 | 0
|  |  |  | 2007-08-23 | 0 | 0
|  |  |  | 2007-08-24 | 0 | 0
|  |  |  | 2007-08-25 | 0 | 0
|  |  |  | 2007-08-26 | 0 | 0
|  |  |  | 2007-08-27 | 0 | 0
|  |  |  | 2007-08-28 | 0 | 0
|  |  |  | 2007-08-29 | 0 | 0
|  |  |  | 2007-08-30 | 0 | 0
|  |  |  | 2007-08-31 | 0 | 0
|  |  |  | 2007-09-01 | 0 | 0
|  |  |  | 2007-09-02 | 0 | 0
|  |  |  | 2007-09-03 | 0 | 0
|  |  |  | 2007-09-04 | 0 | 0
|  |  |  | 2007-09-05 | 0 | 0
|  |  |  | 2007-09-06 | 0 | 0
|  |  |  | 2007-09-07 | 0 | 0
|  |  |  | 2007-09-08 | 0.07 | 0.07
|  |  |  | 2007-09-09 | 2.96 | 2.96
|  |  |  | 2007-09-10 | 0.03 | 0.03
|  |  |  | 2007-09-11 | 0 | 0
|  |  |  | 2007-09-12 | 0 | 0
|  |  |  | 2007-09-13 | 0 | 0
|  |  |  | 2007-09-14 | 0 | 0
|  |  |  | 2007-09-15 | 0 | 0
|  |  |  | 2007-09-16 | 0 | 0
|  |  |  | 2007-09-17 | 0 | 0
|  |  |  | 2007-09-18 | 0.91 | 0.91
|  |  |  | 2007-09-19 | 0 | 0
|  |  |  | 2007-09-20 | 0.05 | 0.05
|  |  |  | 2007-09-21 | 0 | 0
|  |  |  | 2007-09-22 | 0 | 0
|  |  |  | 2007-09-23 | 0 | 0
|  |  |  | 2007-09-24 | 0 | 0
|  |  |  | 2007-09-25 | 0.13 | 0.13
|  |  |  | 2007-09-26 | 0 | 0
|  |  |  | 2007-09-27 | 0.05 | 0.05
|  |  |  | 2007-09-28 | 0 | 0
|  |  |  | 2007-09-29 | 0 | 0
|  |  |  | 2007-09-30 | 0 | 0
|  |  |  | 2007-10-01 | 0 | 0
|  |  |  | 2007-10-02 | 0.02 | 0.02
|  |  |  | 2007-10-03 | 0 | 0
|  |  |  | 2007-10-04 | 0 | 0
|  |  |  | 2007-10-05 | 0 | 0
|  |  |  | 2007-10-06 | 0 | 0
|  |  |  | 2007-10-07 | 0 | 0
|  |  |  | 2007-10-08 | 0 | 0
|  |  |  | 2007-10-09 | 0 | 0
|  |  |  | 2007-10-10 | 0 | 0
|  |  |  | 2007-10-11 | 0 | 0
|  |  |  | 2007-10-12 | 0 | 0
|  |  |  | 2007-10-13 | 0 | 0
|  |  |  | 2007-10-14 | 0.23 | 0.23
|  |  |  | 2007-10-15 | 0.01 | 0.01
|  |  |  | 2007-10-16 | 0 | 0
|  |  |  | 2007-10-17 | 0 | 0
|  |  |  | 2007-10-18 | 0 | 0
|  |  |  | 2007-10-19 | 0 | 0
|  |  |  | 2007-10-20 | 0 | 0
|  |  |  | 2007-10-21 | 0 | 0
|  |  |  | 2007-10-22 | 0.4 | 0.4
|  |  |  | 2007-10-23 | 0 | 0
|  |  |  | 2007-10-24 | 0 | 0
|  |  |  | 2007-10-25 | 0 | 0
|  |  |  | 2007-10-26 | 0 | 0
|  |  |  | 2007-10-27 | 0 | 0
|  |  |  | 2007-10-28 | 0 | 0
|  |  |  | 2007-10-29 | 0 | 0
|  |  |  | 2007-10-30 | 0 | 0
|  |  |  | 2007-10-31 | 0 | 0
|  |  |  | 2007-11-01 | 0 | 0
|  |  |  | 2007-11-02 | 0 | 0
|  |  |  | 2007-11-03 | 0 | 0
|  |  |  | 2007-11-04 | 0 | 0
|  |  |  | 2007-11-05 | 0 | 0
|  |  |  | 2007-11-06 | 0 | 0
|  |  |  | 2007-11-07 | 0 | 0
|  |  |  | 2007-11-08 | 0 | 0
|  |  |  | 2007-11-09 | 0 | 0
|  |  |  | 2007-11-10 | 0 | 0
|  |  |  | 2007-11-11 | 0 | 0
|  |  |  | 2007-11-12 | 0 | 0
|  |  |  | 2007-11-13 | 0 | 0
|  |  |  | 2007-11-14 | 0 | 0
|  |  |  | 2007-11-15 | 0 | 0
|  |  |  | 2007-11-16 | 0 | 0
|  |  |  | 2007-11-17 | 0 | 0
|  |  |  | 2007-11-18 | 0 | 0
|  |  |  | 2007-11-19 | 0 | 0
|  |  |  | 2007-11-20 | 0 | 0
|  |  |  | 2007-11-21 | 0 | 0
|  |  |  | 2007-11-22 | 0 | 0
|  |  |  | 2007-11-23 | 0 | 0
|  |  |  | 2007-11-24 | 0 | 0
|  |  |  | 2007-11-25 | 0.6 | 0.6
|  |  |  | 2007-11-26 | 0 | 0
|  |  |  | 2007-11-27 | 0 | 0
|  |  |  | 2007-11-28 | 0 | 0
|  |  |  | 2007-11-29 | 0 | 0
|  |  |  | 2007-11-30 | 0.02 | 0.02
|  |  |  | 2007-12-01 | 0.01 | 0.01
|  |  |  | 2007-12-02 | 0 | 0
|  |  |  | 2007-12-03 | 0 | 0
|  |  |  | 2007-12-04 | 0 | 0
|  |  |  | 2007-12-05 | 0 | 0
|  |  |  | 2007-12-06 | 0 | 0
|  |  |  | 2007-12-07 | 0 | 0
|  |  |  | 2007-12-08 | 0 | 0
|  |  |  | 2007-12-09 | 0.06 | 0.06
|  |  |  | 2007-12-10 | 0.04 | 0.04
|  |  |  | 2007-12-11 | 0.53 | 0.53
|  |  |  | 2007-12-12 | 0.02 | 0.02
|  |  |  | 2007-12-13 | 0 | 0
|  |  |  | 2007-12-14 | 0.08 | 0.08
|  |  |  | 2007-12-15 | 0 | 0
|  |  |  | 2007-12-16 | 0 | 0
|  |  |  | 2007-12-17 | 0 | 0
|  |  |  | 2007-12-18 | 0 | 0
|  |  |  | 2007-12-19 | 0 | 0
|  |  |  | 2007-12-20 | 0 | 0
|  |  |  | 2007-12-21 | 0 | 0
|  |  |  | 2007-12-22 | 0 | 0
|  |  |  | 2007-12-23 | 0 | 0
|  |  |  | 2007-12-24 | 0 | 0
|  |  |  | 2007-12-25 | 0 | 0
|  |  |  | 2007-12-26 | 0 | 0
|  |  |  | 2007-12-27 | 0.02 | 0.02
|  |  |  | 2007-12-28 | 0 | 0
|  |  |  | 2007-12-29 | 0 | 0
|  |  |  | 2007-12-30 | 0 | 0
|  |  |  | 2007-12-31 | 0 | 0
|  |  |  | 2008-01-01 | 0 | 0
|  |  |  | 2008-01-02 | 0 | 0
|  |  |  | 2008-01-03 | 0.01 | 0.01
|  |  |  | 2008-01-04 | 0 | 0
|  |  |  | 2008-01-05 | 0 | 0
|  |  |  | 2008-01-06 | 0 | 0
|  |  |  | 2008-01-07 | 0 | 0
|  |  |  | 2008-01-08 | 0 | 0
|  |  |  | 2008-01-09 | 0 | 0
|  |  |  | 2008-01-10 | 0 | 0
|  |  |  | 2008-01-11 | 0 | 0
|  |  |  | 2008-01-12 | 0 | 0
|  |  |  | 2008-01-13 | 0 | 0
|  |  |  | 2008-01-14 | 0 | 0
|  |  |  | 2008-01-15 | 0 | 0
|  |  |  | 2008-01-16 | 0 | 0
|  |  |  | 2008-01-17 | 0 | 0
|  |  |  | 2008-01-18 | 0 | 0
|  |  |  | 2008-01-19 | 0 | 0
|  |  |  | 2008-01-20 | 0 | 0
|  |  |  | 2008-01-21 | 0 | 0
|  |  |  | 2008-01-22 | 0 | 0
|  |  |  | 2008-01-23 | 0 | 0
|  |  |  | 2008-01-24 | 0 | 0
|  |  |  | 2008-01-25 | 0 | 0
|  |  |  | 2008-01-26 | 0 | 0
|  |  |  | 2008-01-27 | 0 | 0
|  |  |  | 2008-01-28 | 0 | 0
|  |  |  | 2008-01-29 | 0 | 0
|  |  |  | 2008-01-30 | 0 | 0
|  |  |  | 2008-01-31 | 0 | 0
|  |  |  | 2008-02-01 | 0 | 0
|  |  |  | 2008-02-02 | 0 | 0
|  |  |  | 2008-02-03 | 0 | 0
|  |  |  | 2008-02-04 | 0 | 0
|  |  |  | 2008-02-05 | 0.01 | 0.01
|  |  |  | 2008-02-06 | 0 | 0
|  |  |  | 2008-02-07 | 0 | 0
|  |  |  | 2008-02-08 | 0 | 0
|  |  |  | 2008-02-09 | 0 | 0
|  |  |  | 2008-02-10 | 0 | 0
|  |  |  | 2008-02-11 | 0 | 0
|  |  |  | 2008-02-12 | 0 | 0
|  |  |  | 2008-02-13 | 0 | 0
|  |  |  | 2008-02-14 | 0 | 0
|  |  |  | 2008-02-15 | 0.02 | 0.02
|  |  |  | 2008-02-16 | 0.96 | 0.96
|  |  |  | 2008-02-17 | 0 | 0
|  |  |  | 2008-02-18 | 0 | 0
|  |  |  | 2008-02-19 | 0 | 0
|  |  |  | 2008-02-20 | 0 | 0
|  |  |  | 2008-02-21 | 0 | 0
|  |  |  | 2008-02-22 | 0 | 0
|  |  |  | 2008-02-23 | 0 | 0
|  |  |  | 2008-02-24 | 0 | 0
|  |  |  | 2008-02-25 | 0 | 0
|  |  |  | 2008-02-26 | 0 | 0
|  |  |  | 2008-02-27 | 0 | 0
|  |  |  | 2008-02-28 | 0 | 0
|  |  |  | 2008-02-29 | 0 | 0
|  |  |  | 2008-03-01 | 0 | 0
|  |  |  | 2008-03-02 | 0.35 | 0.35
|  |  |  | 2008-03-03 | 0.23 | 0.23
|  |  |  | 2008-03-04 | 0 | 0
|  |  |  | 2008-03-05 | 0 | 0
|  |  |  | 2008-03-06 | 0 | 0
|  |  |  | 2008-03-07 | 0 | 0
|  |  |  | 2008-03-08 | 0 | 0
|  |  |  | 2008-03-09 | 0 | 0
|  |  |  | 2008-03-10 | 0.01 | 0.01
|  |  |  | 2008-03-11 | 0 | 0
|  |  |  | 2008-03-12 | 0 | 0
|  |  |  | 2008-03-13 | 0 | 0
|  |  |  | 2008-03-14 | 0 | 0
|  |  |  | 2008-03-15 | 0 | 0
|  |  |  | 2008-03-16 | 0 | 0
|  |  |  | 2008-03-17 | 0.66 | 0.66
|  |  |  | 2008-03-18 | 1.62 | 1.62
|  |  |  | 2008-03-19 | 0 | 0
|  |  |  | 2008-03-20 | 0 | 0
|  |  |  | 2008-03-21 | 0 | 0
|  |  |  | 2008-03-22 | 0 | 0
|  |  |  | 2008-03-23 | 0 | 0
|  |  |  | 2008-03-24 | 0 | 0
|  |  |  | 2008-03-25 | 0 | 0
|  |  |  | 2008-03-26 | 0 | 0
|  |  |  | 2008-03-27 | 0 | 0
|  |  |  | 2008-03-28 | 0 | 0
|  |  |  | 2008-03-29 | 0 | 0
|  |  |  | 2008-03-30 | 0 | 0
|  |  |  | 2008-03-31 | 0 | 0
|  |  |  | 2008-04-01 | 0 | 0
|  |  |  | 2008-04-02 | 0.02 | 0.02
|  |  |  | 2008-04-03 | 0.43 | 0.43
|  |  |  | 2008-04-04 | 0 | 0
|  |  |  | 2008-04-05 | 0 | 0
|  |  |  | 2008-04-06 | 0 | 0
|  |  |  | 2008-04-07 | 0.13 | 0.13
|  |  |  | 2008-04-08 | 0 | 0
|  |  |  | 2008-04-09 | 0.98 | 0.98
|  |  |  | 2008-04-10 | 1.11 | 1.11
|  |  |  | 2008-04-11 | 0 | 0
|  |  |  | 2008-04-12 | 0 | 0
|  |  |  | 2008-04-13 | 0 | 0
|  |  |  | 2008-04-14 | 0 | 0
|  |  |  | 2008-04-15 | 0 | 0
|  |  |  | 2008-04-16 | 0 | 0
|  |  |  | 2008-04-17 | 0.07 | 0.07
|  |  |  | 2008-04-18 | 0 | 0
|  |  |  | 2008-04-19 | 0 | 0
|  |  |  | 2008-04-20 | 0 | 0
|  |  |  | 2008-04-21 | 0 | 0
|  |  |  | 2008-04-22 | 0 | 0
|  |  |  | 2008-04-23 | 0.03 | 0.03
|  |  |  | 2008-04-24 | 0 | 0
|  |  |  | 2008-04-25 | 0 | 0
|  |  |  | 2008-04-26 | 0 | 0
|  |  |  | 2008-04-27 | 0.06 | 0.06
|  |  |  | 2008-04-28 | 0 | 0
|  |  |  | 2008-04-29 | 0 | 0
|  |  |  | 2008-04-30 | 0 | 0
|  |  |  | 2008-05-01 | 0 | 0
|  |  |  | 2008-05-02 | 0 | 0
|  |  |  | 2008-05-03 | 0 | 0
|  |  |  | 2008-05-04 | 0 | 0
|  |  |  | 2008-05-05 | 0.11 | 0.11
|  |  |  | 2008-05-06 | 1.22 | 1.22
|  |  |  | 2008-05-07 | 1 | 1
|  |  |  | 2008-05-08 | 0 | 0
|  |  |  | 2008-05-09 | 0 | 0
|  |  |  | 2008-05-10 | 0 | 0
|  |  |  | 2008-05-11 | 0 | 0
|  |  |  | 2008-05-12 | 0 | 0
|  |  |  | 2008-05-13 | 0 | 0
|  |  |  | 2008-05-14 | 0.09 | 0.09
|  |  |  | 2008-05-15 | 0 | 0
|  |  |  | 2008-05-16 | 0 | 0
|  |  |  | 2008-05-17 | 0 | 0
|  |  |  | 2008-05-18 | 0 | 0
|  |  |  | 2008-05-19 | 0 | 0
|  |  |  | 2008-05-20 | 0 | 0
|  |  |  | 2008-05-21 | 0 | 0
|  |  |  | 2008-05-22 | 0 | 0
|  |  |  | 2008-05-23 | 0 | 0
|  |  |  | 2008-05-24 | 0.15 | 0.15
|  |  |  | 2008-05-25 | 0.11 | 0.11
|  |  |  | 2008-05-26 | 0 | 0
|  |  |  | 2008-05-27 | 0.23 | 0.23
|  |  |  | 2008-05-28 | 0 | 0
|  |  |  | 2008-05-29 | 0 | 0
|  |  |  | 2008-05-30 | 0 | 0
|  |  |  | 2008-05-31 | 0 | 0
|  |  |  | 2008-06-01 | 0 | 0
|  |  |  | 2008-06-02 | 0 | 0
|  |  |  | 2008-06-03 | 0 | 0
|  |  |  | 2008-06-04 | 0 | 0
|  |  |  | 2008-06-05 | 0.46 | 0.46
|  |  |  | 2008-06-06 | 0 | 0
|  |  |  | 2008-06-07 | 0 | 0
|  |  |  | 2008-06-08 | 0 | 0
|  |  |  | 2008-06-09 | 0 | 0
|  |  |  | 2008-06-10 | 0 | 0
|  |  |  | 2008-06-11 | 0 | 0
|  |  |  | 2008-06-12 | 0 | 0
|  |  |  | 2008-06-13 | 0 | 0
|  |  |  | 2008-06-14 | 0.01 | 0.01
|  |  |  | 2008-06-15 | 0 | 0
|  |  |  | 2008-06-16 | 0 | 0
|  |  |  | 2008-06-17 | 0 | 0
|  |  |  | 2008-06-18 | 0 | 0
|  |  |  | 2008-06-19 | 0.15 | 0.15
|  |  |  | 2008-06-20 | 0 | 0
|  |  |  | 2008-06-21 | 0 | 0
|  |  |  | 2008-06-22 | 0 | 0
|  |  |  | 2008-06-23 | 0 | 0
|  |  |  | 2008-06-24 | 0 | 0
|  |  |  | 2008-06-25 | 0 | 0
|  |  |  | 2008-06-26 | 0 | 0
|  |  |  | 2008-06-27 | 0 | 0
|  |  |  | 2008-06-28 | 0.85 | 0.85
|  |  |  | 2008-06-29 | 2 | 2
|  |  |  | 2008-06-30 | 0 | 0
|  |  |  | 2008-07-01 | 0 | 0
|  |  |  | 2008-07-02 | 0 | 0
|  |  |  | 2008-07-03 | 0.02 | 0.02
|  |  |  | 2008-07-04 | 0.01 | 0.01
|  |  |  | 2008-07-05 | 0 | 0
|  |  |  | 2008-07-06 | 0 | 0
|  |  |  | 2008-07-07 | 0 | 0
|  |  |  | 2008-07-08 | 0 | 0
|  |  |  | 2008-07-09 | 0.09 | 0.09
|  |  |  | 2008-07-10 | 0 | 0
|  |  |  | 2008-07-11 | 0 | 0
|  |  |  | 2008-07-12 | 0 | 0
|  |  |  | 2008-07-13 | 0.01 | 0.01
|  |  |  | 2008-07-14 | 0 | 0
|  |  |  | 2008-07-15 | 0.01 | 0.01
|  |  |  | 2008-07-16 | 0.54 | 0.54
|  |  |  | 2008-07-17 | 0.19 | 0.19
|  |  |  | 2008-07-18 | 0 | 0
|  |  |  | 2008-07-19 | 0 | 0
|  |  |  | 2008-07-20 | 0 | 0
|  |  |  | 2008-07-21 | 0 | 0
|  |  |  | 2008-07-22 | 0 | 0
|  |  |  | 2008-07-23 | 0 | 0
|  |  |  | 2008-07-24 | 0 | 0
|  |  |  | 2008-07-25 | 0 | 0
|  |  |  | 2008-07-26 | 0 | 0
|  |  |  | 2008-07-27 | 0 | 0
|  |  |  | 2008-07-28 | 0 | 0
|  |  |  | 2008-07-29 | 0.18 | 0.18
|  |  |  | 2008-07-30 | 0 | 0
|  |  |  | 2008-07-31 | 0 | 0
|  |  |  | 2008-08-01 | 0 | 0
|  |  |  | 2008-08-02 | 0 | 0
|  |  |  | 2008-08-03 | 0 | 0
|  |  |  | 2008-08-04 | 0 | 0
|  |  |  | 2008-08-05 | 0 | 0
|  |  |  | 2008-08-06 | 0 | 0
|  |  |  | 2008-08-07 | 0 | 0
|  |  |  | 2008-08-08 | 0 | 0
|  |  |  | 2008-08-09 | 0 | 0
|  |  |  | 2008-08-10 | 0.02 | 0.02
|  |  |  | 2008-08-11 | 0.05 | 0.05
|  |  |  | 2008-08-12 | 0 | 0
|  |  |  | 2008-08-13 | 0 | 0
|  |  |  | 2008-08-14 | 0.35 | 0.35
|  |  |  | 2008-08-15 | 0.22 | 0.22
|  |  |  | 2008-08-16 | 0 | 0
|  |  |  | 2008-08-17 | 0.05 | 0.05
|  |  |  | 2008-08-18 | 3.36 | 3.36
|  |  |  | 2008-08-19 | 3.27 | 3.27
|  |  |  | 2008-08-20 | 0.06 | 0.06
|  |  |  | 2008-08-21 | 0 | 0
|  |  |  | 2008-08-22 | 0 | 0
|  |  |  | 2008-08-23 | 0 | 0
|  |  |  | 2008-08-24 | 0 | 0
|  |  |  | 2008-08-25 | 0 | 0
|  |  |  | 2008-08-26 | 0 | 0
|  |  |  | 2008-08-27 | 0 | 0
|  |  |  | 2008-08-28 | 0 | 0
|  |  |  | 2008-08-29 | 0 | 0
|  |  |  | 2008-08-30 | 0 | 0
|  |  |  | 2008-08-31 | 0 | 0
|  |  |  | 2008-09-01 | 0 | 0
|  |  |  | 2008-09-02 | 0.12 | 0.12
|  |  |  | 2008-09-03 | 0 | 0
|  |  |  | 2008-09-04 | 0 | 0
|  |  |  | 2008-09-05 | 0 | 0
|  |  |  | 2008-09-06 | 0 | 0
|  |  |  | 2008-09-07 | 0 | 0
|  |  |  | 2008-09-08 | 0.72 | 0.72
|  |  |  | 2008-09-09 | 0.39 | 0.39
|  |  |  | 2008-09-10 | 0.48 | 0.48
|  |  |  | 2008-09-11 | 0.01 | 0.01
|  |  |  | 2008-09-12 | 0 | 0
|  |  |  | 2008-09-13 | 0 | 0
|  |  |  | 2008-09-14 | 0 | 0
|  |  |  | 2008-09-15 | 0 | 0
|  |  |  | 2008-09-16 | 0 | 0
|  |  |  | 2008-09-17 | 0 | 0
|  |  |  | 2008-09-18 | 0 | 0
|  |  |  | 2008-09-19 | 0 | 0
|  |  |  | 2008-09-20 | 0 | 0
|  |  |  | 2008-09-21 | 0 | 0
|  |  |  | 2008-09-22 | 0 | 0
|  |  |  | 2008-09-23 | 0 | 0
|  |  |  | 2008-09-24 | 0 | 0
|  |  |  | 2008-09-25 | 0 | 0
|  |  |  | 2008-09-26 | 0 | 0
|  |  |  | 2008-09-27 | 0 | 0
|  |  |  | 2008-09-28 | 0 | 0
|  |  |  | 2008-09-29 | 0 | 0
|  |  |  | 2008-09-30 | 0 | 0
|  |  |  | 2008-10-01 | 0 | 0
|  |  |  | 2008-10-02 | 0 | 0
|  |  |  | 2008-10-03 | 0 | 0
|  |  |  | 2008-10-04 | 0 | 0
|  |  |  | 2008-10-05 | 0 | 0
|  |  |  | 2008-10-06 | 1.29 | 1.29
|  |  |  | 2008-10-07 | 0 | 0
|  |  |  | 2008-10-08 | 0 | 0
|  |  |  | 2008-10-09 | 0 | 0
|  |  |  | 2008-10-10 | 0 | 0
|  |  |  | 2008-10-11 | 0 | 0
|  |  |  | 2008-10-12 | 0 | 0
|  |  |  | 2008-10-13 | 1.78 | 1.78
|  |  |  | 2008-10-14 | 0.29 | 0.29
|  |  |  | 2008-10-15 | 0.05 | 0.05
|  |  |  | 2008-10-16 | 0 | 0
|  |  |  | 2008-10-17 | 0 | 0
|  |  |  | 2008-10-18 | 0 | 0
|  |  |  | 2008-10-19 | 0 | 0
|  |  |  | 2008-10-20 | 0 | 0
|  |  |  | 2008-10-21 | 0 | 0
|  |  |  | 2008-10-22 | 0 | 0
|  |  |  | 2008-10-23 | 0 | 0
|  |  |  | 2008-10-24 | 0 | 0
|  |  |  | 2008-10-25 | 0 | 0
|  |  |  | 2008-10-26 | 0 | 0
|  |  |  | 2008-10-27 | 0 | 0
|  |  |  | 2008-10-28 | 0 | 0
|  |  |  | 2008-10-29 | 0 | 0
|  |  |  | 2008-10-30 | 0 | 0
|  |  |  | 2008-10-31 | 0 | 0
|  |  |  | 2008-11-01 | 0 | 0
|  |  |  | 2008-11-02 | 0 | 0
|  |  |  | 2008-11-03 | 0 | 0
|  |  |  | 2008-11-04 | 0 | 0
|  |  |  | 2008-11-05 | 0.01 | 0.01
|  |  |  | 2008-11-06 | 0 | 0
|  |  |  | 2008-11-07 | 0 | 0
|  |  |  | 2008-11-08 | 0 | 0
|  |  |  | 2008-11-09 | 0 | 0
|  |  |  | 2008-11-10 | 0.01 | 0.01
|  |  |  | 2008-11-11 | 0 | 0
|  |  |  | 2008-11-12 | 0 | 0
|  |  |  | 2008-11-13 | 0 | 0
|  |  |  | 2008-11-14 | 0 | 0
|  |  |  | 2008-11-15 | 0 | 0
|  |  |  | 2008-11-16 | 0 | 0
|  |  |  | 2008-11-17 | 0 | 0
|  |  |  | 2008-11-18 | 0 | 0
|  |  |  | 2008-11-19 | 0 | 0
|  |  |  | 2008-11-20 | 0 | 0
|  |  |  | 2008-11-21 | 0 | 0
|  |  |  | 2008-11-22 | 0 | 0
|  |  |  | 2008-11-23 | 0 | 0
|  |  |  | 2008-11-24 | 0 | 0
|  |  |  | 2008-11-25 | 0 | 0
|  |  |  | 2008-11-26 | 0 | 0
|  |  |  | 2008-11-27 | 0.02 | 0.02
|  |  |  | 2008-11-28 | 0.06 | 0.06
|  |  |  | 2008-11-29 | 0 | 0
|  |  |  | 2008-11-30 | 0 | 0
|  |  |  | 2008-12-01 | 0 | 0
|  |  |  | 2008-12-02 | 0 | 0
|  |  |  | 2008-12-03 | 0 | 0
|  |  |  | 2008-12-04 | 0 | 0
|  |  |  | 2008-12-05 | 0 | 0
|  |  |  | 2008-12-06 | 0 | 0
|  |  |  | 2008-12-07 | 0 | 0
|  |  |  | 2008-12-08 | 0.69 | 0.69
|  |  |  | 2008-12-09 | 0 | 0
|  |  |  | 2008-12-10 | 0 | 0
|  |  |  | 2008-12-11 | 0 | 0
|  |  |  | 2008-12-12 | 0 | 0
|  |  |  | 2008-12-13 | 0 | 0
|  |  |  | 2008-12-14 | 0 | 0
|  |  |  | 2008-12-15 | 0 | 0
|  |  |  | 2008-12-16 | 0 | 0
|  |  |  | 2008-12-17 | 0 | 0
|  |  |  | 2008-12-18 | 0 | 0
|  |  |  | 2008-12-19 | 0 | 0
|  |  |  | 2008-12-20 | 0 | 0
|  |  |  | 2008-12-21 | 0 | 0
|  |  |  | 2008-12-22 | 0 | 0
|  |  |  | 2008-12-23 | 0 | 0
|  |  |  | 2008-12-24 | 0 | 0
|  |  |  | 2008-12-25 | 0 | 0
|  |  |  | 2008-12-26 | 0 | 0
|  |  |  | 2008-12-27 | 0.36 | 0.36
|  |  |  | 2008-12-28 | 0 | 0
|  |  |  | 2008-12-29 | 0 | 0
|  |  |  | 2008-12-30 | 0 | 0
|  |  |  | 2008-12-31 | 0 | 0
|  |  |  | 2009-01-01 | 0 | 0
|  |  |  | 2009-01-02 | 0 | 0
|  |  |  | 2009-01-03 | 0 | 0
|  |  |  | 2009-01-04 | 0 | 0
|  |  |  | 2009-01-05 | 0 | 0
|  |  |  | 2009-01-06 | 0 | 0
|  |  |  | 2009-01-07 | 0 | 0
|  |  |  | 2009-01-08 | 0 | 0
|  |  |  | 2009-01-09 | 0 | 0
|  |  |  | 2009-01-10 | 0 | 0
|  |  |  | 2009-01-11 | 0 | 0
|  |  |  | 2009-01-12 | 0 | 0
|  |  |  | 2009-01-13 | 0 | 0
|  |  |  | 2009-01-14 | 0 | 0
|  |  |  | 2009-01-15 | 0 | 0
|  |  |  | 2009-01-16 | 0 | 0
|  |  |  | 2009-01-17 | 0 | 0
|  |  |  | 2009-01-18 | 0 | 0
|  |  |  | 2009-01-19 | 0 | 0
|  |  |  | 2009-01-20 | 0 | 0
|  |  |  | 2009-01-21 | 0 | 0
|  |  |  | 2009-01-22 | 0 | 0
|  |  |  | 2009-01-23 | 0 | 0
|  |  |  | 2009-01-24 | 0 | 0
|  |  |  | 2009-01-25 | 0 | 0
|  |  |  | 2009-01-26 | 0.03 | 0.03
|  |  |  | 2009-01-27 | 0.1 | 0.1
|  |  |  | 2009-01-28 | 0 | 0
|  |  |  | 2009-01-29 | 0 | 0
|  |  |  | 2009-01-30 | 0 | 0
|  |  |  | 2009-01-31 | 0 | 0
|  |  |  | 2009-02-01 | 0 | 0
|  |  |  | 2009-02-02 | 0 | 0
|  |  |  | 2009-02-03 | 0 | 0
|  |  |  | 2009-02-04 | 0 | 0
|  |  |  | 2009-02-05 | 0 | 0
|  |  |  | 2009-02-06 | 0 | 0
|  |  |  | 2009-02-07 | 0 | 0
|  |  |  | 2009-02-08 | 0 | 0
|  |  |  | 2009-02-09 | 0.2 | 0.2
|  |  |  | 2009-02-10 | 0.24 | 0.24
|  |  |  | 2009-02-11 | 0 | 0
|  |  |  | 2009-02-12 | 0 | 0
|  |  |  | 2009-02-13 | 0 | 0
|  |  |  | 2009-02-14 | 0.24 | 0.24
|  |  |  | 2009-02-15 | 0 | 0
|  |  |  | 2009-02-16 | 0 | 0
|  |  |  | 2009-02-17 | 0 | 0
|  |  |  | 2009-02-18 | 0 | 0
|  |  |  | 2009-02-19 | 0 | 0
|  |  |  | 2009-02-20 | 0 | 0
|  |  |  | 2009-02-21 | 0 | 0
|  |  |  | 2009-02-22 | 0 | 0
|  |  |  | 2009-02-23 | 0 | 0
|  |  |  | 2009-02-24 | 0 | 0
|  |  |  | 2009-02-25 | 0 | 0
|  |  |  | 2009-02-26 | 0 | 0
|  |  |  | 2009-02-27 | 0 | 0
|  |  |  | 2009-02-28 | 0 | 0
|  |  |  | 2009-03-01 | 0 | 0
|  |  |  | 2009-03-02 | 0 | 0
|  |  |  | 2009-03-03 | 0 | 0
|  |  |  | 2009-03-04 | 0 | 0
|  |  |  | 2009-03-05 | 0 | 0
|  |  |  | 2009-03-06 | 0 | 0
|  |  |  | 2009-03-07 | 0 | 0
|  |  |  | 2009-03-08 | 0 | 0
|  |  |  | 2009-03-09 | 0 | 0
|  |  |  | 2009-03-10 | 0 | 0
|  |  |  | 2009-03-11 | 0.02 | 0.02
|  |  |  | 2009-03-12 | 0.04 | 0.04
|  |  |  | 2009-03-13 | 0.18 | 0.18
|  |  |  | 2009-03-14 | 0.06 | 0.06
|  |  |  | 2009-03-15 | 0 | 0
|  |  |  | 2009-03-16 | 0 | 0
|  |  |  | 2009-03-17 | 0 | 0
|  |  |  | 2009-03-18 | 0 | 0
|  |  |  | 2009-03-19 | 0 | 0
|  |  |  | 2009-03-20 | 0 | 0
|  |  |  | 2009-03-21 | 0 | 0
|  |  |  | 2009-03-22 | 0 | 0
|  |  |  | 2009-03-23 | 0 | 0
|  |  |  | 2009-03-24 | 0 | 0
|  |  |  | 2009-03-25 | 0 | 0
|  |  |  | 2009-03-26 | 0 | 0
|  |  |  | 2009-03-27 | 0.07 | 0.07
|  |  |  | 2009-03-28 | 0 | 0
|  |  |  | 2009-03-29 | 0 | 0
|  |  |  | 2009-03-30 | 0 | 0
|  |  |  | 2009-03-31 | 0 | 0
|  |  |  | 2009-04-01 | 0 | 0
|  |  |  | 2009-04-02 | 0.01 | 0.01
|  |  |  | 2009-04-03 | 0 | 0
|  |  |  | 2009-04-04 | 0 | 0
|  |  |  | 2009-04-05 | 0 | 0
|  |  |  | 2009-04-06 | 0 | 0
|  |  |  | 2009-04-07 | 0 | 0
|  |  |  | 2009-04-08 | 0 | 0
|  |  |  | 2009-04-09 | 0 | 0
|  |  |  | 2009-04-10 | 0 | 0
|  |  |  | 2009-04-11 | 0.7 | 0.7
|  |  |  | 2009-04-12 | 0.65 | 0.65
|  |  |  | 2009-04-13 | 0 | 0
|  |  |  | 2009-04-14 | 0 | 0
|  |  |  | 2009-04-15 | 0 | 0
|  |  |  | 2009-04-16 | 0 | 0
|  |  |  | 2009-04-17 | 0.08 | 0.08
|  |  |  | 2009-04-18 | 0 | 0
|  |  |  | 2009-04-19 | 0 | 0
|  |  |  | 2009-04-20 | 0 | 0
|  |  |  | 2009-04-21 | 0 | 0
|  |  |  | 2009-04-22 | 0 | 0
|  |  |  | 2009-04-23 | 0 | 0
|  |  |  | 2009-04-24 | 0 | 0
|  |  |  | 2009-04-25 | 0 | 0
|  |  |  | 2009-04-26 | 0 | 0
|  |  |  | 2009-04-27 | 0 | 0
|  |  |  | 2009-04-28 | 0 | 0
|  |  |  | 2009-04-29 | 5.2 | 5.2
|  |  |  | 2009-04-30 | 0.13 | 0.13
|  |  |  | 2009-05-01 | 0 | 0
|  |  |  | 2009-05-02 | 0.06 | 0.06
|  |  |  | 2009-05-03 | 0 | 0
|  |  |  | 2009-05-04 | 0 | 0
|  |  |  | 2009-05-05 | 0.02 | 0.02
|  |  |  | 2009-05-06 | 0 | 0
|  |  |  | 2009-05-07 | 0 | 0
|  |  |  | 2009-05-08 | 0 | 0
|  |  |  | 2009-05-09 | 0 | 0
|  |  |  | 2009-05-10 | 0.02 | 0.02
|  |  |  | 2009-05-11 | 0.74 | 0.74
|  |  |  | 2009-05-12 | 0 | 0
|  |  |  | 2009-05-13 | 0 | 0
|  |  |  | 2009-05-14 | 0 | 0
|  |  |  | 2009-05-15 | 0.98 | 0.98
|  |  |  | 2009-05-16 | 0.41 | 0.41
|  |  |  | 2009-05-17 | 0 | 0
|  |  |  | 2009-05-18 | 0 | 0
|  |  |  | 2009-05-19 | 0 | 0
|  |  |  | 2009-05-20 | 0 | 0
|  |  |  | 2009-05-21 | 0 | 0
|  |  |  | 2009-05-22 | 0 | 0
|  |  |  | 2009-05-23 | 1.13 | 1.13
|  |  |  | 2009-05-24 | 0 | 0
|  |  |  | 2009-05-25 | 0 | 0
|  |  |  | 2009-05-26 | 0.04 | 0.04
|  |  |  | 2009-05-27 | 0.2 | 0.2
|  |  |  | 2009-05-28 | 0 | 0
|  |  |  | 2009-05-29 | 0 | 0
|  |  |  | 2009-05-30 | 0 | 0
|  |  |  | 2009-05-31 | 0 | 0
|  |  |  | 2009-06-01 | 0.01 | 0.01
|  |  |  | 2009-06-02 | 0.68 | 0.68
|  |  |  | 2009-06-03 | 0.11 | 0.11
|  |  |  | 2009-06-04 | 0 | 0
|  |  |  | 2009-06-05 | 0 | 0
|  |  |  | 2009-06-06 | 0.04 | 0.04
|  |  |  | 2009-06-07 | 0 | 0
|  |  |  | 2009-06-08 | 0 | 0
|  |  |  | 2009-06-09 | 0.01 | 0.01
|  |  |  | 2009-06-10 | 0.74 | 0.74
|  |  |  | 2009-06-11 | 0 | 0
|  |  |  | 2009-06-12 | 0 | 0
|  |  |  | 2009-06-13 | 0.59 | 0.59
|  |  |  | 2009-06-14 | 0.01 | 0.01
|  |  |  | 2009-06-15 | 0 | 0
|  |  |  | 2009-06-16 | 0 | 0
|  |  |  | 2009-06-17 | 0 | 0
|  |  |  | 2009-06-18 | 0 | 0
|  |  |  | 2009-06-19 | 0.01 | 0.01
|  |  |  | 2009-06-20 | 0 | 0
|  |  |  | 2009-06-21 | 0 | 0
|  |  |  | 2009-06-22 | 0 | 0
|  |  |  | 2009-06-23 | 0 | 0
|  |  |  | 2009-06-24 | 0 | 0
|  |  |  | 2009-06-25 | 0 | 0
|  |  |  | 2009-06-26 | 0 | 0
|  |  |  | 2009-06-27 | 0 | 0
|  |  |  | 2009-06-28 | 0 | 0
|  |  |  | 2009-06-29 | 0.29 | 0.29
|  |  |  | 2009-06-30 | 0 | 0
|  |  |  | 2009-07-01 | 0 | 0
|  |  |  | 2009-07-02 | 0 | 0
|  |  |  | 2009-07-03 | 0 | 0
|  |  |  | 2009-07-04 | 0.28 | 0.28
|  |  |  | 2009-07-05 | 0.06 | 0.06
|  |  |  | 2009-07-06 | 0 | 0
|  |  |  | 2009-07-07 | 0 | 0
|  |  |  | 2009-07-08 | 0 | 0
|  |  |  | 2009-07-09 | 0 | 0
|  |  |  | 2009-07-10 | 0 | 0
|  |  |  | 2009-07-11 | 0 | 0
|  |  |  | 2009-07-12 | 0 | 0
|  |  |  | 2009-07-13 | 0 | 0
|  |  |  | 2009-07-14 | 0 | 0
|  |  |  | 2009-07-15 | 0 | 0
|  |  |  | 2009-07-16 | 0.03 | 0.03
|  |  |  | 2009-07-17 | 0 | 0
|  |  |  | 2009-07-18 | 0.13 | 0.13
|  |  |  | 2009-07-19 | 0 | 0
|  |  |  | 2009-07-20 | 1.2 | 1.2
|  |  |  | 2009-07-21 | 0.41 | 0.41
|  |  |  | 2009-07-22 | 0 | 0
|  |  |  | 2009-07-23 | 0 | 0
|  |  |  | 2009-07-24 | 0 | 0
|  |  |  | 2009-07-25 | 0 | 0
|  |  |  | 2009-07-26 | 0 | 0
|  |  |  | 2009-07-27 | 0.19 | 0.19
|  |  |  | 2009-07-28 | 0 | 0
|  |  |  | 2009-07-29 | 0 | 0
|  |  |  | 2009-07-30 | 0.63 | 0.63
|  |  |  | 2009-07-31 | 0 | 0
|  |  |  | 2009-08-01 | 1.34 | 1.34
|  |  |  | 2009-08-02 | 0 | 0
|  |  |  | 2009-08-03 | 0 | 0
|  |  |  | 2009-08-04 | 0 | 0
|  |  |  | 2009-08-05 | 0 | 0
|  |  |  | 2009-08-06 | 0 | 0
|  |  |  | 2009-08-07 | 0 | 0
|  |  |  | 2009-08-08 | 0 | 0
|  |  |  | 2009-08-09 | 0 | 0
|  |  |  | 2009-08-10 | 0 | 0
|  |  |  | 2009-08-11 | 0.04 | 0.04
|  |  |  | 2009-08-12 | 0 | 0
|  |  |  | 2009-08-13 | 0 | 0
|  |  |  | 2009-08-14 | 0 | 0
|  |  |  | 2009-08-15 | 0 | 0
|  |  |  | 2009-08-16 | 0 | 0
|  |  |  | 2009-08-17 | 0 | 0
|  |  |  | 2009-08-18 | 0 | 0
|  |  |  | 2009-08-19 | 0 | 0
|  |  |  | 2009-08-20 | 0.03 | 0.03
|  |  |  | 2009-08-21 | 0.01 | 0.01
|  |  |  | 2009-08-22 | 0 | 0
|  |  |  | 2009-08-23 | 0 | 0
|  |  |  | 2009-08-24 | 0 | 0
|  |  |  | 2009-08-25 | 0 | 0
|  |  |  | 2009-08-26 | 0 | 0
|  |  |  | 2009-08-27 | 0.16 | 0.16
|  |  |  | 2009-08-28 | 0 | 0
|  |  |  | 2009-08-29 | 0 | 0
|  |  |  | 2009-08-30 | 0 | 0
|  |  |  | 2009-08-31 | 0 | 0
|  |  |  | 2009-09-01 | 0 | 0
|  |  |  | 2009-09-02 | 0 | 0
|  |  |  | 2009-09-03 | 0.02 | 0.02
|  |  |  | 2009-09-04 | 0 | 0
|  |  |  | 2009-09-05 | 0 | 0
|  |  |  | 2009-09-06 | 0 | 0
|  |  |  | 2009-09-07 | 0 | 0
|  |  |  | 2009-09-08 | 0 | 0
|  |  |  | 2009-09-09 | 0 | 0
|  |  |  | 2009-09-10 | 1.14 | 1.14
|  |  |  | 2009-09-11 | 0 | 0
|  |  |  | 2009-09-12 | 1.46 | 1.46
|  |  |  | 2009-09-13 | 0.82 | 0.82
|  |  |  | 2009-09-14 | 0.12 | 0.12
|  |  |  | 2009-09-15 | 0 | 0
|  |  |  | 2009-09-16 | 0.02 | 0.02
|  |  |  | 2009-09-17 | 0.21 | 0.21
|  |  |  | 2009-09-18 | 0 | 0
|  |  |  | 2009-09-19 | 0 | 0
|  |  |  | 2009-09-20 | 0 | 0
|  |  |  | 2009-09-21 | 0 | 0
|  |  |  | 2009-09-22 | 0.02 | 0.02
|  |  |  | 2009-09-23 | 0 | 0
|  |  |  | 2009-09-24 | 0.06 | 0.06
|  |  |  | 2009-09-25 | 0.22 | 0.22
|  |  |  | 2009-09-26 | 0 | 0
|  |  |  | 2009-09-27 | 0 | 0
|  |  |  | 2009-09-28 | 0 | 0
|  |  |  | 2009-09-29 | 0 | 0
|  |  |  | 2009-09-30 | 0 | 0
|  |  |  | 2009-10-01 | 0 | 0
|  |  |  | 2009-10-02 | 0 | 0
|  |  |  | 2009-10-03 | 0.05 | 0.05
|  |  |  | 2009-10-04 | 0.21 | 0.21
|  |  |  | 2009-10-05 | 0.1 | 0.1
|  |  |  | 2009-10-06 | 0.34 | 0.34
|  |  |  | 2009-10-07 | 0.03 | 0.03
|  |  |  | 2009-10-08 | 1.24 | 1.24
|  |  |  | 2009-10-09 | 0.3 | 0.3
|  |  |  | 2009-10-10 | 0 | 0
|  |  |  | 2009-10-11 | 0.08 | 0.08
|  |  |  | 2009-10-12 | 0.08 | 0.08
|  |  |  | 2009-10-13 | 0 | 0
|  |  |  | 2009-10-14 | 0.06 | 0.06
|  |  |  | 2009-10-15 | 0 | 0
|  |  |  | 2009-10-16 | 0 | 0
|  |  |  | 2009-10-17 | 0 | 0
|  |  |  | 2009-10-18 | 0 | 0
|  |  |  | 2009-10-19 | 0 | 0
|  |  |  | 2009-10-20 | 0 | 0
|  |  |  | 2009-10-21 | 1.3 | 1.3
|  |  |  | 2009-10-22 | 0 | 0
|  |  |  | 2009-10-23 | 0 | 0
|  |  |  | 2009-10-24 | 0 | 0
|  |  |  | 2009-10-25 | 0 | 0
|  |  |  | 2009-10-26 | 0 | 0
|  |  |  | 2009-10-27 | 0 | 0
|  |  |  | 2009-10-28 | 0 | 0
|  |  |  | 2009-10-29 | 0.53 | 0.53
|  |  |  | 2009-10-30 | 0 | 0
|  |  |  | 2009-10-31 | 0 | 0
|  |  |  | 2009-11-01 | 0 | 0
|  |  |  | 2009-11-02 | 0 | 0
|  |  |  | 2009-11-03 | 0 | 0
|  |  |  | 2009-11-04 | 0 | 0
|  |  |  | 2009-11-05 | 0 | 0
|  |  |  | 2009-11-06 | 0 | 0
|  |  |  | 2009-11-07 | 0 | 0
|  |  |  | 2009-11-08 | 0 | 0
|  |  |  | 2009-11-09 | 0 | 0
|  |  |  | 2009-11-10 | 0 | 0
|  |  |  | 2009-11-11 | 0 | 0
|  |  |  | 2009-11-12 | 0 | 0
|  |  |  | 2009-11-13 | 0 | 0
|  |  |  | 2009-11-14 | 0 | 0
|  |  |  | 2009-11-15 | 0 | 0
|  |  |  | 2009-11-16 | 0 | 0
|  |  |  | 2009-11-17 | 0 | 0
|  |  |  | 2009-11-18 | 0 | 0
|  |  |  | 2009-11-19 | 0 | 0
|  |  |  | 2009-11-20 | 0 | 0
|  |  |  | 2009-11-21 | 0.01 | 0.01
|  |  |  | 2009-11-22 | 0 | 0
|  |  |  | 2009-11-23 | 0 | 0
|  |  |  | 2009-11-24 | 0 | 0
|  |  |  | 2009-11-25 | 0 | 0
|  |  |  | 2009-11-26 | 0 | 0
|  |  |  | 2009-11-27 | 0 | 0
|  |  |  | 2009-11-28 | 0 | 0
|  |  |  | 2009-11-29 | 0.05 | 0.05
|  |  |  | 2009-11-30 | 0 | 0
|  |  |  | 2009-12-01 | 0.16 | 0.16
|  |  |  | 2009-12-02 | 0.44 | 0.44
|  |  |  | 2009-12-03 | 0 | 0
|  |  |  | 2009-12-04 | 0 | 0
|  |  |  | 2009-12-05 | 0 | 0
|  |  |  | 2009-12-06 | 0 | 0
|  |  |  | 2009-12-07 | 0.02 | 0.02
|  |  |  | 2009-12-08 | 0.04 | 0.04
|  |  |  | 2009-12-09 | 0 | 0
|  |  |  | 2009-12-10 | 0 | 0
|  |  |  | 2009-12-11 | 0 | 0
|  |  |  | 2009-12-12 | 0 | 0
|  |  |  | 2009-12-13 | 0 | 0
|  |  |  | 2009-12-14 | 0 | 0
|  |  |  | 2009-12-15 | 0 | 0
|  |  |  | 2009-12-16 | 0 | 0
|  |  |  | 2009-12-17 | 0 | 0
|  |  |  | 2009-12-18 | 0 | 0
|  |  |  | 2009-12-19 | 0 | 0
|  |  |  | 2009-12-20 | 0 | 0
|  |  |  | 2009-12-21 | 0 | 0
|  |  |  | 2009-12-22 | 0 | 0
|  |  |  | 2009-12-23 | 0.01 | 0.01
|  |  |  | 2009-12-24 | 1.31 | 1.31
|  |  |  | 2009-12-25 | 0 | 0
|  |  |  | 2009-12-26 | 0 | 0
|  |  |  | 2009-12-27 | 0 | 0
|  |  |  | 2009-12-28 | 0 | 0
|  |  |  | 2009-12-29 | 0.13 | 0.13
|  |  |  | 2009-12-30 | 0 | 0
|  |  |  | 2009-12-31 | 0.02 | 0.02
|  |  |  | 2010-01-01 | 0 | 0
|  |  |  | 2010-01-02 | 0 | 0
|  |  |  | 2010-01-03 | 0 | 0
|  |  |  | 2010-01-04 | 0 | 0
|  |  |  | 2010-01-05 | 0 | 0
|  |  |  | 2010-01-06 | 0 | 0
|  |  |  | 2010-01-07 | 0 | 0
|  |  |  | 2010-01-08 | 0 | 0
|  |  |  | 2010-01-09 | 0 | 0
|  |  |  | 2010-01-10 | 0 | 0
|  |  |  | 2010-01-11 | 0 | 0
|  |  |  | 2010-01-12 | 0 | 0
|  |  |  | 2010-01-13 | 0 | 0
|  |  |  | 2010-01-14 | 0 | 0
|  |  |  | 2010-01-15 | 0.04 | 0.04
|  |  |  | 2010-01-16 | 0.01 | 0.01
|  |  |  | 2010-01-17 | 0 | 0
|  |  |  | 2010-01-18 | 0 | 0
|  |  |  | 2010-01-19 | 0.01 | 0.01
|  |  |  | 2010-01-20 | 0 | 0
|  |  |  | 2010-01-21 | 0 | 0
|  |  |  | 2010-01-22 | 0 | 0
|  |  |  | 2010-01-23 | 0.24 | 0.24
|  |  |  | 2010-01-24 | 0 | 0
|  |  |  | 2010-01-25 | 0 | 0
|  |  |  | 2010-01-26 | 0 | 0
|  |  |  | 2010-01-27 | 0 | 0
|  |  |  | 2010-01-28 | 1.42 | 1.42
|  |  |  | 2010-01-29 | 0.04 | 0.04
|  |  |  | 2010-01-30 | 0 | 0
|  |  |  | 2010-01-31 | 0 | 0
|  |  |  | 2010-02-01 | 0 | 0
|  |  |  | 2010-02-02 | 0 | 0
|  |  |  | 2010-02-03 | 0.37 | 0.37
|  |  |  | 2010-02-04 | 0.2 | 0.2
|  |  |  | 2010-02-05 | 0 | 0
|  |  |  | 2010-02-06 | 0 | 0
|  |  |  | 2010-02-07 | 0.05 | 0.05
|  |  |  | 2010-02-08 | 0.22 | 0.22
|  |  |  | 2010-02-09 | 0 | 0
|  |  |  | 2010-02-10 | 0 | 0
|  |  |  | 2010-02-11 | 0.71 | 0.71
|  |  |  | 2010-02-12 | 0 | 0
|  |  |  | 2010-02-13 | 0 | 0
|  |  |  | 2010-02-14 | 0 | 0
|  |  |  | 2010-02-15 | 0 | 0
|  |  |  | 2010-02-16 | 0 | 0
|  |  |  | 2010-02-17 | 0 | 0
|  |  |  | 2010-02-18 | 0 | 0
|  |  |  | 2010-02-19 | 0 | 0
|  |  |  | 2010-02-20 | 0 | 0
|  |  |  | 2010-02-21 | 0.89 | 0.89
|  |  |  | 2010-02-22 | 0 | 0
|  |  |  | 2010-02-23 | 0 | 0
|  |  |  | 2010-02-24 | 0 | 0
|  |  |  | 2010-02-25 | 0 | 0
|  |  |  | 2010-02-26 | 0.03 | 0.03
|  |  |  | 2010-02-27 | 0 | 0
|  |  |  | 2010-02-28 | 0 | 0
|  |  |  | 2010-03-01 | 0.4 | 0.4
|  |  |  | 2010-03-02 | 0 | 0
|  |  |  | 2010-03-03 | 0 | 0
|  |  |  | 2010-03-04 | 0 | 0
|  |  |  | 2010-03-05 | 0 | 0
|  |  |  | 2010-03-06 | 0 | 0
|  |  |  | 2010-03-07 | 0.2 | 0.2
|  |  |  | 2010-03-08 | 0.31 | 0.31
|  |  |  | 2010-03-09 | 0 | 0
|  |  |  | 2010-03-10 | 0.01 | 0.01
|  |  |  | 2010-03-11 | 0.01 | 0.01
|  |  |  | 2010-03-12 | 0 | 0
|  |  |  | 2010-03-13 | 0 | 0
|  |  |  | 2010-03-14 | 0 | 0
|  |  |  | 2010-03-15 | 0 | 0
|  |  |  | 2010-03-16 | 0 | 0
|  |  |  | 2010-03-17 | 0 | 0
|  |  |  | 2010-03-18 | 0 | 0
|  |  |  | 2010-03-19 | 0.04 | 0.04
|  |  |  | 2010-03-20 | 0.09 | 0.09
|  |  |  | 2010-03-21 | 0 | 0
|  |  |  | 2010-03-22 | 0 | 0
|  |  |  | 2010-03-23 | 0 | 0
|  |  |  | 2010-03-24 | 0 | 0
|  |  |  | 2010-03-25 | 0 | 0
|  |  |  | 2010-03-26 | 0 | 0
|  |  |  | 2010-03-27 | 0 | 0
|  |  |  | 2010-03-28 | 0 | 0
|  |  |  | 2010-03-29 | 0 | 0
|  |  |  | 2010-03-30 | 0 | 0
|  |  |  | 2010-03-31 | 0 | 0
|  |  |  | 2010-04-01 | 0 | 0
|  |  |  | 2010-04-02 | 0.06 | 0.06
|  |  |  | 2010-04-03 | 0 | 0
|  |  |  | 2010-04-04 | 0 | 0
|  |  |  | 2010-04-05 | 0 | 0
|  |  |  | 2010-04-06 | 0 | 0
|  |  |  | 2010-04-07 | 0 | 0
|  |  |  | 2010-04-08 | 0 | 0
|  |  |  | 2010-04-09 | 0 | 0
|  |  |  | 2010-04-10 | 0 | 0
|  |  |  | 2010-04-11 | 0 | 0
|  |  |  | 2010-04-12 | 0 | 0
|  |  |  | 2010-04-13 | 0 | 0
|  |  |  | 2010-04-14 | 0 | 0
|  |  |  | 2010-04-15 | 0 | 0
|  |  |  | 2010-04-16 | 0.11 | 0.11
|  |  |  | 2010-04-17 | 3.45 | 3.45
|  |  |  | 2010-04-18 | 0.23 | 0.23
|  |  |  | 2010-04-19 | 0 | 0
|  |  |  | 2010-04-20 | 0 | 0
|  |  |  | 2010-04-21 | 0 | 0
|  |  |  | 2010-04-22 | 0.01 | 0.01
|  |  |  | 2010-04-23 | 0.23 | 0.23
|  |  |  | 2010-04-24 | 0 | 0
|  |  |  | 2010-04-25 | 0 | 0
|  |  |  | 2010-04-26 | 0 | 0
|  |  |  | 2010-04-27 | 0 | 0
|  |  |  | 2010-04-28 | 0 | 0
|  |  |  | 2010-04-29 | 0 | 0
|  |  |  | 2010-04-30 | 0.03 | 0.03
|  |  |  | 2010-05-01 | 0.01 | 0.01
|  |  |  | 2010-05-02 | 0 | 0
|  |  |  | 2010-05-03 | 0.14 | 0.14
|  |  |  | 2010-05-04 | 0 | 0
|  |  |  | 2010-05-05 | 0 | 0
|  |  |  | 2010-05-06 | 0 | 0
|  |  |  | 2010-05-07 | 0 | 0
|  |  |  | 2010-05-08 | 0.01 | 0.01
|  |  |  | 2010-05-09 | 0 | 0
|  |  |  | 2010-05-10 | 0.03 | 0.03
|  |  |  | 2010-05-11 | 0 | 0
|  |  |  | 2010-05-12 | 0 | 0
|  |  |  | 2010-05-13 | 0.49 | 0.49
|  |  |  | 2010-05-14 | 3.06 | 3.06
|  |  |  | 2010-05-15 | 0.01 | 0.01
|  |  |  | 2010-05-16 | 0 | 0
|  |  |  | 2010-05-17 | 0 | 0
|  |  |  | 2010-05-18 | 0 | 0
|  |  |  | 2010-05-19 | 0 | 0
|  |  |  | 2010-05-20 | 0 | 0
|  |  |  | 2010-05-21 | 0 | 0
|  |  |  | 2010-05-22 | 0 | 0
|  |  |  | 2010-05-23 | 0 | 0
|  |  |  | 2010-05-24 | 0 | 0
|  |  |  | 2010-05-25 | 0.01 | 0.01
|  |  |  | 2010-05-26 | 0 | 0
|  |  |  | 2010-05-27 | 0 | 0
|  |  |  | 2010-05-28 | 0 | 0
|  |  |  | 2010-05-29 | 0 | 0
|  |  |  | 2010-05-30 | 0 | 0
|  |  |  | 2010-05-31 | 0 | 0
|  |  |  | 2010-06-01 | 0 | 0
|  |  |  | 2010-06-02 | 0 | 0
|  |  |  | 2010-06-03 | 0 | 0
|  |  |  | 2010-06-04 | 0 | 0
|  |  |  | 2010-06-05 | 0 | 0
|  |  |  | 2010-06-06 | 0 | 0
|  |  |  | 2010-06-07 | 0 | 0
|  |  |  | 2010-06-08 | 0 | 0
|  |  |  | 2010-06-09 | 0 | 0
|  |  |  | 2010-06-10 | 0 | 0
|  |  |  | 2010-06-11 | 0 | 0
|  |  |  | 2010-06-12 | 0 | 0
|  |  |  | 2010-06-13 | 0 | 0
|  |  |  | 2010-06-14 | 1.75 | 1.75
|  |  |  | 2010-06-15 | 0.1 | 0.1
|  |  |  | 2010-06-16 | 0 | 0
|  |  |  | 2010-06-17 | 0 | 0
|  |  |  | 2010-06-18 | 0 | 0
|  |  |  | 2010-06-19 | 0 | 0
|  |  |  | 2010-06-20 | 0 | 0
|  |  |  | 2010-06-21 | 0 | 0
|  |  |  | 2010-06-22 | 0 | 0
|  |  |  | 2010-06-23 | 0 | 0
|  |  |  | 2010-06-24 | 0 | 0
|  |  |  | 2010-06-25 | 0 | 0
|  |  |  | 2010-06-26 | 0 | 0
|  |  |  | 2010-06-27 | 0.48 | 0.48
|  |  |  | 2010-06-28 | 0.84 | 0.84
|  |  |  | 2010-06-29 | 0.3 | 0.3
|  |  |  | 2010-06-30 | 0 | 0
|  |  |  | 2010-07-01 | 0 | 0
|  |  |  | 2010-07-02 | 0.28 | 0.28
|  |  |  | 2010-07-03 | 0.05 | 0.05
|  |  |  | 2010-07-04 | 0.28 | 0.28
|  |  |  | 2010-07-05 | 0.03 | 0.03
|  |  |  | 2010-07-06 | 0 | 0
|  |  |  | 2010-07-07 | 0 | 0
|  |  |  | 2010-07-08 | 0 | 0
|  |  |  | 2010-07-09 | 2.03 | 2.03
|  |  |  | 2010-07-10 | 0.26 | 0.26
|  |  |  | 2010-07-11 | 0 | 0
|  |  |  | 2010-07-12 | 0 | 0
|  |  |  | 2010-07-13 | 0 | 0
|  |  |  | 2010-07-14 | 0 | 0
|  |  |  | 2010-07-15 | 0 | 0
|  |  |  | 2010-07-16 | 0 | 0
|  |  |  | 2010-07-17 | 0 | 0
|  |  |  | 2010-07-18 | 0 | 0
|  |  |  | 2010-07-19 | 0 | 0
|  |  |  | 2010-07-20 | 0 | 0
|  |  |  | 2010-07-21 | 0 | 0
|  |  |  | 2010-07-22 | 0 | 0
|  |  |  | 2010-07-23 | 0 | 0
|  |  |  | 2010-07-24 | 0 | 0
|  |  |  | 2010-07-25 | 0 | 0
|  |  |  | 2010-07-26 | 0 | 0
|  |  |  | 2010-07-27 | 0.02 | 0.02
|  |  |  | 2010-07-28 | 0.12 | 0.12
|  |  |  | 2010-07-29 | 0 | 0
|  |  |  | 2010-07-30 | 0 | 0
|  |  |  | 2010-07-31 | 0 | 0
|  |  |  | 2010-08-01 | 0 | 0
|  |  |  | 2010-08-02 | 0 | 0
|  |  |  | 2010-08-03 | 0 | 0
|  |  |  | 2010-08-04 | 0 | 0
|  |  |  | 2010-08-05 | 0 | 0
|  |  |  | 2010-08-06 | 0.03 | 0.03
|  |  |  | 2010-08-07 | 0 | 0
|  |  |  | 2010-08-08 | 0 | 0
|  |  |  | 2010-08-09 | 0.02 | 0.02
|  |  |  | 2010-08-10 | 0 | 0
|  |  |  | 2010-08-11 | 0 | 0
|  |  |  | 2010-08-12 | 0 | 0
|  |  |  | 2010-08-13 | 0 | 0
|  |  |  | 2010-08-14 | 0 | 0
|  |  |  | 2010-08-15 | 0.07 | 0.07
|  |  |  | 2010-08-16 | 0 | 0
|  |  |  | 2010-08-17 | 0.6 | 0.6
|  |  |  | 2010-08-18 | 0.74 | 0.74
|  |  |  | 2010-08-19 | 0 | 0
|  |  |  | 2010-08-20 | 0 | 0
|  |  |  | 2010-08-21 | 0 | 0
|  |  |  | 2010-08-22 | 0 | 0
|  |  |  | 2010-08-23 | 0 | 0
|  |  |  | 2010-08-24 | 0 | 0
|  |  |  | 2010-08-25 | 0.08 | 0.08
|  |  |  | 2010-08-26 | 0 | 0
|  |  |  | 2010-08-27 | 0 | 0
|  |  |  | 2010-08-28 | 0 | 0
|  |  |  | 2010-08-29 | 0 | 0
|  |  |  | 2010-08-30 | 0.06 | 0.06
|  |  |  | 2010-08-31 | 0.39 | 0.39
|  |  |  | 2010-09-01 | 0.69 | 0.69
|  |  |  | 2010-09-02 | 0.25 | 0.25
|  |  |  | 2010-09-03 | 0 | 0
|  |  |  | 2010-09-04 | 0 | 0
|  |  |  | 2010-09-05 | 0 | 0
|  |  |  | 2010-09-06 | 0 | 0
|  |  |  | 2010-09-07 | 0.05 | 0.05
|  |  |  | 2010-09-08 | 2.11 | 2.11
|  |  |  | 2010-09-09 | 0 | 0
|  |  |  | 2010-09-10 | 0 | 0
|  |  |  | 2010-09-11 | 0 | 0
|  |  |  | 2010-09-12 | 0.41 | 0.41
|  |  |  | 2010-09-13 | 0.69 | 0.69
|  |  |  | 2010-09-14 | 0 | 0
|  |  |  | 2010-09-15 | 0 | 0
|  |  |  | 2010-09-16 | 0 | 0
|  |  |  | 2010-09-17 | 0 | 0
|  |  |  | 2010-09-18 | 0 | 0
|  |  |  | 2010-09-19 | 0 | 0
|  |  |  | 2010-09-20 | 0 | 0
|  |  |  | 2010-09-21 | 0 | 0
|  |  |  | 2010-09-22 | 0 | 0
|  |  |  | 2010-09-23 | 0.05 | 0.05
|  |  |  | 2010-09-24 | 1.16 | 1.16
|  |  |  | 2010-09-25 | 0 | 0
|  |  |  | 2010-09-26 | 0 | 0
|  |  |  | 2010-09-27 | 0 | 0
|  |  |  | 2010-09-28 | 0 | 0
|  |  |  | 2010-09-29 | 0 | 0
|  |  |  | 2010-09-30 | 0 | 0
|  |  |  | 2010-10-01 | 0 | 0
|  |  |  | 2010-10-02 | 0 | 0
|  |  |  | 2010-10-03 | 0 | 0
|  |  |  | 2010-10-04 | 0 | 0
|  |  |  | 2010-10-05 | 0 | 0
|  |  |  | 2010-10-06 | 0 | 0
|  |  |  | 2010-10-07 | 0 | 0
|  |  |  | 2010-10-08 | 0 | 0
|  |  |  | 2010-10-09 | 0 | 0
|  |  |  | 2010-10-10 | 0.19 | 0.19
|  |  |  | 2010-10-11 | 0 | 0
|  |  |  | 2010-10-12 | 0 | 0
|  |  |  | 2010-10-13 | 0 | 0
|  |  |  | 2010-10-14 | 0 | 0
|  |  |  | 2010-10-15 | 0 | 0
|  |  |  | 2010-10-16 | 0 | 0
|  |  |  | 2010-10-17 | 0 | 0
|  |  |  | 2010-10-18 | 0 | 0
|  |  |  | 2010-10-19 | 0 | 0
|  |  |  | 2010-10-20 | 0 | 0
|  |  |  | 2010-10-21 | 0 | 0
|  |  |  | 2010-10-22 | 0.31 | 0.31
|  |  |  | 2010-10-23 | 1.01 | 1.01
|  |  |  | 2010-10-24 | 0 | 0
|  |  |  | 2010-10-25 | 0 | 0
|  |  |  | 2010-10-26 | 0 | 0
|  |  |  | 2010-10-27 | 0 | 0
|  |  |  | 2010-10-28 | 0 | 0
|  |  |  | 2010-10-29 | 0 | 0
|  |  |  | 2010-10-30 | 0 | 0
|  |  |  | 2010-10-31 | 0 | 0
|  |  |  | 2010-11-01 | 0 | 0
|  |  |  | 2010-11-02 | 0 | 0
|  |  |  | 2010-11-03 | 0 | 0
|  |  |  | 2010-11-04 | 0 | 0
|  |  |  | 2010-11-05 | 0 | 0
|  |  |  | 2010-11-06 | 0 | 0
|  |  |  | 2010-11-07 | 0 | 0
|  |  |  | 2010-11-08 | 0 | 0
|  |  |  | 2010-11-09 | 0 | 0
|  |  |  | 2010-11-10 | 0 | 0
|  |  |  | 2010-11-11 | 0 | 0
|  |  |  | 2010-11-12 | 0.08 | 0.08
|  |  |  | 2010-11-13 | 0 | 0
|  |  |  | 2010-11-14 | 0 | 0
|  |  |  | 2010-11-15 | 0.1 | 0.1
|  |  |  | 2010-11-16 | 0 | 0
|  |  |  | 2010-11-17 | 0 | 0
|  |  |  | 2010-11-18 | 0 | 0
|  |  |  | 2010-11-19 | 0 | 0
|  |  |  | 2010-11-20 | 0 | 0
|  |  |  | 2010-11-21 | 0 | 0
|  |  |  | 2010-11-22 | 0 | 0
|  |  |  | 2010-11-23 | 0 | 0
|  |  |  | 2010-11-24 | 0 | 0
|  |  |  | 2010-11-25 | 0.05 | 0.05
|  |  |  | 2010-11-26 | 0 | 0
|  |  |  | 2010-11-27 | 0 | 0
|  |  |  | 2010-11-28 | 0 | 0
|  |  |  | 2010-11-29 | 0 | 0
|  |  |  | 2010-11-30 | 0 | 0
|  |  |  | 2010-12-01 | 0 | 0
|  |  |  | 2010-12-02 | 0 | 0
|  |  |  | 2010-12-03 | 0 | 0
|  |  |  | 2010-12-04 | 0 | 0
|  |  |  | 2010-12-05 | 0 | 0
|  |  |  | 2010-12-06 | 0 | 0
|  |  |  | 2010-12-07 | 0 | 0
|  |  |  | 2010-12-08 | 0 | 0
|  |  |  | 2010-12-09 | 0 | 0
|  |  |  | 2010-12-10 | 0 | 0
|  |  |  | 2010-12-11 | 0 | 0
|  |  |  | 2010-12-12 | 0 | 0
|  |  |  | 2010-12-13 | 0 | 0
|  |  |  | 2010-12-14 | 0 | 0
|  |  |  | 2010-12-15 | 0 | 0
|  |  |  | 2010-12-16 | 0 | 0
|  |  |  | 2010-12-17 | 0 | 0
|  |  |  | 2010-12-18 | 0 | 0
|  |  |  | 2010-12-19 | 0 | 0
|  |  |  | 2010-12-20 | 0 | 0
|  |  |  | 2010-12-21 | 0 | 0
|  |  |  | 2010-12-22 | 0 | 0
|  |  |  | 2010-12-23 | 0 | 0
|  |  |  | 2010-12-24 | 0.13 | 0.13
|  |  |  | 2010-12-25 | 0 | 0
|  |  |  | 2010-12-26 | 0 | 0
|  |  |  | 2010-12-27 | 0 | 0
|  |  |  | 2010-12-28 | 0 | 0
|  |  |  | 2010-12-29 | 0 | 0
|  |  |  | 2010-12-30 | 0 | 0
|  |  |  | 2010-12-31 | 0 | 0
|  |  |  | 2011-01-01 | 0 | 0
|  |  |  | 2011-01-02 | 0 | 0
|  |  |  | 2011-01-03 | 0 | 0
|  |  |  | 2011-01-04 | 0 | 0
|  |  |  | 2011-01-05 | 0 | 0
|  |  |  | 2011-01-06 | 0 | 0
|  |  |  | 2011-01-07 | 0 | 0
|  |  |  | 2011-01-08 | 0.01 | 0.01
|  |  |  | 2011-01-09 | 0.05 | 0.05
|  |  |  | 2011-01-10 | 0.01 | 0.01
|  |  |  | 2011-01-11 | 0 | 0
|  |  |  | 2011-01-12 | 0 | 0
|  |  |  | 2011-01-13 | 0 | 0
|  |  |  | 2011-01-14 | 0 | 0
|  |  |  | 2011-01-15 | 0 | 0
|  |  |  | 2011-01-16 | 0 | 0
|  |  |  | 2011-01-17 | 0 | 0
|  |  |  | 2011-01-18 | 0 | 0
|  |  |  | 2011-01-19 | 0 | 0
|  |  |  | 2011-01-20 | 0.01 | 0.01
|  |  |  | 2011-01-21 | 0 | 0
|  |  |  | 2011-01-22 | 0 | 0
|  |  |  | 2011-01-23 | 0 | 0
|  |  |  | 2011-01-24 | 0 | 0
|  |  |  | 2011-01-25 | 0 | 0
|  |  |  | 2011-01-26 | 0 | 0
|  |  |  | 2011-01-27 | 0 | 0
|  |  |  | 2011-01-28 | 0 | 0
|  |  |  | 2011-01-29 | 0 | 0
|  |  |  | 2011-01-30 | 0 | 0
|  |  |  | 2011-01-31 | 0.17 | 0.17
|  |  |  | 2011-02-01 | 0.17 | 0.17
|  |  |  | 2011-02-02 | 0 | 0
|  |  |  | 2011-02-03 | 0 | 0
|  |  |  | 2011-02-04 | 0 | 0
|  |  |  | 2011-02-05 | 0 | 0
|  |  |  | 2011-02-06 | 0.1 | 0.1
|  |  |  | 2011-02-07 | 0 | 0
|  |  |  | 2011-02-08 | 0 | 0
|  |  |  | 2011-02-09 | 0.1 | 0.1
|  |  |  | 2011-02-10 | 0 | 0
|  |  |  | 2011-02-11 | 0 | 0
|  |  |  | 2011-02-12 | 0 | 0
|  |  |  | 2011-02-13 | 0 | 0
|  |  |  | 2011-02-14 | 0 | 0
|  |  |  | 2011-02-15 | 0 | 0
|  |  |  | 2011-02-16 | 0 | 0
|  |  |  | 2011-02-17 | 0 | 0
|  |  |  | 2011-02-18 | 0 | 0
|  |  |  | 2011-02-19 | 0 | 0
|  |  |  | 2011-02-20 | 0 | 0
|  |  |  | 2011-02-21 | 0 | 0
|  |  |  | 2011-02-22 | 0 | 0
|  |  |  | 2011-02-23 | 0 | 0
|  |  |  | 2011-02-24 | 0.02 | 0.02
|  |  |  | 2011-02-25 | 0 | 0
|  |  |  | 2011-02-26 | 0 | 0
|  |  |  | 2011-02-27 | 0 | 0
|  |  |  | 2011-02-28 | 0 | 0
|  |  |  | 2011-03-01 | 0 | 0
|  |  |  | 2011-03-02 | 0 | 0
|  |  |  | 2011-03-03 | 0 | 0
|  |  |  | 2011-03-04 | 0 | 0
|  |  |  | 2011-03-05 | 0 | 0
|  |  |  | 2011-03-06 | 0 | 0
|  |  |  | 2011-03-07 | 0 | 0
|  |  |  | 2011-03-08 | 0 | 0
|  |  |  | 2011-03-09 | 0 | 0
|  |  |  | 2011-03-10 | 0 | 0
|  |  |  | 2011-03-11 | 0 | 0
|  |  |  | 2011-03-12 | 0 | 0
|  |  |  | 2011-03-13 | 0 | 0
|  |  |  | 2011-03-14 | 0 | 0
|  |  |  | 2011-03-15 | 0 | 0
|  |  |  | 2011-03-16 | 0 | 0
|  |  |  | 2011-03-17 | 0 | 0
|  |  |  | 2011-03-18 | 0 | 0
|  |  |  | 2011-03-19 | 0 | 0
|  |  |  | 2011-03-20 | 0 | 0
|  |  |  | 2011-03-21 | 0 | 0
|  |  |  | 2011-03-22 | 0 | 0
|  |  |  | 2011-03-23 | 0 | 0
|  |  |  | 2011-03-24 | 0 | 0
|  |  |  | 2011-03-25 | 0 | 0
|  |  |  | 2011-03-26 | 0 | 0
|  |  |  | 2011-03-27 | 0 | 0
|  |  |  | 2011-03-28 | 0 | 0
|  |  |  | 2011-03-29 | 0.06 | 0.06
|  |  |  | 2011-03-30 | 0 | 0
|  |  |  | 2011-03-31 | 0 | 0
|  |  |  | 2011-04-01 | 0 | 0
|  |  |  | 2011-04-02 | 0 | 0
|  |  |  | 2011-04-03 | 0 | 0
|  |  |  | 2011-04-04 | 0 | 0
|  |  |  | 2011-04-05 | 0 | 0
|  |  |  | 2011-04-06 | 0 | 0
|  |  |  | 2011-04-07 | 0 | 0
|  |  |  | 2011-04-08 | 0 | 0
|  |  |  | 2011-04-09 | 0 | 0
|  |  |  | 2011-04-10 | 0.09 | 0.09
|  |  |  | 2011-04-11 | 0 | 0
|  |  |  | 2011-04-12 | 0 | 0
|  |  |  | 2011-04-13 | 0 | 0
|  |  |  | 2011-04-14 | 0 | 0
|  |  |  | 2011-04-15 | 0 | 0
|  |  |  | 2011-04-16 | 0 | 0
|  |  |  | 2011-04-17 | 0 | 0
|  |  |  | 2011-04-18 | 0 | 0
|  |  |  | 2011-04-19 | 0 | 0
|  |  |  | 2011-04-20 | 0 | 0
|  |  |  | 2011-04-21 | 0.02 | 0.02
|  |  |  | 2011-04-22 | 0.05 | 0.05
|  |  |  | 2011-04-23 | 0.18 | 0.18
|  |  |  | 2011-04-24 | 0.01 | 0.01
|  |  |  | 2011-04-25 | 0 | 0
|  |  |  | 2011-04-26 | 0 | 0
|  |  |  | 2011-04-27 | 0 | 0
|  |  |  | 2011-04-28 | 0 | 0
|  |  |  | 2011-04-29 | 0 | 0
|  |  |  | 2011-04-30 | 0 | 0
|  |  |  | 2011-05-01 | 0.85 | 0.85
|  |  |  | 2011-05-02 | 0.02 | 0.02
|  |  |  | 2011-05-03 | 0 | 0
|  |  |  | 2011-05-04 | 0 | 0
|  |  |  | 2011-05-05 | 0 | 0
|  |  |  | 2011-05-06 | 0 | 0
|  |  |  | 2011-05-07 | 0 | 0
|  |  |  | 2011-05-08 | 0 | 0
|  |  |  | 2011-05-09 | 0 | 0
|  |  |  | 2011-05-10 | 0 | 0
|  |  |  | 2011-05-11 | 0.03 | 0.03
|  |  |  | 2011-05-12 | 0 | 0
|  |  |  | 2011-05-13 | 0 | 0
|  |  |  | 2011-05-14 | 0 | 0
|  |  |  | 2011-05-15 | 0 | 0
|  |  |  | 2011-05-16 | 0 | 0
|  |  |  | 2011-05-17 | 0 | 0
|  |  |  | 2011-05-18 | 0 | 0
|  |  |  | 2011-05-19 | 0 | 0
|  |  |  | 2011-05-20 | 1.25 | 1.25
|  |  |  | 2011-05-21 | 0 | 0
|  |  |  | 2011-05-22 | 0 | 0
|  |  |  | 2011-05-23 | 0 | 0
|  |  |  | 2011-05-24 | 0.14 | 0.14
|  |  |  | 2011-05-25 | 0 | 0
|  |  |  | 2011-05-26 | 0 | 0
|  |  |  | 2011-05-27 | 0 | 0
|  |  |  | 2011-05-28 | 0 | 0
|  |  |  | 2011-05-29 | 0 | 0
|  |  |  | 2011-05-30 | 0 | 0
|  |  |  | 2011-05-31 | 0 | 0
|  |  |  | 2011-06-01 | 0 | 0
|  |  |  | 2011-06-02 | 0 | 0
|  |  |  | 2011-06-03 | 0 | 0
|  |  |  | 2011-06-04 | 0 | 0
|  |  |  | 2011-06-05 | 0 | 0
|  |  |  | 2011-06-06 | 0 | 0
|  |  |  | 2011-06-07 | 0 | 0
|  |  |  | 2011-06-08 | 0 | 0
|  |  |  | 2011-06-09 | 0 | 0
|  |  |  | 2011-06-10 | 0 | 0
|  |  |  | 2011-06-11 | 0 | 0
|  |  |  | 2011-06-12 | 0 | 0
|  |  |  | 2011-06-13 | 0 | 0
|  |  |  | 2011-06-14 | 0.02 | 0.02
|  |  |  | 2011-06-15 | 0 | 0
|  |  |  | 2011-06-16 | 0 | 0
|  |  |  | 2011-06-17 | 0 | 0
|  |  |  | 2011-06-18 | 0 | 0
|  |  |  | 2011-06-19 | 0 | 0
|  |  |  | 2011-06-20 | 0 | 0
|  |  |  | 2011-06-21 | 0 | 0
|  |  |  | 2011-06-22 | 0 | 0
|  |  |  | 2011-06-23 | 0 | 0
|  |  |  | 2011-06-24 | 0 | 0
|  |  |  | 2011-06-25 | 0 | 0
|  |  |  | 2011-06-26 | 0 | 0
|  |  |  | 2011-06-27 | 0 | 0
|  |  |  | 2011-06-28 | 0 | 0
|  |  |  | 2011-06-29 | 0 | 0
|  |  |  | 2011-06-30 | 0 | 0
|  |  |  | 2011-07-01 | 0 | 0
|  |  |  | 2011-07-02 | 0 | 0
|  |  |  | 2011-07-03 | 0 | 0
|  |  |  | 2011-07-04 | 0 | 0
|  |  |  | 2011-07-05 | 0 | 0
|  |  |  | 2011-07-06 | 0 | 0
|  |  |  | 2011-07-07 | 0 | 0
|  |  |  | 2011-07-08 | 0 | 0
|  |  |  | 2011-07-09 | 0 | 0
|  |  |  | 2011-07-10 | 0 | 0
|  |  |  | 2011-07-11 | 0 | 0
|  |  |  | 2011-07-12 | 0 | 0
|  |  |  | 2011-07-13 | 0 | 0
|  |  |  | 2011-07-14 | 0 | 0
|  |  |  | 2011-07-15 | 0 | 0
|  |  |  | 2011-07-16 | 0 | 0
|  |  |  | 2011-07-17 | 0 | 0
|  |  |  | 2011-07-18 | 0 | 0
|  |  |  | 2011-07-19 | 0 | 0
|  |  |  | 2011-07-20 | 0 | 0
|  |  |  | 2011-07-21 | 0 | 0
|  |  |  | 2011-07-22 | 0 | 0
|  |  |  | 2011-07-23 | 0 | 0
|  |  |  | 2011-07-24 | 0 | 0
|  |  |  | 2011-07-25 | 0 | 0
|  |  |  | 2011-07-26 | 0 | 0
|  |  |  | 2011-07-27 | 0 | 0
|  |  |  | 2011-07-28 | 0 | 0
|  |  |  | 2011-07-29 | 0 | 0
|  |  |  | 2011-07-30 | 0 | 0
|  |  |  | 2011-07-31 | 0 | 0
|  |  |  | 2011-08-01 | 0 | 0
|  |  |  | 2011-08-02 | 0 | 0
|  |  |  | 2011-08-03 | 0 | 0
|  |  |  | 2011-08-04 | 0 | 0
|  |  |  | 2011-08-05 | 0 | 0
|  |  |  | 2011-08-06 | 0 | 0
|  |  |  | 2011-08-07 | 0 | 0
|  |  |  | 2011-08-08 | 0 | 0
|  |  |  | 2011-08-09 | 0.04 | 0.04
|  |  |  | 2011-08-10 | 0 | 0
|  |  |  | 2011-08-11 | 0 | 0
|  |  |  | 2011-08-12 | 0.13 | 0.13
|  |  |  | 2011-08-13 | 0.22 | 0.22
|  |  |  | 2011-08-14 | 0 | 0
|  |  |  | 2011-08-15 | 0.18 | 0.18
|  |  |  | 2011-08-16 | 0 | 0
|  |  |  | 2011-08-17 | 0 | 0
|  |  |  | 2011-08-18 | 0 | 0
|  |  |  | 2011-08-19 | 0 | 0
|  |  |  | 2011-08-20 | 0 | 0
|  |  |  | 2011-08-21 | 0 | 0
|  |  |  | 2011-08-22 | 0 | 0
|  |  |  | 2011-08-23 | 0 | 0
|  |  |  | 2011-08-24 | 0 | 0
|  |  |  | 2011-08-25 | 0 | 0
|  |  |  | 2011-08-26 | 0 | 0
|  |  |  | 2011-08-27 | 0 | 0
|  |  |  | 2011-08-28 | 0 | 0
|  |  |  | 2011-08-29 | 0 | 0
|  |  |  | 2011-08-30 | 0 | 0
|  |  |  | 2011-08-31 | 0 | 0
|  |  |  | 2011-09-01 | 0 | 0
|  |  |  | 2011-09-02 | 0 | 0
|  |  |  | 2011-09-03 | 0 | 0
|  |  |  | 2011-09-04 | 0 | 0
|  |  |  | 2011-09-05 | 0 | 0
|  |  |  | 2011-09-06 | 0 | 0
|  |  |  | 2011-09-07 | 0 | 0
|  |  |  | 2011-09-08 | 0 | 0
|  |  |  | 2011-09-09 | 0 | 0
|  |  |  | 2011-09-10 | 0 | 0
|  |  |  | 2011-09-11 | 0 | 0
|  |  |  | 2011-09-12 | 0 | 0
|  |  |  | 2011-09-13 | 0.23 | 0.23
|  |  |  | 2011-09-14 | 0.02 | 0.02
|  |  |  | 2011-09-15 | 0 | 0
|  |  |  | 2011-09-16 | 0.58 | 0.58
|  |  |  | 2011-09-17 | 0.46 | 0.46
|  |  |  | 2011-09-18 | 0.05 | 0.05
|  |  |  | 2011-09-19 | 0 | 0
|  |  |  | 2011-09-20 | 0 | 0
|  |  |  | 2011-09-21 | 0 | 0
|  |  |  | 2011-09-22 | 0.22 | 0.22
|  |  |  | 2011-09-23 | 0 | 0
|  |  |  | 2011-09-24 | 0 | 0
|  |  |  | 2011-09-25 | 0 | 0
|  |  |  | 2011-09-26 | 0 | 0
|  |  |  | 2011-09-27 | 0 | 0
|  |  |  | 2011-09-28 | 0 | 0
|  |  |  | 2011-09-29 | 0 | 0
|  |  |  | 2011-09-30 | 0 | 0
|  |  |  | 2011-10-01 | 0 | 0
|  |  |  | 2011-10-02 | 0 | 0
|  |  |  | 2011-10-03 | 0 | 0
|  |  |  | 2011-10-04 | 0 | 0
|  |  |  | 2011-10-05 | 0.22 | 0.22
|  |  |  | 2011-10-06 | 0 | 0
|  |  |  | 2011-10-07 | 0 | 0
|  |  |  | 2011-10-08 | 3.26 | 3.26
|  |  |  | 2011-10-09 | 0.47 | 0.47
|  |  |  | 2011-10-10 | 0 | 0
|  |  |  | 2011-10-11 | 0 | 0
|  |  |  | 2011-10-12 | 0.33 | 0.33
|  |  |  | 2011-10-13 | 0 | 0
|  |  |  | 2011-10-14 | 0 | 0
|  |  |  | 2011-10-15 | 0 | 0
|  |  |  | 2011-10-16 | 0 | 0
|  |  |  | 2011-10-17 | 0 | 0
|  |  |  | 2011-10-18 | 0 | 0
|  |  |  | 2011-10-19 | 0 | 0
|  |  |  | 2011-10-20 | 0 | 0
|  |  |  | 2011-10-21 | 0 | 0
|  |  |  | 2011-10-22 | 0 | 0
|  |  |  | 2011-10-23 | 0 | 0
|  |  |  | 2011-10-24 | 0 | 0
|  |  |  | 2011-10-25 | 0 | 0
|  |  |  | 2011-10-26 | 0.03 | 0.03
|  |  |  | 2011-10-27 | 0.71 | 0.71
|  |  |  | 2011-10-28 | 0 | 0
|  |  |  | 2011-10-29 | 0 | 0
|  |  |  | 2011-10-30 | 0 | 0
|  |  |  | 2011-10-31 | 0 | 0
|  |  |  | 2011-11-01 | 0 | 0
|  |  |  | 2011-11-02 | 0 | 0
|  |  |  | 2011-11-03 | 0 | 0
|  |  |  | 2011-11-04 | 0 | 0
|  |  |  | 2011-11-05 | 0 | 0
|  |  |  | 2011-11-06 | 0 | 0
|  |  |  | 2011-11-07 | 0.05 | 0.05
|  |  |  | 2011-11-08 | 0.44 | 0.44
|  |  |  | 2011-11-09 | 0 | 0
|  |  |  | 2011-11-10 | 0 | 0
|  |  |  | 2011-11-11 | 0 | 0
|  |  |  | 2011-11-12 | 0 | 0
|  |  |  | 2011-11-13 | 0 | 0
|  |  |  | 2011-11-14 | 0 | 0
|  |  |  | 2011-11-15 | 0 | 0
|  |  |  | 2011-11-16 | 0 | 0
|  |  |  | 2011-11-17 | 0 | 0
|  |  |  | 2011-11-18 | 0 | 0
|  |  |  | 2011-11-19 | 0 | 0
|  |  |  | 2011-11-20 | 0.1 | 0.1
|  |  |  | 2011-11-21 | 0.36 | 0.36
|  |  |  | 2011-11-22 | 0 | 0
|  |  |  | 2011-11-23 | 0 | 0
|  |  |  | 2011-11-24 | 0 | 0
|  |  |  | 2011-11-25 | 0.03 | 0.03
|  |  |  | 2011-11-26 | 0.03 | 0.03
|  |  |  | 2011-11-27 | 0 | 0
|  |  |  | 2011-11-28 | 0 | 0
|  |  |  | 2011-11-29 | 0 | 0
|  |  |  | 2011-11-30 | 0 | 0
|  |  |  | 2011-12-01 | 0 | 0
|  |  |  | 2011-12-02 | 0.15 | 0.15
|  |  |  | 2011-12-03 | 0.79 | 0.79
|  |  |  | 2011-12-04 | 0.01 | 0.01
|  |  |  | 2011-12-05 | 0.01 | 0.01
|  |  |  | 2011-12-06 | 0 | 0
|  |  |  | 2011-12-07 | 0 | 0
|  |  |  | 2011-12-08 | 0 | 0
|  |  |  | 2011-12-09 | 0 | 0
|  |  |  | 2011-12-10 | 0 | 0
|  |  |  | 2011-12-11 | 0.06 | 0.06
|  |  |  | 2011-12-12 | 0.04 | 0.04
|  |  |  | 2011-12-13 | 0 | 0
|  |  |  | 2011-12-14 | 0.13 | 0.13
|  |  |  | 2011-12-15 | 0 | 0
|  |  |  | 2011-12-16 | 0 | 0
|  |  |  | 2011-12-17 | 0 | 0
|  |  |  | 2011-12-18 | 0.01 | 0.01
|  |  |  | 2011-12-19 | 0.19 | 0.19
|  |  |  | 2011-12-20 | 0 | 0
|  |  |  | 2011-12-21 | 0 | 0
|  |  |  | 2011-12-22 | 0 | 0
|  |  |  | 2011-12-23 | 0 | 0
|  |  |  | 2011-12-24 | 0 | 0
|  |  |  | 2011-12-25 | 0.06 | 0.06
|  |  |  | 2011-12-26 | 0 | 0
|  |  |  | 2011-12-27 | 0 | 0
|  |  |  | 2011-12-28 | 0 | 0
|  |  |  | 2011-12-29 | 0 | 0
|  |  |  | 2011-12-30 | 0 | 0
|  |  |  | 2011-12-31 | 0 | 0
|  |  |  | 2012-01-01 | 0 | 0
|  |  |  | 2012-01-02 | 0 | 0
|  |  |  | 2012-01-03 | 0 | 0
|  |  |  | 2012-01-04 | 0 | 0
|  |  |  | 2012-01-05 | 0 | 0
|  |  |  | 2012-01-06 | 0 | 0
|  |  |  | 2012-01-07 | 0 | 0
|  |  |  | 2012-01-08 | 0 | 0
|  |  |  | 2012-01-09 | 0.19 | 0.19
|  |  |  | 2012-01-10 | 0.71 | 0.71
|  |  |  | 2012-01-11 | 0 | 0
|  |  |  | 2012-01-12 | 0 | 0
|  |  |  | 2012-01-13 | 0 | 0
|  |  |  | 2012-01-14 | 0 | 0
|  |  |  | 2012-01-15 | 0 | 0
|  |  |  | 2012-01-16 | 0 | 0
|  |  |  | 2012-01-17 | 0 | 0
|  |  |  | 2012-01-18 | 0 | 0
|  |  |  | 2012-01-19 | 0 | 0
|  |  |  | 2012-01-20 | 0 | 0
|  |  |  | 2012-01-21 | 0 | 0
|  |  |  | 2012-01-22 | 0 | 0
|  |  |  | 2012-01-23 | 0 | 0
|  |  |  | 2012-01-24 | 0.94 | 0.94
|  |  |  | 2012-01-25 | 0.4 | 0.4
|  |  |  | 2012-01-26 | 0 | 0
|  |  |  | 2012-01-27 | 0 | 0
|  |  |  | 2012-01-28 | 0 | 0
|  |  |  | 2012-01-29 | 0 | 0
|  |  |  | 2012-01-30 | 0 | 0
|  |  |  | 2012-01-31 | 0 | 0
|  |  |  | 2012-02-01 | 0 | 0
|  |  |  | 2012-02-02 | 0 | 0
|  |  |  | 2012-02-03 | 0.03 | 0.03
|  |  |  | 2012-02-04 | 0 | 0
|  |  |  | 2012-02-05 | 0 | 0
|  |  |  | 2012-02-06 | 0 | 0
|  |  |  | 2012-02-07 | 0 | 0
|  |  |  | 2012-02-08 | 0 | 0
|  |  |  | 2012-02-09 | 0.05 | 0.05
|  |  |  | 2012-02-10 | 0 | 0
|  |  |  | 2012-02-11 | 0 | 0
|  |  |  | 2012-02-12 | 0.19 | 0.19
|  |  |  | 2012-02-13 | 0.14 | 0.14
|  |  |  | 2012-02-14 | 0 | 0
|  |  |  | 2012-02-15 | 0 | 0
|  |  |  | 2012-02-16 | 0 | 0
|  |  |  | 2012-02-17 | 0 | 0
|  |  |  | 2012-02-18 | 0.19 | 0.19
|  |  |  | 2012-02-19 | 0 | 0
|  |  |  | 2012-02-20 | 0 | 0
|  |  |  | 2012-02-21 | 0 | 0
|  |  |  | 2012-02-22 | 0 | 0
|  |  |  | 2012-02-23 | 0 | 0
|  |  |  | 2012-02-24 | 0 | 0
|  |  |  | 2012-02-25 | 0 | 0
|  |  |  | 2012-02-26 | 0 | 0
|  |  |  | 2012-02-27 | 0 | 0
|  |  |  | 2012-02-28 | 0 | 0
|  |  |  | 2012-02-29 | 0 | 0
|  |  |  | 2012-03-01 | 0 | 0
|  |  |  | 2012-03-02 | 0 | 0
|  |  |  | 2012-03-03 | 0 | 0
|  |  |  | 2012-03-04 | 0 | 0
|  |  |  | 2012-03-05 | 0 | 0
|  |  |  | 2012-03-06 | 0 | 0
|  |  |  | 2012-03-07 | 0 | 0
|  |  |  | 2012-03-08 | 0.14 | 0.14
|  |  |  | 2012-03-09 | 0 | 0
|  |  |  | 2012-03-10 | 1.4 | 1.4
|  |  |  | 2012-03-11 | 0.28 | 0.28
|  |  |  | 2012-03-12 | 0 | 0
|  |  |  | 2012-03-13 | 0 | 0
|  |  |  | 2012-03-14 | 0 | 0
|  |  |  | 2012-03-15 | 0 | 0
|  |  |  | 2012-03-16 | 0 | 0
|  |  |  | 2012-03-17 | 0 | 0
|  |  |  | 2012-03-18 | 0 | 0
|  |  |  | 2012-03-19 | 1.4 | 1.4
|  |  |  | 2012-03-20 | 0.08 | 0.08
|  |  |  | 2012-03-21 | 0.01 | 0.01
|  |  |  | 2012-03-22 | 0.18 | 0.18
|  |  |  | 2012-03-23 | 0 | 0
|  |  |  | 2012-03-24 | 0 | 0
|  |  |  | 2012-03-25 | 0 | 0
|  |  |  | 2012-03-26 | 0 | 0
|  |  |  | 2012-03-27 | 0 | 0
|  |  |  | 2012-03-28 | 0 | 0
|  |  |  | 2012-03-29 | 0 | 0
|  |  |  | 2012-03-30 | 0 | 0
|  |  |  | 2012-03-31 | 0 | 0
|  |  |  | 2012-04-01 | 0 | 0
|  |  |  | 2012-04-02 | 0 | 0
|  |  |  | 2012-04-03 | 1.84 | 1.84
|  |  |  | 2012-04-04 | 0 | 0
|  |  |  | 2012-04-05 | 0 | 0
|  |  |  | 2012-04-06 | 0 | 0
|  |  |  | 2012-04-07 | 0 | 0
|  |  |  | 2012-04-08 | 0 | 0
|  |  |  | 2012-04-09 | 0.11 | 0.11
|  |  |  | 2012-04-10 | 0.01 | 0.01
|  |  |  | 2012-04-11 | 0 | 0
|  |  |  | 2012-04-12 | 0 | 0
|  |  |  | 2012-04-13 | 0.01 | 0.01
|  |  |  | 2012-04-14 | 0 | 0
|  |  |  | 2012-04-15 | 0.35 | 0.35
|  |  |  | 2012-04-16 | 0 | 0
|  |  |  | 2012-04-17 | 0 | 0
|  |  |  | 2012-04-18 | 0 | 0
|  |  |  | 2012-04-19 | 0 | 0
|  |  |  | 2012-04-20 | 0.08 | 0.08
|  |  |  | 2012-04-21 | 0 | 0
|  |  |  | 2012-04-22 | 0 | 0
|  |  |  | 2012-04-23 | 0 | 0
|  |  |  | 2012-04-24 | 0 | 0
|  |  |  | 2012-04-25 | 0 | 0
|  |  |  | 2012-04-26 | 0 | 0
|  |  |  | 2012-04-27 | 0 | 0
|  |  |  | 2012-04-28 | 0 | 0
|  |  |  | 2012-04-29 | 0 | 0
|  |  |  | 2012-04-30 | 0 | 0
|  |  |  | 2012-05-01 | 0 | 0
|  |  |  | 2012-05-02 | 0 | 0
|  |  |  | 2012-05-03 | 0 | 0
|  |  |  | 2012-05-04 | 0.01 | 0.01
|  |  |  | 2012-05-05 | 0 | 0
|  |  |  | 2012-05-06 | 0 | 0
|  |  |  | 2012-05-07 | 0.01 | 0.01
|  |  |  | 2012-05-08 | 0.07 | 0.07
|  |  |  | 2012-05-09 | 0 | 0
|  |  |  | 2012-05-10 | 0.01 | 0.01
|  |  |  | 2012-05-11 | 0.54 | 0.54
|  |  |  | 2012-05-12 | 0.03 | 0.03
|  |  |  | 2012-05-13 | 0 | 0
|  |  |  | 2012-05-14 | 0 | 0
|  |  |  | 2012-05-15 | 0 | 0
|  |  |  | 2012-05-16 | 0 | 0
|  |  |  | 2012-05-17 | 0 | 0
|  |  |  | 2012-05-18 | 0 | 0
|  |  |  | 2012-05-19 | 0 | 0
|  |  |  | 2012-05-20 | 0 | 0
|  |  |  | 2012-05-21 | 0.05 | 0.05
|  |  |  | 2012-05-22 | 0 | 0
|  |  |  | 2012-05-23 | 0 | 0
|  |  |  | 2012-05-24 | 0 | 0
|  |  |  | 2012-05-25 | 0 | 0
|  |  |  | 2012-05-26 | 0 | 0
|  |  |  | 2012-05-27 | 0 | 0
|  |  |  | 2012-05-28 | 0.27 | 0.27
|  |  |  | 2012-05-29 | 0 | 0
|  |  |  | 2012-05-30 | 0.06 | 0.06
|  |  |  | 2012-05-31 | 0 | 0
|  |  |  | 2012-06-01 | 0 | 0
|  |  |  | 2012-06-02 | 0 | 0
|  |  |  | 2012-06-03 | 0 | 0
|  |  |  | 2012-06-04 | 0 | 0
|  |  |  | 2012-06-05 | 0.01 | 0.01
|  |  |  | 2012-06-06 | 0.99 | 0.99
|  |  |  | 2012-06-07 | 0.03 | 0.03
|  |  |  | 2012-06-08 | 0 | 0
|  |  |  | 2012-06-09 | 0 | 0
|  |  |  | 2012-06-10 | 0 | 0
|  |  |  | 2012-06-11 | 0.35 | 0.35
|  |  |  | 2012-06-12 | 0.05 | 0.05
|  |  |  | 2012-06-13 | 0.74 | 0.74
|  |  |  | 2012-06-14 | 0.13 | 0.13
|  |  |  | 2012-06-15 | 0.11 | 0.11
|  |  |  | 2012-06-16 | 0.04 | 0.04
|  |  |  | 2012-06-17 | 0 | 0
|  |  |  | 2012-06-18 | 0 | 0
|  |  |  | 2012-06-19 | 0 | 0
|  |  |  | 2012-06-20 | 0 | 0
|  |  |  | 2012-06-21 | 0 | 0
|  |  |  | 2012-06-22 | 0 | 0
|  |  |  | 2012-06-23 | 0 | 0
|  |  |  | 2012-06-24 | 0 | 0
|  |  |  | 2012-06-25 | 0 | 0
|  |  |  | 2012-06-26 | 0 | 0
|  |  |  | 2012-06-27 | 0 | 0
|  |  |  | 2012-06-28 | 0 | 0
|  |  |  | 2012-06-29 | 0 | 0
|  |  |  | 2012-06-30 | 0 | 0
|  |  |  | 2012-07-01 | 0 | 0
|  |  |  | 2012-07-02 | 0 | 0
|  |  |  | 2012-07-03 | 0 | 0
|  |  |  | 2012-07-04 | 0 | 0
|  |  |  | 2012-07-05 | 0 | 0
|  |  |  | 2012-07-06 | 0 | 0
|  |  |  | 2012-07-07 | 0 | 0
|  |  |  | 2012-07-08 | 0 | 0
|  |  |  | 2012-07-09 | 0.3 | 0.3
|  |  |  | 2012-07-10 | 0.07 | 0.07
|  |  |  | 2012-07-11 | 0 | 0
|  |  |  | 2012-07-12 | 0 | 0
|  |  |  | 2012-07-13 | 0 | 0
|  |  |  | 2012-07-14 | 0 | 0
|  |  |  | 2012-07-15 | 0 | 0
|  |  |  | 2012-07-16 | 0 | 0
|  |  |  | 2012-07-17 | 0 | 0
|  |  |  | 2012-07-18 | 0 | 0
|  |  |  | 2012-07-19 | 0 | 0
|  |  |  | 2012-07-20 | 0 | 0
|  |  |  | 2012-07-21 | 0 | 0
|  |  |  | 2012-07-22 | 0 | 0
|  |  |  | 2012-07-23 | 0 | 0
|  |  |  | 2012-07-24 | 0 | 0
|  |  |  | 2012-07-25 | 0 | 0
|  |  |  | 2012-07-26 | 0 | 0
|  |  |  | 2012-07-27 | 0 | 0
|  |  |  | 2012-07-28 | 0 | 0
|  |  |  | 2012-07-29 | 0 | 0
|  |  |  | 2012-07-30 | 0 | 0
|  |  |  | 2012-07-31 | 0 | 0
|  |  |  | 2012-08-01 | 0 | 0
|  |  |  | 2012-08-02 | 0 | 0
|  |  |  | 2012-08-03 | 0 | 0
|  |  |  | 2012-08-04 | 0 | 0
|  |  |  | 2012-08-05 | 0 | 0
|  |  |  | 2012-08-06 | 0 | 0
|  |  |  | 2012-08-07 | 0 | 0
|  |  |  | 2012-08-08 | 0 | 0
|  |  |  | 2012-08-09 | 0 | 0
|  |  |  | 2012-08-10 | 0 | 0
|  |  |  | 2012-08-11 | 0 | 0
|  |  |  | 2012-08-12 | 0 | 0
|  |  |  | 2012-08-13 | 0 | 0
|  |  |  | 2012-08-14 | 1.57 | 1.57
|  |  |  | 2012-08-15 | 0 | 0
|  |  |  | 2012-08-16 | 0.54 | 0.54
|  |  |  | 2012-08-17 | 0 | 0
|  |  |  | 2012-08-18 | 0.35 | 0.35
|  |  |  | 2012-08-19 | 0 | 0
|  |  |  | 2012-08-20 | 0.01 | 0.01
|  |  |  | 2012-08-21 | 0.1 | 0.1
|  |  |  | 2012-08-22 | 0 | 0
|  |  |  | 2012-08-23 | 0 | 0
|  |  |  | 2012-08-24 | 0.1 | 0.1
|  |  |  | 2012-08-25 | 0 | 0
|  |  |  | 2012-08-26 | 0.01 | 0.01
|  |  |  | 2012-08-27 | 0 | 0
|  |  |  | 2012-08-28 | 0 | 0
|  |  |  | 2012-08-29 | 0 | 0
|  |  |  | 2012-08-30 | 0 | 0
|  |  |  | 2012-08-31 | 0 | 0
|  |  |  | 2012-09-01 | 0 | 0
|  |  |  | 2012-09-02 | 0 | 0
|  |  |  | 2012-09-03 | 0 | 0
|  |  |  | 2012-09-04 | 0 | 0
|  |  |  | 2012-09-05 | 0.14 | 0.14
|  |  |  | 2012-09-06 | 0.02 | 0.02
|  |  |  | 2012-09-07 | 0.2 | 0.2
|  |  |  | 2012-09-08 | 0 | 0
|  |  |  | 2012-09-09 | 0 | 0
|  |  |  | 2012-09-10 | 0 | 0
|  |  |  | 2012-09-11 | 0 | 0
|  |  |  | 2012-09-12 | 0 | 0
|  |  |  | 2012-09-13 | 1.01 | 1.01
|  |  |  | 2012-09-14 | 0 | 0
|  |  |  | 2012-09-15 | 0 | 0
|  |  |  | 2012-09-16 | 0.01 | 0.01
|  |  |  | 2012-09-17 | 0 | 0
|  |  |  | 2012-09-18 | 0 | 0
|  |  |  | 2012-09-19 | 0 | 0
|  |  |  | 2012-09-20 | 0 | 0
|  |  |  | 2012-09-21 | 0 | 0
|  |  |  | 2012-09-22 | 0 | 0
|  |  |  | 2012-09-23 | 0 | 0
|  |  |  | 2012-09-24 | 0 | 0
|  |  |  | 2012-09-25 | 0.41 | 0.41
|  |  |  | 2012-09-26 | 0.07 | 0.07
|  |  |  | 2012-09-27 | 0.15 | 0.15
|  |  |  | 2012-09-28 | 0.02 | 0.02
|  |  |  | 2012-09-29 | 1.11 | 1.11
|  |  |  | 2012-09-30 | 0.08 | 0.08
|  |  |  | 2012-10-01 | 0 | 0
|  |  |  | 2012-10-02 | 0 | 0
|  |  |  | 2012-10-03 | 0 | 0
|  |  |  | 2012-10-04 | 0 | 0
|  |  |  | 2012-10-05 | 0 | 0
|  |  |  | 2012-10-06 | 0 | 0
|  |  |  | 2012-10-07 | 0 | 0
|  |  |  | 2012-10-08 | 0 | 0
|  |  |  | 2012-10-09 | 0 | 0
|  |  |  | 2012-10-10 | 0 | 0
|  |  |  | 2012-10-11 | 0 | 0
|  |  |  | 2012-10-12 | 0 | 0
|  |  |  | 2012-10-13 | 0.39 | 0.39
|  |  |  | 2012-10-14 | 0 | 0
|  |  |  | 2012-10-15 | 0 | 0
|  |  |  | 2012-10-16 | 0 | 0
|  |  |  | 2012-10-17 | 0 | 0
|  |  |  | 2012-10-18 | 0 | 0
|  |  |  | 2012-10-19 | 0 | 0
|  |  |  | 2012-10-20 | 0 | 0
|  |  |  | 2012-10-21 | 0 | 0
|  |  |  | 2012-10-22 | 0.12 | 0.12
|  |  |  | 2012-10-23 | 0 | 0
|  |  |  | 2012-10-24 | 0 | 0
|  |  |  | 2012-10-25 | 0 | 0
|  |  |  | 2012-10-26 | 0 | 0
|  |  |  | 2012-10-27 | 0 | 0
|  |  |  | 2012-10-28 | 0 | 0
|  |  |  | 2012-10-29 | 0 | 0
|  |  |  | 2012-10-30 | 0 | 0
|  |  |  | 2012-10-31 | 0 | 0
|  |  |  | 2012-11-01 | 0 | 0
|  |  |  | 2012-11-02 | 0 | 0
|  |  |  | 2012-11-03 | 0 | 0
|  |  |  | 2012-11-04 | 0 | 0
|  |  |  | 2012-11-05 | 0 | 0
|  |  |  | 2012-11-06 | 0 | 0
|  |  |  | 2012-11-07 | 0 | 0
|  |  |  | 2012-11-08 | 0 | 0
|  |  |  | 2012-11-09 | 0 | 0
|  |  |  | 2012-11-10 | 0 | 0
|  |  |  | 2012-11-11 | 0.2 | 0.2
|  |  |  | 2012-11-12 | 0 | 0
|  |  |  | 2012-11-13 | 0 | 0
|  |  |  | 2012-11-14 | 0 | 0
|  |  |  | 2012-11-15 | 0 | 0
|  |  |  | 2012-11-16 | 0 | 0
|  |  |  | 2012-11-17 | 0 | 0
|  |  |  | 2012-11-18 | 0 | 0
|  |  |  | 2012-11-19 | 0 | 0
|  |  |  | 2012-11-20 | 0 | 0
|  |  |  | 2012-11-21 | 0 | 0
|  |  |  | 2012-11-22 | 0 | 0
|  |  |  | 2012-11-23 | 0 | 0
|  |  |  | 2012-11-24 | 0 | 0
|  |  |  | 2012-11-25 | 0 | 0
|  |  |  | 2012-11-26 | 0 | 0
|  |  |  | 2012-11-27 | 0 | 0
|  |  |  | 2012-11-28 | 0 | 0
|  |  |  | 2012-11-29 | 0 | 0
|  |  |  | 2012-11-30 | 0 | 0
|  |  |  | 2012-12-01 | 0 | 0
|  |  |  | 2012-12-02 | 0 | 0
|  |  |  | 2012-12-03 | 0 | 0
|  |  |  | 2012-12-04 | 0 | 0
|  |  |  | 2012-12-05 | 0 | 0
|  |  |  | 2012-12-06 | 0 | 0
|  |  |  | 2012-12-07 | 0 | 0
|  |  |  | 2012-12-08 | 0 | 0
|  |  |  | 2012-12-09 | 0 | 0
|  |  |  | 2012-12-10 | 0.06 | 0.06
|  |  |  | 2012-12-11 | 0 | 0
|  |  |  | 2012-12-12 | 0 | 0
|  |  |  | 2012-12-13 | 0 | 0
|  |  |  | 2012-12-14 | 0.18 | 0.18
|  |  |  | 2012-12-15 | 0 | 0
|  |  |  | 2012-12-16 | 0 | 0
|  |  |  | 2012-12-17 | 0 | 0
|  |  |  | 2012-12-18 | 0 | 0
|  |  |  | 2012-12-19 | 0 | 0
|  |  |  | 2012-12-20 | 0 | 0
|  |  |  | 2012-12-21 | 0 | 0
|  |  |  | 2012-12-22 | 0 | 0
|  |  |  | 2012-12-23 | 0 | 0
|  |  |  | 2012-12-24 | 0 | 0
|  |  |  | 2012-12-25 | 0.21 | 0.21
|  |  |  | 2012-12-26 | 0 | 0
|  |  |  | 2012-12-27 | 0 | 0
|  |  |  | 2012-12-28 | 0 | 0
|  |  |  | 2012-12-29 | 0 | 0
|  |  |  | 2012-12-30 | 0 | 0
|  |  |  | 2012-12-31 | 0.15 | 0.15
|  |  |  | 2013-01-01 | 0 | 0
|  |  |  | 2013-01-02 | 0 | 0
|  |  |  | 2013-01-03 | 0 | 0
|  |  |  | 2013-01-04 | 0 | 0
|  |  |  | 2013-01-05 | 0 | 0
|  |  |  | 2013-01-06 | 0 | 0
|  |  |  | 2013-01-07 | 0 | 0
|  |  |  | 2013-01-08 | 0.07 | 0.07
|  |  |  | 2013-01-09 | 0.24 | 0.24
|  |  |  | 2013-01-10 | 0.14 | 0.14
|  |  |  | 2013-01-11 | 0 | 0
|  |  |  | 2013-01-12 | 0 | 0
|  |  |  | 2013-01-13 | 0 | 0
|  |  |  | 2013-01-14 | 0 | 0
|  |  |  | 2013-01-15 | 0 | 0
|  |  |  | 2013-01-16 | 0 | 0
|  |  |  | 2013-01-17 | 0 | 0
|  |  |  | 2013-01-18 | 0 | 0
|  |  |  | 2013-01-19 | 0 | 0
|  |  |  | 2013-01-20 | 0 | 0
|  |  |  | 2013-01-21 | 0 | 0
|  |  |  | 2013-01-22 | 0 | 0
|  |  |  | 2013-01-23 | 0 | 0
|  |  |  | 2013-01-24 | 0 | 0
|  |  |  | 2013-01-25 | 0 | 0
|  |  |  | 2013-01-26 | 0 | 0
|  |  |  | 2013-01-27 | 0 | 0
|  |  |  | 2013-01-28 | 0 | 0
|  |  |  | 2013-01-29 | 0.19 | 0.19
|  |  |  | 2013-01-30 | 0 | 0
|  |  |  | 2013-01-31 | 0 | 0
|  |  |  | 2013-02-01 | 0 | 0
|  |  |  | 2013-02-02 | 0 | 0
|  |  |  | 2013-02-03 | 0 | 0
|  |  |  | 2013-02-04 | 0 | 0
|  |  |  | 2013-02-05 | 0 | 0
|  |  |  | 2013-02-06 | 0 | 0
|  |  |  | 2013-02-07 | 0 | 0
|  |  |  | 2013-02-08 | 0 | 0
|  |  |  | 2013-02-09 | 0.07 | 0.07
|  |  |  | 2013-02-10 | 0.01 | 0.01
|  |  |  | 2013-02-11 | 0 | 0
|  |  |  | 2013-02-12 | 0.92 | 0.92
|  |  |  | 2013-02-13 | 0 | 0
|  |  |  | 2013-02-14 | 0 | 0
|  |  |  | 2013-02-15 | 0 | 0
|  |  |  | 2013-02-16 | 0 | 0
|  |  |  | 2013-02-17 | 0 | 0
|  |  |  | 2013-02-18 | 0 | 0
|  |  |  | 2013-02-19 | 0 | 0
|  |  |  | 2013-02-20 | 0.49 | 0.49
|  |  |  | 2013-02-21 | 0.27 | 0.27
|  |  |  | 2013-02-22 | 0 | 0
|  |  |  | 2013-02-23 | 0 | 0
|  |  |  | 2013-02-24 | 0 | 0
|  |  |  | 2013-02-25 | 0.28 | 0.28
|  |  |  | 2013-02-26 | 0 | 0
|  |  |  | 2013-02-27 | 0 | 0
|  |  |  | 2013-02-28 | 0 | 0
|  |  |  | 2013-03-01 | 0 | 0
|  |  |  | 2013-03-02 | 0 | 0
|  |  |  | 2013-03-03 | 0 | 0
|  |  |  | 2013-03-04 | 0 | 0
|  |  |  | 2013-03-05 | 0 | 0
|  |  |  | 2013-03-06 | 0 | 0
|  |  |  | 2013-03-07 | 0 | 0
|  |  |  | 2013-03-08 | 0 | 0
|  |  |  | 2013-03-09 | 0.27 | 0.27
|  |  |  | 2013-03-10 | 0 | 0
|  |  |  | 2013-03-11 | 0 | 0
|  |  |  | 2013-03-12 | 0 | 0
|  |  |  | 2013-03-13 | 0 | 0
|  |  |  | 2013-03-14 | 0 | 0
|  |  |  | 2013-03-15 | 0 | 0
|  |  |  | 2013-03-16 | 0 | 0
|  |  |  | 2013-03-17 | 0 | 0
|  |  |  | 2013-03-18 | 0 | 0
|  |  |  | 2013-03-19 | 0 | 0
|  |  |  | 2013-03-20 | 0 | 0
|  |  |  | 2013-03-21 | 0 | 0
|  |  |  | 2013-03-22 | 0 | 0
|  |  |  | 2013-03-23 | 0.02 | 0.02
|  |  |  | 2013-03-24 | 0 | 0
|  |  |  | 2013-03-25 | 0 | 0
|  |  |  | 2013-03-26 | 0 | 0
|  |  |  | 2013-03-27 | 0 | 0
|  |  |  | 2013-03-28 | 0 | 0
|  |  |  | 2013-03-29 | 0.24 | 0.24
|  |  |  | 2013-03-30 | 0 | 0
|  |  |  | 2013-03-31 | 0 | 0
|  |  |  | 2013-04-01 | 0.01 | 0.01
|  |  |  | 2013-04-02 | 1.06 | 1.06
|  |  |  | 2013-04-03 | 0.23 | 0.23
|  |  |  | 2013-04-04 | 0 | 0
|  |  |  | 2013-04-05 | 0 | 0
|  |  |  | 2013-04-06 | 0 | 0
|  |  |  | 2013-04-07 | 0 | 0
|  |  |  | 2013-04-08 | 0 | 0
|  |  |  | 2013-04-09 | 0.03 | 0.03
|  |  |  | 2013-04-10 | 0.91 | 0.91
|  |  |  | 2013-04-11 | 0 | 0
|  |  |  | 2013-04-12 | 0 | 0
|  |  |  | 2013-04-13 | 0 | 0
|  |  |  | 2013-04-14 | 0 | 0
|  |  |  | 2013-04-15 | 0 | 0
|  |  |  | 2013-04-16 | 0 | 0
|  |  |  | 2013-04-17 | 0.18 | 0.18
|  |  |  | 2013-04-18 | 0.01 | 0.01
|  |  |  | 2013-04-19 | 0 | 0
|  |  |  | 2013-04-20 | 0 | 0
|  |  |  | 2013-04-21 | 0 | 0
|  |  |  | 2013-04-22 | 0 | 0
|  |  |  | 2013-04-23 | 0 | 0
|  |  |  | 2013-04-24 | 0 | 0
|  |  |  | 2013-04-25 | 0 | 0
|  |  |  | 2013-04-26 | 0 | 0
|  |  |  | 2013-04-27 | 0 | 0
|  |  |  | 2013-04-28 | 0 | 0
|  |  |  | 2013-04-29 | 0 | 0
|  |  |  | 2013-04-30 | 0 | 0
|  |  |  | 2013-05-01 | 0 | 0
|  |  |  | 2013-05-02 | 0.01 | 0.01
|  |  |  | 2013-05-03 | 0 | 0
|  |  |  | 2013-05-04 | 0 | 0
|  |  |  | 2013-05-05 | 0 | 0
|  |  |  | 2013-05-06 | 0 | 0
|  |  |  | 2013-05-07 | 0 | 0
|  |  |  | 2013-05-08 | 0 | 0
|  |  |  | 2013-05-09 | 0 | 0
|  |  |  | 2013-05-10 | 0 | 0
|  |  |  | 2013-05-11 | 0 | 0
|  |  |  | 2013-05-12 | 0 | 0
|  |  |  | 2013-05-13 | 0 | 0
|  |  |  | 2013-05-14 | 0 | 0
|  |  |  | 2013-05-15 | 0.02 | 0.02
|  |  |  | 2013-05-16 | 0.01 | 0.01
|  |  |  | 2013-05-17 | 0 | 0
|  |  |  | 2013-05-18 | 0 | 0
|  |  |  | 2013-05-19 | 0 | 0
|  |  |  | 2013-05-20 | 0.13 | 0.13
|  |  |  | 2013-05-21 | 1.34 | 1.34
|  |  |  | 2013-05-22 | 0 | 0
|  |  |  | 2013-05-23 | 0 | 0
|  |  |  | 2013-05-24 | 0 | 0
|  |  |  | 2013-05-25 | 0.11 | 0.11
|  |  |  | 2013-05-26 | 0 | 0
|  |  |  | 2013-05-27 | 0 | 0
|  |  |  | 2013-05-28 | 0 | 0
|  |  |  | 2013-05-29 | 0 | 0
|  |  |  | 2013-05-30 | 0.01 | 0.01
|  |  |  | 2013-05-31 | 0 | 0
|  |  |  | 2013-06-01 | 0 | 0
|  |  |  | 2013-06-02 | 0 | 0
|  |  |  | 2013-06-03 | 0 | 0
|  |  |  | 2013-06-04 | 0.03 | 0.03
|  |  |  | 2013-06-05 | 0 | 0
|  |  |  | 2013-06-06 | 1.42 | 1.42
|  |  |  | 2013-06-07 | 0 | 0
|  |  |  | 2013-06-08 | 0 | 0
|  |  |  | 2013-06-09 | 0.63 | 0.63
|  |  |  | 2013-06-10 | 0 | 0
|  |  |  | 2013-06-11 | 0 | 0
|  |  |  | 2013-06-12 | 0 | 0
|  |  |  | 2013-06-13 | 0 | 0
|  |  |  | 2013-06-14 | 0 | 0
|  |  |  | 2013-06-15 | 0.08 | 0.08
|  |  |  | 2013-06-16 | 0.08 | 0.08
|  |  |  | 2013-06-17 | 0.49 | 0.49
|  |  |  | 2013-06-18 | 0 | 0
|  |  |  | 2013-06-19 | 0 | 0
|  |  |  | 2013-06-20 | 0 | 0
|  |  |  | 2013-06-21 | 0 | 0
|  |  |  | 2013-06-22 | 0 | 0
|  |  |  | 2013-06-23 | 0 | 0
|  |  |  | 2013-06-24 | 0 | 0
|  |  |  | 2013-06-25 | 0 | 0
|  |  |  | 2013-06-26 | 0 | 0
|  |  |  | 2013-06-27 | 0 | 0
|  |  |  | 2013-06-28 | 0 | 0
|  |  |  | 2013-06-29 | 0 | 0
|  |  |  | 2013-06-30 | 0.12 | 0.12
|  |  |  | 2013-07-01 | 0 | 0
|  |  |  | 2013-07-02 | 0 | 0
|  |  |  | 2013-07-03 | 0 | 0
|  |  |  | 2013-07-04 | 0 | 0
|  |  |  | 2013-07-05 | 0 | 0
|  |  |  | 2013-07-06 | 0 | 0
|  |  |  | 2013-07-07 | 0 | 0
|  |  |  | 2013-07-08 | 0 | 0
|  |  |  | 2013-07-09 | 0 | 0
|  |  |  | 2013-07-10 | 0 | 0
|  |  |  | 2013-07-11 | 0 | 0
|  |  |  | 2013-07-12 | 0 | 0
|  |  |  | 2013-07-13 | 0 | 0
|  |  |  | 2013-07-14 | 0.45 | 0.45
|  |  |  | 2013-07-15 | 0.45 | 0.45
|  |  |  | 2013-07-16 | 0.88 | 0.88
|  |  |  | 2013-07-17 | 0.8 | 0.8
|  |  |  | 2013-07-18 | 0 | 0
|  |  |  | 2013-07-19 | 0 | 0
|  |  |  | 2013-07-20 | 0 | 0
|  |  |  | 2013-07-21 | 0 | 0
|  |  |  | 2013-07-22 | 0 | 0
|  |  |  | 2013-07-23 | 0 | 0
|  |  |  | 2013-07-24 | 0.21 | 0.21
|  |  |  | 2013-07-25 | 0.05 | 0.05
|  |  |  | 2013-07-26 | 0.35 | 0.35
|  |  |  | 2013-07-27 | 0 | 0
|  |  |  | 2013-07-28 | 0 | 0
|  |  |  | 2013-07-29 | 0.68 | 0.68
|  |  |  | 2013-07-30 | 0 | 0
|  |  |  | 2013-07-31 | 0 | 0
|  |  |  | 2013-08-01 | 0 | 0
|  |  |  | 2013-08-02 | 0 | 0
|  |  |  | 2013-08-03 | 0 | 0
|  |  |  | 2013-08-04 | 0 | 0
|  |  |  | 2013-08-05 | 0 | 0
|  |  |  | 2013-08-06 | 0 | 0
|  |  |  | 2013-08-07 | 0 | 0
|  |  |  | 2013-08-08 | 0.1 | 0.1
|  |  |  | 2013-08-09 | 0 | 0
|  |  |  | 2013-08-10 | 0 | 0
|  |  |  | 2013-08-11 | 0.2 | 0.2
|  |  |  | 2013-08-12 | 0.18 | 0.18
|  |  |  | 2013-08-13 | 0 | 0
|  |  |  | 2013-08-14 | 0 | 0
|  |  |  | 2013-08-15 | 0 | 0
|  |  |  | 2013-08-16 | 1.01 | 1.01
|  |  |  | 2013-08-17 | 0 | 0
|  |  |  | 2013-08-18 | 0 | 0
|  |  |  | 2013-08-19 | 0 | 0
|  |  |  | 2013-08-20 | 0 | 0
|  |  |  | 2013-08-21 | 0 | 0
|  |  |  | 2013-08-22 | 0 | 0
|  |  |  | 2013-08-23 | 0 | 0
|  |  |  | 2013-08-24 | 0 | 0
|  |  |  | 2013-08-25 | 0 | 0
|  |  |  | 2013-08-26 | 0 | 0
|  |  |  | 2013-08-27 | 0 | 0
|  |  |  | 2013-08-28 | 0 | 0
|  |  |  | 2013-08-29 | 0 | 0
|  |  |  | 2013-08-30 | 0 | 0
|  |  |  | 2013-08-31 | 0 | 0
|  |  |  | 2013-09-01 | 0 | 0
|  |  |  | 2013-09-02 | 0 | 0
|  |  |  | 2013-09-03 | 0 | 0
|  |  |  | 2013-09-04 | 0 | 0
|  |  |  | 2013-09-05 | 0 | 0
|  |  |  | 2013-09-06 | 0 | 0
|  |  |  | 2013-09-07 | 0 | 0
|  |  |  | 2013-09-08 | 0 | 0
|  |  |  | 2013-09-09 | 0 | 0
|  |  |  | 2013-09-10 | 0 | 0
|  |  |  | 2013-09-11 | 0 | 0
|  |  |  | 2013-09-12 | 0 | 0
|  |  |  | 2013-09-13 | 0 | 0
|  |  |  | 2013-09-14 | 0 | 0
|  |  |  | 2013-09-15 | 0 | 0
|  |  |  | 2013-09-16 | 0 | 0
|  |  |  | 2013-09-17 | 0 | 0
|  |  |  | 2013-09-18 | 0 | 0
|  |  |  | 2013-09-19 | 0.01 | 0.01
|  |  |  | 2013-09-20 | 1.34 | 1.34
|  |  |  | 2013-09-21 | 0 | 0
|  |  |  | 2013-09-22 | 0 | 0
|  |  |  | 2013-09-23 | 0 | 0
|  |  |  | 2013-09-24 | 0 | 0
|  |  |  | 2013-09-25 | 0 | 0
|  |  |  | 2013-09-26 | 0 | 0
|  |  |  | 2013-09-27 | 0 | 0
|  |  |  | 2013-09-28 | 0.62 | 0.62
|  |  |  | 2013-09-29 | 0 | 0
|  |  |  | 2013-09-30 | 0 | 0
|  |  |  | 2013-10-01 | 0 | 0
|  |  |  | 2013-10-02 | 0 | 0
|  |  |  | 2013-10-03 | 0 | 0
|  |  |  | 2013-10-04 | 0 | 0
|  |  |  | 2013-10-05 | 0 | 0
|  |  |  | 2013-10-06 | 0 | 0
|  |  |  | 2013-10-07 | 0 | 0
|  |  |  | 2013-10-08 | 0 | 0
|  |  |  | 2013-10-09 | 0 | 0
|  |  |  | 2013-10-10 | 0 | 0
|  |  |  | 2013-10-11 | 0 | 0
|  |  |  | 2013-10-12 | 0 | 0
|  |  |  | 2013-10-13 | 0 | 0
|  |  |  | 2013-10-14 | 0.4 | 0.4
|  |  |  | 2013-10-15 | 0.5 | 0.5
|  |  |  | 2013-10-16 | 0 | 0
|  |  |  | 2013-10-17 | 0 | 0
|  |  |  | 2013-10-18 | 0.75 | 0.75
|  |  |  | 2013-10-19 | 0 | 0
|  |  |  | 2013-10-20 | 0 | 0
|  |  |  | 2013-10-21 | 0 | 0
|  |  |  | 2013-10-22 | 0 | 0
|  |  |  | 2013-10-23 | 0 | 0
|  |  |  | 2013-10-24 | 0 | 0
|  |  |  | 2013-10-25 | 0 | 0
|  |  |  | 2013-10-26 | 0.3 | 0.3
|  |  |  | 2013-10-27 | 0 | 0
|  |  |  | 2013-10-28 | 0 | 0
|  |  |  | 2013-10-29 | 0 | 0
|  |  |  | 2013-10-30 | 0 | 0
|  |  |  | 2013-10-31 | 0 | 0
|  |  |  | 2013-11-01 | 0 | 0
|  |  |  | 2013-11-02 | 0 | 0
|  |  |  | 2013-11-03 | 0 | 0
|  |  |  | 2013-11-04 | 0 | 0
|  |  |  | 2013-11-05 | 0.16 | 0.16
|  |  |  | 2013-11-06 | 0.06 | 0.06
|  |  |  | 2013-11-07 | 0 | 0
|  |  |  | 2013-11-08 | 0 | 0
|  |  |  | 2013-11-09 | 0 | 0
|  |  |  | 2013-11-10 | 0 | 0
|  |  |  | 2013-11-11 | 0 | 0
|  |  |  | 2013-11-12 | 0 | 0
|  |  |  | 2013-11-13 | 0 | 0
|  |  |  | 2013-11-14 | 0 | 0
|  |  |  | 2013-11-15 | 0 | 0
|  |  |  | 2013-11-16 | 0.01 | 0.01
|  |  |  | 2013-11-17 | 0 | 0
|  |  |  | 2013-11-18 | 0 | 0
|  |  |  | 2013-11-19 | 0 | 0
|  |  |  | 2013-11-20 | 0 | 0
|  |  |  | 2013-11-21 | 0.01 | 0.01
|  |  |  | 2013-11-22 | 0.33 | 0.33
|  |  |  | 2013-11-23 | 0 | 0
|  |  |  | 2013-11-24 | 0.06 | 0.06
|  |  |  | 2013-11-25 | 0.01 | 0.01
|  |  |  | 2013-11-26 | 0 | 0
|  |  |  | 2013-11-27 | 0 | 0
|  |  |  | 2013-11-28 | 0 | 0
|  |  |  | 2013-11-29 | 0 | 0
|  |  |  | 2013-11-30 | 0 | 0
|  |  |  | 2013-12-01 | 0 | 0
|  |  |  | 2013-12-02 | 0 | 0
|  |  |  | 2013-12-03 | 0 | 0
|  |  |  | 2013-12-04 | 0 | 0
|  |  |  | 2013-12-05 | 0.15 | 0.15
|  |  |  | 2013-12-06 | 0.04 | 0.04
|  |  |  | 2013-12-07 | 0 | 0
|  |  |  | 2013-12-08 | 0 | 0
|  |  |  | 2013-12-09 | 0 | 0
|  |  |  | 2013-12-10 | 0 | 0
|  |  |  | 2013-12-11 | 0 | 0
|  |  |  | 2013-12-12 | 0 | 0
|  |  |  | 2013-12-13 | 0.2 | 0.2
|  |  |  | 2013-12-14 | 0 | 0
|  |  |  | 2013-12-15 | 0 | 0
|  |  |  | 2013-12-16 | 0 | 0
|  |  |  | 2013-12-17 | 0 | 0
|  |  |  | 2013-12-18 | 0 | 0
|  |  |  | 2013-12-19 | 0 | 0
|  |  |  | 2013-12-20 | 0.18 | 0.18
|  |  |  | 2013-12-21 | 0.72 | 0.72
|  |  |  | 2013-12-22 | 0 | 0
|  |  |  | 2013-12-23 | 0 | 0
|  |  |  | 2013-12-24 | 0 | 0
|  |  |  | 2013-12-25 | 0 | 0
|  |  |  | 2013-12-26 | 0 | 0
|  |  |  | 2013-12-27 | 0 | 0
|  |  |  | 2013-12-28 | 0 | 0
|  |  |  | 2013-12-29 | 0 | 0
|  |  |  | 2013-12-30 | 0 | 0
|  |  |  | 2013-12-31 | 0 | 0
|  |  |  | 2014-01-01 | 0 | 0
|  |  |  | 2014-01-02 | 0 | 0
|  |  |  | 2014-01-03 | 0 | 0
|  |  |  | 2014-01-04 | 0 | 0
|  |  |  | 2014-01-05 | 0 | 0
|  |  |  | 2014-01-06 | 0 | 0
|  |  |  | 2014-01-07 | 0 | 0
|  |  |  | 2014-01-08 | 0 | 0
|  |  |  | 2014-01-09 | 0 | 0
|  |  |  | 2014-01-10 | 0 | 0
|  |  |  | 2014-01-11 | 0 | 0
|  |  |  | 2014-01-12 | 0 | 0
|  |  |  | 2014-01-13 | 0 | 0
|  |  |  | 2014-01-14 | 0 | 0
|  |  |  | 2014-01-15 | 0 | 0
|  |  |  | 2014-01-16 | 0 | 0
|  |  |  | 2014-01-17 | 0 | 0
|  |  |  | 2014-01-18 | 0 | 0
|  |  |  | 2014-01-19 | 0 | 0
|  |  |  | 2014-01-20 | 0 | 0
|  |  |  | 2014-01-21 | 0 | 0
|  |  |  | 2014-01-22 | 0 | 0
|  |  |  | 2014-01-23 | 0 | 0
|  |  |  | 2014-01-24 | 0 | 0
|  |  |  | 2014-01-25 | 0 | 0
|  |  |  | 2014-01-26 | 0 | 0
|  |  |  | 2014-01-27 | 0 | 0
|  |  |  | 2014-01-28 | 0 | 0
|  |  |  | 2014-01-29 | 0 | 0
|  |  |  | 2014-01-30 | 0 | 0
|  |  |  | 2014-01-31 | 0 | 0
|  |  |  | 2014-02-01 | 0 | 0
|  |  |  | 2014-02-02 | 0.23 | 0.23
|  |  |  | 2014-02-03 | 0 | 0
|  |  |  | 2014-02-04 | 0.1 | 0.1
|  |  |  | 2014-02-05 | 0 | 0
|  |  |  | 2014-02-06 | 0 | 0
|  |  |  | 2014-02-07 | 0.02 | 0.02
|  |  |  | 2014-02-08 | 0 | 0
|  |  |  | 2014-02-09 | 0 | 0
|  |  |  | 2014-02-10 | 0 | 0
|  |  |  | 2014-02-11 | 0 | 0
|  |  |  | 2014-02-12 | 0 | 0
|  |  |  | 2014-02-13 | 0 | 0
|  |  |  | 2014-02-14 | 0 | 0
|  |  |  | 2014-02-15 | 0 | 0
|  |  |  | 2014-02-16 | 0 | 0
|  |  |  | 2014-02-17 | 0 | 0
|  |  |  | 2014-02-18 | 0 | 0
|  |  |  | 2014-02-19 | 0 | 0
|  |  |  | 2014-02-20 | 0 | 0
|  |  |  | 2014-02-21 | 0 | 0
|  |  |  | 2014-02-22 | 0 | 0
|  |  |  | 2014-02-23 | 0 | 0
|  |  |  | 2014-02-24 | 0 | 0
|  |  |  | 2014-02-25 | 0 | 0
|  |  |  | 2014-02-26 | 0 | 0
|  |  |  | 2014-02-27 | 0 | 0
|  |  |  | 2014-02-28 | 0 | 0
|  |  |  | 2014-03-01 | 0 | 0
|  |  |  | 2014-03-02 | 0.04 | 0.04
|  |  |  | 2014-03-03 | 0 | 0
|  |  |  | 2014-03-04 | 0 | 0
|  |  |  | 2014-03-05 | 0.05 | 0.05
|  |  |  | 2014-03-06 | 0 | 0
|  |  |  | 2014-03-07 | 0 | 0
|  |  |  | 2014-03-08 | 0 | 0
|  |  |  | 2014-03-09 | 0 | 0
|  |  |  | 2014-03-10 | 0 | 0
|  |  |  | 2014-03-11 | 0 | 0
|  |  |  | 2014-03-12 | 0 | 0
|  |  |  | 2014-03-13 | 0 | 0
|  |  |  | 2014-03-14 | 0 | 0
|  |  |  | 2014-03-15 | 1.84 | 1.84
|  |  |  | 2014-03-16 | 0 | 0
|  |  |  | 2014-03-17 | 0 | 0
|  |  |  | 2014-03-18 | 0 | 0
|  |  |  | 2014-03-19 | 0 | 0
|  |  |  | 2014-03-20 | 0 | 0
|  |  |  | 2014-03-21 | 0 | 0
|  |  |  | 2014-03-22 | 0 | 0
|  |  |  | 2014-03-23 | 0 | 0
|  |  |  | 2014-03-24 | 0 | 0
|  |  |  | 2014-03-25 | 0 | 0
|  |  |  | 2014-03-26 | 0.25 | 0.25
|  |  |  | 2014-03-27 | 0 | 0
|  |  |  | 2014-03-28 | 0 | 0
|  |  |  | 2014-03-29 | 0 | 0
|  |  |  | 2014-03-30 | 0 | 0
|  |  |  | 2014-03-31 | 0 | 0
|  |  |  | 2014-04-01 | 0 | 0
|  |  |  | 2014-04-02 | 0 | 0
|  |  |  | 2014-04-03 | 0 | 0
|  |  |  | 2014-04-04 | 0 | 0
|  |  |  | 2014-04-05 | 0.02 | 0.02
|  |  |  | 2014-04-06 | 0.51 | 0.51
|  |  |  | 2014-04-07 | 0.09 | 0.09
|  |  |  | 2014-04-08 | 0 | 0
|  |  |  | 2014-04-09 | 0 | 0
|  |  |  | 2014-04-10 | 0 | 0
|  |  |  | 2014-04-11 | 0 | 0
|  |  |  | 2014-04-12 | 0 | 0
|  |  |  | 2014-04-13 | 0 | 0
|  |  |  | 2014-04-14 | 0 | 0
|  |  |  | 2014-04-15 | 0 | 0
|  |  |  | 2014-04-16 | 0 | 0
|  |  |  | 2014-04-17 | 0.06 | 0.06
|  |  |  | 2014-04-18 | 0 | 0
|  |  |  | 2014-04-19 | 0 | 0
|  |  |  | 2014-04-20 | 0.39 | 0.39
|  |  |  | 2014-04-21 | 0.34 | 0.34
|  |  |  | 2014-04-22 | 0 | 0
|  |  |  | 2014-04-23 | 0.07 | 0.07
|  |  |  | 2014-04-24 | 0 | 0
|  |  |  | 2014-04-25 | 0 | 0
|  |  |  | 2014-04-26 | 0 | 0
|  |  |  | 2014-04-27 | 0.01 | 0.01
|  |  |  | 2014-04-28 | 0 | 0
|  |  |  | 2014-04-29 | 0 | 0
|  |  |  | 2014-04-30 | 0 | 0
|  |  |  | 2014-05-01 | 0 | 0
|  |  |  | 2014-05-02 | 0 | 0
|  |  |  | 2014-05-03 | 0 | 0
|  |  |  | 2014-05-04 | 0 | 0
|  |  |  | 2014-05-05 | 0 | 0
|  |  |  | 2014-05-06 | 0 | 0
|  |  |  | 2014-05-07 | 0.06 | 0.06
|  |  |  | 2014-05-08 | 0.65 | 0.65
|  |  |  | 2014-05-09 | 0 | 0
|  |  |  | 2014-05-10 | 0 | 0
|  |  |  | 2014-05-11 | 0 | 0
|  |  |  | 2014-05-12 | 0 | 0
|  |  |  | 2014-05-13 | 0.06 | 0.06
|  |  |  | 2014-05-14 | 0 | 0
|  |  |  | 2014-05-15 | 0 | 0
|  |  |  | 2014-05-16 | 0 | 0
|  |  |  | 2014-05-17 | 0 | 0
|  |  |  | 2014-05-18 | 0 | 0
|  |  |  | 2014-05-19 | 0 | 0
|  |  |  | 2014-05-20 | 0 | 0
|  |  |  | 2014-05-21 | 0 | 0
|  |  |  | 2014-05-22 | 0 | 0
|  |  |  | 2014-05-23 | 0 | 0
|  |  |  | 2014-05-24 | 0.06 | 0.06
|  |  |  | 2014-05-25 | 0.01 | 0.01
|  |  |  | 2014-05-26 | 0.03 | 0.03
|  |  |  | 2014-05-27 | 0.21 | 0.21
|  |  |  | 2014-05-28 | 0 | 0
|  |  |  | 2014-05-29 | 0 | 0
|  |  |  | 2014-05-30 | 0 | 0
|  |  |  | 2014-05-31 | 0 | 0
|  |  |  | 2014-06-01 | 0 | 0
|  |  |  | 2014-06-02 | 0 | 0
|  |  |  | 2014-06-03 | 0 | 0
|  |  |  | 2014-06-04 | 0 | 0
|  |  |  | 2014-06-05 | 0 | 0
|  |  |  | 2014-06-06 | 0 | 0
|  |  |  | 2014-06-07 | 0 | 0
|  |  |  | 2014-06-08 | 1.24 | 1.24
|  |  |  | 2014-06-09 | 0.86 | 0.86
|  |  |  | 2014-06-10 | 0 | 0
|  |  |  | 2014-06-11 | 0 | 0
|  |  |  | 2014-06-12 | 0.13 | 0.13
|  |  |  | 2014-06-13 | 0 | 0
|  |  |  | 2014-06-14 | 0 | 0
|  |  |  | 2014-06-15 | 0 | 0
|  |  |  | 2014-06-16 | 0 | 0
|  |  |  | 2014-06-17 | 0 | 0
|  |  |  | 2014-06-18 | 0 | 0
|  |  |  | 2014-06-19 | 0.02 | 0.02
|  |  |  | 2014-06-20 | 0 | 0
|  |  |  | 2014-06-21 | 0 | 0
|  |  |  | 2014-06-22 | 0 | 0
|  |  |  | 2014-06-23 | 0.87 | 0.87
|  |  |  | 2014-06-24 | 0 | 0
|  |  |  | 2014-06-25 | 0 | 0
|  |  |  | 2014-06-26 | 0 | 0
|  |  |  | 2014-06-27 | 0 | 0
|  |  |  | 2014-06-28 | 0.02 | 0.02
|  |  |  | 2014-06-29 | 0 | 0
|  |  |  | 2014-06-30 | 0 | 0
|  |  |  | 2014-07-01 | 1.94 | 1.94
|  |  |  | 2014-07-02 | 0.06 | 0.06
|  |  |  | 2014-07-03 | 0.13 | 0.13
|  |  |  | 2014-07-04 | 0 | 0
|  |  |  | 2014-07-05 | 0 | 0
|  |  |  | 2014-07-06 | 0 | 0
|  |  |  | 2014-07-07 | 0 | 0
|  |  |  | 2014-07-08 | 0 | 0
|  |  |  | 2014-07-09 | 0 | 0
|  |  |  | 2014-07-10 | 0 | 0
|  |  |  | 2014-07-11 | 0 | 0
|  |  |  | 2014-07-12 | 0 | 0
|  |  |  | 2014-07-13 | 0 | 0
|  |  |  | 2014-07-14 | 0 | 0
|  |  |  | 2014-07-15 | 0 | 0
|  |  |  | 2014-07-16 | 0.15 | 0.15
|  |  |  | 2014-07-17 | 2.13 | 2.13
|  |  |  | 2014-07-18 | 0 | 0
|  |  |  | 2014-07-19 | 0 | 0
|  |  |  | 2014-07-20 | 0 | 0
|  |  |  | 2014-07-21 | 0 | 0
|  |  |  | 2014-07-22 | 0 | 0
|  |  |  | 2014-07-23 | 0.09 | 0.09
|  |  |  | 2014-07-24 | 0 | 0
|  |  |  | 2014-07-25 | 0 | 0
|  |  |  | 2014-07-26 | 0 | 0
|  |  |  | 2014-07-27 | 0 | 0
|  |  |  | 2014-07-28 | 0.59 | 0.59
|  |  |  | 2014-07-29 | 0.02 | 0.02
|  |  |  | 2014-07-30 | 0.42 | 0.42
|  |  |  | 2014-07-31 | 0 | 0
|  |  |  | 2014-08-01 | 0 | 0
|  |  |  | 2014-08-02 | 0 | 0
|  |  |  | 2014-08-03 | 0 | 0
|  |  |  | 2014-08-04 | 0 | 0
|  |  |  | 2014-08-05 | 0 | 0
|  |  |  | 2014-08-06 | 0 | 0
|  |  |  | 2014-08-07 | 0 | 0
|  |  |  | 2014-08-08 | 0 | 0
|  |  |  | 2014-08-09 | 0 | 0
|  |  |  | 2014-08-10 | 0.88 | 0.88
|  |  |  | 2014-08-11 | 0.06 | 0.06
|  |  |  | 2014-08-12 | 0 | 0
|  |  |  | 2014-08-13 | 0 | 0
|  |  |  | 2014-08-14 | 0 | 0
|  |  |  | 2014-08-15 | 0 | 0
|  |  |  | 2014-08-16 | 0.18 | 0.18
|  |  |  | 2014-08-17 | 0 | 0
|  |  |  | 2014-08-18 | 0 | 0
|  |  |  | 2014-08-19 | 0 | 0
|  |  |  | 2014-08-20 | 0 | 0
|  |  |  | 2014-08-21 | 0 | 0
|  |  |  | 2014-08-22 | 0 | 0
|  |  |  | 2014-08-23 | 0 | 0
|  |  |  | 2014-08-24 | 0 | 0
|  |  |  | 2014-08-25 | 0 | 0
|  |  |  | 2014-08-26 | 0 | 0
|  |  |  | 2014-08-27 | 0 | 0
|  |  |  | 2014-08-28 | 0.87 | 0.87
|  |  |  | 2014-08-29 | 0.05 | 0.05
|  |  |  | 2014-08-30 | 0 | 0
|  |  |  | 2014-08-31 | 0 | 0
|  |  |  | 2014-09-01 | 0 | 0
|  |  |  | 2014-09-02 | 0 | 0
|  |  |  | 2014-09-03 | 0 | 0
|  |  |  | 2014-09-04 | 0 | 0
|  |  |  | 2014-09-05 | 0 | 0
|  |  |  | 2014-09-06 | 0.02 | 0.02
|  |  |  | 2014-09-07 | 0 | 0
|  |  |  | 2014-09-08 | 0 | 0
|  |  |  | 2014-09-09 | 0 | 0
|  |  |  | 2014-09-10 | 0 | 0
|  |  |  | 2014-09-11 | 0.34 | 0.34
|  |  |  | 2014-09-12 | 0.95 | 0.95
|  |  |  | 2014-09-13 | 0 | 0
|  |  |  | 2014-09-14 | 0.01 | 0.01
|  |  |  | 2014-09-15 | 0.05 | 0.05
|  |  |  | 2014-09-16 | 0 | 0
|  |  |  | 2014-09-17 | 0.1 | 0.1
|  |  |  | 2014-09-18 | 0 | 0
|  |  |  | 2014-09-19 | 0 | 0
|  |  |  | 2014-09-20 | 0 | 0
|  |  |  | 2014-09-21 | 0 | 0
|  |  |  | 2014-09-22 | 0 | 0
|  |  |  | 2014-09-23 | 0 | 0
|  |  |  | 2014-09-24 | 0 | 0
|  |  |  | 2014-09-25 | 0 | 0
|  |  |  | 2014-09-26 | 0 | 0
|  |  |  | 2014-09-27 | 0 | 0
|  |  |  | 2014-09-28 | 0 | 0
|  |  |  | 2014-09-29 | 0 | 0
|  |  |  | 2014-09-30 | 0 | 0
|  |  |  | 2014-10-01 | 0.01 | 0.01
|  |  |  | 2014-10-02 | 0 | 0
|  |  |  | 2014-10-03 | 0 | 0
|  |  |  | 2014-10-04 | 0 | 0
|  |  |  | 2014-10-05 | 0 | 0
|  |  |  | 2014-10-06 | 0 | 0
|  |  |  | 2014-10-07 | 0 | 0
|  |  |  | 2014-10-08 | 0 | 0
|  |  |  | 2014-10-09 | 0 | 0
|  |  |  | 2014-10-10 | 0.85 | 0.85
|  |  |  | 2014-10-11 | 0 | 0
|  |  |  | 2014-10-12 | 0.35 | 0.35
|  |  |  | 2014-10-13 | 0.08 | 0.08
|  |  |  | 2014-10-14 | 0 | 0
|  |  |  | 2014-10-15 | 0 | 0
|  |  |  | 2014-10-16 | 0 | 0
|  |  |  | 2014-10-17 | 0 | 0
|  |  |  | 2014-10-18 | 0 | 0
|  |  |  | 2014-10-19 | 0.01 | 0.01
|  |  |  | 2014-10-20 | 0 | 0
|  |  |  | 2014-10-21 | 0 | 0
|  |  |  | 2014-10-22 | 0 | 0
|  |  |  | 2014-10-23 | 0 | 0
|  |  |  | 2014-10-24 | 0 | 0
|  |  |  | 2014-10-25 | 0 | 0
|  |  |  | 2014-10-26 | 0 | 0
|  |  |  | 2014-10-27 | 0 | 0
|  |  |  | 2014-10-28 | 0 | 0
|  |  |  | 2014-10-29 | 0 | 0
|  |  |  | 2014-10-30 | 0 | 0
|  |  |  | 2014-10-31 | 0 | 0
|  |  |  | 2014-11-01 | 0 | 0
|  |  |  | 2014-11-02 | 0 | 0
|  |  |  | 2014-11-03 | 0 | 0
|  |  |  | 2014-11-04 | 1.39 | 1.39
|  |  |  | 2014-11-05 | 0 | 0
|  |  |  | 2014-11-06 | 0 | 0
|  |  |  | 2014-11-07 | 0 | 0
|  |  |  | 2014-11-08 | 0 | 0
|  |  |  | 2014-11-09 | 0 | 0
|  |  |  | 2014-11-10 | 0 | 0
|  |  |  | 2014-11-11 | 0 | 0
|  |  |  | 2014-11-12 | 0 | 0
|  |  |  | 2014-11-13 | 0 | 0
|  |  |  | 2014-11-14 | 0 | 0
|  |  |  | 2014-11-15 | 0.02 | 0.02
|  |  |  | 2014-11-16 | 0.03 | 0.03
|  |  |  | 2014-11-17 | 0 | 0
|  |  |  | 2014-11-18 | 0 | 0
|  |  |  | 2014-11-19 | 0 | 0
|  |  |  | 2014-11-20 | 0 | 0
|  |  |  | 2014-11-21 | 0 | 0
|  |  |  | 2014-11-22 | 2.8 | 2.8
|  |  |  | 2014-11-23 | 0 | 0
|  |  |  | 2014-11-24 | 0 | 0
|  |  |  | 2014-11-25 | 0 | 0
|  |  |  | 2014-11-26 | 0 | 0
|  |  |  | 2014-11-27 | 0 | 0
|  |  |  | 2014-11-28 | 0 | 0
|  |  |  | 2014-11-29 | 0 | 0
|  |  |  | 2014-11-30 | 0 | 0
|  |  |  | 2014-12-01 | 0 | 0
|  |  |  | 2014-12-02 | 0 | 0
|  |  |  | 2014-12-03 | 0 | 0
|  |  |  | 2014-12-04 | 0 | 0
|  |  |  | 2014-12-05 | 0 | 0
|  |  |  | 2014-12-06 | 0 | 0
|  |  |  | 2014-12-07 | 0.01 | 0.01
|  |  |  | 2014-12-08 | 0 | 0
|  |  |  | 2014-12-09 | 0 | 0
|  |  |  | 2014-12-10 | 0 | 0
|  |  |  | 2014-12-11 | 0 | 0
|  |  |  | 2014-12-12 | 0 | 0
|  |  |  | 2014-12-13 | 0 | 0
|  |  |  | 2014-12-14 | 0.12 | 0.12
|  |  |  | 2014-12-15 | 0 | 0
|  |  |  | 2014-12-16 | 0 | 0
|  |  |  | 2014-12-17 | 0.67 | 0.67
|  |  |  | 2014-12-18 | 0 | 0
|  |  |  | 2014-12-19 | 0 | 0
|  |  |  | 2014-12-20 | 0 | 0
|  |  |  | 2014-12-21 | 0 | 0
|  |  |  | 2014-12-22 | 0 | 0
|  |  |  | 2014-12-23 | 0 | 0
|  |  |  | 2014-12-24 | 0 | 0
|  |  |  | 2014-12-25 | 0 | 0
|  |  |  | 2014-12-26 | 0 | 0
|  |  |  | 2014-12-27 | 0.15 | 0.15
|  |  |  | 2014-12-28 | 0 | 0
|  |  |  | 2014-12-29 | 0 | 0
|  |  |  | 2014-12-30 | 0 | 0
|  |  |  | 2014-12-31 | 0 | 0
|  |  |  | 2015-01-01 | 0.01 | 0.01
|  |  |  | 2015-01-02 | 0.72 | 0.72
|  |  |  | 2015-01-03 | 0.02 | 0.02
|  |  |  | 2015-01-04 | 0 | 0
|  |  |  | 2015-01-05 | 0 | 0
|  |  |  | 2015-01-06 | 0 | 0
|  |  |  | 2015-01-07 | 0 | 0
|  |  |  | 2015-01-08 | 0 | 0
|  |  |  | 2015-01-09 | 0 | 0
|  |  |  | 2015-01-10 | 0 | 0
|  |  |  | 2015-01-11 | 0 | 0
|  |  |  | 2015-01-12 | 0 | 0
|  |  |  | 2015-01-13 | 0 | 0
|  |  |  | 2015-01-14 | 0 | 0
|  |  |  | 2015-01-15 | 0 | 0
|  |  |  | 2015-01-16 | 0 | 0
|  |  |  | 2015-01-17 | 0 | 0
|  |  |  | 2015-01-18 | 0 | 0
|  |  |  | 2015-01-19 | 0 | 0
|  |  |  | 2015-01-20 | 0 | 0
|  |  |  | 2015-01-21 | 0.25 | 0.25
|  |  |  | 2015-01-22 | 0.44 | 0.44
|  |  |  | 2015-01-23 | 0 | 0
|  |  |  | 2015-01-24 | 0 | 0
|  |  |  | 2015-01-25 | 0 | 0
|  |  |  | 2015-01-26 | 0 | 0
|  |  |  | 2015-01-27 | 0 | 0
|  |  |  | 2015-01-28 | 0 | 0
|  |  |  | 2015-01-29 | 0 | 0
|  |  |  | 2015-01-30 | 0 | 0
|  |  |  | 2015-01-31 | 0.73 | 0.73
|  |  |  | 2015-02-01 | 0 | 0
|  |  |  | 2015-02-02 | 0 | 0
|  |  |  | 2015-02-03 | 0 | 0
|  |  |  | 2015-02-04 | 0 | 0
|  |  |  | 2015-02-05 | 0 | 0
|  |  |  | 2015-02-06 | 0 | 0
|  |  |  | 2015-02-07 | 0 | 0
|  |  |  | 2015-02-08 | 0 | 0
|  |  |  | 2015-02-09 | 0 | 0
|  |  |  | 2015-02-10 | 0 | 0
|  |  |  | 2015-02-11 | 0 | 0
|  |  |  | 2015-02-12 | 0 | 0
|  |  |  | 2015-02-13 | 0 | 0
|  |  |  | 2015-02-14 | 0 | 0
|  |  |  | 2015-02-15 | 0.06 | 0.06
|  |  |  | 2015-02-16 | 0 | 0
|  |  |  | 2015-02-17 | 0.03 | 0.03
|  |  |  | 2015-02-18 | 0 | 0
|  |  |  | 2015-02-19 | 0 | 0
|  |  |  | 2015-02-20 | 0 | 0
|  |  |  | 2015-02-21 | 0 | 0
|  |  |  | 2015-02-22 | 0.1 | 0.1
|  |  |  | 2015-02-23 | 0.11 | 0.11
|  |  |  | 2015-02-24 | 0 | 0
|  |  |  | 2015-02-25 | 0 | 0
|  |  |  | 2015-02-26 | 0 | 0
|  |  |  | 2015-02-27 | 0.05 | 0.05
|  |  |  | 2015-02-28 | 0.08 | 0.08
|  |  |  | 2015-03-01 | 0.01 | 0.01
|  |  |  | 2015-03-02 | 0 | 0
|  |  |  | 2015-03-03 | 0 | 0
|  |  |  | 2015-03-04 | 0.17 | 0.17
|  |  |  | 2015-03-05 | 0 | 0
|  |  |  | 2015-03-06 | 0 | 0
|  |  |  | 2015-03-07 | 0 | 0
|  |  |  | 2015-03-08 | 0.01 | 0.01
|  |  |  | 2015-03-09 | 0.31 | 0.31
|  |  |  | 2015-03-10 | 0 | 0
|  |  |  | 2015-03-11 | 0 | 0
|  |  |  | 2015-03-12 | 0 | 0
|  |  |  | 2015-03-13 | 0 | 0
|  |  |  | 2015-03-14 | 0 | 0
|  |  |  | 2015-03-15 | 0 | 0
|  |  |  | 2015-03-16 | 0 | 0
|  |  |  | 2015-03-17 | 0 | 0
|  |  |  | 2015-03-18 | 0.04 | 0.04
|  |  |  | 2015-03-19 | 0.26 | 0.26
|  |  |  | 2015-03-20 | 0 | 0
|  |  |  | 2015-03-21 | 0.41 | 0.41
|  |  |  | 2015-03-22 | 0.1 | 0.1
|  |  |  | 2015-03-23 | 0 | 0
|  |  |  | 2015-03-24 | 0 | 0
|  |  |  | 2015-03-25 | 0 | 0
|  |  |  | 2015-03-26 | 0 | 0
|  |  |  | 2015-03-27 | 0 | 0
|  |  |  | 2015-03-28 | 0 | 0
|  |  |  | 2015-03-29 | 0 | 0
|  |  |  | 2015-03-30 | 0 | 0
|  |  |  | 2015-03-31 | 0.47 | 0.47
|  |  |  | 2015-04-01 | 0.01 | 0.01
|  |  |  | 2015-04-02 | 0 | 0
|  |  |  | 2015-04-03 | 0 | 0
|  |  |  | 2015-04-04 | 0 | 0
|  |  |  | 2015-04-05 | 0.35 | 0.35
|  |  |  | 2015-04-06 | 0 | 0
|  |  |  | 2015-04-07 | 0 | 0
|  |  |  | 2015-04-08 | 0.25 | 0.25
|  |  |  | 2015-04-09 | 0 | 0
|  |  |  | 2015-04-10 | 0 | 0
|  |  |  | 2015-04-11 | 0 | 0
|  |  |  | 2015-04-12 | 0 | 0
|  |  |  | 2015-04-13 | 0.34 | 0.34
|  |  |  | 2015-04-14 | 0.06 | 0.06
|  |  |  | 2015-04-15 | 0 | 0
|  |  |  | 2015-04-16 | 0 | 0
|  |  |  | 2015-04-17 | 0.3 | 0.3
|  |  |  | 2015-04-18 | 0 | 0
|  |  |  | 2015-04-19 | 0 | 0
|  |  |  | 2015-04-20 | 0 | 0
|  |  |  | 2015-04-21 | 0 | 0
|  |  |  | 2015-04-22 | 0.5 | 0.5
|  |  |  | 2015-04-23 | 0.02 | 0.02
|  |  |  | 2015-04-24 | 0.15 | 0.15
|  |  |  | 2015-04-25 | 0 | 0
|  |  |  | 2015-04-26 | 0.2 | 0.2
|  |  |  | 2015-04-27 | 1.55 | 1.55
|  |  |  | 2015-04-28 | 0 | 0
|  |  |  | 2015-04-29 | 0 | 0
|  |  |  | 2015-04-30 | 0 | 0
|  |  |  | 2015-05-01 | 0 | 0
|  |  |  | 2015-05-02 | 0 | 0
|  |  |  | 2015-05-03 | 0 | 0
|  |  |  | 2015-05-04 | 0 | 0
|  |  |  | 2015-05-05 | 2.58 | 2.58
|  |  |  | 2015-05-06 | 0.26 | 0.26
|  |  |  | 2015-05-07 | 1.21 | 1.21
|  |  |  | 2015-05-08 | 1.43 | 1.43
|  |  |  | 2015-05-09 | 0.66 | 0.66
|  |  |  | 2015-05-10 | 0.33 | 0.33
|  |  |  | 2015-05-11 | 0 | 0
|  |  |  | 2015-05-12 | 0 | 0
|  |  |  | 2015-05-13 | 1.21 | 1.21
|  |  |  | 2015-05-14 | 0 | 0
|  |  |  | 2015-05-15 | 0.83 | 0.83
|  |  |  | 2015-05-16 | 0.58 | 0.58
|  |  |  | 2015-05-17 | 0 | 0
|  |  |  | 2015-05-18 | 0 | 0
|  |  |  | 2015-05-19 | 3.34 | 3.34
|  |  |  | 2015-05-20 | 0.06 | 0.06
|  |  |  | 2015-05-21 | 0 | 0
|  |  |  | 2015-05-22 | 1.3 | 1.3
|  |  |  | 2015-05-23 | 0.14 | 0.14
|  |  |  | 2015-05-24 | 0.03 | 0.03
|  |  |  | 2015-05-25 | 0.19 | 0.19
|  |  |  | 2015-05-26 | 0.38 | 0.38
|  |  |  | 2015-05-27 | 0 | 0
|  |  |  | 2015-05-28 | 2.29 | 2.29
|  |  |  | 2015-05-29 | 0.01 | 0.01
|  |  |  | 2015-05-30 | 0.17 | 0.17
|  |  |  | 2015-05-31 | 0 | 0
|  |  |  | 2015-06-01 | 0 | 0
|  |  |  | 2015-06-02 | 0 | 0
|  |  |  | 2015-06-03 | 0 | 0
|  |  |  | 2015-06-04 | 0 | 0
|  |  |  | 2015-06-05 | 0 | 0
|  |  |  | 2015-06-06 | 0 | 0
|  |  |  | 2015-06-07 | 0 | 0
|  |  |  | 2015-06-08 | 0 | 0
|  |  |  | 2015-06-09 | 0 | 0
|  |  |  | 2015-06-10 | 0 | 0
|  |  |  | 2015-06-11 | 0 | 0
|  |  |  | 2015-06-12 | 1.05 | 1.05
|  |  |  | 2015-06-13 | 2.11 | 2.11
|  |  |  | 2015-06-14 | 0.09 | 0.09
|  |  |  | 2015-06-15 | 0.12 | 0.12
|  |  |  | 2015-06-16 | 0.21 | 0.21
|  |  |  | 2015-06-17 | 0.59 | 0.59
|  |  |  | 2015-06-18 | 0 | 0
|  |  |  | 2015-06-19 | 0 | 0
|  |  |  | 2015-06-20 | 0 | 0
|  |  |  | 2015-06-21 | 0 | 0
|  |  |  | 2015-06-22 | 0 | 0
|  |  |  | 2015-06-23 | 0 | 0
|  |  |  | 2015-06-24 | 0 | 0
|  |  |  | 2015-06-25 | 0 | 0
|  |  |  | 2015-06-26 | 0.02 | 0.02
|  |  |  | 2015-06-27 | 0 | 0
|  |  |  | 2015-06-28 | 0 | 0
|  |  |  | 2015-06-29 | 0 | 0
|  |  |  | 2015-06-30 | 0 | 0
|  |  |  | 2015-07-01 | 0 | 0
|  |  |  | 2015-07-02 | 0 | 0
|  |  |  | 2015-07-03 | 0.03 | 0.03
|  |  |  | 2015-07-04 | 0 | 0
|  |  |  | 2015-07-05 | 0 | 0
|  |  |  | 2015-07-06 | 0 | 0
|  |  |  | 2015-07-07 | 1.45 | 1.45
|  |  |  | 2015-07-08 | 0 | 0
|  |  |  | 2015-07-09 | 1.11 | 1.11
|  |  |  | 2015-07-10 | 0 | 0
|  |  |  | 2015-07-11 | 0 | 0
|  |  |  | 2015-07-12 | 0 | 0
|  |  |  | 2015-07-13 | 0 | 0
|  |  |  | 2015-07-14 | 0 | 0
|  |  |  | 2015-07-15 | 0 | 0
|  |  |  | 2015-07-16 | 0 | 0
|  |  |  | 2015-07-17 | 0 | 0
|  |  |  | 2015-07-18 | 0 | 0
|  |  |  | 2015-07-19 | 0 | 0
|  |  |  | 2015-07-20 | 0 | 0
|  |  |  | 2015-07-21 | 0.16 | 0.16
|  |  |  | 2015-07-22 | 0 | 0
|  |  |  | 2015-07-23 | 0 | 0
|  |  |  | 2015-07-24 | 0 | 0
|  |  |  | 2015-07-25 | 0 | 0
|  |  |  | 2015-07-26 | 0 | 0
|  |  |  | 2015-07-27 | 0 | 0
|  |  |  | 2015-07-28 | 0 | 0
|  |  |  | 2015-07-29 | 0 | 0
|  |  |  | 2015-07-30 | 0 | 0
|  |  |  | 2015-07-31 | 0.04 | 0.04
|  |  |  | 2015-08-01 | 0.86 | 0.86
|  |  |  | 2015-08-02 | 0 | 0
|  |  |  | 2015-08-03 | 0.05 | 0.05
|  |  |  | 2015-08-04 | 0.13 | 0.13
|  |  |  | 2015-08-05 | 0 | 0
|  |  |  | 2015-08-06 | 0 | 0
|  |  |  | 2015-08-07 | 0 | 0
|  |  |  | 2015-08-08 | 0 | 0
|  |  |  | 2015-08-09 | 0 | 0
|  |  |  | 2015-08-10 | 0 | 0
|  |  |  | 2015-08-11 | 0 | 0
|  |  |  | 2015-08-12 | 0 | 0
|  |  |  | 2015-08-13 | 0 | 0
|  |  |  | 2015-08-14 | 0 | 0
|  |  |  | 2015-08-15 | 0 | 0
|  |  |  | 2015-08-16 | 0 | 0
|  |  |  | 2015-08-17 | 0 | 0
|  |  |  | 2015-08-18 | 0 | 0
|  |  |  | 2015-08-19 | 0 | 0
|  |  |  | 2015-08-20 | 0 | 0
|  |  |  | 2015-08-21 | 0 | 0
|  |  |  | 2015-08-22 | 0 | 0
|  |  |  | 2015-08-23 | 0.03 | 0.03
|  |  |  | 2015-08-24 | 0 | 0
|  |  |  | 2015-08-25 | 0.42 | 0.42
|  |  |  | 2015-08-26 | 0 | 0
|  |  |  | 2015-08-27 | 0 | 0
|  |  |  | 2015-08-28 | 0 | 0
|  |  |  | 2015-08-29 | 0 | 0
|  |  |  | 2015-08-30 | 0 | 0
|  |  |  | 2015-08-31 | 0 | 0
|  |  |  | 2015-09-01 | 0 | 0
|  |  |  | 2015-09-02 | 0 | 0
|  |  |  | 2015-09-03 | 0 | 0
|  |  |  | 2015-09-04 | 0 | 0
|  |  |  | 2015-09-05 | 0 | 0
|  |  |  | 2015-09-06 | 0 | 0
|  |  |  | 2015-09-07 | 0 | 0
|  |  |  | 2015-09-08 | 0.46 | 0.46
|  |  |  | 2015-09-09 | 0 | 0
|  |  |  | 2015-09-10 | 0 | 0
|  |  |  | 2015-09-11 | 0 | 0
|  |  |  | 2015-09-12 | 0 | 0
|  |  |  | 2015-09-13 | 0 | 0
|  |  |  | 2015-09-14 | 0 | 0
|  |  |  | 2015-09-15 | 0 | 0
|  |  |  | 2015-09-16 | 0 | 0
|  |  |  | 2015-09-17 | 0 | 0
|  |  |  | 2015-09-18 | 0 | 0
|  |  |  | 2015-09-19 | 0 | 0
|  |  |  | 2015-09-20 | 1 | 1
|  |  |  | 2015-09-21 | 0 | 0
|  |  |  | 2015-09-22 | 0 | 0
|  |  |  | 2015-09-23 | 0 | 0
|  |  |  | 2015-09-24 | 0 | 0
|  |  |  | 2015-09-25 | 0 | 0
|  |  |  | 2015-09-26 | 0.14 | 0.14
|  |  |  | 2015-09-27 | 0 | 0
|  |  |  | 2015-09-28 | 0 | 0
|  |  |  | 2015-09-29 | 0 | 0
|  |  |  | 2015-09-30 | 0 | 0
|  |  |  | 2015-10-01 | 0.01 | 0.01
|  |  |  | 2015-10-02 | 0 | 0
|  |  |  | 2015-10-03 | 0 | 0
|  |  |  | 2015-10-04 | 0 | 0
|  |  |  | 2015-10-05 | 0 | 0
|  |  |  | 2015-10-06 | 0 | 0
|  |  |  | 2015-10-07 | 0 | 0
|  |  |  | 2015-10-08 | 0 | 0
|  |  |  | 2015-10-09 | 0 | 0
|  |  |  | 2015-10-10 | 0 | 0
|  |  |  | 2015-10-11 | 0 | 0
|  |  |  | 2015-10-12 | 0 | 0
|  |  |  | 2015-10-13 | 0 | 0
|  |  |  | 2015-10-14 | 0 | 0
|  |  |  | 2015-10-15 | 0 | 0
|  |  |  | 2015-10-16 | 0 | 0
|  |  |  | 2015-10-17 | 0 | 0
|  |  |  | 2015-10-18 | 0 | 0
|  |  |  | 2015-10-19 | 0 | 0
|  |  |  | 2015-10-20 | 0 | 0
|  |  |  | 2015-10-21 | 0 | 0
|  |  |  | 2015-10-22 | 1.46 | 1.46
|  |  |  | 2015-10-23 | 0.02 | 0.02
|  |  |  | 2015-10-24 | 0 | 0
|  |  |  | 2015-10-25 | 0 | 0
|  |  |  | 2015-10-26 | 0 | 0
|  |  |  | 2015-10-27 | 0 | 0
|  |  |  | 2015-10-28 | 0 | 0
|  |  |  | 2015-10-29 | 0 | 0
|  |  |  | 2015-10-30 | 2.89 | 2.89
|  |  |  | 2015-10-31 | 0.01 | 0.01
|  |  |  | 2015-11-01 | 0 | 0
|  |  |  | 2015-11-02 | 0 | 0
|  |  |  | 2015-11-03 | 0 | 0
|  |  |  | 2015-11-04 | 0 | 0
|  |  |  | 2015-11-05 | 0.12 | 0.12
|  |  |  | 2015-11-06 | 0.07 | 0.07
|  |  |  | 2015-11-07 | 0.03 | 0.03
|  |  |  | 2015-11-08 | 0 | 0
|  |  |  | 2015-11-09 | 0 | 0
|  |  |  | 2015-11-10 | 0 | 0
|  |  |  | 2015-11-11 | 0 | 0
|  |  |  | 2015-11-12 | 0 | 0
|  |  |  | 2015-11-13 | 0 | 0
|  |  |  | 2015-11-14 | 0 | 0
|  |  |  | 2015-11-15 | 0.08 | 0.08
|  |  |  | 2015-11-16 | 0.03 | 0.03
|  |  |  | 2015-11-17 | 0.64 | 0.64
|  |  |  | 2015-11-18 | 0 | 0
|  |  |  | 2015-11-19 | 0 | 0
|  |  |  | 2015-11-20 | 0 | 0
|  |  |  | 2015-11-21 | 0 | 0
|  |  |  | 2015-11-22 | 0 | 0
|  |  |  | 2015-11-23 | 0 | 0
|  |  |  | 2015-11-24 | 0 | 0
|  |  |  | 2015-11-25 | 0 | 0
|  |  |  | 2015-11-26 | 0.69 | 0.69
|  |  |  | 2015-11-27 | 2.45 | 2.45
|  |  |  | 2015-11-28 | 0.25 | 0.25
|  |  |  | 2015-11-29 | 0.83 | 0.83
|  |  |  | 2015-11-30 | 0 | 0
|  |  |  | 2015-12-01 | 0 | 0
|  |  |  | 2015-12-02 | 0 | 0
|  |  |  | 2015-12-03 | 0 | 0
|  |  |  | 2015-12-04 | 0 | 0
|  |  |  | 2015-12-05 | 0 | 0
|  |  |  | 2015-12-06 | 0 | 0
|  |  |  | 2015-12-07 | 0 | 0
|  |  |  | 2015-12-08 | 0 | 0
|  |  |  | 2015-12-09 | 0 | 0
|  |  |  | 2015-12-10 | 0 | 0
|  |  |  | 2015-12-11 | 0 | 0
|  |  |  | 2015-12-12 | 0 | 0
|  |  |  | 2015-12-13 | 0.9 | 0.9
|  |  |  | 2015-12-14 | 0 | 0
|  |  |  | 2015-12-15 | 0 | 0
|  |  |  | 2015-12-16 | 0 | 0
|  |  |  | 2015-12-17 | 0 | 0
|  |  |  | 2015-12-18 | 0 | 0
|  |  |  | 2015-12-19 | 0 | 0
|  |  |  | 2015-12-20 | 0 | 0
|  |  |  | 2015-12-21 | 0 | 0
|  |  |  | 2015-12-22 | 0 | 0
|  |  |  | 2015-12-23 | 0 | 0
|  |  |  | 2015-12-24 | 0 | 0
|  |  |  | 2015-12-25 | 0 | 0
|  |  |  | 2015-12-26 | 0.42 | 0.42
|  |  |  | 2015-12-27 | 1.01 | 1.01
|  |  |  | 2015-12-28 | 0.29 | 0.29
|  |  |  | 2015-12-29 | 0 | 0
|  |  |  | 2015-12-30 | 0 | 0
|  |  |  | 2015-12-31 | 0 | 0
|  |  |  | 2016-01-01 | 0 | 0
|  |  |  | 2016-01-02 | 0 | 0
|  |  |  | 2016-01-03 | 0 | 0
|  |  |  | 2016-01-04 | 0 | 0
|  |  |  | 2016-01-05 | 0 | 0
|  |  |  | 2016-01-06 | 0 | 0
|  |  |  | 2016-01-07 | 0 | 0
|  |  |  | 2016-01-08 | 0 | 0
|  |  |  | 2016-01-09 | 0.11 | 0.11
|  |  |  | 2016-01-10 | 0 | 0
|  |  |  | 2016-01-11 | 0 | 0
|  |  |  | 2016-01-12 | 0 | 0
|  |  |  | 2016-01-13 | 0 | 0
|  |  |  | 2016-01-14 | 0 | 0
|  |  |  | 2016-01-15 | 0 | 0
|  |  |  | 2016-01-16 | 0.3 | 0.3
|  |  |  | 2016-01-17 | 0 | 0
|  |  |  | 2016-01-18 | 0 | 0
|  |  |  | 2016-01-19 | 0 | 0
|  |  |  | 2016-01-20 | 0 | 0
|  |  |  | 2016-01-21 | 0.02 | 0.02
|  |  |  | 2016-01-22 | 0 | 0
|  |  |  | 2016-01-23 | 0 | 0
|  |  |  | 2016-01-24 | 0 | 0
|  |  |  | 2016-01-25 | 0 | 0
|  |  |  | 2016-01-26 | 0 | 0
|  |  |  | 2016-01-27 | 0 | 0
|  |  |  | 2016-01-28 | 0 | 0
|  |  |  | 2016-01-29 | 0 | 0
|  |  |  | 2016-01-30 | 0 | 0
|  |  |  | 2016-01-31 | 0 | 0
|  |  |  | 2016-02-01 | 0 | 0
|  |  |  | 2016-02-02 | 0 | 0
|  |  |  | 2016-02-03 | 0 | 0
|  |  |  | 2016-02-04 | 0 | 0
|  |  |  | 2016-02-05 | 0.01 | 0.01
|  |  |  | 2016-02-06 | 0 | 0
|  |  |  | 2016-02-07 | 0 | 0
|  |  |  | 2016-02-08 | 0 | 0
|  |  |  | 2016-02-09 | 0 | 0
|  |  |  | 2016-02-10 | 0 | 0
|  |  |  | 2016-02-11 | 0 | 0
|  |  |  | 2016-02-12 | 0 | 0
|  |  |  | 2016-02-13 | 0 | 0
|  |  |  | 2016-02-14 | 0 | 0
|  |  |  | 2016-02-15 | 0 | 0
|  |  |  | 2016-02-16 | 0 | 0
|  |  |  | 2016-02-17 | 0 | 0
|  |  |  | 2016-02-18 | 0 | 0
|  |  |  | 2016-02-19 | 0 | 0
|  |  |  | 2016-02-20 | 0 | 0
|  |  |  | 2016-02-21 | 0 | 0
|  |  |  | 2016-02-22 | 0.26 | 0.26
|  |  |  | 2016-02-23 | 1 | 1
|  |  |  | 2016-02-24 | 0 | 0
|  |  |  | 2016-02-25 | 0 | 0
|  |  |  | 2016-02-26 | 0 | 0
|  |  |  | 2016-02-27 | 0 | 0
|  |  |  | 2016-02-28 | 0 | 0
|  |  |  | 2016-02-29 | 0 | 0
|  |  |  | 2016-03-01 | 0 | 0
|  |  |  | 2016-03-02 | 0 | 0
|  |  |  | 2016-03-03 | 0 | 0
|  |  |  | 2016-03-04 | 0 | 0
|  |  |  | 2016-03-05 | 0 | 0
|  |  |  | 2016-03-06 | 0 | 0
|  |  |  | 2016-03-07 | 0.02 | 0.02
|  |  |  | 2016-03-08 | 0.48 | 0.48
|  |  |  | 2016-03-09 | 0.03 | 0.03
|  |  |  | 2016-03-10 | 0 | 0
|  |  |  | 2016-03-11 | 0.26 | 0.26
|  |  |  | 2016-03-12 | 0 | 0
|  |  |  | 2016-03-13 | 0 | 0
|  |  |  | 2016-03-14 | 0 | 0
|  |  |  | 2016-03-15 | 0 | 0
|  |  |  | 2016-03-16 | 0 | 0
|  |  |  | 2016-03-17 | 0 | 0
|  |  |  | 2016-03-18 | 0.03 | 0.03
|  |  |  | 2016-03-19 | 0 | 0
|  |  |  | 2016-03-20 | 0 | 0
|  |  |  | 2016-03-21 | 0 | 0
|  |  |  | 2016-03-22 | 0 | 0
|  |  |  | 2016-03-23 | 0 | 0
|  |  |  | 2016-03-24 | 0 | 0
|  |  |  | 2016-03-25 | 0 | 0
|  |  |  | 2016-03-26 | 0 | 0
|  |  |  | 2016-03-27 | 0.53 | 0.53
|  |  |  | 2016-03-28 | 0 | 0
|  |  |  | 2016-03-29 | 0 | 0
|  |  |  | 2016-03-30 | 0 | 0
|  |  |  | 2016-03-31 | 0 | 0
|  |  |  | 2016-04-01 | 0 | 0
|  |  |  | 2016-04-02 | 0 | 0
|  |  |  | 2016-04-03 | 0 | 0
|  |  |  | 2016-04-04 | 0 | 0
|  |  |  | 2016-04-05 | 0 | 0
|  |  |  | 2016-04-06 | 0 | 0
|  |  |  | 2016-04-07 | 0 | 0
|  |  |  | 2016-04-08 | 0 | 0
|  |  |  | 2016-04-09 | 0.03 | 0.03
|  |  |  | 2016-04-10 | 1.35 | 1.35
|  |  |  | 2016-04-11 | 0.39 | 0.39
|  |  |  | 2016-04-12 | 0.18 | 0.18
|  |  |  | 2016-04-13 | 0.03 | 0.03
|  |  |  | 2016-04-14 | 0 | 0
|  |  |  | 2016-04-15 | 0 | 0
|  |  |  | 2016-04-16 | 1.21 | 1.21
|  |  |  | 2016-04-17 | 1.29 | 1.29
|  |  |  | 2016-04-18 | 0.02 | 0.02
|  |  |  | 2016-04-19 | 2.34 | 2.34
|  |  |  | 2016-04-20 | 0.02 | 0.02
|  |  |  | 2016-04-21 | 0.03 | 0.03
|  |  |  | 2016-04-22 | 0 | 0
|  |  |  | 2016-04-23 | 0 | 0
|  |  |  | 2016-04-24 | 0 | 0
|  |  |  | 2016-04-25 | 0 | 0
|  |  |  | 2016-04-26 | 0.41 | 0.41
|  |  |  | 2016-04-27 | 0 | 0
|  |  |  | 2016-04-28 | 0 | 0
|  |  |  | 2016-04-29 | 0.01 | 0.01
|  |  |  | 2016-04-30 | 0 | 0
|  |  |  | 2016-05-01 | 0.22 | 0.22
|  |  |  | 2016-05-02 | 0 | 0
|  |  |  | 2016-05-03 | 0.08 | 0.08
|  |  |  | 2016-05-04 | 0 | 0
|  |  |  | 2016-05-05 | 0 | 0
|  |  |  | 2016-05-06 | 0 | 0
|  |  |  | 2016-05-07 | 0 | 0
|  |  |  | 2016-05-08 | 0 | 0
|  |  |  | 2016-05-09 | 0.11 | 0.11
|  |  |  | 2016-05-10 | 0 | 0
|  |  |  | 2016-05-11 | 0 | 0
|  |  |  | 2016-05-12 | 0 | 0
|  |  |  | 2016-05-13 | 0 | 0
|  |  |  | 2016-05-14 | 0 | 0
|  |  |  | 2016-05-15 | 0 | 0
|  |  |  | 2016-05-16 | 0 | 0
|  |  |  | 2016-05-17 | 2.47 | 2.47
|  |  |  | 2016-05-18 | 0.03 | 0.03
|  |  |  | 2016-05-19 | 0.12 | 0.12
|  |  |  | 2016-05-20 | 0.01 | 0.01
|  |  |  | 2016-05-21 | 0 | 0
|  |  |  | 2016-05-22 | 0.1 | 0.1
|  |  |  | 2016-05-23 | 2.23 | 2.23
|  |  |  | 2016-05-24 | 0.02 | 0.02
|  |  |  | 2016-05-25 | 0 | 0
|  |  |  | 2016-05-26 | 0.01 | 0.01
|  |  |  | 2016-05-27 | 0.06 | 0.06
|  |  |  | 2016-05-28 | 0.15 | 0.15
|  |  |  | 2016-05-29 | 0.19 | 0.19
|  |  |  | 2016-05-30 | 0.26 | 0.26
|  |  |  | 2016-05-31 | 0.07 | 0.07
|  |  |  | 2016-06-01 | 0.57 | 0.57
|  |  |  | 2016-06-02 | 0.57 | 0.57
|  |  |  | 2016-06-03 | 0.45 | 0.45
|  |  |  | 2016-06-04 | 0.66 | 0.66
|  |  |  | 2016-06-05 | 0 | 0
|  |  |  | 2016-06-06 | 0 | 0
|  |  |  | 2016-06-07 | 0 | 0
|  |  |  | 2016-06-08 | 0 | 0
|  |  |  | 2016-06-09 | 0 | 0
|  |  |  | 2016-06-10 | 0 | 0
|  |  |  | 2016-06-11 | 0.26 | 0.26
|  |  |  | 2016-06-12 | 0 | 0
|  |  |  | 2016-06-13 | 0.34 | 0.34
|  |  |  | 2016-06-14 | 0.42 | 0.42
|  |  |  | 2016-06-15 | 0 | 0
|  |  |  | 2016-06-16 | 0 | 0
|  |  |  | 2016-06-17 | 0 | 0
|  |  |  | 2016-06-18 | 0 | 0
|  |  |  | 2016-06-19 | 0.02 | 0.02
|  |  |  | 2016-06-20 | 0 | 0
|  |  |  | 2016-06-21 | 0 | 0
|  |  |  | 2016-06-22 | 0 | 0
|  |  |  | 2016-06-23 | 0 | 0
|  |  |  | 2016-06-24 | 0 | 0
|  |  |  | 2016-06-25 | 0 | 0
|  |  |  | 2016-06-26 | 0 | 0
|  |  |  | 2016-06-27 | 0 | 0
|  |  |  | 2016-06-28 | 0 | 0
|  |  |  | 2016-06-29 | 0 | 0
|  |  |  | 2016-06-30 | 0 | 0
|  |  |  | 2016-07-01 | 0 | 0
|  |  |  | 2016-07-02 | 0.05 | 0.05
|  |  |  | 2016-07-03 | 0.05 | 0.05
|  |  |  | 2016-07-04 | 0 | 0
|  |  |  | 2016-07-05 | 0.38 | 0.38
|  |  |  | 2016-07-06 | 0 | 0
|  |  |  | 2016-07-07 | 0 | 0
|  |  |  | 2016-07-08 | 0.09 | 0.09
|  |  |  | 2016-07-09 | 0 | 0
|  |  |  | 2016-07-10 | 0 | 0
|  |  |  | 2016-07-11 | 0 | 0
|  |  |  | 2016-07-12 | 0.02 | 0.02
|  |  |  | 2016-07-13 | 0 | 0
|  |  |  | 2016-07-14 | 0 | 0
|  |  |  | 2016-07-15 | 0.02 | 0.02
|  |  |  | 2016-07-16 | 1.11 | 1.11
|  |  |  | 2016-07-17 | 0 | 0
|  |  |  | 2016-07-18 | 0 | 0
|  |  |  | 2016-07-19 | 0 | 0
|  |  |  | 2016-07-20 | 0 | 0
|  |  |  | 2016-07-21 | 0 | 0
|  |  |  | 2016-07-22 | 0 | 0
|  |  |  | 2016-07-23 | 0 | 0
|  |  |  | 2016-07-24 | 0 | 0
|  |  |  | 2016-07-25 | 0 | 0
|  |  |  | 2016-07-26 | 0 | 0
|  |  |  | 2016-07-27 | 0.1 | 0.1
|  |  |  | 2016-07-28 | 0 | 0
|  |  |  | 2016-07-29 | 0 | 0
|  |  |  | 2016-07-30 | 0 | 0
|  |  |  | 2016-07-31 | 0 | 0
|  |  |  | 2016-08-01 | 0 | 0
|  |  |  | 2016-08-02 | 0 | 0
|  |  |  | 2016-08-03 | 0 | 0
|  |  |  | 2016-08-04 | 0 | 0
|  |  |  | 2016-08-05 | 0 | 0
|  |  |  | 2016-08-06 | 0 | 0
|  |  |  | 2016-08-07 | 0 | 0
|  |  |  | 2016-08-08 | 0 | 0
|  |  |  | 2016-08-09 | 0.21 | 0.21
|  |  |  | 2016-08-10 | 0 | 0
|  |  |  | 2016-08-11 | 0.24 | 0.24
|  |  |  | 2016-08-12 | 0 | 0
|  |  |  | 2016-08-13 | 0 | 0
|  |  |  | 2016-08-14 | 0 | 0
|  |  |  | 2016-08-15 | 0 | 0
|  |  |  | 2016-08-16 | 0 | 0
|  |  |  | 2016-08-17 | 0 | 0
|  |  |  | 2016-08-18 | 0 | 0
|  |  |  | 2016-08-19 | 0.05 | 0.05
|  |  |  | 2016-08-20 | 0.24 | 0.24
|  |  |  | 2016-08-21 | 0 | 0
|  |  |  | 2016-08-22 | 0 | 0
|  |  |  | 2016-08-23 | 0 | 0
|  |  |  | 2016-08-24 | 0 | 0
|  |  |  | 2016-08-25 | 0 | 0
|  |  |  | 2016-08-26 | 0 | 0
|  |  |  | 2016-08-27 | 0.03 | 0.03
|  |  |  | 2016-08-28 | 0 | 0
|  |  |  | 2016-08-29 | 0 | 0
|  |  |  | 2016-08-30 | 0 | 0
|  |  |  | 2016-08-31 | 0.01 | 0.01
|  |  |  | 2016-09-01 | 0 | 0
|  |  |  | 2016-09-02 | 0 | 0
|  |  |  | 2016-09-03 | 0 | 0
|  |  |  | 2016-09-04 | 0 | 0
|  |  |  | 2016-09-05 | 0 | 0
|  |  |  | 2016-09-06 | 0 | 0
|  |  |  | 2016-09-07 | 0 | 0
|  |  |  | 2016-09-08 | 0 | 0
|  |  |  | 2016-09-09 | 0 | 0
|  |  |  | 2016-09-10 | 1.01 | 1.01
|  |  |  | 2016-09-11 | 0 | 0
|  |  |  | 2016-09-12 | 0 | 0
|  |  |  | 2016-09-13 | 0.01 | 0.01
|  |  |  | 2016-09-14 | 0.14 | 0.14
|  |  |  | 2016-09-15 | 1.8 | 1.8
|  |  |  | 2016-09-16 | 0.7 | 0.7
|  |  |  | 2016-09-17 | 0 | 0
|  |  |  | 2016-09-18 | 0.55 | 0.55
|  |  |  | 2016-09-19 | 0 | 0
|  |  |  | 2016-09-20 | 0 | 0
|  |  |  | 2016-09-21 | 0 | 0
|  |  |  | 2016-09-22 | 0 | 0
|  |  |  | 2016-09-23 | 0 | 0
|  |  |  | 2016-09-24 | 5.43 | 5.43
|  |  |  | 2016-09-25 | 0.18 | 0.18
|  |  |  | 2016-09-26 | 0 | 0
|  |  |  | 2016-09-27 | 0 | 0
|  |  |  | 2016-09-28 | 0 | 0
|  |  |  | 2016-09-29 | 0 | 0
|  |  |  | 2016-09-30 | 0 | 0
|  |  |  | 2016-10-01 | 0 | 0
|  |  |  | 2016-10-02 | 0 | 0
|  |  |  | 2016-10-03 | 0 | 0
|  |  |  | 2016-10-04 | 0.02 | 0.02
|  |  |  | 2016-10-05 | 0 | 0
|  |  |  | 2016-10-06 | 1.33 | 1.33
|  |  |  | 2016-10-07 | 0.3 | 0.3
|  |  |  | 2016-10-08 | 0 | 0
|  |  |  | 2016-10-09 | 0 | 0
|  |  |  | 2016-10-10 | 0 | 0
|  |  |  | 2016-10-11 | 0 | 0
|  |  |  | 2016-10-12 | 0 | 0
|  |  |  | 2016-10-13 | 0.38 | 0.38
|  |  |  | 2016-10-14 | 0 | 0
|  |  |  | 2016-10-15 | 0 | 0
|  |  |  | 2016-10-16 | 0 | 0
|  |  |  | 2016-10-17 | 0 | 0
|  |  |  | 2016-10-18 | 0 | 0
|  |  |  | 2016-10-19 | 0.29 | 0.29
|  |  |  | 2016-10-20 | 0 | 0
|  |  |  | 2016-10-21 | 0 | 0
|  |  |  | 2016-10-22 | 0 | 0
|  |  |  | 2016-10-23 | 0 | 0
|  |  |  | 2016-10-24 | 0 | 0
|  |  |  | 2016-10-25 | 0 | 0
|  |  |  | 2016-10-26 | 0 | 0
|  |  |  | 2016-10-27 | 0 | 0
|  |  |  | 2016-10-28 | 0 | 0
|  |  |  | 2016-10-29 | 0 | 0
|  |  |  | 2016-10-30 | 0 | 0
|  |  |  | 2016-10-31 | 0 | 0
|  |  |  | 2016-11-01 | 0 | 0
|  |  |  | 2016-11-02 | 0.97 | 0.97
|  |  |  | 2016-11-03 | 0 | 0
|  |  |  | 2016-11-04 | 0 | 0
|  |  |  | 2016-11-05 | 0 | 0
|  |  |  | 2016-11-06 | 0.18 | 0.18
|  |  |  | 2016-11-07 | 0.67 | 0.67
|  |  |  | 2016-11-08 | 0 | 0
|  |  |  | 2016-11-09 | 0 | 0
|  |  |  | 2016-11-10 | 0 | 0
|  |  |  | 2016-11-11 | 0 | 0
|  |  |  | 2016-11-12 | 0 | 0
|  |  |  | 2016-11-13 | 0 | 0
|  |  |  | 2016-11-14 | 0 | 0
|  |  |  | 2016-11-15 | 0 | 0
|  |  |  | 2016-11-16 | 0 | 0
|  |  |  | 2016-11-17 | 0 | 0
|  |  |  | 2016-11-18 | 0 | 0
|  |  |  | 2016-11-19 | 0 | 0
|  |  |  | 2016-11-20 | 0 | 0
|  |  |  | 2016-11-21 | 0 | 0
|  |  |  | 2016-11-22 | 0 | 0
|  |  |  | 2016-11-23 | 0 | 0
|  |  |  | 2016-11-24 | 0 | 0
|  |  |  | 2016-11-25 | 0 | 0
|  |  |  | 2016-11-26 | 0 | 0
|  |  |  | 2016-11-27 | 0 | 0
|  |  |  | 2016-11-28 | 0 | 0
|  |  |  | 2016-11-29 | 0 | 0
|  |  |  | 2016-11-30 | 0 | 0
|  |  |  | 2016-12-01 | 0 | 0
|  |  |  | 2016-12-02 | 0.2 | 0.2
|  |  |  | 2016-12-03 | 0.47 | 0.47
|  |  |  | 2016-12-04 | 0.15 | 0.15
|  |  |  | 2016-12-05 | 0 | 0
|  |  |  | 2016-12-06 | 0 | 0
|  |  |  | 2016-12-07 | 0 | 0
|  |  |  | 2016-12-08 | 0 | 0
|  |  |  | 2016-12-09 | 0 | 0
|  |  |  | 2016-12-10 | 0 | 0
|  |  |  | 2016-12-11 | 0 | 0
|  |  |  | 2016-12-12 | 0 | 0
|  |  |  | 2016-12-13 | 0 | 0
|  |  |  | 2016-12-14 | 0 | 0
|  |  |  | 2016-12-15 | 0 | 0
|  |  |  | 2016-12-16 | 0 | 0
|  |  |  | 2016-12-17 | 0 | 0
|  |  |  | 2016-12-18 | 0 | 0
|  |  |  | 2016-12-19 | 0 | 0
|  |  |  | 2016-12-20 | 0 | 0
|  |  |  | 2016-12-21 | 0 | 0
|  |  |  | 2016-12-22 | 0 | 0
|  |  |  | 2016-12-23 | 0.01 | 0.01
|  |  |  | 2016-12-24 | 0 | 0
|  |  |  | 2016-12-25 | 0 | 0
|  |  |  | 2016-12-26 | 0 | 0
|  |  |  | 2016-12-27 | 0 | 0
|  |  |  | 2016-12-28 | 0 | 0
|  |  |  | 2016-12-29 | 0 | 0
|  |  |  | 2016-12-30 | 0 | 0
|  |  |  | 2016-12-31 | 0 | 0
|  |  |  | 2017-01-01 | 0 | 0
|  |  |  | 2017-01-02 | 0.01 | 0.01
|  |  |  | 2017-01-03 | 0 | 0
|  |  |  | 2017-01-04 | 0 | 0
|  |  |  | 2017-01-05 | 0 | 0
|  |  |  | 2017-01-06 | 0 | 0
|  |  |  | 2017-01-07 | 0 | 0
|  |  |  | 2017-01-08 | 0 | 0
|  |  |  | 2017-01-09 | 0 | 0
|  |  |  | 2017-01-10 | 0 | 0
|  |  |  | 2017-01-11 | 0 | 0
|  |  |  | 2017-01-12 | 0 | 0
|  |  |  | 2017-01-13 | 0 | 0
|  |  |  | 2017-01-14 | 0.22 | 0.22
|  |  |  | 2017-01-15 | 1.34 | 1.34
|  |  |  | 2017-01-16 | 0.02 | 0.02
|  |  |  | 2017-01-17 | 0.28 | 0.28
|  |  |  | 2017-01-18 | 0 | 0
|  |  |  | 2017-01-19 | 0 | 0
|  |  |  | 2017-01-20 | 0 | 0
|  |  |  | 2017-01-21 | 0 | 0
|  |  |  | 2017-01-22 | 0 | 0
|  |  |  | 2017-01-23 | 0 | 0
|  |  |  | 2017-01-24 | 0 | 0
|  |  |  | 2017-01-25 | 0 | 0
|  |  |  | 2017-01-26 | 0 | 0
|  |  |  | 2017-01-27 | 0 | 0
|  |  |  | 2017-01-28 | 0 | 0
|  |  |  | 2017-01-29 | 0 | 0
|  |  |  | 2017-01-30 | 0 | 0
|  |  |  | 2017-01-31 | 0 | 0
|  |  |  | 2017-02-01 | 0 | 0
|  |  |  | 2017-02-02 | 0 | 0
|  |  |  | 2017-02-03 | 0 | 0
|  |  |  | 2017-02-04 | 0 | 0
|  |  |  | 2017-02-05 | 0 | 0
|  |  |  | 2017-02-06 | 0 | 0
|  |  |  | 2017-02-07 | 0 | 0
|  |  |  | 2017-02-08 | 0 | 0
|  |  |  | 2017-02-09 | 0 | 0
|  |  |  | 2017-02-10 | 0 | 0
|  |  |  | 2017-02-11 | 0 | 0
|  |  |  | 2017-02-12 | 0 | 0
|  |  |  | 2017-02-13 | 1.05 | 1.05
|  |  |  | 2017-02-14 | 0.35 | 0.35
|  |  |  | 2017-02-15 | 0 | 0
|  |  |  | 2017-02-16 | 0 | 0
|  |  |  | 2017-02-17 | 0 | 0
|  |  |  | 2017-02-18 | 0 | 0
|  |  |  | 2017-02-19 | 0.57 | 0.57
|  |  |  | 2017-02-20 | 0.13 | 0.13
|  |  |  | 2017-02-21 | 0 | 0
|  |  |  | 2017-02-22 | 0 | 0
|  |  |  | 2017-02-23 | 0 | 0
|  |  |  | 2017-02-24 | 0 | 0
|  |  |  | 2017-02-25 | 0 | 0
|  |  |  | 2017-02-26 | 0 | 0
|  |  |  | 2017-02-27 | 0 | 0
|  |  |  | 2017-02-28 | 0 | 0
|  |  |  | 2017-03-01 | 0 | 0
|  |  |  | 2017-03-02 | 0 | 0
|  |  |  | 2017-03-03 | 0 | 0
|  |  |  | 2017-03-04 | 0 | 0
|  |  |  | 2017-03-05 | 0.01 | 0.01
|  |  |  | 2017-03-06 | 0 | 0
|  |  |  | 2017-03-07 | 0 | 0
|  |  |  | 2017-03-08 | 0 | 0
|  |  |  | 2017-03-09 | 0 | 0
|  |  |  | 2017-03-10 | 0 | 0
|  |  |  | 2017-03-11 | 0.04 | 0.04
|  |  |  | 2017-03-12 | 0 | 0
|  |  |  | 2017-03-13 | 0.04 | 0.04
|  |  |  | 2017-03-14 | 0 | 0
|  |  |  | 2017-03-15 | 0 | 0
|  |  |  | 2017-03-16 | 0 | 0
|  |  |  | 2017-03-17 | 0 | 0
|  |  |  | 2017-03-18 | 0 | 0
|  |  |  | 2017-03-19 | 0 | 0
|  |  |  | 2017-03-20 | 0 | 0
|  |  |  | 2017-03-21 | 0 | 0
|  |  |  | 2017-03-22 | 0 | 0
|  |  |  | 2017-03-23 | 0 | 0
|  |  |  | 2017-03-24 | 0.02 | 0.02
|  |  |  | 2017-03-25 | 0 | 0
|  |  |  | 2017-03-26 | 0 | 0
|  |  |  | 2017-03-27 | 0 | 0
|  |  |  | 2017-03-28 | 0.37 | 0.37
|  |  |  | 2017-03-29 | 0.27 | 0.27
|  |  |  | 2017-03-30 | 0 | 0
|  |  |  | 2017-03-31 | 0 | 0
|  |  |  | 2017-04-01 | 0.25 | 0.25
|  |  |  | 2017-04-02 | 0.04 | 0.04
|  |  |  | 2017-04-03 | 0 | 0
|  |  |  | 2017-04-04 | 0 | 0
|  |  |  | 2017-04-05 | 0 | 0
|  |  |  | 2017-04-06 | 0 | 0
|  |  |  | 2017-04-07 | 0 | 0
|  |  |  | 2017-04-08 | 0 | 0
|  |  |  | 2017-04-09 | 0 | 0
|  |  |  | 2017-04-10 | 0 | 0
|  |  |  | 2017-04-11 | 0 | 0
|  |  |  | 2017-04-12 | 0 | 0
|  |  |  | 2017-04-13 | 0.42 | 0.42
|  |  |  | 2017-04-14 | 0 | 0
|  |  |  | 2017-04-15 | 0 | 0
|  |  |  | 2017-04-16 | 0 | 0
|  |  |  | 2017-04-17 | 0.03 | 0.03
|  |  |  | 2017-04-18 | 0 | 0
|  |  |  | 2017-04-19 | 0 | 0
|  |  |  | 2017-04-20 | 0.02 | 0.02
|  |  |  | 2017-04-21 | 0.14 | 0.14
|  |  |  | 2017-04-22 | 0 | 0
|  |  |  | 2017-04-23 | 0 | 0
|  |  |  | 2017-04-24 | 0 | 0
|  |  |  | 2017-04-25 | 0 | 0
|  |  |  | 2017-04-26 | 0.01 | 0.01
|  |  |  | 2017-04-27 | 0 | 0
|  |  |  | 2017-04-28 | 0 | 0
|  |  |  | 2017-04-29 | 0.13 | 0.13
|  |  |  | 2017-04-30 | 0 | 0
|  |  |  | 2017-05-01 | 0 | 0
|  |  |  | 2017-05-02 | 0 | 0
|  |  |  | 2017-05-03 | 0 | 0
|  |  |  | 2017-05-04 | 0 | 0
|  |  |  | 2017-05-05 | 0 | 0
|  |  |  | 2017-05-06 | 0 | 0
|  |  |  | 2017-05-07 | 0 | 0
|  |  |  | 2017-05-08 | 0 | 0
|  |  |  | 2017-05-09 | 0 | 0
|  |  |  | 2017-05-10 | 0 | 0
|  |  |  | 2017-05-11 | 0.01 | 0.01
|  |  |  | 2017-05-12 | 0 | 0
|  |  |  | 2017-05-13 | 0 | 0
|  |  |  | 2017-05-14 | 0 | 0
|  |  |  | 2017-05-15 | 0 | 0
|  |  |  | 2017-05-16 | 0.35 | 0.35
|  |  |  | 2017-05-17 | 0.24 | 0.24
|  |  |  | 2017-05-18 | 1.2 | 1.2
|  |  |  | 2017-05-19 | 2.72 | 2.72
|  |  |  | 2017-05-20 | 0 | 0
|  |  |  | 2017-05-21 | 0 | 0
|  |  |  | 2017-05-22 | 0.02 | 0.02
|  |  |  | 2017-05-23 | 0.01 | 0.01
|  |  |  | 2017-05-24 | 0 | 0
|  |  |  | 2017-05-25 | 0 | 0
|  |  |  | 2017-05-26 | 0 | 0
|  |  |  | 2017-05-27 | 0 | 0
|  |  |  | 2017-05-28 | 0 | 0
|  |  |  | 2017-05-29 | 0 | 0
|  |  |  | 2017-05-30 | 0 | 0
|  |  |  | 2017-05-31 | 0.01 | 0.01
|  |  |  | 2017-06-01 | 0.01 | 0.01
|  |  |  | 2017-06-02 | 1.04 | 1.04
|  |  |  | 2017-06-03 | 0.01 | 0.01
|  |  |  | 2017-06-04 | 0 | 0
|  |  |  | 2017-06-05 | 0 | 0
|  |  |  | 2017-06-06 | 0 | 0
|  |  |  | 2017-06-07 | 0 | 0
|  |  |  | 2017-06-08 | 0 | 0
|  |  |  | 2017-06-09 | 0.66 | 0.66
|  |  |  | 2017-06-10 | 0 | 0
|  |  |  | 2017-06-11 | 0 | 0
|  |  |  | 2017-06-12 | 0 | 0
|  |  |  | 2017-06-13 | 0 | 0
|  |  |  | 2017-06-14 | 0 | 0
|  |  |  | 2017-06-15 | 0 | 0
|  |  |  | 2017-06-16 | 0 | 0
|  |  |  | 2017-06-17 | 0 | 0
|  |  |  | 2017-06-18 | 0 | 0
|  |  |  | 2017-06-19 | 0 | 0
|  |  |  | 2017-06-20 | 0 | 0
|  |  |  | 2017-06-21 | 0 | 0
|  |  |  | 2017-06-22 | 0 | 0
|  |  |  | 2017-06-23 | 0 | 0
|  |  |  | 2017-06-24 | 0.68 | 0.68
|  |  |  | 2017-06-25 | 0 | 0
|  |  |  | 2017-06-26 | 0 | 0
|  |  |  | 2017-06-27 | 0 | 0
|  |  |  | 2017-06-28 | 0 | 0
|  |  |  | 2017-06-29 | 0 | 0
|  |  |  | 2017-06-30 | 0.06 | 0.06
|  |  |  | 2017-07-01 | 0 | 0
|  |  |  | 2017-07-02 | 0 | 0
|  |  |  | 2017-07-03 | 0.27 | 0.27
|  |  |  | 2017-07-04 | 0.05 | 0.05
|  |  |  | 2017-07-05 | 0.51 | 0.51
|  |  |  | 2017-07-06 | 0 | 0
|  |  |  | 2017-07-07 | 0 | 0
|  |  |  | 2017-07-08 | 0.06 | 0.06
|  |  |  | 2017-07-09 | 0.02 | 0.02
|  |  |  | 2017-07-10 | 0 | 0
|  |  |  | 2017-07-11 | 0 | 0
|  |  |  | 2017-07-12 | 0 | 0
|  |  |  | 2017-07-13 | 0 | 0
|  |  |  | 2017-07-14 | 0 | 0
|  |  |  | 2017-07-15 | 1.87 | 1.87
|  |  |  | 2017-07-16 | 0.16 | 0.16
|  |  |  | 2017-07-17 | 0 | 0
|  |  |  | 2017-07-18 | 0 | 0
|  |  |  | 2017-07-19 | 0 | 0
|  |  |  | 2017-07-20 | 0 | 0
|  |  |  | 2017-07-21 | 0 | 0
|  |  |  | 2017-07-22 | 0 | 0
|  |  |  | 2017-07-23 | 0.19 | 0.19
|  |  |  | 2017-07-24 | 0.01 | 0.01
|  |  |  | 2017-07-25 | 0 | 0
|  |  |  | 2017-07-26 | 0 | 0
|  |  |  | 2017-07-27 | 0 | 0
|  |  |  | 2017-07-28 | 0 | 0
|  |  |  | 2017-07-29 | 0 | 0
|  |  |  | 2017-07-30 | 0 | 0
|  |  |  | 2017-07-31 | 0 | 0
|  |  |  | 2017-08-01 | 0.1 | 0.1
|  |  |  | 2017-08-02 | 0.05 | 0.05
|  |  |  | 2017-08-03 | 0 | 0
|  |  |  | 2017-08-04 | 0 | 0
|  |  |  | 2017-08-05 | 0 | 0
|  |  |  | 2017-08-06 | 0.17 | 0.17
|  |  |  | 2017-08-07 | 0.02 | 0.02
|  |  |  | 2017-08-08 | 0 | 0
|  |  |  | 2017-08-09 | 0 | 0
|  |  |  | 2017-08-10 | 0.43 | 0.43
|  |  |  | 2017-08-11 | 0 | 0
|  |  |  | 2017-08-12 | 1.06 | 1.06
|  |  |  | 2017-08-13 | 0 | 0
|  |  |  | 2017-08-14 | 0.87 | 0.87
|  |  |  | 2017-08-15 | 0 | 0
|  |  |  | 2017-08-16 | 0.4 | 0.4
|  |  |  | 2017-08-17 | 0.6 | 0.6
|  |  |  | 2017-08-18 | 0 | 0
|  |  |  | 2017-08-19 | 0 | 0
|  |  |  | 2017-08-20 | 0.04 | 0.04
|  |  |  | 2017-08-21 | 0 | 0
|  |  |  | 2017-08-22 | 0.02 | 0.02
|  |  |  | 2017-08-23 | 0 | 0
|  |  |  | 2017-08-24 | 0 | 0
|  |  |  | 2017-08-25 | 0.4 | 0.4
|  |  |  | 2017-08-26 | 0 | 0
|  |  |  | 2017-08-27 | 0 | 0
|  |  |  | 2017-08-28 | 0 | 0
|  |  |  | 2017-08-29 | 0 | 0
|  |  |  | 2017-08-30 | 0 | 0
|  |  |  | 2017-08-31 | 0 | 0
|  |  |  | 2017-09-01 | 0 | 0
|  |  |  | 2017-09-02 | 0 | 0
|  |  |  | 2017-09-03 | 0 | 0
|  |  |  | 2017-09-04 | 0 | 0
|  |  |  | 2017-09-05 | 0 | 0
|  |  |  | 2017-09-06 | 0 | 0
|  |  |  | 2017-09-07 | 0 | 0
|  |  |  | 2017-09-08 | 0 | 0
|  |  |  | 2017-09-09 | 0 | 0
|  |  |  | 2017-09-10 | 0 | 0
|  |  |  | 2017-09-11 | 0 | 0
|  |  |  | 2017-09-12 | 0 | 0
|  |  |  | 2017-09-13 | 0 | 0
|  |  |  | 2017-09-14 | 0 | 0
|  |  |  | 2017-09-15 | 0 | 0
|  |  |  | 2017-09-16 | 0 | 0
|  |  |  | 2017-09-17 | 0 | 0
|  |  |  | 2017-09-18 | 0.12 | 0.12
|  |  |  | 2017-09-19 | 0.49 | 0.49
|  |  |  | 2017-09-20 | 0 | 0
|  |  |  | 2017-09-21 | 0 | 0
|  |  |  | 2017-09-22 | 0 | 0
|  |  |  | 2017-09-23 | 0 | 0
|  |  |  | 2017-09-24 | 0 | 0
|  |  |  | 2017-09-25 | 0.05 | 0.05
|  |  |  | 2017-09-26 | 1.21 | 1.21
|  |  |  | 2017-09-27 | 0.95 | 0.95
|  |  |  | 2017-09-28 | 0.04 | 0.04
|  |  |  | 2017-09-29 | 0.21 | 0.21
|  |  |  | 2017-09-30 | 0 | 0
|  |  |  | 2017-10-01 | 0 | 0
|  |  |  | 2017-10-02 | 0 | 0
|  |  |  | 2017-10-03 | 0.3 | 0.3
|  |  |  | 2017-10-04 | 0.14 | 0.14
|  |  |  | 2017-10-05 | 0 | 0
|  |  |  | 2017-10-06 | 0 | 0
|  |  |  | 2017-10-07 | 0.19 | 0.19
|  |  |  | 2017-10-08 | 0 | 0
|  |  |  | 2017-10-09 | 0 | 0
|  |  |  | 2017-10-10 | 0 | 0
|  |  |  | 2017-10-11 | 0 | 0
|  |  |  | 2017-10-12 | 0 | 0
|  |  |  | 2017-10-13 | 0 | 0
|  |  |  | 2017-10-14 | 0 | 0
|  |  |  | 2017-10-15 | 0.17 | 0.17
|  |  |  | 2017-10-16 | 0 | 0
|  |  |  | 2017-10-17 | 0 | 0
|  |  |  | 2017-10-18 | 0 | 0
|  |  |  | 2017-10-19 | 0 | 0
|  |  |  | 2017-10-20 | 0 | 0
|  |  |  | 2017-10-21 | 0.56 | 0.56
|  |  |  | 2017-10-22 | 0 | 0
|  |  |  | 2017-10-23 | 0 | 0
|  |  |  | 2017-10-24 | 0 | 0
|  |  |  | 2017-10-25 | 0 | 0
|  |  |  | 2017-10-26 | 0 | 0
|  |  |  | 2017-10-27 | 0 | 0
|  |  |  | 2017-10-28 | 0 | 0
|  |  |  | 2017-10-29 | 0 | 0
|  |  |  | 2017-10-30 | 0 | 0
|  |  |  | 2017-10-31 | 0.01 | 0.01
|  |  |  | 2017-11-01 | 0 | 0
|  |  |  | 2017-11-02 | 0 | 0
|  |  |  | 2017-11-03 | 0 | 0
|  |  |  | 2017-11-04 | 0 | 0
|  |  |  | 2017-11-05 | 0 | 0
|  |  |  | 2017-11-06 | 0 | 0
|  |  |  | 2017-11-07 | 0 | 0
|  |  |  | 2017-11-08 | 0.1 | 0.1
|  |  |  | 2017-11-09 | 0 | 0
|  |  |  | 2017-11-10 | 0 | 0
|  |  |  | 2017-11-11 | 0 | 0
|  |  |  | 2017-11-12 | 0 | 0
|  |  |  | 2017-11-13 | 0 | 0
|  |  |  | 2017-11-14 | 0 | 0
|  |  |  | 2017-11-15 | 0 | 0
|  |  |  | 2017-11-16 | 0 | 0
|  |  |  | 2017-11-17 | 0 | 0
|  |  |  | 2017-11-18 | 0 | 0
|  |  |  | 2017-11-19 | 0 | 0
|  |  |  | 2017-11-20 | 0 | 0
|  |  |  | 2017-11-21 | 0 | 0
|  |  |  | 2017-11-22 | 0 | 0
|  |  |  | 2017-11-23 | 0 | 0
|  |  |  | 2017-11-24 | 0 | 0
|  |  |  | 2017-11-25 | 0 | 0
|  |  |  | 2017-11-26 | 0 | 0
|  |  |  | 2017-11-27 | 0 | 0
|  |  |  | 2017-11-28 | 0 | 0
|  |  |  | 2017-11-29 | 0 | 0
|  |  |  | 2017-11-30 | 0 | 0
|  |  |  | 2017-12-01 | 0 | 0
|  |  |  | 2017-12-02 | 0 | 0
|  |  |  | 2017-12-03 | 0 | 0
|  |  |  | 2017-12-04 | 0 | 0
|  |  |  | 2017-12-05 | 0 | 0
|  |  |  | 2017-12-06 | 0 | 0
|  |  |  | 2017-12-07 | 0 | 0
|  |  |  | 2017-12-08 | 0 | 0
|  |  |  | 2017-12-09 | 0 | 0
|  |  |  | 2017-12-10 | 0 | 0
|  |  |  | 2017-12-11 | 0 | 0
|  |  |  | 2017-12-12 | 0 | 0
|  |  |  | 2017-12-13 | 0 | 0
|  |  |  | 2017-12-14 | 0 | 0
|  |  |  | 2017-12-15 | 0 | 0
|  |  |  | 2017-12-16 | 0 | 0
|  |  |  | 2017-12-17 | 0 | 0
|  |  |  | 2017-12-18 | 0 | 0
|  |  |  | 2017-12-19 | 0.72 | 0.72
|  |  |  | 2017-12-20 | 0 | 0
|  |  |  | 2017-12-21 | 0 | 0
|  |  |  | 2017-12-22 | 0.23 | 0.23
|  |  |  | 2017-12-23 | 0 | 0
|  |  |  | 2017-12-24 | 0 | 0
|  |  |  | 2017-12-25 | 0 | 0
|  |  |  | 2017-12-26 | 0.02 | 0.02
|  |  |  | 2017-12-27 | 0 | 0
|  |  |  | 2017-12-28 | 0 | 0
|  |  |  | 2017-12-29 | 0 | 0
|  |  |  | 2017-12-30 | 0 | 0
|  |  |  | 2017-12-31 | 0 | 0
|  |  |  | 2018-01-01 | 0 | 0
|  |  |  | 2018-01-02 | 0 | 0
|  |  |  | 2018-01-03 | 0 | 0
|  |  |  | 2018-01-04 | 0 | 0
|  |  |  | 2018-01-05 | 0 | 0
|  |  |  | 2018-01-06 | 0 | 0
|  |  |  | 2018-01-07 | 0.01 | 0.01
|  |  |  | 2018-01-08 | 0 | 0
|  |  |  | 2018-01-09 | 0 | 0
|  |  |  | 2018-01-10 | 0 | 0
|  |  |  | 2018-01-11 | 0 | 0
|  |  |  | 2018-01-12 | 0 | 0
|  |  |  | 2018-01-13 | 0 | 0
|  |  |  | 2018-01-14 | 0 | 0
|  |  |  | 2018-01-15 | 0 | 0
|  |  |  | 2018-01-16 | 0 | 0
|  |  |  | 2018-01-17 | 0 | 0
|  |  |  | 2018-01-18 | 0 | 0
|  |  |  | 2018-01-19 | 0 | 0
|  |  |  | 2018-01-20 | 0 | 0
|  |  |  | 2018-01-21 | 0 | 0
|  |  |  | 2018-01-22 | 0 | 0
|  |  |  | 2018-01-23 | 0 | 0
|  |  |  | 2018-01-24 | 0 | 0
|  |  |  | 2018-01-25 | 0 | 0
|  |  |  | 2018-01-26 | 0 | 0
|  |  |  | 2018-01-27 | 0 | 0
|  |  |  | 2018-01-28 | 0 | 0
|  |  |  | 2018-01-29 | 0 | 0
|  |  |  | 2018-01-30 | 0 | 0
|  |  |  | 2018-01-31 | 0 | 0
|  |  |  | 2018-02-01 | 0 | 0
|  |  |  | 2018-02-02 | 0 | 0
|  |  |  | 2018-02-03 | 0 | 0
|  |  |  | 2018-02-04 | 0 | 0
|  |  |  | 2018-02-05 | 0 | 0
|  |  |  | 2018-02-06 | 0 | 0
|  |  |  | 2018-02-07 | 0 | 0
|  |  |  | 2018-02-08 | 0 | 0
|  |  |  | 2018-02-09 | 0 | 0
|  |  |  | 2018-02-10 | 0 | 0
|  |  |  | 2018-02-11 | 0 | 0
|  |  |  | 2018-02-12 | 0 | 0
|  |  |  | 2018-02-13 | 0 | 0
|  |  |  | 2018-02-14 | 0 | 0
|  |  |  | 2018-02-15 | 0 | 0
|  |  |  | 2018-02-16 | 0 | 0
|  |  |  | 2018-02-17 | 0.09 | 0.09
|  |  |  | 2018-02-18 | 0 | 0
|  |  |  | 2018-02-19 | 0 | 0
|  |  |  | 2018-02-20 | 0.72 | 0.72
|  |  |  | 2018-02-21 | 0.43 | 0.43
|  |  |  | 2018-02-22 | 0.18 | 0.18
|  |  |  | 2018-02-23 | 1.08 | 1.08
|  |  |  | 2018-02-24 | 0.25 | 0.25
|  |  |  | 2018-02-25 | 0 | 0
|  |  |  | 2018-02-26 | 0 | 0
|  |  |  | 2018-02-27 | 0 | 0
|  |  |  | 2018-02-28 | 0.1 | 0.1
|  |  |  | 2018-03-01 | 0 | 0
|  |  |  | 2018-03-02 | 0 | 0
|  |  |  | 2018-03-03 | 0 | 0
|  |  |  | 2018-03-04 | 0.03 | 0.03
|  |  |  | 2018-03-05 | 0 | 0
|  |  |  | 2018-03-06 | 0 | 0
|  |  |  | 2018-03-07 | 0 | 0
|  |  |  | 2018-03-08 | 0 | 0
|  |  |  | 2018-03-09 | 0 | 0
|  |  |  | 2018-03-10 | 0 | 0
|  |  |  | 2018-03-11 | 0 | 0
|  |  |  | 2018-03-12 | 0 | 0
|  |  |  | 2018-03-13 | 0 | 0
|  |  |  | 2018-03-14 | 0 | 0
|  |  |  | 2018-03-15 | 0 | 0
|  |  |  | 2018-03-16 | 0 | 0
|  |  |  | 2018-03-17 | 0.12 | 0.12
|  |  |  | 2018-03-18 | 0 | 0
|  |  |  | 2018-03-19 | 0 | 0
|  |  |  | 2018-03-20 | 0 | 0
|  |  |  | 2018-03-21 | 0 | 0
|  |  |  | 2018-03-22 | 0 | 0
|  |  |  | 2018-03-23 | 0 | 0
|  |  |  | 2018-03-24 | 0 | 0
|  |  |  | 2018-03-25 | 0.13 | 0.13
|  |  |  | 2018-03-26 | 1.48 | 1.48
|  |  |  | 2018-03-27 | 0.72 | 0.72
|  |  |  | 2018-03-28 | 0.31 | 0.31
|  |  |  | 2018-03-29 | 0 | 0
|  |  |  | 2018-03-30 | 0 | 0
|  |  |  | 2018-03-31 | 0 | 0
|  |  |  | 2018-04-01 | 0 | 0
|  |  |  | 2018-04-02 | 0 | 0
|  |  |  | 2018-04-03 | 0 | 0
|  |  |  | 2018-04-04 | 0 | 0
|  |  |  | 2018-04-05 | 0 | 0
|  |  |  | 2018-04-06 | 0 | 0
|  |  |  | 2018-04-07 | 0 | 0
|  |  |  | 2018-04-08 | 0 | 0
|  |  |  | 2018-04-09 | 0 | 0
|  |  |  | 2018-04-10 | 0 | 0
|  |  |  | 2018-04-11 | 0 | 0
|  |  |  | 2018-04-12 | 0 | 0
|  |  |  | 2018-04-13 | 0 | 0
|  |  |  | 2018-04-14 | 0 | 0
|  |  |  | 2018-04-15 | 0 | 0
|  |  |  | 2018-04-16 | 0 | 0
|  |  |  | 2018-04-17 | 0 | 0
|  |  |  | 2018-04-18 | 0 | 0
|  |  |  | 2018-04-19 | 0 | 0
|  |  |  | 2018-04-20 | 0 | 0
|  |  |  | 2018-04-21 | 1.19 | 1.19
|  |  |  | 2018-04-22 | 0 | 0
|  |  |  | 2018-04-23 | 0 | 0
|  |  |  | 2018-04-24 | 0 | 0
|  |  |  | 2018-04-25 | 0.33 | 0.33
|  |  |  | 2018-04-26 | 0.01 | 0.01
|  |  |  | 2018-04-27 | 0.01 | 0.01
|  |  |  | 2018-04-28 | 0 | 0
|  |  |  | 2018-04-29 | 0 | 0
|  |  |  | 2018-04-30 | 0 | 0
|  |  |  | 2018-05-01 | 0 | 0
|  |  |  | 2018-05-02 | 0.61 | 0.61
|  |  |  | 2018-05-03 | 0.71 | 0.71
|  |  |  | 2018-05-04 | 0 | 0
|  |  |  | 2018-05-05 | 0 | 0
|  |  |  | 2018-05-06 | 0 | 0
|  |  |  | 2018-05-07 | 0 | 0
|  |  |  | 2018-05-08 | 0 | 0
|  |  |  | 2018-05-09 | 0 | 0
|  |  |  | 2018-05-10 | 0 | 0
|  |  |  | 2018-05-11 | 0 | 0
|  |  |  | 2018-05-12 | 0 | 0
|  |  |  | 2018-05-13 | 0 | 0
|  |  |  | 2018-05-14 | 1.16 | 1.16
|  |  |  | 2018-05-15 | 0.12 | 0.12
|  |  |  | 2018-05-16 | 0.03 | 0.03
|  |  |  | 2018-05-17 | 0.03 | 0.03
|  |  |  | 2018-05-18 | 0.02 | 0.02
|  |  |  | 2018-05-19 | 0.96 | 0.96
|  |  |  | 2018-05-20 | 0.58 | 0.58
|  |  |  | 2018-05-21 | 0 | 0
|  |  |  | 2018-05-22 | 0 | 0
|  |  |  | 2018-05-23 | 0 | 0
|  |  |  | 2018-05-24 | 0 | 0
|  |  |  | 2018-05-25 | 0 | 0
|  |  |  | 2018-05-26 | 0 | 0
|  |  |  | 2018-05-27 | 0 | 0
|  |  |  | 2018-05-28 | 0 | 0
|  |  |  | 2018-05-29 | 0 | 0
|  |  |  | 2018-05-30 | 0 | 0
|  |  |  | 2018-05-31 | 0 | 0
|  |  |  | 2018-06-01 | 0 | 0
|  |  |  | 2018-06-02 | 0 | 0
|  |  |  | 2018-06-03 | 0 | 0
|  |  |  | 2018-06-04 | 0 | 0
|  |  |  | 2018-06-05 | 0 | 0
|  |  |  | 2018-06-06 | 0 | 0
|  |  |  | 2018-06-07 | 0.49 | 0.49
|  |  |  | 2018-06-08 | 0 | 0
|  |  |  | 2018-06-09 | 0 | 0
|  |  |  | 2018-06-10 | 0 | 0
|  |  |  | 2018-06-11 | 0 | 0
|  |  |  | 2018-06-12 | 0 | 0
|  |  |  | 2018-06-13 | 0 | 0
|  |  |  | 2018-06-14 | 0 | 0
|  |  |  | 2018-06-15 | 0 | 0
|  |  |  | 2018-06-16 | 0 | 0
|  |  |  | 2018-06-17 | 0 | 0
|  |  |  | 2018-06-18 | 0 | 0
|  |  |  | 2018-06-19 | 0 | 0
|  |  |  | 2018-06-20 | 0.06 | 0.06
|  |  |  | 2018-06-21 | 0 | 0
|  |  |  | 2018-06-22 | 0 | 0
|  |  |  | 2018-06-23 | 0 | 0
|  |  |  | 2018-06-24 | 0 | 0
|  |  |  | 2018-06-25 | 0.09 | 0.09
|  |  |  | 2018-06-26 | 0 | 0
|  |  |  | 2018-06-27 | 0 | 0
|  |  |  | 2018-06-28 | 0 | 0
|  |  |  | 2018-06-29 | 0 | 0
|  |  |  | 2018-06-30 | 0 | 0
|  |  |  | 2018-07-01 | 0 | 0
|  |  |  | 2018-07-02 | 0 | 0
|  |  |  | 2018-07-03 | 0 | 0
|  |  |  | 2018-07-04 | 0 | 0
|  |  |  | 2018-07-05 | 0 | 0
|  |  |  | 2018-07-06 | 0.14 | 0.14
|  |  |  | 2018-07-07 | 0 | 0
|  |  |  | 2018-07-08 | 0 | 0
|  |  |  | 2018-07-09 | 0.23 | 0.23
|  |  |  | 2018-07-10 | 0 | 0
|  |  |  | 2018-07-11 | 0 | 0
|  |  |  | 2018-07-12 | 0 | 0
|  |  |  | 2018-07-13 | 0 | 0
|  |  |  | 2018-07-14 | 0 | 0
|  |  |  | 2018-07-15 | 0 | 0
|  |  |  | 2018-07-16 | 0 | 0
|  |  |  | 2018-07-17 | 0 | 0
|  |  |  | 2018-07-18 | 0 | 0
|  |  |  | 2018-07-19 | 0 | 0
|  |  |  | 2018-07-20 | 0 | 0
|  |  |  | 2018-07-21 | 0 | 0
|  |  |  | 2018-07-22 | 0 | 0
|  |  |  | 2018-07-23 | 0 | 0
|  |  |  | 2018-07-24 | 0 | 0
|  |  |  | 2018-07-25 | 0 | 0
|  |  |  | 2018-07-26 | 0 | 0
|  |  |  | 2018-07-27 | 0 | 0
|  |  |  | 2018-07-28 | 0.14 | 0.14
|  |  |  | 2018-07-29 | 0 | 0
|  |  |  | 2018-07-30 | 0.11 | 0.11
|  |  |  | 2018-07-31 | 0 | 0
|  |  |  | 2018-08-01 | 0 | 0
|  |  |  | 2018-08-02 | 0 | 0
|  |  |  | 2018-08-03 | 0 | 0
|  |  |  | 2018-08-04 | 0 | 0
|  |  |  | 2018-08-05 | 0 | 0
|  |  |  | 2018-08-06 | 0 | 0
|  |  |  | 2018-08-07 | 0 | 0
|  |  |  | 2018-08-08 | 0 | 0
|  |  |  | 2018-08-09 | 0 | 0
|  |  |  | 2018-08-10 | 0 | 0
|  |  |  | 2018-08-11 | 0 | 0
|  |  |  | 2018-08-12 | 0 | 0
|  |  |  | 2018-08-13 | 4.79 | 4.79
|  |  |  | 2018-08-14 | 0.02 | 0.02
|  |  |  | 2018-08-15 | 0 | 0
|  |  |  | 2018-08-16 | 0 | 0
|  |  |  | 2018-08-17 | 0.15 | 0.15
|  |  |  | 2018-08-18 | 0 | 0
|  |  |  | 2018-08-19 | 0.01 | 0.01
|  |  |  | 2018-08-20 | 0 | 0
|  |  |  | 2018-08-21 | 0 | 0
|  |  |  | 2018-08-22 | 0 | 0
|  |  |  | 2018-08-23 | 0 | 0
|  |  |  | 2018-08-24 | 0 | 0
|  |  |  | 2018-08-25 | 0 | 0
|  |  |  | 2018-08-26 | 0 | 0
|  |  |  | 2018-08-27 | 0 | 0
|  |  |  | 2018-08-28 | 0 | 0
|  |  |  | 2018-08-29 | 0 | 0
|  |  |  | 2018-08-30 | 0 | 0
|  |  |  | 2018-08-31 | 0 | 0
|  |  |  | 2018-09-01 | 0.06 | 0.06
|  |  |  | 2018-09-02 | 0 | 0
|  |  |  | 2018-09-03 | 0.02 | 0.02
|  |  |  | 2018-09-04 | 0.18 | 0.18
|  |  |  | 2018-09-05 | 0.3 | 0.3
|  |  |  | 2018-09-06 | 0 | 0
|  |  |  | 2018-09-07 | 1.67 | 1.67
|  |  |  | 2018-09-08 | 0.09 | 0.09
|  |  |  | 2018-09-09 | 0 | 0
|  |  |  | 2018-09-10 | 0 | 0
|  |  |  | 2018-09-11 | 0 | 0
|  |  |  | 2018-09-12 | 0 | 0
|  |  |  | 2018-09-13 | 0 | 0
|  |  |  | 2018-09-14 | 0.02 | 0.02
|  |  |  | 2018-09-15 | 0 | 0
|  |  |  | 2018-09-16 | 0.33 | 0.33
|  |  |  | 2018-09-17 | 0 | 0
|  |  |  | 2018-09-18 | 0 | 0
|  |  |  | 2018-09-19 | 0 | 0
|  |  |  | 2018-09-20 | 0 | 0
|  |  |  | 2018-09-21 | 2.84 | 2.84
|  |  |  | 2018-09-22 | 0.05 | 0.05
|  |  |  | 2018-09-23 | 0.02 | 0.02
|  |  |  | 2018-09-24 | 0 | 0
|  |  |  | 2018-09-25 | 0 | 0
|  |  |  | 2018-09-26 | 0.83 | 0.83
|  |  |  | 2018-09-27 | 0 | 0
|  |  |  | 2018-09-28 | 0 | 0
|  |  |  | 2018-09-29 | 0 | 0
|  |  |  | 2018-09-30 | 0 | 0
|  |  |  | 2018-10-01 | 0 | 0
|  |  |  | 2018-10-02 | 0 | 0
|  |  |  | 2018-10-03 | 0 | 0
|  |  |  | 2018-10-04 | 0 | 0
|  |  |  | 2018-10-05 | 0 | 0
|  |  |  | 2018-10-06 | 0.64 | 0.64
|  |  |  | 2018-10-07 | 1.29 | 1.29
|  |  |  | 2018-10-08 | 0 | 0
|  |  |  | 2018-10-09 | 1.05 | 1.05
|  |  |  | 2018-10-10 | 0 | 0
|  |  |  | 2018-10-11 | 0 | 0
|  |  |  | 2018-10-12 | 0.37 | 0.37
|  |  |  | 2018-10-13 | 1.44 | 1.44
|  |  |  | 2018-10-14 | 0.02 | 0.02
|  |  |  | 2018-10-15 | 0 | 0
|  |  |  | 2018-10-16 | 0 | 0
|  |  |  | 2018-10-17 | 0.13 | 0.13
|  |  |  | 2018-10-18 | 0.51 | 0.51
|  |  |  | 2018-10-19 | 0.91 | 0.91
|  |  |  | 2018-10-20 | 0 | 0
|  |  |  | 2018-10-21 | 0 | 0
|  |  |  | 2018-10-22 | 0 | 0
|  |  |  | 2018-10-23 | 0 | 0
|  |  |  | 2018-10-24 | 0.88 | 0.88
|  |  |  | 2018-10-25 | 0 | 0
|  |  |  | 2018-10-26 | 0 | 0
|  |  |  | 2018-10-27 | 0 | 0
|  |  |  | 2018-10-28 | 0 | 0
|  |  |  | 2018-10-29 | 0 | 0
|  |  |  | 2018-10-30 | 0 | 0
|  |  |  | 2018-10-31 | 1.16 | 1.16
|  |  |  | 2018-11-01 | 0 | 0
|  |  |  | 2018-11-02 | 0 | 0
|  |  |  | 2018-11-03 | 0 | 0
|  |  |  | 2018-11-04 | 0 | 0
|  |  |  | 2018-11-05 | 0 | 0
|  |  |  | 2018-11-06 | 0 | 0
|  |  |  | 2018-11-07 | 0 | 0
|  |  |  | 2018-11-08 | 0 | 0
|  |  |  | 2018-11-09 | 0 | 0
|  |  |  | 2018-11-10 | 0 | 0
|  |  |  | 2018-11-11 | 0 | 0
|  |  |  | 2018-11-12 | 0.21 | 0.21
|  |  |  | 2018-11-13 | 0 | 0
|  |  |  | 2018-11-14 | 0 | 0
|  |  |  | 2018-11-15 | 0 | 0
|  |  |  | 2018-11-16 | 0 | 0
|  |  |  | 2018-11-17 | 0 | 0
|  |  |  | 2018-11-18 | 0 | 0
|  |  |  | 2018-11-19 | 0 | 0
|  |  |  | 2018-11-20 | 0 | 0
|  |  |  | 2018-11-21 | 0 | 0
|  |  |  | 2018-11-22 | 0 | 0
|  |  |  | 2018-11-23 | 0 | 0
|  |  |  | 2018-11-24 | 0 | 0
|  |  |  | 2018-11-25 | 0 | 0
|  |  |  | 2018-11-26 | 0 | 0
|  |  |  | 2018-11-27 | 0 | 0
|  |  |  | 2018-11-28 | 0 | 0
|  |  |  | 2018-11-29 | 0 | 0
|  |  |  | 2018-11-30 | 0.01 | 0.01
|  |  |  | 2018-12-01 | 0 | 0
|  |  |  | 2018-12-02 | 0 | 0
|  |  |  | 2018-12-03 | 0 | 0
|  |  |  | 2018-12-04 | 0 | 0
|  |  |  | 2018-12-05 | 0 | 0
|  |  |  | 2018-12-06 | 0 | 0
|  |  |  | 2018-12-07 | 0.26 | 0.26
|  |  |  | 2018-12-08 | 0.6 | 0.6
|  |  |  | 2018-12-09 | 0 | 0
|  |  |  | 2018-12-10 | 0 | 0
|  |  |  | 2018-12-11 | 0 | 0
|  |  |  | 2018-12-12 | 0 | 0
|  |  |  | 2018-12-13 | 0.86 | 0.86
|  |  |  | 2018-12-14 | 0.42 | 0.42
|  |  |  | 2018-12-15 | 0 | 0
|  |  |  | 2018-12-16 | 0 | 0
|  |  |  | 2018-12-17 | 0 | 0
|  |  |  | 2018-12-18 | 0 | 0
|  |  |  | 2018-12-19 | 0.01 | 0.01
|  |  |  | 2018-12-20 | 0 | 0
|  |  |  | 2018-12-21 | 0 | 0
|  |  |  | 2018-12-22 | 0 | 0
|  |  |  | 2018-12-23 | 0 | 0
|  |  |  | 2018-12-24 | 0 | 0
|  |  |  | 2018-12-25 | 0 | 0
|  |  |  | 2018-12-26 | 1.31 | 1.31
|  |  |  | 2018-12-27 | 0 | 0
|  |  |  | 2018-12-28 | 0 | 0
|  |  |  | 2018-12-29 | 0 | 0
|  |  |  | 2018-12-30 | 0.25 | 0.25
|  |  |  | 2018-12-31 | 0.24 | 0.24
|  |  |  | 2019-01-01 | 0 | 0
|  |  |  | 2019-01-02 | 0.12 | 0.12
|  |  |  | 2019-01-03 | 0.75 | 0.75
|  |  |  | 2019-01-04 | 0 | 0
|  |  |  | 2019-01-05 | 0 | 0
|  |  |  | 2019-01-06 | 0 | 0
|  |  |  | 2019-01-07 | 0 | 0
|  |  |  | 2019-01-08 | 0 | 0
|  |  |  | 2019-01-09 | 0 | 0
|  |  |  | 2019-01-10 | 0 | 0
|  |  |  | 2019-01-11 | 0.55 | 0.55
|  |  |  | 2019-01-12 | 0 | 0
|  |  |  | 2019-01-13 | 0 | 0
|  |  |  | 2019-01-14 | 0 | 0
|  |  |  | 2019-01-15 | 0 | 0
|  |  |  | 2019-01-16 | 0 | 0
|  |  |  | 2019-01-17 | 0 | 0
|  |  |  | 2019-01-18 | 0 | 0
|  |  |  | 2019-01-19 | 0.07 | 0.07
|  |  |  | 2019-01-20 | 0 | 0
|  |  |  | 2019-01-21 | 0 | 0
|  |  |  | 2019-01-22 | 0 | 0
|  |  |  | 2019-01-23 | 0 | 0
|  |  |  | 2019-01-24 | 0 | 0
|  |  |  | 2019-01-25 | 0 | 0
|  |  |  | 2019-01-26 | 0 | 0
|  |  |  | 2019-01-27 | 0 | 0
|  |  |  | 2019-01-28 | 0 | 0
|  |  |  | 2019-01-29 | 0 | 0
|  |  |  | 2019-01-30 | 0 | 0
|  |  |  | 2019-01-31 | 0 | 0
|  |  |  | 2019-02-01 | 0 | 0
|  |  |  | 2019-02-02 | 0 | 0
|  |  |  | 2019-02-03 | 0 | 0
|  |  |  | 2019-02-04 | 0 | 0
|  |  |  | 2019-02-05 | 0 | 0
|  |  |  | 2019-02-06 | 0.01 | 0.01
|  |  |  | 2019-02-07 | 0 | 0
|  |  |  | 2019-02-08 | 0 | 0
|  |  |  | 2019-02-09 | 0 | 0
|  |  |  | 2019-02-10 | 0.01 | 0.01
|  |  |  | 2019-02-11 | 0.08 | 0.08
|  |  |  | 2019-02-12 | 0 | 0
|  |  |  | 2019-02-13 | 0 | 0
|  |  |  | 2019-02-14 | 0 | 0
|  |  |  | 2019-02-15 | 0 | 0
|  |  |  | 2019-02-16 | 0 | 0
|  |  |  | 2019-02-17 | 0 | 0
|  |  |  | 2019-02-18 | 0 | 0
|  |  |  | 2019-02-19 | 0.09 | 0.09
|  |  |  | 2019-02-20 | 0 | 0
|  |  |  | 2019-02-21 | 0 | 0
|  |  |  | 2019-02-22 | 0 | 0
|  |  |  | 2019-02-23 | 0.01 | 0.01
|  |  |  | 2019-02-24 | 0 | 0
|  |  |  | 2019-02-25 | 0 | 0
|  |  |  | 2019-02-26 | 0 | 0
|  |  |  | 2019-02-27 | 0 | 0
|  |  |  | 2019-02-28 | 0 | 0
|  |  |  | 2019-03-01 | 0 | 0
|  |  |  | 2019-03-02 | 0 | 0
|  |  |  | 2019-03-03 | 0.02 | 0.02
|  |  |  | 2019-03-04 | 0 | 0
|  |  |  | 2019-03-05 | 0 | 0
|  |  |  | 2019-03-06 | 0 | 0
|  |  |  | 2019-03-07 | 0 | 0
|  |  |  | 2019-03-08 | 0 | 0
|  |  |  | 2019-03-09 | 0.04 | 0.04
|  |  |  | 2019-03-10 | 0.44 | 0.44
|  |  |  | 2019-03-11 | 0.91 | 0.91
|  |  |  | 2019-03-12 | 0 | 0
|  |  |  | 2019-03-13 | 1.16 | 1.16
|  |  |  | 2019-03-14 | 0 | 0
|  |  |  | 2019-03-15 | 0 | 0
|  |  |  | 2019-03-16 | 0 | 0
|  |  |  | 2019-03-17 | 0 | 0
|  |  |  | 2019-03-18 | 0 | 0
|  |  |  | 2019-03-19 | 0 | 0
|  |  |  | 2019-03-20 | 0 | 0
|  |  |  | 2019-03-21 | 0 | 0
|  |  |  | 2019-03-22 | 0 | 0
|  |  |  | 2019-03-23 | 0 | 0
|  |  |  | 2019-03-24 | 0 | 0
|  |  |  | 2019-03-25 | 0 | 0
|  |  |  | 2019-03-26 | 0 | 0
|  |  |  | 2019-03-27 | 0 | 0
|  |  |  | 2019-03-28 | 0 | 0
|  |  |  | 2019-03-29 | 0 | 0
|  |  |  | 2019-03-30 | 0 | 0
|  |  |  | 2019-03-31 | 0 | 0
|  |  |  | 2019-04-01 | 0 | 0
|  |  |  | 2019-04-02 | 0 | 0
|  |  |  | 2019-04-03 | 0 | 0
|  |  |  | 2019-04-04 | 0.01 | 0.01
|  |  |  | 2019-04-05 | 0 | 0
|  |  |  | 2019-04-06 | 0.21 | 0.21
|  |  |  | 2019-04-07 | 0 | 0
|  |  |  | 2019-04-08 | 0 | 0
|  |  |  | 2019-04-09 | 0 | 0
|  |  |  | 2019-04-10 | 0 | 0
|  |  |  | 2019-04-11 | 0 | 0
|  |  |  | 2019-04-12 | 0 | 0
|  |  |  | 2019-04-13 | 2.51 | 2.51
|  |  |  | 2019-04-14 | 0 | 0
|  |  |  | 2019-04-15 | 0 | 0
|  |  |  | 2019-04-16 | 0 | 0
|  |  |  | 2019-04-17 | 0 | 0
|  |  |  | 2019-04-18 | 0 | 0
|  |  |  | 2019-04-19 | 0 | 0
|  |  |  | 2019-04-20 | 0 | 0
|  |  |  | 2019-04-21 | 0 | 0
|  |  |  | 2019-04-22 | 0 | 0
|  |  |  | 2019-04-23 | 0.72 | 0.72
|  |  |  | 2019-04-24 | 0.01 | 0.01
|  |  |  | 2019-04-25 | 0 | 0
|  |  |  | 2019-04-26 | 0 | 0
|  |  |  | 2019-04-27 | 0 | 0
|  |  |  | 2019-04-28 | 0.14 | 0.14
|  |  |  | 2019-04-29 | 0.02 | 0.02
|  |  |  | 2019-04-30 | 1.61 | 1.61
|  |  |  | 2019-05-01 | 0.28 | 0.28
|  |  |  | 2019-05-02 | 0.29 | 0.29
|  |  |  | 2019-05-03 | 0.32 | 0.32
|  |  |  | 2019-05-04 | 0 | 0
|  |  |  | 2019-05-05 | 0 | 0
|  |  |  | 2019-05-06 | 0 | 0
|  |  |  | 2019-05-07 | 0 | 0
|  |  |  | 2019-05-08 | 0.46 | 0.46
|  |  |  | 2019-05-09 | 0.04 | 0.04
|  |  |  | 2019-05-10 | 0.31 | 0.31
|  |  |  | 2019-05-11 | 0.11 | 0.11
|  |  |  | 2019-05-12 | 0 | 0
|  |  |  | 2019-05-13 | 0 | 0
|  |  |  | 2019-05-14 | 0 | 0
|  |  |  | 2019-05-15 | 0 | 0
|  |  |  | 2019-05-16 | 0 | 0
|  |  |  | 2019-05-17 | 0 | 0
|  |  |  | 2019-05-18 | 1.1 | 1.1
|  |  |  | 2019-05-19 | 0 | 0
|  |  |  | 2019-05-20 | 0 | 0
|  |  |  | 2019-05-21 | 1.29 | 1.29
|  |  |  | 2019-05-22 | 0 | 0
|  |  |  | 2019-05-23 | 0 | 0
|  |  |  | 2019-05-24 | 0.02 | 0.02
|  |  |  | 2019-05-25 | 0 | 0
|  |  |  | 2019-05-26 | 0 | 0
|  |  |  | 2019-05-27 | 0 | 0
|  |  |  | 2019-05-28 | 0.8 | 0.8
|  |  |  | 2019-05-29 | 0.31 | 0.31
|  |  |  | 2019-05-30 | 0 | 0
|  |  |  | 2019-05-31 | 0 | 0
|  |  |  | 2019-06-01 | 0.03 | 0.03
|  |  |  | 2019-06-02 | 0.29 | 0.29
|  |  |  | 2019-06-03 | 0.12 | 0.12
|  |  |  | 2019-06-04 | 0 | 0
|  |  |  | 2019-06-05 | 0.63 | 0.63
|  |  |  | 2019-06-06 | 0.04 | 0.04
|  |  |  | 2019-06-07 | 0 | 0
|  |  |  | 2019-06-08 | 0 | 0
|  |  |  | 2019-06-09 | 0 | 0
|  |  |  | 2019-06-10 | 0 | 0
|  |  |  | 2019-06-11 | 0 | 0
|  |  |  | 2019-06-12 | 0.12 | 0.12
|  |  |  | 2019-06-13 | 0 | 0
|  |  |  | 2019-06-14 | 0.01 | 0.01
|  |  |  | 2019-06-15 | 1.23 | 1.23
|  |  |  | 2019-06-16 | 0.12 | 0.12
|  |  |  | 2019-06-17 | 0 | 0
|  |  |  | 2019-06-18 | 0 | 0
|  |  |  | 2019-06-19 | 0.01 | 0.01
|  |  |  | 2019-06-20 | 0 | 0
|  |  |  | 2019-06-21 | 0 | 0
|  |  |  | 2019-06-22 | 0 | 0
|  |  |  | 2019-06-23 | 1.49 | 1.49
|  |  |  | 2019-06-24 | 0 | 0
|  |  |  | 2019-06-25 | 0 | 0
|  |  |  | 2019-06-26 | 0 | 0
|  |  |  | 2019-06-27 | 0 | 0
|  |  |  | 2019-06-28 | 0 | 0
|  |  |  | 2019-06-29 | 0 | 0
|  |  |  | 2019-06-30 | 0 | 0
|  |  |  | 2019-07-01 | 0 | 0
|  |  |  | 2019-07-02 | 0 | 0
|  |  |  | 2019-07-03 | 0 | 0
|  |  |  | 2019-07-04 | 0 | 0
|  |  |  | 2019-07-05 | 0 | 0
|  |  |  | 2019-07-06 | 0 | 0
|  |  |  | 2019-07-07 | 0.59 | 0.59
|  |  |  | 2019-07-08 | 0 | 0
|  |  |  | 2019-07-09 | 0 | 0
|  |  |  | 2019-07-10 | 0 | 0
|  |  |  | 2019-07-11 | 0 | 0
|  |  |  | 2019-07-12 | 0 | 0
|  |  |  | 2019-07-13 | 0 | 0
|  |  |  | 2019-07-14 | 0 | 0
|  |  |  | 2019-07-15 | 0 | 0
|  |  |  | 2019-07-16 | 0 | 0
|  |  |  | 2019-07-17 | 0 | 0
|  |  |  | 2019-07-18 | 0 | 0
|  |  |  | 2019-07-19 | 0 | 0
|  |  |  | 2019-07-20 | 0 | 0
|  |  |  | 2019-07-21 | 0 | 0
|  |  |  | 2019-07-22 | 0 | 0
|  |  |  | 2019-07-23 | 0 | 0
|  |  |  | 2019-07-24 | 0 | 0
|  |  |  | 2019-07-25 | 0 | 0
|  |  |  | 2019-07-26 | 0 | 0
|  |  |  | 2019-07-27 | 0 | 0
|  |  |  | 2019-07-28 | 0 | 0
|  |  |  | 2019-07-29 | 0 | 0
|  |  |  | 2019-07-30 | 0 | 0
|  |  |  | 2019-07-31 | 0 | 0
|  |  |  | 2019-08-01 | 0 | 0
|  |  |  | 2019-08-02 | 0 | 0
|  |  |  | 2019-08-03 | 0 | 0
|  |  |  | 2019-08-04 | 0 | 0
|  |  |  | 2019-08-05 | 0 | 0
|  |  |  | 2019-08-06 | 0 | 0
|  |  |  | 2019-08-07 | 0 | 0
|  |  |  | 2019-08-08 | 0 | 0
|  |  |  | 2019-08-09 | 0 | 0
|  |  |  | 2019-08-10 | 0 | 0
|  |  |  | 2019-08-11 | 0 | 0
|  |  |  | 2019-08-12 | 0 | 0
|  |  |  | 2019-08-13 | 0.06 | 0.06
|  |  |  | 2019-08-14 | 0.18 | 0.18
|  |  |  | 2019-08-15 | 0 | 0
|  |  |  | 2019-08-16 | 0 | 0
|  |  |  | 2019-08-17 | 0 | 0
|  |  |  | 2019-08-18 | 0.01 | 0.01
|  |  |  | 2019-08-19 | 0 | 0
|  |  |  | 2019-08-20 | 0 | 0
|  |  |  | 2019-08-21 | 0 | 0
|  |  |  | 2019-08-22 | 0 | 0
|  |  |  | 2019-08-23 | 0.06 | 0.06
|  |  |  | 2019-08-24 | 0 | 0
|  |  |  | 2019-08-25 | 0 | 0
|  |  |  | 2019-08-26 | 0 | 0
|  |  |  | 2019-08-27 | 0.2 | 0.2
|  |  |  | 2019-08-28 | 0 | 0
|  |  |  | 2019-08-29 | 0 | 0
|  |  |  | 2019-08-30 | 0.83 | 0.83
|  |  |  | 2019-08-31 | 0 | 0
|  |  |  | 2019-09-01 | 0 | 0
|  |  |  | 2019-09-02 | 0 | 0
|  |  |  | 2019-09-03 | 0 | 0
|  |  |  | 2019-09-04 | 0 | 0
|  |  |  | 2019-09-05 | 0 | 0
|  |  |  | 2019-09-06 | 0 | 0
|  |  |  | 2019-09-07 | 0 | 0
|  |  |  | 2019-09-08 | 0 | 0
|  |  |  | 2019-09-09 | 0 | 0
|  |  |  | 2019-09-10 | 0 | 0
|  |  |  | 2019-09-11 | 0 | 0
|  |  |  | 2019-09-12 | 0 | 0
|  |  |  | 2019-09-13 | 1.31 | 1.31
|  |  |  | 2019-09-14 | 0 | 0
|  |  |  | 2019-09-15 | 0 | 0
|  |  |  | 2019-09-16 | 0 | 0
|  |  |  | 2019-09-17 | 0 | 0
|  |  |  | 2019-09-18 | 0 | 0
|  |  |  | 2019-09-19 | 0 | 0
|  |  |  | 2019-09-20 | 0.72 | 0.72
|  |  |  | 2019-09-21 | 0 | 0
|  |  |  | 2019-09-22 | 0.46 | 0.46
|  |  |  | 2019-09-23 | 0.01 | 0.01
|  |  |  | 2019-09-24 | 0.34 | 0.34
|  |  |  | 2019-09-25 | 0 | 0
|  |  |  | 2019-09-26 | 0 | 0
|  |  |  | 2019-09-27 | 0 | 0
|  |  |  | 2019-09-28 | 0 | 0
|  |  |  | 2019-09-29 | 0 | 0
|  |  |  | 2019-09-30 | 0 | 0
|  |  |  | 2019-10-01 | 0 | 0
|  |  |  | 2019-10-02 | 0 | 0
|  |  |  | 2019-10-03 | 0 | 0
|  |  |  | 2019-10-04 | 0 | 0
|  |  |  | 2019-10-05 | 0 | 0
|  |  |  | 2019-10-06 | 0 | 0
|  |  |  | 2019-10-07 | 0 | 0
|  |  |  | 2019-10-08 | 0 | 0
|  |  |  | 2019-10-09 | 0.01 | 0.01
|  |  |  | 2019-10-10 | 0 | 0
|  |  |  | 2019-10-11 | 0 | 0
|  |  |  | 2019-10-12 | 0 | 0
|  |  |  | 2019-10-13 | 0 | 0
|  |  |  | 2019-10-14 | 0 | 0
|  |  |  | 2019-10-15 | 0 | 0
|  |  |  | 2019-10-16 | 0 | 0
|  |  |  | 2019-10-17 | 0 | 0
|  |  |  | 2019-10-18 | 0.01 | 0.01
|  |  |  | 2019-10-19 | 0 | 0
|  |  |  | 2019-10-20 | 0.01 | 0.01
|  |  |  | 2019-10-21 | 0 | 0
|  |  |  | 2019-10-22 | 0 | 0
|  |  |  | 2019-10-23 | 0.07 | 0.07
|  |  |  | 2019-10-24 | 0.57 | 0.57
|  |  |  | 2019-10-25 | 0.29 | 0.29
|  |  |  | 2019-10-26 | 0 | 0
|  |  |  | 2019-10-27 | 0 | 0
|  |  |  | 2019-10-28 | 0 | 0
|  |  |  | 2019-10-29 | 0.05 | 0.05
|  |  |  | 2019-10-30 | 0 | 0
|  |  |  | 2019-10-31 | 0 | 0
|  |  |  | 2019-11-01 | 0 | 0
|  |  |  | 2019-11-02 | 0 | 0
|  |  |  | 2019-11-03 | 0 | 0
|  |  |  | 2019-11-04 | 0 | 0
|  |  |  | 2019-11-05 | 0 | 0
|  |  |  | 2019-11-06 | 0.82 | 0.82
|  |  |  | 2019-11-07 | 0.5 | 0.5
|  |  |  | 2019-11-08 | 0 | 0
|  |  |  | 2019-11-09 | 0 | 0
|  |  |  | 2019-11-10 | 0 | 0
|  |  |  | 2019-11-11 | 0.01 | 0.01
|  |  |  | 2019-11-12 | 0 | 0
|  |  |  | 2019-11-13 | 0 | 0
|  |  |  | 2019-11-14 | 0 | 0
|  |  |  | 2019-11-15 | 0 | 0
|  |  |  | 2019-11-16 | 0 | 0
|  |  |  | 2019-11-17 | 0 | 0
|  |  |  | 2019-11-18 | 0 | 0
|  |  |  | 2019-11-19 | 0 | 0
|  |  |  | 2019-11-20 | 0.04 | 0.04
|  |  |  | 2019-11-21 | 0.15 | 0.15
|  |  |  | 2019-11-22 | 0.1 | 0.1
|  |  |  | 2019-11-23 | 0 | 0
|  |  |  | 2019-11-24 | 0 | 0
|  |  |  | 2019-11-25 | 0 | 0
|  |  |  | 2019-11-26 | 0 | 0
|  |  |  | 2019-11-27 | 0.12 | 0.12
|  |  |  | 2019-11-28 | 0.42 | 0.42
|  |  |  | 2019-11-29 | 0.05 | 0.05
|  |  |  | 2019-11-30 | 0 | 0
|  |  |  | 2019-12-01 | 0 | 0
|  |  |  | 2019-12-02 | 0 | 0
|  |  |  | 2019-12-03 | 0 | 0
|  |  |  | 2019-12-04 | 0 | 0
|  |  |  | 2019-12-05 | 0 | 0
|  |  |  | 2019-12-06 | 0 | 0
|  |  |  | 2019-12-07 | 0 | 0
|  |  |  | 2019-12-08 | 0 | 0
|  |  |  | 2019-12-09 | 0 | 0
|  |  |  | 2019-12-10 | 0 | 0
|  |  |  | 2019-12-11 | 0 | 0
|  |  |  | 2019-12-12 | 0 | 0
|  |  |  | 2019-12-13 | 0 | 0
|  |  |  | 2019-12-14 | 0 | 0
|  |  |  | 2019-12-15 | 0 | 0
|  |  |  | 2019-12-16 | 0 | 0
|  |  |  | 2019-12-17 | 0 | 0
|  |  |  | 2019-12-18 | 0 | 0
|  |  |  | 2019-12-19 | 0 | 0
|  |  |  | 2019-12-20 | 0 | 0
|  |  |  | 2019-12-21 | 0.01 | 0.01
|  |  |  | 2019-12-22 | 0 | 0
|  |  |  | 2019-12-23 | 0 | 0
|  |  |  | 2019-12-24 | 0 | 0
|  |  |  | 2019-12-25 | 0 | 0
|  |  |  | 2019-12-26 | 0 | 0
|  |  |  | 2019-12-27 | 0 | 0
|  |  |  | 2019-12-28 | 0.58 | 0.58
|  |  |  | 2019-12-29 | 0 | 0
|  |  |  | 2019-12-30 | 0 | 0
|  |  |  | 2019-12-31 | 0 | 0
|  |  |  | 2020-01-01 | 0 | 0
|  |  |  | 2020-01-02 | 0 | 0
|  |  |  | 2020-01-03 | 0 | 0
|  |  |  | 2020-01-04 | 0 | 0
|  |  |  | 2020-01-05 | 0 | 0
|  |  |  | 2020-01-06 | 0 | 0
|  |  |  | 2020-01-07 | 0 | 0
|  |  |  | 2020-01-08 | 0 | 0
|  |  |  | 2020-01-09 | 0 | 0
|  |  |  | 2020-01-10 | 0 | 0
|  |  |  | 2020-01-11 | 0.01 | 0.01
|  |  |  | 2020-01-12 | 0 | 0
|  |  |  | 2020-01-13 | 0 | 0
|  |  |  | 2020-01-14 | 0 | 0
|  |  |  | 2020-01-15 | 0 | 0
|  |  |  | 2020-01-16 | 1.43 | 1.43
|  |  |  | 2020-01-17 | 0.97 | 0.97
|  |  |  | 2020-01-18 | 0 | 0
|  |  |  | 2020-01-19 | 0 | 0
|  |  |  | 2020-01-20 | 0 | 0
|  |  |  | 2020-01-21 | 0.18 | 0.18
|  |  |  | 2020-01-22 | 0.14 | 0.14
|  |  |  | 2020-01-23 | 0 | 0
|  |  |  | 2020-01-24 | 0 | 0
|  |  |  | 2020-01-25 | 0 | 0
|  |  |  | 2020-01-26 | 0 | 0
|  |  |  | 2020-01-27 | 0 | 0
|  |  |  | 2020-01-28 | 0.16 | 0.16
|  |  |  | 2020-01-29 | 0 | 0
|  |  |  | 2020-01-30 | 0 | 0
|  |  |  | 2020-01-31 | 0 | 0
|  |  |  | 2020-02-01 | 0 | 0
|  |  |  | 2020-02-02 | 0 | 0
|  |  |  | 2020-02-03 | 0 | 0
|  |  |  | 2020-02-04 | 0.47 | 0.47
|  |  |  | 2020-02-05 | 0.49 | 0.49
|  |  |  | 2020-02-06 | 0 | 0
|  |  |  | 2020-02-07 | 0 | 0
|  |  |  | 2020-02-08 | 0 | 0
|  |  |  | 2020-02-09 | 0 | 0
|  |  |  | 2020-02-10 | 0.39 | 0.39
|  |  |  | 2020-02-11 | 0.03 | 0.03
|  |  |  | 2020-02-12 | 0.56 | 0.56
|  |  |  | 2020-02-13 | 0 | 0
|  |  |  | 2020-02-14 | 0 | 0
|  |  |  | 2020-02-15 | 0 | 0
|  |  |  | 2020-02-16 | 0 | 0
|  |  |  | 2020-02-17 | 0 | 0
|  |  |  | 2020-02-18 | 0 | 0
|  |  |  | 2020-02-19 | 0.01 | 0.01
|  |  |  | 2020-02-20 | 0 | 0
|  |  |  | 2020-02-21 | 0 | 0
|  |  |  | 2020-02-22 | 0 | 0
|  |  |  | 2020-02-23 | 0 | 0
|  |  |  | 2020-02-24 | 0 | 0
|  |  |  | 2020-02-25 | 0 | 0
|  |  |  | 2020-02-26 | 0 | 0
|  |  |  | 2020-02-27 | 0 | 0
|  |  |  | 2020-02-28 | 0 | 0
|  |  |  | 2020-02-29 | 0 | 0
|  |  |  | 2020-03-01 | 0 | 0
|  |  |  | 2020-03-02 | 0 | 0
|  |  |  | 2020-03-03 | 0.07 | 0.07
|  |  |  | 2020-03-04 | 0.14 | 0.14
|  |  |  | 2020-03-05 | 0 | 0
|  |  |  | 2020-03-06 | 0 | 0
|  |  |  | 2020-03-07 | 0 | 0
|  |  |  | 2020-03-08 | 0.24 | 0.24
|  |  |  | 2020-03-09 | 0.05 | 0.05
|  |  |  | 2020-03-10 | 0 | 0
|  |  |  | 2020-03-11 | 0 | 0
|  |  |  | 2020-03-12 | 0 | 0
|  |  |  | 2020-03-13 | 0.55 | 0.55
|  |  |  | 2020-03-14 | 0.83 | 0.83
|  |  |  | 2020-03-15 | 0.08 | 0.08
|  |  |  | 2020-03-16 | 0 | 0
|  |  |  | 2020-03-17 | 0.68 | 0.68
|  |  |  | 2020-03-18 | 0.04 | 0.04
|  |  |  | 2020-03-19 | 0.79 | 0.79
|  |  |  | 2020-03-20 | 0 | 0
|  |  |  | 2020-03-21 | 0.11 | 0.11
|  |  |  | 2020-03-22 | 0.07 | 0.07
|  |  |  | 2020-03-23 | 0 | 0
|  |  |  | 2020-03-24 | 0 | 0
|  |  |  | 2020-03-25 | 0 | 0
|  |  |  | 2020-03-26 | 0 | 0
|  |  |  | 2020-03-27 | 0 | 0
|  |  |  | 2020-03-28 | 0.59 | 0.59
|  |  |  | 2020-03-29 | 0 | 0
|  |  |  | 2020-03-30 | 0.8 | 0.8
|  |  |  | 2020-03-31 | 0 | 0
|  |  |  | 2020-04-01 | 0 | 0
|  |  |  | 2020-04-02 | 0 | 0
|  |  |  | 2020-04-03 | 0.22 | 0.22
|  |  |  | 2020-04-04 | 0 | 0
|  |  |  | 2020-04-05 | 0 | 0
|  |  |  | 2020-04-06 | 0 | 0
|  |  |  | 2020-04-07 | 0 | 0
|  |  |  | 2020-04-08 | 0 | 0
|  |  |  | 2020-04-09 | 0 | 0
|  |  |  | 2020-04-10 | 0 | 0
|  |  |  | 2020-04-11 | 0.01 | 0.01
|  |  |  | 2020-04-12 | 0.06 | 0.06
|  |  |  | 2020-04-13 | 0 | 0
|  |  |  | 2020-04-14 | 0 | 0
|  |  |  | 2020-04-15 | 0 | 0
|  |  |  | 2020-04-16 | 0 | 0
|  |  |  | 2020-04-17 | 0 | 0
|  |  |  | 2020-04-18 | 0 | 0
|  |  |  | 2020-04-19 | 0 | 0
|  |  |  | 2020-04-20 | 0 | 0
|  |  |  | 2020-04-21 | 0.01 | 0.01
|  |  |  | 2020-04-22 | 0.01 | 0.01
|  |  |  | 2020-04-23 | 0 | 0
|  |  |  | 2020-04-24 | 0 | 0
|  |  |  | 2020-04-25 | 0 | 0
|  |  |  | 2020-04-26 | 0 | 0
|  |  |  | 2020-04-27 | 0 | 0
|  |  |  | 2020-04-28 | 0.05 | 0.05
|  |  |  | 2020-04-29 | 0 | 0
|  |  |  | 2020-04-30 | 0 | 0
|  |  |  | 2020-05-01 | 0 | 0
|  |  |  | 2020-05-02 | 0 | 0
|  |  |  | 2020-05-03 | 0 | 0
|  |  |  | 2020-05-04 | 0 | 0
|  |  |  | 2020-05-05 | 0 | 0
|  |  |  | 2020-05-06 | 0 | 0
|  |  |  | 2020-05-07 | 0 | 0
|  |  |  | 2020-05-08 | 0 | 0
|  |  |  | 2020-05-09 | 0 | 0
|  |  |  | 2020-05-10 | 0 | 0
|  |  |  | 2020-05-11 | 0 | 0
|  |  |  | 2020-05-12 | 0.03 | 0.03
|  |  |  | 2020-05-13 | 0.2 | 0.2
|  |  |  | 2020-05-14 | 0.06 | 0.06
|  |  |  | 2020-05-15 | 2.08 | 2.08
|  |  |  | 2020-05-16 | 0.61 | 0.61
|  |  |  | 2020-05-17 | 0 | 0
|  |  |  | 2020-05-18 | 0 | 0
|  |  |  | 2020-05-19 | 0 | 0
|  |  |  | 2020-05-20 | 0 | 0
|  |  |  | 2020-05-21 | 0 | 0
|  |  |  | 2020-05-22 | 1.16 | 1.16
|  |  |  | 2020-05-23 | 0.66 | 0.66
|  |  |  | 2020-05-24 | 0.04 | 0.04
|  |  |  | 2020-05-25 | 0.02 | 0.02
|  |  |  | 2020-05-26 | 0 | 0
|  |  |  | 2020-05-27 | 0.01 | 0.01
|  |  |  | 2020-05-28 | 0 | 0
|  |  |  | 2020-05-29 | 0 | 0
|  |  |  | 2020-05-30 | 0 | 0
|  |  |  | 2020-05-31 | 0 | 0
|  |  |  | 2020-06-01 | 0 | 0
|  |  |  | 2020-06-02 | 0 | 0
|  |  |  | 2020-06-03 | 0 | 0
|  |  |  | 2020-06-04 | 0 | 0
|  |  |  | 2020-06-05 | 0 | 0
|  |  |  | 2020-06-06 | 0 | 0
|  |  |  | 2020-06-07 | 0 | 0
|  |  |  | 2020-06-08 | 0 | 0
|  |  |  | 2020-06-09 | 0 | 0
|  |  |  | 2020-06-10 | 0 | 0
|  |  |  | 2020-06-11 | 0 | 0
|  |  |  | 2020-06-12 | 0 | 0
|  |  |  | 2020-06-13 | 0 | 0
|  |  |  | 2020-06-14 | 0 | 0
|  |  |  | 2020-06-15 | 0 | 0
|  |  |  | 2020-06-16 | 0 | 0
|  |  |  | 2020-06-17 | 0 | 0
|  |  |  | 2020-06-18 | 0 | 0
|  |  |  | 2020-06-19 | 0.74 | 0.74
|  |  |  | 2020-06-20 | 0.2 | 0.2
|  |  |  | 2020-06-21 | 2.31 | 2.31
|  |  |  | 2020-06-22 | 0.15 | 0.15
|  |  |  | 2020-06-23 | 0.73 | 0.73
|  |  |  | 2020-06-24 | 0 | 0
|  |  |  | 2020-06-25 | 0 | 0
|  |  |  | 2020-06-26 | 0 | 0
|  |  |  | 2020-06-27 | 0 | 0
|  |  |  | 2020-06-28 | 0 | 0
|  |  |  | 2020-06-29 | 0 | 0
|  |  |  | 2020-06-30 | 0 | 0
|  |  |  | 2020-07-01 | 0 | 0
|  |  |  | 2020-07-02 | 0 | 0
|  |  |  | 2020-07-03 | 0 | 0
|  |  |  | 2020-07-04 | 0 | 0
|  |  |  | 2020-07-05 | 0.05 | 0.05
|  |  |  | 2020-07-06 | 0.89 | 0.89
|  |  |  | 2020-07-07 | 0 | 0
|  |  |  | 2020-07-08 | 0 | 0
|  |  |  | 2020-07-09 | 0 | 0
|  |  |  | 2020-07-10 | 0 | 0
|  |  |  | 2020-07-11 | 0 | 0
|  |  |  | 2020-07-12 | 0.13 | 0.13
|  |  |  | 2020-07-13 | 0 | 0
|  |  |  | 2020-07-14 | 0 | 0
|  |  |  | 2020-07-15 | 0 | 0
|  |  |  | 2020-07-16 | 0 | 0
|  |  |  | 2020-07-17 | 0 | 0
|  |  |  | 2020-07-18 | 0 | 0
|  |  |  | 2020-07-19 | 0 | 0
|  |  |  | 2020-07-20 | 0 | 0
|  |  |  | 2020-07-21 | 0 | 0
|  |  |  | 2020-07-22 | 0 | 0
|  |  |  | 2020-07-23 | 2.64 | 2.64
|  |  |  | 2020-07-24 | 0 | 0
|  |  |  | 2020-07-25 | 0 | 0
|  |  |  | 2020-07-26 | 0 | 0
|  |  |  | 2020-07-27 | 0.89 | 0.89
|  |  |  | 2020-07-28 | 1.52 | 1.52
|  |  |  | 2020-07-29 | 0.27 | 0.27
|  |  |  | 2020-07-30 | 0.01 | 0.01
|  |  |  | 2020-07-31 | 0 | 0
|  |  |  | 2020-08-01 | 0 | 0
|  |  |  | 2020-08-02 | 0 | 0
|  |  |  | 2020-08-03 | 0 | 0
|  |  |  | 2020-08-04 | 0 | 0
|  |  |  | 2020-08-05 | 0.01 | 0.01
|  |  |  | 2020-08-06 | 0 | 0
|  |  |  | 2020-08-07 | 0 | 0
|  |  |  | 2020-08-08 | 0 | 0
|  |  |  | 2020-08-09 | 0 | 0
|  |  |  | 2020-08-10 | 0 | 0
|  |  |  | 2020-08-11 | 0 | 0
|  |  |  | 2020-08-12 | 0 | 0
|  |  |  | 2020-08-13 | 0 | 0
|  |  |  | 2020-08-14 | 0 | 0
|  |  |  | 2020-08-15 | 0 | 0
|  |  |  | 2020-08-16 | 0.69 | 0.69
|  |  |  | 2020-08-17 | 0.08 | 0.08
|  |  |  | 2020-08-18 | 0 | 0
|  |  |  | 2020-08-19 | 0 | 0
|  |  |  | 2020-08-20 | 0 | 0
|  |  |  | 2020-08-21 | 0 | 0
|  |  |  | 2020-08-22 | 0 | 0
|  |  |  | 2020-08-23 | 0 | 0
|  |  |  | 2020-08-24 | 0 | 0
|  |  |  | 2020-08-25 | 0 | 0
|  |  |  | 2020-08-26 | 0 | 0
|  |  |  | 2020-08-27 | 0 | 0
|  |  |  | 2020-08-28 | 0 | 0
|  |  |  | 2020-08-29 | 0 | 0
|  |  |  | 2020-08-30 | 1.09 | 1.09
|  |  |  | 2020-08-31 | 0.51 | 0.51
|  |  |  | 2020-09-01 | 0.16 | 0.16
|  |  |  | 2020-09-02 | 0.02 | 0.02
|  |  |  | 2020-09-03 | 0 | 0
|  |  |  | 2020-09-04 | 0 | 0
|  |  |  | 2020-09-05 | 0 | 0
|  |  |  | 2020-09-06 | 0 | 0
|  |  |  | 2020-09-07 | 0 | 0
|  |  |  | 2020-09-08 | 0.1 | 0.1
|  |  |  | 2020-09-09 | 2.18 | 2.18
|  |  |  | 2020-09-10 | 0.28 | 0.28
|  |  |  | 2020-09-11 | 0.02 | 0.02
|  |  |  | 2020-09-12 | 0 | 0
|  |  |  | 2020-09-13 | 0 | 0
|  |  |  | 2020-09-14 | 0 | 0
|  |  |  | 2020-09-15 | 0 | 0
|  |  |  | 2020-09-16 | 0 | 0
|  |  |  | 2020-09-17 | 0 | 0
|  |  |  | 2020-09-18 | 0 | 0
|  |  |  | 2020-09-19 | 0 | 0
|  |  |  | 2020-09-20 | 0 | 0
|  |  |  | 2020-09-21 | 0 | 0
|  |  |  | 2020-09-22 | 0 | 0
|  |  |  | 2020-09-23 | 0 | 0
|  |  |  | 2020-09-24 | 0 | 0
|  |  |  | 2020-09-25 | 0 | 0
|  |  |  | 2020-09-26 | 0 | 0
|  |  |  | 2020-09-27 | 0 | 0
|  |  |  | 2020-09-28 | 0 | 0
|  |  |  | 2020-09-29 | 0 | 0
|  |  |  | 2020-09-30 | 0 | 0
|  |  |  | 2020-10-01 | 0 | 0
|  |  |  | 2020-10-02 | 0 | 0
|  |  |  | 2020-10-03 | 0 | 0
|  |  |  | 2020-10-04 | 0 | 0
|  |  |  | 2020-10-05 | 0 | 0
|  |  |  | 2020-10-06 | 0 | 0
|  |  |  | 2020-10-07 | 0 | 0
|  |  |  | 2020-10-08 | 0 | 0
|  |  |  | 2020-10-09 | 0 | 0
|  |  |  | 2020-10-10 | 0 | 0
|  |  |  | 2020-10-11 | 0 | 0
|  |  |  | 2020-10-12 | 0 | 0
|  |  |  | 2020-10-13 | 0 | 0
|  |  |  | 2020-10-14 | 0 | 0
|  |  |  | 2020-10-15 | 0 | 0
|  |  |  | 2020-10-16 | 0 | 0
|  |  |  | 2020-10-17 | 0 | 0
|  |  |  | 2020-10-18 | 0 | 0
|  |  |  | 2020-10-19 | 0 | 0
|  |  |  | 2020-10-20 | 0 | 0
|  |  |  | 2020-10-21 | 0 | 0
|  |  |  | 2020-10-22 | 0.27 | 0.27
|  |  |  | 2020-10-23 | 0.92 | 0.92
|  |  |  | 2020-10-24 | 0 | 0
|  |  |  | 2020-10-25 | 0.05 | 0.05
|  |  |  | 2020-10-26 | 0.35 | 0.35
|  |  |  | 2020-10-27 | 0.87 | 0.87
|  |  |  | 2020-10-28 | 0.79 | 0.79
|  |  |  | 2020-10-29 | 0 | 0
|  |  |  | 2020-10-30 | 0 | 0
|  |  |  | 2020-10-31 | 0 | 0
|  |  |  | 2020-11-01 | 0 | 0
|  |  |  | 2020-11-02 | 0 | 0
|  |  |  | 2020-11-03 | 0 | 0
|  |  |  | 2020-11-04 | 0 | 0
|  |  |  | 2020-11-05 | 0 | 0
|  |  |  | 2020-11-06 | 0 | 0
|  |  |  | 2020-11-07 | 0 | 0
|  |  |  | 2020-11-08 | 0 | 0
|  |  |  | 2020-11-09 | 0 | 0
|  |  |  | 2020-11-10 | 0 | 0
|  |  |  | 2020-11-11 | 0 | 0
|  |  |  | 2020-11-12 | 0 | 0
|  |  |  | 2020-11-13 | 0 | 0
|  |  |  | 2020-11-14 | 0 | 0
|  |  |  | 2020-11-15 | 0 | 0
|  |  |  | 2020-11-16 | 0 | 0
|  |  |  | 2020-11-17 | 0 | 0
|  |  |  | 2020-11-18 | 0 | 0
|  |  |  | 2020-11-19 | 0 | 0
|  |  |  | 2020-11-20 | 0 | 0
|  |  |  | 2020-11-21 | 0 | 0
|  |  |  | 2020-11-22 | 0 | 0
|  |  |  | 2020-11-23 | 0 | 0
|  |  |  | 2020-11-24 | 0.01 | 0.01
|  |  |  | 2020-11-25 | 0 | 0
|  |  |  | 2020-11-26 | 0 | 0
|  |  |  | 2020-11-27 | 0 | 0
|  |  |  | 2020-11-28 | 0.33 | 0.33
|  |  |  | 2020-11-29 | 0.05 | 0.05
|  |  |  | 2020-11-30 | 0 | 0
|  |  |  | 2020-12-01 | 0 | 0
|  |  |  | 2020-12-02 | 0 | 0
|  |  |  | 2020-12-03 | 0 | 0
|  |  |  | 2020-12-04 | 0 | 0
|  |  |  | 2020-12-05 | 0 | 0
|  |  |  | 2020-12-06 | 0 | 0
|  |  |  | 2020-12-07 | 0 | 0
|  |  |  | 2020-12-08 | 0 | 0
|  |  |  | 2020-12-09 | 0 | 0
|  |  |  | 2020-12-10 | 0 | 0
|  |  |  | 2020-12-11 | 0.12 | 0.12
|  |  |  | 2020-12-12 | 0 | 0
|  |  |  | 2020-12-13 | 0.32 | 0.32
|  |  |  | 2020-12-14 | 0 | 0
|  |  |  | 2020-12-15 | 0.01 | 0.01
|  |  |  | 2020-12-16 | 0 | 0
|  |  |  | 2020-12-17 | 0 | 0
|  |  |  | 2020-12-18 | 0 | 0
|  |  |  | 2020-12-19 | 0 | 0
|  |  |  | 2020-12-20 | 0 | 0
|  |  |  | 2020-12-21 | 0 | 0
|  |  |  | 2020-12-22 | 0 | 0
|  |  |  | 2020-12-23 | 0 | 0
|  |  |  | 2020-12-24 | 0 | 0
|  |  |  | 2020-12-25 | 0 | 0
|  |  |  | 2020-12-26 | 0 | 0
|  |  |  | 2020-12-27 | 0 | 0
|  |  |  | 2020-12-28 | 0 | 0
|  |  |  | 2020-12-29 | 0 | 0
|  |  |  | 2020-12-30 | 0.92 | 0.92
|  |  |  | 2020-12-31 | 0.77 | 0.77
|  |  |  | 2021-01-01 | 0.18 | 0.18
|  |  |  | 2021-01-02 | 0 | 0
|  |  |  | 2021-01-03 | 0 | 0
|  |  |  | 2021-01-04 | 0 | 0
|  |  |  | 2021-01-05 | 0 | 0
|  |  |  | 2021-01-06 | 0 | 0
|  |  |  | 2021-01-07 | 0 | 0
|  |  |  | 2021-01-08 | 0 | 0
|  |  |  | 2021-01-09 | 0 | 0
|  |  |  | 2021-01-10 | 0.16 | 0.16
|  |  |  | 2021-01-11 | 0.01 | 0.01
|  |  |  | 2021-01-12 | 0 | 0
|  |  |  | 2021-01-13 | 0 | 0
|  |  |  | 2021-01-14 | 0 | 0
|  |  |  | 2021-01-15 | 0 | 0
|  |  |  | 2021-01-16 | 0 | 0
|  |  |  | 2021-01-17 | 0 | 0
|  |  |  | 2021-01-18 | 0 | 0
|  |  |  | 2021-01-19 | 0 | 0
|  |  |  | 2021-01-20 | 0 | 0
|  |  |  | 2021-01-21 | 0 | 0
|  |  |  | 2021-01-22 | 0 | 0
|  |  |  | 2021-01-23 | 0.01 | 0.01
|  |  |  | 2021-01-24 | 0.16 | 0.16
|  |  |  | 2021-01-25 | 0.21 | 0.21
|  |  |  | 2021-01-26 | 0 | 0
|  |  |  | 2021-01-27 | 0 | 0
|  |  |  | 2021-01-28 | 0 | 0
|  |  |  | 2021-01-29 | 0 | 0
|  |  |  | 2021-01-30 | 0.01 | 0.01
|  |  |  | 2021-01-31 | 0 | 0
|  |  |  | 2021-02-01 | 0 | 0
|  |  |  | 2021-02-02 | 0 | 0
|  |  |  | 2021-02-03 | 0 | 0
|  |  |  | 2021-02-04 | 0 | 0
|  |  |  | 2021-02-05 | 0 | 0
|  |  |  | 2021-02-06 | 0 | 0
|  |  |  | 2021-02-07 | 0 | 0
|  |  |  | 2021-02-08 | 0 | 0
|  |  |  | 2021-02-09 | 0.01 | 0.01
|  |  |  | 2021-02-10 | 0 | 0
|  |  |  | 2021-02-11 | 0.01 | 0.01
|  |  |  | 2021-02-12 | 0 | 0
|  |  |  | 2021-02-13 | 0 | 0
|  |  |  | 2021-02-14 | 0.13 | 0.13
|  |  |  | 2021-02-15 | 0 | 0
|  |  |  | 2021-02-16 | 0.38 | 0.38
|  |  |  | 2021-02-17 | 0.06 | 0.06
|  |  |  | 2021-02-18 | 0 | 0
|  |  |  | 2021-02-19 | 0 | 0
|  |  |  | 2021-02-20 | 0 | 0
|  |  |  | 2021-02-21 | 0 | 0
|  |  |  | 2021-02-22 | 0 | 0
|  |  |  | 2021-02-23 | 0 | 0
|  |  |  | 2021-02-24 | 0 | 0
|  |  |  | 2021-02-25 | 0.17 | 0.17
|  |  |  | 2021-02-26 | 0 | 0
|  |  |  | 2021-02-27 | 0 | 0
|  |  |  | 2021-02-28 | 0 | 0
|  |  |  | 2021-03-01 | 0 | 0
|  |  |  | 2021-03-02 | 0 | 0
|  |  |  | 2021-03-03 | 0 | 0
|  |  |  | 2021-03-04 | 0 | 0
|  |  |  | 2021-03-05 | 0 | 0
|  |  |  | 2021-03-06 | 0 | 0
|  |  |  | 2021-03-07 | 0 | 0
|  |  |  | 2021-03-08 | 0 | 0
|  |  |  | 2021-03-09 | 0 | 0
|  |  |  | 2021-03-10 | 0 | 0
|  |  |  | 2021-03-11 | 0 | 0
|  |  |  | 2021-03-12 | 0 | 0
|  |  |  | 2021-03-13 | 0.09 | 0.09
|  |  |  | 2021-03-14 | 0.35 | 0.35
|  |  |  | 2021-03-15 | 0 | 0
|  |  |  | 2021-03-16 | 0 | 0
|  |  |  | 2021-03-17 | 0 | 0
|  |  |  | 2021-03-18 | 0 | 0
|  |  |  | 2021-03-19 | 0 | 0
|  |  |  | 2021-03-20 | 0 | 0
|  |  |  | 2021-03-21 | 0 | 0
|  |  |  | 2021-03-22 | 0.81 | 0.81
|  |  |  | 2021-03-23 | 0 | 0
|  |  |  | 2021-03-24 | 0.05 | 0.05
|  |  |  | 2021-03-25 | 0 | 0
|  |  |  | 2021-03-26 | 0 | 0
|  |  |  | 2021-03-27 | 0 | 0
|  |  |  | 2021-03-28 | 0 | 0
|  |  |  | 2021-03-29 | 0 | 0
|  |  |  | 2021-03-30 | 0 | 0
|  |  |  | 2021-03-31 | 0 | 0
|  |  |  | 2021-04-01 | 0 | 0
|  |  |  | 2021-04-02 | 0 | 0
|  |  |  | 2021-04-03 | 0 | 0
|  |  |  | 2021-04-04 | 0 | 0
|  |  |  | 2021-04-05 | 0 | 0
|  |  |  | 2021-04-06 | 0 | 0
|  |  |  | 2021-04-07 | 0 | 0
|  |  |  | 2021-04-08 | 0 | 0
|  |  |  | 2021-04-09 | 0 | 0
|  |  |  | 2021-04-10 | 0 | 0
|  |  |  | 2021-04-11 | 0 | 0
|  |  |  | 2021-04-12 | 0 | 0
|  |  |  | 2021-04-13 | 0 | 0
|  |  |  | 2021-04-14 | 0.98 | 0.98
|  |  |  | 2021-04-15 | 0.36 | 0.36
|  |  |  | 2021-04-16 | 0.14 | 0.14
|  |  |  | 2021-04-17 | 0 | 0
|  |  |  | 2021-04-18 | 0 | 0
|  |  |  | 2021-04-19 | 0 | 0
|  |  |  | 2021-04-20 | 0 | 0
|  |  |  | 2021-04-21 | 0 | 0
|  |  |  | 2021-04-22 | 0 | 0
|  |  |  | 2021-04-23 | 0.24 | 0.24
|  |  |  | 2021-04-24 | 0 | 0
|  |  |  | 2021-04-25 | 0 | 0
|  |  |  | 2021-04-26 | 0 | 0
|  |  |  | 2021-04-27 | 1.16 | 1.16
|  |  |  | 2021-04-28 | 1.59 | 1.59
|  |  |  | 2021-04-29 | 0.01 | 0.01
|  |  |  | 2021-04-30 | 0.02 | 0.02
|  |  |  | 2021-05-01 | 0 | 0
|  |  |  | 2021-05-02 | 0 | 0
|  |  |  | 2021-05-03 | 0.23 | 0.23
|  |  |  | 2021-05-04 | 0 | 0
|  |  |  | 2021-05-05 | 0 | 0
|  |  |  | 2021-05-06 | 0.04 | 0.04
|  |  |  | 2021-05-07 | 0 | 0
|  |  |  | 2021-05-08 | 0 | 0
|  |  |  | 2021-05-09 | 0 | 0
|  |  |  | 2021-05-10 | 0.09 | 0.09
|  |  |  | 2021-05-11 | 0.73 | 0.73
|  |  |  | 2021-05-12 | 0 | 0
|  |  |  | 2021-05-13 | 0 | 0
|  |  |  | 2021-05-14 | 0 | 0
|  |  |  | 2021-05-15 | 0 | 0
|  |  |  | 2021-05-16 | 0.35 | 0.35
|  |  |  | 2021-05-17 | 0.97 | 0.97
|  |  |  | 2021-05-18 | 0.08 | 0.08
|  |  |  | 2021-05-19 | 0.13 | 0.13
|  |  |  | 2021-05-20 | 0 | 0
|  |  |  | 2021-05-21 | 0 | 0
|  |  |  | 2021-05-22 | 0.04 | 0.04
|  |  |  | 2021-05-23 | 0.11 | 0.11
|  |  |  | 2021-05-24 | 0.31 | 0.31
|  |  |  | 2021-05-25 | 0.22 | 0.22
|  |  |  | 2021-05-26 | 0 | 0
|  |  |  | 2021-05-27 | 0.63 | 0.63
|  |  |  | 2021-05-28 | 0.02 | 0.02
|  |  |  | 2021-05-29 | 0 | 0
|  |  |  | 2021-05-30 | 0 | 0
|  |  |  | 2021-05-31 | 0.78 | 0.78
|  |  |  | 2021-06-01 | 0 | 0
|  |  |  | 2021-06-02 | 0.08 | 0.08
|  |  |  | 2021-06-03 | 0 | 0
|  |  |  | 2021-06-04 | 0 | 0
|  |  |  | 2021-06-05 | 0 | 0
|  |  |  | 2021-06-06 | 0 | 0
|  |  |  | 2021-06-07 | 0.55 | 0.55
|  |  |  | 2021-06-08 | 0.01 | 0.01
|  |  |  | 2021-06-09 | 0 | 0
|  |  |  | 2021-06-10 | 0 | 0
|  |  |  | 2021-06-11 | 0 | 0
|  |  |  | 2021-06-12 | 0 | 0
|  |  |  | 2021-06-13 | 0.13 | 0.13
|  |  |  | 2021-06-14 | 0 | 0
|  |  |  | 2021-06-15 | 0 | 0
|  |  |  | 2021-06-16 | 0 | 0
|  |  |  | 2021-06-17 | 0 | 0
|  |  |  | 2021-06-18 | 0 | 0
|  |  |  | 2021-06-19 | 0 | 0
|  |  |  | 2021-06-20 | 0 | 0
|  |  |  | 2021-06-21 | 0.03 | 0.03
|  |  |  | 2021-06-22 | 0 | 0
|  |  |  | 2021-06-23 | 0 | 0
|  |  |  | 2021-06-24 | 0 | 0
|  |  |  | 2021-06-25 | 0 | 0
|  |  |  | 2021-06-26 | 0.05 | 0.05
|  |  |  | 2021-06-27 | 0.73 | 0.73
|  |  |  | 2021-06-28 | 1.54 | 1.54
|  |  |  | 2021-06-29 | 0.11 | 0.11
|  |  |  | 2021-06-30 | 0 | 0
|  |  |  | 2021-07-01 | 0.5 | 0.5
|  |  |  | 2021-07-02 | 0.21 | 0.21
|  |  |  | 2021-07-03 | 0 | 0
|  |  |  | 2021-07-04 | 0 | 0
|  |  |  | 2021-07-05 | 0 | 0
|  |  |  | 2021-07-06 | 0.01 | 0.01
|  |  |  | 2021-07-07 | 0 | 0
|  |  |  | 2021-07-08 | 0 | 0
|  |  |  | 2021-07-09 | 0 | 0
|  |  |  | 2021-07-10 | 0 | 0
|  |  |  | 2021-07-11 | 0.51 | 0.51
|  |  |  | 2021-07-12 | 0 | 0
|  |  |  | 2021-07-13 | 0 | 0
|  |  |  | 2021-07-14 | 0 | 0
|  |  |  | 2021-07-15 | 0 | 0
|  |  |  | 2021-07-16 | 0 | 0
|  |  |  | 2021-07-17 | 0.89 | 0.89
|  |  |  | 2021-07-18 | 0.04 | 0.04
|  |  |  | 2021-07-19 | 0.14 | 0.14
|  |  |  | 2021-07-20 | 0 | 0
|  |  |  | 2021-07-21 | 0 | 0
|  |  |  | 2021-07-22 | 0 | 0
|  |  |  | 2021-07-23 | 0 | 0
|  |  |  | 2021-07-24 | 0 | 0
|  |  |  | 2021-07-25 | 0 | 0
|  |  |  | 2021-07-26 | 0 | 0
|  |  |  | 2021-07-27 | 0 | 0
|  |  |  | 2021-07-28 | 0 | 0
|  |  |  | 2021-07-29 | 0 | 0
|  |  |  | 2021-07-30 | 0 | 0
|  |  |  | 2021-07-31 | 0 | 0
|  |  |  | 2021-08-01 | 1.15 | 1.15
|  |  |  | 2021-08-02 | 0 | 0
|  |  |  | 2021-08-03 | 0 | 0
|  |  |  | 2021-08-04 | 0 | 0
|  |  |  | 2021-08-05 | 0 | 0
|  |  |  | 2021-08-06 | 0 | 0
|  |  |  | 2021-08-07 | 0 | 0
|  |  |  | 2021-08-08 | 0 | 0
|  |  |  | 2021-08-09 | 0 | 0
|  |  |  | 2021-08-10 | 0 | 0
|  |  |  | 2021-08-11 | 0 | 0
|  |  |  | 2021-08-12 | 0 | 0
|  |  |  | 2021-08-13 | 0 | 0
|  |  |  | 2021-08-14 | 1.83 | 1.83
|  |  |  | 2021-08-15 | 0 | 0
|  |  |  | 2021-08-16 | 0 | 0
|  |  |  | 2021-08-17 | 0.11 | 0.11
|  |  |  | 2021-08-18 | 0.58 | 0.58
|  |  |  | 2021-08-19 | 1.13 | 1.13
|  |  |  | 2021-08-20 | 0 | 0
|  |  |  | 2021-08-21 | 0 | 0
|  |  |  | 2021-08-22 | 0 | 0
|  |  |  | 2021-08-23 | 0 | 0
|  |  |  | 2021-08-24 | 0 | 0
|  |  |  | 2021-08-25 | 0 | 0
|  |  |  | 2021-08-26 | 0 | 0
|  |  |  | 2021-08-27 | 0 | 0
|  |  |  | 2021-08-28 | 0 | 0
|  |  |  | 2021-08-29 | 0 | 0
|  |  |  | 2021-08-30 | 0 | 0
|  |  |  | 2021-08-31 | 0 | 0
|  |  |  | 2021-09-01 | 0 | 0
|  |  |  | 2021-09-02 | 0 | 0
|  |  |  | 2021-09-03 | 0 | 0
|  |  |  | 2021-09-04 | 0 | 0
|  |  |  | 2021-09-05 | 0 | 0
|  |  |  | 2021-09-06 | 0 | 0
|  |  |  | 2021-09-07 | 0 | 0
|  |  |  | 2021-09-08 | 0 | 0
|  |  |  | 2021-09-09 | 0 | 0
|  |  |  | 2021-09-10 | 0 | 0
|  |  |  | 2021-09-11 | 0 | 0
|  |  |  | 2021-09-12 | 0 | 0
|  |  |  | 2021-09-13 | 0 | 0
|  |  |  | 2021-09-14 | 0 | 0
|  |  |  | 2021-09-15 | 0 | 0
|  |  |  | 2021-09-16 | 0 | 0
|  |  |  | 2021-09-17 | 0 | 0
|  |  |  | 2021-09-18 | 0 | 0
|  |  |  | 2021-09-19 | 0 | 0
|  |  |  | 2021-09-20 | 0 | 0
|  |  |  | 2021-09-21 | 0 | 0
|  |  |  | 2021-09-22 | 0 | 0
|  |  |  | 2021-09-23 | 0 | 0
|  |  |  | 2021-09-24 | 0 | 0
|  |  |  | 2021-09-25 | 0 | 0
|  |  |  | 2021-09-26 | 0 | 0
|  |  |  | 2021-09-27 | 0 | 0
|  |  |  | 2021-09-28 | 0.11 | 0.11
|  |  |  | 2021-09-29 | 0 | 0
|  |  |  | 2021-09-30 | 0.23 | 0.23
|  |  |  | 2021-10-01 | 0 | 0
|  |  |  | 2021-10-02 | 0.11 | 0.11
|  |  |  | 2021-10-03 | 0 | 0
|  |  |  | 2021-10-04 | 0 | 0
|  |  |  | 2021-10-05 | 0 | 0
|  |  |  | 2021-10-06 | 0 | 0
|  |  |  | 2021-10-07 | 0 | 0
|  |  |  | 2021-10-08 | 0 | 0
|  |  |  | 2021-10-09 | 0 | 0
|  |  |  | 2021-10-10 | 0.16 | 0.16
|  |  |  | 2021-10-11 | 0 | 0
|  |  |  | 2021-10-12 | 0 | 0
|  |  |  | 2021-10-13 | 0.89 | 0.89
|  |  |  | 2021-10-14 | 0 | 0
|  |  |  | 2021-10-15 | 0 | 0
|  |  |  | 2021-10-16 | 0 | 0
|  |  |  | 2021-10-17 | 0 | 0
|  |  |  | 2021-10-18 | 0 | 0
|  |  |  | 2021-10-19 | 0 | 0
|  |  |  | 2021-10-20 | 0 | 0
|  |  |  | 2021-10-21 | 0 | 0
|  |  |  | 2021-10-22 | 0 | 0
|  |  |  | 2021-10-23 | 0 | 0
|  |  |  | 2021-10-24 | 0 | 0
|  |  |  | 2021-10-25 | 0 | 0
|  |  |  | 2021-10-26 | 0.84 | 0.84
|  |  |  | 2021-10-27 | 0.53 | 0.53
|  |  |  | 2021-10-28 | 0 | 0
|  |  |  | 2021-10-29 | 0 | 0
|  |  |  | 2021-10-30 | 0 | 0
|  |  |  | 2021-10-31 | 0 | 0
|  |  |  | 2021-11-01 | 0.02 | 0.02
|  |  |  | 2021-11-02 | 0.12 | 0.12
|  |  |  | 2021-11-03 | 0.01 | 0.01
|  |  |  | 2021-11-04 | 0 | 0
|  |  |  | 2021-11-05 | 0 | 0
|  |  |  | 2021-11-06 | 0 | 0
|  |  |  | 2021-11-07 | 0 | 0
|  |  |  | 2021-11-08 | 0 | 0
|  |  |  | 2021-11-09 | 0 | 0
|  |  |  | 2021-11-10 | 0.14 | 0.14
|  |  |  | 2021-11-11 | 0 | 0
|  |  |  | 2021-11-12 | 0 | 0
|  |  |  | 2021-11-13 | 0 | 0
|  |  |  | 2021-11-14 | 0 | 0
|  |  |  | 2021-11-15 | 0 | 0
|  |  |  | 2021-11-16 | 0 | 0
|  |  |  | 2021-11-17 | 0 | 0
|  |  |  | 2021-11-18 | 0 | 0
|  |  |  | 2021-11-19 | 0 | 0
|  |  |  | 2021-11-20 | 0 | 0
|  |  |  | 2021-11-21 | 0 | 0
|  |  |  | 2021-11-22 | 0 | 0
|  |  |  | 2021-11-23 | 0 | 0
|  |  |  | 2021-11-24 | 0 | 0
|  |  |  | 2021-11-25 | 0 | 0
|  |  |  | 2021-11-26 | 0 | 0
|  |  |  | 2021-11-27 | 0 | 0
|  |  |  | 2021-11-28 | 0 | 0
|  |  |  | 2021-11-29 | 0 | 0
|  |  |  | 2021-11-30 | 0 | 0
|  |  |  | 2021-12-01 | 0 | 0
|  |  |  | 2021-12-02 | 0 | 0
|  |  |  | 2021-12-03 | 0 | 0
|  |  |  | 2021-12-04 | 0 | 0
|  |  |  | 2021-12-05 | 0 | 0
|  |  |  | 2021-12-06 | 0 | 0
|  |  |  | 2021-12-07 | 0 | 0
|  |  |  | 2021-12-08 | 0 | 0
|  |  |  | 2021-12-09 | 0 | 0
|  |  |  | 2021-12-10 | 0 | 0
|  |  |  | 2021-12-11 | 0 | 0
|  |  |  | 2021-12-12 | 0 | 0
|  |  |  | 2021-12-13 | 0 | 0
|  |  |  | 2021-12-14 | 0 | 0
|  |  |  | 2021-12-15 | 0 | 0
|  |  |  | 2021-12-16 | 0 | 0
|  |  |  | 2021-12-17 | 0.13 | 0.13
|  |  |  | 2021-12-18 | 0 | 0
|  |  |  | 2021-12-19 | 0 | 0
|  |  |  | 2021-12-20 | 0 | 0
|  |  |  | 2021-12-21 | 0 | 0
|  |  |  | 2021-12-22 | 0 | 0
|  |  |  | 2021-12-23 | 0 | 0
|  |  |  | 2021-12-24 | 0 | 0
|  |  |  | 2021-12-25 | 0 | 0
|  |  |  | 2021-12-26 | 0 | 0
|  |  |  | 2021-12-27 | 0 | 0
|  |  |  | 2021-12-28 | 0 | 0
|  |  |  | 2021-12-29 | 0 | 0
|  |  |  | 2021-12-30 | 0 | 0
|  |  |  | 2021-12-31 | 0.17 | 0.17
|  |  |  | 2022-01-01 | 0.35 | 0.35
|  |  |  | 2022-01-02 | 0 | 0
|  |  |  | 2022-01-03 | 0 | 0
|  |  |  | 2022-01-04 | 0 | 0
|  |  |  | 2022-01-05 | 0 | 0
|  |  |  | 2022-01-06 | 0 | 0
|  |  |  | 2022-01-07 | 0 | 0
|  |  |  | 2022-01-08 | 0 | 0
|  |  |  | 2022-01-09 | 0 | 0
|  |  |  | 2022-01-10 | 0 | 0
|  |  |  | 2022-01-11 | 0 | 0
|  |  |  | 2022-01-12 | 0 | 0
|  |  |  | 2022-01-13 | 0 | 0
|  |  |  | 2022-01-14 | 0 | 0
|  |  |  | 2022-01-15 | 0 | 0
|  |  |  | 2022-01-16 | 0 | 0
|  |  |  | 2022-01-17 | 0 | 0
|  |  |  | 2022-01-18 | 0 | 0
|  |  |  | 2022-01-19 | 0 | 0
|  |  |  | 2022-01-20 | 0 | 0
|  |  |  | 2022-01-21 | 0 | 0
|  |  |  | 2022-01-22 | 0 | 0
|  |  |  | 2022-01-23 | 0 | 0
|  |  |  | 2022-01-24 | 0 | 0
|  |  |  | 2022-01-25 | 0 | 0
|  |  |  | 2022-01-26 | 0.05 | 0.05
|  |  |  | 2022-01-27 | 0 | 0
|  |  |  | 2022-01-28 | 0 | 0
|  |  |  | 2022-01-29 | 0 | 0
|  |  |  | 2022-01-30 | 0 | 0
|  |  |  | 2022-01-31 | 0 | 0
|  |  |  | 2022-02-01 | 0 | 0
|  |  |  | 2022-02-02 | 0.47 | 0.47
|  |  |  | 2022-02-03 | 0.04 | 0.04
|  |  |  | 2022-02-04 | 0 | 0
|  |  |  | 2022-02-05 | 0 | 0
|  |  |  | 2022-02-06 | 0 | 0
|  |  |  | 2022-02-07 | 0 | 0
|  |  |  | 2022-02-08 | 0 | 0
|  |  |  | 2022-02-09 | 0 | 0
|  |  |  | 2022-02-10 | 0 | 0
|  |  |  | 2022-02-11 | 0 | 0
|  |  |  | 2022-02-12 | 0 | 0
|  |  |  | 2022-02-13 | 0 | 0
|  |  |  | 2022-02-14 | 0 | 0
|  |  |  | 2022-02-15 | 0 | 0
|  |  |  | 2022-02-16 | 0 | 0
|  |  |  | 2022-02-17 | 0.26 | 0.26
|  |  |  | 2022-02-18 | 0 | 0
|  |  |  | 2022-02-19 | 0 | 0
|  |  |  | 2022-02-20 | 0 | 0
|  |  |  | 2022-02-21 | 0.06 | 0.06
|  |  |  | 2022-02-22 | 0 | 0
|  |  |  | 2022-02-23 | 0.32 | 0.32
|  |  |  | 2022-02-24 | 0 | 0
|  |  |  | 2022-02-25 | 0 | 0
|  |  |  | 2022-02-26 | 0 | 0
|  |  |  | 2022-02-27 | 0 | 0
|  |  |  | 2022-02-28 | 0 | 0
|  |  |  | 2022-03-01 | 0 | 0
|  |  |  | 2022-03-02 | 0 | 0
|  |  |  | 2022-03-03 | 0 | 0
|  |  |  | 2022-03-04 | 0 | 0
|  |  |  | 2022-03-05 | 0 | 0
|  |  |  | 2022-03-06 | 0 | 0
|  |  |  | 2022-03-07 | 0 | 0
|  |  |  | 2022-03-08 | 0 | 0
|  |  |  | 2022-03-09 | 0 | 0
|  |  |  | 2022-03-10 | 0 | 0
|  |  |  | 2022-03-11 | 0 | 0
|  |  |  | 2022-03-12 | 0 | 0
|  |  |  | 2022-03-13 | 0 | 0
|  |  |  | 2022-03-14 | 0 | 0
|  |  |  | 2022-03-15 | 0 | 0
|  |  |  | 2022-03-16 | 0 | 0
|  |  |  | 2022-03-17 | 0 | 0
|  |  |  | 2022-03-18 | 0 | 0
|  |  |  | 2022-03-19 | 0 | 0
|  |  |  | 2022-03-20 | 0 | 0
|  |  |  | 2022-03-21 | 0.94 | 0.94
|  |  |  | 2022-03-22 | 0 | 0
|  |  |  | 2022-03-23 | 0 | 0
|  |  |  | 2022-03-24 | 0 | 0
|  |  |  | 2022-03-25 | 0 | 0
|  |  |  | 2022-03-26 | 0 | 0
|  |  |  | 2022-03-27 | 0 | 0
|  |  |  | 2022-03-28 | 0 | 0
|  |  |  | 2022-03-29 | 0.25 | 0.25
|  |  |  | 2022-03-30 | 0 | 0
|  |  |  | 2022-03-31 | 0 | 0
|  |  |  | 2022-04-01 | 0.25 | 0.25
|  |  |  | 2022-04-02 | 0 | 0
|  |  |  | 2022-04-03 | 0 | 0
|  |  |  | 2022-04-04 | 0.56 | 0.56
|  |  |  | 2022-04-05 | 0 | 0
|  |  |  | 2022-04-06 | 0 | 0
|  |  |  | 2022-04-07 | 0 | 0
|  |  |  | 2022-04-08 | 0 | 0
|  |  |  | 2022-04-09 | 0 | 0
|  |  |  | 2022-04-10 | 0 | 0
|  |  |  | 2022-04-11 | 0 | 0
|  |  |  | 2022-04-12 | 0 | 0
|  |  |  | 2022-04-13 | 0 | 0
|  |  |  | 2022-04-14 | 0 | 0
|  |  |  | 2022-04-15 | 0 | 0
|  |  |  | 2022-04-16 | 0 | 0
|  |  |  | 2022-04-17 | 0 | 0
|  |  |  | 2022-04-18 | 0 | 0
|  |  |  | 2022-04-19 | 0.34 | 0.34
|  |  |  | 2022-04-20 | 0 | 0
|  |  |  | 2022-04-21 | 0 | 0
|  |  |  | 2022-04-22 | 0 | 0
|  |  |  | 2022-04-23 | 0 | 0
|  |  |  | 2022-04-24 | 0.5 | 0.5
|  |  |  | 2022-04-25 | 0 | 0
|  |  |  | 2022-04-26 | 0 | 0
|  |  |  | 2022-04-27 | 0 | 0
|  |  |  | 2022-04-28 | 0 | 0
|  |  |  | 2022-04-29 | 0 | 0
|  |  |  | 2022-04-30 | 0 | 0
|  |  |  | 2022-05-01 | 0.21 | 0.21
|  |  |  | 2022-05-02 | 0.21 | 0.21
|  |  |  | 2022-05-03 | 0 | 0
|  |  |  | 2022-05-04 | 0.04 | 0.04
|  |  |  | 2022-05-05 | 0 | 0
|  |  |  | 2022-05-06 | 0 | 0
|  |  |  | 2022-05-07 | 0 | 0
|  |  |  | 2022-05-08 | 0 | 0
|  |  |  | 2022-05-09 | 0 | 0
|  |  |  | 2022-05-10 | 0 | 0
|  |  |  | 2022-05-11 | 0 | 0
|  |  |  | 2022-05-12 | 0 | 0
|  |  |  | 2022-05-13 | 0.04 | 0.04
|  |  |  | 2022-05-14 | 0 | 0
|  |  |  | 2022-05-15 | 0 | 0
|  |  |  | 2022-05-16 | 0 | 0
|  |  |  | 2022-05-17 | 0.04 | 0.04
|  |  |  | 2022-05-18 | 0 | 0
|  |  |  | 2022-05-19 | 0 | 0
|  |  |  | 2022-05-20 | 0 | 0
|  |  |  | 2022-05-21 | 0 | 0
|  |  |  | 2022-05-22 | 0 | 0
|  |  |  | 2022-05-23 | 0 | 0
|  |  |  | 2022-05-24 | 1.99 | 1.99
|  |  |  | 2022-05-25 | 0.07 | 0.07
|  |  |  | 2022-05-26 | 0 | 0
|  |  |  | 2022-05-27 | 0 | 0
|  |  |  | 2022-05-28 | 0 | 0
|  |  |  | 2022-05-29 | 0 | 0
|  |  |  | 2022-05-30 | 0 | 0
|  |  |  | 2022-05-31 | 0 | 0
|  |  |  | 2022-06-01 | 0.04 | 0.04
|  |  |  | 2022-06-02 | 0.81 | 0.81
|  |  |  | 2022-06-03 | 1.13 | 1.13
|  |  |  | 2022-06-04 | 0 | 0
|  |  |  | 2022-06-05 | 0 | 0
|  |  |  | 2022-06-06 | 0 | 0
|  |  |  | 2022-06-07 | 0 | 0
|  |  |  | 2022-06-08 | 0.39 | 0.39
|  |  |  | 2022-06-09 | 0 | 0
|  |  |  | 2022-06-10 | 0.15 | 0.15
|  |  |  | 2022-06-11 | 0 | 0
|  |  |  | 2022-06-12 | 0 | 0
|  |  |  | 2022-06-13 | 0 | 0
|  |  |  | 2022-06-14 | 0 | 0
|  |  |  | 2022-06-15 | 0 | 0
|  |  |  | 2022-06-16 | 0 | 0
|  |  |  | 2022-06-17 | 0 | 0
|  |  |  | 2022-06-18 | 0 | 0
|  |  |  | 2022-06-19 | 0 | 0
|  |  |  | 2022-06-20 | 0 | 0
|  |  |  | 2022-06-21 | 0 | 0
|  |  |  | 2022-06-22 | 0 | 0
|  |  |  | 2022-06-23 | 0 | 0
|  |  |  | 2022-06-24 | 0 | 0
|  |  |  | 2022-06-25 | 0 | 0
|  |  |  | 2022-06-26 | 0 | 0
|  |  |  | 2022-06-27 | 0 | 0
|  |  |  | 2022-06-28 | 0.14 | 0.14
|  |  |  | 2022-06-29 | 0 | 0
|  |  |  | 2022-06-30 | 0 | 0
|  |  |  | 2022-07-01 | 0 | 0
|  |  |  | 2022-07-02 | 0 | 0
|  |  |  | 2022-07-03 | 0.1 | 0.1
|  |  |  | 2022-07-04 | 0 | 0
|  |  |  | 2022-07-05 | 0 | 0
|  |  |  | 2022-07-06 | 0 | 0
|  |  |  | 2022-07-07 | 0 | 0
|  |  |  | 2022-07-08 | 0.15 | 0.15
|  |  |  | 2022-07-09 | 0 | 0
|  |  |  | 2022-07-10 | 0 | 0
|  |  |  | 2022-07-11 | 0 | 0
|  |  |  | 2022-07-12 | 0 | 0
|  |  |  | 2022-07-13 | 0 | 0
|  |  |  | 2022-07-14 | 0 | 0
|  |  |  | 2022-07-15 | 0 | 0
|  |  |  | 2022-07-16 | 0 | 0
|  |  |  | 2022-07-17 | 0 | 0
|  |  |  | 2022-07-18 | 0 | 0
|  |  |  | 2022-07-19 | 0 | 0
|  |  |  | 2022-07-20 | 0 | 0
|  |  |  | 2022-07-21 | 0.01 | 0.01
|  |  |  | 2022-07-22 | 0.03 | 0.03
|  |  |  | 2022-07-23 | 0 | 0
|  |  |  | 2022-07-24 | 0 | 0
|  |  |  | 2022-07-25 | 0 | 0
|  |  |  | 2022-07-26 | 0 | 0
|  |  |  | 2022-07-27 | 0 | 0
|  |  |  | 2022-07-28 | 0 | 0
|  |  |  | 2022-07-29 | 0 | 0
|  |  |  | 2022-07-30 | 0 | 0
|  |  |  | 2022-07-31 | 0 | 0
|  |  |  | 2022-08-01 | 0 | 0
|  |  |  | 2022-08-02 | 0 | 0
|  |  |  | 2022-08-03 | 0 | 0
|  |  |  | 2022-08-04 | 0 | 0
|  |  |  | 2022-08-05 | 0 | 0
|  |  |  | 2022-08-06 | 0 | 0
|  |  |  | 2022-08-07 | 0 | 0
|  |  |  | 2022-08-08 | 0.07 | 0.07
|  |  |  | 2022-08-09 | 0.01 | 0.01
|  |  |  | 2022-08-10 | 0 | 0
|  |  |  | 2022-08-11 | 0 | 0
|  |  |  | 2022-08-12 | 0 | 0
|  |  |  | 2022-08-13 | 0 | 0
|  |  |  | 2022-08-14 | 0 | 0
|  |  |  | 2022-08-15 | 0 | 0
|  |  |  | 2022-08-16 | 0 | 0
|  |  |  | 2022-08-17 | 0 | 0
|  |  |  | 2022-08-18 | 0.01 | 0.01
|  |  |  | 2022-08-19 | 0 | 0
|  |  |  | 2022-08-20 | 0.36 | 0.36
|  |  |  | 2022-08-21 | 0.95 | 0.95
|  |  |  | 2022-08-22 | 0.44 | 0.44
|  |  |  | 2022-08-23 | 0 | 0
|  |  |  | 2022-08-24 | 0 | 0
|  |  |  | 2022-08-25 | 0 | 0
|  |  |  | 2022-08-26 | 0 | 0
|  |  |  | 2022-08-27 | 0 | 0
|  |  |  | 2022-08-28 | 0 | 0
|  |  |  | 2022-08-29 | 0 | 0
|  |  |  | 2022-08-30 | 0 | 0
|  |  |  | 2022-08-31 | 0 | 0
|  |  |  | 2022-09-01 | 0.06 | 0.06
|  |  |  | 2022-09-02 | 0 | 0
|  |  |  | 2022-09-03 | 0 | 0
|  |  |  | 2022-09-04 | 0.03 | 0.03
|  |  |  | 2022-09-05 | 0 | 0
|  |  |  | 2022-09-06 | 0 | 0
|  |  |  | 2022-09-07 | 0 | 0
|  |  |  | 2022-09-08 | 0 | 0
|  |  |  | 2022-09-09 | 0 | 0
|  |  |  | 2022-09-10 | 0 | 0
|  |  |  | 2022-09-11 | 0 | 0
|  |  |  | 2022-09-12 | 0 | 0
|  |  |  | 2022-09-13 | 0 | 0
|  |  |  | 2022-09-14 | 0 | 0
|  |  |  | 2022-09-15 | 0 | 0
|  |  |  | 2022-09-16 | 0 | 0
|  |  |  | 2022-09-17 | 0 | 0
|  |  |  | 2022-09-18 | 0 | 0
|  |  |  | 2022-09-19 | 0 | 0
|  |  |  | 2022-09-20 | 0 | 0
|  |  |  | 2022-09-21 | 0 | 0
|  |  |  | 2022-09-22 | 0 | 0
|  |  |  | 2022-09-23 | 0 | 0
|  |  |  | 2022-09-24 | 0 | 0
|  |  |  | 2022-09-25 | 0 | 0
|  |  |  | 2022-09-26 | 0 | 0
|  |  |  | 2022-09-27 | 0 | 0
|  |  |  | 2022-09-28 | 0 | 0
|  |  |  | 2022-09-29 | 0 | 0
|  |  |  | 2022-09-30 | 0 | 0
|  |  |  | 2022-10-01 | 0 | 0
|  |  |  | 2022-10-02 | 0 | 0
|  |  |  | 2022-10-03 | 0 | 0
|  |  |  | 2022-10-04 | 0 | 0
|  |  |  | 2022-10-05 | 0 | 0
|  |  |  | 2022-10-06 | 0 | 0
|  |  |  | 2022-10-07 | 0 | 0
|  |  |  | 2022-10-08 | 0.03 | 0.03
|  |  |  | 2022-10-09 | 0 | 0
|  |  |  | 2022-10-10 | 0.07 | 0.07
|  |  |  | 2022-10-11 | 0.13 | 0.13
|  |  |  | 2022-10-12 | 0 | 0
|  |  |  | 2022-10-13 | 0 | 0
|  |  |  | 2022-10-14 | 0 | 0
|  |  |  | 2022-10-15 | 0 | 0
|  |  |  | 2022-10-16 | 0.31 | 0.31
|  |  |  | 2022-10-17 | 0 | 0
|  |  |  | 2022-10-18 | 0 | 0
|  |  |  | 2022-10-19 | 0 | 0
|  |  |  | 2022-10-20 | 0 | 0
|  |  |  | 2022-10-21 | 0 | 0
|  |  |  | 2022-10-22 | 0 | 0
|  |  |  | 2022-10-23 | 0 | 0
|  |  |  | 2022-10-24 | 1.16 | 1.16
|  |  |  | 2022-10-25 | 0.16 | 0.16
|  |  |  | 2022-10-26 | 0 | 0
|  |  |  | 2022-10-27 | 0 | 0
|  |  |  | 2022-10-28 | 1.92 | 1.92
|  |  |  | 2022-10-29 | 0.01 | 0.01
|  |  |  | 2022-10-30 | 0 | 0
|  |  |  | 2022-10-31 | 0 | 0
|  |  |  | 2022-11-01 | 0 | 0
|  |  |  | 2022-11-02 | 0 | 0
|  |  |  | 2022-11-03 | 0 | 0
|  |  |  | 2022-11-04 | 0.03 | 0.03
|  |  |  | 2022-11-05 | 0 | 0
|  |  |  | 2022-11-06 | 0 | 0
|  |  |  | 2022-11-07 | 0 | 0
|  |  |  | 2022-11-08 | 0 | 0
|  |  |  | 2022-11-09 | 0 | 0
|  |  |  | 2022-11-10 | 0 | 0
|  |  |  | 2022-11-11 | 0 | 0
|  |  |  | 2022-11-12 | 0 | 0
|  |  |  | 2022-11-13 | 0 | 0
|  |  |  | 2022-11-14 | 0.42 | 0.42
|  |  |  | 2022-11-15 | 0 | 0
|  |  |  | 2022-11-16 | 0 | 0
|  |  |  | 2022-11-17 | 0 | 0
|  |  |  | 2022-11-18 | 0 | 0
|  |  |  | 2022-11-19 | 0 | 0
|  |  |  | 2022-11-20 | 0 | 0
|  |  |  | 2022-11-21 | 0 | 0
|  |  |  | 2022-11-22 | 0 | 0
|  |  |  | 2022-11-23 | 0 | 0
|  |  |  | 2022-11-24 | 0 | 0
|  |  |  | 2022-11-25 | 0.01 | 0.01
|  |  |  | 2022-11-26 | 1.2 | 1.2
|  |  |  | 2022-11-27 | 0 | 0
|  |  |  | 2022-11-28 | 0 | 0
|  |  |  | 2022-11-29 | 0 | 0
|  |  |  | 2022-11-30 | 0 | 0
|  |  |  | 2022-12-01 | 0 | 0
|  |  |  | 2022-12-02 | 0 | 0
|  |  |  | 2022-12-03 | 0 | 0
|  |  |  | 2022-12-04 | 0.08 | 0.08
|  |  |  | 2022-12-05 | 0 | 0
|  |  |  | 2022-12-06 | 0 | 0
|  |  |  | 2022-12-07 | 0.65 | 0.65
|  |  |  | 2022-12-08 | 1.12 | 1.12
|  |  |  | 2022-12-09 | 0.03 | 0.03
|  |  |  | 2022-12-10 | 0.02 | 0.02
|  |  |  | 2022-12-11 | 0 | 0
|  |  |  | 2022-12-12 | 0 | 0
|  |  |  | 2022-12-13 | 0.15 | 0.15
|  |  |  | 2022-12-14 | 0 | 0
|  |  |  | 2022-12-15 | 0 | 0
|  |  |  | 2022-12-16 | 0 | 0
|  |  |  | 2022-12-17 | 0 | 0
|  |  |  | 2022-12-18 | 0 | 0
|  |  |  | 2022-12-19 | 0 | 0
|  |  |  | 2022-12-20 | 0 | 0
|  |  |  | 2022-12-21 | 0 | 0
|  |  |  | 2022-12-22 | 0 | 0
|  |  |  | 2022-12-23 | 0 | 0
|  |  |  | 2022-12-24 | 0 | 0
|  |  |  | 2022-12-25 | 0 | 0
|  |  |  | 2022-12-26 | 0 | 0
|  |  |  | 2022-12-27 | 0 | 0
|  |  |  | 2022-12-28 | 0 | 0
|  |  |  | 2022-12-29 | 0 | 0
|  |  |  | 2022-12-30 | 0 | 0
|  |  |  | 2022-12-31 | 0 | 0
|  |  |  | 2023-01-01 | 0 | 0
|  |  |  | 2023-01-02 | 0 | 0
|  |  |  | 2023-01-03 | 0 | 0
|  |  |  | 2023-01-04 | 0 | 0
|  |  |  | 2023-01-05 | 0 | 0
|  |  |  | 2023-01-06 | 0 | 0
|  |  |  | 2023-01-07 | 0 | 0
|  |  |  | 2023-01-08 | 0 | 0
|  |  |  | 2023-01-09 | 0 | 0
|  |  |  | 2023-01-10 | 0 | 0
|  |  |  | 2023-01-11 | 0 | 0
|  |  |  | 2023-01-12 | 0 | 0
|  |  |  | 2023-01-13 | 0 | 0
|  |  |  | 2023-01-14 | 0 | 0
|  |  |  | 2023-01-15 | 0 | 0
|  |  |  | 2023-01-16 | 0 | 0
|  |  |  | 2023-01-17 | 0 | 0
|  |  |  | 2023-01-18 | 0.03 | 0.03
|  |  |  | 2023-01-19 | 0 | 0
|  |  |  | 2023-01-20 | 0 | 0
|  |  |  | 2023-01-21 | 0 | 0
|  |  |  | 2023-01-22 | 0 | 0
|  |  |  | 2023-01-23 | 0 | 0
|  |  |  | 2023-01-24 | 1 | 1
|  |  |  | 2023-01-25 | 0 | 0
|  |  |  | 2023-01-26 | 0 | 0
|  |  |  | 2023-01-27 | 0 | 0
|  |  |  | 2023-01-28 | 0 | 0
|  |  |  | 2023-01-29 | 0 | 0
|  |  |  | 2023-01-30 | 0.17 | 0.17
|  |  |  | 2023-01-31 | 0.01 | 0.01
|  |  |  | 2023-02-01 | 0.05 | 0.05
|  |  |  | 2023-02-02 | 0.01 | 0.01
|  |  |  | 2023-02-03 | 0 | 0
|  |  |  | 2023-02-04 | 0 | 0
|  |  |  | 2023-02-05 | 0 | 0
|  |  |  | 2023-02-06 | 0 | 0
|  |  |  | 2023-02-07 | 0.73 | 0.73
|  |  |  | 2023-02-08 | 0.46 | 0.46
|  |  |  | 2023-02-09 | 0 | 0
|  |  |  | 2023-02-10 | 0 | 0
|  |  |  | 2023-02-11 | 0 | 0
|  |  |  | 2023-02-12 | 0 | 0
|  |  |  | 2023-02-13 | 0 | 0
|  |  |  | 2023-02-14 | 0.3 | 0.3
|  |  |  | 2023-02-15 | 0 | 0
|  |  |  | 2023-02-16 | 0 | 0
|  |  |  | 2023-02-17 | 0 | 0
|  |  |  | 2023-02-18 | 0 | 0
|  |  |  | 2023-02-19 | 0 | 0
|  |  |  | 2023-02-20 | 0 | 0
|  |  |  | 2023-02-21 | 0 | 0
|  |  |  | 2023-02-22 | 0.1 | 0.1
|  |  |  | 2023-02-23 | 0 | 0
|  |  |  | 2023-02-24 | 0 | 0

## back
date | precipitation | Vr | Vff | Vff v. precip | Vr-Vff-daily demand | Vr v. 0 | water in storage | water in storage v. zero | Is tank empty? | overflow
| ft | ft*ft*ft | ft*ft*ft | ft*ft*ft | ft*ft*ft | ft*ft*ft | ft*ft*ft | gallons | 1 = yes | ft*ft*ft | total # of days: | 42774 | Vr | = volume of precipitation from catchment
[7 empty] | 2005.215 |  |  | 169506.309 | total # of empty days: | 0 | Vff | = volume of the first flush
1899-12-31 | 0 | 0 | 0 | 0 | -12.5669 | -12.5669 | 1992.6481 | 14905.0081 |  | 0
1900-01-01 | 0 | 0 | 0 | 0 | -12.5669 | -12.5669 | 1980.0813 | 14811.008 |  | 0
1900-01-02 | 0 | 0 | 0 | 0 | -12.5669 | -12.5669 | 1967.5144 | 14717.0079 |  | 0
1900-01-03 | 0 | 0 | 0 | 0 | -12.5669 | -12.5669 | 1954.9476 | 14623.0077 |  | 0
1900-01-04 | 0 | 0 | 0 | 0 | -12.5669 | -12.5669 | 1942.3807 | 14529.0076 |  | 0
1900-01-05 | 0 | 0 | 0 | 0 | -12.5669 | -12.5669 | 1929.8138 | 14435.0075 |  | 0
1900-01-06 | 0 | 0 | 0 | 0 | -12.5669 | -12.5669 | 1917.247 | 14341.0074 |  | 0
1900-01-07 | 0 | 0 | 0 | 0 | -12.5669 | -12.5669 | 1904.6801 | 14247.0073 |  | 0
1900-01-08 | 0 | 0 | 0 | 0 | -12.5669 | -12.5669 | 1892.1133 | 14153.0072 |  | 0
1900-01-09 | 0 | 0 | 0 | 0 | -12.5669 | -12.5669 | 1879.5464 | 14059.0071 |  | 0
1900-01-10 | 0 | 0 | 0 | 0 | -12.5669 | -12.5669 | 1866.9795 | 13965.007 |  | 0
1900-01-11 | 0 | 0 | 0 | 0 | -12.5669 | -12.5669 | 1854.4127 | 13871.0068 |  | 0
1900-01-12 | 0 | 0 | 0 | 0 | -12.5669 | -12.5669 | 1841.8458 | 13777.0067 |  | 0
1900-01-13 | 0 | 0 | 0 | 0 | -12.5669 | -12.5669 | 1829.279 | 13683.0066 |  | 0
1900-01-14 | 0 | 0 | 0 | 0 | -12.5669 | -12.5669 | 1816.7121 | 13589.0065 |  | 0
1900-01-15 | 0 | 0 | 0 | 0 | -12.5669 | -12.5669 | 1804.1452 | 13495.0064 |  | 0
1900-01-16 | 0 | 0 | 0 | 0 | -12.5669 | -12.5669 | 1791.5784 | 13401.0063 |  | 0
1900-01-17 | 0 | 0 | 0 | 0 | -12.5669 | -12.5669 | 1779.0115 | 13307.0062 |  | 0
1900-01-18 | 0 | 0 | 0 | 0 | -12.5669 | -12.5669 | 1766.4447 | 13213.0061 |  | 0
1900-01-19 | 0 | 0 | 0 | 0 | -12.5669 | -12.5669 | 1753.8778 | 13119.0059 |  | 0
1900-01-20 | 0 | 0 | 0 | 0 | -12.5669 | -12.5669 | 1741.3109 | 13025.0058 |  | 0
1900-01-21 | 0 | 0 | 0 | 0 | -12.5669 | -12.5669 | 1728.7441 | 12931.0057 |  | 0
1900-01-22 | 0 | 0 | 0 | 0 | -12.5669 | -12.5669 | 1716.1772 | 12837.0056 |  | 0
1900-01-23 | 0.0025 | 6.9 | 4.0107 | 4.0107 | -9.6776 | -9.6776 | 1706.4997 | 12764.6175 |  | 0
1900-01-24 | 0 | 0 | 0 | 0 | -12.5669 | -12.5669 | 1693.9328 | 12670.6174 |  | 0
1900-01-25 | 0 | 0 | 0 | 0 | -12.5669 | -12.5669 | 1681.3659 | 12576.6173 |  | 0
1900-01-26 | 0 | 0 | 0 | 0 | -12.5669 | -12.5669 | 1668.7991 | 12482.6172 |  | 0
1900-01-27 | 0 | 0 | 0 | 0 | -12.5669 | -12.5669 | 1656.2322 | 12388.617 |  | 0
1900-01-28 | 0 | 0 | 0 | 0 | -12.5669 | -12.5669 | 1643.6654 | 12294.6169 |  | 0
1900-01-29 | 0 | 0 | 0 | 0 | -12.5669 | -12.5669 | 1631.0985 | 12200.6168 |  | 0
1900-01-30 | 0 | 0 | 0 | 0 | -12.5669 | -12.5669 | 1618.5316 | 12106.6167 |  | 0
1900-01-31 | 0 | 0 | 0 | 0 | -12.5669 | -12.5669 | 1605.9648 | 12012.6166 |  | 0
1900-02-01 | 0 | 0 | 0 | 0 | -12.5669 | -12.5669 | 1593.3979 | 11918.6165 |  | 0
1900-02-02 | 0 | 0 | 0 | 0 | -12.5669 | -12.5669 | 1580.8311 | 11824.6164 |  | 0
1900-02-03 | 0 | 0 | 0 | 0 | -12.5669 | -12.5669 | 1568.2642 | 11730.6163 |  | 0
1900-02-04 | 0.0025 | 6.9 | 4.0107 | 4.0107 | -9.6776 | -9.6776 | 1558.5866 | 11658.2281 |  | 0
1900-02-05 | 0.0058333 | 16.1 | 4.0107 | 4.0107 | -0.47756 | -0.47756 | 1558.1091 | 11654.656 |  | 0
1900-02-06 | 0.014167 | 39.1 | 4.0107 | 4.0107 | 22.5224 | 22.5224 | 1580.6315 | 11823.1239 |  | 0
1900-02-07 | 0.010833 | 29.9 | 4.0107 | 4.0107 | 13.3224 | 13.3224 | 1593.954 | 11922.7758 |  | 0
1900-02-08 | 0 | 0 | 0 | 0 | -12.5669 | -12.5669 | 1581.3871 | 11828.7757 |  | 0
1900-02-09 | 0 | 0 | 0 | 0 | -12.5669 | -12.5669 | 1568.8203 | 11734.7756 |  | 0
1900-02-10 | 0 | 0 | 0 | 0 | -12.5669 | -12.5669 | 1556.2534 | 11640.7755 |  | 0
1900-02-11 | 0 | 0 | 0 | 0 | -12.5669 | -12.5669 | 1543.6865 | 11546.7753 |  | 0
1900-02-12 | 0 | 0 | 0 | 0 | -12.5669 | -12.5669 | 1531.1197 | 11452.7752 |  | 0
1900-02-13 | 0 | 0 | 0 | 0 | -12.5669 | -12.5669 | 1518.5528 | 11358.7751 |  | 0
1900-02-14 | 0 | 0 | 0 | 0 | -12.5669 | -12.5669 | 1505.986 | 11264.775 |  | 0
1900-02-15 | 0 | 0 | 0 | 0 | -12.5669 | -12.5669 | 1493.4191 | 11170.7749 |  | 0
1900-02-16 | 0 | 0 | 0 | 0 | -12.5669 | -12.5669 | 1480.8522 | 11076.7748 |  | 0
1900-02-17 | 0 | 0 | 0 | 0 | -12.5669 | -12.5669 | 1468.2854 | 10982.7747 |  | 0
1900-02-18 | 0 | 0 | 0 | 0 | -12.5669 | -12.5669 | 1455.7185 | 10888.7746 |  | 0
1900-02-19 | 0 | 0 | 0 | 0 | -12.5669 | -12.5669 | 1443.1517 | 10794.7744 |  | 0
1900-02-20 | 0 | 0 | 0 | 0 | -12.5669 | -12.5669 | 1430.5848 | 10700.7743 |  | 0
1900-02-21 | 0 | 0 | 0 | 0 | -12.5669 | -12.5669 | 1418.0179 | 10606.7742 |  | 0
1900-02-22 | 0 | 0 | 0 | 0 | -12.5669 | -12.5669 | 1405.4511 | 10512.7741 |  | 0
1900-02-23 | 0 | 0 | 0 | 0 | -12.5669 | -12.5669 | 1392.8842 | 10418.774 |  | 0
1900-02-24 | 0 | 0 | 0 | 0 | -12.5669 | -12.5669 | 1380.3174 | 10324.7739 |  | 0
1900-02-25 | 0 | 0 | 0 | 0 | -12.5669 | -12.5669 | 1367.7505 | 10230.7738 |  | 0
1900-02-26 | 0 | 0 | 0 | 0 | -12.5669 | -12.5669 | 1355.1836 | 10136.7737 |  | 0
1900-02-27 | 0 | 0 | 0 | 0 | -12.5669 | -12.5669 | 1342.6168 | 10042.7735 |  | 0
1900-03-01 | 0 | 0 | 0 | 0 | -12.5669 | -12.5669 | 1330.0499 | 9948.7734 |  | 0
1900-03-02 | 0 | 0 | 0 | 0 | -12.5669 | -12.5669 | 1317.4831 | 9854.7733 |  | 0
1900-03-03 | 0 | 0 | 0 | 0 | -12.5669 | -12.5669 | 1304.9162 | 9760.7732 |  | 0
1900-03-04 | 0 | 0 | 0 | 0 | -12.5669 | -12.5669 | 1292.3493 | 9666.7731 |  | 0
1900-03-05 | 0 | 0 | 0 | 0 | -12.5669 | -12.5669 | 1279.7825 | 9572.773 |  | 0
1900-03-06 | 0 | 0 | 0 | 0 | -12.5669 | -12.5669 | 1267.2156 | 9478.7729 |  | 0
1900-03-07 | 0 | 0 | 0 | 0 | -12.5669 | -12.5669 | 1254.6488 | 9384.7728 |  | 0
1900-03-08 | 0 | 0 | 0 | 0 | -12.5669 | -12.5669 | 1242.0819 | 9290.7726 |  | 0
1900-03-09 | 0 | 0 | 0 | 0 | -12.5669 | -12.5669 | 1229.515 | 9196.7725 |  | 0
1900-03-10 | 0 | 0 | 0 | 0 | -12.5669 | -12.5669 | 1216.9482 | 9102.7724 |  | 0
1900-03-11 | 0 | 0 | 0 | 0 | -12.5669 | -12.5669 | 1204.3813 | 9008.7723 |  | 0
1900-03-12 | 0 | 0 | 0 | 0 | -12.5669 | -12.5669 | 1191.8145 | 8914.7722 |  | 0
1900-03-13 | 0 | 0 | 0 | 0 | -12.5669 | -12.5669 | 1179.2476 | 8820.7721 |  | 0
1900-03-14 | 0.091667 | 253 | 4.0107 | 4.0107 | 236.4224 | 236.4224 | 1415.67 | 10589.212 |  | 0
1900-03-15 | 0.019167 | 52.9 | 4.0107 | 4.0107 | 36.3224 | 36.3224 | 1451.9925 | 10860.9039 |  | 0
1900-03-16 | 0 | 0 | 0 | 0 | -12.5669 | -12.5669 | 1439.4256 | 10766.9037 |  | 0
1900-03-17 | 0 | 0 | 0 | 0 | -12.5669 | -12.5669 | 1426.8588 | 10672.9036 |  | 0
1900-03-18 | 0 | 0 | 0 | 0 | -12.5669 | -12.5669 | 1414.2919 | 10578.9035 |  | 0
1900-03-19 | 0 | 0 | 0 | 0 | -12.5669 | -12.5669 | 1401.7251 | 10484.9034 |  | 0
1900-03-20 | 0 | 0 | 0 | 0 | -12.5669 | -12.5669 | 1389.1582 | 10390.9033 |  | 0
1900-03-21 | 0 | 0 | 0 | 0 | -12.5669 | -12.5669 | 1376.5913 | 10296.9032 |  | 0
1900-03-22 | 0 | 0 | 0 | 0 | -12.5669 | -12.5669 | 1364.0245 | 10202.9031 |  | 0
1900-03-23 | 0.0041667 | 11.5 | 4.0107 | 4.0107 | -5.0776 | -5.0776 | 1358.9469 | 10164.923 |  | 0
1900-03-24 | 0.0025 | 6.9 | 4.0107 | 4.0107 | -9.6776 | -9.6776 | 1349.2694 | 10092.5348 |  | 0
1900-03-25 | 0.0025 | 6.9 | 4.0107 | 4.0107 | -9.6776 | -9.6776 | 1339.5918 | 10020.1467 |  | 0
1900-03-26 | 0 | 0 | 0 | 0 | -12.5669 | -12.5669 | 1327.0249 | 9926.1466 |  | 0
1900-03-27 | 0 | 0 | 0 | 0 | -12.5669 | -12.5669 | 1314.4581 | 9832.1465 |  | 0
1900-03-28 | 0 | 0 | 0 | 0 | -12.5669 | -12.5669 | 1301.8912 | 9738.1464 |  | 0
1900-03-29 | 0 | 0 | 0 | 0 | -12.5669 | -12.5669 | 1289.3244 | 9644.1463 |  | 0
1900-03-30 | 0 | 0 | 0 | 0 | -12.5669 | -12.5669 | 1276.7575 | 9550.1462 |  | 0
1900-03-31 | 0 | 0 | 0 | 0 | -12.5669 | -12.5669 | 1264.1906 | 9456.146 |  | 0
1900-04-01 | 0 | 0 | 0 | 0 | -12.5669 | -12.5669 | 1251.6238 | 9362.1459 |  | 0
1900-04-02 | 0 | 0 | 0 | 0 | -12.5669 | -12.5669 | 1239.0569 | 9268.1458 |  | 0
1900-04-03 | 0 | 0 | 0 | 0 | -12.5669 | -12.5669 | 1226.4901 | 9174.1457 |  | 0
1900-04-04 | 0 | 0 | 0 | 0 | -12.5669 | -12.5669 | 1213.9232 | 9080.1456 |  | 0
1900-04-05 | 0 | 0 | 0 | 0 | -12.5669 | -12.5669 | 1201.3563 | 8986.1455 |  | 0
1900-04-06 | 0 | 0 | 0 | 0 | -12.5669 | -12.5669 | 1188.7895 | 8892.1454 |  | 0
1900-04-07 | 0.005 | 13.8 | 4.0107 | 4.0107 | -2.7776 | -2.7776 | 1186.0119 | 8871.3693 |  | 0
1900-04-08 | 0.045833 | 126.5 | 4.0107 | 4.0107 | 109.9224 | 109.9224 | 1295.9344 | 9693.5891 |  | 0
1900-04-09 | 0 | 0 | 0 | 0 | -12.5669 | -12.5669 | 1283.3675 | 9599.589 |  | 0
1900-04-10 | 0.16667 | 460 | 4.0107 | 4.0107 | 443.4224 | 443.4224 | 1726.79 | 12916.3889 |  | 0
1900-04-11 | 0 | 0 | 0 | 0 | -12.5669 | -12.5669 | 1714.2231 | 12822.3888 |  | 0
1900-04-12 | 0 | 0 | 0 | 0 | -12.5669 | -12.5669 | 1701.6562 | 12728.3887 |  | 0
1900-04-13 | 0 | 0 | 0 | 0 | -12.5669 | -12.5669 | 1689.0894 | 12634.3886 |  | 0
1900-04-14 | 0 | 0 | 0 | 0 | -12.5669 | -12.5669 | 1676.5225 | 12540.3885 |  | 0
1900-04-15 | 0 | 0 | 0 | 0 | -12.5669 | -12.5669 | 1663.9557 | 12446.3884 |  | 0
1900-04-16 | 0 | 0 | 0 | 0 | -12.5669 | -12.5669 | 1651.3888 | 12352.3882 |  | 0
1900-04-17 | 0 | 0 | 0 | 0 | -12.5669 | -12.5669 | 1638.8219 | 12258.3881 |  | 0
1900-04-18 | 0 | 0 | 0 | 0 | -12.5669 | -12.5669 | 1626.2551 | 12164.388 |  | 0
1900-04-19 | 0.013333 | 36.8 | 4.0107 | 4.0107 | 20.2224 | 20.2224 | 1646.4775 | 12315.6519 |  | 0
1900-04-20 | 0 | 0 | 0 | 0 | -12.5669 | -12.5669 | 1633.9107 | 12221.6518 |  | 0
1900-04-21 | 0.0066667 | 18.4 | 4.0107 | 4.0107 | 1.8224 | 1.8224 | 1635.7331 | 12235.2837 |  | 0
1900-04-22 | 0.030833 | 85.1 | 4.0107 | 4.0107 | 68.5224 | 68.5224 | 1704.2556 | 12747.8316 |  | 0
1900-04-23 | 0 | 0 | 0 | 0 | -12.5669 | -12.5669 | 1691.6887 | 12653.8315 |  | 0
1900-04-24 | 0.0041667 | 11.5 | 4.0107 | 4.0107 | -5.0776 | -5.0776 | 1686.6111 | 12615.8513 |  | 0
1900-04-25 | 0 | 0 | 0 | 0 | -12.5669 | -12.5669 | 1674.0443 | 12521.8512 |  | 0
1900-04-26 | 0 | 0 | 0 | 0 | -12.5669 | -12.5669 | 1661.4774 | 12427.8511 |  | 0
1900-04-27 | 0.2775 | 765.9 | 4.0107 | 4.0107 | 749.3224 | 749.3224 | 2410.7999 | 18032.783 |  | 0
1900-04-28 | 0 | 0 | 0 | 0 | -12.5669 | -12.5669 | 2398.233 | 17938.7829 |  | 0
1900-04-29 | 0 | 0 | 0 | 0 | -12.5669 | -12.5669 | 2385.6661 | 17844.7828 |  | 0
1900-04-30 | 0 | 0 | 0 | 0 | -12.5669 | -12.5669 | 2373.0993 | 17750.7827 |  | 0
1900-05-01 | 0.041667 | 115 | 4.0107 | 4.0107 | 98.4224 | 98.4224 | 2471.5217 | 18486.9826 |  | 0
1900-05-02 | 0.0041667 | 11.5 | 4.0107 | 4.0107 | -5.0776 | -5.0776 | 2466.4442 | 18449.0024 |  | 0
1900-05-03 | 0 | 0 | 0 | 0 | -12.5669 | -12.5669 | 2453.8773 | 18355.0023 |  | 0
1900-05-04 | 0 | 0 | 0 | 0 | -12.5669 | -12.5669 | 2441.3105 | 18261.0022 |  | 0
1900-05-05 | 0 | 0 | 0 | 0 | -12.5669 | -12.5669 | 2428.7436 | 18167.0021 |  | 0
1900-05-06 | 0 | 0 | 0 | 0 | -12.5669 | -12.5669 | 2416.1767 | 18073.002 |  | 0
1900-05-07 | 0 | 0 | 0 | 0 | -12.5669 | -12.5669 | 2403.6099 | 17979.0019 |  | 0
1900-05-08 | 0 | 0 | 0 | 0 | -12.5669 | -12.5669 | 2391.043 | 17885.0018 |  | 0
1900-05-09 | 0 | 0 | 0 | 0 | -12.5669 | -12.5669 | 2378.4762 | 17791.0016 |  | 0
1900-05-10 | 0 | 0 | 0 | 0 | -12.5669 | -12.5669 | 2365.9093 | 17697.0015 |  | 0
1900-05-11 | 0 | 0 | 0 | 0 | -12.5669 | -12.5669 | 2353.3424 | 17603.0014 |  | 0
1900-05-12 | 0 | 0 | 0 | 0 | -12.5669 | -12.5669 | 2340.7756 | 17509.0013 |  | 0
1900-05-13 | 0 | 0 | 0 | 0 | -12.5669 | -12.5669 | 2328.2087 | 17415.0012 |  | 0
1900-05-14 | 0.12667 | 349.6 | 4.0107 | 4.0107 | 333.0224 | 333.0224 | 2661.2312 | 19906.0091 |  | 0
1900-05-15 | 0.045 | 124.2 | 4.0107 | 4.0107 | 107.6224 | 107.6224 | 2768.8536 | 20711.025 |  | 0
1900-05-16 | 0.018333 | 50.6 | 4.0107 | 4.0107 | 34.0224 | 34.0224 | 2802.8761 | 20965.5129 |  | 0
1900-05-17 | 0 | 0 | 0 | 0 | -12.5669 | -12.5669 | 2790.3092 | 20871.5127 |  | 0
1900-05-18 | 0.0425 | 117.3 | 4.0107 | 4.0107 | 100.7224 | 100.7224 | 2891.0316 | 21624.9166 |  | 0
1900-05-19 | 0 | 0 | 0 | 0 | -12.5669 | -12.5669 | 2878.4648 | 21530.9165 |  | 0
1900-05-20 | 0 | 0 | 0 | 0 | -12.5669 | -12.5669 | 2865.8979 | 21436.9164 |  | 0
1900-05-21 | 0.051667 | 142.6 | 4.0107 | 4.0107 | 126.0224 | 126.0224 | 2991.9204 | 22379.5643 |  | 0
1900-05-22 | 0 | 0 | 0 | 0 | -12.5669 | -12.5669 | 2979.3535 | 22285.5642 |  | 0
1900-05-23 | 0 | 0 | 0 | 0 | -12.5669 | -12.5669 | 2966.7866 | 22191.5641 |  | 0
1900-05-24 | 0.029167 | 80.5 | 4.0107 | 4.0107 | 63.9224 | 63.9224 | 3030.7091 | 22669.704 |  | 0
1900-05-25 | 0 | 0 | 0 | 0 | -12.5669 | -12.5669 | 3018.1422 | 22575.7038 |  | 0
1900-05-26 | 0.0083333 | 23 | 4.0107 | 4.0107 | 6.4224 | 6.4224 | 3024.5647 | 22623.7437 |  | 0
1900-05-27 | 0 | 0 | 0 | 0 | -12.5669 | -12.5669 | 3011.9978 | 22529.7436 |  | 0
1900-05-28 | 0.11917 | 328.9 | 4.0107 | 4.0107 | 312.3224 | 312.3224 | 3324.3203 | 24865.9155 |  | 0
1900-05-29 | 0.41667 | 1150 | 4.0107 | 4.0107 | 1133.4224 | 1133.4224 | 3997.8631 | 29904.0163 |  | 447.3127
1900-05-30 | 0 | 0 | 0 | 0 | -12.5669 | -12.5669 | 3985.2963 | 29810.0162 |  | 0
1900-05-31 | 0 | 0 | 0 | 0 | -12.5669 | -12.5669 | 3972.7294 | 29716.0161 |  | 0
1900-06-01 | 0 | 0 | 0 | 0 | -12.5669 | -12.5669 | 3960.1626 | 29622.0159 |  | 0
1900-06-02 | 0.035833 | 98.9 | 4.0107 | 4.0107 | 82.3224 | 82.3224 | 3997.8631 | 29904.0163 |  | 32.055
1900-06-03 | 0 | 0 | 0 | 0 | -12.5669 | -12.5669 | 3985.2963 | 29810.0162 |  | 0
1900-06-04 | 0 | 0 | 0 | 0 | -12.5669 | -12.5669 | 3972.7294 | 29716.0161 |  | 0
1900-06-05 | 0 | 0 | 0 | 0 | -12.5669 | -12.5669 | 3960.1626 | 29622.0159 |  | 0
1900-06-06 | 0 | 0 | 0 | 0 | -12.5669 | -12.5669 | 3947.5957 | 29528.0158 |  | 0
1900-06-07 | 0 | 0 | 0 | 0 | -12.5669 | -12.5669 | 3935.0288 | 29434.0157 |  | 0
1900-06-08 | 0 | 0 | 0 | 0 | -12.5669 | -12.5669 | 3922.462 | 29340.0156 |  | 0
1900-06-09 | 0 | 0 | 0 | 0 | -12.5669 | -12.5669 | 3909.8951 | 29246.0155 |  | 0
1900-06-10 | 0 | 0 | 0 | 0 | -12.5669 | -12.5669 | 3897.3283 | 29152.0154 |  | 0
1900-06-11 | 0 | 0 | 0 | 0 | -12.5669 | -12.5669 | 3884.7614 | 29058.0153 |  | 0
1900-06-12 | 0 | 0 | 0 | 0 | -12.5669 | -12.5669 | 3872.1945 | 28964.0152 |  | 0
1900-06-13 | 0.0041667 | 11.5 | 4.0107 | 4.0107 | -5.0776 | -5.0776 | 3867.117 | 28926.035 |  | 0
1900-06-14 | 0 | 0 | 0 | 0 | -12.5669 | -12.5669 | 3854.5501 | 28832.0349 |  | 0
1900-06-15 | 0 | 0 | 0 | 0 | -12.5669 | -12.5669 | 3841.9833 | 28738.0348 |  | 0
1900-06-16 | 0 | 0 | 0 | 0 | -12.5669 | -12.5669 | 3829.4164 | 28644.0347 |  | 0
1900-06-17 | 0 | 0 | 0 | 0 | -12.5669 | -12.5669 | 3816.8495 | 28550.0346 |  | 0
1900-06-18 | 0 | 0 | 0 | 0 | -12.5669 | -12.5669 | 3804.2827 | 28456.0345 |  | 0
1900-06-19 | 0 | 0 | 0 | 0 | -12.5669 | -12.5669 | 3791.7158 | 28362.0344 |  | 0
1900-06-20 | 0 | 0 | 0 | 0 | -12.5669 | -12.5669 | 3779.149 | 28268.0343 |  | 0
1900-06-21 | 0 | 0 | 0 | 0 | -12.5669 | -12.5669 | 3766.5821 | 28174.0341 |  | 0
1900-06-22 | 0 | 0 | 0 | 0 | -12.5669 | -12.5669 | 3754.0152 | 28080.034 |  | 0
1900-06-23 | 0 | 0 | 0 | 0 | -12.5669 | -12.5669 | 3741.4484 | 27986.0339 |  | 0
1900-06-24 | 0 | 0 | 0 | 0 | -12.5669 | -12.5669 | 3728.8815 | 27892.0338 |  | 0
1900-06-25 | 0 | 0 | 0 | 0 | -12.5669 | -12.5669 | 3716.3147 | 27798.0337 |  | 0
1900-06-26 | 0 | 0 | 0 | 0 | -12.5669 | -12.5669 | 3703.7478 | 27704.0336 |  | 0
1900-06-27 | 0 | 0 | 0 | 0 | -12.5669 | -12.5669 | 3691.1809 | 27610.0335 |  | 0
1900-06-28 | 0 | 0 | 0 | 0 | -12.5669 | -12.5669 | 3678.6141 | 27516.0334 |  | 0
1900-06-29 | 0 | 0 | 0 | 0 | -12.5669 | -12.5669 | 3666.0472 | 27422.0332 |  | 0
1900-06-30 | 0 | 0 | 0 | 0 | -12.5669 | -12.5669 | 3653.4804 | 27328.0331 |  | 0
1900-07-01 | 0 | 0 | 0 | 0 | -12.5669 | -12.5669 | 3640.9135 | 27234.033 |  | 0
1900-07-02 | 0 | 0 | 0 | 0 | -12.5669 | -12.5669 | 3628.3466 | 27140.0329 |  | 0
1900-07-03 | 0 | 0 | 0 | 0 | -12.5669 | -12.5669 | 3615.7798 | 27046.0328 |  | 0
1900-07-04 | 0.0025 | 6.9 | 4.0107 | 4.0107 | -9.6776 | -9.6776 | 3606.1022 | 26973.6447 |  | 0
1900-07-05 | 0 | 0 | 0 | 0 | -12.5669 | -12.5669 | 3593.5354 | 26879.6446 |  | 0
1900-07-06 | 0 | 0 | 0 | 0 | -12.5669 | -12.5669 | 3580.9685 | 26785.6445 |  | 0
1900-07-07 | 0 | 0 | 0 | 0 | -12.5669 | -12.5669 | 3568.4016 | 26691.6443 |  | 0
1900-07-08 | 0.0125 | 34.5 | 4.0107 | 4.0107 | 17.9224 | 17.9224 | 3586.3241 | 26825.7042 |  | 0
1900-07-09 | 0 | 0 | 0 | 0 | -12.5669 | -12.5669 | 3573.7572 | 26731.7041 |  | 0
1900-07-10 | 0 | 0 | 0 | 0 | -12.5669 | -12.5669 | 3561.1904 | 26637.704 |  | 0
1900-07-11 | 0 | 0 | 0 | 0 | -12.5669 | -12.5669 | 3548.6235 | 26543.7039 |  | 0
1900-07-12 | 0 | 0 | 0 | 0 | -12.5669 | -12.5669 | 3536.0567 | 26449.7038 |  | 0
1900-07-13 | 0 | 0 | 0 | 0 | -12.5669 | -12.5669 | 3523.4898 | 26355.7037 |  | 0
1900-07-14 | 0 | 0 | 0 | 0 | -12.5669 | -12.5669 | 3510.9229 | 26261.7035 |  | 0
1900-07-15 | 0 | 0 | 0 | 0 | -12.5669 | -12.5669 | 3498.3561 | 26167.7034 |  | 0
1900-07-16 | 0.0625 | 172.5 | 4.0107 | 4.0107 | 155.9224 | 155.9224 | 3654.2785 | 27334.0033 |  | 0
1900-07-17 | 0.020833 | 57.5 | 4.0107 | 4.0107 | 40.9224 | 40.9224 | 3695.201 | 27640.1032 |  | 0
1900-07-18 | 0 | 0 | 0 | 0 | -12.5669 | -12.5669 | 3682.6341 | 27546.1031 |  | 0
1900-07-19 | 0 | 0 | 0 | 0 | -12.5669 | -12.5669 | 3670.0672 | 27452.103 |  | 0
1900-07-20 | 0.12333 | 340.4 | 4.0107 | 4.0107 | 323.8224 | 323.8224 | 3993.8897 | 29874.2949 |  | 0
1900-07-21 | 0.1525 | 420.9 | 4.0107 | 4.0107 | 404.3224 | 404.3224 | 3997.8631 | 29904.0163 |  | 387.7821
1900-07-22 | 0 | 0 | 0 | 0 | -12.5669 | -12.5669 | 3985.2963 | 29810.0162 |  | 0
1900-07-23 | 0 | 0 | 0 | 0 | -12.5669 | -12.5669 | 3972.7294 | 29716.0161 |  | 0
1900-07-24 | 0 | 0 | 0 | 0 | -12.5669 | -12.5669 | 3960.1626 | 29622.0159 |  | 0
1900-07-25 | 0.075 | 207 | 4.0107 | 4.0107 | 190.4224 | 190.4224 | 3997.8631 | 29904.0163 |  | 140.155
1900-07-26 | 0 | 0 | 0 | 0 | -12.5669 | -12.5669 | 3985.2963 | 29810.0162 |  | 0
1900-07-27 | 0 | 0 | 0 | 0 | -12.5669 | -12.5669 | 3972.7294 | 29716.0161 |  | 0
1900-07-28 | 0 | 0 | 0 | 0 | -12.5669 | -12.5669 | 3960.1626 | 29622.0159 |  | 0
1900-07-29 | 0 | 0 | 0 | 0 | -12.5669 | -12.5669 | 3947.5957 | 29528.0158 |  | 0
1900-07-30 | 0 | 0 | 0 | 0 | -12.5669 | -12.5669 | 3935.0288 | 29434.0157 |  | 0
1900-07-31 | 0 | 0 | 0 | 0 | -12.5669 | -12.5669 | 3922.462 | 29340.0156 |  | 0
1900-08-01 | 0 | 0 | 0 | 0 | -12.5669 | -12.5669 | 3909.8951 | 29246.0155 |  | 0
1900-08-02 | 0 | 0 | 0 | 0 | -12.5669 | -12.5669 | 3897.3283 | 29152.0154 |  | 0
1900-08-03 | 0.0625 | 172.5 | 4.0107 | 4.0107 | 155.9224 | 155.9224 | 3997.8631 | 29904.0163 |  | 42.8207
1900-08-04 | 0 | 0 | 0 | 0 | -12.5669 | -12.5669 | 3985.2963 | 29810.0162 |  | 0
1900-08-05 | 0 | 0 | 0 | 0 | -12.5669 | -12.5669 | 3972.7294 | 29716.0161 |  | 0
1900-08-06 | 0 | 0 | 0 | 0 | -12.5669 | -12.5669 | 3960.1626 | 29622.0159 |  | 0
1900-08-07 | 0.033333 | 92 | 4.0107 | 4.0107 | 75.4224 | 75.4224 | 3997.8631 | 29904.0163 |  | 25.155
1900-08-08 | 0 | 0 | 0 | 0 | -12.5669 | -12.5669 | 3985.2963 | 29810.0162 |  | 0
1900-08-09 | 0 | 0 | 0 | 0 | -12.5669 | -12.5669 | 3972.7294 | 29716.0161 |  | 0
1900-08-10 | 0 | 0 | 0 | 0 | -12.5669 | -12.5669 | 3960.1626 | 29622.0159 |  | 0
1900-08-11 | 0 | 0 | 0 | 0 | -12.5669 | -12.5669 | 3947.5957 | 29528.0158 |  | 0
1900-08-12 | 0 | 0 | 0 | 0 | -12.5669 | -12.5669 | 3935.0288 | 29434.0157 |  | 0
1900-08-13 | 0 | 0 | 0 | 0 | -12.5669 | -12.5669 | 3922.462 | 29340.0156 |  | 0
1900-08-14 | 0 | 0 | 0 | 0 | -12.5669 | -12.5669 | 3909.8951 | 29246.0155 |  | 0
1900-08-15 | 0 | 0 | 0 | 0 | -12.5669 | -12.5669 | 3897.3283 | 29152.0154 |  | 0
1900-08-16 | 0 | 0 | 0 | 0 | -12.5669 | -12.5669 | 3884.7614 | 29058.0153 |  | 0
1900-08-17 | 0 | 0 | 0 | 0 | -12.5669 | -12.5669 | 3872.1945 | 28964.0152 |  | 0
1900-08-18 | 0 | 0 | 0 | 0 | -12.5669 | -12.5669 | 3859.6277 | 28870.015 |  | 0
1900-08-19 | 0 | 0 | 0 | 0 | -12.5669 | -12.5669 | 3847.0608 | 28776.0149 |  | 0
1900-08-20 | 0 | 0 | 0 | 0 | -12.5669 | -12.5669 | 3834.494 | 28682.0148 |  | 0
1900-08-21 | 0 | 0 | 0 | 0 | -12.5669 | -12.5669 | 3821.9271 | 28588.0147 |  | 0
1900-08-22 | 0 | 0 | 0 | 0 | -12.5669 | -12.5669 | 3809.3602 | 28494.0146 |  | 0
1900-08-23 | 0 | 0 | 0 | 0 | -12.5669 | -12.5669 | 3796.7934 | 28400.0145 |  | 0
1900-08-24 | 0 | 0 | 0 | 0 | -12.5669 | -12.5669 | 3784.2265 | 28306.0144 |  | 0
1900-08-25 | 0 | 0 | 0 | 0 | -12.5669 | -12.5669 | 3771.6597 | 28212.0143 |  | 0
1900-08-26 | 0 | 0 | 0 | 0 | -12.5669 | -12.5669 | 3759.0928 | 28118.0141 |  | 0
1900-08-27 | 0 | 0 | 0 | 0 | -12.5669 | -12.5669 | 3746.5259 | 28024.014 |  | 0
1900-08-28 | 0 | 0 | 0 | 0 | -12.5669 | -12.5669 | 3733.9591 | 27930.0139 |  | 0
1900-08-29 | 0.035 | 96.6 | 4.0107 | 4.0107 | 80.0224 | 80.0224 | 3813.9815 | 28528.5818 |  | 0
1900-08-30 | 0 | 0 | 0 | 0 | -12.5669 | -12.5669 | 3801.4147 | 28434.5817 |  | 0
1900-08-31 | 0.091667 | 253 | 4.0107 | 4.0107 | 236.4224 | 236.4224 | 3997.8631 | 29904.0163 |  | 27.4071
1900-09-01 | 0 | 0 | 0 | 0 | -12.5669 | -12.5669 | 3985.2963 | 29810.0162 |  | 0
1900-09-02 | 0 | 0 | 0 | 0 | -12.5669 | -12.5669 | 3972.7294 | 29716.0161 |  | 0
1900-09-03 | 0 | 0 | 0 | 0 | -12.5669 | -12.5669 | 3960.1626 | 29622.0159 |  | 0
1900-09-04 | 0 | 0 | 0 | 0 | -12.5669 | -12.5669 | 3947.5957 | 29528.0158 |  | 0
1900-09-05 | 0 | 0 | 0 | 0 | -12.5669 | -12.5669 | 3935.0288 | 29434.0157 |  | 0
1900-09-06 | 0 | 0 | 0 | 0 | -12.5669 | -12.5669 | 3922.462 | 29340.0156 |  | 0
1900-09-07 | 0 | 0 | 0 | 0 | -12.5669 | -12.5669 | 3909.8951 | 29246.0155 |  | 0
1900-09-08 | 0.07 | 193.2 | 4.0107 | 4.0107 | 176.6224 | 176.6224 | 3997.8631 | 29904.0163 |  | 76.0876
1900-09-09 | 0.13667 | 377.2 | 4.0107 | 4.0107 | 360.6224 | 360.6224 | 3997.8631 | 29904.0163 |  | 348.0556
1900-09-10 | 0 | 0 | 0 | 0 | -12.5669 | -12.5669 | 3985.2963 | 29810.0162 |  | 0
1900-09-11 | 0 | 0 | 0 | 0 | -12.5669 | -12.5669 | 3972.7294 | 29716.0161 |  | 0
1900-09-12 | 0 | 0 | 0 | 0 | -12.5669 | -12.5669 | 3960.1626 | 29622.0159 |  | 0
1900-09-13 | 0.0066667 | 18.4 | 4.0107 | 4.0107 | 1.8224 | 1.8224 | 3961.985 | 29635.6478 |  | 0
1900-09-14 | 0 | 0 | 0 | 0 | -12.5669 | -12.5669 | 3949.4181 | 29541.6477 |  | 0
1900-09-15 | 0 | 0 | 0 | 0 | -12.5669 | -12.5669 | 3936.8513 | 29447.6476 |  | 0
1900-09-16 | 0.0875 | 241.5 | 4.0107 | 4.0107 | 224.9224 | 224.9224 | 3997.8631 | 29904.0163 |  | 151.3437
1900-09-17 | 0 | 0 | 0 | 0 | -12.5669 | -12.5669 | 3985.2963 | 29810.0162 |  | 0
1900-09-18 | 0 | 0 | 0 | 0 | -12.5669 | -12.5669 | 3972.7294 | 29716.0161 |  | 0
1900-09-19 | 0 | 0 | 0 | 0 | -12.5669 | -12.5669 | 3960.1626 | 29622.0159 |  | 0
1900-09-20 | 0 | 0 | 0 | 0 | -12.5669 | -12.5669 | 3947.5957 | 29528.0158 |  | 0
1900-09-21 | 0.0066667 | 18.4 | 4.0107 | 4.0107 | 1.8224 | 1.8224 | 3949.4181 | 29541.6477 |  | 0
1900-09-22 | 0.20833 | 575 | 4.0107 | 4.0107 | 558.4224 | 558.4224 | 3997.8631 | 29904.0163 |  | 497.4106
1900-09-23 | 0 | 0 | 0 | 0 | -12.5669 | -12.5669 | 3985.2963 | 29810.0162 |  | 0
1900-09-24 | 0 | 0 | 0 | 0 | -12.5669 | -12.5669 | 3972.7294 | 29716.0161 |  | 0
1900-09-25 | 0 | 0 | 0 | 0 | -12.5669 | -12.5669 | 3960.1626 | 29622.0159 |  | 0
1900-09-26 | 0.041667 | 115 | 4.0107 | 4.0107 | 98.4224 | 98.4224 | 3997.8631 | 29904.0163 |  | 48.155
1900-09-27 | 0 | 0 | 0 | 0 | -12.5669 | -12.5669 | 3985.2963 | 29810.0162 |  | 0
1900-09-28 | 0.0083333 | 23 | 4.0107 | 4.0107 | 6.4224 | 6.4224 | 3991.7187 | 29858.0561 |  | 0
1900-09-29 | 0.026667 | 73.6 | 4.0107 | 4.0107 | 57.0224 | 57.0224 | 3997.8631 | 29904.0163 |  | 38.3112
1900-09-30 | 0 | 0 | 0 | 0 | -12.5669 | -12.5669 | 3985.2963 | 29810.0162 |  | 0
1900-10-01 | 0 | 0 | 0 | 0 | -12.5669 | -12.5669 | 3972.7294 | 29716.0161 |  | 0
1900-10-02 | 0 | 0 | 0 | 0 | -12.5669 | -12.5669 | 3960.1626 | 29622.0159 |  | 0
1900-10-03 | 0 | 0 | 0 | 0 | -12.5669 | -12.5669 | 3947.5957 | 29528.0158 |  | 0
1900-10-04 | 0 | 0 | 0 | 0 | -12.5669 | -12.5669 | 3935.0288 | 29434.0157 |  | 0
1900-10-05 | 0 | 0 | 0 | 0 | -12.5669 | -12.5669 | 3922.462 | 29340.0156 |  | 0
1900-10-06 | 0 | 0 | 0 | 0 | -12.5669 | -12.5669 | 3909.8951 | 29246.0155 |  | 0
1900-10-07 | 0 | 0 | 0 | 0 | -12.5669 | -12.5669 | 3897.3283 | 29152.0154 |  | 0
1900-10-08 | 0 | 0 | 0 | 0 | -12.5669 | -12.5669 | 3884.7614 | 29058.0153 |  | 0
1900-10-09 | 0 | 0 | 0 | 0 | -12.5669 | -12.5669 | 3872.1945 | 28964.0152 |  | 0
1900-10-10 | 0 | 0 | 0 | 0 | -12.5669 | -12.5669 | 3859.6277 | 28870.015 |  | 0
1900-10-11 | 0 | 0 | 0 | 0 | -12.5669 | -12.5669 | 3847.0608 | 28776.0149 |  | 0
1900-10-12 | 0 | 0 | 0 | 0 | -12.5669 | -12.5669 | 3834.494 | 28682.0148 |  | 0
1900-10-13 | 0 | 0 | 0 | 0 | -12.5669 | -12.5669 | 3821.9271 | 28588.0147 |  | 0
1900-10-14 | 0 | 0 | 0 | 0 | -12.5669 | -12.5669 | 3809.3602 | 28494.0146 |  | 0
1900-10-15 | 0 | 0 | 0 | 0 | -12.5669 | -12.5669 | 3796.7934 | 28400.0145 |  | 0
1900-10-16 | 0.0025 | 6.9 | 4.0107 | 4.0107 | -9.6776 | -9.6776 | 3787.1158 | 28327.6264 |  | 0
1900-10-17 | 0 | 0 | 0 | 0 | -12.5669 | -12.5669 | 3774.549 | 28233.6263 |  | 0
1900-10-18 | 0.025 | 69 | 4.0107 | 4.0107 | 52.4224 | 52.4224 | 3826.9714 | 28625.7461 |  | 0
1900-10-19 | 0 | 0 | 0 | 0 | -12.5669 | -12.5669 | 3814.4045 | 28531.746 |  | 0
1900-10-20 | 0.0041667 | 11.5 | 4.0107 | 4.0107 | -5.0776 | -5.0776 | 3809.327 | 28493.7659 |  | 0
1900-10-21 | 0.018333 | 50.6 | 4.0107 | 4.0107 | 34.0224 | 34.0224 | 3843.3494 | 28748.2538 |  | 0
1900-10-22 | 0 | 0 | 0 | 0 | -12.5669 | -12.5669 | 3830.7826 | 28654.2537 |  | 0
1900-10-23 | 0 | 0 | 0 | 0 | -12.5669 | -12.5669 | 3818.2157 | 28560.2536 |  | 0
1900-10-24 | 0 | 0 | 0 | 0 | -12.5669 | -12.5669 | 3805.6489 | 28466.2535 |  | 0
1900-10-25 | 0 | 0 | 0 | 0 | -12.5669 | -12.5669 | 3793.082 | 28372.2534 |  | 0
1900-10-26 | 0 | 0 | 0 | 0 | -12.5669 | -12.5669 | 3780.5151 | 28278.2532 |  | 0
1900-10-27 | 0 | 0 | 0 | 0 | -12.5669 | -12.5669 | 3767.9483 | 28184.2531 |  | 0
1900-10-28 | 0.33333 | 920 | 4.0107 | 4.0107 | 903.4224 | 903.4224 | 3997.8631 | 29904.0163 |  | 660.9407
1900-10-29 | 0.041667 | 115 | 4.0107 | 4.0107 | 98.4224 | 98.4224 | 3997.8631 | 29904.0163 |  | 85.8556
1900-10-30 | 0.16667 | 460 | 4.0107 | 4.0107 | 443.4224 | 443.4224 | 3997.8631 | 29904.0163 |  | 430.8556
1900-10-31 | 0 | 0 | 0 | 0 | -12.5669 | -12.5669 | 3985.2963 | 29810.0162 |  | 0
1900-11-01 | 0 | 0 | 0 | 0 | -12.5669 | -12.5669 | 3972.7294 | 29716.0161 |  | 0
1900-11-02 | 0 | 0 | 0 | 0 | -12.5669 | -12.5669 | 3960.1626 | 29622.0159 |  | 0
1900-11-03 | 0 | 0 | 0 | 0 | -12.5669 | -12.5669 | 3947.5957 | 29528.0158 |  | 0
1900-11-04 | 0 | 0 | 0 | 0 | -12.5669 | -12.5669 | 3935.0288 | 29434.0157 |  | 0
1900-11-05 | 0 | 0 | 0 | 0 | -12.5669 | -12.5669 | 3922.462 | 29340.0156 |  | 0
1900-11-06 | 0 | 0 | 0 | 0 | -12.5669 | -12.5669 | 3909.8951 | 29246.0155 |  | 0
1900-11-07 | 0 | 0 | 0 | 0 | -12.5669 | -12.5669 | 3897.3283 | 29152.0154 |  | 0
1900-11-08 | 0 | 0 | 0 | 0 | -12.5669 | -12.5669 | 3884.7614 | 29058.0153 |  | 0
1900-11-09 | 0 | 0 | 0 | 0 | -12.5669 | -12.5669 | 3872.1945 | 28964.0152 |  | 0
1900-11-10 | 0 | 0 | 0 | 0 | -12.5669 | -12.5669 | 3859.6277 | 28870.015 |  | 0
1900-11-11 | 0 | 0 | 0 | 0 | -12.5669 | -12.5669 | 3847.0608 | 28776.0149 |  | 0
1900-11-12 | 0 | 0 | 0 | 0 | -12.5669 | -12.5669 | 3834.494 | 28682.0148 |  | 0
1900-11-13 | 0 | 0 | 0 | 0 | -12.5669 | -12.5669 | 3821.9271 | 28588.0147 |  | 0
1900-11-14 | 0 | 0 | 0 | 0 | -12.5669 | -12.5669 | 3809.3602 | 28494.0146 |  | 0
1900-11-15 | 0 | 0 | 0 | 0 | -12.5669 | -12.5669 | 3796.7934 | 28400.0145 |  | 0
1900-11-16 | 0 | 0 | 0 | 0 | -12.5669 | -12.5669 | 3784.2265 | 28306.0144 |  | 0
1900-11-17 | 0 | 0 | 0 | 0 | -12.5669 | -12.5669 | 3771.6597 | 28212.0143 |  | 0
1900-11-18 | 0 | 0 | 0 | 0 | -12.5669 | -12.5669 | 3759.0928 | 28118.0141 |  | 0
1900-11-19 | 0.0041667 | 11.5 | 4.0107 | 4.0107 | -5.0776 | -5.0776 | 3754.0152 | 28080.034 |  | 0
1900-11-20 | 0.025 | 69 | 4.0107 | 4.0107 | 52.4224 | 52.4224 | 3806.4377 | 28472.1539 |  | 0
1900-11-21 | 0 | 0 | 0 | 0 | -12.5669 | -12.5669 | 3793.8708 | 28378.1538 |  | 0
1900-11-22 | 0 | 0 | 0 | 0 | -12.5669 | -12.5669 | 3781.304 | 28284.1537 |  | 0
1900-11-23 | 0 | 0 | 0 | 0 | -12.5669 | -12.5669 | 3768.7371 | 28190.1536 |  | 0
1900-11-24 | 0 | 0 | 0 | 0 | -12.5669 | -12.5669 | 3756.1702 | 28096.1535 |  | 0
1900-11-25 | 0 | 0 | 0 | 0 | -12.5669 | -12.5669 | 3743.6034 | 28002.1534 |  | 0
1900-11-26 | 0 | 0 | 0 | 0 | -12.5669 | -12.5669 | 3731.0365 | 27908.1532 |  | 0
1900-11-27 | 0 | 0 | 0 | 0 | -12.5669 | -12.5669 | 3718.4697 | 27814.1531 |  | 0
1900-11-28 | 0 | 0 | 0 | 0 | -12.5669 | -12.5669 | 3705.9028 | 27720.153 |  | 0
1900-11-29 | 0 | 0 | 0 | 0 | -12.5669 | -12.5669 | 3693.3359 | 27626.1529 |  | 0
1900-11-30 | 0 | 0 | 0 | 0 | -12.5669 | -12.5669 | 3680.7691 | 27532.1528 |  | 0
1901-01-01 | 0 | 0 | 0 | 0 | -12.5669 | -12.5669 | 3668.2022 | 27438.1527 |  | 0
1901-01-02 | 0 | 0 | 0 | 0 | -12.5669 | -12.5669 | 3655.6354 | 27344.1526 |  | 0
1901-01-03 | 0 | 0 | 0 | 0 | -12.5669 | -12.5669 | 3643.0685 | 27250.1525 |  | 0
1901-01-04 | 0 | 0 | 0 | 0 | -12.5669 | -12.5669 | 3630.5016 | 27156.1523 |  | 0
1901-01-05 | 0 | 0 | 0 | 0 | -12.5669 | -12.5669 | 3617.9348 | 27062.1522 |  | 0
1901-01-06 | 0 | 0 | 0 | 0 | -12.5669 | -12.5669 | 3605.3679 | 26968.1521 |  | 0
1901-01-07 | 0 | 0 | 0 | 0 | -12.5669 | -12.5669 | 3592.8011 | 26874.152 |  | 0
1901-01-08 | 0 | 0 | 0 | 0 | -12.5669 | -12.5669 | 3580.2342 | 26780.1519 |  | 0
1901-01-09 | 0 | 0 | 0 | 0 | -12.5669 | -12.5669 | 3567.6673 | 26686.1518 |  | 0
1901-01-10 | 0.0041667 | 11.5 | 4.0107 | 4.0107 | -5.0776 | -5.0776 | 3562.5898 | 26648.1717 |  | 0
1901-01-11 | 0.005 | 13.8 | 4.0107 | 4.0107 | -2.7776 | -2.7776 | 3559.8122 | 26627.3955 |  | 0
1901-01-12 | 0 | 0 | 0 | 0 | -12.5669 | -12.5669 | 3547.2454 | 26533.3954 |  | 0
1901-01-13 | 0 | 0 | 0 | 0 | -12.5669 | -12.5669 | 3534.6785 | 26439.3953 |  | 0
1901-01-14 | 0 | 0 | 0 | 0 | -12.5669 | -12.5669 | 3522.1117 | 26345.3952 |  | 0
1901-01-15 | 0 | 0 | 0 | 0 | -12.5669 | -12.5669 | 3509.5448 | 26251.3951 |  | 0
1901-01-16 | 0 | 0 | 0 | 0 | -12.5669 | -12.5669 | 3496.9779 | 26157.395 |  | 0
1901-01-17 | 0 | 0 | 0 | 0 | -12.5669 | -12.5669 | 3484.4111 | 26063.3949 |  | 0
1901-01-18 | 0 | 0 | 0 | 0 | -12.5669 | -12.5669 | 3471.8442 | 25969.3948 |  | 0
1901-01-19 | 0 | 0 | 0 | 0 | -12.5669 | -12.5669 | 3459.2774 | 25875.3946 |  | 0
1901-01-20 | 0 | 0 | 0 | 0 | -12.5669 | -12.5669 | 3446.7105 | 25781.3945 |  | 0
1901-01-21 | 0 | 0 | 0 | 0 | -12.5669 | -12.5669 | 3434.1436 | 25687.3944 |  | 0
1901-01-22 | 0 | 0 | 0 | 0 | -12.5669 | -12.5669 | 3421.5768 | 25593.3943 |  | 0
1901-01-23 | 0 | 0 | 0 | 0 | -12.5669 | -12.5669 | 3409.0099 | 25499.3942 |  | 0
1901-01-24 | 0 | 0 | 0 | 0 | -12.5669 | -12.5669 | 3396.4431 | 25405.3941 |  | 0
1901-01-25 | 0 | 0 | 0 | 0 | -12.5669 | -12.5669 | 3383.8762 | 25311.394 |  | 0
1901-01-26 | 0 | 0 | 0 | 0 | -12.5669 | -12.5669 | 3371.3093 | 25217.3939 |  | 0
1901-01-27 | 0 | 0 | 0 | 0 | -12.5669 | -12.5669 | 3358.7425 | 25123.3937 |  | 0
1901-01-28 | 0 | 0 | 0 | 0 | -12.5669 | -12.5669 | 3346.1756 | 25029.3936 |  | 0
1901-01-29 | 0.0041667 | 11.5 | 4.0107 | 4.0107 | -5.0776 | -5.0776 | 3341.0981 | 24991.4135 |  | 0
1901-01-30 | 0 | 0 | 0 | 0 | -12.5669 | -12.5669 | 3328.5312 | 24897.4134 |  | 0
1901-01-31 | 0 | 0 | 0 | 0 | -12.5669 | -12.5669 | 3315.9643 | 24803.4133 |  | 0
1901-02-01 | 0 | 0 | 0 | 0 | -12.5669 | -12.5669 | 3303.3975 | 24709.4132 |  | 0
1901-02-02 | 0.041667 | 115 | 4.0107 | 4.0107 | 98.4224 | 98.4224 | 3401.8199 | 25445.6131 |  | 0
1901-02-03 | 0 | 0 | 0 | 0 | -12.5669 | -12.5669 | 3389.2531 | 25351.613 |  | 0
1901-02-04 | 0 | 0 | 0 | 0 | -12.5669 | -12.5669 | 3376.6862 | 25257.6128 |  | 0
1901-02-05 | 0 | 0 | 0 | 0 | -12.5669 | -12.5669 | 3364.1193 | 25163.6127 |  | 0
1901-02-06 | 0.0025 | 6.9 | 4.0107 | 4.0107 | -9.6776 | -9.6776 | 3354.4418 | 25091.2246 |  | 0
1901-02-07 | 0.0041667 | 11.5 | 4.0107 | 4.0107 | -5.0776 | -5.0776 | 3349.3642 | 25053.2445 |  | 0
1901-02-08 | 0 | 0 | 0 | 0 | -12.5669 | -12.5669 | 3336.7974 | 24959.2444 |  | 0
1901-02-09 | 0 | 0 | 0 | 0 | -12.5669 | -12.5669 | 3324.2305 | 24865.2443 |  | 0
1901-02-10 | 0.016667 | 46 | 4.0107 | 4.0107 | 29.4224 | 29.4224 | 3353.653 | 25085.3242 |  | 0
1901-02-11 | 0.025 | 69 | 4.0107 | 4.0107 | 52.4224 | 52.4224 | 3406.0754 | 25477.4441 |  | 0
1901-02-12 | 0.018333 | 50.6 | 4.0107 | 4.0107 | 34.0224 | 34.0224 | 3440.0979 | 25731.9319 |  | 0
1901-02-13 | 0 | 0 | 0 | 0 | -12.5669 | -12.5669 | 3427.531 | 25637.9318 |  | 0
1901-02-14 | 0 | 0 | 0 | 0 | -12.5669 | -12.5669 | 3414.9641 | 25543.9317 |  | 0
1901-02-15 | 0 | 0 | 0 | 0 | -12.5669 | -12.5669 | 3402.3973 | 25449.9316 |  | 0
1901-02-16 | 0 | 0 | 0 | 0 | -12.5669 | -12.5669 | 3389.8304 | 25355.9315 |  | 0
1901-02-17 | 0 | 0 | 0 | 0 | -12.5669 | -12.5669 | 3377.2636 | 25261.9314 |  | 0
1901-02-18 | 0 | 0 | 0 | 0 | -12.5669 | -12.5669 | 3364.6967 | 25167.9313 |  | 0
1901-02-19 | 0 | 0 | 0 | 0 | -12.5669 | -12.5669 | 3352.1298 | 25073.9312 |  | 0
1901-02-20 | 0 | 0 | 0 | 0 | -12.5669 | -12.5669 | 3339.563 | 24979.931 |  | 0
1901-02-21 | 0 | 0 | 0 | 0 | -12.5669 | -12.5669 | 3326.9961 | 24885.9309 |  | 0
1901-02-22 | 0.016667 | 46 | 4.0107 | 4.0107 | 29.4224 | 29.4224 | 3356.4186 | 25106.0108 |  | 0
1901-02-23 | 0 | 0 | 0 | 0 | -12.5669 | -12.5669 | 3343.8517 | 25012.0107 |  | 0
1901-02-24 | 0 | 0 | 0 | 0 | -12.5669 | -12.5669 | 3331.2848 | 24918.0106 |  | 0
1901-02-25 | 0 | 0 | 0 | 0 | -12.5669 | -12.5669 | 3318.718 | 24824.0105 |  | 0
1901-02-26 | 0 | 0 | 0 | 0 | -12.5669 | -12.5669 | 3306.1511 | 24730.0104 |  | 0
1901-02-27 | 0 | 0 | 0 | 0 | -12.5669 | -12.5669 | 3293.5843 | 24636.0102 |  | 0
1901-02-28 | 0 | 0 | 0 | 0 | -12.5669 | -12.5669 | 3281.0174 | 24542.0101 |  | 0
1901-03-01 | 0 | 0 | 0 | 0 | -12.5669 | -12.5669 | 3268.4505 | 24448.01 |  | 0
1901-03-02 | 0 | 0 | 0 | 0 | -12.5669 | -12.5669 | 3255.8837 | 24354.0099 |  | 0
1901-03-03 | 0 | 0 | 0 | 0 | -12.5669 | -12.5669 | 3243.3168 | 24260.0098 |  | 0
1901-03-04 | 0 | 0 | 0 | 0 | -12.5669 | -12.5669 | 3230.75 | 24166.0097 |  | 0
1901-03-05 | 0 | 0 | 0 | 0 | -12.5669 | -12.5669 | 3218.1831 | 24072.0096 |  | 0
1901-03-06 | 0 | 0 | 0 | 0 | -12.5669 | -12.5669 | 3205.6162 | 23978.0095 |  | 0
1901-03-07 | 0 | 0 | 0 | 0 | -12.5669 | -12.5669 | 3193.0494 | 23884.0093 |  | 0
1901-03-08 | 0 | 0 | 0 | 0 | -12.5669 | -12.5669 | 3180.4825 | 23790.0092 |  | 0
1901-03-09 | 0 | 0 | 0 | 0 | -12.5669 | -12.5669 | 3167.9157 | 23696.0091 |  | 0
1901-03-10 | 0 | 0 | 0 | 0 | -12.5669 | -12.5669 | 3155.3488 | 23602.009 |  | 0
1901-03-11 | 0 | 0 | 0 | 0 | -12.5669 | -12.5669 | 3142.7819 | 23508.0089 |  | 0
1901-03-12 | 0.020833 | 57.5 | 4.0107 | 4.0107 | 40.9224 | 40.9224 | 3183.7044 | 23814.1088 |  | 0
1901-03-13 | 0 | 0 | 0 | 0 | -12.5669 | -12.5669 | 3171.1375 | 23720.1087 |  | 0
1901-03-14 | 0 | 0 | 0 | 0 | -12.5669 | -12.5669 | 3158.5707 | 23626.1086 |  | 0
1901-03-15 | 0 | 0 | 0 | 0 | -12.5669 | -12.5669 | 3146.0038 | 23532.1084 |  | 0
1901-03-16 | 0 | 0 | 0 | 0 | -12.5669 | -12.5669 | 3133.4369 | 23438.1083 |  | 0
1901-03-17 | 0 | 0 | 0 | 0 | -12.5669 | -12.5669 | 3120.8701 | 23344.1082 |  | 0
1901-03-18 | 0 | 0 | 0 | 0 | -12.5669 | -12.5669 | 3108.3032 | 23250.1081 |  | 0
1901-03-19 | 0 | 0 | 0 | 0 | -12.5669 | -12.5669 | 3095.7364 | 23156.108 |  | 0
1901-03-20 | 0.0083333 | 23 | 4.0107 | 4.0107 | 6.4224 | 6.4224 | 3102.1588 | 23204.1479 |  | 0
1901-03-21 | 0 | 0 | 0 | 0 | -12.5669 | -12.5669 | 3089.5919 | 23110.1478 |  | 0
1901-03-22 | 0 | 0 | 0 | 0 | -12.5669 | -12.5669 | 3077.0251 | 23016.1477 |  | 0
1901-03-23 | 0.0125 | 34.5 | 4.0107 | 4.0107 | 17.9224 | 17.9224 | 3094.9475 | 23150.2075 |  | 0
1901-03-24 | 0 | 0 | 0 | 0 | -12.5669 | -12.5669 | 3082.3807 | 23056.2074 |  | 0
1901-03-25 | 0 | 0 | 0 | 0 | -12.5669 | -12.5669 | 3069.8138 | 22962.2073 |  | 0
1901-03-26 | 0 | 0 | 0 | 0 | -12.5669 | -12.5669 | 3057.247 | 22868.2072 |  | 0
1901-03-27 | 0 | 0 | 0 | 0 | -12.5669 | -12.5669 | 3044.6801 | 22774.2071 |  | 0
1901-03-28 | 0 | 0 | 0 | 0 | -12.5669 | -12.5669 | 3032.1132 | 22680.207 |  | 0
1901-03-29 | 0 | 0 | 0 | 0 | -12.5669 | -12.5669 | 3019.5464 | 22586.2069 |  | 0
1901-03-30 | 0 | 0 | 0 | 0 | -12.5669 | -12.5669 | 3006.9795 | 22492.2068 |  | 0
1901-03-31 | 0 | 0 | 0 | 0 | -12.5669 | -12.5669 | 2994.4127 | 22398.2066 |  | 0
1901-04-01 | 0.025 | 69 | 4.0107 | 4.0107 | 52.4224 | 52.4224 | 3046.8351 | 22790.3265 |  | 0
1901-04-02 | 0 | 0 | 0 | 0 | -12.5669 | -12.5669 | 3034.2682 | 22696.3264 |  | 0
1901-04-03 | 0 | 0 | 0 | 0 | -12.5669 | -12.5669 | 3021.7014 | 22602.3263 |  | 0
1901-04-04 | 0 | 0 | 0 | 0 | -12.5669 | -12.5669 | 3009.1345 | 22508.3262 |  | 0
1901-04-05 | 0 | 0 | 0 | 0 | -12.5669 | -12.5669 | 2996.5677 | 22414.3261 |  | 0
1901-04-06 | 0 | 0 | 0 | 0 | -12.5669 | -12.5669 | 2984.0008 | 22320.326 |  | 0
1901-04-07 | 0 | 0 | 0 | 0 | -12.5669 | -12.5669 | 2971.4339 | 22226.3258 |  | 0
1901-04-08 | 0 | 0 | 0 | 0 | -12.5669 | -12.5669 | 2958.8671 | 22132.3257 |  | 0
1901-04-09 | 0 | 0 | 0 | 0 | -12.5669 | -12.5669 | 2946.3002 | 22038.3256 |  | 0
1901-04-10 | 0.066667 | 184 | 4.0107 | 4.0107 | 167.4224 | 167.4224 | 3113.7227 | 23290.6455 |  | 0
1901-04-11 | 0 | 0 | 0 | 0 | -12.5669 | -12.5669 | 3101.1558 | 23196.6454 |  | 0
1901-04-12 | 0 | 0 | 0 | 0 | -12.5669 | -12.5669 | 3088.5889 | 23102.6453 |  | 0
1901-04-13 | 0 | 0 | 0 | 0 | -12.5669 | -12.5669 | 3076.0221 | 23008.6452 |  | 0
1901-04-14 | 0 | 0 | 0 | 0 | -12.5669 | -12.5669 | 3063.4552 | 22914.6451 |  | 0
1901-04-15 | 0 | 0 | 0 | 0 | -12.5669 | -12.5669 | 3050.8884 | 22820.6449 |  | 0
1901-04-16 | 0 | 0 | 0 | 0 | -12.5669 | -12.5669 | 3038.3215 | 22726.6448 |  | 0
1901-04-17 | 0 | 0 | 0 | 0 | -12.5669 | -12.5669 | 3025.7546 | 22632.6447 |  | 0
1901-04-18 | 0 | 0 | 0 | 0 | -12.5669 | -12.5669 | 3013.1878 | 22538.6446 |  | 0
1901-04-19 | 0 | 0 | 0 | 0 | -12.5669 | -12.5669 | 3000.6209 | 22444.6445 |  | 0
1901-04-20 | 0 | 0 | 0 | 0 | -12.5669 | -12.5669 | 2988.0541 | 22350.6444 |  | 0
1901-04-21 | 0 | 0 | 0 | 0 | -12.5669 | -12.5669 | 2975.4872 | 22256.6443 |  | 0
1901-04-22 | 0 | 0 | 0 | 0 | -12.5669 | -12.5669 | 2962.9203 | 22162.6442 |  | 0
1901-04-23 | 0 | 0 | 0 | 0 | -12.5669 | -12.5669 | 2950.3535 | 22068.644 |  | 0
1901-04-24 | 0 | 0 | 0 | 0 | -12.5669 | -12.5669 | 2937.7866 | 21974.6439 |  | 0
1901-04-25 | 0 | 0 | 0 | 0 | -12.5669 | -12.5669 | 2925.2198 | 21880.6438 |  | 0
1901-04-26 | 0 | 0 | 0 | 0 | -12.5669 | -12.5669 | 2912.6529 | 21786.6437 |  | 0
1901-04-27 | 0 | 0 | 0 | 0 | -12.5669 | -12.5669 | 2900.086 | 21692.6436 |  | 0
1901-04-28 | 0 | 0 | 0 | 0 | -12.5669 | -12.5669 | 2887.5192 | 21598.6435 |  | 0
1901-04-29 | 0 | 0 | 0 | 0 | -12.5669 | -12.5669 | 2874.9523 | 21504.6434 |  | 0
1901-04-30 | 0 | 0 | 0 | 0 | -12.5669 | -12.5669 | 2862.3855 | 21410.6433 |  | 0
1901-05-01 | 0 | 0 | 0 | 0 | -12.5669 | -12.5669 | 2849.8186 | 21316.6431 |  | 0
1901-05-02 | 0 | 0 | 0 | 0 | -12.5669 | -12.5669 | 2837.2517 | 21222.643 |  | 0
1901-05-03 | 0 | 0 | 0 | 0 | -12.5669 | -12.5669 | 2824.6849 | 21128.6429 |  | 0
1901-05-04 | 0 | 0 | 0 | 0 | -12.5669 | -12.5669 | 2812.118 | 21034.6428 |  | 0
1901-05-05 | 0 | 0 | 0 | 0 | -12.5669 | -12.5669 | 2799.5512 | 20940.6427 |  | 0
1901-05-06 | 0 | 0 | 0 | 0 | -12.5669 | -12.5669 | 2786.9843 | 20846.6426 |  | 0
1901-05-07 | 0 | 0 | 0 | 0 | -12.5669 | -12.5669 | 2774.4174 | 20752.6425 |  | 0
1901-05-08 | 0 | 0 | 0 | 0 | -12.5669 | -12.5669 | 2761.8506 | 20658.6424 |  | 0
1901-05-09 | 0 | 0 | 0 | 0 | -12.5669 | -12.5669 | 2749.2837 | 20564.6422 |  | 0
1901-05-10 | 0.025833 | 71.3 | 4.0107 | 4.0107 | 54.7224 | 54.7224 | 2804.0062 | 20973.9661 |  | 0
1901-05-11 | 0 | 0 | 0 | 0 | -12.5669 | -12.5669 | 2791.4393 | 20879.966 |  | 0
1901-05-12 | 0.079167 | 218.5 | 4.0107 | 4.0107 | 201.9224 | 201.9224 | 2993.3618 | 22390.3459 |  | 0
1901-05-13 | 0 | 0 | 0 | 0 | -12.5669 | -12.5669 | 2980.7949 | 22296.3458 |  | 0
1901-05-14 | 0.091667 | 253 | 4.0107 | 4.0107 | 236.4224 | 236.4224 | 3217.2173 | 24064.7857 |  | 0
1901-05-15 | 0.25 | 690 | 4.0107 | 4.0107 | 673.4224 | 673.4224 | 3890.6398 | 29101.9856 |  | 0
1901-05-16 | 0.095833 | 264.5 | 4.0107 | 4.0107 | 247.9224 | 247.9224 | 3997.8631 | 29904.0163 |  | 128.1322
1901-05-17 | 0.11083 | 305.9 | 4.0107 | 4.0107 | 289.3224 | 289.3224 | 3997.8631 | 29904.0163 |  | 276.7556
1901-05-18 | 0.25 | 690 | 4.0107 | 4.0107 | 673.4224 | 673.4224 | 3997.8631 | 29904.0163 |  | 660.8556
1901-05-19 | 0 | 0 | 0 | 0 | -12.5669 | -12.5669 | 3985.2963 | 29810.0162 |  | 0
1901-05-20 | 0 | 0 | 0 | 0 | -12.5669 | -12.5669 | 3972.7294 | 29716.0161 |  | 0
1901-05-21 | 0 | 0 | 0 | 0 | -12.5669 | -12.5669 | 3960.1626 | 29622.0159 |  | 0
1901-05-22 | 0 | 0 | 0 | 0 | -12.5669 | -12.5669 | 3947.5957 | 29528.0158 |  | 0
1901-05-23 | 0 | 0 | 0 | 0 | -12.5669 | -12.5669 | 3935.0288 | 29434.0157 |  | 0
1901-05-24 | 0.083333 | 230 | 4.0107 | 4.0107 | 213.4224 | 213.4224 | 3997.8631 | 29904.0163 |  | 138.0213
1901-05-25 | 0 | 0 | 0 | 0 | -12.5669 | -12.5669 | 3985.2963 | 29810.0162 |  | 0
1901-05-26 | 0 | 0 | 0 | 0 | -12.5669 | -12.5669 | 3972.7294 | 29716.0161 |  | 0
1901-05-27 | 0 | 0 | 0 | 0 | -12.5669 | -12.5669 | 3960.1626 | 29622.0159 |  | 0
1901-05-28 | 0 | 0 | 0 | 0 | -12.5669 | -12.5669 | 3947.5957 | 29528.0158 |  | 0
1901-05-29 | 0 | 0 | 0 | 0 | -12.5669 | -12.5669 | 3935.0288 | 29434.0157 |  | 0
1901-05-30 | 0.0575 | 158.7 | 4.0107 | 4.0107 | 142.1224 | 142.1224 | 3997.8631 | 29904.0163 |  | 66.7213
1901-05-31 | 0.021667 | 59.8 | 4.0107 | 4.0107 | 43.2224 | 43.2224 | 3997.8631 | 29904.0163 |  | 30.6556
1901-06-01 | 0 | 0 | 0 | 0 | -12.5669 | -12.5669 | 3985.2963 | 29810.0162 |  | 0
1901-06-02 | 0 | 0 | 0 | 0 | -12.5669 | -12.5669 | 3972.7294 | 29716.0161 |  | 0
1901-06-03 | 0 | 0 | 0 | 0 | -12.5669 | -12.5669 | 3960.1626 | 29622.0159 |  | 0
1901-06-04 | 0.1375 | 379.5 | 4.0107 | 4.0107 | 362.9224 | 362.9224 | 3997.8631 | 29904.0163 |  | 312.655
1901-06-05 | 0 | 0 | 0 | 0 | -12.5669 | -12.5669 | 3985.2963 | 29810.0162 |  | 0
1901-06-06 | 0 | 0 | 0 | 0 | -12.5669 | -12.5669 | 3972.7294 | 29716.0161 |  | 0
1901-06-07 | 0 | 0 | 0 | 0 | -12.5669 | -12.5669 | 3960.1626 | 29622.0159 |  | 0
1901-06-08 | 0 | 0 | 0 | 0 | -12.5669 | -12.5669 | 3947.5957 | 29528.0158 |  | 0
1901-06-09 | 0 | 0 | 0 | 0 | -12.5669 | -12.5669 | 3935.0288 | 29434.0157 |  | 0
1901-06-10 | 0 | 0 | 0 | 0 | -12.5669 | -12.5669 | 3922.462 | 29340.0156 |  | 0
1901-06-11 | 0 | 0 | 0 | 0 | -12.5669 | -12.5669 | 3909.8951 | 29246.0155 |  | 0
1901-06-12 | 0 | 0 | 0 | 0 | -12.5669 | -12.5669 | 3897.3283 | 29152.0154 |  | 0
1901-06-13 | 0 | 0 | 0 | 0 | -12.5669 | -12.5669 | 3884.7614 | 29058.0153 |  | 0
1901-06-14 | 0 | 0 | 0 | 0 | -12.5669 | -12.5669 | 3872.1945 | 28964.0152 |  | 0
1901-06-15 | 0 | 0 | 0 | 0 | -12.5669 | -12.5669 | 3859.6277 | 28870.015 |  | 0
1901-06-16 | 0 | 0 | 0 | 0 | -12.5669 | -12.5669 | 3847.0608 | 28776.0149 |  | 0
1901-06-17 | 0 | 0 | 0 | 0 | -12.5669 | -12.5669 | 3834.494 | 28682.0148 |  | 0
1901-06-18 | 0 | 0 | 0 | 0 | -12.5669 | -12.5669 | 3821.9271 | 28588.0147 |  | 0
1901-06-19 | 0 | 0 | 0 | 0 | -12.5669 | -12.5669 | 3809.3602 | 28494.0146 |  | 0
1901-06-20 | 0 | 0 | 0 | 0 | -12.5669 | -12.5669 | 3796.7934 | 28400.0145 |  | 0
1901-06-21 | 0 | 0 | 0 | 0 | -12.5669 | -12.5669 | 3784.2265 | 28306.0144 |  | 0
1901-06-22 | 0 | 0 | 0 | 0 | -12.5669 | -12.5669 | 3771.6597 | 28212.0143 |  | 0
1901-06-23 | 0 | 0 | 0 | 0 | -12.5669 | -12.5669 | 3759.0928 | 28118.0141 |  | 0
1901-06-24 | 0 | 0 | 0 | 0 | -12.5669 | -12.5669 | 3746.5259 | 28024.014 |  | 0
1901-06-25 | 0 | 0 | 0 | 0 | -12.5669 | -12.5669 | 3733.9591 | 27930.0139 |  | 0
1901-06-26 | 0 | 0 | 0 | 0 | -12.5669 | -12.5669 | 3721.3922 | 27836.0138 |  | 0
1901-06-27 | 0 | 0 | 0 | 0 | -12.5669 | -12.5669 | 3708.8254 | 27742.0137 |  | 0
1901-06-28 | 0 | 0 | 0 | 0 | -12.5669 | -12.5669 | 3696.2585 | 27648.0136 |  | 0
1901-06-29 | 0 | 0 | 0 | 0 | -12.5669 | -12.5669 | 3683.6916 | 27554.0135 |  | 0
1901-06-30 | 0 | 0 | 0 | 0 | -12.5669 | -12.5669 | 3671.1248 | 27460.0134 |  | 0
1901-07-01 | 0 | 0 | 0 | 0 | -12.5669 | -12.5669 | 3658.5579 | 27366.0132 |  | 0
1901-07-02 | 0 | 0 | 0 | 0 | -12.5669 | -12.5669 | 3645.9911 | 27272.0131 |  | 0
1901-07-03 | 0 | 0 | 0 | 0 | -12.5669 | -12.5669 | 3633.4242 | 27178.013 |  | 0
1901-07-04 | 0 | 0 | 0 | 0 | -12.5669 | -12.5669 | 3620.8573 | 27084.0129 |  | 0
1901-07-05 | 0 | 0 | 0 | 0 | -12.5669 | -12.5669 | 3608.2905 | 26990.0128 |  | 0
1901-07-06 | 0 | 0 | 0 | 0 | -12.5669 | -12.5669 | 3595.7236 | 26896.0127 |  | 0
1901-07-07 | 0 | 0 | 0 | 0 | -12.5669 | -12.5669 | 3583.1568 | 26802.0126 |  | 0
1901-07-08 | 0 | 0 | 0 | 0 | -12.5669 | -12.5669 | 3570.5899 | 26708.0125 |  | 0
1901-07-09 | 0 | 0 | 0 | 0 | -12.5669 | -12.5669 | 3558.023 | 26614.0123 |  | 0
1901-07-10 | 0 | 0 | 0 | 0 | -12.5669 | -12.5669 | 3545.4562 | 26520.0122 |  | 0
1901-07-11 | 0 | 0 | 0 | 0 | -12.5669 | -12.5669 | 3532.8893 | 26426.0121 |  | 0
1901-07-12 | 0 | 0 | 0 | 0 | -12.5669 | -12.5669 | 3520.3225 | 26332.012 |  | 0
1901-07-13 | 0 | 0 | 0 | 0 | -12.5669 | -12.5669 | 3507.7556 | 26238.0119 |  | 0
1901-07-16 | 0 | 0 | 0 | 0 | -12.5669 | -12.5669 | 3495.1887 | 26144.0118 |  | 0
1901-07-17 | 0 | 0 | 0 | 0 | -12.5669 | -12.5669 | 3482.6219 | 26050.0117 |  | 0
1901-07-18 | 0 | 0 | 0 | 0 | -12.5669 | -12.5669 | 3470.055 | 25956.0115 |  | 0
1901-07-19 | 0 | 0 | 0 | 0 | -12.5669 | -12.5669 | 3457.4882 | 25862.0114 |  | 0
1901-07-20 | 0 | 0 | 0 | 0 | -12.5669 | -12.5669 | 3444.9213 | 25768.0113 |  | 0
1901-07-21 | 0 | 0 | 0 | 0 | -12.5669 | -12.5669 | 3432.3544 | 25674.0112 |  | 0
1901-07-22 | 0.058333 | 161 | 4.0107 | 4.0107 | 144.4224 | 144.4224 | 3576.7769 | 26754.2911 |  | 0
1901-07-23 | 0 | 0 | 0 | 0 | -12.5669 | -12.5669 | 3564.21 | 26660.291 |  | 0
1901-07-24 | 0 | 0 | 0 | 0 | -12.5669 | -12.5669 | 3551.6432 | 26566.2909 |  | 0
1901-07-25 | 0 | 0 | 0 | 0 | -12.5669 | -12.5669 | 3539.0763 | 26472.2908 |  | 0
1901-07-26 | 0.058333 | 161 | 4.0107 | 4.0107 | 144.4224 | 144.4224 | 3683.4987 | 27552.5706 |  | 0
1901-07-27 | 0 | 0 | 0 | 0 | -12.5669 | -12.5669 | 3670.9319 | 27458.5705 |  | 0
1901-07-28 | 0 | 0 | 0 | 0 | -12.5669 | -12.5669 | 3658.365 | 27364.5704 |  | 0
1901-07-29 | 0.033333 | 92 | 4.0107 | 4.0107 | 75.4224 | 75.4224 | 3733.7875 | 27928.7303 |  | 0
1901-07-30 | 0 | 0 | 0 | 0 | -12.5669 | -12.5669 | 3721.2206 | 27834.7302 |  | 0
1901-07-31 | 0 | 0 | 0 | 0 | -12.5669 | -12.5669 | 3708.6538 | 27740.7301 |  | 0
1901-08-01 | 0 | 0 | 0 | 0 | -12.5669 | -12.5669 | 3696.0869 | 27646.73 |  | 0
1901-08-02 | 0 | 0 | 0 | 0 | -12.5669 | -12.5669 | 3683.52 | 27552.7299 |  | 0
1901-08-03 | 0 | 0 | 0 | 0 | -12.5669 | -12.5669 | 3670.9532 | 27458.7297 |  | 0
1901-08-04 | 0 | 0 | 0 | 0 | -12.5669 | -12.5669 | 3658.3863 | 27364.7296 |  | 0
1901-08-05 | 0 | 0 | 0 | 0 | -12.5669 | -12.5669 | 3645.8195 | 27270.7295 |  | 0
1901-08-06 | 0 | 0 | 0 | 0 | -12.5669 | -12.5669 | 3633.2526 | 27176.7294 |  | 0
1901-08-07 | 0 | 0 | 0 | 0 | -12.5669 | -12.5669 | 3620.6857 | 27082.7293 |  | 0
1901-08-08 | 0 | 0 | 0 | 0 | -12.5669 | -12.5669 | 3608.1189 | 26988.7292 |  | 0
1901-08-09 | 0 | 0 | 0 | 0 | -12.5669 | -12.5669 | 3595.552 | 26894.7291 |  | 0
1901-08-10 | 0 | 0 | 0 | 0 | -12.5669 | -12.5669 | 3582.9852 | 26800.729 |  | 0
1901-08-11 | 0 | 0 | 0 | 0 | -12.5669 | -12.5669 | 3570.4183 | 26706.7288 |  | 0
1901-08-12 | 0 | 0 | 0 | 0 | -12.5669 | -12.5669 | 3557.8514 | 26612.7287 |  | 0
1901-08-13 | 0 | 0 | 0 | 0 | -12.5669 | -12.5669 | 3545.2846 | 26518.7286 |  | 0
1901-08-14 | 0 | 0 | 0 | 0 | -12.5669 | -12.5669 | 3532.7177 | 26424.7285 |  | 0
1901-08-15 | 0 | 0 | 0 | 0 | -12.5669 | -12.5669 | 3520.1509 | 26330.7284 |  | 0
1901-08-16 | 0 | 0 | 0 | 0 | -12.5669 | -12.5669 | 3507.584 | 26236.7283 |  | 0
1901-08-17 | 0 | 0 | 0 | 0 | -12.5669 | -12.5669 | 3495.0171 | 26142.7282 |  | 0
1901-08-18 | 0 | 0 | 0 | 0 | -12.5669 | -12.5669 | 3482.4503 | 26048.7281 |  | 0
1901-08-19 | 0 | 0 | 0 | 0 | -12.5669 | -12.5669 | 3469.8834 | 25954.7279 |  | 0
1901-08-20 | 0 | 0 | 0 | 0 | -12.5669 | -12.5669 | 3457.3166 | 25860.7278 |  | 0
1901-08-21 | 0 | 0 | 0 | 0 | -12.5669 | -12.5669 | 3444.7497 | 25766.7277 |  | 0
1901-08-22 | 0 | 0 | 0 | 0 | -12.5669 | -12.5669 | 3432.1828 | 25672.7276 |  | 0
1901-08-23 | 0 | 0 | 0 | 0 | -12.5669 | -12.5669 | 3419.616 | 25578.7275 |  | 0
1901-08-24 | 0 | 0 | 0 | 0 | -12.5669 | -12.5669 | 3407.0491 | 25484.7274 |  | 0
1901-08-25 | 0 | 0 | 0 | 0 | -12.5669 | -12.5669 | 3394.4823 | 25390.7273 |  | 0
1901-08-26 | 0 | 0 | 0 | 0 | -12.5669 | -12.5669 | 3381.9154 | 25296.7272 |  | 0
1901-08-27 | 0 | 0 | 0 | 0 | -12.5669 | -12.5669 | 3369.3485 | 25202.727 |  | 0
1901-08-28 | 0 | 0 | 0 | 0 | -12.5669 | -12.5669 | 3356.7817 | 25108.7269 |  | 0
1901-08-29 | 0 | 0 | 0 | 0 | -12.5669 | -12.5669 | 3344.2148 | 25014.7268 |  | 0
1901-08-30 | 0.0041667 | 11.5 | 4.0107 | 4.0107 | -5.0776 | -5.0776 | 3339.1373 | 24976.7467 |  | 0
1901-08-31 | 0.0041667 | 11.5 | 4.0107 | 4.0107 | -5.0776 | -5.0776 | 3334.0597 | 24938.7666 |  | 0
1901-09-01 | 0 | 0 | 0 | 0 | -12.5669 | -12.5669 | 3321.4928 | 24844.7665 |  | 0
1901-09-02 | 0 | 0 | 0 | 0 | -12.5669 | -12.5669 | 3308.926 | 24750.7664 |  | 0
1901-09-03 | 0 | 0 | 0 | 0 | -12.5669 | -12.5669 | 3296.3591 | 24656.7662 |  | 0
1901-09-04 | 0 | 0 | 0 | 0 | -12.5669 | -12.5669 | 3283.7923 | 24562.7661 |  | 0
1901-09-05 | 0.1675 | 462.3 | 4.0107 | 4.0107 | 445.7224 | 445.7224 | 3729.5147 | 27896.77 |  | 0
1901-09-06 | 0.029167 | 80.5 | 4.0107 | 4.0107 | 63.9224 | 63.9224 | 3793.4372 | 28374.9099 |  | 0
1901-09-07 | 0 | 0 | 0 | 0 | -12.5669 | -12.5669 | 3780.8703 | 28280.9098 |  | 0
1901-09-08 | 0 | 0 | 0 | 0 | -12.5669 | -12.5669 | 3768.3034 | 28186.9097 |  | 0
1901-09-09 | 0 | 0 | 0 | 0 | -12.5669 | -12.5669 | 3755.7366 | 28092.9096 |  | 0
1901-09-10 | 0 | 0 | 0 | 0 | -12.5669 | -12.5669 | 3743.1697 | 27998.9095 |  | 0
1901-09-11 | 0 | 0 | 0 | 0 | -12.5669 | -12.5669 | 3730.6029 | 27904.9093 |  | 0
1901-09-12 | 0 | 0 | 0 | 0 | -12.5669 | -12.5669 | 3718.036 | 27810.9092 |  | 0
1901-09-13 | 0 | 0 | 0 | 0 | -12.5669 | -12.5669 | 3705.4691 | 27716.9091 |  | 0
1901-09-14 | 0 | 0 | 0 | 0 | -12.5669 | -12.5669 | 3692.9023 | 27622.909 |  | 0
1901-09-15 | 0 | 0 | 0 | 0 | -12.5669 | -12.5669 | 3680.3354 | 27528.9089 |  | 0
1901-09-16 | 0 | 0 | 0 | 0 | -12.5669 | -12.5669 | 3667.7686 | 27434.9088 |  | 0
1901-09-17 | 0 | 0 | 0 | 0 | -12.5669 | -12.5669 | 3655.2017 | 27340.9087 |  | 0
1901-09-18 | 0 | 0 | 0 | 0 | -12.5669 | -12.5669 | 3642.6348 | 27246.9086 |  | 0
1901-09-19 | 0 | 0 | 0 | 0 | -12.5669 | -12.5669 | 3630.068 | 27152.9084 |  | 0
1901-09-20 | 0 | 0 | 0 | 0 | -12.5669 | -12.5669 | 3617.5011 | 27058.9083 |  | 0
1901-09-21 | 0 | 0 | 0 | 0 | -12.5669 | -12.5669 | 3604.9343 | 26964.9082 |  | 0
1901-09-22 | 0 | 0 | 0 | 0 | -12.5669 | -12.5669 | 3592.3674 | 26870.9081 |  | 0
1901-09-23 | 0 | 0 | 0 | 0 | -12.5669 | -12.5669 | 3579.8005 | 26776.908 |  | 0
1901-09-24 | 0 | 0 | 0 | 0 | -12.5669 | -12.5669 | 3567.2337 | 26682.9079 |  | 0
1901-09-25 | 0 | 0 | 0 | 0 | -12.5669 | -12.5669 | 3554.6668 | 26588.9078 |  | 0
1901-09-26 | 0 | 0 | 0 | 0 | -12.5669 | -12.5669 | 3542.1 | 26494.9077 |  | 0
1901-09-27 | 0 | 0 | 0 | 0 | -12.5669 | -12.5669 | 3529.5331 | 26400.9075 |  | 0
1901-09-28 | 0 | 0 | 0 | 0 | -12.5669 | -12.5669 | 3516.9662 | 26306.9074 |  | 0
1901-09-29 | 0 | 0 | 0 | 0 | -12.5669 | -12.5669 | 3504.3994 | 26212.9073 |  | 0
1901-09-30 | 0 | 0 | 0 | 0 | -12.5669 | -12.5669 | 3491.8325 | 26118.9072 |  | 0
1901-10-01 | 0 | 0 | 0 | 0 | -12.5669 | -12.5669 | 3479.2657 | 26024.9071 |  | 0
1901-10-02 | 0 | 0 | 0 | 0 | -12.5669 | -12.5669 | 3466.6988 | 25930.907 |  | 0
1901-10-03 | 0 | 0 | 0 | 0 | -12.5669 | -12.5669 | 3454.1319 | 25836.9069 |  | 0
1901-10-04 | 0 | 0 | 0 | 0 | -12.5669 | -12.5669 | 3441.5651 | 25742.9068 |  | 0
1901-10-05 | 0 | 0 | 0 | 0 | -12.5669 | -12.5669 | 3428.9982 | 25648.9066 |  | 0
1901-10-06 | 0 | 0 | 0 | 0 | -12.5669 | -12.5669 | 3416.4314 | 25554.9065 |  | 0
1901-10-07 | 0 | 0 | 0 | 0 | -12.5669 | -12.5669 | 3403.8645 | 25460.9064 |  | 0
1901-10-08 | 0 | 0 | 0 | 0 | -12.5669 | -12.5669 | 3391.2976 | 25366.9063 |  | 0
1901-10-09 | 0 | 0 | 0 | 0 | -12.5669 | -12.5669 | 3378.7308 | 25272.9062 |  | 0
1901-10-10 | 0 | 0 | 0 | 0 | -12.5669 | -12.5669 | 3366.1639 | 25178.9061 |  | 0
1901-10-11 | 0 | 0 | 0 | 0 | -12.5669 | -12.5669 | 3353.5971 | 25084.906 |  | 0
1901-10-12 | 0 | 0 | 0 | 0 | -12.5669 | -12.5669 | 3341.0302 | 24990.9058 |  | 0
1901-10-13 | 0 | 0 | 0 | 0 | -12.5669 | -12.5669 | 3328.4633 | 24896.9057 |  | 0
1901-10-14 | 0 | 0 | 0 | 0 | -12.5669 | -12.5669 | 3315.8965 | 24802.9056 |  | 0
1901-10-15 | 0 | 0 | 0 | 0 | -12.5669 | -12.5669 | 3303.3296 | 24708.9055 |  | 0
1901-10-16 | 0 | 0 | 0 | 0 | -12.5669 | -12.5669 | 3290.7628 | 24614.9054 |  | 0
1901-10-17 | 0 | 0 | 0 | 0 | -12.5669 | -12.5669 | 3278.1959 | 24520.9053 |  | 0
1901-10-18 | 0 | 0 | 0 | 0 | -12.5669 | -12.5669 | 3265.629 | 24426.9052 |  | 0
1901-10-19 | 0 | 0 | 0 | 0 | -12.5669 | -12.5669 | 3253.0622 | 24332.9051 |  | 0
1901-10-20 | 0 | 0 | 0 | 0 | -12.5669 | -12.5669 | 3240.4953 | 24238.9049 |  | 0
1901-10-21 | 0 | 0 | 0 | 0 | -12.5669 | -12.5669 | 3227.9285 | 24144.9048 |  | 0
1901-10-22 | 0 | 0 | 0 | 0 | -12.5669 | -12.5669 | 3215.3616 | 24050.9047 |  | 0
1901-10-23 | 0 | 0 | 0 | 0 | -12.5669 | -12.5669 | 3202.7947 | 23956.9046 |  | 0
1901-10-24 | 0 | 0 | 0 | 0 | -12.5669 | -12.5669 | 3190.2279 | 23862.9045 |  | 0
1901-10-25 | 0 | 0 | 0 | 0 | -12.5669 | -12.5669 | 3177.661 | 23768.9044 |  | 0
1901-10-26 | 0 | 0 | 0 | 0 | -12.5669 | -12.5669 | 3165.0942 | 23674.9043 |  | 0
1901-10-27 | 0 | 0 | 0 | 0 | -12.5669 | -12.5669 | 3152.5273 | 23580.9042 |  | 0
1901-10-28 | 0 | 0 | 0 | 0 | -12.5669 | -12.5669 | 3139.9604 | 23486.904 |  | 0
1901-10-29 | 0 | 0 | 0 | 0 | -12.5669 | -12.5669 | 3127.3936 | 23392.9039 |  | 0
1901-10-30 | 0 | 0 | 0 | 0 | -12.5669 | -12.5669 | 3114.8267 | 23298.9038 |  | 0
1901-10-31 | 0 | 0 | 0 | 0 | -12.5669 | -12.5669 | 3102.2599 | 23204.9037 |  | 0
1901-11-01 | 0 | 0 | 0 | 0 | -12.5669 | -12.5669 | 3089.693 | 23110.9036 |  | 0
1901-11-02 | 0 | 0 | 0 | 0 | -12.5669 | -12.5669 | 3077.1261 | 23016.9035 |  | 0
1901-11-03 | 0 | 0 | 0 | 0 | -12.5669 | -12.5669 | 3064.5593 | 22922.9034 |  | 0
1901-11-04 | 0 | 0 | 0 | 0 | -12.5669 | -12.5669 | 3051.9924 | 22828.9033 |  | 0
1901-11-05 | 0 | 0 | 0 | 0 | -12.5669 | -12.5669 | 3039.4256 | 22734.9031 |  | 0
1901-11-06 | 0 | 0 | 0 | 0 | -12.5669 | -12.5669 | 3026.8587 | 22640.903 |  | 0
1901-11-07 | 0 | 0 | 0 | 0 | -12.5669 | -12.5669 | 3014.2918 | 22546.9029 |  | 0
1901-11-08 | 0 | 0 | 0 | 0 | -12.5669 | -12.5669 | 3001.725 | 22452.9028 |  | 0
1901-11-09 | 0 | 0 | 0 | 0 | -12.5669 | -12.5669 | 2989.1581 | 22358.9027 |  | 0
1901-11-10 | 0 | 0 | 0 | 0 | -12.5669 | -12.5669 | 2976.5913 | 22264.9026 |  | 0
1901-11-11 | 0 | 0 | 0 | 0 | -12.5669 | -12.5669 | 2964.0244 | 22170.9025 |  | 0
1901-11-12 | 0.054167 | 149.5 | 4.0107 | 4.0107 | 132.9224 | 132.9224 | 3096.9468 | 23165.1624 |  | 0
1901-11-13 | 0 | 0 | 0 | 0 | -12.5669 | -12.5669 | 3084.38 | 23071.1622 |  | 0
1901-11-14 | 0.0375 | 103.5 | 4.0107 | 4.0107 | 86.9224 | 86.9224 | 3171.3024 | 23721.3421 |  | 0
1901-11-15 | 0 | 0 | 0 | 0 | -12.5669 | -12.5669 | 3158.7356 | 23627.342 |  | 0
1901-11-16 | 0 | 0 | 0 | 0 | -12.5669 | -12.5669 | 3146.1687 | 23533.3419 |  | 0
1901-11-17 | 0 | 0 | 0 | 0 | -12.5669 | -12.5669 | 3133.6018 | 23439.3418 |  | 0
1901-11-18 | 0 | 0 | 0 | 0 | -12.5669 | -12.5669 | 3121.035 | 23345.3417 |  | 0
1901-11-19 | 0 | 0 | 0 | 0 | -12.5669 | -12.5669 | 3108.4681 | 23251.3416 |  | 0
1901-11-20 | 0 | 0 | 0 | 0 | -12.5669 | -12.5669 | 3095.9013 | 23157.3414 |  | 0
1901-11-21 | 0 | 0 | 0 | 0 | -12.5669 | -12.5669 | 3083.3344 | 23063.3413 |  | 0
1901-11-22 | 0 | 0 | 0 | 0 | -12.5669 | -12.5669 | 3070.7675 | 22969.3412 |  | 0
1901-11-23 | 0 | 0 | 0 | 0 | -12.5669 | -12.5669 | 3058.2007 | 22875.3411 |  | 0
1901-11-24 | 0 | 0 | 0 | 0 | -12.5669 | -12.5669 | 3045.6338 | 22781.341 |  | 0
1901-11-25 | 0 | 0 | 0 | 0 | -12.5669 | -12.5669 | 3033.067 | 22687.3409 |  | 0
1901-11-26 | 0 | 0 | 0 | 0 | -12.5669 | -12.5669 | 3020.5001 | 22593.3408 |  | 0
1901-11-27 | 0 | 0 | 0 | 0 | -12.5669 | -12.5669 | 3007.9332 | 22499.3407 |  | 0
1901-11-28 | 0 | 0 | 0 | 0 | -12.5669 | -12.5669 | 2995.3664 | 22405.3405 |  | 0
1901-11-29 | 0 | 0 | 0 | 0 | -12.5669 | -12.5669 | 2982.7995 | 22311.3404 |  | 0
1901-11-30 | 0 | 0 | 0 | 0 | -12.5669 | -12.5669 | 2970.2327 | 22217.3403 |  | 0
1901-12-01 | 0 | 0 | 0 | 0 | -12.5669 | -12.5669 | 2957.6658 | 22123.3402 |  | 0
1901-12-02 | 0 | 0 | 0 | 0 | -12.5669 | -12.5669 | 2945.0989 | 22029.3401 |  | 0
1901-12-03 | 0 | 0 | 0 | 0 | -12.5669 | -12.5669 | 2932.5321 | 21935.34 |  | 0
1901-12-04 | 0 | 0 | 0 | 0 | -12.5669 | -12.5669 | 2919.9652 | 21841.3399 |  | 0
1901-12-05 | 0 | 0 | 0 | 0 | -12.5669 | -12.5669 | 2907.3984 | 21747.3398 |  | 0
1901-12-06 | 0 | 0 | 0 | 0 | -12.5669 | -12.5669 | 2894.8315 | 21653.3396 |  | 0
1901-12-07 | 0 | 0 | 0 | 0 | -12.5669 | -12.5669 | 2882.2646 | 21559.3395 |  | 0
1901-12-08 | 0.075833 | 209.3 | 4.0107 | 4.0107 | 192.7224 | 192.7224 | 3074.9871 | 23000.9034 |  | 0
1901-12-09 | 0 | 0 | 0 | 0 | -12.5669 | -12.5669 | 3062.4202 | 22906.9033 |  | 0
1901-12-10 | 0 | 0 | 0 | 0 | -12.5669 | -12.5669 | 3049.8534 | 22812.9032 |  | 0
1901-12-11 | 0 | 0 | 0 | 0 | -12.5669 | -12.5669 | 3037.2865 | 22718.9031 |  | 0
1901-12-12 | 0 | 0 | 0 | 0 | -12.5669 | -12.5669 | 3024.7196 | 22624.903 |  | 0
1901-12-13 | 0 | 0 | 0 | 0 | -12.5669 | -12.5669 | 3012.1528 | 22530.9029 |  | 0
1901-12-14 | 0 | 0 | 0 | 0 | -12.5669 | -12.5669 | 2999.5859 | 22436.9027 |  | 0
1901-12-15 | 0 | 0 | 0 | 0 | -12.5669 | -12.5669 | 2987.0191 | 22342.9026 |  | 0
1901-12-16 | 0 | 0 | 0 | 0 | -12.5669 | -12.5669 | 2974.4522 | 22248.9025 |  | 0
1901-12-17 | 0 | 0 | 0 | 0 | -12.5669 | -12.5669 | 2961.8853 | 22154.9024 |  | 0
1901-12-18 | 0 | 0 | 0 | 0 | -12.5669 | -12.5669 | 2949.3185 | 22060.9023 |  | 0
1901-12-19 | 0 | 0 | 0 | 0 | -12.5669 | -12.5669 | 2936.7516 | 21966.9022 |  | 0
1901-12-20 | 0 | 0 | 0 | 0 | -12.5669 | -12.5669 | 2924.1848 | 21872.9021 |  | 0
1901-12-21 | 0 | 0 | 0 | 0 | -12.5669 | -12.5669 | 2911.6179 | 21778.902 |  | 0
1901-12-22 | 0 | 0 | 0 | 0 | -12.5669 | -12.5669 | 2899.051 | 21684.9018 |  | 0
1901-12-23 | 0 | 0 | 0 | 0 | -12.5669 | -12.5669 | 2886.4842 | 21590.9017 |  | 0
1901-12-24 | 0 | 0 | 0 | 0 | -12.5669 | -12.5669 | 2873.9173 | 21496.9016 |  | 0
1901-12-25 | 0 | 0 | 0 | 0 | -12.5669 | -12.5669 | 2861.3505 | 21402.9015 |  | 0
1901-12-26 | 0 | 0 | 0 | 0 | -12.5669 | -12.5669 | 2848.7836 | 21308.9014 |  | 0
1901-12-27 | 0 | 0 | 0 | 0 | -12.5669 | -12.5669 | 2836.2167 | 21214.9013 |  | 0
1901-12-28 | 0 | 0 | 0 | 0 | -12.5669 | -12.5669 | 2823.6499 | 21120.9012 |  | 0
1901-12-29 | 0 | 0 | 0 | 0 | -12.5669 | -12.5669 | 2811.083 | 21026.9011 |  | 0
1901-12-30 | 0 | 0 | 0 | 0 | -12.5669 | -12.5669 | 2798.5162 | 20932.9009 |  | 0
1901-12-31 | 0 | 0 | 0 | 0 | -12.5669 | -12.5669 | 2785.9493 | 20838.9008 |  | 0
1902-01-01 | 0 | 0 | 0 | 0 | -12.5669 | -12.5669 | 2773.3824 | 20744.9007 |  | 0
1902-01-02 | 0 | 0 | 0 | 0 | -12.5669 | -12.5669 | 2760.8156 | 20650.9006 |  | 0
1902-01-03 | 0 | 0 | 0 | 0 | -12.5669 | -12.5669 | 2748.2487 | 20556.9005 |  | 0
1902-01-04 | 0 | 0 | 0 | 0 | -12.5669 | -12.5669 | 2735.6819 | 20462.9004 |  | 0
1902-01-05 | 0 | 0 | 0 | 0 | -12.5669 | -12.5669 | 2723.115 | 20368.9003 |  | 0
1902-01-06 | 0 | 0 | 0 | 0 | -12.5669 | -12.5669 | 2710.5481 | 20274.9001 |  | 0
1902-01-07 | 0 | 0 | 0 | 0 | -12.5669 | -12.5669 | 2697.9813 | 20180.9 |  | 0
1902-01-08 | 0 | 0 | 0 | 0 | -12.5669 | -12.5669 | 2685.4144 | 20086.8999 |  | 0
1902-01-09 | 0 | 0 | 0 | 0 | -12.5669 | -12.5669 | 2672.8476 | 19992.8998 |  | 0
1902-01-10 | 0 | 0 | 0 | 0 | -12.5669 | -12.5669 | 2660.2807 | 19898.8997 |  | 0
1902-01-11 | 0 | 0 | 0 | 0 | -12.5669 | -12.5669 | 2647.7138 | 19804.8996 |  | 0
1902-01-12 | 0 | 0 | 0 | 0 | -12.5669 | -12.5669 | 2635.147 | 19710.8995 |  | 0
1902-01-13 | 0 | 0 | 0 | 0 | -12.5669 | -12.5669 | 2622.5801 | 19616.8994 |  | 0
1902-01-14 | 0 | 0 | 0 | 0 | -12.5669 | -12.5669 | 2610.0133 | 19522.8992 |  | 0
1902-01-15 | 0 | 0 | 0 | 0 | -12.5669 | -12.5669 | 2597.4464 | 19428.8991 |  | 0
1902-01-16 | 0 | 0 | 0 | 0 | -12.5669 | -12.5669 | 2584.8795 | 19334.899 |  | 0
1902-01-17 | 0 | 0 | 0 | 0 | -12.5669 | -12.5669 | 2572.3127 | 19240.8989 |  | 0
1902-01-18 | 0 | 0 | 0 | 0 | -12.5669 | -12.5669 | 2559.7458 | 19146.8988 |  | 0
1902-01-19 | 0 | 0 | 0 | 0 | -12.5669 | -12.5669 | 2547.179 | 19052.8987 |  | 0
1902-01-20 | 0 | 0 | 0 | 0 | -12.5669 | -12.5669 | 2534.6121 | 18958.8986 |  | 0
1902-01-21 | 0 | 0 | 0 | 0 | -12.5669 | -12.5669 | 2522.0452 | 18864.8985 |  | 0
1902-01-22 | 0 | 0 | 0 | 0 | -12.5669 | -12.5669 | 2509.4784 | 18770.8983 |  | 0
1902-01-23 | 0 | 0 | 0 | 0 | -12.5669 | -12.5669 | 2496.9115 | 18676.8982 |  | 0
1902-01-24 | 0 | 0 | 0 | 0 | -12.5669 | -12.5669 | 2484.3447 | 18582.8981 |  | 0
1902-01-25 | 0 | 0 | 0 | 0 | -12.5669 | -12.5669 | 2471.7778 | 18488.898 |  | 0
1902-01-26 | 0 | 0 | 0 | 0 | -12.5669 | -12.5669 | 2459.2109 | 18394.8979 |  | 0
1902-01-27 | 0 | 0 | 0 | 0 | -12.5669 | -12.5669 | 2446.6441 | 18300.8978 |  | 0
1902-01-28 | 0 | 0 | 0 | 0 | -12.5669 | -12.5669 | 2434.0772 | 18206.8977 |  | 0
1902-01-29 | 0.0083333 | 23 | 4.0107 | 4.0107 | 6.4224 | 6.4224 | 2440.4997 | 18254.9376 |  | 0
1902-01-30 | 0 | 0 | 0 | 0 | -12.5669 | -12.5669 | 2427.9328 | 18160.9374 |  | 0
1902-01-31 | 0 | 0 | 0 | 0 | -12.5669 | -12.5669 | 2415.366 | 18066.9373 |  | 0
1902-02-01 | 0 | 0 | 0 | 0 | -12.5669 | -12.5669 | 2402.7991 | 17972.9372 |  | 0
1902-02-02 | 0 | 0 | 0 | 0 | -12.5669 | -12.5669 | 2390.2322 | 17878.9371 |  | 0
1902-02-03 | 0 | 0 | 0 | 0 | -12.5669 | -12.5669 | 2377.6654 | 17784.937 |  | 0
1902-02-04 | 0 | 0 | 0 | 0 | -12.5669 | -12.5669 | 2365.0985 | 17690.9369 |  | 0
1902-02-05 | 0 | 0 | 0 | 0 | -12.5669 | -12.5669 | 2352.5317 | 17596.9368 |  | 0
1902-02-06 | 0 | 0 | 0 | 0 | -12.5669 | -12.5669 | 2339.9648 | 17502.9367 |  | 0
1902-02-07 | 0 | 0 | 0 | 0 | -12.5669 | -12.5669 | 2327.3979 | 17408.9365 |  | 0
1902-02-08 | 0 | 0 | 0 | 0 | -12.5669 | -12.5669 | 2314.8311 | 17314.9364 |  | 0
1902-02-09 | 0 | 0 | 0 | 0 | -12.5669 | -12.5669 | 2302.2642 | 17220.9363 |  | 0
1902-02-10 | 0 | 0 | 0 | 0 | -12.5669 | -12.5669 | 2289.6974 | 17126.9362 |  | 0
1902-02-11 | 0 | 0 | 0 | 0 | -12.5669 | -12.5669 | 2277.1305 | 17032.9361 |  | 0
1902-02-12 | 0 | 0 | 0 | 0 | -12.5669 | -12.5669 | 2264.5636 | 16938.936 |  | 0
1902-02-13 | 0 | 0 | 0 | 0 | -12.5669 | -12.5669 | 2251.9968 | 16844.9359 |  | 0
1902-02-14 | 0 | 0 | 0 | 0 | -12.5669 | -12.5669 | 2239.4299 | 16750.9357 |  | 0
1902-02-15 | 0 | 0 | 0 | 0 | -12.5669 | -12.5669 | 2226.8631 | 16656.9356 |  | 0
1902-02-16 | 0 | 0 | 0 | 0 | -12.5669 | -12.5669 | 2214.2962 | 16562.9355 |  | 0
1902-02-17 | 0 | 0 | 0 | 0 | -12.5669 | -12.5669 | 2201.7293 | 16468.9354 |  | 0
1902-02-18 | 0 | 0 | 0 | 0 | -12.5669 | -12.5669 | 2189.1625 | 16374.9353 |  | 0
1902-02-19 | 0 | 0 | 0 | 0 | -12.5669 | -12.5669 | 2176.5956 | 16280.9352 |  | 0
1902-02-20 | 0 | 0 | 0 | 0 | -12.5669 | -12.5669 | 2164.0288 | 16186.9351 |  | 0
1902-02-21 | 0 | 0 | 0 | 0 | -12.5669 | -12.5669 | 2151.4619 | 16092.935 |  | 0
1902-02-22 | 0 | 0 | 0 | 0 | -12.5669 | -12.5669 | 2138.895 | 15998.9348 |  | 0
1902-02-23 | 0 | 0 | 0 | 0 | -12.5669 | -12.5669 | 2126.3282 | 15904.9347 |  | 0
1902-02-24 | 0 | 0 | 0 | 0 | -12.5669 | -12.5669 | 2113.7613 | 15810.9346 |  | 0
1902-02-25 | 0 | 0 | 0 | 0 | -12.5669 | -12.5669 | 2101.1945 | 15716.9345 |  | 0
1902-02-26 | 0 | 0 | 0 | 0 | -12.5669 | -12.5669 | 2088.6276 | 15622.9344 |  | 0
1902-02-27 | 0 | 0 | 0 | 0 | -12.5669 | -12.5669 | 2076.0607 | 15528.9343 |  | 0
1902-02-28 | 0 | 0 | 0 | 0 | -12.5669 | -12.5669 | 2063.4939 | 15434.9342 |  | 0
1902-03-01 | 0 | 0 | 0 | 0 | -12.5669 | -12.5669 | 2050.927 | 15340.9341 |  | 0
1902-03-02 | 0 | 0 | 0 | 0 | -12.5669 | -12.5669 | 2038.3602 | 15246.9339 |  | 0
1902-03-03 | 0 | 0 | 0 | 0 | -12.5669 | -12.5669 | 2025.7933 | 15152.9338 |  | 0
1902-03-04 | 0 | 0 | 0 | 0 | -12.5669 | -12.5669 | 2013.2264 | 15058.9337 |  | 0
1902-03-05 | 0 | 0 | 0 | 0 | -12.5669 | -12.5669 | 2000.6596 | 14964.9336 |  | 0
1902-03-06 | 0 | 0 | 0 | 0 | -12.5669 | -12.5669 | 1988.0927 | 14870.9335 |  | 0
1902-03-07 | 0 | 0 | 0 | 0 | -12.5669 | -12.5669 | 1975.5259 | 14776.9334 |  | 0
1902-03-08 | 0 | 0 | 0 | 0 | -12.5669 | -12.5669 | 1962.959 | 14682.9333 |  | 0
1902-03-09 | 0 | 0 | 0 | 0 | -12.5669 | -12.5669 | 1950.3921 | 14588.9332 |  | 0
1902-03-10 | 0 | 0 | 0 | 0 | -12.5669 | -12.5669 | 1937.8253 | 14494.933 |  | 0
1902-03-11 | 0.17833 | 492.2 | 4.0107 | 4.0107 | 475.6224 | 475.6224 | 2413.4477 | 18052.5889 |  | 0
1902-03-12 | 0 | 0 | 0 | 0 | -12.5669 | -12.5669 | 2400.8809 | 17958.5888 |  | 0
1902-03-13 | 0 | 0 | 0 | 0 | -12.5669 | -12.5669 | 2388.314 | 17864.5887 |  | 0
1902-03-14 | 0 | 0 | 0 | 0 | -12.5669 | -12.5669 | 2375.7471 | 17770.5886 |  | 0
1902-03-15 | 0 | 0 | 0 | 0 | -12.5669 | -12.5669 | 2363.1803 | 17676.5885 |  | 0
1902-03-16 | 0 | 0 | 0 | 0 | -12.5669 | -12.5669 | 2350.6134 | 17582.5884 |  | 0
1902-03-17 | 0 | 0 | 0 | 0 | -12.5669 | -12.5669 | 2338.0466 | 17488.5883 |  | 0
1902-03-18 | 0 | 0 | 0 | 0 | -12.5669 | -12.5669 | 2325.4797 | 17394.5881 |  | 0
1902-03-19 | 0 | 0 | 0 | 0 | -12.5669 | -12.5669 | 2312.9128 | 17300.588 |  | 0
1902-03-20 | 0 | 0 | 0 | 0 | -12.5669 | -12.5669 | 2300.346 | 17206.5879 |  | 0
1902-03-21 | 0.021667 | 59.8 | 4.0107 | 4.0107 | 43.2224 | 43.2224 | 2343.5684 | 17529.8918 |  | 0
1902-03-22 | 0 | 0 | 0 | 0 | -12.5669 | -12.5669 | 2331.0016 | 17435.8917 |  | 0
1902-03-23 | 0.0125 | 34.5 | 4.0107 | 4.0107 | 17.9224 | 17.9224 | 2348.924 | 17569.9516 |  | 0
1902-03-24 | 0 | 0 | 0 | 0 | -12.5669 | -12.5669 | 2336.3571 | 17475.9515 |  | 0
1902-03-25 | 0 | 0 | 0 | 0 | -12.5669 | -12.5669 | 2323.7903 | 17381.9513 |  | 0
1902-03-26 | 0 | 0 | 0 | 0 | -12.5669 | -12.5669 | 2311.2234 | 17287.9512 |  | 0
1902-03-27 | 0 | 0 | 0 | 0 | -12.5669 | -12.5669 | 2298.6566 | 17193.9511 |  | 0
1902-03-28 | 0.0091667 | 25.3 | 4.0107 | 4.0107 | 8.7224 | 8.7224 | 2307.379 | 17259.195 |  | 0
1902-03-29 | 0 | 0 | 0 | 0 | -12.5669 | -12.5669 | 2294.8122 | 17165.1949 |  | 0
1902-03-30 | 0 | 0 | 0 | 0 | -12.5669 | -12.5669 | 2282.2453 | 17071.1948 |  | 0
1902-03-31 | 0 | 0 | 0 | 0 | -12.5669 | -12.5669 | 2269.6784 | 16977.1947 |  | 0
1902-04-01 | 0 | 0 | 0 | 0 | -12.5669 | -12.5669 | 2257.1116 | 16883.1946 |  | 0
1902-04-02 | 0 | 0 | 0 | 0 | -12.5669 | -12.5669 | 2244.5447 | 16789.1944 |  | 0
1902-04-03 | 0 | 0 | 0 | 0 | -12.5669 | -12.5669 | 2231.9779 | 16695.1943 |  | 0
1902-04-04 | 0 | 0 | 0 | 0 | -12.5669 | -12.5669 | 2219.411 | 16601.1942 |  | 0
1902-04-05 | 0 | 0 | 0 | 0 | -12.5669 | -12.5669 | 2206.8441 | 16507.1941 |  | 0
1902-04-06 | 0.039167 | 108.1 | 4.0107 | 4.0107 | 91.5224 | 91.5224 | 2298.3666 | 17191.782 |  | 0
1902-04-07 | 0 | 0 | 0 | 0 | -12.5669 | -12.5669 | 2285.7997 | 17097.7819 |  | 0
1902-04-08 | 0 | 0 | 0 | 0 | -12.5669 | -12.5669 | 2273.2329 | 17003.7818 |  | 0
1902-04-09 | 0 | 0 | 0 | 0 | -12.5669 | -12.5669 | 2260.666 | 16909.7817 |  | 0
1902-04-10 | 0.033333 | 92 | 4.0107 | 4.0107 | 75.4224 | 75.4224 | 2336.0884 | 17473.9415 |  | 0
1902-04-11 | 0 | 0 | 0 | 0 | -12.5669 | -12.5669 | 2323.5216 | 17379.9414 |  | 0
1902-04-12 | 0 | 0 | 0 | 0 | -12.5669 | -12.5669 | 2310.9547 | 17285.9413 |  | 0
1902-04-13 | 0.054167 | 149.5 | 4.0107 | 4.0107 | 132.9224 | 132.9224 | 2443.8772 | 18280.2012 |  | 0
1902-04-14 | 0.0125 | 34.5 | 4.0107 | 4.0107 | 17.9224 | 17.9224 | 2461.7996 | 18414.2611 |  | 0
1902-04-15 | 0.033333 | 92 | 4.0107 | 4.0107 | 75.4224 | 75.4224 | 2537.2221 | 18978.421 |  | 0
1902-04-16 | 0 | 0 | 0 | 0 | -12.5669 | -12.5669 | 2524.6552 | 18884.4209 |  | 0
1902-04-17 | 0 | 0 | 0 | 0 | -12.5669 | -12.5669 | 2512.0883 | 18790.4208 |  | 0
1902-04-18 | 0 | 0 | 0 | 0 | -12.5669 | -12.5669 | 2499.5215 | 18696.4206 |  | 0
1902-04-19 | 0 | 0 | 0 | 0 | -12.5669 | -12.5669 | 2486.9546 | 18602.4205 |  | 0
1902-04-20 | 0 | 0 | 0 | 0 | -12.5669 | -12.5669 | 2474.3878 | 18508.4204 |  | 0
1902-04-21 | 0 | 0 | 0 | 0 | -12.5669 | -12.5669 | 2461.8209 | 18414.4203 |  | 0
1902-04-22 | 0 | 0 | 0 | 0 | -12.5669 | -12.5669 | 2449.254 | 18320.4202 |  | 0
1902-04-23 | 0 | 0 | 0 | 0 | -12.5669 | -12.5669 | 2436.6872 | 18226.4201 |  | 0
1902-04-24 | 0 | 0 | 0 | 0 | -12.5669 | -12.5669 | 2424.1203 | 18132.42 |  | 0
1902-04-25 | 0 | 0 | 0 | 0 | -12.5669 | -12.5669 | 2411.5535 | 18038.4199 |  | 0
1902-04-26 | 0 | 0 | 0 | 0 | -12.5669 | -12.5669 | 2398.9866 | 17944.4197 |  | 0
1902-04-27 | 0 | 0 | 0 | 0 | -12.5669 | -12.5669 | 2386.4197 | 17850.4196 |  | 0
1902-04-28 | 0 | 0 | 0 | 0 | -12.5669 | -12.5669 | 2373.8529 | 17756.4195 |  | 0
1902-04-29 | 0 | 0 | 0 | 0 | -12.5669 | -12.5669 | 2361.286 | 17662.4194 |  | 0
1902-04-30 | 0 | 0 | 0 | 0 | -12.5669 | -12.5669 | 2348.7192 | 17568.4193 |  | 0
1902-05-01 | 0.14583 | 402.5 | 4.0107 | 4.0107 | 385.9224 | 385.9224 | 2734.6416 | 20455.1192 |  | 0
1902-05-02 | 0 | 0 | 0 | 0 | -12.5669 | -12.5669 | 2722.0747 | 20361.1191 |  | 0
1902-05-03 | 0 | 0 | 0 | 0 | -12.5669 | -12.5669 | 2709.5079 | 20267.119 |  | 0
1902-05-04 | 0.0675 | 186.3 | 4.0107 | 4.0107 | 169.7224 | 169.7224 | 2879.2303 | 21536.6428 |  | 0
1902-05-05 | 0.36417 | 1005.1 | 4.0107 | 4.0107 | 988.5224 | 988.5224 | 3867.7528 | 28930.7907 |  | 0
1902-05-06 | 0 | 0 | 0 | 0 | -12.5669 | -12.5669 | 3855.1859 | 28836.7906 |  | 0
1902-05-07 | 0 | 0 | 0 | 0 | -12.5669 | -12.5669 | 3842.6191 | 28742.7905 |  | 0
1902-05-08 | 0 | 0 | 0 | 0 | -12.5669 | -12.5669 | 3830.0522 | 28648.7904 |  | 0
1902-05-09 | 0 | 0 | 0 | 0 | -12.5669 | -12.5669 | 3817.4853 | 28554.7903 |  | 0
1902-05-10 | 0 | 0 | 0 | 0 | -12.5669 | -12.5669 | 3804.9185 | 28460.7902 |  | 0
1902-05-11 | 0 | 0 | 0 | 0 | -12.5669 | -12.5669 | 3792.3516 | 28366.79 |  | 0
1902-05-12 | 0 | 0 | 0 | 0 | -12.5669 | -12.5669 | 3779.7848 | 28272.7899 |  | 0
1902-05-13 | 0 | 0 | 0 | 0 | -12.5669 | -12.5669 | 3767.2179 | 28178.7898 |  | 0
1902-05-14 | 0 | 0 | 0 | 0 | -12.5669 | -12.5669 | 3754.651 | 28084.7897 |  | 0
1902-05-15 | 0.016667 | 46 | 4.0107 | 4.0107 | 29.4224 | 29.4224 | 3784.0735 | 28304.8696 |  | 0
1902-05-16 | 0 | 0 | 0 | 0 | -12.5669 | -12.5669 | 3771.5066 | 28210.8695 |  | 0
1902-05-17 | 0.018333 | 50.6 | 4.0107 | 4.0107 | 34.0224 | 34.0224 | 3805.5291 | 28465.3574 |  | 0
1902-05-18 | 0.074167 | 204.7 | 4.0107 | 4.0107 | 188.1224 | 188.1224 | 3993.6515 | 29872.5133 |  | 0
1902-05-19 | 0 | 0 | 0 | 0 | -12.5669 | -12.5669 | 3981.0846 | 29778.5131 |  | 0
1902-05-20 | 0 | 0 | 0 | 0 | -12.5669 | -12.5669 | 3968.5178 | 29684.513 |  | 0
1902-05-21 | 0 | 0 | 0 | 0 | -12.5669 | -12.5669 | 3955.9509 | 29590.5129 |  | 0
1902-05-22 | 0.096667 | 266.8 | 4.0107 | 4.0107 | 250.2224 | 250.2224 | 3997.8631 | 29904.0163 |  | 195.7434
1902-05-23 | 0 | 0 | 0 | 0 | -12.5669 | -12.5669 | 3985.2963 | 29810.0162 |  | 0
1902-05-24 | 0 | 0 | 0 | 0 | -12.5669 | -12.5669 | 3972.7294 | 29716.0161 |  | 0
1902-05-25 | 0 | 0 | 0 | 0 | -12.5669 | -12.5669 | 3960.1626 | 29622.0159 |  | 0
1902-05-26 | 0 | 0 | 0 | 0 | -12.5669 | -12.5669 | 3947.5957 | 29528.0158 |  | 0
1902-05-27 | 0 | 0 | 0 | 0 | -12.5669 | -12.5669 | 3935.0288 | 29434.0157 |  | 0
1902-05-28 | 0.040833 | 112.7 | 4.0107 | 4.0107 | 96.1224 | 96.1224 | 3997.8631 | 29904.0163 |  | 20.7213
1902-05-29 | 0.096667 | 266.8 | 4.0107 | 4.0107 | 250.2224 | 250.2224 | 3997.8631 | 29904.0163 |  | 237.6556
1902-05-30 | 0 | 0 | 0 | 0 | -12.5669 | -12.5669 | 3985.2963 | 29810.0162 |  | 0
1902-05-31 | 0 | 0 | 0 | 0 | -12.5669 | -12.5669 | 3972.7294 | 29716.0161 |  | 0
1902-06-01 | 0 | 0 | 0 | 0 | -12.5669 | -12.5669 | 3960.1626 | 29622.0159 |  | 0
1902-06-02 | 0 | 0 | 0 | 0 | -12.5669 | -12.5669 | 3947.5957 | 29528.0158 |  | 0
1902-06-03 | 0 | 0 | 0 | 0 | -12.5669 | -12.5669 | 3935.0288 | 29434.0157 |  | 0
1902-06-04 | 0 | 0 | 0 | 0 | -12.5669 | -12.5669 | 3922.462 | 29340.0156 |  | 0
1902-06-05 | 0 | 0 | 0 | 0 | -12.5669 | -12.5669 | 3909.8951 | 29246.0155 |  | 0
1902-06-06 | 0 | 0 | 0 | 0 | -12.5669 | -12.5669 | 3897.3283 | 29152.0154 |  | 0
1902-06-07 | 0 | 0 | 0 | 0 | -12.5669 | -12.5669 | 3884.7614 | 29058.0153 |  | 0
1902-06-08 | 0 | 0 | 0 | 0 | -12.5669 | -12.5669 | 3872.1945 | 28964.0152 |  | 0
1902-06-09 | 0 | 0 | 0 | 0 | -12.5669 | -12.5669 | 3859.6277 | 28870.015 |  | 0
1902-06-10 | 0 | 0 | 0 | 0 | -12.5669 | -12.5669 | 3847.0608 | 28776.0149 |  | 0
1902-06-11 | 0 | 0 | 0 | 0 | -12.5669 | -12.5669 | 3834.494 | 28682.0148 |  | 0
1902-06-12 | 0 | 0 | 0 | 0 | -12.5669 | -12.5669 | 3821.9271 | 28588.0147 |  | 0
1902-06-13 | 0 | 0 | 0 | 0 | -12.5669 | -12.5669 | 3809.3602 | 28494.0146 |  | 0
1902-06-14 | 0 | 0 | 0 | 0 | -12.5669 | -12.5669 | 3796.7934 | 28400.0145 |  | 0
1902-06-15 | 0 | 0 | 0 | 0 | -12.5669 | -12.5669 | 3784.2265 | 28306.0144 |  | 0
1902-06-16 | 0 | 0 | 0 | 0 | -12.5669 | -12.5669 | 3771.6597 | 28212.0143 |  | 0
1902-06-17 | 0 | 0 | 0 | 0 | -12.5669 | -12.5669 | 3759.0928 | 28118.0141 |  | 0
1902-06-18 | 0 | 0 | 0 | 0 | -12.5669 | -12.5669 | 3746.5259 | 28024.014 |  | 0
1902-06-19 | 0 | 0 | 0 | 0 | -12.5669 | -12.5669 | 3733.9591 | 27930.0139 |  | 0
1902-06-20 | 0 | 0 | 0 | 0 | -12.5669 | -12.5669 | 3721.3922 | 27836.0138 |  | 0
1902-06-21 | 0 | 0 | 0 | 0 | -12.5669 | -12.5669 | 3708.8254 | 27742.0137 |  | 0
1902-06-22 | 0 | 0 | 0 | 0 | -12.5669 | -12.5669 | 3696.2585 | 27648.0136 |  | 0
1902-06-23 | 0 | 0 | 0 | 0 | -12.5669 | -12.5669 | 3683.6916 | 27554.0135 |  | 0
1902-06-24 | 0 | 0 | 0 | 0 | -12.5669 | -12.5669 | 3671.1248 | 27460.0134 |  | 0
1902-06-25 | 0 | 0 | 0 | 0 | -12.5669 | -12.5669 | 3658.5579 | 27366.0132 |  | 0
1902-06-26 | 0 | 0 | 0 | 0 | -12.5669 | -12.5669 | 3645.9911 | 27272.0131 |  | 0
1902-06-27 | 0 | 0 | 0 | 0 | -12.5669 | -12.5669 | 3633.4242 | 27178.013 |  | 0
1902-06-28 | 0 | 0 | 0 | 0 | -12.5669 | -12.5669 | 3620.8573 | 27084.0129 |  | 0
1902-06-29 | 0 | 0 | 0 | 0 | -12.5669 | -12.5669 | 3608.2905 | 26990.0128 |  | 0
1902-06-30 | 0 | 0 | 0 | 0 | -12.5669 | -12.5669 | 3595.7236 | 26896.0127 |  | 0
1902-07-01 | 0 | 0 | 0 | 0 | -12.5669 | -12.5669 | 3583.1568 | 26802.0126 |  | 0
1902-07-02 | 0 | 0 | 0 | 0 | -12.5669 | -12.5669 | 3570.5899 | 26708.0125 |  | 0
1902-07-03 | 0 | 0 | 0 | 0 | -12.5669 | -12.5669 | 3558.023 | 26614.0123 |  | 0
1902-07-04 | 0 | 0 | 0 | 0 | -12.5669 | -12.5669 | 3545.4562 | 26520.0122 |  | 0
1902-07-05 | 0 | 0 | 0 | 0 | -12.5669 | -12.5669 | 3532.8893 | 26426.0121 |  | 0
1902-07-06 | 0 | 0 | 0 | 0 | -12.5669 | -12.5669 | 3520.3225 | 26332.012 |  | 0
1902-07-07 | 0 | 0 | 0 | 0 | -12.5669 | -12.5669 | 3507.7556 | 26238.0119 |  | 0
1902-07-08 | 0 | 0 | 0 | 0 | -12.5669 | -12.5669 | 3495.1887 | 26144.0118 |  | 0
1902-07-09 | 0 | 0 | 0 | 0 | -12.5669 | -12.5669 | 3482.6219 | 26050.0117 |  | 0
1902-07-10 | 0 | 0 | 0 | 0 | -12.5669 | -12.5669 | 3470.055 | 25956.0115 |  | 0
1902-07-11 | 0 | 0 | 0 | 0 | -12.5669 | -12.5669 | 3457.4882 | 25862.0114 |  | 0
1902-07-12 | 0.079167 | 218.5 | 4.0107 | 4.0107 | 201.9224 | 201.9224 | 3659.4106 | 27372.3913 |  | 0
1902-07-13 | 0 | 0 | 0 | 0 | -12.5669 | -12.5669 | 3646.8437 | 27278.3912 |  | 0
1902-07-14 | 0.0025 | 6.9 | 4.0107 | 4.0107 | -9.6776 | -9.6776 | 3637.1662 | 27206.0031 |  | 0
1902-07-15 | 0 | 0 | 0 | 0 | -12.5669 | -12.5669 | 3624.5993 | 27112.003 |  | 0
1902-07-16 | 0 | 0 | 0 | 0 | -12.5669 | -12.5669 | 3612.0325 | 27018.0029 |  | 0
1902-07-17 | 0 | 0 | 0 | 0 | -12.5669 | -12.5669 | 3599.4656 | 26924.0028 |  | 0
1902-07-18 | 0 | 0 | 0 | 0 | -12.5669 | -12.5669 | 3586.8987 | 26830.0026 |  | 0
1902-07-19 | 0 | 0 | 0 | 0 | -12.5669 | -12.5669 | 3574.3319 | 26736.0025 |  | 0
1902-07-20 | 0 | 0 | 0 | 0 | -12.5669 | -12.5669 | 3561.765 | 26642.0024 |  | 0
1902-07-21 | 0 | 0 | 0 | 0 | -12.5669 | -12.5669 | 3549.1982 | 26548.0023 |  | 0
1902-07-22 | 0 | 0 | 0 | 0 | -12.5669 | -12.5669 | 3536.6313 | 26454.0022 |  | 0
1902-07-23 | 0 | 0 | 0 | 0 | -12.5669 | -12.5669 | 3524.0644 | 26360.0021 |  | 0
1902-07-24 | 0 | 0 | 0 | 0 | -12.5669 | -12.5669 | 3511.4976 | 26266.002 |  | 0
1902-07-25 | 0 | 0 | 0 | 0 | -12.5669 | -12.5669 | 3498.9307 | 26172.0019 |  | 0
1902-07-26 | 0 | 0 | 0 | 0 | -12.5669 | -12.5669 | 3486.3639 | 26078.0017 |  | 0
1902-07-27 | 0 | 0 | 0 | 0 | -12.5669 | -12.5669 | 3473.797 | 25984.0016 |  | 0
1902-07-28 | 0 | 0 | 0 | 0 | -12.5669 | -12.5669 | 3461.2301 | 25890.0015 |  | 0
1902-07-29 | 0 | 0 | 0 | 0 | -12.5669 | -12.5669 | 3448.6633 | 25796.0014 |  | 0
1902-07-30 | 0 | 0 | 0 | 0 | -12.5669 | -12.5669 | 3436.0964 | 25702.0013 |  | 0
1902-07-31 | 0 | 0 | 0 | 0 | -12.5669 | -12.5669 | 3423.5296 | 25608.0012 |  | 0
1902-08-01 | 0 | 0 | 0 | 0 | -12.5669 | -12.5669 | 3410.9627 | 25514.0011 |  | 0
1902-08-02 | 0 | 0 | 0 | 0 | -12.5669 | -12.5669 | 3398.3958 | 25420.001 |  | 0
1902-08-03 | 0 | 0 | 0 | 0 | -12.5669 | -12.5669 | 3385.829 | 25326.0008 |  | 0
1902-08-04 | 0 | 0 | 0 | 0 | -12.5669 | -12.5669 | 3373.2621 | 25232.0007 |  | 0
1902-08-05 | 0 | 0 | 0 | 0 | -12.5669 | -12.5669 | 3360.6953 | 25138.0006 |  | 0
1902-08-06 | 0 | 0 | 0 | 0 | -12.5669 | -12.5669 | 3348.1284 | 25044.0005 |  | 0
1902-08-07 | 0 | 0 | 0 | 0 | -12.5669 | -12.5669 | 3335.5615 | 24950.0004 |  | 0
1902-08-08 | 0 | 0 | 0 | 0 | -12.5669 | -12.5669 | 3322.9947 | 24856.0003 |  | 0
1902-08-09 | 0 | 0 | 0 | 0 | -12.5669 | -12.5669 | 3310.4278 | 24762.0002 |  | 0
1902-08-10 | 0 | 0 | 0 | 0 | -12.5669 | -12.5669 | 3297.861 | 24668.0001 |  | 0
1902-08-11 | 0 | 0 | 0 | 0 | -12.5669 | -12.5669 | 3285.2941 | 24573.9999 |  | 0
1902-08-12 | 0 | 0 | 0 | 0 | -12.5669 | -12.5669 | 3272.7272 | 24479.9998 |  | 0
1902-08-13 | 0 | 0 | 0 | 0 | -12.5669 | -12.5669 | 3260.1604 | 24385.9997 |  | 0
1902-08-14 | 0 | 0 | 0 | 0 | -12.5669 | -12.5669 | 3247.5935 | 24291.9996 |  | 0
1902-08-15 | 0 | 0 | 0 | 0 | -12.5669 | -12.5669 | 3235.0267 | 24197.9995 |  | 0
1902-08-16 | 0 | 0 | 0 | 0 | -12.5669 | -12.5669 | 3222.4598 | 24103.9994 |  | 0
1902-08-17 | 0 | 0 | 0 | 0 | -12.5669 | -12.5669 | 3209.8929 | 24009.9993 |  | 0
1902-08-18 | 0 | 0 | 0 | 0 | -12.5669 | -12.5669 | 3197.3261 | 23915.9992 |  | 0
1902-08-19 | 0 | 0 | 0 | 0 | -12.5669 | -12.5669 | 3184.7592 | 23821.999 |  | 0
1902-08-20 | 0 | 0 | 0 | 0 | -12.5669 | -12.5669 | 3172.1924 | 23727.9989 |  | 0
1902-08-21 | 0 | 0 | 0 | 0 | -12.5669 | -12.5669 | 3159.6255 | 23633.9988 |  | 0
1902-08-22 | 0 | 0 | 0 | 0 | -12.5669 | -12.5669 | 3147.0586 | 23539.9987 |  | 0
1902-08-23 | 0 | 0 | 0 | 0 | -12.5669 | -12.5669 | 3134.4918 | 23445.9986 |  | 0
1902-08-24 | 0 | 0 | 0 | 0 | -12.5669 | -12.5669 | 3121.9249 | 23351.9985 |  | 0
1902-08-25 | 0 | 0 | 0 | 0 | -12.5669 | -12.5669 | 3109.3581 | 23257.9984 |  | 0
1902-08-26 | 0 | 0 | 0 | 0 | -12.5669 | -12.5669 | 3096.7912 | 23163.9982 |  | 0
1902-08-27 | 0 | 0 | 0 | 0 | -12.5669 | -12.5669 | 3084.2243 | 23069.9981 |  | 0
1902-08-28 | 0 | 0 | 0 | 0 | -12.5669 | -12.5669 | 3071.6575 | 22975.998 |  | 0
1902-08-29 | 0 | 0 | 0 | 0 | -12.5669 | -12.5669 | 3059.0906 | 22881.9979 |  | 0
1902-08-30 | 0 | 0 | 0 | 0 | -12.5669 | -12.5669 | 3046.5238 | 22787.9978 |  | 0
1902-08-31 | 0 | 0 | 0 | 0 | -12.5669 | -12.5669 | 3033.9569 | 22693.9977 |  | 0
1902-09-01 | 0.25667 | 708.4 | 4.0107 | 4.0107 | 691.8224 | 691.8224 | 3725.7794 | 27868.8296 |  | 0
1902-09-02 | 0 | 0 | 0 | 0 | -12.5669 | -12.5669 | 3713.2125 | 27774.8295 |  | 0
1902-09-03 | 0 | 0 | 0 | 0 | -12.5669 | -12.5669 | 3700.6456 | 27680.8293 |  | 0
1902-09-04 | 0 | 0 | 0 | 0 | -12.5669 | -12.5669 | 3688.0788 | 27586.8292 |  | 0
1902-09-05 | 0 | 0 | 0 | 0 | -12.5669 | -12.5669 | 3675.5119 | 27492.8291 |  | 0
1902-09-06 | 0 | 0 | 0 | 0 | -12.5669 | -12.5669 | 3662.9451 | 27398.829 |  | 0
1902-09-07 | 0 | 0 | 0 | 0 | -12.5669 | -12.5669 | 3650.3782 | 27304.8289 |  | 0
1902-09-08 | 0 | 0 | 0 | 0 | -12.5669 | -12.5669 | 3637.8113 | 27210.8288 |  | 0
1902-09-09 | 0 | 0 | 0 | 0 | -12.5669 | -12.5669 | 3625.2445 | 27116.8287 |  | 0
1902-09-10 | 0 | 0 | 0 | 0 | -12.5669 | -12.5669 | 3612.6776 | 27022.8286 |  | 0
1902-09-11 | 0 | 0 | 0 | 0 | -12.5669 | -12.5669 | 3600.1108 | 26928.8284 |  | 0
1902-09-12 | 0 | 0 | 0 | 0 | -12.5669 | -12.5669 | 3587.5439 | 26834.8283 |  | 0
1902-09-13 | 0 | 0 | 0 | 0 | -12.5669 | -12.5669 | 3574.977 | 26740.8282 |  | 0
1902-09-14 | 0 | 0 | 0 | 0 | -12.5669 | -12.5669 | 3562.4102 | 26646.8281 |  | 0
1902-09-15 | 0 | 0 | 0 | 0 | -12.5669 | -12.5669 | 3549.8433 | 26552.828 |  | 0
1902-09-16 | 0 | 0 | 0 | 0 | -12.5669 | -12.5669 | 3537.2765 | 26458.8279 |  | 0
1902-09-17 | 0 | 0 | 0 | 0 | -12.5669 | -12.5669 | 3524.7096 | 26364.8278 |  | 0
1902-09-18 | 0 | 0 | 0 | 0 | -12.5669 | -12.5669 | 3512.1427 | 26270.8277 |  | 0
1902-09-19 | 0.015 | 41.4 | 4.0107 | 4.0107 | 24.8224 | 24.8224 | 3536.9652 | 26456.4995 |  | 0
1902-09-20 | 0 | 0 | 0 | 0 | -12.5669 | -12.5669 | 3524.3983 | 26362.4994 |  | 0
1902-09-21 | 0.0225 | 62.1 | 4.0107 | 4.0107 | 45.5224 | 45.5224 | 3569.9208 | 26703.0073 |  | 0
1902-09-22 | 0.285 | 786.6 | 4.0107 | 4.0107 | 770.0224 | 770.0224 | 3997.8631 | 29904.0163 |  | 329.5132
1902-09-23 | 0 | 0 | 0 | 0 | -12.5669 | -12.5669 | 3985.2963 | 29810.0162 |  | 0
1902-09-24 | 0 | 0 | 0 | 0 | -12.5669 | -12.5669 | 3972.7294 | 29716.0161 |  | 0
1902-09-25 | 0 | 0 | 0 | 0 | -12.5669 | -12.5669 | 3960.1626 | 29622.0159 |  | 0
1902-09-26 | 0 | 0 | 0 | 0 | -12.5669 | -12.5669 | 3947.5957 | 29528.0158 |  | 0
1902-09-27 | 0 | 0 | 0 | 0 | -12.5669 | -12.5669 | 3935.0288 | 29434.0157 |  | 0
1902-09-28 | 0 | 0 | 0 | 0 | -12.5669 | -12.5669 | 3922.462 | 29340.0156 |  | 0
1902-09-29 | 0 | 0 | 0 | 0 | -12.5669 | -12.5669 | 3909.8951 | 29246.0155 |  | 0
1902-09-30 | 0 | 0 | 0 | 0 | -12.5669 | -12.5669 | 3897.3283 | 29152.0154 |  | 0
1902-10-01 | 0 | 0 | 0 | 0 | -12.5669 | -12.5669 | 3884.7614 | 29058.0153 |  | 0
1902-10-02 | 0.16667 | 460 | 4.0107 | 4.0107 | 443.4224 | 443.4224 | 3997.8631 | 29904.0163 |  | 317.7538
1902-10-03 | 0 | 0 | 0 | 0 | -12.5669 | -12.5669 | 3985.2963 | 29810.0162 |  | 0
1902-10-04 | 0 | 0 | 0 | 0 | -12.5669 | -12.5669 | 3972.7294 | 29716.0161 |  | 0
1902-10-05 | 0 | 0 | 0 | 0 | -12.5669 | -12.5669 | 3960.1626 | 29622.0159 |  | 0
1902-10-06 | 0 | 0 | 0 | 0 | -12.5669 | -12.5669 | 3947.5957 | 29528.0158 |  | 0
1902-10-07 | 0 | 0 | 0 | 0 | -12.5669 | -12.5669 | 3935.0288 | 29434.0157 |  | 0
1902-10-08 | 0 | 0 | 0 | 0 | -12.5669 | -12.5669 | 3922.462 | 29340.0156 |  | 0
1902-10-09 | 0 | 0 | 0 | 0 | -12.5669 | -12.5669 | 3909.8951 | 29246.0155 |  | 0
1902-10-10 | 0 | 0 | 0 | 0 | -12.5669 | -12.5669 | 3897.3283 | 29152.0154 |  | 0
1902-10-11 | 0 | 0 | 0 | 0 | -12.5669 | -12.5669 | 3884.7614 | 29058.0153 |  | 0
1902-10-12 | 0 | 0 | 0 | 0 | -12.5669 | -12.5669 | 3872.1945 | 28964.0152 |  | 0
1902-10-13 | 0 | 0 | 0 | 0 | -12.5669 | -12.5669 | 3859.6277 | 28870.015 |  | 0
1902-10-14 | 0 | 0 | 0 | 0 | -12.5669 | -12.5669 | 3847.0608 | 28776.0149 |  | 0
1902-10-15 | 0 | 0 | 0 | 0 | -12.5669 | -12.5669 | 3834.494 | 28682.0148 |  | 0
1902-10-16 | 0 | 0 | 0 | 0 | -12.5669 | -12.5669 | 3821.9271 | 28588.0147 |  | 0
1902-10-17 | 0 | 0 | 0 | 0 | -12.5669 | -12.5669 | 3809.3602 | 28494.0146 |  | 0
1902-10-18 | 0 | 0 | 0 | 0 | -12.5669 | -12.5669 | 3796.7934 | 28400.0145 |  | 0
1902-10-19 | 0 | 0 | 0 | 0 | -12.5669 | -12.5669 | 3784.2265 | 28306.0144 |  | 0
1902-10-20 | 0 | 0 | 0 | 0 | -12.5669 | -12.5669 | 3771.6597 | 28212.0143 |  | 0
1902-10-21 | 0 | 0 | 0 | 0 | -12.5669 | -12.5669 | 3759.0928 | 28118.0141 |  | 0
1902-10-22 | 0 | 0 | 0 | 0 | -12.5669 | -12.5669 | 3746.5259 | 28024.014 |  | 0
1902-10-23 | 0 | 0 | 0 | 0 | -12.5669 | -12.5669 | 3733.9591 | 27930.0139 |  | 0
1902-10-24 | 0 | 0 | 0 | 0 | -12.5669 | -12.5669 | 3721.3922 | 27836.0138 |  | 0
1902-10-25 | 0 | 0 | 0 | 0 | -12.5669 | -12.5669 | 3708.8254 | 27742.0137 |  | 0
1902-10-26 | 0 | 0 | 0 | 0 | -12.5669 | -12.5669 | 3696.2585 | 27648.0136 |  | 0
1902-10-27 | 0 | 0 | 0 | 0 | -12.5669 | -12.5669 | 3683.6916 | 27554.0135 |  | 0
1902-10-28 | 0 | 0 | 0 | 0 | -12.5669 | -12.5669 | 3671.1248 | 27460.0134 |  | 0
1902-10-29 | 0 | 0 | 0 | 0 | -12.5669 | -12.5669 | 3658.5579 | 27366.0132 |  | 0
1902-10-30 | 0.24167 | 667 | 4.0107 | 4.0107 | 650.4224 | 650.4224 | 3997.8631 | 29904.0163 |  | 298.5504
1902-10-31 | 0 | 0 | 0 | 0 | -12.5669 | -12.5669 | 3985.2963 | 29810.0162 |  | 0
1902-11-01 | 0 | 0 | 0 | 0 | -12.5669 | -12.5669 | 3972.7294 | 29716.0161 |  | 0
1902-11-02 | 0.2625 | 724.5 | 4.0107 | 4.0107 | 707.9224 | 707.9224 | 3997.8631 | 29904.0163 |  | 670.2219
1902-11-03 | 0.03 | 82.8 | 4.0107 | 4.0107 | 66.2224 | 66.2224 | 3997.8631 | 29904.0163 |  | 53.6556
1902-11-04 | 0.0725 | 200.1 | 4.0107 | 4.0107 | 183.5224 | 183.5224 | 3997.8631 | 29904.0163 |  | 170.9556
1902-11-05 | 0 | 0 | 0 | 0 | -12.5669 | -12.5669 | 3985.2963 | 29810.0162 |  | 0
1902-11-06 | 0 | 0 | 0 | 0 | -12.5669 | -12.5669 | 3972.7294 | 29716.0161 |  | 0
1902-11-07 | 0 | 0 | 0 | 0 | -12.5669 | -12.5669 | 3960.1626 | 29622.0159 |  | 0
1902-11-08 | 0 | 0 | 0 | 0 | -12.5669 | -12.5669 | 3947.5957 | 29528.0158 |  | 0
1902-11-09 | 0 | 0 | 0 | 0 | -12.5669 | -12.5669 | 3935.0288 | 29434.0157 |  | 0
1902-11-10 | 0 | 0 | 0 | 0 | -12.5669 | -12.5669 | 3922.462 | 29340.0156 |  | 0
1902-11-11 | 0 | 0 | 0 | 0 | -12.5669 | -12.5669 | 3909.8951 | 29246.0155 |  | 0
1902-11-12 | 0 | 0 | 0 | 0 | -12.5669 | -12.5669 | 3897.3283 | 29152.0154 |  | 0
1902-11-13 | 0.085833 | 236.9 | 4.0107 | 4.0107 | 220.3224 | 220.3224 | 3997.8631 | 29904.0163 |  | 107.2207
1902-11-14 | 0 | 0 | 0 | 0 | -12.5669 | -12.5669 | 3985.2963 | 29810.0162 |  | 0
1902-11-15 | 0 | 0 | 0 | 0 | -12.5669 | -12.5669 | 3972.7294 | 29716.0161 |  | 0
1902-11-16 | 0 | 0 | 0 | 0 | -12.5669 | -12.5669 | 3960.1626 | 29622.0159 |  | 0
1902-11-17 | 0 | 0 | 0 | 0 | -12.5669 | -12.5669 | 3947.5957 | 29528.0158 |  | 0
1902-11-18 | 0 | 0 | 0 | 0 | -12.5669 | -12.5669 | 3935.0288 | 29434.0157 |  | 0
1902-11-19 | 0 | 0 | 0 | 0 | -12.5669 | -12.5669 | 3922.462 | 29340.0156 |  | 0
1902-11-20 | 0 | 0 | 0 | 0 | -12.5669 | -12.5669 | 3909.8951 | 29246.0155 |  | 0
1902-11-21 | 0.0975 | 269.1 | 4.0107 | 4.0107 | 252.5224 | 252.5224 | 3997.8631 | 29904.0163 |  | 151.9876
1902-11-22 | 0 | 0 | 0 | 0 | -12.5669 | -12.5669 | 3985.2963 | 29810.0162 |  | 0
1902-11-23 | 0.0675 | 186.3 | 4.0107 | 4.0107 | 169.7224 | 169.7224 | 3997.8631 | 29904.0163 |  | 144.5887
1902-11-24 | 0 | 0 | 0 | 0 | -12.5669 | -12.5669 | 3985.2963 | 29810.0162 |  | 0
1902-11-25 | 0 | 0 | 0 | 0 | -12.5669 | -12.5669 | 3972.7294 | 29716.0161 |  | 0
1902-11-26 | 0 | 0 | 0 | 0 | -12.5669 | -12.5669 | 3960.1626 | 29622.0159 |  | 0
1902-11-27 | 0 | 0 | 0 | 0 | -12.5669 | -12.5669 | 3947.5957 | 29528.0158 |  | 0
1902-11-28 | 0 | 0 | 0 | 0 | -12.5669 | -12.5669 | 3935.0288 | 29434.0157 |  | 0
1902-11-29 | 0 | 0 | 0 | 0 | -12.5669 | -12.5669 | 3922.462 | 29340.0156 |  | 0
1902-11-30 | 0 | 0 | 0 | 0 | -12.5669 | -12.5669 | 3909.8951 | 29246.0155 |  | 0
1902-12-01 | 0 | 0 | 0 | 0 | -12.5669 | -12.5669 | 3897.3283 | 29152.0154 |  | 0
1902-12-02 | 0 | 0 | 0 | 0 | -12.5669 | -12.5669 | 3884.7614 | 29058.0153 |  | 0
1902-12-03 | 0 | 0 | 0 | 0 | -12.5669 | -12.5669 | 3872.1945 | 28964.0152 |  | 0
1902-12-04 | 0 | 0 | 0 | 0 | -12.5669 | -12.5669 | 3859.6277 | 28870.015 |  | 0
1902-12-05 | 0 | 0 | 0 | 0 | -12.5669 | -12.5669 | 3847.0608 | 28776.0149 |  | 0
1902-12-06 | 0 | 0 | 0 | 0 | -12.5669 | -12.5669 | 3834.494 | 28682.0148 |  | 0
1902-12-07 | 0 | 0 | 0 | 0 | -12.5669 | -12.5669 | 3821.9271 | 28588.0147 |  | 0
1902-12-08 | 0 | 0 | 0 | 0 | -12.5669 | -12.5669 | 3809.3602 | 28494.0146 |  | 0
1902-12-09 | 0 | 0 | 0 | 0 | -12.5669 | -12.5669 | 3796.7934 | 28400.0145 |  | 0
1902-12-10 | 0 | 0 | 0 | 0 | -12.5669 | -12.5669 | 3784.2265 | 28306.0144 |  | 0
1902-12-11 | 0 | 0 | 0 | 0 | -12.5669 | -12.5669 | 3771.6597 | 28212.0143 |  | 0
1902-12-12 | 0 | 0 | 0 | 0 | -12.5669 | -12.5669 | 3759.0928 | 28118.0141 |  | 0
1902-12-13 | 0 | 0 | 0 | 0 | -12.5669 | -12.5669 | 3746.5259 | 28024.014 |  | 0
1902-12-14 | 0.10417 | 287.5 | 4.0107 | 4.0107 | 270.9224 | 270.9224 | 3997.8631 | 29904.0163 |  | 7.0184
1902-12-15 | 0 | 0 | 0 | 0 | -12.5669 | -12.5669 | 3985.2963 | 29810.0162 |  | 0
1902-12-16 | 0 | 0 | 0 | 0 | -12.5669 | -12.5669 | 3972.7294 | 29716.0161 |  | 0
1902-12-17 | 0 | 0 | 0 | 0 | -12.5669 | -12.5669 | 3960.1626 | 29622.0159 |  | 0
1902-12-18 | 0 | 0 | 0 | 0 | -12.5669 | -12.5669 | 3947.5957 | 29528.0158 |  | 0
1902-12-19 | 0 | 0 | 0 | 0 | -12.5669 | -12.5669 | 3935.0288 | 29434.0157 |  | 0
1902-12-20 | 0 | 0 | 0 | 0 | -12.5669 | -12.5669 | 3922.462 | 29340.0156 |  | 0
1902-12-21 | 0 | 0 | 0 | 0 | -12.5669 | -12.5669 | 3909.8951 | 29246.0155 |  | 0
1902-12-22 | 0 | 0 | 0 | 0 | -12.5669 | -12.5669 | 3897.3283 | 29152.0154 |  | 0
1902-12-23 | 0 | 0 | 0 | 0 | -12.5669 | -12.5669 | 3884.7614 | 29058.0153 |  | 0
1902-12-24 | 0 | 0 | 0 | 0 | -12.5669 | -12.5669 | 3872.1945 | 28964.0152 |  | 0
1902-12-25 | 0 | 0 | 0 | 0 | -12.5669 | -12.5669 | 3859.6277 | 28870.015 |  | 0
1902-12-26 | 0 | 0 | 0 | 0 | -12.5669 | -12.5669 | 3847.0608 | 28776.0149 |  | 0
1902-12-27 | 0 | 0 | 0 | 0 | -12.5669 | -12.5669 | 3834.494 | 28682.0148 |  | 0
1902-12-28 | 0 | 0 | 0 | 0 | -12.5669 | -12.5669 | 3821.9271 | 28588.0147 |  | 0
1902-12-29 | 0 | 0 | 0 | 0 | -12.5669 | -12.5669 | 3809.3602 | 28494.0146 |  | 0
1902-12-30 | 0 | 0 | 0 | 0 | -12.5669 | -12.5669 | 3796.7934 | 28400.0145 |  | 0
1902-12-31 | 0.016667 | 46 | 4.0107 | 4.0107 | 29.4224 | 29.4224 | 3826.2158 | 28620.0944 |  | 0
1903-01-01 | 0 | 0 | 0 | 0 | -12.5669 | -12.5669 | 3813.649 | 28526.0943 |  | 0
1903-01-02 | 0 | 0 | 0 | 0 | -12.5669 | -12.5669 | 3801.0821 | 28432.0941 |  | 0
1903-01-03 | 0 | 0 | 0 | 0 | -12.5669 | -12.5669 | 3788.5152 | 28338.094 |  | 0
1903-01-04 | 0 | 0 | 0 | 0 | -12.5669 | -12.5669 | 3775.9484 | 28244.0939 |  | 0
1903-01-05 | 0 | 0 | 0 | 0 | -12.5669 | -12.5669 | 3763.3815 | 28150.0938 |  | 0
1903-01-06 | 0 | 0 | 0 | 0 | -12.5669 | -12.5669 | 3750.8147 | 28056.0937 |  | 0
1903-01-07 | 0.011667 | 32.2 | 4.0107 | 4.0107 | 15.6224 | 15.6224 | 3766.4371 | 28172.9496 |  | 0
1903-01-08 | 0 | 0 | 0 | 0 | -12.5669 | -12.5669 | 3753.8702 | 28078.9495 |  | 0
1903-01-09 | 0 | 0 | 0 | 0 | -12.5669 | -12.5669 | 3741.3034 | 27984.9494 |  | 0
1903-01-10 | 0 | 0 | 0 | 0 | -12.5669 | -12.5669 | 3728.7365 | 27890.9492 |  | 0
1903-01-11 | 0 | 0 | 0 | 0 | -12.5669 | -12.5669 | 3716.1697 | 27796.9491 |  | 0
1903-01-12 | 0 | 0 | 0 | 0 | -12.5669 | -12.5669 | 3703.6028 | 27702.949 |  | 0
1903-01-13 | 0 | 0 | 0 | 0 | -12.5669 | -12.5669 | 3691.0359 | 27608.9489 |  | 0
1903-01-14 | 0 | 0 | 0 | 0 | -12.5669 | -12.5669 | 3678.4691 | 27514.9488 |  | 0
1903-01-15 | 0.046667 | 128.8 | 4.0107 | 4.0107 | 112.2224 | 112.2224 | 3790.6915 | 28354.3727 |  | 0
1903-01-16 | 0 | 0 | 0 | 0 | -12.5669 | -12.5669 | 3778.1247 | 28260.3726 |  | 0
1903-01-17 | 0.0025 | 6.9 | 4.0107 | 4.0107 | -9.6776 | -9.6776 | 3768.4471 | 28187.9845 |  | 0
1903-01-18 | 0 | 0 | 0 | 0 | -12.5669 | -12.5669 | 3755.8803 | 28093.9843 |  | 0
1903-01-19 | 0 | 0 | 0 | 0 | -12.5669 | -12.5669 | 3743.3134 | 27999.9842 |  | 0
1903-01-20 | 0.051667 | 142.6 | 4.0107 | 4.0107 | 126.0224 | 126.0224 | 3869.3358 | 28942.6321 |  | 0
1903-01-21 | 0 | 0 | 0 | 0 | -12.5669 | -12.5669 | 3856.769 | 28848.632 |  | 0
1903-01-22 | 0 | 0 | 0 | 0 | -12.5669 | -12.5669 | 3844.2021 | 28754.6319 |  | 0
1903-01-23 | 0 | 0 | 0 | 0 | -12.5669 | -12.5669 | 3831.6353 | 28660.6318 |  | 0
1903-01-24 | 0 | 0 | 0 | 0 | -12.5669 | -12.5669 | 3819.0684 | 28566.6317 |  | 0
1903-01-25 | 0 | 0 | 0 | 0 | -12.5669 | -12.5669 | 3806.5015 | 28472.6315 |  | 0
1903-01-26 | 0 | 0 | 0 | 0 | -12.5669 | -12.5669 | 3793.9347 | 28378.6314 |  | 0
1903-01-27 | 0 | 0 | 0 | 0 | -12.5669 | -12.5669 | 3781.3678 | 28284.6313 |  | 0
1903-01-28 | 0 | 0 | 0 | 0 | -12.5669 | -12.5669 | 3768.801 | 28190.6312 |  | 0
1903-01-29 | 0 | 0 | 0 | 0 | -12.5669 | -12.5669 | 3756.2341 | 28096.6311 |  | 0
1903-01-30 | 0 | 0 | 0 | 0 | -12.5669 | -12.5669 | 3743.6672 | 28002.631 |  | 0
1903-01-31 | 0 | 0 | 0 | 0 | -12.5669 | -12.5669 | 3731.1004 | 27908.6309 |  | 0
1903-02-01 | 0 | 0 | 0 | 0 | -12.5669 | -12.5669 | 3718.5335 | 27814.6308 |  | 0
1903-02-02 | 0 | 0 | 0 | 0 | -12.5669 | -12.5669 | 3705.9667 | 27720.6306 |  | 0
1903-02-03 | 0 | 0 | 0 | 0 | -12.5669 | -12.5669 | 3693.3998 | 27626.6305 |  | 0
1903-02-04 | 0 | 0 | 0 | 0 | -12.5669 | -12.5669 | 3680.8329 | 27532.6304 |  | 0
1903-02-05 | 0 | 0 | 0 | 0 | -12.5669 | -12.5669 | 3668.2661 | 27438.6303 |  | 0
1903-02-06 | 0 | 0 | 0 | 0 | -12.5669 | -12.5669 | 3655.6992 | 27344.6302 |  | 0
1903-02-07 | 0 | 0 | 0 | 0 | -12.5669 | -12.5669 | 3643.1324 | 27250.6301 |  | 0
1903-02-08 | 0.0041667 | 11.5 | 4.0107 | 4.0107 | -5.0776 | -5.0776 | 3638.0548 | 27212.65 |  | 0
1903-02-09 | 0 | 0 | 0 | 0 | -12.5669 | -12.5669 | 3625.4879 | 27118.6499 |  | 0
1903-02-10 | 0.0625 | 172.5 | 4.0107 | 4.0107 | 155.9224 | 155.9224 | 3781.4104 | 28284.9497 |  | 0
1903-02-11 | 0.051667 | 142.6 | 4.0107 | 4.0107 | 126.0224 | 126.0224 | 3907.4328 | 29227.5976 |  | 0
1903-02-12 | 0 | 0 | 0 | 0 | -12.5669 | -12.5669 | 3894.866 | 29133.5975 |  | 0
1903-02-13 | 0 | 0 | 0 | 0 | -12.5669 | -12.5669 | 3882.2991 | 29039.5974 |  | 0
1903-02-14 | 0 | 0 | 0 | 0 | -12.5669 | -12.5669 | 3869.7323 | 28945.5973 |  | 0
1903-02-15 | 0.05 | 138 | 4.0107 | 4.0107 | 121.4224 | 121.4224 | 3991.1547 | 29853.8372 |  | 0
1903-02-16 | 0.16667 | 460 | 4.0107 | 4.0107 | 443.4224 | 443.4224 | 3997.8631 | 29904.0163 |  | 424.1471
1903-02-17 | 0 | 0 | 0 | 0 | -12.5669 | -12.5669 | 3985.2963 | 29810.0162 |  | 0
1903-02-18 | 0 | 0 | 0 | 0 | -12.5669 | -12.5669 | 3972.7294 | 29716.0161 |  | 0
1903-02-19 | 0 | 0 | 0 | 0 | -12.5669 | -12.5669 | 3960.1626 | 29622.0159 |  | 0
1903-02-20 | 0 | 0 | 0 | 0 | -12.5669 | -12.5669 | 3947.5957 | 29528.0158 |  | 0
1903-02-21 | 0 | 0 | 0 | 0 | -12.5669 | -12.5669 | 3935.0288 | 29434.0157 |  | 0
1903-02-22 | 0 | 0 | 0 | 0 | -12.5669 | -12.5669 | 3922.462 | 29340.0156 |  | 0
1903-02-23 | 0 | 0 | 0 | 0 | -12.5669 | -12.5669 | 3909.8951 | 29246.0155 |  | 0
1903-02-24 | 0 | 0 | 0 | 0 | -12.5669 | -12.5669 | 3897.3283 | 29152.0154 |  | 0
1903-02-25 | 0.051667 | 142.6 | 4.0107 | 4.0107 | 126.0224 | 126.0224 | 3997.8631 | 29904.0163 |  | 12.9207
1903-02-26 | 0.18 | 496.8 | 4.0107 | 4.0107 | 480.2224 | 480.2224 | 3997.8631 | 29904.0163 |  | 467.6556
1903-02-27 | 0 | 0 | 0 | 0 | -12.5669 | -12.5669 | 3985.2963 | 29810.0162 |  | 0
1903-02-28 | 0 | 0 | 0 | 0 | -12.5669 | -12.5669 | 3972.7294 | 29716.0161 |  | 0
1903-03-01 | 0.00083333 | 2.3 | 4.0107 | 2.3 | -12.5669 | -12.5669 | 3960.1626 | 29622.0159 |  | 0
1903-03-02 | 0.0016667 | 4.6 | 4.0107 | 4.0107 | -11.9776 | -11.9776 | 3948.185 | 29532.4238 |  | 0
1903-03-03 | 0.00083333 | 2.3 | 4.0107 | 2.3 | -12.5669 | -12.5669 | 3935.6181 | 29438.4237 |  | 0
1903-03-04 | 0.00083333 | 2.3 | 4.0107 | 2.3 | -12.5669 | -12.5669 | 3923.0513 | 29344.4236 |  | 0
1903-03-05 | 0.0025 | 6.9 | 4.0107 | 4.0107 | -9.6776 | -9.6776 | 3913.3737 | 29272.0355 |  | 0
1903-03-06 | 0.00083333 | 2.3 | 4.0107 | 2.3 | -12.5669 | -12.5669 | 3900.8069 | 29178.0354 |  | 0
1903-03-07 | 0 | 0 | 0 | 0 | -12.5669 | -12.5669 | 3888.24 | 29084.0353 |  | 0
1903-03-08 | 0 | 0 | 0 | 0 | -12.5669 | -12.5669 | 3875.6731 | 28990.0352 |  | 0
1903-03-09 | 0.05 | 138 | 4.0107 | 4.0107 | 121.4224 | 121.4224 | 3997.0956 | 29898.275 |  | 0
1903-03-10 | 0 | 0 | 0 | 0 | -12.5669 | -12.5669 | 3984.5287 | 29804.2749 |  | 0
1903-03-11 | 0 | 0 | 0 | 0 | -12.5669 | -12.5669 | 3971.9619 | 29710.2748 |  | 0
1903-03-12 | 0 | 0 | 0 | 0 | -12.5669 | -12.5669 | 3959.395 | 29616.2747 |  | 0
1903-03-13 | 0 | 0 | 0 | 0 | -12.5669 | -12.5669 | 3946.8282 | 29522.2746 |  | 0
1903-03-14 | 0 | 0 | 0 | 0 | -12.5669 | -12.5669 | 3934.2613 | 29428.2745 |  | 0
1903-03-15 | 0 | 0 | 0 | 0 | -12.5669 | -12.5669 | 3921.6944 | 29334.2744 |  | 0
1903-03-16 | 0 | 0 | 0 | 0 | -12.5669 | -12.5669 | 3909.1276 | 29240.2743 |  | 0
1903-03-17 | 0 | 0 | 0 | 0 | -12.5669 | -12.5669 | 3896.5607 | 29146.2741 |  | 0
1903-03-18 | 0 | 0 | 0 | 0 | -12.5669 | -12.5669 | 3883.9939 | 29052.274 |  | 0
1903-03-19 | 0.13417 | 370.3 | 4.0107 | 4.0107 | 353.7224 | 353.7224 | 3997.8631 | 29904.0163 |  | 227.2863
1903-03-20 | 0 | 0 | 0 | 0 | -12.5669 | -12.5669 | 3985.2963 | 29810.0162 |  | 0
1903-03-21 | 0 | 0 | 0 | 0 | -12.5669 | -12.5669 | 3972.7294 | 29716.0161 |  | 0
1903-03-22 | 0 | 0 | 0 | 0 | -12.5669 | -12.5669 | 3960.1626 | 29622.0159 |  | 0
1903-03-23 | 0 | 0 | 0 | 0 | -12.5669 | -12.5669 | 3947.5957 | 29528.0158 |  | 0
1903-03-24 | 0 | 0 | 0 | 0 | -12.5669 | -12.5669 | 3935.0288 | 29434.0157 |  | 0
1903-03-25 | 0 | 0 | 0 | 0 | -12.5669 | -12.5669 | 3922.462 | 29340.0156 |  | 0
1903-03-26 | 0 | 0 | 0 | 0 | -12.5669 | -12.5669 | 3909.8951 | 29246.0155 |  | 0
1903-03-27 | 0 | 0 | 0 | 0 | -12.5669 | -12.5669 | 3897.3283 | 29152.0154 |  | 0
1903-03-28 | 0 | 0 | 0 | 0 | -12.5669 | -12.5669 | 3884.7614 | 29058.0153 |  | 0
1903-03-29 | 0 | 0 | 0 | 0 | -12.5669 | -12.5669 | 3872.1945 | 28964.0152 |  | 0
1903-03-30 | 0 | 0 | 0 | 0 | -12.5669 | -12.5669 | 3859.6277 | 28870.015 |  | 0
1903-03-31 | 0 | 0 | 0 | 0 | -12.5669 | -12.5669 | 3847.0608 | 28776.0149 |  | 0
1903-04-01 | 0 | 0 | 0 | 0 | -12.5669 | -12.5669 | 3834.494 | 28682.0148 |  | 0
1903-04-02 | 0 | 0 | 0 | 0 | -12.5669 | -12.5669 | 3821.9271 | 28588.0147 |  | 0
1903-04-03 | 0 | 0 | 0 | 0 | -12.5669 | -12.5669 | 3809.3602 | 28494.0146 |  | 0
1903-04-04 | 0 | 0 | 0 | 0 | -12.5669 | -12.5669 | 3796.7934 | 28400.0145 |  | 0
1903-04-05 | 0 | 0 | 0 | 0 | -12.5669 | -12.5669 | 3784.2265 | 28306.0144 |  | 0
1903-04-06 | 0 | 0 | 0 | 0 | -12.5669 | -12.5669 | 3771.6597 | 28212.0143 |  | 0
1903-04-07 | 0 | 0 | 0 | 0 | -12.5669 | -12.5669 | 3759.0928 | 28118.0141 |  | 0
1903-04-08 | 0 | 0 | 0 | 0 | -12.5669 | -12.5669 | 3746.5259 | 28024.014 |  | 0
1903-04-09 | 0 | 0 | 0 | 0 | -12.5669 | -12.5669 | 3733.9591 | 27930.0139 |  | 0
1903-04-10 | 0 | 0 | 0 | 0 | -12.5669 | -12.5669 | 3721.3922 | 27836.0138 |  | 0
1903-04-11 | 0 | 0 | 0 | 0 | -12.5669 | -12.5669 | 3708.8254 | 27742.0137 |  | 0
1903-04-12 | 0 | 0 | 0 | 0 | -12.5669 | -12.5669 | 3696.2585 | 27648.0136 |  | 0
1903-04-13 | 0 | 0 | 0 | 0 | -12.5669 | -12.5669 | 3683.6916 | 27554.0135 |  | 0
1903-04-14 | 0 | 0 | 0 | 0 | -12.5669 | -12.5669 | 3671.1248 | 27460.0134 |  | 0
1903-04-15 | 0 | 0 | 0 | 0 | -12.5669 | -12.5669 | 3658.5579 | 27366.0132 |  | 0
1903-04-16 | 0 | 0 | 0 | 0 | -12.5669 | -12.5669 | 3645.9911 | 27272.0131 |  | 0
1903-04-17 | 0 | 0 | 0 | 0 | -12.5669 | -12.5669 | 3633.4242 | 27178.013 |  | 0
1903-04-18 | 0 | 0 | 0 | 0 | -12.5669 | -12.5669 | 3620.8573 | 27084.0129 |  | 0
1903-04-19 | 0 | 0 | 0 | 0 | -12.5669 | -12.5669 | 3608.2905 | 26990.0128 |  | 0
1903-04-20 | 0 | 0 | 0 | 0 | -12.5669 | -12.5669 | 3595.7236 | 26896.0127 |  | 0
1903-04-21 | 0 | 0 | 0 | 0 | -12.5669 | -12.5669 | 3583.1568 | 26802.0126 |  | 0
1903-04-22 | 0 | 0 | 0 | 0 | -12.5669 | -12.5669 | 3570.5899 | 26708.0125 |  | 0
1903-04-23 | 0 | 0 | 0 | 0 | -12.5669 | -12.5669 | 3558.023 | 26614.0123 |  | 0
1903-04-24 | 0.0083333 | 23 | 4.0107 | 4.0107 | 6.4224 | 6.4224 | 3564.4455 | 26662.0522 |  | 0
1903-04-25 | 0 | 0 | 0 | 0 | -12.5669 | -12.5669 | 3551.8786 | 26568.0521 |  | 0
1903-04-26 | 0 | 0 | 0 | 0 | -12.5669 | -12.5669 | 3539.3118 | 26474.052 |  | 0
1903-04-27 | 0 | 0 | 0 | 0 | -12.5669 | -12.5669 | 3526.7449 | 26380.0519 |  | 0
1903-04-28 | 0 | 0 | 0 | 0 | -12.5669 | -12.5669 | 3514.178 | 26286.0518 |  | 0
1903-04-29 | 0.020833 | 57.5 | 4.0107 | 4.0107 | 40.9224 | 40.9224 | 3555.1005 | 26592.1517 |  | 0
1903-04-30 | 0 | 0 | 0 | 0 | -12.5669 | -12.5669 | 3542.5336 | 26498.1515 |  | 0
1903-05-01 | 0 | 0 | 0 | 0 | -12.5669 | -12.5669 | 3529.9668 | 26404.1514 |  | 0
1903-05-02 | 0 | 0 | 0 | 0 | -12.5669 | -12.5669 | 3517.3999 | 26310.1513 |  | 0
1903-05-03 | 0 | 0 | 0 | 0 | -12.5669 | -12.5669 | 3504.833 | 26216.1512 |  | 0
1903-05-04 | 0 | 0 | 0 | 0 | -12.5669 | -12.5669 | 3492.2662 | 26122.1511 |  | 0
1903-05-05 | 0 | 0 | 0 | 0 | -12.5669 | -12.5669 | 3479.6993 | 26028.151 |  | 0
1903-05-06 | 0.10417 | 287.5 | 4.0107 | 4.0107 | 270.9224 | 270.9224 | 3750.6218 | 28054.6509 |  | 0
1903-05-07 | 0 | 0 | 0 | 0 | -12.5669 | -12.5669 | 3738.0549 | 27960.6508 |  | 0
1903-05-08 | 0 | 0 | 0 | 0 | -12.5669 | -12.5669 | 3725.4881 | 27866.6506 |  | 0
1903-05-09 | 0 | 0 | 0 | 0 | -12.5669 | -12.5669 | 3712.9212 | 27772.6505 |  | 0
1903-05-10 | 0.19417 | 535.9 | 4.0107 | 4.0107 | 519.3224 | 519.3224 | 3997.8631 | 29904.0163 |  | 221.8136
1903-05-11 | 0 | 0 | 0 | 0 | -12.5669 | -12.5669 | 3985.2963 | 29810.0162 |  | 0
1903-05-12 | 0 | 0 | 0 | 0 | -12.5669 | -12.5669 | 3972.7294 | 29716.0161 |  | 0
1903-05-13 | 0 | 0 | 0 | 0 | -12.5669 | -12.5669 | 3960.1626 | 29622.0159 |  | 0
1903-05-14 | 0 | 0 | 0 | 0 | -12.5669 | -12.5669 | 3947.5957 | 29528.0158 |  | 0
1903-05-15 | 0 | 0 | 0 | 0 | -12.5669 | -12.5669 | 3935.0288 | 29434.0157 |  | 0
1903-05-16 | 0.011667 | 32.2 | 4.0107 | 4.0107 | 15.6224 | 15.6224 | 3950.6513 | 29550.8716 |  | 0
1903-05-17 | 0 | 0 | 0 | 0 | -12.5669 | -12.5669 | 3938.0844 | 29456.8715 |  | 0
1903-05-18 | 0.025 | 69 | 4.0107 | 4.0107 | 52.4224 | 52.4224 | 3990.5069 | 29848.9914 |  | 0
1903-05-19 | 0 | 0 | 0 | 0 | -12.5669 | -12.5669 | 3977.94 | 29754.9913 |  | 0
1903-05-20 | 0 | 0 | 0 | 0 | -12.5669 | -12.5669 | 3965.3731 | 29660.9912 |  | 0
1903-05-21 | 0 | 0 | 0 | 0 | -12.5669 | -12.5669 | 3952.8063 | 29566.991 |  | 0
1903-05-22 | 0 | 0 | 0 | 0 | -12.5669 | -12.5669 | 3940.2394 | 29472.9909 |  | 0
1903-05-23 | 0 | 0 | 0 | 0 | -12.5669 | -12.5669 | 3927.6726 | 29378.9908 |  | 0
1903-05-24 | 0 | 0 | 0 | 0 | -12.5669 | -12.5669 | 3915.1057 | 29284.9907 |  | 0
1903-05-25 | 0 | 0 | 0 | 0 | -12.5669 | -12.5669 | 3902.5388 | 29190.9906 |  | 0
1903-05-26 | 0 | 0 | 0 | 0 | -12.5669 | -12.5669 | 3889.972 | 29096.9905 |  | 0
1903-05-27 | 0.18167 | 501.4 | 4.0107 | 4.0107 | 484.8224 | 484.8224 | 3997.8631 | 29904.0163 |  | 364.3644
1903-05-28 | 0 | 0 | 0 | 0 | -12.5669 | -12.5669 | 3985.2963 | 29810.0162 |  | 0
1903-05-29 | 0 | 0 | 0 | 0 | -12.5669 | -12.5669 | 3972.7294 | 29716.0161 |  | 0
1903-05-30 | 0 | 0 | 0 | 0 | -12.5669 | -12.5669 | 3960.1626 | 29622.0159 |  | 0
1903-05-31 | 0 | 0 | 0 | 0 | -12.5669 | -12.5669 | 3947.5957 | 29528.0158 |  | 0
1903-06-01 | 0 | 0 | 0 | 0 | -12.5669 | -12.5669 | 3935.0288 | 29434.0157 |  | 0
1903-06-02 | 0 | 0 | 0 | 0 | -12.5669 | -12.5669 | 3922.462 | 29340.0156 |  | 0
1903-06-03 | 0 | 0 | 0 | 0 | -12.5669 | -12.5669 | 3909.8951 | 29246.0155 |  | 0
1903-06-04 | 0 | 0 | 0 | 0 | -12.5669 | -12.5669 | 3897.3283 | 29152.0154 |  | 0
1903-06-05 | 0 | 0 | 0 | 0 | -12.5669 | -12.5669 | 3884.7614 | 29058.0153 |  | 0
1903-06-06 | 0.0775 | 213.9 | 4.0107 | 4.0107 | 197.3224 | 197.3224 | 3997.8631 | 29904.0163 |  | 71.6538
1903-06-07 | 0 | 0 | 0 | 0 | -12.5669 | -12.5669 | 3985.2963 | 29810.0162 |  | 0
1903-06-08 | 0 | 0 | 0 | 0 | -12.5669 | -12.5669 | 3972.7294 | 29716.0161 |  | 0
1903-06-09 | 0 | 0 | 0 | 0 | -12.5669 | -12.5669 | 3960.1626 | 29622.0159 |  | 0
1903-06-10 | 0.0425 | 117.3 | 4.0107 | 4.0107 | 100.7224 | 100.7224 | 3997.8631 | 29904.0163 |  | 50.455
1903-06-11 | 0 | 0 | 0 | 0 | -12.5669 | -12.5669 | 3985.2963 | 29810.0162 |  | 0
1903-06-12 | 0 | 0 | 0 | 0 | -12.5669 | -12.5669 | 3972.7294 | 29716.0161 |  | 0
1903-06-13 | 0 | 0 | 0 | 0 | -12.5669 | -12.5669 | 3960.1626 | 29622.0159 |  | 0
1903-06-14 | 0 | 0 | 0 | 0 | -12.5669 | -12.5669 | 3947.5957 | 29528.0158 |  | 0
1903-06-15 | 0 | 0 | 0 | 0 | -12.5669 | -12.5669 | 3935.0288 | 29434.0157 |  | 0
1903-06-16 | 0 | 0 | 0 | 0 | -12.5669 | -12.5669 | 3922.462 | 29340.0156 |  | 0
1903-06-17 | 0 | 0 | 0 | 0 | -12.5669 | -12.5669 | 3909.8951 | 29246.0155 |  | 0
1903-06-18 | 0 | 0 | 0 | 0 | -12.5669 | -12.5669 | 3897.3283 | 29152.0154 |  | 0
1903-06-19 | 0 | 0 | 0 | 0 | -12.5669 | -12.5669 | 3884.7614 | 29058.0153 |  | 0
1903-06-20 | 0 | 0 | 0 | 0 | -12.5669 | -12.5669 | 3872.1945 | 28964.0152 |  | 0
1903-06-21 | 0.125 | 345 | 4.0107 | 4.0107 | 328.4224 | 328.4224 | 3997.8631 | 29904.0163 |  | 190.187
1903-06-22 | 0 | 0 | 0 | 0 | -12.5669 | -12.5669 | 3985.2963 | 29810.0162 |  | 0
1903-06-23 | 0 | 0 | 0 | 0 | -12.5669 | -12.5669 | 3972.7294 | 29716.0161 |  | 0
1903-06-24 | 0.054167 | 149.5 | 4.0107 | 4.0107 | 132.9224 | 132.9224 | 3997.8631 | 29904.0163 |  | 95.2219
1903-06-25 | 0 | 0 | 0 | 0 | -12.5669 | -12.5669 | 3985.2963 | 29810.0162 |  | 0
1903-06-26 | 0 | 0 | 0 | 0 | -12.5669 | -12.5669 | 3972.7294 | 29716.0161 |  | 0
1903-06-27 | 0 | 0 | 0 | 0 | -12.5669 | -12.5669 | 3960.1626 | 29622.0159 |  | 0
1903-06-28 | 0 | 0 | 0 | 0 | -12.5669 | -12.5669 | 3947.5957 | 29528.0158 |  | 0
1903-06-29 | 0 | 0 | 0 | 0 | -12.5669 | -12.5669 | 3935.0288 | 29434.0157 |  | 0
1903-06-30 | 0 | 0 | 0 | 0 | -12.5669 | -12.5669 | 3922.462 | 29340.0156 |  | 0
1903-07-01 | 0 | 0 | 0 | 0 | -12.5669 | -12.5669 | 3909.8951 | 29246.0155 |  | 0
1903-07-02 | 0 | 0 | 0 | 0 | -12.5669 | -12.5669 | 3897.3283 | 29152.0154 |  | 0
1903-07-03 | 0 | 0 | 0 | 0 | -12.5669 | -12.5669 | 3884.7614 | 29058.0153 |  | 0
1903-07-04 | 0.0025 | 6.9 | 4.0107 | 4.0107 | -9.6776 | -9.6776 | 3875.0838 | 28985.6272 |  | 0
1903-07-05 | 0 | 0 | 0 | 0 | -12.5669 | -12.5669 | 3862.517 | 28891.627 |  | 0
1903-07-06 | 0 | 0 | 0 | 0 | -12.5669 | -12.5669 | 3849.9501 | 28797.6269 |  | 0
1903-07-07 | 0 | 0 | 0 | 0 | -12.5669 | -12.5669 | 3837.3833 | 28703.6268 |  | 0
1903-07-08 | 0 | 0 | 0 | 0 | -12.5669 | -12.5669 | 3824.8164 | 28609.6267 |  | 0
1903-07-09 | 0 | 0 | 0 | 0 | -12.5669 | -12.5669 | 3812.2495 | 28515.6266 |  | 0
1903-07-10 | 0 | 0 | 0 | 0 | -12.5669 | -12.5669 | 3799.6827 | 28421.6265 |  | 0
1903-07-11 | 0 | 0 | 0 | 0 | -12.5669 | -12.5669 | 3787.1158 | 28327.6264 |  | 0
1903-07-12 | 0 | 0 | 0 | 0 | -12.5669 | -12.5669 | 3774.549 | 28233.6263 |  | 0
1903-07-13 | 0 | 0 | 0 | 0 | -12.5669 | -12.5669 | 3761.9821 | 28139.6261 |  | 0
1903-07-14 | 0 | 0 | 0 | 0 | -12.5669 | -12.5669 | 3749.4152 | 28045.626 |  | 0
1903-07-15 | 0 | 0 | 0 | 0 | -12.5669 | -12.5669 | 3736.8484 | 27951.6259 |  | 0
1903-07-16 | 0 | 0 | 0 | 0 | -12.5669 | -12.5669 | 3724.2815 | 27857.6258 |  | 0
1903-07-17 | 0 | 0 | 0 | 0 | -12.5669 | -12.5669 | 3711.7147 | 27763.6257 |  | 0
1903-07-18 | 0 | 0 | 0 | 0 | -12.5669 | -12.5669 | 3699.1478 | 27669.6256 |  | 0
1903-07-19 | 0 | 0 | 0 | 0 | -12.5669 | -12.5669 | 3686.5809 | 27575.6255 |  | 0
1903-07-20 | 0 | 0 | 0 | 0 | -12.5669 | -12.5669 | 3674.0141 | 27481.6254 |  | 0
1903-07-21 | 0 | 0 | 0 | 0 | -12.5669 | -12.5669 | 3661.4472 | 27387.6252 |  | 0
1903-07-22 | 0 | 0 | 0 | 0 | -12.5669 | -12.5669 | 3648.8804 | 27293.6251 |  | 0
1903-07-23 | 0 | 0 | 0 | 0 | -12.5669 | -12.5669 | 3636.3135 | 27199.625 |  | 0
1903-07-24 | 0 | 0 | 0 | 0 | -12.5669 | -12.5669 | 3623.7466 | 27105.6249 |  | 0
1903-07-25 | 0 | 0 | 0 | 0 | -12.5669 | -12.5669 | 3611.1798 | 27011.6248 |  | 0
1903-07-26 | 0 | 0 | 0 | 0 | -12.5669 | -12.5669 | 3598.6129 | 26917.6247 |  | 0
1903-07-27 | 0 | 0 | 0 | 0 | -12.5669 | -12.5669 | 3586.0461 | 26823.6246 |  | 0
1903-07-28 | 0 | 0 | 0 | 0 | -12.5669 | -12.5669 | 3573.4792 | 26729.6245 |  | 0
1903-07-29 | 0 | 0 | 0 | 0 | -12.5669 | -12.5669 | 3560.9123 | 26635.6243 |  | 0
1903-07-30 | 0 | 0 | 0 | 0 | -12.5669 | -12.5669 | 3548.3455 | 26541.6242 |  | 0
1903-07-31 | 0 | 0 | 0 | 0 | -12.5669 | -12.5669 | 3535.7786 | 26447.6241 |  | 0
1903-08-01 | 0 | 0 | 0 | 0 | -12.5669 | -12.5669 | 3523.2118 | 26353.624 |  | 0
1903-08-02 | 0 | 0 | 0 | 0 | -12.5669 | -12.5669 | 3510.6449 | 26259.6239 |  | 0
1903-08-03 | 0 | 0 | 0 | 0 | -12.5669 | -12.5669 | 3498.078 | 26165.6238 |  | 0
1903-08-04 | 0 | 0 | 0 | 0 | -12.5669 | -12.5669 | 3485.5112 | 26071.6237 |  | 0
1903-08-05 | 0 | 0 | 0 | 0 | -12.5669 | -12.5669 | 3472.9443 | 25977.6235 |  | 0
1903-08-06 | 0 | 0 | 0 | 0 | -12.5669 | -12.5669 | 3460.3775 | 25883.6234 |  | 0
1903-08-07 | 0 | 0 | 0 | 0 | -12.5669 | -12.5669 | 3447.8106 | 25789.6233 |  | 0
1903-08-08 | 0.075 | 207 | 4.0107 | 4.0107 | 190.4224 | 190.4224 | 3638.233 | 27213.9832 |  | 0
1903-08-09 | 0 | 0 | 0 | 0 | -12.5669 | -12.5669 | 3625.6662 | 27119.9831 |  | 0
1903-08-10 | 0 | 0 | 0 | 0 | -12.5669 | -12.5669 | 3613.0993 | 27025.983 |  | 0
1903-08-11 | 0.058333 | 161 | 4.0107 | 4.0107 | 144.4224 | 144.4224 | 3757.5218 | 28106.2629 |  | 0
1903-08-12 | 0 | 0 | 0 | 0 | -12.5669 | -12.5669 | 3744.9549 | 28012.2628 |  | 0
1903-08-13 | 0 | 0 | 0 | 0 | -12.5669 | -12.5669 | 3732.3881 | 27918.2626 |  | 0
1903-08-14 | 0 | 0 | 0 | 0 | -12.5669 | -12.5669 | 3719.8212 | 27824.2625 |  | 0
1903-08-15 | 0 | 0 | 0 | 0 | -12.5669 | -12.5669 | 3707.2543 | 27730.2624 |  | 0
1903-08-16 | 0 | 0 | 0 | 0 | -12.5669 | -12.5669 | 3694.6875 | 27636.2623 |  | 0
1903-08-17 | 0 | 0 | 0 | 0 | -12.5669 | -12.5669 | 3682.1206 | 27542.2622 |  | 0
1903-08-18 | 0 | 0 | 0 | 0 | -12.5669 | -12.5669 | 3669.5538 | 27448.2621 |  | 0
1903-08-19 | 0 | 0 | 0 | 0 | -12.5669 | -12.5669 | 3656.9869 | 27354.262 |  | 0
1903-08-20 | 0 | 0 | 0 | 0 | -12.5669 | -12.5669 | 3644.42 | 27260.2619 |  | 0
1903-08-21 | 0 | 0 | 0 | 0 | -12.5669 | -12.5669 | 3631.8532 | 27166.2617 |  | 0
1903-08-22 | 0 | 0 | 0 | 0 | -12.5669 | -12.5669 | 3619.2863 | 27072.2616 |  | 0
1903-08-23 | 0 | 0 | 0 | 0 | -12.5669 | -12.5669 | 3606.7195 | 26978.2615 |  | 0
1903-08-24 | 0 | 0 | 0 | 0 | -12.5669 | -12.5669 | 3594.1526 | 26884.2614 |  | 0
1903-08-25 | 0 | 0 | 0 | 0 | -12.5669 | -12.5669 | 3581.5857 | 26790.2613 |  | 0
1903-08-26 | 0 | 0 | 0 | 0 | -12.5669 | -12.5669 | 3569.0189 | 26696.2612 |  | 0
1903-08-27 | 0 | 0 | 0 | 0 | -12.5669 | -12.5669 | 3556.452 | 26602.2611 |  | 0
1903-08-28 | 0.0775 | 213.9 | 4.0107 | 4.0107 | 197.3224 | 197.3224 | 3753.7745 | 28078.233 |  | 0
1903-08-29 | 0 | 0 | 0 | 0 | -12.5669 | -12.5669 | 3741.2076 | 27984.2328 |  | 0
1903-08-30 | 0 | 0 | 0 | 0 | -12.5669 | -12.5669 | 3728.6407 | 27890.2327 |  | 0
1903-08-31 | 0 | 0 | 0 | 0 | -12.5669 | -12.5669 | 3716.0739 | 27796.2326 |  | 0
1903-09-01 | 0 | 0 | 0 | 0 | -12.5669 | -12.5669 | 3703.507 | 27702.2325 |  | 0
1903-09-02 | 0 | 0 | 0 | 0 | -12.5669 | -12.5669 | 3690.9402 | 27608.2324 |  | 0
1903-09-03 | 0 | 0 | 0 | 0 | -12.5669 | -12.5669 | 3678.3733 | 27514.2323 |  | 0
1903-09-04 | 0 | 0 | 0 | 0 | -12.5669 | -12.5669 | 3665.8064 | 27420.2322 |  | 0
1903-09-05 | 0 | 0 | 0 | 0 | -12.5669 | -12.5669 | 3653.2396 | 27326.2321 |  | 0
1903-09-06 | 0 | 0 | 0 | 0 | -12.5669 | -12.5669 | 3640.6727 | 27232.2319 |  | 0
1903-09-07 | 0 | 0 | 0 | 0 | -12.5669 | -12.5669 | 3628.1059 | 27138.2318 |  | 0
1903-09-08 | 0 | 0 | 0 | 0 | -12.5669 | -12.5669 | 3615.539 | 27044.2317 |  | 0
1903-09-09 | 0 | 0 | 0 | 0 | -12.5669 | -12.5669 | 3602.9721 | 26950.2316 |  | 0
1903-09-10 | 0 | 0 | 0 | 0 | -12.5669 | -12.5669 | 3590.4053 | 26856.2315 |  | 0
1903-09-11 | 0 | 0 | 0 | 0 | -12.5669 | -12.5669 | 3577.8384 | 26762.2314 |  | 0
1903-09-12 | 0 | 0 | 0 | 0 | -12.5669 | -12.5669 | 3565.2716 | 26668.2313 |  | 0
1903-09-13 | 0 | 0 | 0 | 0 | -12.5669 | -12.5669 | 3552.7047 | 26574.2312 |  | 0
1903-09-14 | 0.043333 | 119.6 | 4.0107 | 4.0107 | 103.0224 | 103.0224 | 3655.7271 | 27344.839 |  | 0
1903-09-15 | 0 | 0 | 0 | 0 | -12.5669 | -12.5669 | 3643.1603 | 27250.8389 |  | 0
1903-09-16 | 0 | 0 | 0 | 0 | -12.5669 | -12.5669 | 3630.5934 | 27156.8388 |  | 0
1903-09-17 | 0 | 0 | 0 | 0 | -12.5669 | -12.5669 | 3618.0266 | 27062.8387 |  | 0
1903-09-18 | 0 | 0 | 0 | 0 | -12.5669 | -12.5669 | 3605.4597 | 26968.8386 |  | 0
1903-09-19 | 0 | 0 | 0 | 0 | -12.5669 | -12.5669 | 3592.8928 | 26874.8385 |  | 0
1903-09-20 | 0 | 0 | 0 | 0 | -12.5669 | -12.5669 | 3580.326 | 26780.8384 |  | 0
1903-09-21 | 0 | 0 | 0 | 0 | -12.5669 | -12.5669 | 3567.7591 | 26686.8382 |  | 0
1903-09-22 | 0 | 0 | 0 | 0 | -12.5669 | -12.5669 | 3555.1923 | 26592.8381 |  | 0
1903-09-23 | 0 | 0 | 0 | 0 | -12.5669 | -12.5669 | 3542.6254 | 26498.838 |  | 0
1903-09-24 | 0 | 0 | 0 | 0 | -12.5669 | -12.5669 | 3530.0585 | 26404.8379 |  | 0
1903-09-25 | 0 | 0 | 0 | 0 | -12.5669 | -12.5669 | 3517.4917 | 26310.8378 |  | 0
1903-09-26 | 0 | 0 | 0 | 0 | -12.5669 | -12.5669 | 3504.9248 | 26216.8377 |  | 0
1903-09-27 | 0 | 0 | 0 | 0 | -12.5669 | -12.5669 | 3492.358 | 26122.8376 |  | 0
1903-09-28 | 0 | 0 | 0 | 0 | -12.5669 | -12.5669 | 3479.7911 | 26028.8375 |  | 0
1903-09-29 | 0.041667 | 115 | 4.0107 | 4.0107 | 98.4224 | 98.4224 | 3578.2135 | 26765.0373 |  | 0
1903-09-30 | 0 | 0 | 0 | 0 | -12.5669 | -12.5669 | 3565.6467 | 26671.0372 |  | 0
1903-10-01 | 0 | 0 | 0 | 0 | -12.5669 | -12.5669 | 3553.0798 | 26577.0371 |  | 0
1903-10-02 | 0 | 0 | 0 | 0 | -12.5669 | -12.5669 | 3540.513 | 26483.037 |  | 0
1903-10-03 | 0 | 0 | 0 | 0 | -12.5669 | -12.5669 | 3527.9461 | 26389.0369 |  | 0
1903-10-04 | 0.041667 | 115 | 4.0107 | 4.0107 | 98.4224 | 98.4224 | 3626.3686 | 27125.2368 |  | 0
1903-10-05 | 0 | 0 | 0 | 0 | -12.5669 | -12.5669 | 3613.8017 | 27031.2367 |  | 0
1903-10-06 | 0 | 0 | 0 | 0 | -12.5669 | -12.5669 | 3601.2348 | 26937.2366 |  | 0
1903-10-07 | 0 | 0 | 0 | 0 | -12.5669 | -12.5669 | 3588.668 | 26843.2364 |  | 0
1903-10-08 | 0 | 0 | 0 | 0 | -12.5669 | -12.5669 | 3576.1011 | 26749.2363 |  | 0
1903-10-09 | 0 | 0 | 0 | 0 | -12.5669 | -12.5669 | 3563.5343 | 26655.2362 |  | 0
1903-10-10 | 0 | 0 | 0 | 0 | -12.5669 | -12.5669 | 3550.9674 | 26561.2361 |  | 0
1903-10-11 | 0 | 0 | 0 | 0 | -12.5669 | -12.5669 | 3538.4005 | 26467.236 |  | 0
1903-10-12 | 0 | 0 | 0 | 0 | -12.5669 | -12.5669 | 3525.8337 | 26373.2359 |  | 0
1903-10-13 | 0 | 0 | 0 | 0 | -12.5669 | -12.5669 | 3513.2668 | 26279.2358 |  | 0
1903-10-14 | 0 | 0 | 0 | 0 | -12.5669 | -12.5669 | 3500.7 | 26185.2357 |  | 0
1903-10-15 | 0 | 0 | 0 | 0 | -12.5669 | -12.5669 | 3488.1331 | 26091.2355 |  | 0
1903-10-16 | 0 | 0 | 0 | 0 | -12.5669 | -12.5669 | 3475.5662 | 25997.2354 |  | 0
1903-10-17 | 0 | 0 | 0 | 0 | -12.5669 | -12.5669 | 3462.9994 | 25903.2353 |  | 0
1903-10-18 | 0 | 0 | 0 | 0 | -12.5669 | -12.5669 | 3450.4325 | 25809.2352 |  | 0
1903-10-19 | 0 | 0 | 0 | 0 | -12.5669 | -12.5669 | 3437.8657 | 25715.2351 |  | 0
1903-10-20 | 0 | 0 | 0 | 0 | -12.5669 | -12.5669 | 3425.2988 | 25621.235 |  | 0
1903-10-21 | 0 | 0 | 0 | 0 | -12.5669 | -12.5669 | 3412.7319 | 25527.2349 |  | 0
1903-10-22 | 0 | 0 | 0 | 0 | -12.5669 | -12.5669 | 3400.1651 | 25433.2348 |  | 0
1903-10-23 | 0.0041667 | 11.5 | 4.0107 | 4.0107 | -5.0776 | -5.0776 | 3395.0875 | 25395.2546 |  | 0
1903-10-24 | 0 | 0 | 0 | 0 | -12.5669 | -12.5669 | 3382.5207 | 25301.2545 |  | 0
1903-10-25 | 0 | 0 | 0 | 0 | -12.5669 | -12.5669 | 3369.9538 | 25207.2544 |  | 0
1903-10-26 | 0 | 0 | 0 | 0 | -12.5669 | -12.5669 | 3357.3869 | 25113.2543 |  | 0
1903-10-27 | 0 | 0 | 0 | 0 | -12.5669 | -12.5669 | 3344.8201 | 25019.2542 |  | 0
1903-10-28 | 0 | 0 | 0 | 0 | -12.5669 | -12.5669 | 3332.2532 | 24925.2541 |  | 0
1903-10-29 | 0 | 0 | 0 | 0 | -12.5669 | -12.5669 | 3319.6864 | 24831.254 |  | 0
1903-10-30 | 0 | 0 | 0 | 0 | -12.5669 | -12.5669 | 3307.1195 | 24737.2538 |  | 0
1903-10-31 | 0 | 0 | 0 | 0 | -12.5669 | -12.5669 | 3294.5526 | 24643.2537 |  | 0
1903-11-01 | 0 | 0 | 0 | 0 | -12.5669 | -12.5669 | 3281.9858 | 24549.2536 |  | 0
1903-11-02 | 0 | 0 | 0 | 0 | -12.5669 | -12.5669 | 3269.4189 | 24455.2535 |  | 0
1903-11-03 | 0 | 0 | 0 | 0 | -12.5669 | -12.5669 | 3256.8521 | 24361.2534 |  | 0
1903-11-04 | 0 | 0 | 0 | 0 | -12.5669 | -12.5669 | 3244.2852 | 24267.2533 |  | 0
1903-11-05 | 0 | 0 | 0 | 0 | -12.5669 | -12.5669 | 3231.7183 | 24173.2532 |  | 0
1903-11-06 | 0 | 0 | 0 | 0 | -12.5669 | -12.5669 | 3219.1515 | 24079.2531 |  | 0
1903-11-07 | 0 | 0 | 0 | 0 | -12.5669 | -12.5669 | 3206.5846 | 23985.2529 |  | 0
1903-11-08 | 0 | 0 | 0 | 0 | -12.5669 | -12.5669 | 3194.0178 | 23891.2528 |  | 0
1903-11-09 | 0 | 0 | 0 | 0 | -12.5669 | -12.5669 | 3181.4509 | 23797.2527 |  | 0
1903-11-10 | 0 | 0 | 0 | 0 | -12.5669 | -12.5669 | 3168.884 | 23703.2526 |  | 0
1903-11-11 | 0 | 0 | 0 | 0 | -12.5669 | -12.5669 | 3156.3172 | 23609.2525 |  | 0
1903-11-12 | 0 | 0 | 0 | 0 | -12.5669 | -12.5669 | 3143.7503 | 23515.2524 |  | 0
1903-11-13 | 0 | 0 | 0 | 0 | -12.5669 | -12.5669 | 3131.1835 | 23421.2523 |  | 0
1903-11-14 | 0 | 0 | 0 | 0 | -12.5669 | -12.5669 | 3118.6166 | 23327.2522 |  | 0
1903-11-15 | 0 | 0 | 0 | 0 | -12.5669 | -12.5669 | 3106.0497 | 23233.252 |  | 0
1903-11-16 | 0 | 0 | 0 | 0 | -12.5669 | -12.5669 | 3093.4829 | 23139.2519 |  | 0
1903-11-17 | 0 | 0 | 0 | 0 | -12.5669 | -12.5669 | 3080.916 | 23045.2518 |  | 0
1903-11-18 | 0 | 0 | 0 | 0 | -12.5669 | -12.5669 | 3068.3492 | 22951.2517 |  | 0
1903-11-19 | 0 | 0 | 0 | 0 | -12.5669 | -12.5669 | 3055.7823 | 22857.2516 |  | 0
1903-11-20 | 0 | 0 | 0 | 0 | -12.5669 | -12.5669 | 3043.2154 | 22763.2515 |  | 0
1903-11-21 | 0 | 0 | 0 | 0 | -12.5669 | -12.5669 | 3030.6486 | 22669.2514 |  | 0
1903-11-22 | 0 | 0 | 0 | 0 | -12.5669 | -12.5669 | 3018.0817 | 22575.2513 |  | 0
1903-11-23 | 0 | 0 | 0 | 0 | -12.5669 | -12.5669 | 3005.5149 | 22481.2511 |  | 0
1903-11-24 | 0 | 0 | 0 | 0 | -12.5669 | -12.5669 | 2992.948 | 22387.251 |  | 0
1903-11-25 | 0 | 0 | 0 | 0 | -12.5669 | -12.5669 | 2980.3811 | 22293.2509 |  | 0
1903-11-26 | 0 | 0 | 0 | 0 | -12.5669 | -12.5669 | 2967.8143 | 22199.2508 |  | 0
1903-11-27 | 0 | 0 | 0 | 0 | -12.5669 | -12.5669 | 2955.2474 | 22105.2507 |  | 0
1903-11-28 | 0 | 0 | 0 | 0 | -12.5669 | -12.5669 | 2942.6806 | 22011.2506 |  | 0
1903-11-29 | 0 | 0 | 0 | 0 | -12.5669 | -12.5669 | 2930.1137 | 21917.2505 |  | 0
1903-11-30 | 0 | 0 | 0 | 0 | -12.5669 | -12.5669 | 2917.5468 | 21823.2504 |  | 0
1903-12-01 | 0 | 0 | 0 | 0 | -12.5669 | -12.5669 | 2904.98 | 21729.2502 |  | 0
1903-12-02 | 0 | 0 | 0 | 0 | -12.5669 | -12.5669 | 2892.4131 | 21635.2501 |  | 0
1903-12-03 | 0 | 0 | 0 | 0 | -12.5669 | -12.5669 | 2879.8463 | 21541.25 |  | 0
1903-12-04 | 0 | 0 | 0 | 0 | -12.5669 | -12.5669 | 2867.2794 | 21447.2499 |  | 0
1903-12-05 | 0 | 0 | 0 | 0 | -12.5669 | -12.5669 | 2854.7125 | 21353.2498 |  | 0
1903-12-06 | 0 | 0 | 0 | 0 | -12.5669 | -12.5669 | 2842.1457 | 21259.2497 |  | 0
1903-12-07 | 0 | 0 | 0 | 0 | -12.5669 | -12.5669 | 2829.5788 | 21165.2496 |  | 0
1903-12-08 | 0 | 0 | 0 | 0 | -12.5669 | -12.5669 | 2817.012 | 21071.2494 |  | 0
1903-12-09 | 0 | 0 | 0 | 0 | -12.5669 | -12.5669 | 2804.4451 | 20977.2493 |  | 0
1903-12-10 | 0.041667 | 115 | 4.0107 | 4.0107 | 98.4224 | 98.4224 | 2902.8675 | 21713.4492 |  | 0
1903-12-11 | 0 | 0 | 0 | 0 | -12.5669 | -12.5669 | 2890.3007 | 21619.4491 |  | 0
1903-12-12 | 0 | 0 | 0 | 0 | -12.5669 | -12.5669 | 2877.7338 | 21525.449 |  | 0
1903-12-13 | 0 | 0 | 0 | 0 | -12.5669 | -12.5669 | 2865.167 | 21431.4489 |  | 0
1903-12-14 | 0 | 0 | 0 | 0 | -12.5669 | -12.5669 | 2852.6001 | 21337.4488 |  | 0
1903-12-15 | 0 | 0 | 0 | 0 | -12.5669 | -12.5669 | 2840.0332 | 21243.4487 |  | 0
1903-12-16 | 0 | 0 | 0 | 0 | -12.5669 | -12.5669 | 2827.4664 | 21149.4485 |  | 0
1903-12-17 | 0 | 0 | 0 | 0 | -12.5669 | -12.5669 | 2814.8995 | 21055.4484 |  | 0
1903-12-18 | 0 | 0 | 0 | 0 | -12.5669 | -12.5669 | 2802.3327 | 20961.4483 |  | 0
1903-12-19 | 0 | 0 | 0 | 0 | -12.5669 | -12.5669 | 2789.7658 | 20867.4482 |  | 0
1903-12-20 | 0 | 0 | 0 | 0 | -12.5669 | -12.5669 | 2777.1989 | 20773.4481 |  | 0
1903-12-21 | 0 | 0 | 0 | 0 | -12.5669 | -12.5669 | 2764.6321 | 20679.448 |  | 0
1903-12-22 | 0 | 0 | 0 | 0 | -12.5669 | -12.5669 | 2752.0652 | 20585.4479 |  | 0
1903-12-23 | 0 | 0 | 0 | 0 | -12.5669 | -12.5669 | 2739.4984 | 20491.4478 |  | 0
1903-12-24 | 0 | 0 | 0 | 0 | -12.5669 | -12.5669 | 2726.9315 | 20397.4476 |  | 0
1903-12-25 | 0 | 0 | 0 | 0 | -12.5669 | -12.5669 | 2714.3646 | 20303.4475 |  | 0
1903-12-26 | 0 | 0 | 0 | 0 | -12.5669 | -12.5669 | 2701.7978 | 20209.4474 |  | 0
1903-12-27 | 0 | 0 | 0 | 0 | -12.5669 | -12.5669 | 2689.2309 | 20115.4473 |  | 0
1903-12-28 | 0 | 0 | 0 | 0 | -12.5669 | -12.5669 | 2676.6641 | 20021.4472 |  | 0
1903-12-29 | 0 | 0 | 0 | 0 | -12.5669 | -12.5669 | 2664.0972 | 19927.4471 |  | 0
1903-12-30 | 0 | 0 | 0 | 0 | -12.5669 | -12.5669 | 2651.5303 | 19833.447 |  | 0
1903-12-31 | 0 | 0 | 0 | 0 | -12.5669 | -12.5669 | 2638.9635 | 19739.4469 |  | 0
1904-01-01 | 0 | 0 | 0 | 0 | -12.5669 | -12.5669 | 2626.3966 | 19645.4467 |  | 0
1904-01-02 | 0 | 0 | 0 | 0 | -12.5669 | -12.5669 | 2613.8298 | 19551.4466 |  | 0
1904-01-03 | 0 | 0 | 0 | 0 | -12.5669 | -12.5669 | 2601.2629 | 19457.4465 |  | 0
1904-01-04 | 0 | 0 | 0 | 0 | -12.5669 | -12.5669 | 2588.696 | 19363.4464 |  | 0
1904-01-05 | 0 | 0 | 0 | 0 | -12.5669 | -12.5669 | 2576.1292 | 19269.4463 |  | 0
1904-01-06 | 0 | 0 | 0 | 0 | -12.5669 | -12.5669 | 2563.5623 | 19175.4462 |  | 0
1904-01-07 | 0 | 0 | 0 | 0 | -12.5669 | -12.5669 | 2550.9955 | 19081.4461 |  | 0
1904-01-08 | 0 | 0 | 0 | 0 | -12.5669 | -12.5669 | 2538.4286 | 18987.446 |  | 0
1904-01-09 | 0 | 0 | 0 | 0 | -12.5669 | -12.5669 | 2525.8617 | 18893.4458 |  | 0
1904-01-10 | 0 | 0 | 0 | 0 | -12.5669 | -12.5669 | 2513.2949 | 18799.4457 |  | 0
1904-01-11 | 0 | 0 | 0 | 0 | -12.5669 | -12.5669 | 2500.728 | 18705.4456 |  | 0
1904-01-12 | 0 | 0 | 0 | 0 | -12.5669 | -12.5669 | 2488.1612 | 18611.4455 |  | 0
1904-01-13 | 0 | 0 | 0 | 0 | -12.5669 | -12.5669 | 2475.5943 | 18517.4454 |  | 0
1904-01-14 | 0 | 0 | 0 | 0 | -12.5669 | -12.5669 | 2463.0274 | 18423.4453 |  | 0
1904-01-15 | 0 | 0 | 0 | 0 | -12.5669 | -12.5669 | 2450.4606 | 18329.4452 |  | 0
1904-01-16 | 0 | 0 | 0 | 0 | -12.5669 | -12.5669 | 2437.8937 | 18235.4451 |  | 0
1904-01-17 | 0 | 0 | 0 | 0 | -12.5669 | -12.5669 | 2425.3269 | 18141.4449 |  | 0
1904-01-18 | 0 | 0 | 0 | 0 | -12.5669 | -12.5669 | 2412.76 | 18047.4448 |  | 0
1904-01-19 | 0 | 0 | 0 | 0 | -12.5669 | -12.5669 | 2400.1931 | 17953.4447 |  | 0
1904-01-20 | 0 | 0 | 0 | 0 | -12.5669 | -12.5669 | 2387.6263 | 17859.4446 |  | 0
1904-01-21 | 0.125 | 345 | 4.0107 | 4.0107 | 328.4224 | 328.4224 | 2716.0487 | 20316.0445 |  | 0
1904-01-22 | 0 | 0 | 0 | 0 | -12.5669 | -12.5669 | 2703.4819 | 20222.0444 |  | 0
1904-01-23 | 0 | 0 | 0 | 0 | -12.5669 | -12.5669 | 2690.915 | 20128.0443 |  | 0
1904-01-24 | 0 | 0 | 0 | 0 | -12.5669 | -12.5669 | 2678.3481 | 20034.0441 |  | 0
1904-01-25 | 0 | 0 | 0 | 0 | -12.5669 | -12.5669 | 2665.7813 | 19940.044 |  | 0
1904-01-26 | 0 | 0 | 0 | 0 | -12.5669 | -12.5669 | 2653.2144 | 19846.0439 |  | 0
1904-01-27 | 0 | 0 | 0 | 0 | -12.5669 | -12.5669 | 2640.6476 | 19752.0438 |  | 0
1904-01-28 | 0 | 0 | 0 | 0 | -12.5669 | -12.5669 | 2628.0807 | 19658.0437 |  | 0
1904-01-29 | 0 | 0 | 0 | 0 | -12.5669 | -12.5669 | 2615.5138 | 19564.0436 |  | 0
1904-01-30 | 0 | 0 | 0 | 0 | -12.5669 | -12.5669 | 2602.947 | 19470.0435 |  | 0
1904-01-31 | 0 | 0 | 0 | 0 | -12.5669 | -12.5669 | 2590.3801 | 19376.0434 |  | 0
1904-02-01 | 0 | 0 | 0 | 0 | -12.5669 | -12.5669 | 2577.8133 | 19282.0432 |  | 0
1904-02-02 | 0 | 0 | 0 | 0 | -12.5669 | -12.5669 | 2565.2464 | 19188.0431 |  | 0
1904-02-03 | 0 | 0 | 0 | 0 | -12.5669 | -12.5669 | 2552.6795 | 19094.043 |  | 0
1904-02-04 | 0 | 0 | 0 | 0 | -12.5669 | -12.5669 | 2540.1127 | 19000.0429 |  | 0
1904-02-05 | 0.029167 | 80.5 | 4.0107 | 4.0107 | 63.9224 | 63.9224 | 2604.0351 | 19478.1828 |  | 0
1904-02-06 | 0 | 0 | 0 | 0 | -12.5669 | -12.5669 | 2591.4683 | 19384.1827 |  | 0
1904-02-07 | 0 | 0 | 0 | 0 | -12.5669 | -12.5669 | 2578.9014 | 19290.1826 |  | 0
1904-02-08 | 0 | 0 | 0 | 0 | -12.5669 | -12.5669 | 2566.3346 | 19196.1825 |  | 0
1904-02-09 | 0 | 0 | 0 | 0 | -12.5669 | -12.5669 | 2553.7677 | 19102.1823 |  | 0
1904-02-10 | 0 | 0 | 0 | 0 | -12.5669 | -12.5669 | 2541.2008 | 19008.1822 |  | 0
1904-02-11 | 0 | 0 | 0 | 0 | -12.5669 | -12.5669 | 2528.634 | 18914.1821 |  | 0
1904-02-12 | 0 | 0 | 0 | 0 | -12.5669 | -12.5669 | 2516.0671 | 18820.182 |  | 0
1904-02-13 | 0 | 0 | 0 | 0 | -12.5669 | -12.5669 | 2503.5003 | 18726.1819 |  | 0
1904-02-14 | 0 | 0 | 0 | 0 | -12.5669 | -12.5669 | 2490.9334 | 18632.1818 |  | 0
1904-02-15 | 0 | 0 | 0 | 0 | -12.5669 | -12.5669 | 2478.3665 | 18538.1817 |  | 0
1904-02-16 | 0 | 0 | 0 | 0 | -12.5669 | -12.5669 | 2465.7997 | 18444.1816 |  | 0
1904-02-17 | 0 | 0 | 0 | 0 | -12.5669 | -12.5669 | 2453.2328 | 18350.1814 |  | 0
1904-02-18 | 0 | 0 | 0 | 0 | -12.5669 | -12.5669 | 2440.666 | 18256.1813 |  | 0
1904-02-19 | 0 | 0 | 0 | 0 | -12.5669 | -12.5669 | 2428.0991 | 18162.1812 |  | 0
1904-02-20 | 0 | 0 | 0 | 0 | -12.5669 | -12.5669 | 2415.5322 | 18068.1811 |  | 0
1904-02-21 | 0.0083333 | 23 | 4.0107 | 4.0107 | 6.4224 | 6.4224 | 2421.9547 | 18116.221 |  | 0
1904-02-22 | 0 | 0 | 0 | 0 | -12.5669 | -12.5669 | 2409.3878 | 18022.2209 |  | 0
1904-02-23 | 0 | 0 | 0 | 0 | -12.5669 | -12.5669 | 2396.821 | 17928.2208 |  | 0
1904-02-24 | 0 | 0 | 0 | 0 | -12.5669 | -12.5669 | 2384.2541 | 17834.2207 |  | 0
1904-02-25 | 0 | 0 | 0 | 0 | -12.5669 | -12.5669 | 2371.6872 | 17740.2205 |  | 0
1904-02-26 | 0 | 0 | 0 | 0 | -12.5669 | -12.5669 | 2359.1204 | 17646.2204 |  | 0
1904-02-27 | 0 | 0 | 0 | 0 | -12.5669 | -12.5669 | 2346.5535 | 17552.2203 |  | 0
1904-02-28 | 0 | 0 | 0 | 0 | -12.5669 | -12.5669 | 2333.9867 | 17458.2202 |  | 0
1904-02-29 | 0 | 0 | 0 | 0 | -12.5669 | -12.5669 | 2321.4198 | 17364.2201 |  | 0
1904-03-01 | 0 | 0 | 0 | 0 | -12.5669 | -12.5669 | 2308.8529 | 17270.22 |  | 0
1904-03-02 | 0 | 0 | 0 | 0 | -12.5669 | -12.5669 | 2296.2861 | 17176.2199 |  | 0
1904-03-03 | 0 | 0 | 0 | 0 | -12.5669 | -12.5669 | 2283.7192 | 17082.2197 |  | 0
1904-03-04 | 0 | 0 | 0 | 0 | -12.5669 | -12.5669 | 2271.1524 | 16988.2196 |  | 0
1904-03-05 | 0 | 0 | 0 | 0 | -12.5669 | -12.5669 | 2258.5855 | 16894.2195 |  | 0
1904-03-06 | 0 | 0 | 0 | 0 | -12.5669 | -12.5669 | 2246.0186 | 16800.2194 |  | 0
1904-03-07 | 0 | 0 | 0 | 0 | -12.5669 | -12.5669 | 2233.4518 | 16706.2193 |  | 0
1904-03-08 | 0 | 0 | 0 | 0 | -12.5669 | -12.5669 | 2220.8849 | 16612.2192 |  | 0
1904-03-09 | 0 | 0 | 0 | 0 | -12.5669 | -12.5669 | 2208.3181 | 16518.2191 |  | 0
1904-03-10 | 0 | 0 | 0 | 0 | -12.5669 | -12.5669 | 2195.7512 | 16424.219 |  | 0
1904-03-11 | 0 | 0 | 0 | 0 | -12.5669 | -12.5669 | 2183.1843 | 16330.2188 |  | 0
1904-03-12 | 0 | 0 | 0 | 0 | -12.5669 | -12.5669 | 2170.6175 | 16236.2187 |  | 0
1904-03-13 | 0 | 0 | 0 | 0 | -12.5669 | -12.5669 | 2158.0506 | 16142.2186 |  | 0
1904-03-14 | 0 | 0 | 0 | 0 | -12.5669 | -12.5669 | 2145.4838 | 16048.2185 |  | 0
1904-03-15 | 0 | 0 | 0 | 0 | -12.5669 | -12.5669 | 2132.9169 | 15954.2184 |  | 0
1904-03-16 | 0 | 0 | 0 | 0 | -12.5669 | -12.5669 | 2120.35 | 15860.2183 |  | 0
1904-03-17 | 0 | 0 | 0 | 0 | -12.5669 | -12.5669 | 2107.7832 | 15766.2182 |  | 0
1904-03-18 | 0 | 0 | 0 | 0 | -12.5669 | -12.5669 | 2095.2163 | 15672.2181 |  | 0
1904-03-19 | 0 | 0 | 0 | 0 | -12.5669 | -12.5669 | 2082.6495 | 15578.2179 |  | 0
1904-03-20 | 0 | 0 | 0 | 0 | -12.5669 | -12.5669 | 2070.0826 | 15484.2178 |  | 0
1904-03-21 | 0 | 0 | 0 | 0 | -12.5669 | -12.5669 | 2057.5157 | 15390.2177 |  | 0
1904-03-22 | 0 | 0 | 0 | 0 | -12.5669 | -12.5669 | 2044.9489 | 15296.2176 |  | 0
1904-03-23 | 0 | 0 | 0 | 0 | -12.5669 | -12.5669 | 2032.382 | 15202.2175 |  | 0
1904-03-24 | 0 | 0 | 0 | 0 | -12.5669 | -12.5669 | 2019.8152 | 15108.2174 |  | 0
1904-03-25 | 0 | 0 | 0 | 0 | -12.5669 | -12.5669 | 2007.2483 | 15014.2173 |  | 0
1904-03-26 | 0 | 0 | 0 | 0 | -12.5669 | -12.5669 | 1994.6814 | 14920.2172 |  | 0
1904-03-27 | 0 | 0 | 0 | 0 | -12.5669 | -12.5669 | 1982.1146 | 14826.217 |  | 0
1904-03-28 | 0 | 0 | 0 | 0 | -12.5669 | -12.5669 | 1969.5477 | 14732.2169 |  | 0
1904-03-29 | 0 | 0 | 0 | 0 | -12.5669 | -12.5669 | 1956.9809 | 14638.2168 |  | 0
1904-03-30 | 0 | 0 | 0 | 0 | -12.5669 | -12.5669 | 1944.414 | 14544.2167 |  | 0
1904-03-31 | 0 | 0 | 0 | 0 | -12.5669 | -12.5669 | 1931.8471 | 14450.2166 |  | 0
1904-04-01 | 0 | 0 | 0 | 0 | -12.5669 | -12.5669 | 1919.2803 | 14356.2165 |  | 0
1904-04-02 | 0 | 0 | 0 | 0 | -12.5669 | -12.5669 | 1906.7134 | 14262.2164 |  | 0
1904-04-03 | 0 | 0 | 0 | 0 | -12.5669 | -12.5669 | 1894.1466 | 14168.2163 |  | 0
1904-04-04 | 0 | 0 | 0 | 0 | -12.5669 | -12.5669 | 1881.5797 | 14074.2161 |  | 0
1904-04-05 | 0.089167 | 246.1 | 4.0107 | 4.0107 | 229.5224 | 229.5224 | 2111.1021 | 15791.044 |  | 0
1904-04-06 | 0 | 0 | 0 | 0 | -12.5669 | -12.5669 | 2098.5353 | 15697.0439 |  | 0
1904-04-07 | 0 | 0 | 0 | 0 | -12.5669 | -12.5669 | 2085.9684 | 15603.0438 |  | 0
1904-04-08 | 0.0275 | 75.9 | 4.0107 | 4.0107 | 59.3224 | 59.3224 | 2145.2909 | 16046.7757 |  | 0
1904-04-09 | 0 | 0 | 0 | 0 | -12.5669 | -12.5669 | 2132.724 | 15952.7756 |  | 0
1904-04-10 | 0 | 0 | 0 | 0 | -12.5669 | -12.5669 | 2120.1571 | 15858.7755 |  | 0
1904-04-11 | 0 | 0 | 0 | 0 | -12.5669 | -12.5669 | 2107.5903 | 15764.7753 |  | 0
1904-04-12 | 0 | 0 | 0 | 0 | -12.5669 | -12.5669 | 2095.0234 | 15670.7752 |  | 0
1904-04-13 | 0 | 0 | 0 | 0 | -12.5669 | -12.5669 | 2082.4566 | 15576.7751 |  | 0
1904-04-14 | 0 | 0 | 0 | 0 | -12.5669 | -12.5669 | 2069.8897 | 15482.775 |  | 0
1904-04-15 | 0 | 0 | 0 | 0 | -12.5669 | -12.5669 | 2057.3228 | 15388.7749 |  | 0
1904-04-16 | 0 | 0 | 0 | 0 | -12.5669 | -12.5669 | 2044.756 | 15294.7748 |  | 0
1904-04-17 | 0 | 0 | 0 | 0 | -12.5669 | -12.5669 | 2032.1891 | 15200.7747 |  | 0
1904-04-18 | 0 | 0 | 0 | 0 | -12.5669 | -12.5669 | 2019.6223 | 15106.7746 |  | 0
1904-04-19 | 0 | 0 | 0 | 0 | -12.5669 | -12.5669 | 2007.0554 | 15012.7744 |  | 0
1904-04-20 | 0 | 0 | 0 | 0 | -12.5669 | -12.5669 | 1994.4885 | 14918.7743 |  | 0
1904-04-21 | 0.1 | 276 | 4.0107 | 4.0107 | 259.4224 | 259.4224 | 2253.911 | 16859.2542 |  | 0
1904-04-22 | 0.033333 | 92 | 4.0107 | 4.0107 | 75.4224 | 75.4224 | 2329.3334 | 17423.4141 |  | 0
1904-04-23 | 0 | 0 | 0 | 0 | -12.5669 | -12.5669 | 2316.7666 | 17329.414 |  | 0
1904-04-24 | 0 | 0 | 0 | 0 | -12.5669 | -12.5669 | 2304.1997 | 17235.4139 |  | 0
1904-04-25 | 0 | 0 | 0 | 0 | -12.5669 | -12.5669 | 2291.6329 | 17141.4138 |  | 0
1904-04-26 | 0.029167 | 80.5 | 4.0107 | 4.0107 | 63.9224 | 63.9224 | 2355.5553 | 17619.5537 |  | 0
1904-04-27 | 0 | 0 | 0 | 0 | -12.5669 | -12.5669 | 2342.9884 | 17525.5535 |  | 0
1904-04-28 | 0 | 0 | 0 | 0 | -12.5669 | -12.5669 | 2330.4216 | 17431.5534 |  | 0
1904-04-29 | 0 | 0 | 0 | 0 | -12.5669 | -12.5669 | 2317.8547 | 17337.5533 |  | 0
1904-04-30 | 0 | 0 | 0 | 0 | -12.5669 | -12.5669 | 2305.2879 | 17243.5532 |  | 0
1904-05-01 | 0 | 0 | 0 | 0 | -12.5669 | -12.5669 | 2292.721 | 17149.5531 |  | 0
1904-05-02 | 0 | 0 | 0 | 0 | -12.5669 | -12.5669 | 2280.1541 | 17055.553 |  | 0
1904-05-03 | 0.13333 | 368 | 4.0107 | 4.0107 | 351.4224 | 351.4224 | 2631.5766 | 19684.1929 |  | 0
1904-05-04 | 0 | 0 | 0 | 0 | -12.5669 | -12.5669 | 2619.0097 | 19590.1928 |  | 0
1904-05-05 | 0.033333 | 92 | 4.0107 | 4.0107 | 75.4224 | 75.4224 | 2694.4322 | 20154.3526 |  | 0
1904-05-06 | 0 | 0 | 0 | 0 | -12.5669 | -12.5669 | 2681.8653 | 20060.3525 |  | 0
1904-05-07 | 0 | 0 | 0 | 0 | -12.5669 | -12.5669 | 2669.2985 | 19966.3524 |  | 0
1904-05-08 | 0 | 0 | 0 | 0 | -12.5669 | -12.5669 | 2656.7316 | 19872.3523 |  | 0
1904-05-09 | 0 | 0 | 0 | 0 | -12.5669 | -12.5669 | 2644.1647 | 19778.3522 |  | 0
1904-05-10 | 0 | 0 | 0 | 0 | -12.5669 | -12.5669 | 2631.5979 | 19684.3521 |  | 0
1904-05-11 | 0 | 0 | 0 | 0 | -12.5669 | -12.5669 | 2619.031 | 19590.352 |  | 0
1904-05-12 | 0.033333 | 92 | 4.0107 | 4.0107 | 75.4224 | 75.4224 | 2694.4535 | 20154.5119 |  | 0
1904-05-13 | 0 | 0 | 0 | 0 | -12.5669 | -12.5669 | 2681.8866 | 20060.5117 |  | 0
1904-05-14 | 0 | 0 | 0 | 0 | -12.5669 | -12.5669 | 2669.3197 | 19966.5116 |  | 0
1904-05-15 | 0 | 0 | 0 | 0 | -12.5669 | -12.5669 | 2656.7529 | 19872.5115 |  | 0
1904-05-16 | 0.050833 | 140.3 | 4.0107 | 4.0107 | 123.7224 | 123.7224 | 2780.4753 | 20797.9554 |  | 0
1904-05-17 | 0 | 0 | 0 | 0 | -12.5669 | -12.5669 | 2767.9085 | 20703.9553 |  | 0
1904-05-18 | 0 | 0 | 0 | 0 | -12.5669 | -12.5669 | 2755.3416 | 20609.9552 |  | 0
1904-05-19 | 0 | 0 | 0 | 0 | -12.5669 | -12.5669 | 2742.7747 | 20515.9551 |  | 0
1904-05-20 | 0 | 0 | 0 | 0 | -12.5669 | -12.5669 | 2730.2079 | 20421.955 |  | 0
1904-05-21 | 0 | 0 | 0 | 0 | -12.5669 | -12.5669 | 2717.641 | 20327.9548 |  | 0
1904-05-22 | 0 | 0 | 0 | 0 | -12.5669 | -12.5669 | 2705.0742 | 20233.9547 |  | 0
1904-05-23 | 0 | 0 | 0 | 0 | -12.5669 | -12.5669 | 2692.5073 | 20139.9546 |  | 0
1904-05-24 | 0 | 0 | 0 | 0 | -12.5669 | -12.5669 | 2679.9404 | 20045.9545 |  | 0
1904-05-25 | 0 | 0 | 0 | 0 | -12.5669 | -12.5669 | 2667.3736 | 19951.9544 |  | 0
1904-05-26 | 0 | 0 | 0 | 0 | -12.5669 | -12.5669 | 2654.8067 | 19857.9543 |  | 0
1904-05-27 | 0 | 0 | 0 | 0 | -12.5669 | -12.5669 | 2642.2399 | 19763.9542 |  | 0
1904-05-28 | 0 | 0 | 0 | 0 | -12.5669 | -12.5669 | 2629.673 | 19669.954 |  | 0
1904-05-29 | 0.084167 | 232.3 | 4.0107 | 4.0107 | 215.7224 | 215.7224 | 2845.3954 | 21283.5579 |  | 0
1904-05-30 | 0 | 0 | 0 | 0 | -12.5669 | -12.5669 | 2832.8286 | 21189.5578 |  | 0
1904-05-31 | 0 | 0 | 0 | 0 | -12.5669 | -12.5669 | 2820.2617 | 21095.5577 |  | 0
1904-06-01 | 0 | 0 | 0 | 0 | -12.5669 | -12.5669 | 2807.6949 | 21001.5576 |  | 0
1904-06-02 | 0.011667 | 32.2 | 4.0107 | 4.0107 | 15.6224 | 15.6224 | 2823.3173 | 21118.4135 |  | 0
1904-06-03 | 0 | 0 | 0 | 0 | -12.5669 | -12.5669 | 2810.7505 | 21024.4134 |  | 0
1904-06-04 | 0 | 0 | 0 | 0 | -12.5669 | -12.5669 | 2798.1836 | 20930.4133 |  | 0
1904-06-05 | 0 | 0 | 0 | 0 | -12.5669 | -12.5669 | 2785.6167 | 20836.4131 |  | 0
1904-06-06 | 0.050833 | 140.3 | 4.0107 | 4.0107 | 123.7224 | 123.7224 | 2909.3392 | 21761.857 |  | 0
1904-06-07 | 0 | 0 | 0 | 0 | -12.5669 | -12.5669 | 2896.7723 | 21667.8569 |  | 0
1904-06-08 | 0 | 0 | 0 | 0 | -12.5669 | -12.5669 | 2884.2055 | 21573.8568 |  | 0
1904-06-09 | 0 | 0 | 0 | 0 | -12.5669 | -12.5669 | 2871.6386 | 21479.8567 |  | 0
1904-06-10 | 0 | 0 | 0 | 0 | -12.5669 | -12.5669 | 2859.0717 | 21385.8566 |  | 0
1904-06-11 | 0 | 0 | 0 | 0 | -12.5669 | -12.5669 | 2846.5049 | 21291.8565 |  | 0
1904-06-12 | 0 | 0 | 0 | 0 | -12.5669 | -12.5669 | 2833.938 | 21197.8564 |  | 0
1904-06-13 | 0 | 0 | 0 | 0 | -12.5669 | -12.5669 | 2821.3712 | 21103.8562 |  | 0
1904-06-14 | 0 | 0 | 0 | 0 | -12.5669 | -12.5669 | 2808.8043 | 21009.8561 |  | 0
1904-06-15 | 0 | 0 | 0 | 0 | -12.5669 | -12.5669 | 2796.2374 | 20915.856 |  | 0
1904-06-16 | 0 | 0 | 0 | 0 | -12.5669 | -12.5669 | 2783.6706 | 20821.8559 |  | 0
1904-06-17 | 0 | 0 | 0 | 0 | -12.5669 | -12.5669 | 2771.1037 | 20727.8558 |  | 0
1904-06-18 | 0 | 0 | 0 | 0 | -12.5669 | -12.5669 | 2758.5369 | 20633.8557 |  | 0
1904-06-19 | 0 | 0 | 0 | 0 | -12.5669 | -12.5669 | 2745.97 | 20539.8556 |  | 0
1904-06-20 | 0.083333 | 230 | 4.0107 | 4.0107 | 213.4224 | 213.4224 | 2959.3924 | 22136.2555 |  | 0
1904-06-21 | 0 | 0 | 0 | 0 | -12.5669 | -12.5669 | 2946.8256 | 22042.2553 |  | 0
1904-06-22 | 0 | 0 | 0 | 0 | -12.5669 | -12.5669 | 2934.2587 | 21948.2552 |  | 0
1904-06-23 | 0 | 0 | 0 | 0 | -12.5669 | -12.5669 | 2921.6919 | 21854.2551 |  | 0
1904-06-24 | 0 | 0 | 0 | 0 | -12.5669 | -12.5669 | 2909.125 | 21760.255 |  | 0
1904-06-25 | 0 | 0 | 0 | 0 | -12.5669 | -12.5669 | 2896.5581 | 21666.2549 |  | 0
1904-06-26 | 0.12917 | 356.5 | 4.0107 | 4.0107 | 339.9224 | 339.9224 | 3236.4806 | 24208.8748 |  | 0
1904-06-27 | 0.0041667 | 11.5 | 4.0107 | 4.0107 | -5.0776 | -5.0776 | 3231.403 | 24170.8947 |  | 0
1904-06-28 | 0 | 0 | 0 | 0 | -12.5669 | -12.5669 | 3218.8362 | 24076.8946 |  | 0
1904-06-29 | 0 | 0 | 0 | 0 | -12.5669 | -12.5669 | 3206.2693 | 23982.8944 |  | 0
1904-06-30 | 0 | 0 | 0 | 0 | -12.5669 | -12.5669 | 3193.7024 | 23888.8943 |  | 0
1904-07-01 | 0 | 0 | 0 | 0 | -12.5669 | -12.5669 | 3181.1356 | 23794.8942 |  | 0
1904-07-02 | 0 | 0 | 0 | 0 | -12.5669 | -12.5669 | 3168.5687 | 23700.8941 |  | 0
1904-07-03 | 0 | 0 | 0 | 0 | -12.5669 | -12.5669 | 3156.0019 | 23606.894 |  | 0
1904-07-04 | 0 | 0 | 0 | 0 | -12.5669 | -12.5669 | 3143.435 | 23512.8939 |  | 0
1904-07-05 | 0 | 0 | 0 | 0 | -12.5669 | -12.5669 | 3130.8681 | 23418.8938 |  | 0
1904-07-06 | 0 | 0 | 0 | 0 | -12.5669 | -12.5669 | 3118.3013 | 23324.8936 |  | 0
1904-07-07 | 0.068333 | 188.6 | 4.0107 | 4.0107 | 172.0224 | 172.0224 | 3290.3237 | 24611.6215 |  | 0
1904-07-08 | 0 | 0 | 0 | 0 | -12.5669 | -12.5669 | 3277.7569 | 24517.6214 |  | 0
1904-07-09 | 0 | 0 | 0 | 0 | -12.5669 | -12.5669 | 3265.19 | 24423.6213 |  | 0
1904-07-10 | 0 | 0 | 0 | 0 | -12.5669 | -12.5669 | 3252.6232 | 24329.6212 |  | 0
1904-07-11 | 0 | 0 | 0 | 0 | -12.5669 | -12.5669 | 3240.0563 | 24235.6211 |  | 0
1904-07-12 | 0 | 0 | 0 | 0 | -12.5669 | -12.5669 | 3227.4894 | 24141.621 |  | 0
1904-07-13 | 0 | 0 | 0 | 0 | -12.5669 | -12.5669 | 3214.9226 | 24047.6209 |  | 0
1904-07-14 | 0 | 0 | 0 | 0 | -12.5669 | -12.5669 | 3202.3557 | 23953.6207 |  | 0
1904-07-15 | 0 | 0 | 0 | 0 | -12.5669 | -12.5669 | 3189.7889 | 23859.6206 |  | 0
1904-07-16 | 0 | 0 | 0 | 0 | -12.5669 | -12.5669 | 3177.222 | 23765.6205 |  | 0
1904-07-17 | 0 | 0 | 0 | 0 | -12.5669 | -12.5669 | 3164.6551 | 23671.6204 |  | 0
1904-07-18 | 0 | 0 | 0 | 0 | -12.5669 | -12.5669 | 3152.0883 | 23577.6203 |  | 0
1904-07-19 | 0 | 0 | 0 | 0 | -12.5669 | -12.5669 | 3139.5214 | 23483.6202 |  | 0
1904-07-20 | 0 | 0 | 0 | 0 | -12.5669 | -12.5669 | 3126.9546 | 23389.6201 |  | 0
1904-07-21 | 0 | 0 | 0 | 0 | -12.5669 | -12.5669 | 3114.3877 | 23295.62 |  | 0
1904-07-22 | 0 | 0 | 0 | 0 | -12.5669 | -12.5669 | 3101.8208 | 23201.6198 |  | 0
1904-07-23 | 0 | 0 | 0 | 0 | -12.5669 | -12.5669 | 3089.254 | 23107.6197 |  | 0
1904-07-24 | 0 | 0 | 0 | 0 | -12.5669 | -12.5669 | 3076.6871 | 23013.6196 |  | 0
1904-07-25 | 0 | 0 | 0 | 0 | -12.5669 | -12.5669 | 3064.1203 | 22919.6195 |  | 0
1904-07-26 | 0 | 0 | 0 | 0 | -12.5669 | -12.5669 | 3051.5534 | 22825.6194 |  | 0
1904-07-27 | 0 | 0 | 0 | 0 | -12.5669 | -12.5669 | 3038.9865 | 22731.6193 |  | 0
1904-07-28 | 0 | 0 | 0 | 0 | -12.5669 | -12.5669 | 3026.4197 | 22637.6192 |  | 0
1904-07-29 | 0 | 0 | 0 | 0 | -12.5669 | -12.5669 | 3013.8528 | 22543.6191 |  | 0
1904-07-30 | 0 | 0 | 0 | 0 | -12.5669 | -12.5669 | 3001.286 | 22449.6189 |  | 0
1904-07-31 | 0 | 0 | 0 | 0 | -12.5669 | -12.5669 | 2988.7191 | 22355.6188 |  | 0
1904-08-01 | 0.083333 | 230 | 4.0107 | 4.0107 | 213.4224 | 213.4224 | 3202.1415 | 23952.0187 |  | 0
1904-08-02 | 0.0375 | 103.5 | 4.0107 | 4.0107 | 86.9224 | 86.9224 | 3289.064 | 24602.1986 |  | 0
1904-08-03 | 0 | 0 | 0 | 0 | -12.5669 | -12.5669 | 3276.4971 | 24508.1985 |  | 0
1904-08-04 | 0 | 0 | 0 | 0 | -12.5669 | -12.5669 | 3263.9303 | 24414.1984 |  | 0
1904-08-05 | 0 | 0 | 0 | 0 | -12.5669 | -12.5669 | 3251.3634 | 24320.1983 |  | 0
1904-08-06 | 0 | 0 | 0 | 0 | -12.5669 | -12.5669 | 3238.7965 | 24226.1982 |  | 0
1904-08-07 | 0 | 0 | 0 | 0 | -12.5669 | -12.5669 | 3226.2297 | 24132.198 |  | 0
1904-08-08 | 0 | 0 | 0 | 0 | -12.5669 | -12.5669 | 3213.6628 | 24038.1979 |  | 0
1904-08-09 | 0 | 0 | 0 | 0 | -12.5669 | -12.5669 | 3201.096 | 23944.1978 |  | 0
1904-08-10 | 0 | 0 | 0 | 0 | -12.5669 | -12.5669 | 3188.5291 | 23850.1977 |  | 0
1904-08-11 | 0 | 0 | 0 | 0 | -12.5669 | -12.5669 | 3175.9622 | 23756.1976 |  | 0
1904-08-12 | 0 | 0 | 0 | 0 | -12.5669 | -12.5669 | 3163.3954 | 23662.1975 |  | 0
1904-08-13 | 0 | 0 | 0 | 0 | -12.5669 | -12.5669 | 3150.8285 | 23568.1974 |  | 0
1904-08-14 | 0 | 0 | 0 | 0 | -12.5669 | -12.5669 | 3138.2617 | 23474.1972 |  | 0
1904-08-15 | 0 | 0 | 0 | 0 | -12.5669 | -12.5669 | 3125.6948 | 23380.1971 |  | 0
1904-08-16 | 0 | 0 | 0 | 0 | -12.5669 | -12.5669 | 3113.1279 | 23286.197 |  | 0
1904-08-17 | 0.079167 | 218.5 | 4.0107 | 4.0107 | 201.9224 | 201.9224 | 3315.0504 | 24796.5769 |  | 0
1904-08-18 | 0 | 0 | 0 | 0 | -12.5669 | -12.5669 | 3302.4835 | 24702.5768 |  | 0
1904-08-19 | 0 | 0 | 0 | 0 | -12.5669 | -12.5669 | 3289.9167 | 24608.5767 |  | 0
1904-08-20 | 0.058333 | 161 | 4.0107 | 4.0107 | 144.4224 | 144.4224 | 3434.3391 | 25688.8566 |  | 0
1904-08-21 | 0 | 0 | 0 | 0 | -12.5669 | -12.5669 | 3421.7723 | 25594.8565 |  | 0
1904-08-22 | 0 | 0 | 0 | 0 | -12.5669 | -12.5669 | 3409.2054 | 25500.8563 |  | 0
1904-08-23 | 0 | 0 | 0 | 0 | -12.5669 | -12.5669 | 3396.6385 | 25406.8562 |  | 0
1904-08-24 | 0 | 0 | 0 | 0 | -12.5669 | -12.5669 | 3384.0717 | 25312.8561 |  | 0
1904-08-25 | 0 | 0 | 0 | 0 | -12.5669 | -12.5669 | 3371.5048 | 25218.856 |  | 0
1904-08-26 | 0 | 0 | 0 | 0 | -12.5669 | -12.5669 | 3358.938 | 25124.8559 |  | 0
1904-08-27 | 0 | 0 | 0 | 0 | -12.5669 | -12.5669 | 3346.3711 | 25030.8558 |  | 0
1904-08-28 | 0 | 0 | 0 | 0 | -12.5669 | -12.5669 | 3333.8042 | 24936.8557 |  | 0
1904-08-29 | 0 | 0 | 0 | 0 | -12.5669 | -12.5669 | 3321.2374 | 24842.8556 |  | 0
1904-08-30 | 0 | 0 | 0 | 0 | -12.5669 | -12.5669 | 3308.6705 | 24748.8554 |  | 0
1904-08-31 | 0 | 0 | 0 | 0 | -12.5669 | -12.5669 | 3296.1037 | 24654.8553 |  | 0
1904-09-01 | 0 | 0 | 0 | 0 | -12.5669 | -12.5669 | 3283.5368 | 24560.8552 |  | 0
1904-09-02 | 0 | 0 | 0 | 0 | -12.5669 | -12.5669 | 3270.9699 | 24466.8551 |  | 0
1904-09-03 | 0.083333 | 230 | 4.0107 | 4.0107 | 213.4224 | 213.4224 | 3484.3924 | 26063.255 |  | 0
1904-09-04 | 0 | 0 | 0 | 0 | -12.5669 | -12.5669 | 3471.8255 | 25969.2549 |  | 0
1904-09-05 | 0 | 0 | 0 | 0 | -12.5669 | -12.5669 | 3459.2587 | 25875.2548 |  | 0
1904-09-06 | 0 | 0 | 0 | 0 | -12.5669 | -12.5669 | 3446.6918 | 25781.2547 |  | 0
1904-09-07 | 0 | 0 | 0 | 0 | -12.5669 | -12.5669 | 3434.1249 | 25687.2545 |  | 0
1904-09-08 | 0 | 0 | 0 | 0 | -12.5669 | -12.5669 | 3421.5581 | 25593.2544 |  | 0
1904-09-09 | 0 | 0 | 0 | 0 | -12.5669 | -12.5669 | 3408.9912 | 25499.2543 |  | 0
1904-09-10 | 0 | 0 | 0 | 0 | -12.5669 | -12.5669 | 3396.4244 | 25405.2542 |  | 0
1904-09-11 | 0.083333 | 230 | 4.0107 | 4.0107 | 213.4224 | 213.4224 | 3609.8468 | 27001.6541 |  | 0
1904-09-12 | 0 | 0 | 0 | 0 | -12.5669 | -12.5669 | 3597.2799 | 26907.654 |  | 0
1904-09-13 | 0 | 0 | 0 | 0 | -12.5669 | -12.5669 | 3584.7131 | 26813.6539 |  | 0
1904-09-14 | 0 | 0 | 0 | 0 | -12.5669 | -12.5669 | 3572.1462 | 26719.6538 |  | 0
1904-09-15 | 0 | 0 | 0 | 0 | -12.5669 | -12.5669 | 3559.5794 | 26625.6536 |  | 0
1904-09-16 | 0 | 0 | 0 | 0 | -12.5669 | -12.5669 | 3547.0125 | 26531.6535 |  | 0
1904-09-17 | 0 | 0 | 0 | 0 | -12.5669 | -12.5669 | 3534.4456 | 26437.6534 |  | 0
1904-09-18 | 0 | 0 | 0 | 0 | -12.5669 | -12.5669 | 3521.8788 | 26343.6533 |  | 0
1904-09-19 | 0.3 | 828 | 4.0107 | 4.0107 | 811.4224 | 811.4224 | 3997.8631 | 29904.0163 |  | 322.8712
1904-09-20 | 0 | 0 | 0 | 0 | -12.5669 | -12.5669 | 3985.2963 | 29810.0162 |  | 0
1904-09-21 | 0 | 0 | 0 | 0 | -12.5669 | -12.5669 | 3972.7294 | 29716.0161 |  | 0
1904-09-22 | 0 | 0 | 0 | 0 | -12.5669 | -12.5669 | 3960.1626 | 29622.0159 |  | 0
1904-09-23 | 0.15667 | 432.4 | 4.0107 | 4.0107 | 415.8224 | 415.8224 | 3997.8631 | 29904.0163 |  | 365.555
1904-09-24 | 0 | 0 | 0 | 0 | -12.5669 | -12.5669 | 3985.2963 | 29810.0162 |  | 0
1904-09-25 | 0 | 0 | 0 | 0 | -12.5669 | -12.5669 | 3972.7294 | 29716.0161 |  | 0
1904-09-26 | 0 | 0 | 0 | 0 | -12.5669 | -12.5669 | 3960.1626 | 29622.0159 |  | 0
1904-09-27 | 0 | 0 | 0 | 0 | -12.5669 | -12.5669 | 3947.5957 | 29528.0158 |  | 0
1904-09-28 | 0.0083333 | 23 | 4.0107 | 4.0107 | 6.4224 | 6.4224 | 3954.0181 | 29576.0557 |  | 0
1904-09-29 | 0 | 0 | 0 | 0 | -12.5669 | -12.5669 | 3941.4513 | 29482.0556 |  | 0
1904-09-30 | 0 | 0 | 0 | 0 | -12.5669 | -12.5669 | 3928.8844 | 29388.0555 |  | 0
1904-10-01 | 0 | 0 | 0 | 0 | -12.5669 | -12.5669 | 3916.3176 | 29294.0554 |  | 0
1904-10-02 | 0 | 0 | 0 | 0 | -12.5669 | -12.5669 | 3903.7507 | 29200.0553 |  | 0
1904-10-03 | 0 | 0 | 0 | 0 | -12.5669 | -12.5669 | 3891.1838 | 29106.0552 |  | 0
1904-10-04 | 0 | 0 | 0 | 0 | -12.5669 | -12.5669 | 3878.617 | 29012.055 |  | 0
1904-10-05 | 0.016667 | 46 | 4.0107 | 4.0107 | 29.4224 | 29.4224 | 3908.0394 | 29232.1349 |  | 0
1904-10-06 | 0 | 0 | 0 | 0 | -12.5669 | -12.5669 | 3895.4726 | 29138.1348 |  | 0
1904-10-07 | 0 | 0 | 0 | 0 | -12.5669 | -12.5669 | 3882.9057 | 29044.1347 |  | 0
1904-10-08 | 0 | 0 | 0 | 0 | -12.5669 | -12.5669 | 3870.3388 | 28950.1346 |  | 0
1904-10-09 | 0 | 0 | 0 | 0 | -12.5669 | -12.5669 | 3857.772 | 28856.1345 |  | 0
1904-10-10 | 0 | 0 | 0 | 0 | -12.5669 | -12.5669 | 3845.2051 | 28762.1344 |  | 0
1904-10-11 | 0 | 0 | 0 | 0 | -12.5669 | -12.5669 | 3832.6383 | 28668.1343 |  | 0
1904-10-12 | 0 | 0 | 0 | 0 | -12.5669 | -12.5669 | 3820.0714 | 28574.1341 |  | 0
1904-10-13 | 0 | 0 | 0 | 0 | -12.5669 | -12.5669 | 3807.5045 | 28480.134 |  | 0
1904-10-14 | 0 | 0 | 0 | 0 | -12.5669 | -12.5669 | 3794.9377 | 28386.1339 |  | 0
1904-10-15 | 0 | 0 | 0 | 0 | -12.5669 | -12.5669 | 3782.3708 | 28292.1338 |  | 0
1904-10-16 | 0 | 0 | 0 | 0 | -12.5669 | -12.5669 | 3769.804 | 28198.1337 |  | 0
1904-10-17 | 0 | 0 | 0 | 0 | -12.5669 | -12.5669 | 3757.2371 | 28104.1336 |  | 0
1904-10-18 | 0 | 0 | 0 | 0 | -12.5669 | -12.5669 | 3744.6702 | 28010.1335 |  | 0
1904-10-19 | 0 | 0 | 0 | 0 | -12.5669 | -12.5669 | 3732.1034 | 27916.1334 |  | 0
1904-10-20 | 0 | 0 | 0 | 0 | -12.5669 | -12.5669 | 3719.5365 | 27822.1332 |  | 0
1904-10-21 | 0 | 0 | 0 | 0 | -12.5669 | -12.5669 | 3706.9697 | 27728.1331 |  | 0
1904-10-22 | 0 | 0 | 0 | 0 | -12.5669 | -12.5669 | 3694.4028 | 27634.133 |  | 0
1904-10-23 | 0 | 0 | 0 | 0 | -12.5669 | -12.5669 | 3681.8359 | 27540.1329 |  | 0
1904-10-24 | 0 | 0 | 0 | 0 | -12.5669 | -12.5669 | 3669.2691 | 27446.1328 |  | 0
1904-10-25 | 0.016667 | 46 | 4.0107 | 4.0107 | 29.4224 | 29.4224 | 3698.6915 | 27666.2127 |  | 0
1904-10-26 | 0 | 0 | 0 | 0 | -12.5669 | -12.5669 | 3686.1247 | 27572.2126 |  | 0
1904-10-27 | 0 | 0 | 0 | 0 | -12.5669 | -12.5669 | 3673.5578 | 27478.2125 |  | 0
1904-10-28 | 0 | 0 | 0 | 0 | -12.5669 | -12.5669 | 3660.991 | 27384.2123 |  | 0
1904-10-29 | 0 | 0 | 0 | 0 | -12.5669 | -12.5669 | 3648.4241 | 27290.2122 |  | 0
1904-10-30 | 0 | 0 | 0 | 0 | -12.5669 | -12.5669 | 3635.8572 | 27196.2121 |  | 0
1904-10-31 | 0.016667 | 46 | 4.0107 | 4.0107 | 29.4224 | 29.4224 | 3665.2797 | 27416.292 |  | 0
1904-11-01 | 0 | 0 | 0 | 0 | -12.5669 | -12.5669 | 3652.7128 | 27322.2919 |  | 0
1904-11-02 | 0 | 0 | 0 | 0 | -12.5669 | -12.5669 | 3640.146 | 27228.2918 |  | 0
1904-11-03 | 0 | 0 | 0 | 0 | -12.5669 | -12.5669 | 3627.5791 | 27134.2917 |  | 0
1904-11-04 | 0 | 0 | 0 | 0 | -12.5669 | -12.5669 | 3615.0122 | 27040.2915 |  | 0
1904-11-05 | 0 | 0 | 0 | 0 | -12.5669 | -12.5669 | 3602.4454 | 26946.2914 |  | 0
1904-11-06 | 0 | 0 | 0 | 0 | -12.5669 | -12.5669 | 3589.8785 | 26852.2913 |  | 0
1904-11-07 | 0 | 0 | 0 | 0 | -12.5669 | -12.5669 | 3577.3117 | 26758.2912 |  | 0
1904-11-08 | 0 | 0 | 0 | 0 | -12.5669 | -12.5669 | 3564.7448 | 26664.2911 |  | 0
1904-11-09 | 0 | 0 | 0 | 0 | -12.5669 | -12.5669 | 3552.1779 | 26570.291 |  | 0
1904-11-10 | 0 | 0 | 0 | 0 | -12.5669 | -12.5669 | 3539.6111 | 26476.2909 |  | 0
1904-11-11 | 0 | 0 | 0 | 0 | -12.5669 | -12.5669 | 3527.0442 | 26382.2908 |  | 0
1904-11-12 | 0 | 0 | 0 | 0 | -12.5669 | -12.5669 | 3514.4774 | 26288.2906 |  | 0
1904-11-13 | 0 | 0 | 0 | 0 | -12.5669 | -12.5669 | 3501.9105 | 26194.2905 |  | 0
1904-11-14 | 0 | 0 | 0 | 0 | -12.5669 | -12.5669 | 3489.3436 | 26100.2904 |  | 0
1904-11-15 | 0 | 0 | 0 | 0 | -12.5669 | -12.5669 | 3476.7768 | 26006.2903 |  | 0
1904-11-16 | 0 | 0 | 0 | 0 | -12.5669 | -12.5669 | 3464.2099 | 25912.2902 |  | 0
1904-11-17 | 0 | 0 | 0 | 0 | -12.5669 | -12.5669 | 3451.6431 | 25818.2901 |  | 0
1904-11-18 | 0 | 0 | 0 | 0 | -12.5669 | -12.5669 | 3439.0762 | 25724.29 |  | 0
1904-11-19 | 0 | 0 | 0 | 0 | -12.5669 | -12.5669 | 3426.5093 | 25630.2899 |  | 0
1904-11-20 | 0 | 0 | 0 | 0 | -12.5669 | -12.5669 | 3413.9425 | 25536.2897 |  | 0
1904-11-21 | 0 | 0 | 0 | 0 | -12.5669 | -12.5669 | 3401.3756 | 25442.2896 |  | 0
1904-11-22 | 0 | 0 | 0 | 0 | -12.5669 | -12.5669 | 3388.8088 | 25348.2895 |  | 0
1904-11-23 | 0 | 0 | 0 | 0 | -12.5669 | -12.5669 | 3376.2419 | 25254.2894 |  | 0
1904-11-24 | 0 | 0 | 0 | 0 | -12.5669 | -12.5669 | 3363.675 | 25160.2893 |  | 0
1904-11-25 | 0 | 0 | 0 | 0 | -12.5669 | -12.5669 | 3351.1082 | 25066.2892 |  | 0
1904-11-26 | 0 | 0 | 0 | 0 | -12.5669 | -12.5669 | 3338.5413 | 24972.2891 |  | 0
1904-11-27 | 0 | 0 | 0 | 0 | -12.5669 | -12.5669 | 3325.9745 | 24878.289 |  | 0
1904-11-28 | 0 | 0 | 0 | 0 | -12.5669 | -12.5669 | 3313.4076 | 24784.2888 |  | 0
1904-11-29 | 0 | 0 | 0 | 0 | -12.5669 | -12.5669 | 3300.8407 | 24690.2887 |  | 0
1904-11-30 | 0 | 0 | 0 | 0 | -12.5669 | -12.5669 | 3288.2739 | 24596.2886 |  | 0
1904-12-01 | 0 | 0 | 0 | 0 | -12.5669 | -12.5669 | 3275.707 | 24502.2885 |  | 0
1904-12-02 | 0 | 0 | 0 | 0 | -12.5669 | -12.5669 | 3263.1402 | 24408.2884 |  | 0
1904-12-03 | 0 | 0 | 0 | 0 | -12.5669 | -12.5669 | 3250.5733 | 24314.2883 |  | 0
1904-12-04 | 0 | 0 | 0 | 0 | -12.5669 | -12.5669 | 3238.0064 | 24220.2882 |  | 0
1904-12-05 | 0 | 0 | 0 | 0 | -12.5669 | -12.5669 | 3225.4396 | 24126.2881 |  | 0
1904-12-06 | 0 | 0 | 0 | 0 | -12.5669 | -12.5669 | 3212.8727 | 24032.2879 |  | 0
1904-12-07 | 0 | 0 | 0 | 0 | -12.5669 | -12.5669 | 3200.3059 | 23938.2878 |  | 0
1904-12-08 | 0 | 0 | 0 | 0 | -12.5669 | -12.5669 | 3187.739 | 23844.2877 |  | 0
1904-12-09 | 0 | 0 | 0 | 0 | -12.5669 | -12.5669 | 3175.1721 | 23750.2876 |  | 0
1904-12-10 | 0 | 0 | 0 | 0 | -12.5669 | -12.5669 | 3162.6053 | 23656.2875 |  | 0
1904-12-11 | 0 | 0 | 0 | 0 | -12.5669 | -12.5669 | 3150.0384 | 23562.2874 |  | 0
1904-12-12 | 0 | 0 | 0 | 0 | -12.5669 | -12.5669 | 3137.4716 | 23468.2873 |  | 0
1904-12-13 | 0 | 0 | 0 | 0 | -12.5669 | -12.5669 | 3124.9047 | 23374.2872 |  | 0
1904-12-14 | 0 | 0 | 0 | 0 | -12.5669 | -12.5669 | 3112.3378 | 23280.287 |  | 0
1904-12-15 | 0 | 0 | 0 | 0 | -12.5669 | -12.5669 | 3099.771 | 23186.2869 |  | 0
1904-12-16 | 0 | 0 | 0 | 0 | -12.5669 | -12.5669 | 3087.2041 | 23092.2868 |  | 0
1904-12-17 | 0 | 0 | 0 | 0 | -12.5669 | -12.5669 | 3074.6373 | 22998.2867 |  | 0
1904-12-18 | 0 | 0 | 0 | 0 | -12.5669 | -12.5669 | 3062.0704 | 22904.2866 |  | 0
1904-12-19 | 0 | 0 | 0 | 0 | -12.5669 | -12.5669 | 3049.5035 | 22810.2865 |  | 0
1904-12-20 | 0 | 0 | 0 | 0 | -12.5669 | -12.5669 | 3036.9367 | 22716.2864 |  | 0
1904-12-21 | 0 | 0 | 0 | 0 | -12.5669 | -12.5669 | 3024.3698 | 22622.2862 |  | 0
1904-12-22 | 0 | 0 | 0 | 0 | -12.5669 | -12.5669 | 3011.803 | 22528.2861 |  | 0
1904-12-23 | 0 | 0 | 0 | 0 | -12.5669 | -12.5669 | 2999.2361 | 22434.286 |  | 0
1904-12-24 | 0 | 0 | 0 | 0 | -12.5669 | -12.5669 | 2986.6692 | 22340.2859 |  | 0
1904-12-25 | 0 | 0 | 0 | 0 | -12.5669 | -12.5669 | 2974.1024 | 22246.2858 |  | 0
1904-12-26 | 0 | 0 | 0 | 0 | -12.5669 | -12.5669 | 2961.5355 | 22152.2857 |  | 0
1904-12-27 | 0 | 0 | 0 | 0 | -12.5669 | -12.5669 | 2948.9687 | 22058.2856 |  | 0
1904-12-28 | 0 | 0 | 0 | 0 | -12.5669 | -12.5669 | 2936.4018 | 21964.2855 |  | 0
1904-12-29 | 0 | 0 | 0 | 0 | -12.5669 | -12.5669 | 2923.8349 | 21870.2853 |  | 0
1904-12-30 | 0 | 0 | 0 | 0 | -12.5669 | -12.5669 | 2911.2681 | 21776.2852 |  | 0
1904-12-31 | 0 | 0 | 0 | 0 | -12.5669 | -12.5669 | 2898.7012 | 21682.2851 |  | 0
1905-01-01 | 0 | 0 | 0 | 0 | -12.5669 | -12.5669 | 2886.1344 | 21588.285 |  | 0
1905-01-02 | 0 | 0 | 0 | 0 | -12.5669 | -12.5669 | 2873.5675 | 21494.2849 |  | 0
1905-01-03 | 0 | 0 | 0 | 0 | -12.5669 | -12.5669 | 2861.0006 | 21400.2848 |  | 0
1905-01-04 | 0 | 0 | 0 | 0 | -12.5669 | -12.5669 | 2848.4338 | 21306.2847 |  | 0
1905-01-05 | 0 | 0 | 0 | 0 | -12.5669 | -12.5669 | 2835.8669 | 21212.2846 |  | 0
1905-01-06 | 0 | 0 | 0 | 0 | -12.5669 | -12.5669 | 2823.3001 | 21118.2844 |  | 0
1905-01-07 | 0 | 0 | 0 | 0 | -12.5669 | -12.5669 | 2810.7332 | 21024.2843 |  | 0
1905-01-08 | 0 | 0 | 0 | 0 | -12.5669 | -12.5669 | 2798.1663 | 20930.2842 |  | 0
1905-01-09 | 0 | 0 | 0 | 0 | -12.5669 | -12.5669 | 2785.5995 | 20836.2841 |  | 0
1905-01-10 | 0 | 0 | 0 | 0 | -12.5669 | -12.5669 | 2773.0326 | 20742.284 |  | 0
1905-01-11 | 0.11417 | 315.1 | 4.0107 | 4.0107 | 298.5224 | 298.5224 | 3071.5551 | 22975.2319 |  | 0
1905-01-12 | 0 | 0 | 0 | 0 | -12.5669 | -12.5669 | 3058.9882 | 22881.2318 |  | 0
1905-01-13 | 0 | 0 | 0 | 0 | -12.5669 | -12.5669 | 3046.4213 | 22787.2317 |  | 0
1905-01-14 | 0 | 0 | 0 | 0 | -12.5669 | -12.5669 | 3033.8545 | 22693.2315 |  | 0
1905-01-15 | 0 | 0 | 0 | 0 | -12.5669 | -12.5669 | 3021.2876 | 22599.2314 |  | 0
1905-01-16 | 0 | 0 | 0 | 0 | -12.5669 | -12.5669 | 3008.7208 | 22505.2313 |  | 0
1905-01-17 | 0 | 0 | 0 | 0 | -12.5669 | -12.5669 | 2996.1539 | 22411.2312 |  | 0
1905-01-18 | 0 | 0 | 0 | 0 | -12.5669 | -12.5669 | 2983.587 | 22317.2311 |  | 0
1905-01-19 | 0 | 0 | 0 | 0 | -12.5669 | -12.5669 | 2971.0202 | 22223.231 |  | 0
1905-01-20 | 0 | 0 | 0 | 0 | -12.5669 | -12.5669 | 2958.4533 | 22129.2309 |  | 0
1905-01-21 | 0 | 0 | 0 | 0 | -12.5669 | -12.5669 | 2945.8865 | 22035.2308 |  | 0
1905-01-22 | 0 | 0 | 0 | 0 | -12.5669 | -12.5669 | 2933.3196 | 21941.2306 |  | 0
1905-01-23 | 0 | 0 | 0 | 0 | -12.5669 | -12.5669 | 2920.7527 | 21847.2305 |  | 0
1905-01-24 | 0 | 0 | 0 | 0 | -12.5669 | -12.5669 | 2908.1859 | 21753.2304 |  | 0
1905-01-25 | 0 | 0 | 0 | 0 | -12.5669 | -12.5669 | 2895.619 | 21659.2303 |  | 0
1905-01-26 | 0 | 0 | 0 | 0 | -12.5669 | -12.5669 | 2883.0522 | 21565.2302 |  | 0
1905-01-27 | 0 | 0 | 0 | 0 | -12.5669 | -12.5669 | 2870.4853 | 21471.2301 |  | 0
1905-01-28 | 0 | 0 | 0 | 0 | -12.5669 | -12.5669 | 2857.9184 | 21377.23 |  | 0
1905-01-29 | 0 | 0 | 0 | 0 | -12.5669 | -12.5669 | 2845.3516 | 21283.2298 |  | 0
1905-01-30 | 0 | 0 | 0 | 0 | -12.5669 | -12.5669 | 2832.7847 | 21189.2297 |  | 0
1905-01-31 | 0 | 0 | 0 | 0 | -12.5669 | -12.5669 | 2820.2179 | 21095.2296 |  | 0
1905-02-01 | 0.0125 | 34.5 | 4.0107 | 4.0107 | 17.9224 | 17.9224 | 2838.1403 | 21229.2895 |  | 0
1905-02-02 | 0 | 0 | 0 | 0 | -12.5669 | -12.5669 | 2825.5734 | 21135.2894 |  | 0
1905-02-03 | 0 | 0 | 0 | 0 | -12.5669 | -12.5669 | 2813.0066 | 21041.2893 |  | 0
1905-02-04 | 0 | 0 | 0 | 0 | -12.5669 | -12.5669 | 2800.4397 | 20947.2892 |  | 0
1905-02-05 | 0 | 0 | 0 | 0 | -12.5669 | -12.5669 | 2787.8729 | 20853.2891 |  | 0
1905-02-06 | 0 | 0 | 0 | 0 | -12.5669 | -12.5669 | 2775.306 | 20759.2889 |  | 0
1905-02-07 | 0.054167 | 149.5 | 4.0107 | 4.0107 | 132.9224 | 132.9224 | 2908.2285 | 21753.5488 |  | 0
1905-02-08 | 0 | 0 | 0 | 0 | -12.5669 | -12.5669 | 2895.6616 | 21659.5487 |  | 0
1905-02-09 | 0 | 0 | 0 | 0 | -12.5669 | -12.5669 | 2883.0947 | 21565.5486 |  | 0
1905-02-10 | 0 | 0 | 0 | 0 | -12.5669 | -12.5669 | 2870.5279 | 21471.5485 |  | 0
1905-02-11 | 0 | 0 | 0 | 0 | -12.5669 | -12.5669 | 2857.961 | 21377.5484 |  | 0
1905-02-12 | 0 | 0 | 0 | 0 | -12.5669 | -12.5669 | 2845.3942 | 21283.5483 |  | 0
1905-02-13 | 0 | 0 | 0 | 0 | -12.5669 | -12.5669 | 2832.8273 | 21189.5482 |  | 0
1905-02-14 | 0 | 0 | 0 | 0 | -12.5669 | -12.5669 | 2820.2604 | 21095.548 |  | 0
1905-02-15 | 0 | 0 | 0 | 0 | -12.5669 | -12.5669 | 2807.6936 | 21001.5479 |  | 0
1905-02-16 | 0 | 0 | 0 | 0 | -12.5669 | -12.5669 | 2795.1267 | 20907.5478 |  | 0
1905-02-17 | 0 | 0 | 0 | 0 | -12.5669 | -12.5669 | 2782.5599 | 20813.5477 |  | 0
1905-02-18 | 0.083333 | 230 | 4.0107 | 4.0107 | 213.4224 | 213.4224 | 2995.9823 | 22409.9476 |  | 0
1905-02-19 | 0 | 0 | 0 | 0 | -12.5669 | -12.5669 | 2983.4154 | 22315.9475 |  | 0
1905-02-20 | 0 | 0 | 0 | 0 | -12.5669 | -12.5669 | 2970.8486 | 22221.9474 |  | 0
1905-02-21 | 0 | 0 | 0 | 0 | -12.5669 | -12.5669 | 2958.2817 | 22127.9473 |  | 0
1905-02-22 | 0 | 0 | 0 | 0 | -12.5669 | -12.5669 | 2945.7149 | 22033.9471 |  | 0
1905-02-23 | 0 | 0 | 0 | 0 | -12.5669 | -12.5669 | 2933.148 | 21939.947 |  | 0
1905-02-24 | 0 | 0 | 0 | 0 | -12.5669 | -12.5669 | 2920.5811 | 21845.9469 |  | 0
1905-02-25 | 0 | 0 | 0 | 0 | -12.5669 | -12.5669 | 2908.0143 | 21751.9468 |  | 0
1905-02-26 | 0 | 0 | 0 | 0 | -12.5669 | -12.5669 | 2895.4474 | 21657.9467 |  | 0
1905-02-27 | 0 | 0 | 0 | 0 | -12.5669 | -12.5669 | 2882.8806 | 21563.9466 |  | 0
1905-02-28 | 0 | 0 | 0 | 0 | -12.5669 | -12.5669 | 2870.3137 | 21469.9465 |  | 0
1905-03-01 | 0 | 0 | 0 | 0 | -12.5669 | -12.5669 | 2857.7468 | 21375.9464 |  | 0
1905-03-02 | 0 | 0 | 0 | 0 | -12.5669 | -12.5669 | 2845.18 | 21281.9462 |  | 0
1905-03-03 | 0 | 0 | 0 | 0 | -12.5669 | -12.5669 | 2832.6131 | 21187.9461 |  | 0
1905-03-04 | 0 | 0 | 0 | 0 | -12.5669 | -12.5669 | 2820.0463 | 21093.946 |  | 0
1905-03-05 | 0.013333 | 36.8 | 4.0107 | 4.0107 | 20.2224 | 20.2224 | 2840.2687 | 21245.2099 |  | 0
1905-03-06 | 0.054167 | 149.5 | 4.0107 | 4.0107 | 132.9224 | 132.9224 | 2973.1911 | 22239.4698 |  | 0
1905-03-07 | 0.021667 | 59.8 | 4.0107 | 4.0107 | 43.2224 | 43.2224 | 3016.4136 | 22562.7737 |  | 0
1905-03-08 | 0 | 0 | 0 | 0 | -12.5669 | -12.5669 | 3003.8467 | 22468.7736 |  | 0
1905-03-09 | 0 | 0 | 0 | 0 | -12.5669 | -12.5669 | 2991.2799 | 22374.7734 |  | 0
1905-03-10 | 0 | 0 | 0 | 0 | -12.5669 | -12.5669 | 2978.713 | 22280.7733 |  | 0
1905-03-11 | 0 | 0 | 0 | 0 | -12.5669 | -12.5669 | 2966.1462 | 22186.7732 |  | 0
1905-03-12 | 0 | 0 | 0 | 0 | -12.5669 | -12.5669 | 2953.5793 | 22092.7731 |  | 0
1905-03-13 | 0 | 0 | 0 | 0 | -12.5669 | -12.5669 | 2941.0124 | 21998.773 |  | 0
1905-03-14 | 0.01 | 27.6 | 4.0107 | 4.0107 | 11.0224 | 11.0224 | 2952.0349 | 22081.2209 |  | 0
1905-03-15 | 0.0675 | 186.3 | 4.0107 | 4.0107 | 169.7224 | 169.7224 | 3121.7573 | 23350.7448 |  | 0
1905-03-16 | 0.018333 | 50.6 | 4.0107 | 4.0107 | 34.0224 | 34.0224 | 3155.7798 | 23605.2327 |  | 0
1905-03-17 | 0.076667 | 211.6 | 4.0107 | 4.0107 | 195.0224 | 195.0224 | 3350.8022 | 25064.0005 |  | 0
1905-03-18 | 0 | 0 | 0 | 0 | -12.5669 | -12.5669 | 3338.2354 | 24970.0004 |  | 0
1905-03-19 | 0 | 0 | 0 | 0 | -12.5669 | -12.5669 | 3325.6685 | 24876.0003 |  | 0
1905-03-20 | 0 | 0 | 0 | 0 | -12.5669 | -12.5669 | 3313.1016 | 24782.0002 |  | 0
1905-03-21 | 0.043333 | 119.6 | 4.0107 | 4.0107 | 103.0224 | 103.0224 | 3416.1241 | 25552.6081 |  | 0
1905-03-22 | 0 | 0 | 0 | 0 | -12.5669 | -12.5669 | 3403.5572 | 25458.608 |  | 0
1905-03-23 | 0 | 0 | 0 | 0 | -12.5669 | -12.5669 | 3390.9904 | 25364.6079 |  | 0
1905-03-24 | 0 | 0 | 0 | 0 | -12.5669 | -12.5669 | 3378.4235 | 25270.6078 |  | 0
1905-03-25 | 0 | 0 | 0 | 0 | -12.5669 | -12.5669 | 3365.8566 | 25176.6076 |  | 0
1905-03-26 | 0 | 0 | 0 | 0 | -12.5669 | -12.5669 | 3353.2898 | 25082.6075 |  | 0
1905-03-27 | 0 | 0 | 0 | 0 | -12.5669 | -12.5669 | 3340.7229 | 24988.6074 |  | 0
1905-03-28 | 0.0875 | 241.5 | 4.0107 | 4.0107 | 224.9224 | 224.9224 | 3565.6454 | 26671.0273 |  | 0
1905-03-29 | 0 | 0 | 0 | 0 | -12.5669 | -12.5669 | 3553.0785 | 26577.0272 |  | 0
1905-03-30 | 0 | 0 | 0 | 0 | -12.5669 | -12.5669 | 3540.5116 | 26483.0271 |  | 0
1905-03-31 | 0 | 0 | 0 | 0 | -12.5669 | -12.5669 | 3527.9448 | 26389.027 |  | 0
1905-04-01 | 0.125 | 345 | 4.0107 | 4.0107 | 328.4224 | 328.4224 | 3856.3672 | 28845.6269 |  | 0
1905-04-02 | 0 | 0 | 0 | 0 | -12.5669 | -12.5669 | 3843.8004 | 28751.6267 |  | 0
1905-04-03 | 0 | 0 | 0 | 0 | -12.5669 | -12.5669 | 3831.2335 | 28657.6266 |  | 0
1905-04-04 | 0.0375 | 103.5 | 4.0107 | 4.0107 | 86.9224 | 86.9224 | 3918.156 | 29307.8065 |  | 0
1905-04-05 | 0 | 0 | 0 | 0 | -12.5669 | -12.5669 | 3905.5891 | 29213.8064 |  | 0
1905-04-06 | 0 | 0 | 0 | 0 | -12.5669 | -12.5669 | 3893.0222 | 29119.8063 |  | 0
1905-04-07 | 0 | 0 | 0 | 0 | -12.5669 | -12.5669 | 3880.4554 | 29025.8062 |  | 0
1905-04-08 | 0 | 0 | 0 | 0 | -12.5669 | -12.5669 | 3867.8885 | 28931.8061 |  | 0
1905-04-09 | 0 | 0 | 0 | 0 | -12.5669 | -12.5669 | 3855.3217 | 28837.806 |  | 0
1905-04-10 | 0 | 0 | 0 | 0 | -12.5669 | -12.5669 | 3842.7548 | 28743.8058 |  | 0
1905-04-11 | 0 | 0 | 0 | 0 | -12.5669 | -12.5669 | 3830.1879 | 28649.8057 |  | 0
1905-04-12 | 0.025 | 69 | 4.0107 | 4.0107 | 52.4224 | 52.4224 | 3882.6104 | 29041.9256 |  | 0
1905-04-13 | 0 | 0 | 0 | 0 | -12.5669 | -12.5669 | 3870.0435 | 28947.9255 |  | 0
1905-04-14 | 0 | 0 | 0 | 0 | -12.5669 | -12.5669 | 3857.4767 | 28853.9254 |  | 0
1905-04-15 | 0 | 0 | 0 | 0 | -12.5669 | -12.5669 | 3844.9098 | 28759.9253 |  | 0
1905-04-16 | 0 | 0 | 0 | 0 | -12.5669 | -12.5669 | 3832.3429 | 28665.9252 |  | 0
1905-04-17 | 0 | 0 | 0 | 0 | -12.5669 | -12.5669 | 3819.7761 | 28571.9251 |  | 0
1905-04-18 | 0.058333 | 161 | 4.0107 | 4.0107 | 144.4224 | 144.4224 | 3964.1985 | 29652.2049 |  | 0
1905-04-19 | 0 | 0 | 0 | 0 | -12.5669 | -12.5669 | 3951.6317 | 29558.2048 |  | 0
1905-04-20 | 0 | 0 | 0 | 0 | -12.5669 | -12.5669 | 3939.0648 | 29464.2047 |  | 0
1905-04-21 | 0 | 0 | 0 | 0 | -12.5669 | -12.5669 | 3926.4979 | 29370.2046 |  | 0
1905-04-22 | 0 | 0 | 0 | 0 | -12.5669 | -12.5669 | 3913.9311 | 29276.2045 |  | 0
1905-04-23 | 0.0975 | 269.1 | 4.0107 | 4.0107 | 252.5224 | 252.5224 | 3997.8631 | 29904.0163 |  | 156.0235
1905-04-24 | 0 | 0 | 0 | 0 | -12.5669 | -12.5669 | 3985.2963 | 29810.0162 |  | 0
1905-04-25 | 0 | 0 | 0 | 0 | -12.5669 | -12.5669 | 3972.7294 | 29716.0161 |  | 0
1905-04-26 | 0 | 0 | 0 | 0 | -12.5669 | -12.5669 | 3960.1626 | 29622.0159 |  | 0
1905-04-27 | 0 | 0 | 0 | 0 | -12.5669 | -12.5669 | 3947.5957 | 29528.0158 |  | 0
1905-04-28 | 0 | 0 | 0 | 0 | -12.5669 | -12.5669 | 3935.0288 | 29434.0157 |  | 0
1905-04-29 | 0 | 0 | 0 | 0 | -12.5669 | -12.5669 | 3922.462 | 29340.0156 |  | 0
1905-04-30 | 0 | 0 | 0 | 0 | -12.5669 | -12.5669 | 3909.8951 | 29246.0155 |  | 0
1905-05-01 | 0 | 0 | 0 | 0 | -12.5669 | -12.5669 | 3897.3283 | 29152.0154 |  | 0
1905-05-02 | 0 | 0 | 0 | 0 | -12.5669 | -12.5669 | 3884.7614 | 29058.0153 |  | 0
1905-05-03 | 0 | 0 | 0 | 0 | -12.5669 | -12.5669 | 3872.1945 | 28964.0152 |  | 0
1905-05-04 | 0.0041667 | 11.5 | 4.0107 | 4.0107 | -5.0776 | -5.0776 | 3867.117 | 28926.035 |  | 0
1905-05-05 | 0 | 0 | 0 | 0 | -12.5669 | -12.5669 | 3854.5501 | 28832.0349 |  | 0
1905-05-06 | 0 | 0 | 0 | 0 | -12.5669 | -12.5669 | 3841.9833 | 28738.0348 |  | 0
1905-05-07 | 0 | 0 | 0 | 0 | -12.5669 | -12.5669 | 3829.4164 | 28644.0347 |  | 0
1905-05-08 | 0 | 0 | 0 | 0 | -12.5669 | -12.5669 | 3816.8495 | 28550.0346 |  | 0
1905-05-09 | 0 | 0 | 0 | 0 | -12.5669 | -12.5669 | 3804.2827 | 28456.0345 |  | 0
1905-05-10 | 0 | 0 | 0 | 0 | -12.5669 | -12.5669 | 3791.7158 | 28362.0344 |  | 0
1905-05-11 | 0.035833 | 98.9 | 4.0107 | 4.0107 | 82.3224 | 82.3224 | 3874.0383 | 28977.8063 |  | 0
1905-05-12 | 0 | 0 | 0 | 0 | -12.5669 | -12.5669 | 3861.4714 | 28883.8061 |  | 0
1905-05-13 | 0 | 0 | 0 | 0 | -12.5669 | -12.5669 | 3848.9045 | 28789.806 |  | 0
1905-05-14 | 0 | 0 | 0 | 0 | -12.5669 | -12.5669 | 3836.3377 | 28695.8059 |  | 0
1905-05-15 | 0 | 0 | 0 | 0 | -12.5669 | -12.5669 | 3823.7708 | 28601.8058 |  | 0
1905-05-16 | 0 | 0 | 0 | 0 | -12.5669 | -12.5669 | 3811.204 | 28507.8057 |  | 0
1905-05-17 | 0 | 0 | 0 | 0 | -12.5669 | -12.5669 | 3798.6371 | 28413.8056 |  | 0
1905-05-18 | 0 | 0 | 0 | 0 | -12.5669 | -12.5669 | 3786.0702 | 28319.8055 |  | 0
1905-05-19 | 0.075 | 207 | 4.0107 | 4.0107 | 190.4224 | 190.4224 | 3976.4927 | 29744.1654 |  | 0
1905-05-20 | 0.095833 | 264.5 | 4.0107 | 4.0107 | 247.9224 | 247.9224 | 3997.8631 | 29904.0163 |  | 213.9851
1905-05-21 | 0.28417 | 784.3 | 4.0107 | 4.0107 | 767.7224 | 767.7224 | 3997.8631 | 29904.0163 |  | 755.1556
1905-05-22 | 0 | 0 | 0 | 0 | -12.5669 | -12.5669 | 3985.2963 | 29810.0162 |  | 0
1905-05-23 | 0.061667 | 170.2 | 4.0107 | 4.0107 | 153.6224 | 153.6224 | 3997.8631 | 29904.0163 |  | 128.4887
1905-05-24 | 0 | 0 | 0 | 0 | -12.5669 | -12.5669 | 3985.2963 | 29810.0162 |  | 0
1905-05-25 | 0 | 0 | 0 | 0 | -12.5669 | -12.5669 | 3972.7294 | 29716.0161 |  | 0
1905-05-26 | 0 | 0 | 0 | 0 | -12.5669 | -12.5669 | 3960.1626 | 29622.0159 |  | 0
1905-05-27 | 0.19917 | 549.7 | 4.0107 | 4.0107 | 533.1224 | 533.1224 | 3997.8631 | 29904.0163 |  | 482.855
1905-05-28 | 0 | 0 | 0 | 0 | -12.5669 | -12.5669 | 3985.2963 | 29810.0162 |  | 0
1905-05-29 | 0 | 0 | 0 | 0 | -12.5669 | -12.5669 | 3972.7294 | 29716.0161 |  | 0
1905-05-30 | 0.069167 | 190.9 | 4.0107 | 4.0107 | 174.3224 | 174.3224 | 3997.8631 | 29904.0163 |  | 136.6219
1905-05-31 | 0 | 0 | 0 | 0 | -12.5669 | -12.5669 | 3985.2963 | 29810.0162 |  | 0
1905-06-01 | 0 | 0 | 0 | 0 | -12.5669 | -12.5669 | 3972.7294 | 29716.0161 |  | 0
1905-06-02 | 0 | 0 | 0 | 0 | -12.5669 | -12.5669 | 3960.1626 | 29622.0159 |  | 0
1905-06-03 | 0 | 0 | 0 | 0 | -12.5669 | -12.5669 | 3947.5957 | 29528.0158 |  | 0
1905-06-04 | 0 | 0 | 0 | 0 | -12.5669 | -12.5669 | 3935.0288 | 29434.0157 |  | 0
1905-06-05 | 0 | 0 | 0 | 0 | -12.5669 | -12.5669 | 3922.462 | 29340.0156 |  | 0
1905-06-06 | 0 | 0 | 0 | 0 | -12.5669 | -12.5669 | 3909.8951 | 29246.0155 |  | 0
1905-06-07 | 0 | 0 | 0 | 0 | -12.5669 | -12.5669 | 3897.3283 | 29152.0154 |  | 0
1905-06-08 | 0 | 0 | 0 | 0 | -12.5669 | -12.5669 | 3884.7614 | 29058.0153 |  | 0
1905-06-09 | 0 | 0 | 0 | 0 | -12.5669 | -12.5669 | 3872.1945 | 28964.0152 |  | 0
1905-06-10 | 0.005 | 13.8 | 4.0107 | 4.0107 | -2.7776 | -2.7776 | 3869.417 | 28943.239 |  | 0
1905-06-11 | 0 | 0 | 0 | 0 | -12.5669 | -12.5669 | 3856.8501 | 28849.2389 |  | 0
1905-06-12 | 0 | 0 | 0 | 0 | -12.5669 | -12.5669 | 3844.2833 | 28755.2388 |  | 0
1905-06-13 | 0 | 0 | 0 | 0 | -12.5669 | -12.5669 | 3831.7164 | 28661.2387 |  | 0
1905-06-14 | 0.13333 | 368 | 4.0107 | 4.0107 | 351.4224 | 351.4224 | 3997.8631 | 29904.0163 |  | 172.7088
1905-06-15 | 0.0041667 | 11.5 | 4.0107 | 4.0107 | -5.0776 | -5.0776 | 3992.7856 | 29866.0362 |  | 0
1905-06-16 | 0.0025 | 6.9 | 4.0107 | 4.0107 | -9.6776 | -9.6776 | 3983.108 | 29793.6481 |  | 0
1905-06-17 | 0.0125 | 34.5 | 4.0107 | 4.0107 | 17.9224 | 17.9224 | 4001.0305 | 29927.7079 |  | 0
1905-06-18 | 0 | 0 | 0 | 0 | -12.5669 | -12.5669 | 3988.4636 | 29833.7078 |  | 0
1905-06-19 | 0 | 0 | 0 | 0 | -12.5669 | -12.5669 | 3975.8968 | 29739.7077 |  | 0
1905-06-20 | 0.13083 | 361.1 | 4.0107 | 4.0107 | 344.5224 | 344.5224 | 3997.8631 | 29904.0163 |  | 309.9892
1905-06-21 | 0.0025 | 6.9 | 4.0107 | 4.0107 | -9.6776 | -9.6776 | 3988.1856 | 29831.6282 |  | 0
1905-06-22 | 0 | 0 | 0 | 0 | -12.5669 | -12.5669 | 3975.6187 | 29737.6281 |  | 0
1905-06-23 | 0 | 0 | 0 | 0 | -12.5669 | -12.5669 | 3963.0519 | 29643.6279 |  | 0
1905-06-24 | 0 | 0 | 0 | 0 | -12.5669 | -12.5669 | 3950.485 | 29549.6278 |  | 0
1905-06-25 | 0.0016667 | 4.6 | 4.0107 | 4.0107 | -11.9776 | -11.9776 | 3938.5074 | 29460.0357 |  | 0
1905-06-26 | 0 | 0 | 0 | 0 | -12.5669 | -12.5669 | 3925.9406 | 29366.0356 |  | 0
1905-06-27 | 0 | 0 | 0 | 0 | -12.5669 | -12.5669 | 3913.3737 | 29272.0355 |  | 0
1905-06-28 | 0 | 0 | 0 | 0 | -12.5669 | -12.5669 | 3900.8069 | 29178.0354 |  | 0
1905-06-29 | 0 | 0 | 0 | 0 | -12.5669 | -12.5669 | 3888.24 | 29084.0353 |  | 0
1905-06-30 | 0.0083333 | 23 | 4.0107 | 4.0107 | 6.4224 | 6.4224 | 3894.6625 | 29132.0752 |  | 0
1905-07-01 | 0.0083333 | 23 | 4.0107 | 4.0107 | 6.4224 | 6.4224 | 3901.0849 | 29180.115 |  | 0
1905-07-02 | 0 | 0 | 0 | 0 | -12.5669 | -12.5669 | 3888.518 | 29086.1149 |  | 0
1905-07-03 | 0.125 | 345 | 4.0107 | 4.0107 | 328.4224 | 328.4224 | 3997.8631 | 29904.0163 |  | 206.5105
1905-07-04 | 0 | 0 | 0 | 0 | -12.5669 | -12.5669 | 3985.2963 | 29810.0162 |  | 0
1905-07-05 | 0.011667 | 32.2 | 4.0107 | 4.0107 | 15.6224 | 15.6224 | 4000.9187 | 29926.8721 |  | 0
1905-07-06 | 0.0058333 | 16.1 | 4.0107 | 4.0107 | -0.47756 | -0.47756 | 4000.4412 | 29923.2999 |  | 0
1905-07-07 | 0.011667 | 32.2 | 4.0107 | 4.0107 | 15.6224 | 15.6224 | 3997.8631 | 29904.0163 |  | 5.6336
1905-07-08 | 0.041667 | 115 | 4.0107 | 4.0107 | 98.4224 | 98.4224 | 3997.8631 | 29904.0163 |  | 85.8556
1905-07-09 | 0 | 0 | 0 | 0 | -12.5669 | -12.5669 | 3985.2963 | 29810.0162 |  | 0
1905-07-10 | 0 | 0 | 0 | 0 | -12.5669 | -12.5669 | 3972.7294 | 29716.0161 |  | 0
1905-07-11 | 0 | 0 | 0 | 0 | -12.5669 | -12.5669 | 3960.1626 | 29622.0159 |  | 0
1905-07-12 | 0 | 0 | 0 | 0 | -12.5669 | -12.5669 | 3947.5957 | 29528.0158 |  | 0
1905-07-13 | 0 | 0 | 0 | 0 | -12.5669 | -12.5669 | 3935.0288 | 29434.0157 |  | 0
1905-07-14 | 0 | 0 | 0 | 0 | -12.5669 | -12.5669 | 3922.462 | 29340.0156 |  | 0
1905-07-15 | 0 | 0 | 0 | 0 | -12.5669 | -12.5669 | 3909.8951 | 29246.0155 |  | 0
1905-07-16 | 0 | 0 | 0 | 0 | -12.5669 | -12.5669 | 3897.3283 | 29152.0154 |  | 0
1905-07-17 | 0 | 0 | 0 | 0 | -12.5669 | -12.5669 | 3884.7614 | 29058.0153 |  | 0
1905-07-18 | 0 | 0 | 0 | 0 | -12.5669 | -12.5669 | 3872.1945 | 28964.0152 |  | 0
1905-07-19 | 0 | 0 | 0 | 0 | -12.5669 | -12.5669 | 3859.6277 | 28870.015 |  | 0
1905-07-20 | 0.035833 | 98.9 | 4.0107 | 4.0107 | 82.3224 | 82.3224 | 3941.9501 | 29485.7869 |  | 0
1905-07-21 | 0 | 0 | 0 | 0 | -12.5669 | -12.5669 | 3929.3833 | 29391.7868 |  | 0
1905-07-22 | 0 | 0 | 0 | 0 | -12.5669 | -12.5669 | 3916.8164 | 29297.7867 |  | 0
1905-07-23 | 0.0066667 | 18.4 | 4.0107 | 4.0107 | 1.8224 | 1.8224 | 3918.6388 | 29311.4186 |  | 0
1905-07-24 | 0.0083333 | 23 | 4.0107 | 4.0107 | 6.4224 | 6.4224 | 3925.0613 | 29359.4585 |  | 0
1905-07-25 | 0.0041667 | 11.5 | 4.0107 | 4.0107 | -5.0776 | -5.0776 | 3919.9837 | 29321.4784 |  | 0
1905-07-26 | 0.005 | 13.8 | 4.0107 | 4.0107 | -2.7776 | -2.7776 | 3917.2062 | 29300.7023 |  | 0
1905-07-27 | 0 | 0 | 0 | 0 | -12.5669 | -12.5669 | 3904.6393 | 29206.7021 |  | 0
1905-07-28 | 0 | 0 | 0 | 0 | -12.5669 | -12.5669 | 3892.0725 | 29112.702 |  | 0
1905-07-29 | 0 | 0 | 0 | 0 | -12.5669 | -12.5669 | 3879.5056 | 29018.7019 |  | 0
1905-07-30 | 0 | 0 | 0 | 0 | -12.5669 | -12.5669 | 3866.9387 | 28924.7018 |  | 0
1905-07-31 | 0 | 0 | 0 | 0 | -12.5669 | -12.5669 | 3854.3719 | 28830.7017 |  | 0
1905-08-01 | 0 | 0 | 0 | 0 | -12.5669 | -12.5669 | 3841.805 | 28736.7016 |  | 0
1905-08-02 | 0 | 0 | 0 | 0 | -12.5669 | -12.5669 | 3829.2382 | 28642.7015 |  | 0
1905-08-03 | 0 | 0 | 0 | 0 | -12.5669 | -12.5669 | 3816.6713 | 28548.7014 |  | 0
1905-08-04 | 0 | 0 | 0 | 0 | -12.5669 | -12.5669 | 3804.1044 | 28454.7012 |  | 0
1905-08-05 | 0 | 0 | 0 | 0 | -12.5669 | -12.5669 | 3791.5376 | 28360.7011 |  | 0
1905-08-06 | 0 | 0 | 0 | 0 | -12.5669 | -12.5669 | 3778.9707 | 28266.701 |  | 0
1905-08-07 | 0 | 0 | 0 | 0 | -12.5669 | -12.5669 | 3766.4039 | 28172.7009 |  | 0
1905-08-08 | 0 | 0 | 0 | 0 | -12.5669 | -12.5669 | 3753.837 | 28078.7008 |  | 0
1905-08-09 | 0 | 0 | 0 | 0 | -12.5669 | -12.5669 | 3741.2701 | 27984.7007 |  | 0
1905-08-10 | 0 | 0 | 0 | 0 | -12.5669 | -12.5669 | 3728.7033 | 27890.7006 |  | 0
1905-08-11 | 0 | 0 | 0 | 0 | -12.5669 | -12.5669 | 3716.1364 | 27796.7005 |  | 0
1905-08-12 | 0.0375 | 103.5 | 4.0107 | 4.0107 | 86.9224 | 86.9224 | 3803.0589 | 28446.8803 |  | 0
1905-08-13 | 0.038333 | 105.8 | 4.0107 | 4.0107 | 89.2224 | 89.2224 | 3892.2813 | 29114.2642 |  | 0
1905-08-14 | 0 | 0 | 0 | 0 | -12.5669 | -12.5669 | 3879.7145 | 29020.2641 |  | 0
1905-08-15 | 0 | 0 | 0 | 0 | -12.5669 | -12.5669 | 3867.1476 | 28926.264 |  | 0
1905-08-16 | 0 | 0 | 0 | 0 | -12.5669 | -12.5669 | 3854.5807 | 28832.2639 |  | 0
1905-08-17 | 0 | 0 | 0 | 0 | -12.5669 | -12.5669 | 3842.0139 | 28738.2638 |  | 0
1905-08-18 | 0.02 | 55.2 | 4.0107 | 4.0107 | 38.6224 | 38.6224 | 3880.6363 | 29027.1597 |  | 0
1905-08-19 | 0.020833 | 57.5 | 4.0107 | 4.0107 | 40.9224 | 40.9224 | 3921.5588 | 29333.2595 |  | 0
1905-08-20 | 0 | 0 | 0 | 0 | -12.5669 | -12.5669 | 3908.9919 | 29239.2594 |  | 0
1905-08-21 | 0 | 0 | 0 | 0 | -12.5669 | -12.5669 | 3896.425 | 29145.2593 |  | 0
1905-08-22 | 0 | 0 | 0 | 0 | -12.5669 | -12.5669 | 3883.8582 | 29051.2592 |  | 0
1905-08-23 | 0 | 0 | 0 | 0 | -12.5669 | -12.5669 | 3871.2913 | 28957.2591 |  | 0
1905-08-24 | 0 | 0 | 0 | 0 | -12.5669 | -12.5669 | 3858.7245 | 28863.259 |  | 0
1905-08-25 | 0 | 0 | 0 | 0 | -12.5669 | -12.5669 | 3846.1576 | 28769.2589 |  | 0
1905-08-26 | 0 | 0 | 0 | 0 | -12.5669 | -12.5669 | 3833.5907 | 28675.2588 |  | 0
1905-08-27 | 0 | 0 | 0 | 0 | -12.5669 | -12.5669 | 3821.0239 | 28581.2586 |  | 0
1905-08-28 | 0 | 0 | 0 | 0 | -12.5669 | -12.5669 | 3808.457 | 28487.2585 |  | 0
1905-08-29 | 0 | 0 | 0 | 0 | -12.5669 | -12.5669 | 3795.8902 | 28393.2584 |  | 0
1905-08-30 | 0 | 0 | 0 | 0 | -12.5669 | -12.5669 | 3783.3233 | 28299.2583 |  | 0
1905-08-31 | 0 | 0 | 0 | 0 | -12.5669 | -12.5669 | 3770.7564 | 28205.2582 |  | 0
1905-09-01 | 0 | 0 | 0 | 0 | -12.5669 | -12.5669 | 3758.1896 | 28111.2581 |  | 0
1905-09-02 | 0 | 0 | 0 | 0 | -12.5669 | -12.5669 | 3745.6227 | 28017.258 |  | 0
1905-09-03 | 0 | 0 | 0 | 0 | -12.5669 | -12.5669 | 3733.0559 | 27923.2579 |  | 0
1905-09-04 | 0 | 0 | 0 | 0 | -12.5669 | -12.5669 | 3720.489 | 27829.2577 |  | 0
1905-09-05 | 0 | 0 | 0 | 0 | -12.5669 | -12.5669 | 3707.9221 | 27735.2576 |  | 0
1905-09-06 | 0 | 0 | 0 | 0 | -12.5669 | -12.5669 | 3695.3553 | 27641.2575 |  | 0
1905-09-07 | 0 | 0 | 0 | 0 | -12.5669 | -12.5669 | 3682.7884 | 27547.2574 |  | 0
1905-09-08 | 0.36083 | 995.9 | 4.0107 | 4.0107 | 979.3224 | 979.3224 | 3997.8631 | 29904.0163 |  | 651.6809
1905-09-09 | 0.083333 | 230 | 4.0107 | 4.0107 | 213.4224 | 213.4224 | 3997.8631 | 29904.0163 |  | 200.8556
1905-09-10 | 0.071667 | 197.8 | 4.0107 | 4.0107 | 181.2224 | 181.2224 | 3997.8631 | 29904.0163 |  | 168.6556
1905-09-11 | 0 | 0 | 0 | 0 | -12.5669 | -12.5669 | 3985.2963 | 29810.0162 |  | 0
1905-09-12 | 0 | 0 | 0 | 0 | -12.5669 | -12.5669 | 3972.7294 | 29716.0161 |  | 0
1905-09-13 | 0 | 0 | 0 | 0 | -12.5669 | -12.5669 | 3960.1626 | 29622.0159 |  | 0
1905-09-14 | 0 | 0 | 0 | 0 | -12.5669 | -12.5669 | 3947.5957 | 29528.0158 |  | 0
1905-09-15 | 0 | 0 | 0 | 0 | -12.5669 | -12.5669 | 3935.0288 | 29434.0157 |  | 0
1905-09-16 | 0 | 0 | 0 | 0 | -12.5669 | -12.5669 | 3922.462 | 29340.0156 |  | 0
1905-09-17 | 0 | 0 | 0 | 0 | -12.5669 | -12.5669 | 3909.8951 | 29246.0155 |  | 0
1905-09-18 | 0.0025 | 6.9 | 4.0107 | 4.0107 | -9.6776 | -9.6776 | 3900.2176 | 29173.6274 |  | 0
1905-09-19 | 0 | 0 | 0 | 0 | -12.5669 | -12.5669 | 3887.6507 | 29079.6273 |  | 0
1905-09-20 | 0 | 0 | 0 | 0 | -12.5669 | -12.5669 | 3875.0838 | 28985.6272 |  | 0
1905-09-21 | 0 | 0 | 0 | 0 | -12.5669 | -12.5669 | 3862.517 | 28891.627 |  | 0
1905-09-22 | 0 | 0 | 0 | 0 | -12.5669 | -12.5669 | 3849.9501 | 28797.6269 |  | 0
1905-09-23 | 0 | 0 | 0 | 0 | -12.5669 | -12.5669 | 3837.3833 | 28703.6268 |  | 0
1905-09-24 | 0 | 0 | 0 | 0 | -12.5669 | -12.5669 | 3824.8164 | 28609.6267 |  | 0
1905-09-25 | 0 | 0 | 0 | 0 | -12.5669 | -12.5669 | 3812.2495 | 28515.6266 |  | 0
1905-09-26 | 0 | 0 | 0 | 0 | -12.5669 | -12.5669 | 3799.6827 | 28421.6265 |  | 0
1905-09-27 | 0 | 0 | 0 | 0 | -12.5669 | -12.5669 | 3787.1158 | 28327.6264 |  | 0
1905-09-28 | 0 | 0 | 0 | 0 | -12.5669 | -12.5669 | 3774.549 | 28233.6263 |  | 0
1905-09-29 | 0 | 0 | 0 | 0 | -12.5669 | -12.5669 | 3761.9821 | 28139.6261 |  | 0
1905-09-30 | 0 | 0 | 0 | 0 | -12.5669 | -12.5669 | 3749.4152 | 28045.626 |  | 0
1905-10-01 | 0 | 0 | 0 | 0 | -12.5669 | -12.5669 | 3736.8484 | 27951.6259 |  | 0
1905-10-02 | 0 | 0 | 0 | 0 | -12.5669 | -12.5669 | 3724.2815 | 27857.6258 |  | 0
1905-10-03 | 0 | 0 | 0 | 0 | -12.5669 | -12.5669 | 3711.7147 | 27763.6257 |  | 0
1905-10-04 | 0 | 0 | 0 | 0 | -12.5669 | -12.5669 | 3699.1478 | 27669.6256 |  | 0
1905-10-05 | 0 | 0 | 0 | 0 | -12.5669 | -12.5669 | 3686.5809 | 27575.6255 |  | 0
1905-10-06 | 0 | 0 | 0 | 0 | -12.5669 | -12.5669 | 3674.0141 | 27481.6254 |  | 0
1905-10-07 | 0 | 0 | 0 | 0 | -12.5669 | -12.5669 | 3661.4472 | 27387.6252 |  | 0
1905-10-08 | 0 | 0 | 0 | 0 | -12.5669 | -12.5669 | 3648.8804 | 27293.6251 |  | 0
1905-10-09 | 0 | 0 | 0 | 0 | -12.5669 | -12.5669 | 3636.3135 | 27199.625 |  | 0
1905-10-10 | 0 | 0 | 0 | 0 | -12.5669 | -12.5669 | 3623.7466 | 27105.6249 |  | 0
1905-10-11 | 0 | 0 | 0 | 0 | -12.5669 | -12.5669 | 3611.1798 | 27011.6248 |  | 0
1905-10-12 | 0 | 0 | 0 | 0 | -12.5669 | -12.5669 | 3598.6129 | 26917.6247 |  | 0
1905-10-13 | 0.025 | 69 | 4.0107 | 4.0107 | 52.4224 | 52.4224 | 3651.0354 | 27309.7446 |  | 0
1905-10-14 | 0 | 0 | 0 | 0 | -12.5669 | -12.5669 | 3638.4685 | 27215.7445 |  | 0
1905-10-15 | 0 | 0 | 0 | 0 | -12.5669 | -12.5669 | 3625.9016 | 27121.7443 |  | 0
1905-10-16 | 0.083333 | 230 | 4.0107 | 4.0107 | 213.4224 | 213.4224 | 3839.3241 | 28718.1442 |  | 0
1905-10-17 | 0 | 0 | 0 | 0 | -12.5669 | -12.5669 | 3826.7572 | 28624.1441 |  | 0
1905-10-18 | 0 | 0 | 0 | 0 | -12.5669 | -12.5669 | 3814.1904 | 28530.144 |  | 0
1905-10-19 | 0 | 0 | 0 | 0 | -12.5669 | -12.5669 | 3801.6235 | 28436.1439 |  | 0
1905-10-20 | 0 | 0 | 0 | 0 | -12.5669 | -12.5669 | 3789.0567 | 28342.1438 |  | 0
1905-10-21 | 0 | 0 | 0 | 0 | -12.5669 | -12.5669 | 3776.4898 | 28248.1437 |  | 0
1905-10-22 | 0.05 | 138 | 4.0107 | 4.0107 | 121.4224 | 121.4224 | 3897.9122 | 29156.3835 |  | 0
1905-10-23 | 0 | 0 | 0 | 0 | -12.5669 | -12.5669 | 3885.3454 | 29062.3834 |  | 0
1905-10-24 | 0 | 0 | 0 | 0 | -12.5669 | -12.5669 | 3872.7785 | 28968.3833 |  | 0
1905-10-25 | 0 | 0 | 0 | 0 | -12.5669 | -12.5669 | 3860.2117 | 28874.3832 |  | 0
1905-10-26 | 0 | 0 | 0 | 0 | -12.5669 | -12.5669 | 3847.6448 | 28780.3831 |  | 0
1905-10-27 | 0 | 0 | 0 | 0 | -12.5669 | -12.5669 | 3835.0779 | 28686.383 |  | 0
1905-10-28 | 0 | 0 | 0 | 0 | -12.5669 | -12.5669 | 3822.5111 | 28592.3829 |  | 0
1905-10-29 | 0 | 0 | 0 | 0 | -12.5669 | -12.5669 | 3809.9442 | 28498.3828 |  | 0
1905-10-30 | 0 | 0 | 0 | 0 | -12.5669 | -12.5669 | 3797.3774 | 28404.3826 |  | 0
1905-10-31 | 0 | 0 | 0 | 0 | -12.5669 | -12.5669 | 3784.8105 | 28310.3825 |  | 0
1905-11-01 | 0 | 0 | 0 | 0 | -12.5669 | -12.5669 | 3772.2436 | 28216.3824 |  | 0
1905-11-02 | 0 | 0 | 0 | 0 | -12.5669 | -12.5669 | 3759.6768 | 28122.3823 |  | 0
1905-11-03 | 0 | 0 | 0 | 0 | -12.5669 | -12.5669 | 3747.1099 | 28028.3822 |  | 0
1905-11-04 | 0 | 0 | 0 | 0 | -12.5669 | -12.5669 | 3734.5431 | 27934.3821 |  | 0
1905-11-05 | 0 | 0 | 0 | 0 | -12.5669 | -12.5669 | 3721.9762 | 27840.382 |  | 0
1905-11-06 | 0 | 0 | 0 | 0 | -12.5669 | -12.5669 | 3709.4093 | 27746.3819 |  | 0
1905-11-07 | 0 | 0 | 0 | 0 | -12.5669 | -12.5669 | 3696.8425 | 27652.3817 |  | 0
1905-11-08 | 0.16667 | 460 | 4.0107 | 4.0107 | 443.4224 | 443.4224 | 3997.8631 | 29904.0163 |  | 129.8349
1905-11-09 | 0.083333 | 230 | 4.0107 | 4.0107 | 213.4224 | 213.4224 | 3997.8631 | 29904.0163 |  | 200.8556
1905-11-10 | 0 | 0 | 0 | 0 | -12.5669 | -12.5669 | 3985.2963 | 29810.0162 |  | 0
1905-11-11 | 0 | 0 | 0 | 0 | -12.5669 | -12.5669 | 3972.7294 | 29716.0161 |  | 0
1905-11-12 | 0 | 0 | 0 | 0 | -12.5669 | -12.5669 | 3960.1626 | 29622.0159 |  | 0
1905-11-13 | 0 | 0 | 0 | 0 | -12.5669 | -12.5669 | 3947.5957 | 29528.0158 |  | 0
1905-11-14 | 0 | 0 | 0 | 0 | -12.5669 | -12.5669 | 3935.0288 | 29434.0157 |  | 0
1905-11-15 | 0 | 0 | 0 | 0 | -12.5669 | -12.5669 | 3922.462 | 29340.0156 |  | 0
1905-11-16 | 0 | 0 | 0 | 0 | -12.5669 | -12.5669 | 3909.8951 | 29246.0155 |  | 0
1905-11-17 | 0 | 0 | 0 | 0 | -12.5669 | -12.5669 | 3897.3283 | 29152.0154 |  | 0
1905-11-18 | 0 | 0 | 0 | 0 | -12.5669 | -12.5669 | 3884.7614 | 29058.0153 |  | 0
1905-11-19 | 0 | 0 | 0 | 0 | -12.5669 | -12.5669 | 3872.1945 | 28964.0152 |  | 0
1905-11-20 | 0 | 0 | 0 | 0 | -12.5669 | -12.5669 | 3859.6277 | 28870.015 |  | 0
1905-11-21 | 0 | 0 | 0 | 0 | -12.5669 | -12.5669 | 3847.0608 | 28776.0149 |  | 0
1905-11-22 | 0 | 0 | 0 | 0 | -12.5669 | -12.5669 | 3834.494 | 28682.0148 |  | 0
1905-11-23 | 0 | 0 | 0 | 0 | -12.5669 | -12.5669 | 3821.9271 | 28588.0147 |  | 0
1905-11-24 | 0 | 0 | 0 | 0 | -12.5669 | -12.5669 | 3809.3602 | 28494.0146 |  | 0
1905-11-25 | 0 | 0 | 0 | 0 | -12.5669 | -12.5669 | 3796.7934 | 28400.0145 |  | 0
1905-11-26 | 0 | 0 | 0 | 0 | -12.5669 | -12.5669 | 3784.2265 | 28306.0144 |  | 0
1905-11-27 | 0.083333 | 230 | 4.0107 | 4.0107 | 213.4224 | 213.4224 | 3997.649 | 29902.4143 |  | 0
1905-11-28 | 0 | 0 | 0 | 0 | -12.5669 | -12.5669 | 3985.0821 | 29808.4141 |  | 0
1905-11-29 | 0 | 0 | 0 | 0 | -12.5669 | -12.5669 | 3972.5152 | 29714.414 |  | 0
1905-11-30 | 0 | 0 | 0 | 0 | -12.5669 | -12.5669 | 3959.9484 | 29620.4139 |  | 0
1906-01-01 | 0.083333 | 230 | 4.0107 | 4.0107 | 213.4224 | 213.4224 | 3997.8631 | 29904.0163 |  | 162.9408
1906-01-02 | 0.041667 | 115 | 4.0107 | 4.0107 | 98.4224 | 98.4224 | 3997.8631 | 29904.0163 |  | 85.8556
1906-01-03 | 0 | 0 | 0 | 0 | -12.5669 | -12.5669 | 3985.2963 | 29810.0162 |  | 0
1906-01-04 | 0 | 0 | 0 | 0 | -12.5669 | -12.5669 | 3972.7294 | 29716.0161 |  | 0
1906-01-05 | 0 | 0 | 0 | 0 | -12.5669 | -12.5669 | 3960.1626 | 29622.0159 |  | 0
1906-01-06 | 0 | 0 | 0 | 0 | -12.5669 | -12.5669 | 3947.5957 | 29528.0158 |  | 0
1906-01-07 | 0 | 0 | 0 | 0 | -12.5669 | -12.5669 | 3935.0288 | 29434.0157 |  | 0
1906-01-08 | 0 | 0 | 0 | 0 | -12.5669 | -12.5669 | 3922.462 | 29340.0156 |  | 0
1906-01-09 | 0 | 0 | 0 | 0 | -12.5669 | -12.5669 | 3909.8951 | 29246.0155 |  | 0
1906-01-10 | 0 | 0 | 0 | 0 | -12.5669 | -12.5669 | 3897.3283 | 29152.0154 |  | 0
1906-01-11 | 0 | 0 | 0 | 0 | -12.5669 | -12.5669 | 3884.7614 | 29058.0153 |  | 0
1906-01-12 | 0 | 0 | 0 | 0 | -12.5669 | -12.5669 | 3872.1945 | 28964.0152 |  | 0
1906-01-13 | 0 | 0 | 0 | 0 | -12.5669 | -12.5669 | 3859.6277 | 28870.015 |  | 0
1906-01-14 | 0 | 0 | 0 | 0 | -12.5669 | -12.5669 | 3847.0608 | 28776.0149 |  | 0
1906-01-15 | 0 | 0 | 0 | 0 | -12.5669 | -12.5669 | 3834.494 | 28682.0148 |  | 0
1906-01-16 | 0 | 0 | 0 | 0 | -12.5669 | -12.5669 | 3821.9271 | 28588.0147 |  | 0
1906-01-17 | 0 | 0 | 0 | 0 | -12.5669 | -12.5669 | 3809.3602 | 28494.0146 |  | 0
1906-01-18 | 0 | 0 | 0 | 0 | -12.5669 | -12.5669 | 3796.7934 | 28400.0145 |  | 0
1906-01-19 | 0 | 0 | 0 | 0 | -12.5669 | -12.5669 | 3784.2265 | 28306.0144 |  | 0
1906-01-20 | 0 | 0 | 0 | 0 | -12.5669 | -12.5669 | 3771.6597 | 28212.0143 |  | 0
1906-01-21 | 0 | 0 | 0 | 0 | -12.5669 | -12.5669 | 3759.0928 | 28118.0141 |  | 0
1906-01-22 | 0 | 0 | 0 | 0 | -12.5669 | -12.5669 | 3746.5259 | 28024.014 |  | 0
1906-01-23 | 0 | 0 | 0 | 0 | -12.5669 | -12.5669 | 3733.9591 | 27930.0139 |  | 0
1906-01-24 | 0 | 0 | 0 | 0 | -12.5669 | -12.5669 | 3721.3922 | 27836.0138 |  | 0
1906-01-25 | 0 | 0 | 0 | 0 | -12.5669 | -12.5669 | 3708.8254 | 27742.0137 |  | 0
1906-01-26 | 0 | 0 | 0 | 0 | -12.5669 | -12.5669 | 3696.2585 | 27648.0136 |  | 0
1906-01-27 | 0 | 0 | 0 | 0 | -12.5669 | -12.5669 | 3683.6916 | 27554.0135 |  | 0
1906-01-28 | 0 | 0 | 0 | 0 | -12.5669 | -12.5669 | 3671.1248 | 27460.0134 |  | 0
1906-01-29 | 0 | 0 | 0 | 0 | -12.5669 | -12.5669 | 3658.5579 | 27366.0132 |  | 0
1906-01-30 | 0 | 0 | 0 | 0 | -12.5669 | -12.5669 | 3645.9911 | 27272.0131 |  | 0
1906-01-31 | 0 | 0 | 0 | 0 | -12.5669 | -12.5669 | 3633.4242 | 27178.013 |  | 0
1906-02-01 | 0 | 0 | 0 | 0 | -12.5669 | -12.5669 | 3620.8573 | 27084.0129 |  | 0
1906-02-02 | 0 | 0 | 0 | 0 | -12.5669 | -12.5669 | 3608.2905 | 26990.0128 |  | 0
1906-02-03 | 0 | 0 | 0 | 0 | -12.5669 | -12.5669 | 3595.7236 | 26896.0127 |  | 0
1906-02-04 | 0.0083333 | 23 | 4.0107 | 4.0107 | 6.4224 | 6.4224 | 3602.1461 | 26944.0526 |  | 0
1906-02-05 | 0 | 0 | 0 | 0 | -12.5669 | -12.5669 | 3589.5792 | 26850.0525 |  | 0
1906-02-06 | 0 | 0 | 0 | 0 | -12.5669 | -12.5669 | 3577.0123 | 26756.0523 |  | 0
1906-02-07 | 0 | 0 | 0 | 0 | -12.5669 | -12.5669 | 3564.4455 | 26662.0522 |  | 0
1906-02-08 | 0 | 0 | 0 | 0 | -12.5669 | -12.5669 | 3551.8786 | 26568.0521 |  | 0
1906-02-09 | 0 | 0 | 0 | 0 | -12.5669 | -12.5669 | 3539.3118 | 26474.052 |  | 0
1906-02-10 | 0 | 0 | 0 | 0 | -12.5669 | -12.5669 | 3526.7449 | 26380.0519 |  | 0
1906-02-11 | 0 | 0 | 0 | 0 | -12.5669 | -12.5669 | 3514.178 | 26286.0518 |  | 0
1906-02-12 | 0.054167 | 149.5 | 4.0107 | 4.0107 | 132.9224 | 132.9224 | 3647.1005 | 27280.3117 |  | 0
1906-02-13 | 0 | 0 | 0 | 0 | -12.5669 | -12.5669 | 3634.5336 | 27186.3115 |  | 0
1906-02-14 | 0 | 0 | 0 | 0 | -12.5669 | -12.5669 | 3621.9668 | 27092.3114 |  | 0
1906-02-15 | 0 | 0 | 0 | 0 | -12.5669 | -12.5669 | 3609.3999 | 26998.3113 |  | 0
1906-02-16 | 0 | 0 | 0 | 0 | -12.5669 | -12.5669 | 3596.833 | 26904.3112 |  | 0
1906-02-17 | 0 | 0 | 0 | 0 | -12.5669 | -12.5669 | 3584.2662 | 26810.3111 |  | 0
1906-02-18 | 0 | 0 | 0 | 0 | -12.5669 | -12.5669 | 3571.6993 | 26716.311 |  | 0
1906-02-19 | 0 | 0 | 0 | 0 | -12.5669 | -12.5669 | 3559.1325 | 26622.3109 |  | 0
1906-02-20 | 0 | 0 | 0 | 0 | -12.5669 | -12.5669 | 3546.5656 | 26528.3108 |  | 0
1906-02-21 | 0 | 0 | 0 | 0 | -12.5669 | -12.5669 | 3533.9987 | 26434.3106 |  | 0
1906-02-22 | 0 | 0 | 0 | 0 | -12.5669 | -12.5669 | 3521.4319 | 26340.3105 |  | 0
1906-02-23 | 0 | 0 | 0 | 0 | -12.5669 | -12.5669 | 3508.865 | 26246.3104 |  | 0
1906-02-24 | 0 | 0 | 0 | 0 | -12.5669 | -12.5669 | 3496.2982 | 26152.3103 |  | 0
1906-02-25 | 0 | 0 | 0 | 0 | -12.5669 | -12.5669 | 3483.7313 | 26058.3102 |  | 0
1906-02-26 | 0 | 0 | 0 | 0 | -12.5669 | -12.5669 | 3471.1644 | 25964.3101 |  | 0
1906-02-27 | 0 | 0 | 0 | 0 | -12.5669 | -12.5669 | 3458.5976 | 25870.31 |  | 0
1906-02-28 | 0 | 0 | 0 | 0 | -12.5669 | -12.5669 | 3446.0307 | 25776.3099 |  | 0
1906-04-01 | 0 | 0 | 0 | 0 | -12.5669 | -12.5669 | 3433.4639 | 25682.3097 |  | 0
1906-04-02 | 0 | 0 | 0 | 0 | -12.5669 | -12.5669 | 3420.897 | 25588.3096 |  | 0
1906-04-03 | 0 | 0 | 0 | 0 | -12.5669 | -12.5669 | 3408.3301 | 25494.3095 |  | 0
1906-04-04 | 0 | 0 | 0 | 0 | -12.5669 | -12.5669 | 3395.7633 | 25400.3094 |  | 0
1906-04-05 | 0 | 0 | 0 | 0 | -12.5669 | -12.5669 | 3383.1964 | 25306.3093 |  | 0
1906-04-06 | 0.075 | 207 | 4.0107 | 4.0107 | 190.4224 | 190.4224 | 3573.6189 | 26730.6692 |  | 0
1906-04-07 | 0 | 0 | 0 | 0 | -12.5669 | -12.5669 | 3561.052 | 26636.6691 |  | 0
1906-04-08 | 0 | 0 | 0 | 0 | -12.5669 | -12.5669 | 3548.4852 | 26542.669 |  | 0
1906-04-09 | 0 | 0 | 0 | 0 | -12.5669 | -12.5669 | 3535.9183 | 26448.6688 |  | 0
1906-04-10 | 0 | 0 | 0 | 0 | -12.5669 | -12.5669 | 3523.3514 | 26354.6687 |  | 0
1906-04-11 | 0 | 0 | 0 | 0 | -12.5669 | -12.5669 | 3510.7846 | 26260.6686 |  | 0
1906-04-12 | 0 | 0 | 0 | 0 | -12.5669 | -12.5669 | 3498.2177 | 26166.6685 |  | 0
1906-04-13 | 0 | 0 | 0 | 0 | -12.5669 | -12.5669 | 3485.6509 | 26072.6684 |  | 0
1906-04-14 | 0.029167 | 80.5 | 4.0107 | 4.0107 | 63.9224 | 63.9224 | 3549.5733 | 26550.8083 |  | 0
1906-04-15 | 0 | 0 | 0 | 0 | -12.5669 | -12.5669 | 3537.0064 | 26456.8082 |  | 0
1906-04-16 | 0 | 0 | 0 | 0 | -12.5669 | -12.5669 | 3524.4396 | 26362.8081 |  | 0
1906-04-17 | 0 | 0 | 0 | 0 | -12.5669 | -12.5669 | 3511.8727 | 26268.8079 |  | 0
1906-04-18 | 0 | 0 | 0 | 0 | -12.5669 | -12.5669 | 3499.3059 | 26174.8078 |  | 0
1906-04-19 | 0 | 0 | 0 | 0 | -12.5669 | -12.5669 | 3486.739 | 26080.8077 |  | 0
1906-04-20 | 0.083333 | 230 | 4.0107 | 4.0107 | 213.4224 | 213.4224 | 3700.1614 | 27677.2076 |  | 0
1906-04-21 | 0 | 0 | 0 | 0 | -12.5669 | -12.5669 | 3687.5946 | 27583.2075 |  | 0
1906-04-22 | 0 | 0 | 0 | 0 | -12.5669 | -12.5669 | 3675.0277 | 27489.2074 |  | 0
1906-04-23 | 0 | 0 | 0 | 0 | -12.5669 | -12.5669 | 3662.4609 | 27395.2073 |  | 0
1906-04-24 | 0 | 0 | 0 | 0 | -12.5669 | -12.5669 | 3649.894 | 27301.2072 |  | 0
1906-04-25 | 0 | 0 | 0 | 0 | -12.5669 | -12.5669 | 3637.3271 | 27207.207 |  | 0
1906-04-26 | 0 | 0 | 0 | 0 | -12.5669 | -12.5669 | 3624.7603 | 27113.2069 |  | 0
1906-04-27 | 0 | 0 | 0 | 0 | -12.5669 | -12.5669 | 3612.1934 | 27019.2068 |  | 0
1906-04-28 | 0 | 0 | 0 | 0 | -12.5669 | -12.5669 | 3599.6266 | 26925.2067 |  | 0
1906-04-29 | 0 | 0 | 0 | 0 | -12.5669 | -12.5669 | 3587.0597 | 26831.2066 |  | 0
1906-04-30 | 0.0875 | 241.5 | 4.0107 | 4.0107 | 224.9224 | 224.9224 | 3811.9821 | 28513.6265 |  | 0
1906-05-01 | 0 | 0 | 0 | 0 | -12.5669 | -12.5669 | 3799.4153 | 28419.6264 |  | 0
1906-05-02 | 0 | 0 | 0 | 0 | -12.5669 | -12.5669 | 3786.8484 | 28325.6262 |  | 0
1906-05-03 | 0 | 0 | 0 | 0 | -12.5669 | -12.5669 | 3774.2816 | 28231.6261 |  | 0
1906-05-04 | 0 | 0 | 0 | 0 | -12.5669 | -12.5669 | 3761.7147 | 28137.626 |  | 0
1906-05-05 | 0 | 0 | 0 | 0 | -12.5669 | -12.5669 | 3749.1478 | 28043.6259 |  | 0
1906-05-06 | 0 | 0 | 0 | 0 | -12.5669 | -12.5669 | 3736.581 | 27949.6258 |  | 0
1906-05-07 | 0 | 0 | 0 | 0 | -12.5669 | -12.5669 | 3724.0141 | 27855.6257 |  | 0
1906-05-08 | 0 | 0 | 0 | 0 | -12.5669 | -12.5669 | 3711.4473 | 27761.6256 |  | 0
1906-05-09 | 0 | 0 | 0 | 0 | -12.5669 | -12.5669 | 3698.8804 | 27667.6255 |  | 0
1906-05-10 | 0 | 0 | 0 | 0 | -12.5669 | -12.5669 | 3686.3135 | 27573.6253 |  | 0
1906-05-11 | 0 | 0 | 0 | 0 | -12.5669 | -12.5669 | 3673.7467 | 27479.6252 |  | 0
1906-05-12 | 0 | 0 | 0 | 0 | -12.5669 | -12.5669 | 3661.1798 | 27385.6251 |  | 0
1906-05-13 | 0 | 0 | 0 | 0 | -12.5669 | -12.5669 | 3648.613 | 27291.625 |  | 0
1906-05-14 | 0.1375 | 379.5 | 4.0107 | 4.0107 | 362.9224 | 362.9224 | 3997.8631 | 29904.0163 |  | 1.1054
1906-05-15 | 0 | 0 | 0 | 0 | -12.5669 | -12.5669 | 3985.2963 | 29810.0162 |  | 0
1906-05-16 | 0 | 0 | 0 | 0 | -12.5669 | -12.5669 | 3972.7294 | 29716.0161 |  | 0
1906-05-17 | 0 | 0 | 0 | 0 | -12.5669 | -12.5669 | 3960.1626 | 29622.0159 |  | 0
1906-05-18 | 0 | 0 | 0 | 0 | -12.5669 | -12.5669 | 3947.5957 | 29528.0158 |  | 0
1906-05-19 | 0 | 0 | 0 | 0 | -12.5669 | -12.5669 | 3935.0288 | 29434.0157 |  | 0
1906-05-20 | 0 | 0 | 0 | 0 | -12.5669 | -12.5669 | 3922.462 | 29340.0156 |  | 0
1906-05-21 | 0 | 0 | 0 | 0 | -12.5669 | -12.5669 | 3909.8951 | 29246.0155 |  | 0
1906-05-22 | 0.16667 | 460 | 4.0107 | 4.0107 | 443.4224 | 443.4224 | 3997.8631 | 29904.0163 |  | 342.8876
1906-05-23 | 0 | 0 | 0 | 0 | -12.5669 | -12.5669 | 3985.2963 | 29810.0162 |  | 0
1906-05-24 | 0 | 0 | 0 | 0 | -12.5669 | -12.5669 | 3972.7294 | 29716.0161 |  | 0
1906-05-25 | 0 | 0 | 0 | 0 | -12.5669 | -12.5669 | 3960.1626 | 29622.0159 |  | 0
1906-05-26 | 0 | 0 | 0 | 0 | -12.5669 | -12.5669 | 3947.5957 | 29528.0158 |  | 0
1906-05-27 | 0 | 0 | 0 | 0 | -12.5669 | -12.5669 | 3935.0288 | 29434.0157 |  | 0
1906-05-28 | 0 | 0 | 0 | 0 | -12.5669 | -12.5669 | 3922.462 | 29340.0156 |  | 0
1906-05-29 | 0 | 0 | 0 | 0 | -12.5669 | -12.5669 | 3909.8951 | 29246.0155 |  | 0
1906-05-30 | 0 | 0 | 0 | 0 | -12.5669 | -12.5669 | 3897.3283 | 29152.0154 |  | 0
1906-05-31 | 0.083333 | 230 | 4.0107 | 4.0107 | 213.4224 | 213.4224 | 3997.8631 | 29904.0163 |  | 100.3207
1906-06-01 | 0.091667 | 253 | 4.0107 | 4.0107 | 236.4224 | 236.4224 | 3997.8631 | 29904.0163 |  | 223.8556
1906-06-02 | 0.12417 | 342.7 | 4.0107 | 4.0107 | 326.1224 | 326.1224 | 3997.8631 | 29904.0163 |  | 313.5556
1906-06-03 | 0 | 0 | 0 | 0 | -12.5669 | -12.5669 | 3985.2963 | 29810.0162 |  | 0
1906-06-04 | 0.070833 | 195.5 | 4.0107 | 4.0107 | 178.9224 | 178.9224 | 3997.8631 | 29904.0163 |  | 153.7887
1906-06-05 | 0 | 0 | 0 | 0 | -12.5669 | -12.5669 | 3985.2963 | 29810.0162 |  | 0
1906-06-06 | 0 | 0 | 0 | 0 | -12.5669 | -12.5669 | 3972.7294 | 29716.0161 |  | 0
1906-06-07 | 0 | 0 | 0 | 0 | -12.5669 | -12.5669 | 3960.1626 | 29622.0159 |  | 0
1906-06-08 | 0 | 0 | 0 | 0 | -12.5669 | -12.5669 | 3947.5957 | 29528.0158 |  | 0
1906-06-09 | 0 | 0 | 0 | 0 | -12.5669 | -12.5669 | 3935.0288 | 29434.0157 |  | 0
1906-06-10 | 0 | 0 | 0 | 0 | -12.5669 | -12.5669 | 3922.462 | 29340.0156 |  | 0
1906-06-11 | 0.029167 | 80.5 | 4.0107 | 4.0107 | 63.9224 | 63.9224 | 3986.3844 | 29818.1555 |  | 0
1906-06-12 | 0 | 0 | 0 | 0 | -12.5669 | -12.5669 | 3973.8176 | 29724.1554 |  | 0
1906-06-13 | 0 | 0 | 0 | 0 | -12.5669 | -12.5669 | 3961.2507 | 29630.1553 |  | 0
1906-06-14 | 0 | 0 | 0 | 0 | -12.5669 | -12.5669 | 3948.6838 | 29536.1552 |  | 0
1906-06-15 | 0.0775 | 213.9 | 4.0107 | 4.0107 | 197.3224 | 197.3224 | 3997.8631 | 29904.0163 |  | 135.5763
1906-06-16 | 0 | 0 | 0 | 0 | -12.5669 | -12.5669 | 3985.2963 | 29810.0162 |  | 0
1906-06-17 | 0 | 0 | 0 | 0 | -12.5669 | -12.5669 | 3972.7294 | 29716.0161 |  | 0
1906-06-18 | 0 | 0 | 0 | 0 | -12.5669 | -12.5669 | 3960.1626 | 29622.0159 |  | 0
1906-06-19 | 0 | 0 | 0 | 0 | -12.5669 | -12.5669 | 3947.5957 | 29528.0158 |  | 0
1906-06-20 | 0 | 0 | 0 | 0 | -12.5669 | -12.5669 | 3935.0288 | 29434.0157 |  | 0
1906-06-21 | 0 | 0 | 0 | 0 | -12.5669 | -12.5669 | 3922.462 | 29340.0156 |  | 0
1906-06-22 | 0.0091667 | 25.3 | 4.0107 | 4.0107 | 8.7224 | 8.7224 | 3931.1844 | 29405.2595 |  | 0
1906-06-23 | 0 | 0 | 0 | 0 | -12.5669 | -12.5669 | 3918.6176 | 29311.2594 |  | 0
1906-06-24 | 0 | 0 | 0 | 0 | -12.5669 | -12.5669 | 3906.0507 | 29217.2593 |  | 0
1906-06-25 | 0.0083333 | 23 | 4.0107 | 4.0107 | 6.4224 | 6.4224 | 3912.4731 | 29265.2992 |  | 0
1906-06-26 | 0 | 0 | 0 | 0 | -12.5669 | -12.5669 | 3899.9063 | 29171.299 |  | 0
1906-06-27 | 0 | 0 | 0 | 0 | -12.5669 | -12.5669 | 3887.3394 | 29077.2989 |  | 0
1906-06-28 | 0 | 0 | 0 | 0 | -12.5669 | -12.5669 | 3874.7726 | 28983.2988 |  | 0
1906-06-29 | 0 | 0 | 0 | 0 | -12.5669 | -12.5669 | 3862.2057 | 28889.2987 |  | 0
1906-06-30 | 0 | 0 | 0 | 0 | -12.5669 | -12.5669 | 3849.6388 | 28795.2986 |  | 0
1907-01-01 | 0.005 | 13.8 | 4.0107 | 4.0107 | -2.7776 | -2.7776 | 3846.8613 | 28774.5225 |  | 0
1907-01-02 | 0 | 0 | 0 | 0 | -12.5669 | -12.5669 | 3834.2944 | 28680.5224 |  | 0
1907-01-03 | 0 | 0 | 0 | 0 | -12.5669 | -12.5669 | 3821.7276 | 28586.5223 |  | 0
1907-01-04 | 0 | 0 | 0 | 0 | -12.5669 | -12.5669 | 3809.1607 | 28492.5221 |  | 0
1907-01-05 | 0 | 0 | 0 | 0 | -12.5669 | -12.5669 | 3796.5939 | 28398.522 |  | 0
1907-01-06 | 0 | 0 | 0 | 0 | -12.5669 | -12.5669 | 3784.027 | 28304.5219 |  | 0
1907-01-07 | 0 | 0 | 0 | 0 | -12.5669 | -12.5669 | 3771.4601 | 28210.5218 |  | 0
1907-01-08 | 0.05 | 138 | 4.0107 | 4.0107 | 121.4224 | 121.4224 | 3892.8826 | 29118.7617 |  | 0
1907-01-09 | 0.0175 | 48.3 | 4.0107 | 4.0107 | 31.7224 | 31.7224 | 3924.605 | 29356.0456 |  | 0
1907-01-10 | 0 | 0 | 0 | 0 | -12.5669 | -12.5669 | 3912.0382 | 29262.0455 |  | 0
1907-01-11 | 0 | 0 | 0 | 0 | -12.5669 | -12.5669 | 3899.4713 | 29168.0454 |  | 0
1907-01-12 | 0 | 0 | 0 | 0 | -12.5669 | -12.5669 | 3886.9044 | 29074.0452 |  | 0
1907-01-13 | 0 | 0 | 0 | 0 | -12.5669 | -12.5669 | 3874.3376 | 28980.0451 |  | 0
1907-01-14 | 0 | 0 | 0 | 0 | -12.5669 | -12.5669 | 3861.7707 | 28886.045 |  | 0
1907-01-15 | 0 | 0 | 0 | 0 | -12.5669 | -12.5669 | 3849.2039 | 28792.0449 |  | 0
1907-01-16 | 0.0091667 | 25.3 | 4.0107 | 4.0107 | 8.7224 | 8.7224 | 3857.9263 | 28857.2888 |  | 0
1907-01-17 | 0 | 0 | 0 | 0 | -12.5669 | -12.5669 | 3845.3594 | 28763.2887 |  | 0
1907-01-18 | 0 | 0 | 0 | 0 | -12.5669 | -12.5669 | 3832.7926 | 28669.2886 |  | 0
1907-01-19 | 0.016667 | 46 | 4.0107 | 4.0107 | 29.4224 | 29.4224 | 3862.215 | 28889.3685 |  | 0
1907-01-20 | 0 | 0 | 0 | 0 | -12.5669 | -12.5669 | 3849.6482 | 28795.3683 |  | 0
1907-01-21 | 0 | 0 | 0 | 0 | -12.5669 | -12.5669 | 3837.0813 | 28701.3682 |  | 0
1907-01-22 | 0 | 0 | 0 | 0 | -12.5669 | -12.5669 | 3824.5145 | 28607.3681 |  | 0
1907-01-23 | 0 | 0 | 0 | 0 | -12.5669 | -12.5669 | 3811.9476 | 28513.368 |  | 0
1907-01-24 | 0 | 0 | 0 | 0 | -12.5669 | -12.5669 | 3799.3807 | 28419.3679 |  | 0
1907-01-25 | 0 | 0 | 0 | 0 | -12.5669 | -12.5669 | 3786.8139 | 28325.3678 |  | 0
1907-01-26 | 0 | 0 | 0 | 0 | -12.5669 | -12.5669 | 3774.247 | 28231.3677 |  | 0
1907-01-27 | 0 | 0 | 0 | 0 | -12.5669 | -12.5669 | 3761.6802 | 28137.3675 |  | 0
1907-01-28 | 0 | 0 | 0 | 0 | -12.5669 | -12.5669 | 3749.1133 | 28043.3674 |  | 0
1907-01-29 | 0 | 0 | 0 | 0 | -12.5669 | -12.5669 | 3736.5464 | 27949.3673 |  | 0
1907-01-30 | 0 | 0 | 0 | 0 | -12.5669 | -12.5669 | 3723.9796 | 27855.3672 |  | 0
1907-01-31 | 0 | 0 | 0 | 0 | -12.5669 | -12.5669 | 3711.4127 | 27761.3671 |  | 0
1907-02-01 | 0 | 0 | 0 | 0 | -12.5669 | -12.5669 | 3698.8459 | 27667.367 |  | 0
1907-02-02 | 0 | 0 | 0 | 0 | -12.5669 | -12.5669 | 3686.279 | 27573.3669 |  | 0
1907-02-03 | 0 | 0 | 0 | 0 | -12.5669 | -12.5669 | 3673.7121 | 27479.3668 |  | 0
1907-02-04 | 0 | 0 | 0 | 0 | -12.5669 | -12.5669 | 3661.1453 | 27385.3666 |  | 0
1907-02-05 | 0 | 0 | 0 | 0 | -12.5669 | -12.5669 | 3648.5784 | 27291.3665 |  | 0
1907-02-06 | 0 | 0 | 0 | 0 | -12.5669 | -12.5669 | 3636.0116 | 27197.3664 |  | 0
1907-02-07 | 0 | 0 | 0 | 0 | -12.5669 | -12.5669 | 3623.4447 | 27103.3663 |  | 0
1907-02-08 | 0 | 0 | 0 | 0 | -12.5669 | -12.5669 | 3610.8778 | 27009.3662 |  | 0
1907-02-09 | 0 | 0 | 0 | 0 | -12.5669 | -12.5669 | 3598.311 | 26915.3661 |  | 0
1907-02-10 | 0 | 0 | 0 | 0 | -12.5669 | -12.5669 | 3585.7441 | 26821.366 |  | 0
1907-02-11 | 0 | 0 | 0 | 0 | -12.5669 | -12.5669 | 3573.1773 | 26727.3659 |  | 0
1907-02-12 | 0 | 0 | 0 | 0 | -12.5669 | -12.5669 | 3560.6104 | 26633.3657 |  | 0
1907-02-13 | 0 | 0 | 0 | 0 | -12.5669 | -12.5669 | 3548.0435 | 26539.3656 |  | 0
1907-02-14 | 0 | 0 | 0 | 0 | -12.5669 | -12.5669 | 3535.4767 | 26445.3655 |  | 0
1907-02-15 | 0 | 0 | 0 | 0 | -12.5669 | -12.5669 | 3522.9098 | 26351.3654 |  | 0
1907-02-16 | 0 | 0 | 0 | 0 | -12.5669 | -12.5669 | 3510.343 | 26257.3653 |  | 0
1907-02-17 | 0 | 0 | 0 | 0 | -12.5669 | -12.5669 | 3497.7761 | 26163.3652 |  | 0
1907-02-18 | 0 | 0 | 0 | 0 | -12.5669 | -12.5669 | 3485.2092 | 26069.3651 |  | 0
1907-02-19 | 0 | 0 | 0 | 0 | -12.5669 | -12.5669 | 3472.6424 | 25975.365 |  | 0
1907-02-20 | 0 | 0 | 0 | 0 | -12.5669 | -12.5669 | 3460.0755 | 25881.3648 |  | 0
1907-02-21 | 0 | 0 | 0 | 0 | -12.5669 | -12.5669 | 3447.5087 | 25787.3647 |  | 0
1907-02-22 | 0 | 0 | 0 | 0 | -12.5669 | -12.5669 | 3434.9418 | 25693.3646 |  | 0
1907-02-23 | 0 | 0 | 0 | 0 | -12.5669 | -12.5669 | 3422.3749 | 25599.3645 |  | 0
1907-02-24 | 0 | 0 | 0 | 0 | -12.5669 | -12.5669 | 3409.8081 | 25505.3644 |  | 0
1907-02-25 | 0 | 0 | 0 | 0 | -12.5669 | -12.5669 | 3397.2412 | 25411.3643 |  | 0
1907-02-26 | 0 | 0 | 0 | 0 | -12.5669 | -12.5669 | 3384.6744 | 25317.3642 |  | 0
1907-02-27 | 0 | 0 | 0 | 0 | -12.5669 | -12.5669 | 3372.1075 | 25223.3641 |  | 0
1907-02-28 | 0.019167 | 52.9 | 4.0107 | 4.0107 | 36.3224 | 36.3224 | 3408.4299 | 25495.0559 |  | 0
1907-03-01 | 0 | 0 | 0 | 0 | -12.5669 | -12.5669 | 3395.8631 | 25401.0558 |  | 0
1907-03-02 | 0 | 0 | 0 | 0 | -12.5669 | -12.5669 | 3383.2962 | 25307.0557 |  | 0
1907-03-03 | 0 | 0 | 0 | 0 | -12.5669 | -12.5669 | 3370.7294 | 25213.0556 |  | 0
1907-03-04 | 0 | 0 | 0 | 0 | -12.5669 | -12.5669 | 3358.1625 | 25119.0555 |  | 0
1907-03-05 | 0 | 0 | 0 | 0 | -12.5669 | -12.5669 | 3345.5956 | 25025.0554 |  | 0
1907-03-06 | 0 | 0 | 0 | 0 | -12.5669 | -12.5669 | 3333.0288 | 24931.0553 |  | 0
1907-03-07 | 0 | 0 | 0 | 0 | -12.5669 | -12.5669 | 3320.4619 | 24837.0552 |  | 0
1907-03-08 | 0.0125 | 34.5 | 4.0107 | 4.0107 | 17.9224 | 17.9224 | 3338.3844 | 24971.115 |  | 0
1907-03-09 | 0.15333 | 423.2 | 4.0107 | 4.0107 | 406.6224 | 406.6224 | 3745.0068 | 28012.6509 |  | 0
1907-03-10 | 0 | 0 | 0 | 0 | -12.5669 | -12.5669 | 3732.4399 | 27918.6508 |  | 0
1907-03-11 | 0 | 0 | 0 | 0 | -12.5669 | -12.5669 | 3719.8731 | 27824.6507 |  | 0
1907-03-12 | 0 | 0 | 0 | 0 | -12.5669 | -12.5669 | 3707.3062 | 27730.6506 |  | 0
1907-03-13 | 0 | 0 | 0 | 0 | -12.5669 | -12.5669 | 3694.7394 | 27636.6505 |  | 0
1907-03-14 | 0 | 0 | 0 | 0 | -12.5669 | -12.5669 | 3682.1725 | 27542.6504 |  | 0
1907-03-15 | 0 | 0 | 0 | 0 | -12.5669 | -12.5669 | 3669.6056 | 27448.6502 |  | 0
1907-03-16 | 0 | 0 | 0 | 0 | -12.5669 | -12.5669 | 3657.0388 | 27354.6501 |  | 0
1907-03-17 | 0 | 0 | 0 | 0 | -12.5669 | -12.5669 | 3644.4719 | 27260.65 |  | 0
1907-03-18 | 0 | 0 | 0 | 0 | -12.5669 | -12.5669 | 3631.9051 | 27166.6499 |  | 0
1907-03-19 | 0 | 0 | 0 | 0 | -12.5669 | -12.5669 | 3619.3382 | 27072.6498 |  | 0
1907-03-20 | 0 | 0 | 0 | 0 | -12.5669 | -12.5669 | 3606.7713 | 26978.6497 |  | 0
1907-03-21 | 0 | 0 | 0 | 0 | -12.5669 | -12.5669 | 3594.2045 | 26884.6496 |  | 0
1907-03-22 | 0 | 0 | 0 | 0 | -12.5669 | -12.5669 | 3581.6376 | 26790.6495 |  | 0
1907-03-23 | 0 | 0 | 0 | 0 | -12.5669 | -12.5669 | 3569.0708 | 26696.6493 |  | 0
1907-03-24 | 0 | 0 | 0 | 0 | -12.5669 | -12.5669 | 3556.5039 | 26602.6492 |  | 0
1907-03-25 | 0 | 0 | 0 | 0 | -12.5669 | -12.5669 | 3543.937 | 26508.6491 |  | 0
1907-03-26 | 0 | 0 | 0 | 0 | -12.5669 | -12.5669 | 3531.3702 | 26414.649 |  | 0
1907-03-27 | 0 | 0 | 0 | 0 | -12.5669 | -12.5669 | 3518.8033 | 26320.6489 |  | 0
1907-03-28 | 0 | 0 | 0 | 0 | -12.5669 | -12.5669 | 3506.2365 | 26226.6488 |  | 0
1907-03-29 | 0 | 0 | 0 | 0 | -12.5669 | -12.5669 | 3493.6696 | 26132.6487 |  | 0
1907-03-30 | 0 | 0 | 0 | 0 | -12.5669 | -12.5669 | 3481.1027 | 26038.6486 |  | 0
1907-03-31 | 0 | 0 | 0 | 0 | -12.5669 | -12.5669 | 3468.5359 | 25944.6484 |  | 0
1907-04-01 | 0 | 0 | 0 | 0 | -12.5669 | -12.5669 | 3455.969 | 25850.6483 |  | 0
1907-04-02 | 0 | 0 | 0 | 0 | -12.5669 | -12.5669 | 3443.4022 | 25756.6482 |  | 0
1907-04-03 | 0 | 0 | 0 | 0 | -12.5669 | -12.5669 | 3430.8353 | 25662.6481 |  | 0
1907-04-04 | 0.010833 | 29.9 | 4.0107 | 4.0107 | 13.3224 | 13.3224 | 3444.1578 | 25762.3 |  | 0
1907-04-05 | 0 | 0 | 0 | 0 | -12.5669 | -12.5669 | 3431.5909 | 25668.2999 |  | 0
1907-04-06 | 0 | 0 | 0 | 0 | -12.5669 | -12.5669 | 3419.024 | 25574.2998 |  | 0
1907-04-07 | 0 | 0 | 0 | 0 | -12.5669 | -12.5669 | 3406.4572 | 25480.2997 |  | 0
1907-04-08 | 0 | 0 | 0 | 0 | -12.5669 | -12.5669 | 3393.8903 | 25386.2995 |  | 0
1907-04-09 | 0 | 0 | 0 | 0 | -12.5669 | -12.5669 | 3381.3235 | 25292.2994 |  | 0
1907-04-10 | 0 | 0 | 0 | 0 | -12.5669 | -12.5669 | 3368.7566 | 25198.2993 |  | 0
1907-04-11 | 0 | 0 | 0 | 0 | -12.5669 | -12.5669 | 3356.1897 | 25104.2992 |  | 0
1907-04-12 | 0 | 0 | 0 | 0 | -12.5669 | -12.5669 | 3343.6229 | 25010.2991 |  | 0
1907-04-13 | 0 | 0 | 0 | 0 | -12.5669 | -12.5669 | 3331.056 | 24916.299 |  | 0
1907-04-14 | 0 | 0 | 0 | 0 | -12.5669 | -12.5669 | 3318.4892 | 24822.2989 |  | 0
1907-04-15 | 0 | 0 | 0 | 0 | -12.5669 | -12.5669 | 3305.9223 | 24728.2988 |  | 0
1907-04-16 | 0 | 0 | 0 | 0 | -12.5669 | -12.5669 | 3293.3554 | 24634.2986 |  | 0
1907-04-17 | 0 | 0 | 0 | 0 | -12.5669 | -12.5669 | 3280.7886 | 24540.2985 |  | 0
1907-04-18 | 0 | 0 | 0 | 0 | -12.5669 | -12.5669 | 3268.2217 | 24446.2984 |  | 0
1907-04-19 | 0 | 0 | 0 | 0 | -12.5669 | -12.5669 | 3255.6549 | 24352.2983 |  | 0
1907-04-20 | 0 | 0 | 0 | 0 | -12.5669 | -12.5669 | 3243.088 | 24258.2982 |  | 0
1907-04-21 | 0 | 0 | 0 | 0 | -12.5669 | -12.5669 | 3230.5211 | 24164.2981 |  | 0
1907-04-22 | 0.016667 | 46 | 4.0107 | 4.0107 | 29.4224 | 29.4224 | 3259.9436 | 24384.378 |  | 0
1907-04-23 | 0 | 0 | 0 | 0 | -12.5669 | -12.5669 | 3247.3767 | 24290.3778 |  | 0
1907-04-24 | 0 | 0 | 0 | 0 | -12.5669 | -12.5669 | 3234.8099 | 24196.3777 |  | 0
1907-04-25 | 0 | 0 | 0 | 0 | -12.5669 | -12.5669 | 3222.243 | 24102.3776 |  | 0
1907-04-26 | 0 | 0 | 0 | 0 | -12.5669 | -12.5669 | 3209.6761 | 24008.3775 |  | 0
1907-04-27 | 0.0083333 | 23 | 4.0107 | 4.0107 | 6.4224 | 6.4224 | 3216.0986 | 24056.4174 |  | 0
1907-04-28 | 0.0725 | 200.1 | 4.0107 | 4.0107 | 183.5224 | 183.5224 | 3399.621 | 25429.1653 |  | 0
1907-04-29 | 0 | 0 | 0 | 0 | -12.5669 | -12.5669 | 3387.0542 | 25335.1652 |  | 0
1907-04-30 | 0 | 0 | 0 | 0 | -12.5669 | -12.5669 | 3374.4873 | 25241.1651 |  | 0
1907-05-01 | 0 | 0 | 0 | 0 | -12.5669 | -12.5669 | 3361.9204 | 25147.1649 |  | 0
1907-05-02 | 0 | 0 | 0 | 0 | -12.5669 | -12.5669 | 3349.3536 | 25053.1648 |  | 0
1907-05-03 | 0.016667 | 46 | 4.0107 | 4.0107 | 29.4224 | 29.4224 | 3378.776 | 25273.2447 |  | 0
1907-05-04 | 0 | 0 | 0 | 0 | -12.5669 | -12.5669 | 3366.2092 | 25179.2446 |  | 0
1907-05-05 | 0 | 0 | 0 | 0 | -12.5669 | -12.5669 | 3353.6423 | 25085.2445 |  | 0
1907-05-06 | 0 | 0 | 0 | 0 | -12.5669 | -12.5669 | 3341.0755 | 24991.2444 |  | 0
1907-05-07 | 0.055 | 151.8 | 4.0107 | 4.0107 | 135.2224 | 135.2224 | 3476.2979 | 26002.7083 |  | 0
1907-05-08 | 0 | 0 | 0 | 0 | -12.5669 | -12.5669 | 3463.731 | 25908.7082 |  | 0
1907-05-09 | 0.015833 | 43.7 | 4.0107 | 4.0107 | 27.1224 | 27.1224 | 3490.8535 | 26111.584 |  | 0
1907-05-10 | 0 | 0 | 0 | 0 | -12.5669 | -12.5669 | 3478.2866 | 26017.5839 |  | 0
1907-05-11 | 0 | 0 | 0 | 0 | -12.5669 | -12.5669 | 3465.7198 | 25923.5838 |  | 0
1907-05-12 | 0 | 0 | 0 | 0 | -12.5669 | -12.5669 | 3453.1529 | 25829.5837 |  | 0
1907-05-13 | 0.0025 | 6.9 | 4.0107 | 4.0107 | -9.6776 | -9.6776 | 3443.4753 | 25757.1956 |  | 0
1907-05-14 | 0 | 0 | 0 | 0 | -12.5669 | -12.5669 | 3430.9085 | 25663.1955 |  | 0
1907-05-15 | 0 | 0 | 0 | 0 | -12.5669 | -12.5669 | 3418.3416 | 25569.1954 |  | 0
1907-05-16 | 0 | 0 | 0 | 0 | -12.5669 | -12.5669 | 3405.7748 | 25475.1953 |  | 0
1907-05-17 | 0 | 0 | 0 | 0 | -12.5669 | -12.5669 | 3393.2079 | 25381.1951 |  | 0
1907-05-18 | 0 | 0 | 0 | 0 | -12.5669 | -12.5669 | 3380.641 | 25287.195 |  | 0
1907-05-19 | 0 | 0 | 0 | 0 | -12.5669 | -12.5669 | 3368.0742 | 25193.1949 |  | 0
1907-05-20 | 0 | 0 | 0 | 0 | -12.5669 | -12.5669 | 3355.5073 | 25099.1948 |  | 0
1907-05-21 | 0 | 0 | 0 | 0 | -12.5669 | -12.5669 | 3342.9405 | 25005.1947 |  | 0
1907-05-22 | 0 | 0 | 0 | 0 | -12.5669 | -12.5669 | 3330.3736 | 24911.1946 |  | 0
1907-05-23 | 0 | 0 | 0 | 0 | -12.5669 | -12.5669 | 3317.8067 | 24817.1945 |  | 0
1907-05-24 | 0.2575 | 710.7 | 4.0107 | 4.0107 | 694.1224 | 694.1224 | 3997.8631 | 29904.0163 |  | 1.4992
1907-05-25 | 0 | 0 | 0 | 0 | -12.5669 | -12.5669 | 3985.2963 | 29810.0162 |  | 0
1907-05-26 | 0 | 0 | 0 | 0 | -12.5669 | -12.5669 | 3972.7294 | 29716.0161 |  | 0
1907-05-27 | 0 | 0 | 0 | 0 | -12.5669 | -12.5669 | 3960.1626 | 29622.0159 |  | 0
1907-05-28 | 0.091667 | 253 | 4.0107 | 4.0107 | 236.4224 | 236.4224 | 3997.8631 | 29904.0163 |  | 186.155
1907-05-29 | 0.029167 | 80.5 | 4.0107 | 4.0107 | 63.9224 | 63.9224 | 3997.8631 | 29904.0163 |  | 51.3556
1907-05-30 | 0 | 0 | 0 | 0 | -12.5669 | -12.5669 | 3985.2963 | 29810.0162 |  | 0
1907-05-31 | 0 | 0 | 0 | 0 | -12.5669 | -12.5669 | 3972.7294 | 29716.0161 |  | 0
1907-06-01 | 0 | 0 | 0 | 0 | -12.5669 | -12.5669 | 3960.1626 | 29622.0159 |  | 0
1907-06-02 | 0 | 0 | 0 | 0 | -12.5669 | -12.5669 | 3947.5957 | 29528.0158 |  | 0
1907-06-03 | 0 | 0 | 0 | 0 | -12.5669 | -12.5669 | 3935.0288 | 29434.0157 |  | 0
1907-06-04 | 0 | 0 | 0 | 0 | -12.5669 | -12.5669 | 3922.462 | 29340.0156 |  | 0
1907-06-05 | 0.10083 | 278.3 | 4.0107 | 4.0107 | 261.7224 | 261.7224 | 3997.8631 | 29904.0163 |  | 173.7544
1907-06-06 | 0.0041667 | 11.5 | 4.0107 | 4.0107 | -5.0776 | -5.0776 | 3992.7856 | 29866.0362 |  | 0
1907-06-07 | 0 | 0 | 0 | 0 | -12.5669 | -12.5669 | 3980.2187 | 29772.0361 |  | 0
1907-06-08 | 0 | 0 | 0 | 0 | -12.5669 | -12.5669 | 3967.6519 | 29678.0359 |  | 0
1907-06-09 | 0 | 0 | 0 | 0 | -12.5669 | -12.5669 | 3955.085 | 29584.0358 |  | 0
1907-06-10 | 0 | 0 | 0 | 0 | -12.5669 | -12.5669 | 3942.5181 | 29490.0357 |  | 0
1907-06-11 | 0.068333 | 188.6 | 4.0107 | 4.0107 | 172.0224 | 172.0224 | 3997.8631 | 29904.0163 |  | 104.1106
1907-06-12 | 0 | 0 | 0 | 0 | -12.5669 | -12.5669 | 3985.2963 | 29810.0162 |  | 0
1907-06-13 | 0 | 0 | 0 | 0 | -12.5669 | -12.5669 | 3972.7294 | 29716.0161 |  | 0
1907-06-14 | 0 | 0 | 0 | 0 | -12.5669 | -12.5669 | 3960.1626 | 29622.0159 |  | 0
1907-06-15 | 0 | 0 | 0 | 0 | -12.5669 | -12.5669 | 3947.5957 | 29528.0158 |  | 0
1907-06-16 | 0 | 0 | 0 | 0 | -12.5669 | -12.5669 | 3935.0288 | 29434.0157 |  | 0
1907-06-17 | 0 | 0 | 0 | 0 | -12.5669 | -12.5669 | 3922.462 | 29340.0156 |  | 0
1907-06-18 | 0 | 0 | 0 | 0 | -12.5669 | -12.5669 | 3909.8951 | 29246.0155 |  | 0
1907-06-19 | 0.0041667 | 11.5 | 4.0107 | 4.0107 | -5.0776 | -5.0776 | 3904.8176 | 29208.0354 |  | 0
1907-06-20 | 0.0041667 | 11.5 | 4.0107 | 4.0107 | -5.0776 | -5.0776 | 3899.74 | 29170.0553 |  | 0
1907-06-21 | 0.05 | 138 | 4.0107 | 4.0107 | 121.4224 | 121.4224 | 3997.8631 | 29904.0163 |  | 10.7325
1907-06-22 | 0 | 0 | 0 | 0 | -12.5669 | -12.5669 | 3985.2963 | 29810.0162 |  | 0
1907-06-23 | 0 | 0 | 0 | 0 | -12.5669 | -12.5669 | 3972.7294 | 29716.0161 |  | 0
1907-06-24 | 0 | 0 | 0 | 0 | -12.5669 | -12.5669 | 3960.1626 | 29622.0159 |  | 0
1907-06-25 | 0 | 0 | 0 | 0 | -12.5669 | -12.5669 | 3947.5957 | 29528.0158 |  | 0
1907-06-26 | 0 | 0 | 0 | 0 | -12.5669 | -12.5669 | 3935.0288 | 29434.0157 |  | 0
1907-06-27 | 0 | 0 | 0 | 0 | -12.5669 | -12.5669 | 3922.462 | 29340.0156 |  | 0
1907-06-28 | 0 | 0 | 0 | 0 | -12.5669 | -12.5669 | 3909.8951 | 29246.0155 |  | 0
1907-06-29 | 0 | 0 | 0 | 0 | -12.5669 | -12.5669 | 3897.3283 | 29152.0154 |  | 0
1907-06-30 | 0 | 0 | 0 | 0 | -12.5669 | -12.5669 | 3884.7614 | 29058.0153 |  | 0
1907-07-01 | 0 | 0 | 0 | 0 | -12.5669 | -12.5669 | 3872.1945 | 28964.0152 |  | 0
1907-07-02 | 0.041667 | 115 | 4.0107 | 4.0107 | 98.4224 | 98.4224 | 3970.617 | 29700.215 |  | 0
1907-07-03 | 0 | 0 | 0 | 0 | -12.5669 | -12.5669 | 3958.0501 | 29606.2149 |  | 0
1907-07-04 | 0 | 0 | 0 | 0 | -12.5669 | -12.5669 | 3945.4833 | 29512.2148 |  | 0
1907-07-05 | 0 | 0 | 0 | 0 | -12.5669 | -12.5669 | 3932.9164 | 29418.2147 |  | 0
1907-07-06 | 0 | 0 | 0 | 0 | -12.5669 | -12.5669 | 3920.3495 | 29324.2146 |  | 0
1907-07-07 | 0 | 0 | 0 | 0 | -12.5669 | -12.5669 | 3907.7827 | 29230.2145 |  | 0
1907-07-08 | 0 | 0 | 0 | 0 | -12.5669 | -12.5669 | 3895.2158 | 29136.2144 |  | 0
1907-07-09 | 0.095833 | 264.5 | 4.0107 | 4.0107 | 247.9224 | 247.9224 | 3997.8631 | 29904.0163 |  | 132.7083
1907-07-10 | 0.076667 | 211.6 | 4.0107 | 4.0107 | 195.0224 | 195.0224 | 3997.8631 | 29904.0163 |  | 182.4556
1907-07-11 | 0 | 0 | 0 | 0 | -12.5669 | -12.5669 | 3985.2963 | 29810.0162 |  | 0
1907-07-12 | 0 | 0 | 0 | 0 | -12.5669 | -12.5669 | 3972.7294 | 29716.0161 |  | 0
1907-07-13 | 0 | 0 | 0 | 0 | -12.5669 | -12.5669 | 3960.1626 | 29622.0159 |  | 0
1907-07-14 | 0 | 0 | 0 | 0 | -12.5669 | -12.5669 | 3947.5957 | 29528.0158 |  | 0
1907-07-15 | 0 | 0 | 0 | 0 | -12.5669 | -12.5669 | 3935.0288 | 29434.0157 |  | 0
1907-07-16 | 0 | 0 | 0 | 0 | -12.5669 | -12.5669 | 3922.462 | 29340.0156 |  | 0
1907-07-17 | 0 | 0 | 0 | 0 | -12.5669 | -12.5669 | 3909.8951 | 29246.0155 |  | 0
1907-07-18 | 0 | 0 | 0 | 0 | -12.5669 | -12.5669 | 3897.3283 | 29152.0154 |  | 0
1907-07-19 | 0 | 0 | 0 | 0 | -12.5669 | -12.5669 | 3884.7614 | 29058.0153 |  | 0
1907-07-20 | 0 | 0 | 0 | 0 | -12.5669 | -12.5669 | 3872.1945 | 28964.0152 |  | 0
1907-07-21 | 0 | 0 | 0 | 0 | -12.5669 | -12.5669 | 3859.6277 | 28870.015 |  | 0
1907-07-22 | 0 | 0 | 0 | 0 | -12.5669 | -12.5669 | 3847.0608 | 28776.0149 |  | 0
1907-07-23 | 0 | 0 | 0 | 0 | -12.5669 | -12.5669 | 3834.494 | 28682.0148 |  | 0
1907-07-24 | 0 | 0 | 0 | 0 | -12.5669 | -12.5669 | 3821.9271 | 28588.0147 |  | 0
1907-07-25 | 0 | 0 | 0 | 0 | -12.5669 | -12.5669 | 3809.3602 | 28494.0146 |  | 0
1907-07-26 | 0 | 0 | 0 | 0 | -12.5669 | -12.5669 | 3796.7934 | 28400.0145 |  | 0
1907-07-27 | 0 | 0 | 0 | 0 | -12.5669 | -12.5669 | 3784.2265 | 28306.0144 |  | 0
1907-07-28 | 0 | 0 | 0 | 0 | -12.5669 | -12.5669 | 3771.6597 | 28212.0143 |  | 0
1907-07-29 | 0.0125 | 34.5 | 4.0107 | 4.0107 | 17.9224 | 17.9224 | 3789.5821 | 28346.0741 |  | 0
1907-07-30 | 0 | 0 | 0 | 0 | -12.5669 | -12.5669 | 3777.0152 | 28252.074 |  | 0
1907-07-31 | 0 | 0 | 0 | 0 | -12.5669 | -12.5669 | 3764.4484 | 28158.0739 |  | 0
1907-08-01 | 0 | 0 | 0 | 0 | -12.5669 | -12.5669 | 3751.8815 | 28064.0738 |  | 0
1907-08-02 | 0.0225 | 62.1 | 4.0107 | 4.0107 | 45.5224 | 45.5224 | 3797.404 | 28404.5817 |  | 0
1907-08-03 | 0.0091667 | 25.3 | 4.0107 | 4.0107 | 8.7224 | 8.7224 | 3806.1264 | 28469.8256 |  | 0
1907-08-04 | 0.0025 | 6.9 | 4.0107 | 4.0107 | -9.6776 | -9.6776 | 3796.4489 | 28397.4375 |  | 0
1907-08-05 | 0 | 0 | 0 | 0 | -12.5669 | -12.5669 | 3783.882 | 28303.4374 |  | 0
1907-08-06 | 0 | 0 | 0 | 0 | -12.5669 | -12.5669 | 3771.3151 | 28209.4372 |  | 0
1907-08-07 | 0 | 0 | 0 | 0 | -12.5669 | -12.5669 | 3758.7483 | 28115.4371 |  | 0
1907-08-08 | 0 | 0 | 0 | 0 | -12.5669 | -12.5669 | 3746.1814 | 28021.437 |  | 0
1907-08-09 | 0 | 0 | 0 | 0 | -12.5669 | -12.5669 | 3733.6146 | 27927.4369 |  | 0
1907-08-10 | 0 | 0 | 0 | 0 | -12.5669 | -12.5669 | 3721.0477 | 27833.4368 |  | 0
1907-08-11 | 0 | 0 | 0 | 0 | -12.5669 | -12.5669 | 3708.4808 | 27739.4367 |  | 0
1907-08-12 | 0 | 0 | 0 | 0 | -12.5669 | -12.5669 | 3695.914 | 27645.4366 |  | 0
1907-08-13 | 0 | 0 | 0 | 0 | -12.5669 | -12.5669 | 3683.3471 | 27551.4365 |  | 0
1907-08-14 | 0.05 | 138 | 4.0107 | 4.0107 | 121.4224 | 121.4224 | 3804.7696 | 28459.6763 |  | 0
1907-08-15 | 0 | 0 | 0 | 0 | -12.5669 | -12.5669 | 3792.2027 | 28365.6762 |  | 0
1907-08-16 | 0 | 0 | 0 | 0 | -12.5669 | -12.5669 | 3779.6358 | 28271.6761 |  | 0
1907-08-17 | 0 | 0 | 0 | 0 | -12.5669 | -12.5669 | 3767.069 | 28177.676 |  | 0
1907-08-18 | 0 | 0 | 0 | 0 | -12.5669 | -12.5669 | 3754.5021 | 28083.6759 |  | 0
1907-08-19 | 0 | 0 | 0 | 0 | -12.5669 | -12.5669 | 3741.9353 | 27989.6758 |  | 0
1907-08-20 | 0 | 0 | 0 | 0 | -12.5669 | -12.5669 | 3729.3684 | 27895.6757 |  | 0
1907-08-21 | 0 | 0 | 0 | 0 | -12.5669 | -12.5669 | 3716.8015 | 27801.6755 |  | 0
1907-08-22 | 0 | 0 | 0 | 0 | -12.5669 | -12.5669 | 3704.2347 | 27707.6754 |  | 0
1907-08-23 | 0 | 0 | 0 | 0 | -12.5669 | -12.5669 | 3691.6678 | 27613.6753 |  | 0
1907-08-24 | 0 | 0 | 0 | 0 | -12.5669 | -12.5669 | 3679.101 | 27519.6752 |  | 0
1907-08-25 | 0.055833 | 154.1 | 4.0107 | 4.0107 | 137.5224 | 137.5224 | 3816.6234 | 28548.3431 |  | 0
1907-08-26 | 0 | 0 | 0 | 0 | -12.5669 | -12.5669 | 3804.0565 | 28454.343 |  | 0
1907-08-27 | 0 | 0 | 0 | 0 | -12.5669 | -12.5669 | 3791.4897 | 28360.3429 |  | 0
1907-08-28 | 0 | 0 | 0 | 0 | -12.5669 | -12.5669 | 3778.9228 | 28266.3428 |  | 0
1907-08-29 | 0 | 0 | 0 | 0 | -12.5669 | -12.5669 | 3766.356 | 28172.3426 |  | 0
1907-08-30 | 0 | 0 | 0 | 0 | -12.5669 | -12.5669 | 3753.7891 | 28078.3425 |  | 0
1907-08-31 | 0 | 0 | 0 | 0 | -12.5669 | -12.5669 | 3741.2222 | 27984.3424 |  | 0
1907-09-01 | 0 | 0 | 0 | 0 | -12.5669 | -12.5669 | 3728.6554 | 27890.3423 |  | 0
1907-09-02 | 0 | 0 | 0 | 0 | -12.5669 | -12.5669 | 3716.0885 | 27796.3422 |  | 0
1907-09-03 | 0 | 0 | 0 | 0 | -12.5669 | -12.5669 | 3703.5217 | 27702.3421 |  | 0
1907-09-04 | 0 | 0 | 0 | 0 | -12.5669 | -12.5669 | 3690.9548 | 27608.342 |  | 0
1907-09-05 | 0 | 0 | 0 | 0 | -12.5669 | -12.5669 | 3678.3879 | 27514.3419 |  | 0
1907-09-06 | 0 | 0 | 0 | 0 | -12.5669 | -12.5669 | 3665.8211 | 27420.3417 |  | 0
1907-09-07 | 0 | 0 | 0 | 0 | -12.5669 | -12.5669 | 3653.2542 | 27326.3416 |  | 0
1907-09-08 | 0 | 0 | 0 | 0 | -12.5669 | -12.5669 | 3640.6874 | 27232.3415 |  | 0
1907-09-09 | 0.091667 | 253 | 4.0107 | 4.0107 | 236.4224 | 236.4224 | 3877.1098 | 29000.7814 |  | 0
1907-09-10 | 0 | 0 | 0 | 0 | -12.5669 | -12.5669 | 3864.543 | 28906.7813 |  | 0
1907-09-11 | 0 | 0 | 0 | 0 | -12.5669 | -12.5669 | 3851.9761 | 28812.7812 |  | 0
1907-09-12 | 0 | 0 | 0 | 0 | -12.5669 | -12.5669 | 3839.4092 | 28718.7811 |  | 0
1907-09-13 | 0 | 0 | 0 | 0 | -12.5669 | -12.5669 | 3826.8424 | 28624.781 |  | 0
1907-09-14 | 0 | 0 | 0 | 0 | -12.5669 | -12.5669 | 3814.2755 | 28530.7808 |  | 0
1907-09-15 | 0 | 0 | 0 | 0 | -12.5669 | -12.5669 | 3801.7087 | 28436.7807 |  | 0
1907-09-16 | 0 | 0 | 0 | 0 | -12.5669 | -12.5669 | 3789.1418 | 28342.7806 |  | 0
1907-09-17 | 0 | 0 | 0 | 0 | -12.5669 | -12.5669 | 3776.5749 | 28248.7805 |  | 0
1907-09-18 | 0 | 0 | 0 | 0 | -12.5669 | -12.5669 | 3764.0081 | 28154.7804 |  | 0
1907-09-19 | 0 | 0 | 0 | 0 | -12.5669 | -12.5669 | 3751.4412 | 28060.7803 |  | 0
1907-09-20 | 0 | 0 | 0 | 0 | -12.5669 | -12.5669 | 3738.8744 | 27966.7802 |  | 0
1907-09-21 | 0 | 0 | 0 | 0 | -12.5669 | -12.5669 | 3726.3075 | 27872.7801 |  | 0
1907-09-22 | 0 | 0 | 0 | 0 | -12.5669 | -12.5669 | 3713.7406 | 27778.7799 |  | 0
1907-09-23 | 0 | 0 | 0 | 0 | -12.5669 | -12.5669 | 3701.1738 | 27684.7798 |  | 0
1907-09-24 | 0 | 0 | 0 | 0 | -12.5669 | -12.5669 | 3688.6069 | 27590.7797 |  | 0
1907-09-25 | 0 | 0 | 0 | 0 | -12.5669 | -12.5669 | 3676.0401 | 27496.7796 |  | 0
1907-09-26 | 0 | 0 | 0 | 0 | -12.5669 | -12.5669 | 3663.4732 | 27402.7795 |  | 0
1907-09-27 | 0 | 0 | 0 | 0 | -12.5669 | -12.5669 | 3650.9063 | 27308.7794 |  | 0
1907-09-28 | 0 | 0 | 0 | 0 | -12.5669 | -12.5669 | 3638.3395 | 27214.7793 |  | 0
1907-09-29 | 0 | 0 | 0 | 0 | -12.5669 | -12.5669 | 3625.7726 | 27120.7792 |  | 0
1907-09-30 | 0 | 0 | 0 | 0 | -12.5669 | -12.5669 | 3613.2058 | 27026.779 |  | 0
1907-10-01 | 0 | 0 | 0 | 0 | -12.5669 | -12.5669 | 3600.6389 | 26932.7789 |  | 0
1907-10-02 | 0 | 0 | 0 | 0 | -12.5669 | -12.5669 | 3588.072 | 26838.7788 |  | 0
1907-10-03 | 0.089167 | 246.1 | 4.0107 | 4.0107 | 229.5224 | 229.5224 | 3817.5945 | 28555.6067 |  | 0
1907-10-04 | 0.058333 | 161 | 4.0107 | 4.0107 | 144.4224 | 144.4224 | 3962.0169 | 29635.8866 |  | 0
1907-10-05 | 0 | 0 | 0 | 0 | -12.5669 | -12.5669 | 3949.4501 | 29541.8865 |  | 0
1907-10-06 | 0 | 0 | 0 | 0 | -12.5669 | -12.5669 | 3936.8832 | 29447.8864 |  | 0
1907-10-07 | 0 | 0 | 0 | 0 | -12.5669 | -12.5669 | 3924.3163 | 29353.8862 |  | 0
1907-10-08 | 0 | 0 | 0 | 0 | -12.5669 | -12.5669 | 3911.7495 | 29259.8861 |  | 0
1907-10-09 | 0 | 0 | 0 | 0 | -12.5669 | -12.5669 | 3899.1826 | 29165.886 |  | 0
1907-10-10 | 0 | 0 | 0 | 0 | -12.5669 | -12.5669 | 3886.6158 | 29071.8859 |  | 0
1907-10-11 | 0 | 0 | 0 | 0 | -12.5669 | -12.5669 | 3874.0489 | 28977.8858 |  | 0
1907-10-12 | 0 | 0 | 0 | 0 | -12.5669 | -12.5669 | 3861.482 | 28883.8857 |  | 0
1907-10-13 | 0 | 0 | 0 | 0 | -12.5669 | -12.5669 | 3848.9152 | 28789.8856 |  | 0
1907-10-14 | 0 | 0 | 0 | 0 | -12.5669 | -12.5669 | 3836.3483 | 28695.8855 |  | 0
1907-10-15 | 0 | 0 | 0 | 0 | -12.5669 | -12.5669 | 3823.7815 | 28601.8853 |  | 0
1907-10-16 | 0 | 0 | 0 | 0 | -12.5669 | -12.5669 | 3811.2146 | 28507.8852 |  | 0
1907-10-17 | 0 | 0 | 0 | 0 | -12.5669 | -12.5669 | 3798.6477 | 28413.8851 |  | 0
1907-10-18 | 0 | 0 | 0 | 0 | -12.5669 | -12.5669 | 3786.0809 | 28319.885 |  | 0
1907-10-19 | 0 | 0 | 0 | 0 | -12.5669 | -12.5669 | 3773.514 | 28225.8849 |  | 0
1907-10-20 | 0 | 0 | 0 | 0 | -12.5669 | -12.5669 | 3760.9472 | 28131.8848 |  | 0
1907-10-21 | 0 | 0 | 0 | 0 | -12.5669 | -12.5669 | 3748.3803 | 28037.8847 |  | 0
1907-10-22 | 0 | 0 | 0 | 0 | -12.5669 | -12.5669 | 3735.8134 | 27943.8846 |  | 0
1907-10-23 | 0 | 0 | 0 | 0 | -12.5669 | -12.5669 | 3723.2466 | 27849.8844 |  | 0
1907-10-24 | 0.016667 | 46 | 4.0107 | 4.0107 | 29.4224 | 29.4224 | 3752.669 | 28069.9643 |  | 0
1907-10-25 | 0.045833 | 126.5 | 4.0107 | 4.0107 | 109.9224 | 109.9224 | 3862.5915 | 28892.1842 |  | 0
1907-10-26 | 0 | 0 | 0 | 0 | -12.5669 | -12.5669 | 3850.0246 | 28798.1841 |  | 0
1907-10-27 | 0 | 0 | 0 | 0 | -12.5669 | -12.5669 | 3837.4578 | 28704.184 |  | 0
1907-10-28 | 0 | 0 | 0 | 0 | -12.5669 | -12.5669 | 3824.8909 | 28610.1839 |  | 0
1907-10-29 | 0.15 | 414 | 4.0107 | 4.0107 | 397.4224 | 397.4224 | 3997.8631 | 29904.0163 |  | 211.8833
1907-10-30 | 0 | 0 | 0 | 0 | -12.5669 | -12.5669 | 3985.2963 | 29810.0162 |  | 0
1907-10-31 | 0 | 0 | 0 | 0 | -12.5669 | -12.5669 | 3972.7294 | 29716.0161 |  | 0
1907-11-01 | 0 | 0 | 0 | 0 | -12.5669 | -12.5669 | 3960.1626 | 29622.0159 |  | 0
1907-11-02 | 0 | 0 | 0 | 0 | -12.5669 | -12.5669 | 3947.5957 | 29528.0158 |  | 0
1907-11-03 | 0 | 0 | 0 | 0 | -12.5669 | -12.5669 | 3935.0288 | 29434.0157 |  | 0
1907-11-04 | 0 | 0 | 0 | 0 | -12.5669 | -12.5669 | 3922.462 | 29340.0156 |  | 0
1907-11-05 | 0 | 0 | 0 | 0 | -12.5669 | -12.5669 | 3909.8951 | 29246.0155 |  | 0
1907-11-06 | 0 | 0 | 0 | 0 | -12.5669 | -12.5669 | 3897.3283 | 29152.0154 |  | 0
1907-11-07 | 0 | 0 | 0 | 0 | -12.5669 | -12.5669 | 3884.7614 | 29058.0153 |  | 0
1907-11-08 | 0 | 0 | 0 | 0 | -12.5669 | -12.5669 | 3872.1945 | 28964.0152 |  | 0
1907-11-09 | 0 | 0 | 0 | 0 | -12.5669 | -12.5669 | 3859.6277 | 28870.015 |  | 0
1907-11-10 | 0 | 0 | 0 | 0 | -12.5669 | -12.5669 | 3847.0608 | 28776.0149 |  | 0
1907-11-11 | 0 | 0 | 0 | 0 | -12.5669 | -12.5669 | 3834.494 | 28682.0148 |  | 0
1907-11-12 | 0 | 0 | 0 | 0 | -12.5669 | -12.5669 | 3821.9271 | 28588.0147 |  | 0
1907-11-13 | 0 | 0 | 0 | 0 | -12.5669 | -12.5669 | 3809.3602 | 28494.0146 |  | 0
1907-11-14 | 0 | 0 | 0 | 0 | -12.5669 | -12.5669 | 3796.7934 | 28400.0145 |  | 0
1907-11-15 | 0 | 0 | 0 | 0 | -12.5669 | -12.5669 | 3784.2265 | 28306.0144 |  | 0
1907-11-16 | 0 | 0 | 0 | 0 | -12.5669 | -12.5669 | 3771.6597 | 28212.0143 |  | 0
1907-11-17 | 0.0425 | 117.3 | 4.0107 | 4.0107 | 100.7224 | 100.7224 | 3872.3821 | 28965.4181 |  | 0
1907-11-18 | 0 | 0 | 0 | 0 | -12.5669 | -12.5669 | 3859.8152 | 28871.418 |  | 0
1907-11-19 | 0.043333 | 119.6 | 4.0107 | 4.0107 | 103.0224 | 103.0224 | 3962.8377 | 29642.0259 |  | 0
1907-11-20 | 0.0083333 | 23 | 4.0107 | 4.0107 | 6.4224 | 6.4224 | 3969.2601 | 29690.0658 |  | 0
1907-11-21 | 0 | 0 | 0 | 0 | -12.5669 | -12.5669 | 3956.6933 | 29596.0657 |  | 0
1907-11-22 | 0 | 0 | 0 | 0 | -12.5669 | -12.5669 | 3944.1264 | 29502.0656 |  | 0
1907-11-23 | 0 | 0 | 0 | 0 | -12.5669 | -12.5669 | 3931.5596 | 29408.0655 |  | 0
1907-11-24 | 0 | 0 | 0 | 0 | -12.5669 | -12.5669 | 3918.9927 | 29314.0654 |  | 0
1907-11-25 | 0 | 0 | 0 | 0 | -12.5669 | -12.5669 | 3906.4258 | 29220.0652 |  | 0
1907-11-26 | 0.030833 | 85.1 | 4.0107 | 4.0107 | 68.5224 | 68.5224 | 3974.9483 | 29732.6131 |  | 0
1907-11-27 | 0.036667 | 101.2 | 4.0107 | 4.0107 | 84.6224 | 84.6224 | 3997.8631 | 29904.0163 |  | 49.1407
1907-11-28 | 0 | 0 | 0 | 0 | -12.5669 | -12.5669 | 3985.2963 | 29810.0162 |  | 0
1907-11-29 | 0 | 0 | 0 | 0 | -12.5669 | -12.5669 | 3972.7294 | 29716.0161 |  | 0
1907-11-30 | 0 | 0 | 0 | 0 | -12.5669 | -12.5669 | 3960.1626 | 29622.0159 |  | 0
1907-12-01 | 0 | 0 | 0 | 0 | -12.5669 | -12.5669 | 3947.5957 | 29528.0158 |  | 0
1907-12-02 | 0 | 0 | 0 | 0 | -12.5669 | -12.5669 | 3935.0288 | 29434.0157 |  | 0
1907-12-03 | 0 | 0 | 0 | 0 | -12.5669 | -12.5669 | 3922.462 | 29340.0156 |  | 0
1907-12-04 | 0 | 0 | 0 | 0 | -12.5669 | -12.5669 | 3909.8951 | 29246.0155 |  | 0
1907-12-05 | 0 | 0 | 0 | 0 | -12.5669 | -12.5669 | 3897.3283 | 29152.0154 |  | 0
1907-12-06 | 0 | 0 | 0 | 0 | -12.5669 | -12.5669 | 3884.7614 | 29058.0153 |  | 0
1907-12-07 | 0 | 0 | 0 | 0 | -12.5669 | -12.5669 | 3872.1945 | 28964.0152 |  | 0
1907-12-08 | 0 | 0 | 0 | 0 | -12.5669 | -12.5669 | 3859.6277 | 28870.015 |  | 0
1907-12-09 | 0 | 0 | 0 | 0 | -12.5669 | -12.5669 | 3847.0608 | 28776.0149 |  | 0
1907-12-10 | 0 | 0 | 0 | 0 | -12.5669 | -12.5669 | 3834.494 | 28682.0148 |  | 0
1907-12-11 | 0 | 0 | 0 | 0 | -12.5669 | -12.5669 | 3821.9271 | 28588.0147 |  | 0
1907-12-12 | 0 | 0 | 0 | 0 | -12.5669 | -12.5669 | 3809.3602 | 28494.0146 |  | 0
1907-12-13 | 0 | 0 | 0 | 0 | -12.5669 | -12.5669 | 3796.7934 | 28400.0145 |  | 0
1907-12-14 | 0 | 0 | 0 | 0 | -12.5669 | -12.5669 | 3784.2265 | 28306.0144 |  | 0
1907-12-15 | 0 | 0 | 0 | 0 | -12.5669 | -12.5669 | 3771.6597 | 28212.0143 |  | 0
1907-12-16 | 0 | 0 | 0 | 0 | -12.5669 | -12.5669 | 3759.0928 | 28118.0141 |  | 0
1907-12-17 | 0 | 0 | 0 | 0 | -12.5669 | -12.5669 | 3746.5259 | 28024.014 |  | 0
1907-12-18 | 0 | 0 | 0 | 0 | -12.5669 | -12.5669 | 3733.9591 | 27930.0139 |  | 0
1907-12-19 | 0 | 0 | 0 | 0 | -12.5669 | -12.5669 | 3721.3922 | 27836.0138 |  | 0
1907-12-20 | 0 | 0 | 0 | 0 | -12.5669 | -12.5669 | 3708.8254 | 27742.0137 |  | 0
1907-12-21 | 0.0125 | 34.5 | 4.0107 | 4.0107 | 17.9224 | 17.9224 | 3726.7478 | 27876.0736 |  | 0
1907-12-22 | 0 | 0 | 0 | 0 | -12.5669 | -12.5669 | 3714.1809 | 27782.0735 |  | 0
1907-12-23 | 0 | 0 | 0 | 0 | -12.5669 | -12.5669 | 3701.6141 | 27688.0734 |  | 0
1907-12-24 | 0 | 0 | 0 | 0 | -12.5669 | -12.5669 | 3689.0472 | 27594.0732 |  | 0
1907-12-25 | 0 | 0 | 0 | 0 | -12.5669 | -12.5669 | 3676.4804 | 27500.0731 |  | 0
1907-12-26 | 0 | 0 | 0 | 0 | -12.5669 | -12.5669 | 3663.9135 | 27406.073 |  | 0
1907-12-27 | 0 | 0 | 0 | 0 | -12.5669 | -12.5669 | 3651.3466 | 27312.0729 |  | 0
1907-12-28 | 0 | 0 | 0 | 0 | -12.5669 | -12.5669 | 3638.7798 | 27218.0728 |  | 0
1907-12-29 | 0 | 0 | 0 | 0 | -12.5669 | -12.5669 | 3626.2129 | 27124.0727 |  | 0
1907-12-30 | 0 | 0 | 0 | 0 | -12.5669 | -12.5669 | 3613.6461 | 27030.0726 |  | 0
1907-12-31 | 0 | 0 | 0 | 0 | -12.5669 | -12.5669 | 3601.0792 | 26936.0725 |  | 0
1908-01-01 | 0 | 0 | 0 | 0 | -12.5669 | -12.5669 | 3588.5123 | 26842.0723 |  | 0
1908-01-02 | 0 | 0 | 0 | 0 | -12.5669 | -12.5669 | 3575.9455 | 26748.0722 |  | 0
1908-01-03 | 0.0041667 | 11.5 | 4.0107 | 4.0107 | -5.0776 | -5.0776 | 3570.8679 | 26710.0921 |  | 0
1908-01-04 | 0 | 0 | 0 | 0 | -12.5669 | -12.5669 | 3558.3011 | 26616.092 |  | 0
1908-01-05 | 0 | 0 | 0 | 0 | -12.5669 | -12.5669 | 3545.7342 | 26522.0919 |  | 0
1908-01-06 | 0 | 0 | 0 | 0 | -12.5669 | -12.5669 | 3533.1673 | 26428.0918 |  | 0
1908-01-07 | 0 | 0 | 0 | 0 | -12.5669 | -12.5669 | 3520.6005 | 26334.0917 |  | 0
1908-01-08 | 0 | 0 | 0 | 0 | -12.5669 | -12.5669 | 3508.0336 | 26240.0915 |  | 0
1908-01-09 | 0 | 0 | 0 | 0 | -12.5669 | -12.5669 | 3495.4668 | 26146.0914 |  | 0
1908-01-10 | 0 | 0 | 0 | 0 | -12.5669 | -12.5669 | 3482.8999 | 26052.0913 |  | 0
1908-01-11 | 0 | 0 | 0 | 0 | -12.5669 | -12.5669 | 3470.333 | 25958.0912 |  | 0
1908-01-12 | 0 | 0 | 0 | 0 | -12.5669 | -12.5669 | 3457.7662 | 25864.0911 |  | 0
1908-01-13 | 0 | 0 | 0 | 0 | -12.5669 | -12.5669 | 3445.1993 | 25770.091 |  | 0
1908-01-14 | 0 | 0 | 0 | 0 | -12.5669 | -12.5669 | 3432.6325 | 25676.0909 |  | 0
1908-01-15 | 0 | 0 | 0 | 0 | -12.5669 | -12.5669 | 3420.0656 | 25582.0908 |  | 0
1908-01-16 | 0 | 0 | 0 | 0 | -12.5669 | -12.5669 | 3407.4987 | 25488.0906 |  | 0
1908-01-17 | 0 | 0 | 0 | 0 | -12.5669 | -12.5669 | 3394.9319 | 25394.0905 |  | 0
1908-01-18 | 0 | 0 | 0 | 0 | -12.5669 | -12.5669 | 3382.365 | 25300.0904 |  | 0
1908-01-19 | 0 | 0 | 0 | 0 | -12.5669 | -12.5669 | 3369.7982 | 25206.0903 |  | 0
1908-01-20 | 0 | 0 | 0 | 0 | -12.5669 | -12.5669 | 3357.2313 | 25112.0902 |  | 0
1908-01-21 | 0 | 0 | 0 | 0 | -12.5669 | -12.5669 | 3344.6644 | 25018.0901 |  | 0
1908-01-22 | 0 | 0 | 0 | 0 | -12.5669 | -12.5669 | 3332.0976 | 24924.09 |  | 0
1908-01-23 | 0 | 0 | 0 | 0 | -12.5669 | -12.5669 | 3319.5307 | 24830.0899 |  | 0
1908-01-24 | 0 | 0 | 0 | 0 | -12.5669 | -12.5669 | 3306.9639 | 24736.0897 |  | 0
1908-01-25 | 0 | 0 | 0 | 0 | -12.5669 | -12.5669 | 3294.397 | 24642.0896 |  | 0
1908-01-26 | 0 | 0 | 0 | 0 | -12.5669 | -12.5669 | 3281.8301 | 24548.0895 |  | 0
1908-01-27 | 0 | 0 | 0 | 0 | -12.5669 | -12.5669 | 3269.2633 | 24454.0894 |  | 0
1908-01-28 | 0 | 0 | 0 | 0 | -12.5669 | -12.5669 | 3256.6964 | 24360.0893 |  | 0
1908-01-29 | 0 | 0 | 0 | 0 | -12.5669 | -12.5669 | 3244.1296 | 24266.0892 |  | 0
1908-01-30 | 0 | 0 | 0 | 0 | -12.5669 | -12.5669 | 3231.5627 | 24172.0891 |  | 0
1908-01-31 | 0 | 0 | 0 | 0 | -12.5669 | -12.5669 | 3218.9958 | 24078.089 |  | 0
1908-02-01 | 0 | 0 | 0 | 0 | -12.5669 | -12.5669 | 3206.429 | 23984.0888 |  | 0
1908-02-02 | 0 | 0 | 0 | 0 | -12.5669 | -12.5669 | 3193.8621 | 23890.0887 |  | 0
1908-02-03 | 0 | 0 | 0 | 0 | -12.5669 | -12.5669 | 3181.2953 | 23796.0886 |  | 0
1908-02-04 | 0 | 0 | 0 | 0 | -12.5669 | -12.5669 | 3168.7284 | 23702.0885 |  | 0
1908-02-05 | 0 | 0 | 0 | 0 | -12.5669 | -12.5669 | 3156.1615 | 23608.0884 |  | 0
1908-02-06 | 0 | 0 | 0 | 0 | -12.5669 | -12.5669 | 3143.5947 | 23514.0883 |  | 0
1908-02-07 | 0 | 0 | 0 | 0 | -12.5669 | -12.5669 | 3131.0278 | 23420.0882 |  | 0
1908-02-08 | 0 | 0 | 0 | 0 | -12.5669 | -12.5669 | 3118.461 | 23326.0881 |  | 0
1908-02-09 | 0 | 0 | 0 | 0 | -12.5669 | -12.5669 | 3105.8941 | 23232.0879 |  | 0
1908-02-10 | 0 | 0 | 0 | 0 | -12.5669 | -12.5669 | 3093.3272 | 23138.0878 |  | 0
1908-02-11 | 0.005 | 13.8 | 4.0107 | 4.0107 | -2.7776 | -2.7776 | 3090.5497 | 23117.3117 |  | 0
1908-02-12 | 0 | 0 | 0 | 0 | -12.5669 | -12.5669 | 3077.9828 | 23023.3116 |  | 0
1908-02-13 | 0 | 0 | 0 | 0 | -12.5669 | -12.5669 | 3065.416 | 22929.3115 |  | 0
1908-02-14 | 0 | 0 | 0 | 0 | -12.5669 | -12.5669 | 3052.8491 | 22835.3114 |  | 0
1908-02-15 | 0 | 0 | 0 | 0 | -12.5669 | -12.5669 | 3040.2823 | 22741.3113 |  | 0
1908-02-16 | 0 | 0 | 0 | 0 | -12.5669 | -12.5669 | 3027.7154 | 22647.3112 |  | 0
1908-02-17 | 0 | 0 | 0 | 0 | -12.5669 | -12.5669 | 3015.1485 | 22553.311 |  | 0
1908-02-18 | 0 | 0 | 0 | 0 | -12.5669 | -12.5669 | 3002.5817 | 22459.3109 |  | 0
1908-02-19 | 0 | 0 | 0 | 0 | -12.5669 | -12.5669 | 2990.0148 | 22365.3108 |  | 0
1908-02-20 | 0 | 0 | 0 | 0 | -12.5669 | -12.5669 | 2977.448 | 22271.3107 |  | 0
1908-02-21 | 0 | 0 | 0 | 0 | -12.5669 | -12.5669 | 2964.8811 | 22177.3106 |  | 0
1908-02-22 | 0 | 0 | 0 | 0 | -12.5669 | -12.5669 | 2952.3142 | 22083.3105 |  | 0
1908-02-23 | 0 | 0 | 0 | 0 | -12.5669 | -12.5669 | 2939.7474 | 21989.3104 |  | 0
1908-02-24 | 0.0041667 | 11.5 | 4.0107 | 4.0107 | -5.0776 | -5.0776 | 2934.6698 | 21951.3302 |  | 0
1908-02-25 | 0 | 0 | 0 | 0 | -12.5669 | -12.5669 | 2922.103 | 21857.3301 |  | 0
1908-02-26 | 0 | 0 | 0 | 0 | -12.5669 | -12.5669 | 2909.5361 | 21763.33 |  | 0
1908-02-27 | 0 | 0 | 0 | 0 | -12.5669 | -12.5669 | 2896.9692 | 21669.3299 |  | 0
1908-02-28 | 0 | 0 | 0 | 0 | -12.5669 | -12.5669 | 2884.4024 | 21575.3298 |  | 0
1908-02-29 | 0 | 0 | 0 | 0 | -12.5669 | -12.5669 | 2871.8355 | 21481.3297 |  | 0
1908-03-01 | 0 | 0 | 0 | 0 | -12.5669 | -12.5669 | 2859.2687 | 21387.3296 |  | 0
1908-03-02 | 0 | 0 | 0 | 0 | -12.5669 | -12.5669 | 2846.7018 | 21293.3295 |  | 0
1908-03-03 | 0 | 0 | 0 | 0 | -12.5669 | -12.5669 | 2834.1349 | 21199.3293 |  | 0
1908-03-04 | 0 | 0 | 0 | 0 | -12.5669 | -12.5669 | 2821.5681 | 21105.3292 |  | 0
1908-03-05 | 0 | 0 | 0 | 0 | -12.5669 | -12.5669 | 2809.0012 | 21011.3291 |  | 0
1908-03-06 | 0 | 0 | 0 | 0 | -12.5669 | -12.5669 | 2796.4344 | 20917.329 |  | 0
1908-03-07 | 0 | 0 | 0 | 0 | -12.5669 | -12.5669 | 2783.8675 | 20823.3289 |  | 0
1908-03-08 | 0 | 0 | 0 | 0 | -12.5669 | -12.5669 | 2771.3006 | 20729.3288 |  | 0
1908-03-09 | 0 | 0 | 0 | 0 | -12.5669 | -12.5669 | 2758.7338 | 20635.3287 |  | 0
1908-03-10 | 0 | 0 | 0 | 0 | -12.5669 | -12.5669 | 2746.1669 | 20541.3286 |  | 0
1908-03-11 | 0 | 0 | 0 | 0 | -12.5669 | -12.5669 | 2733.6001 | 20447.3284 |  | 0
1908-03-12 | 0 | 0 | 0 | 0 | -12.5669 | -12.5669 | 2721.0332 | 20353.3283 |  | 0
1908-03-13 | 0 | 0 | 0 | 0 | -12.5669 | -12.5669 | 2708.4663 | 20259.3282 |  | 0
1908-03-14 | 0 | 0 | 0 | 0 | -12.5669 | -12.5669 | 2695.8995 | 20165.3281 |  | 0
1908-03-15 | 0 | 0 | 0 | 0 | -12.5669 | -12.5669 | 2683.3326 | 20071.328 |  | 0
1908-03-16 | 0 | 0 | 0 | 0 | -12.5669 | -12.5669 | 2670.7658 | 19977.3279 |  | 0
1908-03-17 | 0 | 0 | 0 | 0 | -12.5669 | -12.5669 | 2658.1989 | 19883.3278 |  | 0
1908-03-18 | 0 | 0 | 0 | 0 | -12.5669 | -12.5669 | 2645.632 | 19789.3277 |  | 0
1908-03-19 | 0 | 0 | 0 | 0 | -12.5669 | -12.5669 | 2633.0652 | 19695.3275 |  | 0
1908-03-20 | 0 | 0 | 0 | 0 | -12.5669 | -12.5669 | 2620.4983 | 19601.3274 |  | 0
1908-03-21 | 0 | 0 | 0 | 0 | -12.5669 | -12.5669 | 2607.9315 | 19507.3273 |  | 0
1908-03-22 | 0 | 0 | 0 | 0 | -12.5669 | -12.5669 | 2595.3646 | 19413.3272 |  | 0
1908-03-23 | 0 | 0 | 0 | 0 | -12.5669 | -12.5669 | 2582.7977 | 19319.3271 |  | 0
1908-03-24 | 0 | 0 | 0 | 0 | -12.5669 | -12.5669 | 2570.2309 | 19225.327 |  | 0
1908-03-25 | 0 | 0 | 0 | 0 | -12.5669 | -12.5669 | 2557.664 | 19131.3269 |  | 0
1908-03-26 | 0 | 0 | 0 | 0 | -12.5669 | -12.5669 | 2545.0972 | 19037.3268 |  | 0
1908-03-27 | 0 | 0 | 0 | 0 | -12.5669 | -12.5669 | 2532.5303 | 18943.3266 |  | 0
1908-03-28 | 0.0041667 | 11.5 | 4.0107 | 4.0107 | -5.0776 | -5.0776 | 2527.4527 | 18905.3465 |  | 0
1908-03-29 | 0.0016667 | 4.6 | 4.0107 | 4.0107 | -11.9776 | -11.9776 | 2515.4752 | 18815.7544 |  | 0
1908-03-30 | 0 | 0 | 0 | 0 | -12.5669 | -12.5669 | 2502.9083 | 18721.7543 |  | 0
1908-03-31 | 0 | 0 | 0 | 0 | -12.5669 | -12.5669 | 2490.3415 | 18627.7542 |  | 0
1908-04-01 | 0 | 0 | 0 | 0 | -12.5669 | -12.5669 | 2477.7746 | 18533.7541 |  | 0
1908-04-02 | 0 | 0 | 0 | 0 | -12.5669 | -12.5669 | 2465.2077 | 18439.754 |  | 0
1908-04-03 | 0.0091667 | 25.3 | 4.0107 | 4.0107 | 8.7224 | 8.7224 | 2473.9302 | 18504.9978 |  | 0
1908-04-04 | 0.0025 | 6.9 | 4.0107 | 4.0107 | -9.6776 | -9.6776 | 2464.2526 | 18432.6097 |  | 0
1908-04-05 | 0 | 0 | 0 | 0 | -12.5669 | -12.5669 | 2451.6858 | 18338.6096 |  | 0
1908-04-06 | 0 | 0 | 0 | 0 | -12.5669 | -12.5669 | 2439.1189 | 18244.6095 |  | 0
1908-04-07 | 0 | 0 | 0 | 0 | -12.5669 | -12.5669 | 2426.5521 | 18150.6094 |  | 0
1908-04-08 | 0.0058333 | 16.1 | 4.0107 | 4.0107 | -0.47756 | -0.47756 | 2426.0745 | 18147.0373 |  | 0
1908-04-09 | 0.0066667 | 18.4 | 4.0107 | 4.0107 | 1.8224 | 1.8224 | 2427.8969 | 18160.6692 |  | 0
1908-04-10 | 0.0041667 | 11.5 | 4.0107 | 4.0107 | -5.0776 | -5.0776 | 2422.8194 | 18122.6891 |  | 0
1908-04-11 | 0 | 0 | 0 | 0 | -12.5669 | -12.5669 | 2410.2525 | 18028.6889 |  | 0
1908-04-12 | 0 | 0 | 0 | 0 | -12.5669 | -12.5669 | 2397.6857 | 17934.6888 |  | 0
1908-04-13 | 0.005 | 13.8 | 4.0107 | 4.0107 | -2.7776 | -2.7776 | 2394.9081 | 17913.9127 |  | 0
1908-04-14 | 0 | 0 | 0 | 0 | -12.5669 | -12.5669 | 2382.3413 | 17819.9126 |  | 0
1908-04-15 | 0.0016667 | 4.6 | 4.0107 | 4.0107 | -11.9776 | -11.9776 | 2370.3637 | 17730.3205 |  | 0
1908-04-16 | 0 | 0 | 0 | 0 | -12.5669 | -12.5669 | 2357.7968 | 17636.3204 |  | 0
1908-04-17 | 0 | 0 | 0 | 0 | -12.5669 | -12.5669 | 2345.23 | 17542.3203 |  | 0
1908-04-18 | 0.0058333 | 16.1 | 4.0107 | 4.0107 | -0.47756 | -0.47756 | 2344.7524 | 17538.7482 |  | 0
1908-04-19 | 0 | 0 | 0 | 0 | -12.5669 | -12.5669 | 2332.1856 | 17444.748 |  | 0
1908-04-20 | 0 | 0 | 0 | 0 | -12.5669 | -12.5669 | 2319.6187 | 17350.7479 |  | 0
1908-04-21 | 0.0125 | 34.5 | 4.0107 | 4.0107 | 17.9224 | 17.9224 | 2337.5412 | 17484.8078 |  | 0
1908-04-22 | 0.016667 | 46 | 4.0107 | 4.0107 | 29.4224 | 29.4224 | 2366.9636 | 17704.8877 |  | 0
1908-04-23 | 0 | 0 | 0 | 0 | -12.5669 | -12.5669 | 2354.3967 | 17610.8876 |  | 0
1908-04-24 | 0 | 0 | 0 | 0 | -12.5669 | -12.5669 | 2341.8299 | 17516.8875 |  | 0
1908-04-25 | 0 | 0 | 0 | 0 | -12.5669 | -12.5669 | 2329.263 | 17422.8874 |  | 0
1908-04-26 | 0 | 0 | 0 | 0 | -12.5669 | -12.5669 | 2316.6962 | 17328.8873 |  | 0
1908-04-27 | 0 | 0 | 0 | 0 | -12.5669 | -12.5669 | 2304.1293 | 17234.8871 |  | 0
1908-04-28 | 0 | 0 | 0 | 0 | -12.5669 | -12.5669 | 2291.5624 | 17140.887 |  | 0
1908-04-29 | 0 | 0 | 0 | 0 | -12.5669 | -12.5669 | 2278.9956 | 17046.8869 |  | 0
1908-04-30 | 0 | 0 | 0 | 0 | -12.5669 | -12.5669 | 2266.4287 | 16952.8868 |  | 0
1908-05-01 | 0 | 0 | 0 | 0 | -12.5669 | -12.5669 | 2253.8619 | 16858.8867 |  | 0
1908-05-02 | 0 | 0 | 0 | 0 | -12.5669 | -12.5669 | 2241.295 | 16764.8866 |  | 0
1908-05-03 | 0 | 0 | 0 | 0 | -12.5669 | -12.5669 | 2228.7281 | 16670.8865 |  | 0
1908-05-04 | 0 | 0 | 0 | 0 | -12.5669 | -12.5669 | 2216.1613 | 16576.8864 |  | 0
1908-05-05 | 0 | 0 | 0 | 0 | -12.5669 | -12.5669 | 2203.5944 | 16482.8862 |  | 0
1908-05-06 | 0 | 0 | 0 | 0 | -12.5669 | -12.5669 | 2191.0276 | 16388.8861 |  | 0
1908-05-07 | 0 | 0 | 0 | 0 | -12.5669 | -12.5669 | 2178.4607 | 16294.886 |  | 0
1908-05-08 | 0 | 0 | 0 | 0 | -12.5669 | -12.5669 | 2165.8938 | 16200.8859 |  | 0
1908-05-09 | 0 | 0 | 0 | 0 | -12.5669 | -12.5669 | 2153.327 | 16106.8858 |  | 0
1908-05-10 | 0 | 0 | 0 | 0 | -12.5669 | -12.5669 | 2140.7601 | 16012.8857 |  | 0
1908-05-11 | 0 | 0 | 0 | 0 | -12.5669 | -12.5669 | 2128.1933 | 15918.8856 |  | 0
1908-05-12 | 0.1 | 276 | 4.0107 | 4.0107 | 259.4224 | 259.4224 | 2387.6157 | 17859.3654 |  | 0
1908-05-13 | 0.058333 | 161 | 4.0107 | 4.0107 | 144.4224 | 144.4224 | 2532.0381 | 18939.6453 |  | 0
1908-05-14 | 0 | 0 | 0 | 0 | -12.5669 | -12.5669 | 2519.4713 | 18845.6452 |  | 0
1908-05-15 | 0 | 0 | 0 | 0 | -12.5669 | -12.5669 | 2506.9044 | 18751.6451 |  | 0
1908-05-16 | 0.1 | 276 | 4.0107 | 4.0107 | 259.4224 | 259.4224 | 2766.3269 | 20692.125 |  | 0
1908-05-17 | 0 | 0 | 0 | 0 | -12.5669 | -12.5669 | 2753.76 | 20598.1249 |  | 0
1908-05-18 | 0 | 0 | 0 | 0 | -12.5669 | -12.5669 | 2741.1932 | 20504.1248 |  | 0
1908-05-19 | 0 | 0 | 0 | 0 | -12.5669 | -12.5669 | 2728.6263 | 20410.1247 |  | 0
1908-05-20 | 0 | 0 | 0 | 0 | -12.5669 | -12.5669 | 2716.0594 | 20316.1245 |  | 0
1908-05-21 | 0 | 0 | 0 | 0 | -12.5669 | -12.5669 | 2703.4926 | 20222.1244 |  | 0
1908-05-22 | 0.35 | 966 | 4.0107 | 4.0107 | 949.4224 | 949.4224 | 3652.915 | 27323.8043 |  | 0
1908-05-23 | 0.14167 | 391 | 4.0107 | 4.0107 | 374.4224 | 374.4224 | 3997.8631 | 29904.0163 |  | 16.9075
1908-05-24 | 0.016667 | 46 | 4.0107 | 4.0107 | 29.4224 | 29.4224 | 3997.8631 | 29904.0163 |  | 16.8556
1908-05-25 | 0.025 | 69 | 4.0107 | 4.0107 | 52.4224 | 52.4224 | 3997.8631 | 29904.0163 |  | 39.8556
1908-05-26 | 0 | 0 | 0 | 0 | -12.5669 | -12.5669 | 3985.2963 | 29810.0162 |  | 0
1908-05-27 | 0 | 0 | 0 | 0 | -12.5669 | -12.5669 | 3972.7294 | 29716.0161 |  | 0
1908-05-28 | 0 | 0 | 0 | 0 | -12.5669 | -12.5669 | 3960.1626 | 29622.0159 |  | 0
1908-05-29 | 0 | 0 | 0 | 0 | -12.5669 | -12.5669 | 3947.5957 | 29528.0158 |  | 0
1908-05-30 | 0 | 0 | 0 | 0 | -12.5669 | -12.5669 | 3935.0288 | 29434.0157 |  | 0
1908-05-31 | 0 | 0 | 0 | 0 | -12.5669 | -12.5669 | 3922.462 | 29340.0156 |  | 0
1908-06-01 | 0 | 0 | 0 | 0 | -12.5669 | -12.5669 | 3909.8951 | 29246.0155 |  | 0
1908-06-02 | 0 | 0 | 0 | 0 | -12.5669 | -12.5669 | 3897.3283 | 29152.0154 |  | 0
1908-06-03 | 0 | 0 | 0 | 0 | -12.5669 | -12.5669 | 3884.7614 | 29058.0153 |  | 0
1908-06-04 | 0 | 0 | 0 | 0 | -12.5669 | -12.5669 | 3872.1945 | 28964.0152 |  | 0
1908-06-05 | 0 | 0 | 0 | 0 | -12.5669 | -12.5669 | 3859.6277 | 28870.015 |  | 0
1908-06-06 | 0 | 0 | 0 | 0 | -12.5669 | -12.5669 | 3847.0608 | 28776.0149 |  | 0
1908-06-07 | 0.16667 | 460 | 4.0107 | 4.0107 | 443.4224 | 443.4224 | 3997.8631 | 29904.0163 |  | 280.0533
1908-06-08 | 0 | 0 | 0 | 0 | -12.5669 | -12.5669 | 3985.2963 | 29810.0162 |  | 0
1908-06-09 | 0 | 0 | 0 | 0 | -12.5669 | -12.5669 | 3972.7294 | 29716.0161 |  | 0
1908-06-10 | 0 | 0 | 0 | 0 | -12.5669 | -12.5669 | 3960.1626 | 29622.0159 |  | 0
1908-06-11 | 0 | 0 | 0 | 0 | -12.5669 | -12.5669 | 3947.5957 | 29528.0158 |  | 0
1908-06-12 | 0 | 0 | 0 | 0 | -12.5669 | -12.5669 | 3935.0288 | 29434.0157 |  | 0
1908-06-13 | 0 | 0 | 0 | 0 | -12.5669 | -12.5669 | 3922.462 | 29340.0156 |  | 0
1908-06-14 | 0 | 0 | 0 | 0 | -12.5669 | -12.5669 | 3909.8951 | 29246.0155 |  | 0
1908-06-15 | 0.041667 | 115 | 4.0107 | 4.0107 | 98.4224 | 98.4224 | 4008.3176 | 29982.2154 |  | 0
1908-06-16 | 0.058333 | 161 | 4.0107 | 4.0107 | 144.4224 | 144.4224 | 3997.8631 | 29904.0163 |  | 142.31
1908-06-17 | 0 | 0 | 0 | 0 | -12.5669 | -12.5669 | 3985.2963 | 29810.0162 |  | 0
1908-06-18 | 0 | 0 | 0 | 0 | -12.5669 | -12.5669 | 3972.7294 | 29716.0161 |  | 0
1908-06-19 | 0 | 0 | 0 | 0 | -12.5669 | -12.5669 | 3960.1626 | 29622.0159 |  | 0
1908-06-20 | 0 | 0 | 0 | 0 | -12.5669 | -12.5669 | 3947.5957 | 29528.0158 |  | 0
1908-06-21 | 0 | 0 | 0 | 0 | -12.5669 | -12.5669 | 3935.0288 | 29434.0157 |  | 0
1908-06-22 | 0 | 0 | 0 | 0 | -12.5669 | -12.5669 | 3922.462 | 29340.0156 |  | 0
1908-06-23 | 0.16667 | 460 | 4.0107 | 4.0107 | 443.4224 | 443.4224 | 3997.8631 | 29904.0163 |  | 355.4544
1908-06-24 | 0 | 0 | 0 | 0 | -12.5669 | -12.5669 | 3985.2963 | 29810.0162 |  | 0
1908-06-25 | 0 | 0 | 0 | 0 | -12.5669 | -12.5669 | 3972.7294 | 29716.0161 |  | 0
1908-06-26 | 0 | 0 | 0 | 0 | -12.5669 | -12.5669 | 3960.1626 | 29622.0159 |  | 0
1908-06-27 | 0 | 0 | 0 | 0 | -12.5669 | -12.5669 | 3947.5957 | 29528.0158 |  | 0
1908-06-28 | 0 | 0 | 0 | 0 | -12.5669 | -12.5669 | 3935.0288 | 29434.0157 |  | 0
1908-06-29 | 0.14167 | 391 | 4.0107 | 4.0107 | 374.4224 | 374.4224 | 3997.8631 | 29904.0163 |  | 299.0213
1908-06-30 | 0 | 0 | 0 | 0 | -12.5669 | -12.5669 | 3985.2963 | 29810.0162 |  | 0
1908-07-01 | 0.083333 | 230 | 4.0107 | 4.0107 | 213.4224 | 213.4224 | 3997.8631 | 29904.0163 |  | 188.2887
1908-07-02 | 0.1675 | 462.3 | 4.0107 | 4.0107 | 445.7224 | 445.7224 | 3997.8631 | 29904.0163 |  | 433.1556
1908-07-03 | 0 | 0 | 0 | 0 | -12.5669 | -12.5669 | 3985.2963 | 29810.0162 |  | 0
1908-07-04 | 0 | 0 | 0 | 0 | -12.5669 | -12.5669 | 3972.7294 | 29716.0161 |  | 0
1908-07-05 | 0 | 0 | 0 | 0 | -12.5669 | -12.5669 | 3960.1626 | 29622.0159 |  | 0
1908-07-06 | 0 | 0 | 0 | 0 | -12.5669 | -12.5669 | 3947.5957 | 29528.0158 |  | 0
1908-07-07 | 0 | 0 | 0 | 0 | -12.5669 | -12.5669 | 3935.0288 | 29434.0157 |  | 0
1908-07-08 | 0 | 0 | 0 | 0 | -12.5669 | -12.5669 | 3922.462 | 29340.0156 |  | 0
1908-07-09 | 0 | 0 | 0 | 0 | -12.5669 | -12.5669 | 3909.8951 | 29246.0155 |  | 0
1908-07-10 | 0 | 0 | 0 | 0 | -12.5669 | -12.5669 | 3897.3283 | 29152.0154 |  | 0
1908-07-11 | 0 | 0 | 0 | 0 | -12.5669 | -12.5669 | 3884.7614 | 29058.0153 |  | 0
1908-07-12 | 0.085 | 234.6 | 4.0107 | 4.0107 | 218.0224 | 218.0224 | 3997.8631 | 29904.0163 |  | 92.3538
1908-07-13 | 0 | 0 | 0 | 0 | -12.5669 | -12.5669 | 3985.2963 | 29810.0162 |  | 0
1908-07-14 | 0 | 0 | 0 | 0 | -12.5669 | -12.5669 | 3972.7294 | 29716.0161 |  | 0
1908-07-15 | 0 | 0 | 0 | 0 | -12.5669 | -12.5669 | 3960.1626 | 29622.0159 |  | 0
1908-07-16 | 0 | 0 | 0 | 0 | -12.5669 | -12.5669 | 3947.5957 | 29528.0158 |  | 0
1908-07-17 | 0 | 0 | 0 | 0 | -12.5669 | -12.5669 | 3935.0288 | 29434.0157 |  | 0
1908-07-18 | 0.085833 | 236.9 | 4.0107 | 4.0107 | 220.3224 | 220.3224 | 3997.8631 | 29904.0163 |  | 144.9213
1908-07-19 | 0 | 0 | 0 | 0 | -12.5669 | -12.5669 | 3985.2963 | 29810.0162 |  | 0
1908-07-20 | 0 | 0 | 0 | 0 | -12.5669 | -12.5669 | 3972.7294 | 29716.0161 |  | 0
1908-07-21 | 0 | 0 | 0 | 0 | -12.5669 | -12.5669 | 3960.1626 | 29622.0159 |  | 0
1908-07-22 | 0 | 0 | 0 | 0 | -12.5669 | -12.5669 | 3947.5957 | 29528.0158 |  | 0
1908-07-23 | 0 | 0 | 0 | 0 | -12.5669 | -12.5669 | 3935.0288 | 29434.0157 |  | 0
1908-07-24 | 0 | 0 | 0 | 0 | -12.5669 | -12.5669 | 3922.462 | 29340.0156 |  | 0
1908-07-25 | 0 | 0 | 0 | 0 | -12.5669 | -12.5669 | 3909.8951 | 29246.0155 |  | 0
1908-07-26 | 0 | 0 | 0 | 0 | -12.5669 | -12.5669 | 3897.3283 | 29152.0154 |  | 0
1908-07-27 | 0 | 0 | 0 | 0 | -12.5669 | -12.5669 | 3884.7614 | 29058.0153 |  | 0
1908-07-28 | 0 | 0 | 0 | 0 | -12.5669 | -12.5669 | 3872.1945 | 28964.0152 |  | 0
1908-07-29 | 0 | 0 | 0 | 0 | -12.5669 | -12.5669 | 3859.6277 | 28870.015 |  | 0
1908-07-30 | 0 | 0 | 0 | 0 | -12.5669 | -12.5669 | 3847.0608 | 28776.0149 |  | 0
1908-07-31 | 0 | 0 | 0 | 0 | -12.5669 | -12.5669 | 3834.494 | 28682.0148 |  | 0
1908-08-01 | 0 | 0 | 0 | 0 | -12.5669 | -12.5669 | 3821.9271 | 28588.0147 |  | 0
1908-08-02 | 0 | 0 | 0 | 0 | -12.5669 | -12.5669 | 3809.3602 | 28494.0146 |  | 0
1908-08-03 | 0 | 0 | 0 | 0 | -12.5669 | -12.5669 | 3796.7934 | 28400.0145 |  | 0
1908-08-04 | 0 | 0 | 0 | 0 | -12.5669 | -12.5669 | 3784.2265 | 28306.0144 |  | 0
1908-08-05 | 0 | 0 | 0 | 0 | -12.5669 | -12.5669 | 3771.6597 | 28212.0143 |  | 0
1908-08-06 | 0 | 0 | 0 | 0 | -12.5669 | -12.5669 | 3759.0928 | 28118.0141 |  | 0
1908-08-07 | 0 | 0 | 0 | 0 | -12.5669 | -12.5669 | 3746.5259 | 28024.014 |  | 0
1908-08-08 | 0 | 0 | 0 | 0 | -12.5669 | -12.5669 | 3733.9591 | 27930.0139 |  | 0
1908-08-09 | 0 | 0 | 0 | 0 | -12.5669 | -12.5669 | 3721.3922 | 27836.0138 |  | 0
1908-08-10 | 0 | 0 | 0 | 0 | -12.5669 | -12.5669 | 3708.8254 | 27742.0137 |  | 0
1908-08-11 | 0 | 0 | 0 | 0 | -12.5669 | -12.5669 | 3696.2585 | 27648.0136 |  | 0
1908-08-12 | 0 | 0 | 0 | 0 | -12.5669 | -12.5669 | 3683.6916 | 27554.0135 |  | 0
1908-08-13 | 0 | 0 | 0 | 0 | -12.5669 | -12.5669 | 3671.1248 | 27460.0134 |  | 0
1908-08-14 | 0 | 0 | 0 | 0 | -12.5669 | -12.5669 | 3658.5579 | 27366.0132 |  | 0
1908-08-15 | 0 | 0 | 0 | 0 | -12.5669 | -12.5669 | 3645.9911 | 27272.0131 |  | 0
1908-08-16 | 0 | 0 | 0 | 0 | -12.5669 | -12.5669 | 3633.4242 | 27178.013 |  | 0
1908-08-17 | 0 | 0 | 0 | 0 | -12.5669 | -12.5669 | 3620.8573 | 27084.0129 |  | 0
1908-08-18 | 0 | 0 | 0 | 0 | -12.5669 | -12.5669 | 3608.2905 | 26990.0128 |  | 0
1908-08-19 | 0 | 0 | 0 | 0 | -12.5669 | -12.5669 | 3595.7236 | 26896.0127 |  | 0
1908-08-20 | 0 | 0 | 0 | 0 | -12.5669 | -12.5669 | 3583.1568 | 26802.0126 |  | 0
1908-08-21 | 0 | 0 | 0 | 0 | -12.5669 | -12.5669 | 3570.5899 | 26708.0125 |  | 0
1908-08-22 | 0 | 0 | 0 | 0 | -12.5669 | -12.5669 | 3558.023 | 26614.0123 |  | 0
1908-08-23 | 0 | 0 | 0 | 0 | -12.5669 | -12.5669 | 3545.4562 | 26520.0122 |  | 0
1908-08-24 | 0 | 0 | 0 | 0 | -12.5669 | -12.5669 | 3532.8893 | 26426.0121 |  | 0
1908-08-25 | 0 | 0 | 0 | 0 | -12.5669 | -12.5669 | 3520.3225 | 26332.012 |  | 0
1908-08-26 | 0 | 0 | 0 | 0 | -12.5669 | -12.5669 | 3507.7556 | 26238.0119 |  | 0
1908-08-27 | 0 | 0 | 0 | 0 | -12.5669 | -12.5669 | 3495.1887 | 26144.0118 |  | 0
1908-08-28 | 0 | 0 | 0 | 0 | -12.5669 | -12.5669 | 3482.6219 | 26050.0117 |  | 0
1908-08-29 | 0 | 0 | 0 | 0 | -12.5669 | -12.5669 | 3470.055 | 25956.0115 |  | 0
1908-08-30 | 0 | 0 | 0 | 0 | -12.5669 | -12.5669 | 3457.4882 | 25862.0114 |  | 0
1908-08-31 | 0 | 0 | 0 | 0 | -12.5669 | -12.5669 | 3444.9213 | 25768.0113 |  | 0
1908-09-01 | 0.0016667 | 4.6 | 4.0107 | 4.0107 | -11.9776 | -11.9776 | 3432.9437 | 25678.4192 |  | 0
1908-09-02 | 0 | 0 | 0 | 0 | -12.5669 | -12.5669 | 3420.3769 | 25584.4191 |  | 0
1908-09-03 | 0 | 0 | 0 | 0 | -12.5669 | -12.5669 | 3407.81 | 25490.419 |  | 0
1908-09-04 | 0 | 0 | 0 | 0 | -12.5669 | -12.5669 | 3395.2432 | 25396.4189 |  | 0
1908-09-05 | 0 | 0 | 0 | 0 | -12.5669 | -12.5669 | 3382.6763 | 25302.4188 |  | 0
1908-09-06 | 0 | 0 | 0 | 0 | -12.5669 | -12.5669 | 3370.1094 | 25208.4186 |  | 0
1908-09-07 | 0 | 0 | 0 | 0 | -12.5669 | -12.5669 | 3357.5426 | 25114.4185 |  | 0
1908-09-08 | 0 | 0 | 0 | 0 | -12.5669 | -12.5669 | 3344.9757 | 25020.4184 |  | 0
1908-09-09 | 0 | 0 | 0 | 0 | -12.5669 | -12.5669 | 3332.4089 | 24926.4183 |  | 0
1908-09-10 | 0 | 0 | 0 | 0 | -12.5669 | -12.5669 | 3319.842 | 24832.4182 |  | 0
1908-09-11 | 0 | 0 | 0 | 0 | -12.5669 | -12.5669 | 3307.2751 | 24738.4181 |  | 0
1908-09-12 | 0 | 0 | 0 | 0 | -12.5669 | -12.5669 | 3294.7083 | 24644.418 |  | 0
1908-09-13 | 0.025 | 69 | 4.0107 | 4.0107 | 52.4224 | 52.4224 | 3347.1307 | 25036.5379 |  | 0
1908-09-14 | 0 | 0 | 0 | 0 | -12.5669 | -12.5669 | 3334.5639 | 24942.5377 |  | 0
1908-09-15 | 0 | 0 | 0 | 0 | -12.5669 | -12.5669 | 3321.997 | 24848.5376 |  | 0
1908-09-16 | 0 | 0 | 0 | 0 | -12.5669 | -12.5669 | 3309.4301 | 24754.5375 |  | 0
1908-09-17 | 0 | 0 | 0 | 0 | -12.5669 | -12.5669 | 3296.8633 | 24660.5374 |  | 0
1908-09-18 | 0 | 0 | 0 | 0 | -12.5669 | -12.5669 | 3284.2964 | 24566.5373 |  | 0
1908-09-19 | 0 | 0 | 0 | 0 | -12.5669 | -12.5669 | 3271.7296 | 24472.5372 |  | 0
1908-09-20 | 0 | 0 | 0 | 0 | -12.5669 | -12.5669 | 3259.1627 | 24378.5371 |  | 0
1908-09-21 | 0 | 0 | 0 | 0 | -12.5669 | -12.5669 | 3246.5958 | 24284.537 |  | 0
1908-09-22 | 0.0016667 | 4.6 | 4.0107 | 4.0107 | -11.9776 | -11.9776 | 3234.6183 | 24194.9448 |  | 0
1908-09-23 | 0 | 0 | 0 | 0 | -12.5669 | -12.5669 | 3222.0514 | 24100.9447 |  | 0
1908-09-24 | 0 | 0 | 0 | 0 | -12.5669 | -12.5669 | 3209.4846 | 24006.9446 |  | 0
1908-09-25 | 0 | 0 | 0 | 0 | -12.5669 | -12.5669 | 3196.9177 | 23912.9445 |  | 0
1908-09-26 | 0.041667 | 115 | 4.0107 | 4.0107 | 98.4224 | 98.4224 | 3295.3402 | 24649.1444 |  | 0
1908-09-27 | 0 | 0 | 0 | 0 | -12.5669 | -12.5669 | 3282.7733 | 24555.1443 |  | 0
1908-09-28 | 0 | 0 | 0 | 0 | -12.5669 | -12.5669 | 3270.2064 | 24461.1442 |  | 0
1908-09-29 | 0 | 0 | 0 | 0 | -12.5669 | -12.5669 | 3257.6396 | 24367.1441 |  | 0
1908-09-30 | 0 | 0 | 0 | 0 | -12.5669 | -12.5669 | 3245.0727 | 24273.1439 |  | 0
1908-10-01 | 0 | 0 | 0 | 0 | -12.5669 | -12.5669 | 3232.5059 | 24179.1438 |  | 0
1908-10-02 | 0 | 0 | 0 | 0 | -12.5669 | -12.5669 | 3219.939 | 24085.1437 |  | 0
1908-10-03 | 0 | 0 | 0 | 0 | -12.5669 | -12.5669 | 3207.3721 | 23991.1436 |  | 0
1908-10-04 | 0 | 0 | 0 | 0 | -12.5669 | -12.5669 | 3194.8053 | 23897.1435 |  | 0
1908-10-05 | 0 | 0 | 0 | 0 | -12.5669 | -12.5669 | 3182.2384 | 23803.1434 |  | 0
1908-10-06 | 0 | 0 | 0 | 0 | -12.5669 | -12.5669 | 3169.6716 | 23709.1433 |  | 0
1908-10-07 | 0 | 0 | 0 | 0 | -12.5669 | -12.5669 | 3157.1047 | 23615.1432 |  | 0
1908-10-08 | 0 | 0 | 0 | 0 | -12.5669 | -12.5669 | 3144.5378 | 23521.143 |  | 0
1908-10-09 | 0 | 0 | 0 | 0 | -12.5669 | -12.5669 | 3131.971 | 23427.1429 |  | 0
1908-10-10 | 0 | 0 | 0 | 0 | -12.5669 | -12.5669 | 3119.4041 | 23333.1428 |  | 0
1908-10-11 | 0 | 0 | 0 | 0 | -12.5669 | -12.5669 | 3106.8373 | 23239.1427 |  | 0
1908-10-12 | 0 | 0 | 0 | 0 | -12.5669 | -12.5669 | 3094.2704 | 23145.1426 |  | 0
1908-10-13 | 0 | 0 | 0 | 0 | -12.5669 | -12.5669 | 3081.7035 | 23051.1425 |  | 0
1908-10-14 | 0 | 0 | 0 | 0 | -12.5669 | -12.5669 | 3069.1367 | 22957.1424 |  | 0
1908-10-15 | 0 | 0 | 0 | 0 | -12.5669 | -12.5669 | 3056.5698 | 22863.1422 |  | 0
1908-10-16 | 0 | 0 | 0 | 0 | -12.5669 | -12.5669 | 3044.003 | 22769.1421 |  | 0
1908-10-17 | 0 | 0 | 0 | 0 | -12.5669 | -12.5669 | 3031.4361 | 22675.142 |  | 0
1908-10-18 | 0 | 0 | 0 | 0 | -12.5669 | -12.5669 | 3018.8692 | 22581.1419 |  | 0
1908-10-19 | 0 | 0 | 0 | 0 | -12.5669 | -12.5669 | 3006.3024 | 22487.1418 |  | 0
1908-10-20 | 0 | 0 | 0 | 0 | -12.5669 | -12.5669 | 2993.7355 | 22393.1417 |  | 0
1908-10-21 | 0 | 0 | 0 | 0 | -12.5669 | -12.5669 | 2981.1687 | 22299.1416 |  | 0
1908-10-22 | 0 | 0 | 0 | 0 | -12.5669 | -12.5669 | 2968.6018 | 22205.1415 |  | 0
1908-10-23 | 0.125 | 345 | 4.0107 | 4.0107 | 328.4224 | 328.4224 | 3297.0242 | 24661.7413 |  | 0
1908-10-24 | 0.0225 | 62.1 | 4.0107 | 4.0107 | 45.5224 | 45.5224 | 3342.5467 | 25002.2492 |  | 0
1908-10-25 | 0 | 0 | 0 | 0 | -12.5669 | -12.5669 | 3329.9798 | 24908.2491 |  | 0
1908-10-26 | 0 | 0 | 0 | 0 | -12.5669 | -12.5669 | 3317.413 | 24814.249 |  | 0
1908-10-27 | 0 | 0 | 0 | 0 | -12.5669 | -12.5669 | 3304.8461 | 24720.2489 |  | 0
1908-10-28 | 0 | 0 | 0 | 0 | -12.5669 | -12.5669 | 3292.2792 | 24626.2488 |  | 0
1908-10-29 | 0 | 0 | 0 | 0 | -12.5669 | -12.5669 | 3279.7124 | 24532.2487 |  | 0
1908-10-30 | 0 | 0 | 0 | 0 | -12.5669 | -12.5669 | 3267.1455 | 24438.2486 |  | 0
1908-10-31 | 0 | 0 | 0 | 0 | -12.5669 | -12.5669 | 3254.5787 | 24344.2484 |  | 0
1908-11-01 | 0 | 0 | 0 | 0 | -12.5669 | -12.5669 | 3242.0118 | 24250.2483 |  | 0
1908-11-02 | 0 | 0 | 0 | 0 | -12.5669 | -12.5669 | 3229.4449 | 24156.2482 |  | 0
1908-11-03 | 0 | 0 | 0 | 0 | -12.5669 | -12.5669 | 3216.8781 | 24062.2481 |  | 0
1908-11-04 | 0 | 0 | 0 | 0 | -12.5669 | -12.5669 | 3204.3112 | 23968.248 |  | 0
1908-11-05 | 0 | 0 | 0 | 0 | -12.5669 | -12.5669 | 3191.7444 | 23874.2479 |  | 0
1908-11-06 | 0 | 0 | 0 | 0 | -12.5669 | -12.5669 | 3179.1775 | 23780.2478 |  | 0
1908-11-07 | 0 | 0 | 0 | 0 | -12.5669 | -12.5669 | 3166.6106 | 23686.2477 |  | 0
1908-11-08 | 0 | 0 | 0 | 0 | -12.5669 | -12.5669 | 3154.0438 | 23592.2475 |  | 0
1908-11-09 | 0 | 0 | 0 | 0 | -12.5669 | -12.5669 | 3141.4769 | 23498.2474 |  | 0
1908-11-10 | 0 | 0 | 0 | 0 | -12.5669 | -12.5669 | 3128.9101 | 23404.2473 |  | 0
1908-11-11 | 0 | 0 | 0 | 0 | -12.5669 | -12.5669 | 3116.3432 | 23310.2472 |  | 0
1908-11-12 | 0 | 0 | 0 | 0 | -12.5669 | -12.5669 | 3103.7763 | 23216.2471 |  | 0
1908-11-13 | 0 | 0 | 0 | 0 | -12.5669 | -12.5669 | 3091.2095 | 23122.247 |  | 0
1908-11-14 | 0 | 0 | 0 | 0 | -12.5669 | -12.5669 | 3078.6426 | 23028.2469 |  | 0
1908-11-15 | 0 | 0 | 0 | 0 | -12.5669 | -12.5669 | 3066.0758 | 22934.2468 |  | 0
1908-11-16 | 0 | 0 | 0 | 0 | -12.5669 | -12.5669 | 3053.5089 | 22840.2466 |  | 0
1908-11-17 | 0 | 0 | 0 | 0 | -12.5669 | -12.5669 | 3040.942 | 22746.2465 |  | 0
1908-11-18 | 0 | 0 | 0 | 0 | -12.5669 | -12.5669 | 3028.3752 | 22652.2464 |  | 0
1908-11-19 | 0 | 0 | 0 | 0 | -12.5669 | -12.5669 | 3015.8083 | 22558.2463 |  | 0
1908-11-20 | 0 | 0 | 0 | 0 | -12.5669 | -12.5669 | 3003.2415 | 22464.2462 |  | 0
1908-11-21 | 0 | 0 | 0 | 0 | -12.5669 | -12.5669 | 2990.6746 | 22370.2461 |  | 0
1908-11-22 | 0 | 0 | 0 | 0 | -12.5669 | -12.5669 | 2978.1077 | 22276.246 |  | 0
1908-11-23 | 0 | 0 | 0 | 0 | -12.5669 | -12.5669 | 2965.5409 | 22182.2458 |  | 0
1908-11-24 | 0 | 0 | 0 | 0 | -12.5669 | -12.5669 | 2952.974 | 22088.2457 |  | 0
1908-11-25 | 0 | 0 | 0 | 0 | -12.5669 | -12.5669 | 2940.4072 | 21994.2456 |  | 0
1908-11-26 | 0 | 0 | 0 | 0 | -12.5669 | -12.5669 | 2927.8403 | 21900.2455 |  | 0
1908-11-27 | 0.083333 | 230 | 4.0107 | 4.0107 | 213.4224 | 213.4224 | 3141.2628 | 23496.6454 |  | 0
1908-11-28 | 0 | 0 | 0 | 0 | -12.5669 | -12.5669 | 3128.6959 | 23402.6453 |  | 0
1908-11-29 | 0.084167 | 232.3 | 4.0107 | 4.0107 | 215.7224 | 215.7224 | 3344.4183 | 25016.2492 |  | 0
1908-11-30 | 0 | 0 | 0 | 0 | -12.5669 | -12.5669 | 3331.8515 | 24922.2491 |  | 0
1909-07-28 | 0 | 0 | 0 | 0 | -12.5669 | -12.5669 | 3319.2846 | 24828.2489 |  | 0
1909-07-29 | 0 | 0 | 0 | 0 | -12.5669 | -12.5669 | 3306.7178 | 24734.2488 |  | 0
1909-07-30 | 0 | 0 | 0 | 0 | -12.5669 | -12.5669 | 3294.1509 | 24640.2487 |  | 0
1909-07-31 | 0 | 0 | 0 | 0 | -12.5669 | -12.5669 | 3281.584 | 24546.2486 |  | 0
1909-08-01 | 0 | 0 | 0 | 0 | -12.5669 | -12.5669 | 3269.0172 | 24452.2485 |  | 0
1909-08-02 | 0 | 0 | 0 | 0 | -12.5669 | -12.5669 | 3256.4503 | 24358.2484 |  | 0
1909-08-03 | 0 | 0 | 0 | 0 | -12.5669 | -12.5669 | 3243.8835 | 24264.2483 |  | 0
1909-08-04 | 0 | 0 | 0 | 0 | -12.5669 | -12.5669 | 3231.3166 | 24170.2482 |  | 0
1909-08-05 | 0 | 0 | 0 | 0 | -12.5669 | -12.5669 | 3218.7497 | 24076.248 |  | 0
1909-08-06 | 0 | 0 | 0 | 0 | -12.5669 | -12.5669 | 3206.1829 | 23982.2479 |  | 0
1909-08-07 | 0 | 0 | 0 | 0 | -12.5669 | -12.5669 | 3193.616 | 23888.2478 |  | 0
1909-08-08 | 0 | 0 | 0 | 0 | -12.5669 | -12.5669 | 3181.0492 | 23794.2477 |  | 0
1909-08-09 | 0.016667 | 46 | 4.0107 | 4.0107 | 29.4224 | 29.4224 | 3210.4716 | 24014.3276 |  | 0
1909-08-10 | 0 | 0 | 0 | 0 | -12.5669 | -12.5669 | 3197.9047 | 23920.3275 |  | 0
1909-08-11 | 0 | 0 | 0 | 0 | -12.5669 | -12.5669 | 3185.3379 | 23826.3274 |  | 0
1909-08-12 | 0 | 0 | 0 | 0 | -12.5669 | -12.5669 | 3172.771 | 23732.3273 |  | 0
1909-08-13 | 0.066667 | 184 | 4.0107 | 4.0107 | 167.4224 | 167.4224 | 3340.1935 | 24984.6471 |  | 0
1909-08-14 | 0.025 | 69 | 4.0107 | 4.0107 | 52.4224 | 52.4224 | 3392.6159 | 25376.767 |  | 0
1909-08-15 | 0 | 0 | 0 | 0 | -12.5669 | -12.5669 | 3380.0491 | 25282.7669 |  | 0
1909-08-16 | 0 | 0 | 0 | 0 | -12.5669 | -12.5669 | 3367.4822 | 25188.7668 |  | 0
1909-08-17 | 0 | 0 | 0 | 0 | -12.5669 | -12.5669 | 3354.9153 | 25094.7667 |  | 0
1909-08-18 | 0 | 0 | 0 | 0 | -12.5669 | -12.5669 | 3342.3485 | 25000.7666 |  | 0
1909-08-19 | 0 | 0 | 0 | 0 | -12.5669 | -12.5669 | 3329.7816 | 24906.7665 |  | 0
1909-08-20 | 0.0275 | 75.9 | 4.0107 | 4.0107 | 59.3224 | 59.3224 | 3389.1041 | 25350.4984 |  | 0
1909-08-21 | 0 | 0 | 0 | 0 | -12.5669 | -12.5669 | 3376.5372 | 25256.4982 |  | 0
1909-08-22 | 0 | 0 | 0 | 0 | -12.5669 | -12.5669 | 3363.9703 | 25162.4981 |  | 0
1909-08-23 | 0 | 0 | 0 | 0 | -12.5669 | -12.5669 | 3351.4035 | 25068.498 |  | 0
1909-08-24 | 0 | 0 | 0 | 0 | -12.5669 | -12.5669 | 3338.8366 | 24974.4979 |  | 0
1909-08-25 | 0 | 0 | 0 | 0 | -12.5669 | -12.5669 | 3326.2698 | 24880.4978 |  | 0
1909-08-26 | 0 | 0 | 0 | 0 | -12.5669 | -12.5669 | 3313.7029 | 24786.4977 |  | 0
1909-08-27 | 0 | 0 | 0 | 0 | -12.5669 | -12.5669 | 3301.136 | 24692.4976 |  | 0
1909-08-28 | 0.0041667 | 11.5 | 4.0107 | 4.0107 | -5.0776 | -5.0776 | 3296.0585 | 24654.5174 |  | 0
1909-08-29 | 0 | 0 | 0 | 0 | -12.5669 | -12.5669 | 3283.4916 | 24560.5173 |  | 0
1909-08-30 | 0 | 0 | 0 | 0 | -12.5669 | -12.5669 | 3270.9248 | 24466.5172 |  | 0
1909-08-31 | 0 | 0 | 0 | 0 | -12.5669 | -12.5669 | 3258.3579 | 24372.5171 |  | 0
1909-09-01 | 0 | 0 | 0 | 0 | -12.5669 | -12.5669 | 3245.791 | 24278.517 |  | 0
1909-09-02 | 0 | 0 | 0 | 0 | -12.5669 | -12.5669 | 3233.2242 | 24184.5169 |  | 0
1909-09-03 | 0 | 0 | 0 | 0 | -12.5669 | -12.5669 | 3220.6573 | 24090.5168 |  | 0
1909-09-04 | 0 | 0 | 0 | 0 | -12.5669 | -12.5669 | 3208.0905 | 23996.5167 |  | 0
1909-09-05 | 0 | 0 | 0 | 0 | -12.5669 | -12.5669 | 3195.5236 | 23902.5165 |  | 0
1909-09-06 | 0 | 0 | 0 | 0 | -12.5669 | -12.5669 | 3182.9567 | 23808.5164 |  | 0
1909-09-07 | 0 | 0 | 0 | 0 | -12.5669 | -12.5669 | 3170.3899 | 23714.5163 |  | 0
1909-09-08 | 0 | 0 | 0 | 0 | -12.5669 | -12.5669 | 3157.823 | 23620.5162 |  | 0
1909-09-09 | 0 | 0 | 0 | 0 | -12.5669 | -12.5669 | 3145.2562 | 23526.5161 |  | 0
1909-09-10 | 0 | 0 | 0 | 0 | -12.5669 | -12.5669 | 3132.6893 | 23432.516 |  | 0
1909-09-11 | 0 | 0 | 0 | 0 | -12.5669 | -12.5669 | 3120.1224 | 23338.5159 |  | 0
1909-09-12 | 0.041667 | 115 | 4.0107 | 4.0107 | 98.4224 | 98.4224 | 3218.5449 | 24074.7158 |  | 0
1909-09-13 | 0 | 0 | 0 | 0 | -12.5669 | -12.5669 | 3205.978 | 23980.7156 |  | 0
1909-09-14 | 0 | 0 | 0 | 0 | -12.5669 | -12.5669 | 3193.4112 | 23886.7155 |  | 0
1909-09-15 | 0 | 0 | 0 | 0 | -12.5669 | -12.5669 | 3180.8443 | 23792.7154 |  | 0
1909-09-16 | 0 | 0 | 0 | 0 | -12.5669 | -12.5669 | 3168.2774 | 23698.7153 |  | 0
1909-09-17 | 0 | 0 | 0 | 0 | -12.5669 | -12.5669 | 3155.7106 | 23604.7152 |  | 0
1909-09-18 | 0 | 0 | 0 | 0 | -12.5669 | -12.5669 | 3143.1437 | 23510.7151 |  | 0
1909-09-19 | 0 | 0 | 0 | 0 | -12.5669 | -12.5669 | 3130.5769 | 23416.715 |  | 0
1909-09-20 | 0 | 0 | 0 | 0 | -12.5669 | -12.5669 | 3118.01 | 23322.7149 |  | 0
1909-09-21 | 0 | 0 | 0 | 0 | -12.5669 | -12.5669 | 3105.4431 | 23228.7147 |  | 0
1909-09-22 | 0 | 0 | 0 | 0 | -12.5669 | -12.5669 | 3092.8763 | 23134.7146 |  | 0
1909-09-23 | 0 | 0 | 0 | 0 | -12.5669 | -12.5669 | 3080.3094 | 23040.7145 |  | 0
1909-09-24 | 0 | 0 | 0 | 0 | -12.5669 | -12.5669 | 3067.7426 | 22946.7144 |  | 0
1909-09-25 | 0 | 0 | 0 | 0 | -12.5669 | -12.5669 | 3055.1757 | 22852.7143 |  | 0
1909-09-26 | 0 | 0 | 0 | 0 | -12.5669 | -12.5669 | 3042.6088 | 22758.7142 |  | 0
1909-09-27 | 0 | 0 | 0 | 0 | -12.5669 | -12.5669 | 3030.042 | 22664.7141 |  | 0
1909-09-28 | 0 | 0 | 0 | 0 | -12.5669 | -12.5669 | 3017.4751 | 22570.714 |  | 0
1909-09-29 | 0 | 0 | 0 | 0 | -12.5669 | -12.5669 | 3004.9083 | 22476.7138 |  | 0
1909-09-30 | 0 | 0 | 0 | 0 | -12.5669 | -12.5669 | 2992.3414 | 22382.7137 |  | 0
1909-10-01 | 0 | 0 | 0 | 0 | -12.5669 | -12.5669 | 2979.7745 | 22288.7136 |  | 0
1909-10-02 | 0 | 0 | 0 | 0 | -12.5669 | -12.5669 | 2967.2077 | 22194.7135 |  | 0
1909-10-03 | 0 | 0 | 0 | 0 | -12.5669 | -12.5669 | 2954.6408 | 22100.7134 |  | 0
1909-10-04 | 0 | 0 | 0 | 0 | -12.5669 | -12.5669 | 2942.074 | 22006.7133 |  | 0
1909-10-05 | 0 | 0 | 0 | 0 | -12.5669 | -12.5669 | 2929.5071 | 21912.7132 |  | 0
1909-10-06 | 0 | 0 | 0 | 0 | -12.5669 | -12.5669 | 2916.9402 | 21818.7131 |  | 0
1909-10-07 | 0 | 0 | 0 | 0 | -12.5669 | -12.5669 | 2904.3734 | 21724.7129 |  | 0
1909-10-08 | 0.125 | 345 | 4.0107 | 4.0107 | 328.4224 | 328.4224 | 3232.7958 | 24181.3128 |  | 0
1909-10-09 | 0 | 0 | 0 | 0 | -12.5669 | -12.5669 | 3220.229 | 24087.3127 |  | 0
1909-10-10 | 0 | 0 | 0 | 0 | -12.5669 | -12.5669 | 3207.6621 | 23993.3126 |  | 0
1909-10-11 | 0 | 0 | 0 | 0 | -12.5669 | -12.5669 | 3195.0953 | 23899.3125 |  | 0
1909-10-12 | 0 | 0 | 0 | 0 | -12.5669 | -12.5669 | 3182.5284 | 23805.3124 |  | 0
1909-10-13 | 0 | 0 | 0 | 0 | -12.5669 | -12.5669 | 3169.9615 | 23711.3123 |  | 0
1909-10-14 | 0 | 0 | 0 | 0 | -12.5669 | -12.5669 | 3157.3947 | 23617.3121 |  | 0
1909-10-15 | 0 | 0 | 0 | 0 | -12.5669 | -12.5669 | 3144.8278 | 23523.312 |  | 0
1909-10-16 | 0 | 0 | 0 | 0 | -12.5669 | -12.5669 | 3132.261 | 23429.3119 |  | 0
1909-10-17 | 0 | 0 | 0 | 0 | -12.5669 | -12.5669 | 3119.6941 | 23335.3118 |  | 0
1909-10-18 | 0 | 0 | 0 | 0 | -12.5669 | -12.5669 | 3107.1272 | 23241.3117 |  | 0
1909-10-19 | 0 | 0 | 0 | 0 | -12.5669 | -12.5669 | 3094.5604 | 23147.3116 |  | 0
1909-10-20 | 0 | 0 | 0 | 0 | -12.5669 | -12.5669 | 3081.9935 | 23053.3115 |  | 0
1909-10-21 | 0 | 0 | 0 | 0 | -12.5669 | -12.5669 | 3069.4267 | 22959.3114 |  | 0
1909-10-22 | 0 | 0 | 0 | 0 | -12.5669 | -12.5669 | 3056.8598 | 22865.3112 |  | 0
1909-10-23 | 0 | 0 | 0 | 0 | -12.5669 | -12.5669 | 3044.2929 | 22771.3111 |  | 0
1909-10-24 | 0 | 0 | 0 | 0 | -12.5669 | -12.5669 | 3031.7261 | 22677.311 |  | 0
1909-10-25 | 0 | 0 | 0 | 0 | -12.5669 | -12.5669 | 3019.1592 | 22583.3109 |  | 0
1909-10-26 | 0 | 0 | 0 | 0 | -12.5669 | -12.5669 | 3006.5924 | 22489.3108 |  | 0
1909-10-27 | 0 | 0 | 0 | 0 | -12.5669 | -12.5669 | 2994.0255 | 22395.3107 |  | 0
1909-10-28 | 0 | 0 | 0 | 0 | -12.5669 | -12.5669 | 2981.4586 | 22301.3106 |  | 0
1909-10-29 | 0 | 0 | 0 | 0 | -12.5669 | -12.5669 | 2968.8918 | 22207.3105 |  | 0
1909-10-30 | 0 | 0 | 0 | 0 | -12.5669 | -12.5669 | 2956.3249 | 22113.3103 |  | 0
1909-10-31 | 0 | 0 | 0 | 0 | -12.5669 | -12.5669 | 2943.7581 | 22019.3102 |  | 0
1909-11-01 | 0 | 0 | 0 | 0 | -12.5669 | -12.5669 | 2931.1912 | 21925.3101 |  | 0
1909-11-02 | 0 | 0 | 0 | 0 | -12.5669 | -12.5669 | 2918.6243 | 21831.31 |  | 0
1909-11-03 | 0 | 0 | 0 | 0 | -12.5669 | -12.5669 | 2906.0575 | 21737.3099 |  | 0
1909-11-04 | 0 | 0 | 0 | 0 | -12.5669 | -12.5669 | 2893.4906 | 21643.3098 |  | 0
1909-11-05 | 0 | 0 | 0 | 0 | -12.5669 | -12.5669 | 2880.9238 | 21549.3097 |  | 0
1909-11-06 | 0 | 0 | 0 | 0 | -12.5669 | -12.5669 | 2868.3569 | 21455.3096 |  | 0
1909-11-07 | 0 | 0 | 0 | 0 | -12.5669 | -12.5669 | 2855.79 | 21361.3094 |  | 0
1909-11-08 | 0 | 0 | 0 | 0 | -12.5669 | -12.5669 | 2843.2232 | 21267.3093 |  | 0
1909-11-09 | 0 | 0 | 0 | 0 | -12.5669 | -12.5669 | 2830.6563 | 21173.3092 |  | 0
1909-11-10 | 0 | 0 | 0 | 0 | -12.5669 | -12.5669 | 2818.0895 | 21079.3091 |  | 0
1909-11-11 | 0 | 0 | 0 | 0 | -12.5669 | -12.5669 | 2805.5226 | 20985.309 |  | 0
1909-11-12 | 0 | 0 | 0 | 0 | -12.5669 | -12.5669 | 2792.9557 | 20891.3089 |  | 0
1909-11-13 | 0.023333 | 64.4 | 4.0107 | 4.0107 | 47.8224 | 47.8224 | 2840.7782 | 21249.0208 |  | 0
1909-11-14 | 0 | 0 | 0 | 0 | -12.5669 | -12.5669 | 2828.2113 | 21155.0207 |  | 0
1909-11-15 | 0 | 0 | 0 | 0 | -12.5669 | -12.5669 | 2815.6445 | 21061.0205 |  | 0
1909-11-16 | 0 | 0 | 0 | 0 | -12.5669 | -12.5669 | 2803.0776 | 20967.0204 |  | 0
1909-11-17 | 0 | 0 | 0 | 0 | -12.5669 | -12.5669 | 2790.5107 | 20873.0203 |  | 0
1909-11-18 | 0 | 0 | 0 | 0 | -12.5669 | -12.5669 | 2777.9439 | 20779.0202 |  | 0
1909-11-19 | 0 | 0 | 0 | 0 | -12.5669 | -12.5669 | 2765.377 | 20685.0201 |  | 0
1909-11-20 | 0 | 0 | 0 | 0 | -12.5669 | -12.5669 | 2752.8102 | 20591.02 |  | 0
1909-11-21 | 0 | 0 | 0 | 0 | -12.5669 | -12.5669 | 2740.2433 | 20497.0199 |  | 0
1909-11-22 | 0 | 0 | 0 | 0 | -12.5669 | -12.5669 | 2727.6764 | 20403.0197 |  | 0
1909-11-23 | 0 | 0 | 0 | 0 | -12.5669 | -12.5669 | 2715.1096 | 20309.0196 |  | 0
1909-11-24 | 0 | 0 | 0 | 0 | -12.5669 | -12.5669 | 2702.5427 | 20215.0195 |  | 0
1909-11-25 | 0 | 0 | 0 | 0 | -12.5669 | -12.5669 | 2689.9759 | 20121.0194 |  | 0
1909-11-26 | 0 | 0 | 0 | 0 | -12.5669 | -12.5669 | 2677.409 | 20027.0193 |  | 0
1909-11-27 | 0 | 0 | 0 | 0 | -12.5669 | -12.5669 | 2664.8421 | 19933.0192 |  | 0
1909-11-28 | 0.083333 | 230 | 4.0107 | 4.0107 | 213.4224 | 213.4224 | 2878.2646 | 21529.4191 |  | 0
1909-11-29 | 0.16667 | 460 | 4.0107 | 4.0107 | 443.4224 | 443.4224 | 3321.687 | 24846.219 |  | 0
1909-11-30 | 0 | 0 | 0 | 0 | -12.5669 | -12.5669 | 3309.1202 | 24752.2188 |  | 0
1909-12-01 | 0 | 0 | 0 | 0 | -12.5669 | -12.5669 | 3296.5533 | 24658.2187 |  | 0
1909-12-02 | 0 | 0 | 0 | 0 | -12.5669 | -12.5669 | 3283.9864 | 24564.2186 |  | 0
1909-12-03 | 0 | 0 | 0 | 0 | -12.5669 | -12.5669 | 3271.4196 | 24470.2185 |  | 0
1909-12-04 | 0 | 0 | 0 | 0 | -12.5669 | -12.5669 | 3258.8527 | 24376.2184 |  | 0
1909-12-05 | 0 | 0 | 0 | 0 | -12.5669 | -12.5669 | 3246.2859 | 24282.2183 |  | 0
1909-12-06 | 0 | 0 | 0 | 0 | -12.5669 | -12.5669 | 3233.719 | 24188.2182 |  | 0
1909-12-07 | 0 | 0 | 0 | 0 | -12.5669 | -12.5669 | 3221.1521 | 24094.2181 |  | 0
1909-12-08 | 0.0625 | 172.5 | 4.0107 | 4.0107 | 155.9224 | 155.9224 | 3377.0746 | 25260.5179 |  | 0
1909-12-09 | 0 | 0 | 0 | 0 | -12.5669 | -12.5669 | 3364.5077 | 25166.5178 |  | 0
1909-12-10 | 0 | 0 | 0 | 0 | -12.5669 | -12.5669 | 3351.9409 | 25072.5177 |  | 0
1909-12-11 | 0 | 0 | 0 | 0 | -12.5669 | -12.5669 | 3339.374 | 24978.5176 |  | 0
1909-12-12 | 0 | 0 | 0 | 0 | -12.5669 | -12.5669 | 3326.8072 | 24884.5175 |  | 0
1909-12-13 | 0 | 0 | 0 | 0 | -12.5669 | -12.5669 | 3314.2403 | 24790.5174 |  | 0
1909-12-14 | 0 | 0 | 0 | 0 | -12.5669 | -12.5669 | 3301.6734 | 24696.5173 |  | 0
1909-12-15 | 0 | 0 | 0 | 0 | -12.5669 | -12.5669 | 3289.1066 | 24602.5172 |  | 0
1909-12-16 | 0 | 0 | 0 | 0 | -12.5669 | -12.5669 | 3276.5397 | 24508.517 |  | 0
1909-12-17 | 0.0125 | 34.5 | 4.0107 | 4.0107 | 17.9224 | 17.9224 | 3294.4622 | 24642.5769 |  | 0
1909-12-18 | 0 | 0 | 0 | 0 | -12.5669 | -12.5669 | 3281.8953 | 24548.5768 |  | 0
1909-12-19 | 0.0125 | 34.5 | 4.0107 | 4.0107 | 17.9224 | 17.9224 | 3299.8177 | 24682.6367 |  | 0
1909-12-20 | 0 | 0 | 0 | 0 | -12.5669 | -12.5669 | 3287.2509 | 24588.6366 |  | 0
1909-12-21 | 0 | 0 | 0 | 0 | -12.5669 | -12.5669 | 3274.684 | 24494.6365 |  | 0
1909-12-22 | 0 | 0 | 0 | 0 | -12.5669 | -12.5669 | 3262.1172 | 24400.6364 |  | 0
1909-12-23 | 0 | 0 | 0 | 0 | -12.5669 | -12.5669 | 3249.5503 | 24306.6363 |  | 0
1909-12-24 | 0.020833 | 57.5 | 4.0107 | 4.0107 | 40.9224 | 40.9224 | 3290.4727 | 24612.7361 |  | 0
1909-12-25 | 0 | 0 | 0 | 0 | -12.5669 | -12.5669 | 3277.9059 | 24518.736 |  | 0
1909-12-26 | 0 | 0 | 0 | 0 | -12.5669 | -12.5669 | 3265.339 | 24424.7359 |  | 0
1909-12-27 | 0 | 0 | 0 | 0 | -12.5669 | -12.5669 | 3252.7722 | 24330.7358 |  | 0
1909-12-28 | 0 | 0 | 0 | 0 | -12.5669 | -12.5669 | 3240.2053 | 24236.7357 |  | 0
1909-12-29 | 0 | 0 | 0 | 0 | -12.5669 | -12.5669 | 3227.6384 | 24142.7356 |  | 0
1909-12-30 | 0 | 0 | 0 | 0 | -12.5669 | -12.5669 | 3215.0716 | 24048.7355 |  | 0
1909-12-31 | 0 | 0 | 0 | 0 | -12.5669 | -12.5669 | 3202.5047 | 23954.7353 |  | 0
1910-10-01 | 0 | 0 | 0 | 0 | -12.5669 | -12.5669 | 3189.9379 | 23860.7352 |  | 0
1910-10-02 | 0.0075 | 20.7 | 4.0107 | 4.0107 | 4.1224 | 4.1224 | 3194.0603 | 23891.5711 |  | 0
1910-10-03 | 0 | 0 | 0 | 0 | -12.5669 | -12.5669 | 3181.4935 | 23797.571 |  | 0
1910-10-04 | 0 | 0 | 0 | 0 | -12.5669 | -12.5669 | 3168.9266 | 23703.5709 |  | 0
1910-10-05 | 0 | 0 | 0 | 0 | -12.5669 | -12.5669 | 3156.3597 | 23609.5708 |  | 0
1910-10-06 | 0 | 0 | 0 | 0 | -12.5669 | -12.5669 | 3143.7929 | 23515.5707 |  | 0
1910-10-07 | 0 | 0 | 0 | 0 | -12.5669 | -12.5669 | 3131.226 | 23421.5706 |  | 0
1910-10-08 | 0 | 0 | 0 | 0 | -12.5669 | -12.5669 | 3118.6592 | 23327.5704 |  | 0
1910-10-09 | 0 | 0 | 0 | 0 | -12.5669 | -12.5669 | 3106.0923 | 23233.5703 |  | 0
1910-10-10 | 0 | 0 | 0 | 0 | -12.5669 | -12.5669 | 3093.5254 | 23139.5702 |  | 0
1910-10-11 | 0.034167 | 94.3 | 4.0107 | 4.0107 | 77.7224 | 77.7224 | 3171.2479 | 23720.9341 |  | 0
1910-10-12 | 0 | 0 | 0 | 0 | -12.5669 | -12.5669 | 3158.681 | 23626.934 |  | 0
1910-10-13 | 0 | 0 | 0 | 0 | -12.5669 | -12.5669 | 3146.1142 | 23532.9339 |  | 0
1910-10-14 | 0 | 0 | 0 | 0 | -12.5669 | -12.5669 | 3133.5473 | 23438.9338 |  | 0
1910-10-15 | 0 | 0 | 0 | 0 | -12.5669 | -12.5669 | 3120.9804 | 23344.9337 |  | 0
1910-10-16 | 0 | 0 | 0 | 0 | -12.5669 | -12.5669 | 3108.4136 | 23250.9335 |  | 0
1910-10-17 | 0 | 0 | 0 | 0 | -12.5669 | -12.5669 | 3095.8467 | 23156.9334 |  | 0
1910-10-18 | 0 | 0 | 0 | 0 | -12.5669 | -12.5669 | 3083.2799 | 23062.9333 |  | 0
1910-10-19 | 0.091667 | 253 | 4.0107 | 4.0107 | 236.4224 | 236.4224 | 3319.7023 | 24831.3732 |  | 0
1910-10-20 | 0 | 0 | 0 | 0 | -12.5669 | -12.5669 | 3307.1354 | 24737.3731 |  | 0
1910-10-21 | 0 | 0 | 0 | 0 | -12.5669 | -12.5669 | 3294.5686 | 24643.373 |  | 0
1910-10-22 | 0 | 0 | 0 | 0 | -12.5669 | -12.5669 | 3282.0017 | 24549.3729 |  | 0
1910-10-23 | 0 | 0 | 0 | 0 | -12.5669 | -12.5669 | 3269.4349 | 24455.3728 |  | 0
1910-10-24 | 0 | 0 | 0 | 0 | -12.5669 | -12.5669 | 3256.868 | 24361.3726 |  | 0
1910-10-25 | 0 | 0 | 0 | 0 | -12.5669 | -12.5669 | 3244.3011 | 24267.3725 |  | 0
1910-10-26 | 0 | 0 | 0 | 0 | -12.5669 | -12.5669 | 3231.7343 | 24173.3724 |  | 0
1910-10-27 | 0 | 0 | 0 | 0 | -12.5669 | -12.5669 | 3219.1674 | 24079.3723 |  | 0
1910-10-28 | 0 | 0 | 0 | 0 | -12.5669 | -12.5669 | 3206.6006 | 23985.3722 |  | 0
1910-10-29 | 0 | 0 | 0 | 0 | -12.5669 | -12.5669 | 3194.0337 | 23891.3721 |  | 0
1910-10-30 | 0 | 0 | 0 | 0 | -12.5669 | -12.5669 | 3181.4668 | 23797.372 |  | 0
1910-10-31 | 0 | 0 | 0 | 0 | -12.5669 | -12.5669 | 3168.9 | 23703.3719 |  | 0
1910-11-01 | 0 | 0 | 0 | 0 | -12.5669 | -12.5669 | 3156.3331 | 23609.3717 |  | 0
1910-11-02 | 0 | 0 | 0 | 0 | -12.5669 | -12.5669 | 3143.7663 | 23515.3716 |  | 0
1910-11-03 | 0 | 0 | 0 | 0 | -12.5669 | -12.5669 | 3131.1994 | 23421.3715 |  | 0
1910-11-04 | 0 | 0 | 0 | 0 | -12.5669 | -12.5669 | 3118.6325 | 23327.3714 |  | 0
1910-11-05 | 0.00083333 | 2.3 | 4.0107 | 2.3 | -12.5669 | -12.5669 | 3106.0657 | 23233.3713 |  | 0
1910-11-06 | 0 | 0 | 0 | 0 | -12.5669 | -12.5669 | 3093.4988 | 23139.3712 |  | 0
1910-11-07 | 0 | 0 | 0 | 0 | -12.5669 | -12.5669 | 3080.932 | 23045.3711 |  | 0
1910-11-08 | 0 | 0 | 0 | 0 | -12.5669 | -12.5669 | 3068.3651 | 22951.371 |  | 0
1910-11-09 | 0 | 0 | 0 | 0 | -12.5669 | -12.5669 | 3055.7982 | 22857.3708 |  | 0
1910-11-10 | 0 | 0 | 0 | 0 | -12.5669 | -12.5669 | 3043.2314 | 22763.3707 |  | 0
1910-11-11 | 0 | 0 | 0 | 0 | -12.5669 | -12.5669 | 3030.6645 | 22669.3706 |  | 0
1910-11-12 | 0 | 0 | 0 | 0 | -12.5669 | -12.5669 | 3018.0977 | 22575.3705 |  | 0
1910-11-13 | 0 | 0 | 0 | 0 | -12.5669 | -12.5669 | 3005.5308 | 22481.3704 |  | 0
1910-11-14 | 0 | 0 | 0 | 0 | -12.5669 | -12.5669 | 2992.9639 | 22387.3703 |  | 0
1910-11-15 | 0.051667 | 142.6 | 4.0107 | 4.0107 | 126.0224 | 126.0224 | 3118.9864 | 23330.0182 |  | 0
1910-11-16 | 0 | 0 | 0 | 0 | -12.5669 | -12.5669 | 3106.4195 | 23236.018 |  | 0
1910-11-17 | 0 | 0 | 0 | 0 | -12.5669 | -12.5669 | 3093.8527 | 23142.0179 |  | 0
1910-11-18 | 0 | 0 | 0 | 0 | -12.5669 | -12.5669 | 3081.2858 | 23048.0178 |  | 0
1910-11-19 | 0 | 0 | 0 | 0 | -12.5669 | -12.5669 | 3068.7189 | 22954.0177 |  | 0
1910-11-20 | 0 | 0 | 0 | 0 | -12.5669 | -12.5669 | 3056.1521 | 22860.0176 |  | 0
1910-11-21 | 0 | 0 | 0 | 0 | -12.5669 | -12.5669 | 3043.5852 | 22766.0175 |  | 0
1910-11-22 | 0 | 0 | 0 | 0 | -12.5669 | -12.5669 | 3031.0184 | 22672.0174 |  | 0
1910-11-23 | 0 | 0 | 0 | 0 | -12.5669 | -12.5669 | 3018.4515 | 22578.0173 |  | 0
1910-11-24 | 0 | 0 | 0 | 0 | -12.5669 | -12.5669 | 3005.8846 | 22484.0171 |  | 0
1910-11-25 | 0 | 0 | 0 | 0 | -12.5669 | -12.5669 | 2993.3178 | 22390.017 |  | 0
1910-11-26 | 0 | 0 | 0 | 0 | -12.5669 | -12.5669 | 2980.7509 | 22296.0169 |  | 0
1910-11-27 | 0 | 0 | 0 | 0 | -12.5669 | -12.5669 | 2968.1841 | 22202.0168 |  | 0
1910-11-28 | 0 | 0 | 0 | 0 | -12.5669 | -12.5669 | 2955.6172 | 22108.0167 |  | 0
1910-11-29 | 0 | 0 | 0 | 0 | -12.5669 | -12.5669 | 2943.0503 | 22014.0166 |  | 0
1910-11-30 | 0 | 0 | 0 | 0 | -12.5669 | -12.5669 | 2930.4835 | 21920.0165 |  | 0
1910-12-01 | 0 | 0 | 0 | 0 | -12.5669 | -12.5669 | 2917.9166 | 21826.0164 |  | 0
1910-12-02 | 0 | 0 | 0 | 0 | -12.5669 | -12.5669 | 2905.3498 | 21732.0162 |  | 0
1910-12-03 | 0 | 0 | 0 | 0 | -12.5669 | -12.5669 | 2892.7829 | 21638.0161 |  | 0
1910-12-04 | 0 | 0 | 0 | 0 | -12.5669 | -12.5669 | 2880.216 | 21544.016 |  | 0
1910-12-05 | 0 | 0 | 0 | 0 | -12.5669 | -12.5669 | 2867.6492 | 21450.0159 |  | 0
1910-12-06 | 0 | 0 | 0 | 0 | -12.5669 | -12.5669 | 2855.0823 | 21356.0158 |  | 0
1910-12-07 | 0 | 0 | 0 | 0 | -12.5669 | -12.5669 | 2842.5155 | 21262.0157 |  | 0
1910-12-08 | 0 | 0 | 0 | 0 | -12.5669 | -12.5669 | 2829.9486 | 21168.0156 |  | 0
1910-12-09 | 0 | 0 | 0 | 0 | -12.5669 | -12.5669 | 2817.3817 | 21074.0155 |  | 0
1910-12-10 | 0 | 0 | 0 | 0 | -12.5669 | -12.5669 | 2804.8149 | 20980.0153 |  | 0
1910-12-11 | 0 | 0 | 0 | 0 | -12.5669 | -12.5669 | 2792.248 | 20886.0152 |  | 0
1910-12-12 | 0.0083333 | 23 | 4.0107 | 4.0107 | 6.4224 | 6.4224 | 2798.6705 | 20934.0551 |  | 0
1910-12-13 | 0.0375 | 103.5 | 4.0107 | 4.0107 | 86.9224 | 86.9224 | 2885.5929 | 21584.235 |  | 0
1910-12-14 | 0.033333 | 92 | 4.0107 | 4.0107 | 75.4224 | 75.4224 | 2961.0154 | 22148.3949 |  | 0
1910-12-15 | 0 | 0 | 0 | 0 | -12.5669 | -12.5669 | 2948.4485 | 22054.3948 |  | 0
1910-12-16 | 0 | 0 | 0 | 0 | -12.5669 | -12.5669 | 2935.8816 | 21960.3947 |  | 0
1910-12-17 | 0 | 0 | 0 | 0 | -12.5669 | -12.5669 | 2923.3148 | 21866.3946 |  | 0
1910-12-18 | 0 | 0 | 0 | 0 | -12.5669 | -12.5669 | 2910.7479 | 21772.3944 |  | 0
1910-12-19 | 0 | 0 | 0 | 0 | -12.5669 | -12.5669 | 2898.1811 | 21678.3943 |  | 0
1910-12-20 | 0 | 0 | 0 | 0 | -12.5669 | -12.5669 | 2885.6142 | 21584.3942 |  | 0
1910-12-21 | 0 | 0 | 0 | 0 | -12.5669 | -12.5669 | 2873.0473 | 21490.3941 |  | 0
1910-12-22 | 0 | 0 | 0 | 0 | -12.5669 | -12.5669 | 2860.4805 | 21396.394 |  | 0
1910-12-23 | 0 | 0 | 0 | 0 | -12.5669 | -12.5669 | 2847.9136 | 21302.3939 |  | 0
1910-12-24 | 0 | 0 | 0 | 0 | -12.5669 | -12.5669 | 2835.3468 | 21208.3938 |  | 0
1910-12-25 | 0 | 0 | 0 | 0 | -12.5669 | -12.5669 | 2822.7799 | 21114.3936 |  | 0
1910-12-26 | 0 | 0 | 0 | 0 | -12.5669 | -12.5669 | 2810.213 | 21020.3935 |  | 0
1910-12-27 | 0 | 0 | 0 | 0 | -12.5669 | -12.5669 | 2797.6462 | 20926.3934 |  | 0
1910-12-28 | 0.021667 | 59.8 | 4.0107 | 4.0107 | 43.2224 | 43.2224 | 2840.8686 | 21249.6973 |  | 0
1910-12-29 | 0 | 0 | 0 | 0 | -12.5669 | -12.5669 | 2828.3018 | 21155.6972 |  | 0
1910-12-30 | 0 | 0 | 0 | 0 | -12.5669 | -12.5669 | 2815.7349 | 21061.6971 |  | 0
1910-12-31 | 0 | 0 | 0 | 0 | -12.5669 | -12.5669 | 2803.168 | 20967.697 |  | 0
1911-01-01 | 0 | 0 | 0 | 0 | -12.5669 | -12.5669 | 2790.6012 | 20873.6969 |  | 0
1911-01-02 | 0 | 0 | 0 | 0 | -12.5669 | -12.5669 | 2778.0343 | 20779.6967 |  | 0
1911-01-03 | 0 | 0 | 0 | 0 | -12.5669 | -12.5669 | 2765.4675 | 20685.6966 |  | 0
1911-01-04 | 0 | 0 | 0 | 0 | -12.5669 | -12.5669 | 2752.9006 | 20591.6965 |  | 0
1911-01-05 | 0 | 0 | 0 | 0 | -12.5669 | -12.5669 | 2740.3337 | 20497.6964 |  | 0
1911-01-06 | 0 | 0 | 0 | 0 | -12.5669 | -12.5669 | 2727.7669 | 20403.6963 |  | 0
1911-01-07 | 0 | 0 | 0 | 0 | -12.5669 | -12.5669 | 2715.2 | 20309.6962 |  | 0
1911-01-08 | 0 | 0 | 0 | 0 | -12.5669 | -12.5669 | 2702.6332 | 20215.6961 |  | 0
1911-01-09 | 0 | 0 | 0 | 0 | -12.5669 | -12.5669 | 2690.0663 | 20121.696 |  | 0
1911-01-10 | 0 | 0 | 0 | 0 | -12.5669 | -12.5669 | 2677.4994 | 20027.6958 |  | 0
1911-01-11 | 0 | 0 | 0 | 0 | -12.5669 | -12.5669 | 2664.9326 | 19933.6957 |  | 0
1911-01-12 | 0 | 0 | 0 | 0 | -12.5669 | -12.5669 | 2652.3657 | 19839.6956 |  | 0
1911-01-13 | 0 | 0 | 0 | 0 | -12.5669 | -12.5669 | 2639.7989 | 19745.6955 |  | 0
1911-01-14 | 0 | 0 | 0 | 0 | -12.5669 | -12.5669 | 2627.232 | 19651.6954 |  | 0
1911-01-15 | 0 | 0 | 0 | 0 | -12.5669 | -12.5669 | 2614.6651 | 19557.6953 |  | 0
1911-01-16 | 0 | 0 | 0 | 0 | -12.5669 | -12.5669 | 2602.0983 | 19463.6952 |  | 0
1911-01-17 | 0 | 0 | 0 | 0 | -12.5669 | -12.5669 | 2589.5314 | 19369.6951 |  | 0
1911-01-18 | 0.010833 | 29.9 | 4.0107 | 4.0107 | 13.3224 | 13.3224 | 2602.8539 | 19469.3469 |  | 0
1911-01-19 | 0.0016667 | 4.6 | 4.0107 | 4.0107 | -11.9776 | -11.9776 | 2590.8763 | 19379.7548 |  | 0
1911-01-20 | 0 | 0 | 0 | 0 | -12.5669 | -12.5669 | 2578.3095 | 19285.7547 |  | 0
1911-01-21 | 0 | 0 | 0 | 0 | -12.5669 | -12.5669 | 2565.7426 | 19191.7546 |  | 0
1911-01-22 | 0 | 0 | 0 | 0 | -12.5669 | -12.5669 | 2553.1757 | 19097.7545 |  | 0
1911-01-23 | 0.0075 | 20.7 | 4.0107 | 4.0107 | 4.1224 | 4.1224 | 2557.2982 | 19128.5904 |  | 0
1911-01-24 | 0 | 0 | 0 | 0 | -12.5669 | -12.5669 | 2544.7313 | 19034.5903 |  | 0
1911-01-25 | 0 | 0 | 0 | 0 | -12.5669 | -12.5669 | 2532.1645 | 18940.5902 |  | 0
1911-01-26 | 0 | 0 | 0 | 0 | -12.5669 | -12.5669 | 2519.5976 | 18846.59 |  | 0
1911-01-27 | 0 | 0 | 0 | 0 | -12.5669 | -12.5669 | 2507.0307 | 18752.5899 |  | 0
1911-01-28 | 0 | 0 | 0 | 0 | -12.5669 | -12.5669 | 2494.4639 | 18658.5898 |  | 0
1911-01-29 | 0 | 0 | 0 | 0 | -12.5669 | -12.5669 | 2481.897 | 18564.5897 |  | 0
1911-01-30 | 0 | 0 | 0 | 0 | -12.5669 | -12.5669 | 2469.3302 | 18470.5896 |  | 0
1911-01-31 | 0 | 0 | 0 | 0 | -12.5669 | -12.5669 | 2456.7633 | 18376.5895 |  | 0
1911-02-01 | 0 | 0 | 0 | 0 | -12.5669 | -12.5669 | 2444.1964 | 18282.5894 |  | 0
1911-02-02 | 0 | 0 | 0 | 0 | -12.5669 | -12.5669 | 2431.6296 | 18188.5892 |  | 0
1911-02-03 | 0 | 0 | 0 | 0 | -12.5669 | -12.5669 | 2419.0627 | 18094.5891 |  | 0
1911-02-04 | 0 | 0 | 0 | 0 | -12.5669 | -12.5669 | 2406.4959 | 18000.589 |  | 0
1911-02-05 | 0 | 0 | 0 | 0 | -12.5669 | -12.5669 | 2393.929 | 17906.5889 |  | 0
1911-02-06 | 0 | 0 | 0 | 0 | -12.5669 | -12.5669 | 2381.3621 | 17812.5888 |  | 0
1911-02-07 | 0 | 0 | 0 | 0 | -12.5669 | -12.5669 | 2368.7953 | 17718.5887 |  | 0
1911-02-08 | 0.0016667 | 4.6 | 4.0107 | 4.0107 | -11.9776 | -11.9776 | 2356.8177 | 17628.9966 |  | 0
1911-02-09 | 0 | 0 | 0 | 0 | -12.5669 | -12.5669 | 2344.2509 | 17534.9965 |  | 0
1911-02-10 | 0 | 0 | 0 | 0 | -12.5669 | -12.5669 | 2331.684 | 17440.9963 |  | 0
1911-02-11 | 0.045833 | 126.5 | 4.0107 | 4.0107 | 109.9224 | 109.9224 | 2441.6064 | 18263.2162 |  | 0
1911-02-12 | 0 | 0 | 0 | 0 | -12.5669 | -12.5669 | 2429.0396 | 18169.2161 |  | 0
1911-02-13 | 0.00083333 | 2.3 | 4.0107 | 2.3 | -12.5669 | -12.5669 | 2416.4727 | 18075.216 |  | 0
1911-02-14 | 0 | 0 | 0 | 0 | -12.5669 | -12.5669 | 2403.9059 | 17981.2159 |  | 0
1911-02-15 | 0.0091667 | 25.3 | 4.0107 | 4.0107 | 8.7224 | 8.7224 | 2412.6283 | 18046.4598 |  | 0
1911-02-16 | 0 | 0 | 0 | 0 | -12.5669 | -12.5669 | 2400.0615 | 17952.4597 |  | 0
1911-02-17 | 0.018333 | 50.6 | 4.0107 | 4.0107 | 34.0224 | 34.0224 | 2434.0839 | 18206.9476 |  | 0
1911-02-18 | 0.058333 | 161 | 4.0107 | 4.0107 | 144.4224 | 144.4224 | 2578.5063 | 19287.2274 |  | 0
1911-02-19 | 0.0033333 | 9.2 | 4.0107 | 4.0107 | -7.3776 | -7.3776 | 2571.1288 | 19232.0433 |  | 0
1911-02-20 | 0 | 0 | 0 | 0 | -12.5669 | -12.5669 | 2558.5619 | 19138.0432 |  | 0
1911-02-21 | 0 | 0 | 0 | 0 | -12.5669 | -12.5669 | 2545.9951 | 19044.0431 |  | 0
1911-02-22 | 0 | 0 | 0 | 0 | -12.5669 | -12.5669 | 2533.4282 | 18950.043 |  | 0
1911-02-23 | 0 | 0 | 0 | 0 | -12.5669 | -12.5669 | 2520.8613 | 18856.0429 |  | 0
1911-02-24 | 0 | 0 | 0 | 0 | -12.5669 | -12.5669 | 2508.2945 | 18762.0428 |  | 0
1911-02-25 | 0.0016667 | 4.6 | 4.0107 | 4.0107 | -11.9776 | -11.9776 | 2496.3169 | 18672.4507 |  | 0
1911-02-26 | 0 | 0 | 0 | 0 | -12.5669 | -12.5669 | 2483.7501 | 18578.4505 |  | 0
1911-02-27 | 0.0083333 | 23 | 4.0107 | 4.0107 | 6.4224 | 6.4224 | 2490.1725 | 18626.4904 |  | 0
1911-02-28 | 0.005 | 13.8 | 4.0107 | 4.0107 | -2.7776 | -2.7776 | 2487.395 | 18605.7143 |  | 0
1911-03-01 | 0 | 0 | 0 | 0 | -12.5669 | -12.5669 | 2474.8281 | 18511.7142 |  | 0
1911-03-02 | 0 | 0 | 0 | 0 | -12.5669 | -12.5669 | 2462.2612 | 18417.7141 |  | 0
1911-03-03 | 0 | 0 | 0 | 0 | -12.5669 | -12.5669 | 2449.6944 | 18323.714 |  | 0
1911-03-04 | 0 | 0 | 0 | 0 | -12.5669 | -12.5669 | 2437.1275 | 18229.7139 |  | 0
1911-03-05 | 0 | 0 | 0 | 0 | -12.5669 | -12.5669 | 2424.5607 | 18135.7138 |  | 0
1911-03-06 | 0 | 0 | 0 | 0 | -12.5669 | -12.5669 | 2411.9938 | 18041.7136 |  | 0
1911-03-07 | 0 | 0 | 0 | 0 | -12.5669 | -12.5669 | 2399.4269 | 17947.7135 |  | 0
1911-03-08 | 0 | 0 | 0 | 0 | -12.5669 | -12.5669 | 2386.8601 | 17853.7134 |  | 0
1911-03-09 | 0 | 0 | 0 | 0 | -12.5669 | -12.5669 | 2374.2932 | 17759.7133 |  | 0
1911-03-10 | 0 | 0 | 0 | 0 | -12.5669 | -12.5669 | 2361.7264 | 17665.7132 |  | 0
1911-03-11 | 0 | 0 | 0 | 0 | -12.5669 | -12.5669 | 2349.1595 | 17571.7131 |  | 0
1911-03-12 | 0 | 0 | 0 | 0 | -12.5669 | -12.5669 | 2336.5926 | 17477.713 |  | 0
1911-03-13 | 0 | 0 | 0 | 0 | -12.5669 | -12.5669 | 2324.0258 | 17383.7129 |  | 0
1911-03-14 | 0 | 0 | 0 | 0 | -12.5669 | -12.5669 | 2311.4589 | 17289.7127 |  | 0
1911-03-15 | 0.020833 | 57.5 | 4.0107 | 4.0107 | 40.9224 | 40.9224 | 2352.3814 | 17595.8126 |  | 0
1911-03-16 | 0 | 0 | 0 | 0 | -12.5669 | -12.5669 | 2339.8145 | 17501.8125 |  | 0
1911-03-17 | 0 | 0 | 0 | 0 | -12.5669 | -12.5669 | 2327.2476 | 17407.8124 |  | 0
1911-03-18 | 0 | 0 | 0 | 0 | -12.5669 | -12.5669 | 2314.6808 | 17313.8123 |  | 0
1911-03-19 | 0 | 0 | 0 | 0 | -12.5669 | -12.5669 | 2302.1139 | 17219.8122 |  | 0
1911-03-20 | 0 | 0 | 0 | 0 | -12.5669 | -12.5669 | 2289.5471 | 17125.8121 |  | 0
1911-03-21 | 0 | 0 | 0 | 0 | -12.5669 | -12.5669 | 2276.9802 | 17031.8119 |  | 0
1911-03-22 | 0 | 0 | 0 | 0 | -12.5669 | -12.5669 | 2264.4133 | 16937.8118 |  | 0
1911-03-23 | 0 | 0 | 0 | 0 | -12.5669 | -12.5669 | 2251.8465 | 16843.8117 |  | 0
1911-03-24 | 0 | 0 | 0 | 0 | -12.5669 | -12.5669 | 2239.2796 | 16749.8116 |  | 0
1911-03-25 | 0 | 0 | 0 | 0 | -12.5669 | -12.5669 | 2226.7128 | 16655.8115 |  | 0
1911-03-26 | 0 | 0 | 0 | 0 | -12.5669 | -12.5669 | 2214.1459 | 16561.8114 |  | 0
1911-03-27 | 0 | 0 | 0 | 0 | -12.5669 | -12.5669 | 2201.579 | 16467.8113 |  | 0
1911-03-28 | 0 | 0 | 0 | 0 | -12.5669 | -12.5669 | 2189.0122 | 16373.8112 |  | 0
1911-03-29 | 0 | 0 | 0 | 0 | -12.5669 | -12.5669 | 2176.4453 | 16279.811 |  | 0
1911-03-30 | 0 | 0 | 0 | 0 | -12.5669 | -12.5669 | 2163.8785 | 16185.8109 |  | 0
1911-03-31 | 0 | 0 | 0 | 0 | -12.5669 | -12.5669 | 2151.3116 | 16091.8108 |  | 0
1911-04-01 | 0 | 0 | 0 | 0 | -12.5669 | -12.5669 | 2138.7447 | 15997.8107 |  | 0
1911-04-02 | 0 | 0 | 0 | 0 | -12.5669 | -12.5669 | 2126.1779 | 15903.8106 |  | 0
1911-04-03 | 0.054167 | 149.5 | 4.0107 | 4.0107 | 132.9224 | 132.9224 | 2259.1003 | 16898.0705 |  | 0
1911-04-04 | 0.0425 | 117.3 | 4.0107 | 4.0107 | 100.7224 | 100.7224 | 2359.8228 | 17651.4744 |  | 0
1911-04-05 | 0 | 0 | 0 | 0 | -12.5669 | -12.5669 | 2347.2559 | 17557.4743 |  | 0
1911-04-06 | 0 | 0 | 0 | 0 | -12.5669 | -12.5669 | 2334.6891 | 17463.4741 |  | 0
1911-04-07 | 0 | 0 | 0 | 0 | -12.5669 | -12.5669 | 2322.1222 | 17369.474 |  | 0
1911-04-08 | 0 | 0 | 0 | 0 | -12.5669 | -12.5669 | 2309.5553 | 17275.4739 |  | 0
1911-04-09 | 0 | 0 | 0 | 0 | -12.5669 | -12.5669 | 2296.9885 | 17181.4738 |  | 0
1911-04-10 | 0 | 0 | 0 | 0 | -12.5669 | -12.5669 | 2284.4216 | 17087.4737 |  | 0
1911-04-11 | 0.028333 | 78.2 | 4.0107 | 4.0107 | 61.6224 | 61.6224 | 2346.0441 | 17548.4096 |  | 0
1911-04-12 | 0 | 0 | 0 | 0 | -12.5669 | -12.5669 | 2333.4772 | 17454.4095 |  | 0
1911-04-13 | 0.029167 | 80.5 | 4.0107 | 4.0107 | 63.9224 | 63.9224 | 2397.3996 | 17932.5494 |  | 0
1911-04-14 | 0.036667 | 101.2 | 4.0107 | 4.0107 | 84.6224 | 84.6224 | 2482.0221 | 18565.5252 |  | 0
1911-04-15 | 0 | 0 | 0 | 0 | -12.5669 | -12.5669 | 2469.4552 | 18471.5251 |  | 0
1911-04-16 | 0 | 0 | 0 | 0 | -12.5669 | -12.5669 | 2456.8884 | 18377.525 |  | 0
1911-04-17 | 0.005 | 13.8 | 4.0107 | 4.0107 | -2.7776 | -2.7776 | 2454.1108 | 18356.7489 |  | 0
1911-04-18 | 0.00083333 | 2.3 | 4.0107 | 2.3 | -12.5669 | -12.5669 | 2441.544 | 18262.7488 |  | 0
1911-04-19 | 0 | 0 | 0 | 0 | -12.5669 | -12.5669 | 2428.9771 | 18168.7487 |  | 0
1911-04-20 | 0 | 0 | 0 | 0 | -12.5669 | -12.5669 | 2416.4102 | 18074.7486 |  | 0
1911-04-21 | 0 | 0 | 0 | 0 | -12.5669 | -12.5669 | 2403.8434 | 17980.7485 |  | 0
1911-04-22 | 0 | 0 | 0 | 0 | -12.5669 | -12.5669 | 2391.2765 | 17886.7483 |  | 0
1911-04-23 | 0.024167 | 66.7 | 4.0107 | 4.0107 | 50.1224 | 50.1224 | 2441.399 | 18261.6642 |  | 0
1911-04-24 | 0 | 0 | 0 | 0 | -12.5669 | -12.5669 | 2428.8321 | 18167.6641 |  | 0
1911-04-25 | 0.0025 | 6.9 | 4.0107 | 4.0107 | -9.6776 | -9.6776 | 2419.1545 | 18095.276 |  | 0
1911-04-26 | 0 | 0 | 0 | 0 | -12.5669 | -12.5669 | 2406.5877 | 18001.2759 |  | 0
1911-04-27 | 0 | 0 | 0 | 0 | -12.5669 | -12.5669 | 2394.0208 | 17907.2758 |  | 0
1911-04-28 | 0 | 0 | 0 | 0 | -12.5669 | -12.5669 | 2381.454 | 17813.2757 |  | 0
1911-04-29 | 0 | 0 | 0 | 0 | -12.5669 | -12.5669 | 2368.8871 | 17719.2755 |  | 0
1911-04-30 | 0 | 0 | 0 | 0 | -12.5669 | -12.5669 | 2356.3202 | 17625.2754 |  | 0
1911-05-01 | 0 | 0 | 0 | 0 | -12.5669 | -12.5669 | 2343.7534 | 17531.2753 |  | 0
1911-05-02 | 0 | 0 | 0 | 0 | -12.5669 | -12.5669 | 2331.1865 | 17437.2752 |  | 0
1911-05-03 | 0 | 0 | 0 | 0 | -12.5669 | -12.5669 | 2318.6197 | 17343.2751 |  | 0
1911-05-04 | 0 | 0 | 0 | 0 | -12.5669 | -12.5669 | 2306.0528 | 17249.275 |  | 0
1911-05-05 | 0 | 0 | 0 | 0 | -12.5669 | -12.5669 | 2293.4859 | 17155.2749 |  | 0
1911-05-06 | 0 | 0 | 0 | 0 | -12.5669 | -12.5669 | 2280.9191 | 17061.2748 |  | 0
1911-05-07 | 0 | 0 | 0 | 0 | -12.5669 | -12.5669 | 2268.3522 | 16967.2746 |  | 0
1911-05-08 | 0 | 0 | 0 | 0 | -12.5669 | -12.5669 | 2255.7854 | 16873.2745 |  | 0
1911-05-09 | 0.00083333 | 2.3 | 4.0107 | 2.3 | -12.5669 | -12.5669 | 2243.2185 | 16779.2744 |  | 0
1911-05-10 | 0 | 0 | 0 | 0 | -12.5669 | -12.5669 | 2230.6516 | 16685.2743 |  | 0
1911-05-11 | 0 | 0 | 0 | 0 | -12.5669 | -12.5669 | 2218.0848 | 16591.2742 |  | 0
1911-05-12 | 0 | 0 | 0 | 0 | -12.5669 | -12.5669 | 2205.5179 | 16497.2741 |  | 0
1911-05-13 | 0 | 0 | 0 | 0 | -12.5669 | -12.5669 | 2192.9511 | 16403.274 |  | 0
1911-05-14 | 0 | 0 | 0 | 0 | -12.5669 | -12.5669 | 2180.3842 | 16309.2739 |  | 0
1911-05-15 | 0 | 0 | 0 | 0 | -12.5669 | -12.5669 | 2167.8173 | 16215.2737 |  | 0
1911-05-16 | 0 | 0 | 0 | 0 | -12.5669 | -12.5669 | 2155.2505 | 16121.2736 |  | 0
1911-05-17 | 0 | 0 | 0 | 0 | -12.5669 | -12.5669 | 2142.6836 | 16027.2735 |  | 0
1911-05-18 | 0 | 0 | 0 | 0 | -12.5669 | -12.5669 | 2130.1168 | 15933.2734 |  | 0
1911-05-19 | 0 | 0 | 0 | 0 | -12.5669 | -12.5669 | 2117.5499 | 15839.2733 |  | 0
1911-05-20 | 0 | 0 | 0 | 0 | -12.5669 | -12.5669 | 2104.983 | 15745.2732 |  | 0
1911-05-21 | 0 | 0 | 0 | 0 | -12.5669 | -12.5669 | 2092.4162 | 15651.2731 |  | 0
1911-05-22 | 0 | 0 | 0 | 0 | -12.5669 | -12.5669 | 2079.8493 | 15557.273 |  | 0
1911-05-23 | 0 | 0 | 0 | 0 | -12.5669 | -12.5669 | 2067.2825 | 15463.2728 |  | 0
1911-05-24 | 0 | 0 | 0 | 0 | -12.5669 | -12.5669 | 2054.7156 | 15369.2727 |  | 0
1911-05-25 | 0 | 0 | 0 | 0 | -12.5669 | -12.5669 | 2042.1487 | 15275.2726 |  | 0
1911-05-26 | 0 | 0 | 0 | 0 | -12.5669 | -12.5669 | 2029.5819 | 15181.2725 |  | 0
1911-05-27 | 0 | 0 | 0 | 0 | -12.5669 | -12.5669 | 2017.015 | 15087.2724 |  | 0
1911-05-28 | 0.015 | 41.4 | 4.0107 | 4.0107 | 24.8224 | 24.8224 | 2041.8375 | 15272.9443 |  | 0
1911-05-29 | 0 | 0 | 0 | 0 | -12.5669 | -12.5669 | 2029.2706 | 15178.9442 |  | 0
1911-05-30 | 0 | 0 | 0 | 0 | -12.5669 | -12.5669 | 2016.7038 | 15084.9441 |  | 0
1911-05-31 | 0 | 0 | 0 | 0 | -12.5669 | -12.5669 | 2004.1369 | 14990.9439 |  | 0
1911-06-01 | 0 | 0 | 0 | 0 | -12.5669 | -12.5669 | 1991.57 | 14896.9438 |  | 0
1911-06-02 | 0 | 0 | 0 | 0 | -12.5669 | -12.5669 | 1979.0032 | 14802.9437 |  | 0
1911-06-03 | 0 | 0 | 0 | 0 | -12.5669 | -12.5669 | 1966.4363 | 14708.9436 |  | 0
1911-06-04 | 0 | 0 | 0 | 0 | -12.5669 | -12.5669 | 1953.8695 | 14614.9435 |  | 0
1911-06-05 | 0 | 0 | 0 | 0 | -12.5669 | -12.5669 | 1941.3026 | 14520.9434 |  | 0
1911-06-06 | 0 | 0 | 0 | 0 | -12.5669 | -12.5669 | 1928.7357 | 14426.9433 |  | 0
1911-06-07 | 0 | 0 | 0 | 0 | -12.5669 | -12.5669 | 1916.1689 | 14332.9431 |  | 0
1911-06-08 | 0 | 0 | 0 | 0 | -12.5669 | -12.5669 | 1903.602 | 14238.943 |  | 0
1911-06-09 | 0 | 0 | 0 | 0 | -12.5669 | -12.5669 | 1891.0352 | 14144.9429 |  | 0
1911-06-10 | 0 | 0 | 0 | 0 | -12.5669 | -12.5669 | 1878.4683 | 14050.9428 |  | 0
1911-06-11 | 0 | 0 | 0 | 0 | -12.5669 | -12.5669 | 1865.9014 | 13956.9427 |  | 0
1911-06-12 | 0 | 0 | 0 | 0 | -12.5669 | -12.5669 | 1853.3346 | 13862.9426 |  | 0
1911-06-13 | 0 | 0 | 0 | 0 | -12.5669 | -12.5669 | 1840.7677 | 13768.9425 |  | 0
1911-06-14 | 0.00083333 | 2.3 | 4.0107 | 2.3 | -12.5669 | -12.5669 | 1828.2009 | 13674.9424 |  | 0
1911-06-15 | 0.00083333 | 2.3 | 4.0107 | 2.3 | -12.5669 | -12.5669 | 1815.634 | 13580.9422 |  | 0
1911-06-16 | 0 | 0 | 0 | 0 | -12.5669 | -12.5669 | 1803.0671 | 13486.9421 |  | 0
1911-06-17 | 0 | 0 | 0 | 0 | -12.5669 | -12.5669 | 1790.5003 | 13392.942 |  | 0
1911-06-18 | 0.0175 | 48.3 | 4.0107 | 4.0107 | 31.7224 | 31.7224 | 1822.2227 | 13630.2259 |  | 0
1911-06-19 | 0 | 0 | 0 | 0 | -12.5669 | -12.5669 | 1809.6559 | 13536.2258 |  | 0
1911-06-20 | 0 | 0 | 0 | 0 | -12.5669 | -12.5669 | 1797.089 | 13442.2257 |  | 0
1911-06-21 | 0.005 | 13.8 | 4.0107 | 4.0107 | -2.7776 | -2.7776 | 1794.3114 | 13421.4496 |  | 0
1911-06-22 | 0 | 0 | 0 | 0 | -12.5669 | -12.5669 | 1781.7446 | 13327.4495 |  | 0
1911-06-23 | 0 | 0 | 0 | 0 | -12.5669 | -12.5669 | 1769.1777 | 13233.4493 |  | 0
1911-06-24 | 0 | 0 | 0 | 0 | -12.5669 | -12.5669 | 1756.6109 | 13139.4492 |  | 0
1911-06-25 | 0 | 0 | 0 | 0 | -12.5669 | -12.5669 | 1744.044 | 13045.4491 |  | 0
1911-06-26 | 0 | 0 | 0 | 0 | -12.5669 | -12.5669 | 1731.4771 | 12951.449 |  | 0
1911-06-27 | 0 | 0 | 0 | 0 | -12.5669 | -12.5669 | 1718.9103 | 12857.4489 |  | 0
1911-06-28 | 0 | 0 | 0 | 0 | -12.5669 | -12.5669 | 1706.3434 | 12763.4488 |  | 0
1911-06-29 | 0 | 0 | 0 | 0 | -12.5669 | -12.5669 | 1693.7766 | 12669.4487 |  | 0
1911-06-30 | 0 | 0 | 0 | 0 | -12.5669 | -12.5669 | 1681.2097 | 12575.4486 |  | 0
1911-07-01 | 0 | 0 | 0 | 0 | -12.5669 | -12.5669 | 1668.6428 | 12481.4484 |  | 0
1911-07-02 | 0 | 0 | 0 | 0 | -12.5669 | -12.5669 | 1656.076 | 12387.4483 |  | 0
1911-07-03 | 0 | 0 | 0 | 0 | -12.5669 | -12.5669 | 1643.5091 | 12293.4482 |  | 0
1911-07-04 | 0 | 0 | 0 | 0 | -12.5669 | -12.5669 | 1630.9423 | 12199.4481 |  | 0
1911-07-05 | 0 | 0 | 0 | 0 | -12.5669 | -12.5669 | 1618.3754 | 12105.448 |  | 0
1911-07-06 | 0 | 0 | 0 | 0 | -12.5669 | -12.5669 | 1605.8085 | 12011.4479 |  | 0
1911-07-07 | 0 | 0 | 0 | 0 | -12.5669 | -12.5669 | 1593.2417 | 11917.4478 |  | 0
1911-07-08 | 0 | 0 | 0 | 0 | -12.5669 | -12.5669 | 1580.6748 | 11823.4477 |  | 0
1911-07-09 | 0 | 0 | 0 | 0 | -12.5669 | -12.5669 | 1568.108 | 11729.4475 |  | 0
1911-07-10 | 0.013333 | 36.8 | 4.0107 | 4.0107 | 20.2224 | 20.2224 | 1588.3304 | 11880.7114 |  | 0
1911-07-11 | 0 | 0 | 0 | 0 | -12.5669 | -12.5669 | 1575.7635 | 11786.7113 |  | 0
1911-07-12 | 0 | 0 | 0 | 0 | -12.5669 | -12.5669 | 1563.1967 | 11692.7112 |  | 0
1911-07-13 | 0.0175 | 48.3 | 4.0107 | 4.0107 | 31.7224 | 31.7224 | 1594.9191 | 11929.9951 |  | 0
1911-07-14 | 0 | 0 | 0 | 0 | -12.5669 | -12.5669 | 1582.3523 | 11835.995 |  | 0
1911-07-15 | 0 | 0 | 0 | 0 | -12.5669 | -12.5669 | 1569.7854 | 11741.9949 |  | 0
1911-07-16 | 0.019167 | 52.9 | 4.0107 | 4.0107 | 36.3224 | 36.3224 | 1606.1079 | 12013.6868 |  | 0
1911-07-17 | 0.14667 | 404.8 | 4.0107 | 4.0107 | 388.2224 | 388.2224 | 1994.3303 | 14917.5906 |  | 0
1911-07-18 | 0 | 0 | 0 | 0 | -12.5669 | -12.5669 | 1981.7634 | 14823.5905 |  | 0
1911-07-19 | 0.0016667 | 4.6 | 4.0107 | 4.0107 | -11.9776 | -11.9776 | 1969.7859 | 14733.9984 |  | 0
1911-07-20 | 0.054167 | 149.5 | 4.0107 | 4.0107 | 132.9224 | 132.9224 | 2102.7083 | 15728.2583 |  | 0
1911-07-21 | 0.014167 | 39.1 | 4.0107 | 4.0107 | 22.5224 | 22.5224 | 2125.2308 | 15896.7262 |  | 0
1911-07-22 | 0.0033333 | 9.2 | 4.0107 | 4.0107 | -7.3776 | -7.3776 | 2117.8532 | 15841.5421 |  | 0
1911-07-23 | 0.0016667 | 4.6 | 4.0107 | 4.0107 | -11.9776 | -11.9776 | 2105.8757 | 15751.95 |  | 0
1911-07-24 | 0 | 0 | 0 | 0 | -12.5669 | -12.5669 | 2093.3088 | 15657.9498 |  | 0
1911-07-25 | 0 | 0 | 0 | 0 | -12.5669 | -12.5669 | 2080.7419 | 15563.9497 |  | 0
1911-07-26 | 0 | 0 | 0 | 0 | -12.5669 | -12.5669 | 2068.1751 | 15469.9496 |  | 0
1911-07-27 | 0 | 0 | 0 | 0 | -12.5669 | -12.5669 | 2055.6082 | 15375.9495 |  | 0
1911-07-28 | 0 | 0 | 0 | 0 | -12.5669 | -12.5669 | 2043.0414 | 15281.9494 |  | 0
1911-07-29 | 0 | 0 | 0 | 0 | -12.5669 | -12.5669 | 2030.4745 | 15187.9493 |  | 0
1911-07-30 | 0.10833 | 299 | 4.0107 | 4.0107 | 282.4224 | 282.4224 | 2312.8969 | 17300.4692 |  | 0
1911-07-31 | 0.0083333 | 23 | 4.0107 | 4.0107 | 6.4224 | 6.4224 | 2319.3194 | 17348.5091 |  | 0
1911-08-01 | 0 | 0 | 0 | 0 | -12.5669 | -12.5669 | 2306.7525 | 17254.5089 |  | 0
1911-08-02 | 0 | 0 | 0 | 0 | -12.5669 | -12.5669 | 2294.1857 | 17160.5088 |  | 0
1911-08-03 | 0.010833 | 29.9 | 4.0107 | 4.0107 | 13.3224 | 13.3224 | 2307.5081 | 17260.1607 |  | 0
1911-08-04 | 0.025 | 69 | 4.0107 | 4.0107 | 52.4224 | 52.4224 | 2359.9306 | 17652.2806 |  | 0
1911-08-05 | 0 | 0 | 0 | 0 | -12.5669 | -12.5669 | 2347.3637 | 17558.2805 |  | 0
1911-08-06 | 0 | 0 | 0 | 0 | -12.5669 | -12.5669 | 2334.7968 | 17464.2804 |  | 0
1911-08-07 | 0 | 0 | 0 | 0 | -12.5669 | -12.5669 | 2322.23 | 17370.2803 |  | 0
1911-08-08 | 0 | 0 | 0 | 0 | -12.5669 | -12.5669 | 2309.6631 | 17276.2802 |  | 0
1911-08-09 | 0 | 0 | 0 | 0 | -12.5669 | -12.5669 | 2297.0963 | 17182.28 |  | 0
1911-08-10 | 0 | 0 | 0 | 0 | -12.5669 | -12.5669 | 2284.5294 | 17088.2799 |  | 0
1911-08-11 | 0 | 0 | 0 | 0 | -12.5669 | -12.5669 | 2271.9625 | 16994.2798 |  | 0
1911-08-12 | 0.0041667 | 11.5 | 4.0107 | 4.0107 | -5.0776 | -5.0776 | 2266.885 | 16956.2997 |  | 0 | 1
1911-08-13 | 0 | 0 | 0 | 0 | -12.5669 | -12.5669 | 2254.3181 | 16862.2996 |  | 0
1911-08-14 | 0 | 0 | 0 | 0 | -12.5669 | -12.5669 | 2241.7513 | 16768.2995 |  | 0
1911-08-15 | 0 | 0 | 0 | 0 | -12.5669 | -12.5669 | 2229.1844 | 16674.2994 |  | 0
1911-08-16 | 0 | 0 | 0 | 0 | -12.5669 | -12.5669 | 2216.6175 | 16580.2993 |  | 0
1911-08-17 | 0 | 0 | 0 | 0 | -12.5669 | -12.5669 | 2204.0507 | 16486.2991 |  | 0
1911-08-18 | 0 | 0 | 0 | 0 | -12.5669 | -12.5669 | 2191.4838 | 16392.299 |  | 0
1911-08-19 | 0 | 0 | 0 | 0 | -12.5669 | -12.5669 | 2178.917 | 16298.2989 |  | 0
1911-08-20 | 0 | 0 | 0 | 0 | -12.5669 | -12.5669 | 2166.3501 | 16204.2988 |  | 0
1911-08-21 | 0 | 0 | 0 | 0 | -12.5669 | -12.5669 | 2153.7832 | 16110.2987 |  | 0
1911-08-22 | 0 | 0 | 0 | 0 | -12.5669 | -12.5669 | 2141.2164 | 16016.2986 |  | 0
1911-08-23 | 0.0083333 | 23 | 4.0107 | 4.0107 | 6.4224 | 6.4224 | 2147.6388 | 16064.3385 |  | 0
1911-08-24 | 0.0075 | 20.7 | 4.0107 | 4.0107 | 4.1224 | 4.1224 | 2151.7613 | 16095.1744 |  | 0
1911-08-25 | 0 | 0 | 0 | 0 | -12.5669 | -12.5669 | 2139.1944 | 16001.1742 |  | 0
1911-08-26 | 0.020833 | 57.5 | 4.0107 | 4.0107 | 40.9224 | 40.9224 | 2180.1169 | 16307.2741 |  | 0
1911-08-27 | 0.045833 | 126.5 | 4.0107 | 4.0107 | 109.9224 | 109.9224 | 2290.0393 | 17129.494 |  | 0
1911-08-28 | 0.033333 | 92 | 4.0107 | 4.0107 | 75.4224 | 75.4224 | 2365.4618 | 17693.6539 |  | 0
1911-08-29 | 0 | 0 | 0 | 0 | -12.5669 | -12.5669 | 2352.8949 | 17599.6538 |  | 0
1911-08-30 | 0 | 0 | 0 | 0 | -12.5669 | -12.5669 | 2340.328 | 17505.6537 |  | 0
1911-08-31 | 0 | 0 | 0 | 0 | -12.5669 | -12.5669 | 2327.7612 | 17411.6536 |  | 0
1911-09-01 | 0 | 0 | 0 | 0 | -12.5669 | -12.5669 | 2315.1943 | 17317.6534 |  | 0
1911-09-02 | 0 | 0 | 0 | 0 | -12.5669 | -12.5669 | 2302.6275 | 17223.6533 |  | 0
1911-09-03 | 0.03 | 82.8 | 4.0107 | 4.0107 | 66.2224 | 66.2224 | 2368.8499 | 17718.9972 |  | 0
1911-09-04 | 0 | 0 | 0 | 0 | -12.5669 | -12.5669 | 2356.283 | 17624.9971 |  | 0
1911-09-05 | 0 | 0 | 0 | 0 | -12.5669 | -12.5669 | 2343.7162 | 17530.997 |  | 0
1911-09-06 | 0 | 0 | 0 | 0 | -12.5669 | -12.5669 | 2331.1493 | 17436.9969 |  | 0
1911-09-07 | 0 | 0 | 0 | 0 | -12.5669 | -12.5669 | 2318.5825 | 17342.9968 |  | 0
1911-09-08 | 0 | 0 | 0 | 0 | -12.5669 | -12.5669 | 2306.0156 | 17248.9967 |  | 0
1911-09-09 | 0.01 | 27.6 | 4.0107 | 4.0107 | 11.0224 | 11.0224 | 2317.038 | 17331.4445 |  | 0
1911-09-10 | 0 | 0 | 0 | 0 | -12.5669 | -12.5669 | 2304.4712 | 17237.4444 |  | 0
1911-09-11 | 0 | 0 | 0 | 0 | -12.5669 | -12.5669 | 2291.9043 | 17143.4443 |  | 0
1911-09-12 | 0 | 0 | 0 | 0 | -12.5669 | -12.5669 | 2279.3375 | 17049.4442 |  | 0
1911-09-13 | 0 | 0 | 0 | 0 | -12.5669 | -12.5669 | 2266.7706 | 16955.4441 |  | 0
1911-09-14 | 0 | 0 | 0 | 0 | -12.5669 | -12.5669 | 2254.2037 | 16861.444 |  | 0
1911-09-15 | 0 | 0 | 0 | 0 | -12.5669 | -12.5669 | 2241.6369 | 16767.4439 |  | 0
1911-09-16 | 0 | 0 | 0 | 0 | -12.5669 | -12.5669 | 2229.07 | 16673.4438 |  | 0
1911-09-17 | 0 | 0 | 0 | 0 | -12.5669 | -12.5669 | 2216.5032 | 16579.4436 |  | 0
1911-09-18 | 0.0175 | 48.3 | 4.0107 | 4.0107 | 31.7224 | 31.7224 | 2248.2256 | 16816.7275 |  | 0
1911-09-19 | 0.0025 | 6.9 | 4.0107 | 4.0107 | -9.6776 | -9.6776 | 2238.5481 | 16744.3394 |  | 0
1911-09-20 | 0.00083333 | 2.3 | 4.0107 | 2.3 | -12.5669 | -12.5669 | 2225.9812 | 16650.3393 |  | 0
1911-09-21 | 0 | 0 | 0 | 0 | -12.5669 | -12.5669 | 2213.4143 | 16556.3392 |  | 0
1911-09-22 | 0 | 0 | 0 | 0 | -12.5669 | -12.5669 | 2200.8475 | 16462.3391 |  | 0
1911-09-23 | 0 | 0 | 0 | 0 | -12.5669 | -12.5669 | 2188.2806 | 16368.339 |  | 0
1911-09-24 | 0 | 0 | 0 | 0 | -12.5669 | -12.5669 | 2175.7138 | 16274.3389 |  | 0
1911-09-25 | 0 | 0 | 0 | 0 | -12.5669 | -12.5669 | 2163.1469 | 16180.3387 |  | 0
1911-09-26 | 0 | 0 | 0 | 0 | -12.5669 | -12.5669 | 2150.58 | 16086.3386 |  | 0
1911-09-27 | 0 | 0 | 0 | 0 | -12.5669 | -12.5669 | 2138.0132 | 15992.3385 |  | 0
1911-09-28 | 0 | 0 | 0 | 0 | -12.5669 | -12.5669 | 2125.4463 | 15898.3384 |  | 0
1911-09-29 | 0 | 0 | 0 | 0 | -12.5669 | -12.5669 | 2112.8795 | 15804.3383 |  | 0
1911-09-30 | 0 | 0 | 0 | 0 | -12.5669 | -12.5669 | 2100.3126 | 15710.3382 |  | 0
1911-10-01 | 0 | 0 | 0 | 0 | -12.5669 | -12.5669 | 2087.7457 | 15616.3381 |  | 0
1911-10-02 | 0 | 0 | 0 | 0 | -12.5669 | -12.5669 | 2075.1789 | 15522.338 |  | 0
1911-10-03 | 0 | 0 | 0 | 0 | -12.5669 | -12.5669 | 2062.612 | 15428.3378 |  | 0
1911-10-04 | 0 | 0 | 0 | 0 | -12.5669 | -12.5669 | 2050.0452 | 15334.3377 |  | 0
1911-10-05 | 0 | 0 | 0 | 0 | -12.5669 | -12.5669 | 2037.4783 | 15240.3376 |  | 0
1911-10-06 | 0.0025 | 6.9 | 4.0107 | 4.0107 | -9.6776 | -9.6776 | 2027.8007 | 15167.9495 |  | 0
1911-10-07 | 0 | 0 | 0 | 0 | -12.5669 | -12.5669 | 2015.2339 | 15073.9494 |  | 0
1911-10-08 | 0 | 0 | 0 | 0 | -12.5669 | -12.5669 | 2002.667 | 14979.9493 |  | 0
1911-10-09 | 0 | 0 | 0 | 0 | -12.5669 | -12.5669 | 1990.1002 | 14885.9492 |  | 0
1911-10-10 | 0 | 0 | 0 | 0 | -12.5669 | -12.5669 | 1977.5333 | 14791.949 |  | 0
1911-10-11 | 0 | 0 | 0 | 0 | -12.5669 | -12.5669 | 1964.9664 | 14697.9489 |  | 0
1911-10-12 | 0 | 0 | 0 | 0 | -12.5669 | -12.5669 | 1952.3996 | 14603.9488 |  | 0
1911-10-13 | 0 | 0 | 0 | 0 | -12.5669 | -12.5669 | 1939.8327 | 14509.9487 |  | 0
1911-10-14 | 0 | 0 | 0 | 0 | -12.5669 | -12.5669 | 1927.2659 | 14415.9486 |  | 0
1911-10-15 | 0 | 0 | 0 | 0 | -12.5669 | -12.5669 | 1914.699 | 14321.9485 |  | 0
1911-10-16 | 0 | 0 | 0 | 0 | -12.5669 | -12.5669 | 1902.1321 | 14227.9484 |  | 0
1911-10-17 | 0 | 0 | 0 | 0 | -12.5669 | -12.5669 | 1889.5653 | 14133.9483 |  | 0
1911-10-18 | 0 | 0 | 0 | 0 | -12.5669 | -12.5669 | 1876.9984 | 14039.9481 |  | 0
1911-10-19 | 0 | 0 | 0 | 0 | -12.5669 | -12.5669 | 1864.4316 | 13945.948 |  | 0
1911-10-20 | 0 | 0 | 0 | 0 | -12.5669 | -12.5669 | 1851.8647 | 13851.9479 |  | 0
1911-10-21 | 0.025 | 69 | 4.0107 | 4.0107 | 52.4224 | 52.4224 | 1904.2871 | 14244.0678 |  | 0
1911-10-22 | 0 | 0 | 0 | 0 | -12.5669 | -12.5669 | 1891.7203 | 14150.0677 |  | 0
1911-10-23 | 0 | 0 | 0 | 0 | -12.5669 | -12.5669 | 1879.1534 | 14056.0676 |  | 0
1911-10-24 | 0 | 0 | 0 | 0 | -12.5669 | -12.5669 | 1866.5866 | 13962.0675 |  | 0
1911-10-25 | 0 | 0 | 0 | 0 | -12.5669 | -12.5669 | 1854.0197 | 13868.0674 |  | 0
1911-10-26 | 0 | 0 | 0 | 0 | -12.5669 | -12.5669 | 1841.4528 | 13774.0672 |  | 0
1911-10-27 | 0 | 0 | 0 | 0 | -12.5669 | -12.5669 | 1828.886 | 13680.0671 |  | 0
1911-10-28 | 0 | 0 | 0 | 0 | -12.5669 | -12.5669 | 1816.3191 | 13586.067 |  | 0
1911-10-29 | 0.0083333 | 23 | 4.0107 | 4.0107 | 6.4224 | 6.4224 | 1822.7416 | 13634.1069 |  | 0
1911-10-30 | 0 | 0 | 0 | 0 | -12.5669 | -12.5669 | 1810.1747 | 13540.1068 |  | 0
1911-10-31 | 0 | 0 | 0 | 0 | -12.5669 | -12.5669 | 1797.6078 | 13446.1067 |  | 0
1911-11-01 | 0 | 0 | 0 | 0 | -12.5669 | -12.5669 | 1785.041 | 13352.1066 |  | 0
1911-11-02 | 0 | 0 | 0 | 0 | -12.5669 | -12.5669 | 1772.4741 | 13258.1065 |  | 0
1911-11-03 | 0 | 0 | 0 | 0 | -12.5669 | -12.5669 | 1759.9073 | 13164.1063 |  | 0
1911-11-04 | 0 | 0 | 0 | 0 | -12.5669 | -12.5669 | 1747.3404 | 13070.1062 |  | 0
1911-11-05 | 0.051667 | 142.6 | 4.0107 | 4.0107 | 126.0224 | 126.0224 | 1873.3628 | 14012.7541 |  | 0
1911-11-06 | 0 | 0 | 0 | 0 | -12.5669 | -12.5669 | 1860.796 | 13918.754 |  | 0
1911-11-07 | 0 | 0 | 0 | 0 | -12.5669 | -12.5669 | 1848.2291 | 13824.7539 |  | 0
1911-11-08 | 0 | 0 | 0 | 0 | -12.5669 | -12.5669 | 1835.6623 | 13730.7538 |  | 0
1911-11-09 | 0 | 0 | 0 | 0 | -12.5669 | -12.5669 | 1823.0954 | 13636.7537 |  | 0
1911-11-10 | 0 | 0 | 0 | 0 | -12.5669 | -12.5669 | 1810.5285 | 13542.7536 |  | 0
1911-11-11 | 0 | 0 | 0 | 0 | -12.5669 | -12.5669 | 1797.9617 | 13448.7534 |  | 0
1911-11-12 | 0 | 0 | 0 | 0 | -12.5669 | -12.5669 | 1785.3948 | 13354.7533 |  | 0
1911-11-13 | 0 | 0 | 0 | 0 | -12.5669 | -12.5669 | 1772.828 | 13260.7532 |  | 0
1911-11-14 | 0 | 0 | 0 | 0 | -12.5669 | -12.5669 | 1760.2611 | 13166.7531 |  | 0
1911-11-15 | 0 | 0 | 0 | 0 | -12.5669 | -12.5669 | 1747.6942 | 13072.753 |  | 0
1911-11-16 | 0 | 0 | 0 | 0 | -12.5669 | -12.5669 | 1735.1274 | 12978.7529 |  | 0
1911-11-17 | 0 | 0 | 0 | 0 | -12.5669 | -12.5669 | 1722.5605 | 12884.7528 |  | 0
1911-11-18 | 0 | 0 | 0 | 0 | -12.5669 | -12.5669 | 1709.9937 | 12790.7527 |  | 0
1911-11-19 | 0 | 0 | 0 | 0 | -12.5669 | -12.5669 | 1697.4268 | 12696.7525 |  | 0
1911-11-20 | 0 | 0 | 0 | 0 | -12.5669 | -12.5669 | 1684.8599 | 12602.7524 |  | 0
1911-11-21 | 0 | 0 | 0 | 0 | -12.5669 | -12.5669 | 1672.2931 | 12508.7523 |  | 0
1911-11-22 | 0 | 0 | 0 | 0 | -12.5669 | -12.5669 | 1659.7262 | 12414.7522 |  | 0
1911-11-23 | 0 | 0 | 0 | 0 | -12.5669 | -12.5669 | 1647.1594 | 12320.7521 |  | 0
1911-11-24 | 0 | 0 | 0 | 0 | -12.5669 | -12.5669 | 1634.5925 | 12226.752 |  | 0
1911-11-25 | 0 | 0 | 0 | 0 | -12.5669 | -12.5669 | 1622.0256 | 12132.7519 |  | 0
1911-11-26 | 0 | 0 | 0 | 0 | -12.5669 | -12.5669 | 1609.4588 | 12038.7517 |  | 0
1911-11-27 | 0 | 0 | 0 | 0 | -12.5669 | -12.5669 | 1596.8919 | 11944.7516 |  | 0
1911-11-28 | 0 | 0 | 0 | 0 | -12.5669 | -12.5669 | 1584.3251 | 11850.7515 |  | 0
1911-11-29 | 0 | 0 | 0 | 0 | -12.5669 | -12.5669 | 1571.7582 | 11756.7514 |  | 0
1911-11-30 | 0 | 0 | 0 | 0 | -12.5669 | -12.5669 | 1559.1913 | 11662.7513 |  | 0
1911-12-01 | 0 | 0 | 0 | 0 | -12.5669 | -12.5669 | 1546.6245 | 11568.7512 |  | 0
1911-12-02 | 0 | 0 | 0 | 0 | -12.5669 | -12.5669 | 1534.0576 | 11474.7511 |  | 0
1911-12-03 | 0 | 0 | 0 | 0 | -12.5669 | -12.5669 | 1521.4908 | 11380.751 |  | 0
1911-12-04 | 0 | 0 | 0 | 0 | -12.5669 | -12.5669 | 1508.9239 | 11286.7508 |  | 0
1911-12-05 | 0 | 0 | 0 | 0 | -12.5669 | -12.5669 | 1496.357 | 11192.7507 |  | 0
1911-12-06 | 0.025 | 69 | 4.0107 | 4.0107 | 52.4224 | 52.4224 | 1548.7795 | 11584.8706 |  | 0
1911-12-07 | 0 | 0 | 0 | 0 | -12.5669 | -12.5669 | 1536.2126 | 11490.8705 |  | 0
1911-12-08 | 0.096667 | 266.8 | 4.0107 | 4.0107 | 250.2224 | 250.2224 | 1786.4351 | 13362.5344 |  | 0
1911-12-09 | 0.18 | 496.8 | 4.0107 | 4.0107 | 480.2224 | 480.2224 | 2266.6575 | 16954.5983 |  | 0
1911-12-10 | 0 | 0 | 0 | 0 | -12.5669 | -12.5669 | 2254.0907 | 16860.5982 |  | 0
1911-12-11 | 0 | 0 | 0 | 0 | -12.5669 | -12.5669 | 2241.5238 | 16766.5981 |  | 0
1911-12-12 | 0.0083333 | 23 | 4.0107 | 4.0107 | 6.4224 | 6.4224 | 2247.9462 | 16814.6379 |  | 0
1911-12-13 | 0 | 0 | 0 | 0 | -12.5669 | -12.5669 | 2235.3794 | 16720.6378 |  | 0
1911-12-14 | 0 | 0 | 0 | 0 | -12.5669 | -12.5669 | 2222.8125 | 16626.6377 |  | 0
1911-12-15 | 0.038333 | 105.8 | 4.0107 | 4.0107 | 89.2224 | 89.2224 | 2312.035 | 17294.0216 |  | 0
1911-12-16 | 0 | 0 | 0 | 0 | -12.5669 | -12.5669 | 2299.4681 | 17200.0215 |  | 0
1911-12-17 | 0 | 0 | 0 | 0 | -12.5669 | -12.5669 | 2286.9013 | 17106.0214 |  | 0
1911-12-18 | 0.0083333 | 23 | 4.0107 | 4.0107 | 6.4224 | 6.4224 | 2293.3237 | 17154.0613 |  | 0
1911-12-19 | 0.12667 | 349.6 | 4.0107 | 4.0107 | 333.0224 | 333.0224 | 2626.3461 | 19645.0692 |  | 0
1911-12-20 | 0 | 0 | 0 | 0 | -12.5669 | -12.5669 | 2613.7793 | 19551.069 |  | 0
1911-12-21 | 0.016667 | 46 | 4.0107 | 4.0107 | 29.4224 | 29.4224 | 2643.2017 | 19771.1489 |  | 0
1911-12-22 | 0 | 0 | 0 | 0 | -12.5669 | -12.5669 | 2630.6349 | 19677.1488 |  | 0
1911-12-23 | 0 | 0 | 0 | 0 | -12.5669 | -12.5669 | 2618.068 | 19583.1487 |  | 0
1911-12-24 | 0 | 0 | 0 | 0 | -12.5669 | -12.5669 | 2605.5011 | 19489.1486 |  | 0
1911-12-25 | 0.0083333 | 23 | 4.0107 | 4.0107 | 6.4224 | 6.4224 | 2611.9236 | 19537.1885 |  | 0
1911-12-26 | 0 | 0 | 0 | 0 | -12.5669 | -12.5669 | 2599.3567 | 19443.1884 |  | 0
1911-12-27 | 0 | 0 | 0 | 0 | -12.5669 | -12.5669 | 2586.7899 | 19349.1883 |  | 0
1911-12-28 | 0 | 0 | 0 | 0 | -12.5669 | -12.5669 | 2574.223 | 19255.1881 |  | 0
1911-12-29 | 0 | 0 | 0 | 0 | -12.5669 | -12.5669 | 2561.6562 | 19161.188 |  | 0
1911-12-30 | 0.0091667 | 25.3 | 4.0107 | 4.0107 | 8.7224 | 8.7224 | 2570.3786 | 19226.4319 |  | 0
1911-12-31 | 0 | 0 | 0 | 0 | -12.5669 | -12.5669 | 2557.8117 | 19132.4318 |  | 0
1912-01-01 | 0 | 0 | 0 | 0 | -12.5669 | -12.5669 | 2545.2449 | 19038.4317 |  | 0
1912-01-02 | 0 | 0 | 0 | 0 | -12.5669 | -12.5669 | 2532.678 | 18944.4316 |  | 0
1912-01-03 | 0 | 0 | 0 | 0 | -12.5669 | -12.5669 | 2520.1112 | 18850.4315 |  | 0
1912-01-04 | 0 | 0 | 0 | 0 | -12.5669 | -12.5669 | 2507.5443 | 18756.4313 |  | 0
1912-01-05 | 0 | 0 | 0 | 0 | -12.5669 | -12.5669 | 2494.9774 | 18662.4312 |  | 0
1912-01-06 | 0 | 0 | 0 | 0 | -12.5669 | -12.5669 | 2482.4106 | 18568.4311 |  | 0
1912-01-07 | 0 | 0 | 0 | 0 | -12.5669 | -12.5669 | 2469.8437 | 18474.431 |  | 0
1912-01-08 | 0 | 0 | 0 | 0 | -12.5669 | -12.5669 | 2457.2769 | 18380.4309 |  | 0
1912-01-09 | 0 | 0 | 0 | 0 | -12.5669 | -12.5669 | 2444.71 | 18286.4308 |  | 0
1912-01-10 | 0 | 0 | 0 | 0 | -12.5669 | -12.5669 | 2432.1431 | 18192.4307 |  | 0
1912-01-11 | 0.0016667 | 4.6 | 4.0107 | 4.0107 | -11.9776 | -11.9776 | 2420.1656 | 18102.8386 |  | 0
1912-01-12 | 0 | 0 | 0 | 0 | -12.5669 | -12.5669 | 2407.5987 | 18008.8384 |  | 0
1912-01-13 | 0 | 0 | 0 | 0 | -12.5669 | -12.5669 | 2395.0319 | 17914.8383 |  | 0
1912-01-14 | 0 | 0 | 0 | 0 | -12.5669 | -12.5669 | 2382.465 | 17820.8382 |  | 0
1912-01-15 | 0 | 0 | 0 | 0 | -12.5669 | -12.5669 | 2369.8981 | 17726.8381 |  | 0
1912-01-16 | 0 | 0 | 0 | 0 | -12.5669 | -12.5669 | 2357.3313 | 17632.838 |  | 0
1912-01-17 | 0 | 0 | 0 | 0 | -12.5669 | -12.5669 | 2344.7644 | 17538.8379 |  | 0
1912-01-18 | 0.0041667 | 11.5 | 4.0107 | 4.0107 | -5.0776 | -5.0776 | 2339.6869 | 17500.8578 |  | 0
1912-01-19 | 0 | 0 | 0 | 0 | -12.5669 | -12.5669 | 2327.12 | 17406.8577 |  | 0
1912-01-20 | 0 | 0 | 0 | 0 | -12.5669 | -12.5669 | 2314.5531 | 17312.8575 |  | 0
1912-01-21 | 0 | 0 | 0 | 0 | -12.5669 | -12.5669 | 2301.9863 | 17218.8574 |  | 0
1912-01-22 | 0 | 0 | 0 | 0 | -12.5669 | -12.5669 | 2289.4194 | 17124.8573 |  | 0
1912-01-23 | 0 | 0 | 0 | 0 | -12.5669 | -12.5669 | 2276.8526 | 17030.8572 |  | 0
1912-01-24 | 0 | 0 | 0 | 0 | -12.5669 | -12.5669 | 2264.2857 | 16936.8571 |  | 0
1912-01-25 | 0 | 0 | 0 | 0 | -12.5669 | -12.5669 | 2251.7188 | 16842.857 |  | 0
1912-01-26 | 0 | 0 | 0 | 0 | -12.5669 | -12.5669 | 2239.152 | 16748.8569 |  | 0
1912-01-27 | 0 | 0 | 0 | 0 | -12.5669 | -12.5669 | 2226.5851 | 16654.8568 |  | 0
1912-01-28 | 0 | 0 | 0 | 0 | -12.5669 | -12.5669 | 2214.0183 | 16560.8566 |  | 0
1912-01-29 | 0 | 0 | 0 | 0 | -12.5669 | -12.5669 | 2201.4514 | 16466.8565 |  | 0
1912-01-30 | 0 | 0 | 0 | 0 | -12.5669 | -12.5669 | 2188.8845 | 16372.8564 |  | 0
1912-01-31 | 0 | 0 | 0 | 0 | -12.5669 | -12.5669 | 2176.3177 | 16278.8563 |  | 0
1912-02-01 | 0 | 0 | 0 | 0 | -12.5669 | -12.5669 | 2163.7508 | 16184.8562 |  | 0
1912-02-02 | 0 | 0 | 0 | 0 | -12.5669 | -12.5669 | 2151.184 | 16090.8561 |  | 0
1912-02-03 | 0 | 0 | 0 | 0 | -12.5669 | -12.5669 | 2138.6171 | 15996.856 |  | 0
1912-02-04 | 0 | 0 | 0 | 0 | -12.5669 | -12.5669 | 2126.0502 | 15902.8559 |  | 0
1912-02-05 | 0 | 0 | 0 | 0 | -12.5669 | -12.5669 | 2113.4834 | 15808.8557 |  | 0
1912-02-06 | 0 | 0 | 0 | 0 | -12.5669 | -12.5669 | 2100.9165 | 15714.8556 |  | 0
1912-02-07 | 0 | 0 | 0 | 0 | -12.5669 | -12.5669 | 2088.3497 | 15620.8555 |  | 0
1912-02-08 | 0 | 0 | 0 | 0 | -12.5669 | -12.5669 | 2075.7828 | 15526.8554 |  | 0
1912-02-09 | 0 | 0 | 0 | 0 | -12.5669 | -12.5669 | 2063.2159 | 15432.8553 |  | 0
1912-02-10 | 0 | 0 | 0 | 0 | -12.5669 | -12.5669 | 2050.6491 | 15338.8552 |  | 0
1912-02-11 | 0 | 0 | 0 | 0 | -12.5669 | -12.5669 | 2038.0822 | 15244.8551 |  | 0
1912-02-12 | 0 | 0 | 0 | 0 | -12.5669 | -12.5669 | 2025.5154 | 15150.8549 |  | 0
1912-02-13 | 0.053333 | 147.2 | 4.0107 | 4.0107 | 130.6224 | 130.6224 | 2156.1378 | 16127.9108 |  | 0
1912-02-14 | 0 | 0 | 0 | 0 | -12.5669 | -12.5669 | 2143.571 | 16033.9107 |  | 0
1912-02-15 | 0.005 | 13.8 | 4.0107 | 4.0107 | -2.7776 | -2.7776 | 2140.7934 | 16013.1346 |  | 0
1912-02-16 | 0.0016667 | 4.6 | 4.0107 | 4.0107 | -11.9776 | -11.9776 | 2128.8158 | 15923.5425 |  | 0
1912-02-17 | 0 | 0 | 0 | 0 | -12.5669 | -12.5669 | 2116.249 | 15829.5424 |  | 0
1912-02-18 | 0 | 0 | 0 | 0 | -12.5669 | -12.5669 | 2103.6821 | 15735.5423 |  | 0
1912-02-19 | 0 | 0 | 0 | 0 | -12.5669 | -12.5669 | 2091.1153 | 15641.5422 |  | 0
1912-02-20 | 0.083333 | 230 | 4.0107 | 4.0107 | 213.4224 | 213.4224 | 2304.5377 | 17237.942 |  | 0
1912-02-21 | 0 | 0 | 0 | 0 | -12.5669 | -12.5669 | 2291.9708 | 17143.9419 |  | 0
1912-02-22 | 0 | 0 | 0 | 0 | -12.5669 | -12.5669 | 2279.404 | 17049.9418 |  | 0
1912-02-23 | 0.01 | 27.6 | 4.0107 | 4.0107 | 11.0224 | 11.0224 | 2290.4264 | 17132.3897 |  | 0
1912-02-24 | 0 | 0 | 0 | 0 | -12.5669 | -12.5669 | 2277.8596 | 17038.3896 |  | 0
1912-02-25 | 0.038333 | 105.8 | 4.0107 | 4.0107 | 89.2224 | 89.2224 | 2367.082 | 17705.7735 |  | 0
1912-02-26 | 0 | 0 | 0 | 0 | -12.5669 | -12.5669 | 2354.5152 | 17611.7734 |  | 0
1912-02-27 | 0 | 0 | 0 | 0 | -12.5669 | -12.5669 | 2341.9483 | 17517.7733 |  | 0
1912-02-28 | 0 | 0 | 0 | 0 | -12.5669 | -12.5669 | 2329.3814 | 17423.7731 |  | 0
1912-02-29 | 0 | 0 | 0 | 0 | -12.5669 | -12.5669 | 2316.8146 | 17329.773 |  | 0
1912-03-01 | 0 | 0 | 0 | 0 | -12.5669 | -12.5669 | 2304.2477 | 17235.7729 |  | 0
1912-03-02 | 0.0041667 | 11.5 | 4.0107 | 4.0107 | -5.0776 | -5.0776 | 2299.1702 | 17197.7928 |  | 0
1912-03-03 | 0.00083333 | 2.3 | 4.0107 | 2.3 | -12.5669 | -12.5669 | 2286.6033 | 17103.7927 |  | 0
1912-03-04 | 0.065833 | 181.7 | 4.0107 | 4.0107 | 165.1224 | 165.1224 | 2451.7257 | 18338.9086 |  | 0
1912-03-05 | 0 | 0 | 0 | 0 | -12.5669 | -12.5669 | 2439.1589 | 18244.9085 |  | 0
1912-03-06 | 0 | 0 | 0 | 0 | -12.5669 | -12.5669 | 2426.592 | 18150.9084 |  | 0
1912-03-07 | 0.00083333 | 2.3 | 4.0107 | 2.3 | -12.5669 | -12.5669 | 2414.0252 | 18056.9082 |  | 0
1912-03-08 | 0 | 0 | 0 | 0 | -12.5669 | -12.5669 | 2401.4583 | 17962.9081 |  | 0
1912-03-09 | 0 | 0 | 0 | 0 | -12.5669 | -12.5669 | 2388.8914 | 17868.908 |  | 0
1912-03-10 | 0.0083333 | 23 | 4.0107 | 4.0107 | 6.4224 | 6.4224 | 2395.3139 | 17916.9479 |  | 0
1912-03-11 | 0 | 0 | 0 | 0 | -12.5669 | -12.5669 | 2382.747 | 17822.9478 |  | 0
1912-03-12 | 0 | 0 | 0 | 0 | -12.5669 | -12.5669 | 2370.1802 | 17728.9477 |  | 0
1912-03-13 | 0 | 0 | 0 | 0 | -12.5669 | -12.5669 | 2357.6133 | 17634.9476 |  | 0
1912-03-14 | 0 | 0 | 0 | 0 | -12.5669 | -12.5669 | 2345.0465 | 17540.9475 |  | 0
1912-03-15 | 0 | 0 | 0 | 0 | -12.5669 | -12.5669 | 2332.4796 | 17446.9473 |  | 0
1912-03-16 | 0 | 0 | 0 | 0 | -12.5669 | -12.5669 | 2319.9127 | 17352.9472 |  | 0
1912-03-17 | 0 | 0 | 0 | 0 | -12.5669 | -12.5669 | 2307.3459 | 17258.9471 |  | 0
1912-03-18 | 0 | 0 | 0 | 0 | -12.5669 | -12.5669 | 2294.779 | 17164.947 |  | 0
1912-03-19 | 0 | 0 | 0 | 0 | -12.5669 | -12.5669 | 2282.2122 | 17070.9469 |  | 0
1912-03-20 | 0 | 0 | 0 | 0 | -12.5669 | -12.5669 | 2269.6453 | 16976.9468 |  | 0
1912-03-21 | 0.0066667 | 18.4 | 4.0107 | 4.0107 | 1.8224 | 1.8224 | 2271.4677 | 16990.5787 |  | 0
1912-03-22 | 0.0575 | 158.7 | 4.0107 | 4.0107 | 142.1224 | 142.1224 | 2413.5902 | 18053.6546 |  | 0
1912-03-23 | 0 | 0 | 0 | 0 | -12.5669 | -12.5669 | 2401.0233 | 17959.6544 |  | 0
1912-03-24 | 0 | 0 | 0 | 0 | -12.5669 | -12.5669 | 2388.4565 | 17865.6543 |  | 0
1912-03-25 | 0 | 0 | 0 | 0 | -12.5669 | -12.5669 | 2375.8896 | 17771.6542 |  | 0
1912-03-26 | 0 | 0 | 0 | 0 | -12.5669 | -12.5669 | 2363.3227 | 17677.6541 |  | 0
1912-03-27 | 0.063333 | 174.8 | 4.0107 | 4.0107 | 158.2224 | 158.2224 | 2521.5452 | 18861.158 |  | 0
1912-03-28 | 0.058333 | 161 | 4.0107 | 4.0107 | 144.4224 | 144.4224 | 2665.9676 | 19941.4379 |  | 0
1912-03-29 | 0 | 0 | 0 | 0 | -12.5669 | -12.5669 | 2653.4008 | 19847.4378 |  | 0
1912-03-30 | 0 | 0 | 0 | 0 | -12.5669 | -12.5669 | 2640.8339 | 19753.4376 |  | 0
1912-03-31 | 0 | 0 | 0 | 0 | -12.5669 | -12.5669 | 2628.2671 | 19659.4375 |  | 0
1912-04-01 | 0.049167 | 135.7 | 4.0107 | 4.0107 | 119.1224 | 119.1224 | 2747.3895 | 20550.4734 |  | 0
1912-04-02 | 0 | 0 | 0 | 0 | -12.5669 | -12.5669 | 2734.8226 | 20456.4733 |  | 0
1912-04-03 | 0 | 0 | 0 | 0 | -12.5669 | -12.5669 | 2722.2558 | 20362.4732 |  | 0
1912-04-04 | 0 | 0 | 0 | 0 | -12.5669 | -12.5669 | 2709.6889 | 20268.4731 |  | 0
1912-04-05 | 0 | 0 | 0 | 0 | -12.5669 | -12.5669 | 2697.1221 | 20174.473 |  | 0
1912-04-06 | 0 | 0 | 0 | 0 | -12.5669 | -12.5669 | 2684.5552 | 20080.4729 |  | 0
1912-04-07 | 0 | 0 | 0 | 0 | -12.5669 | -12.5669 | 2671.9883 | 19986.4727 |  | 0
1912-04-08 | 0 | 0 | 0 | 0 | -12.5669 | -12.5669 | 2659.4215 | 19892.4726 |  | 0
1912-04-09 | 0 | 0 | 0 | 0 | -12.5669 | -12.5669 | 2646.8546 | 19798.4725 |  | 0
1912-04-10 | 0 | 0 | 0 | 0 | -12.5669 | -12.5669 | 2634.2878 | 19704.4724 |  | 0
1912-04-11 | 0 | 0 | 0 | 0 | -12.5669 | -12.5669 | 2621.7209 | 19610.4723 |  | 0
1912-04-12 | 0.058333 | 161 | 4.0107 | 4.0107 | 144.4224 | 144.4224 | 2766.1433 | 20690.7522 |  | 0
1912-04-13 | 0 | 0 | 0 | 0 | -12.5669 | -12.5669 | 2753.5765 | 20596.7521 |  | 0
1912-04-14 | 0 | 0 | 0 | 0 | -12.5669 | -12.5669 | 2741.0096 | 20502.752 |  | 0
1912-04-15 | 0.025 | 69 | 4.0107 | 4.0107 | 52.4224 | 52.4224 | 2793.4321 | 20894.8718 |  | 0
1912-04-16 | 0.0075 | 20.7 | 4.0107 | 4.0107 | 4.1224 | 4.1224 | 2797.5545 | 20925.7077 |  | 0
1912-04-17 | 0 | 0 | 0 | 0 | -12.5669 | -12.5669 | 2784.9876 | 20831.7076 |  | 0
1912-04-18 | 0 | 0 | 0 | 0 | -12.5669 | -12.5669 | 2772.4208 | 20737.7075 |  | 0
1912-04-19 | 0 | 0 | 0 | 0 | -12.5669 | -12.5669 | 2759.8539 | 20643.7074 |  | 0
1912-04-20 | 0 | 0 | 0 | 0 | -12.5669 | -12.5669 | 2747.2871 | 20549.7073 |  | 0
1912-04-21 | 0 | 0 | 0 | 0 | -12.5669 | -12.5669 | 2734.7202 | 20455.7072 |  | 0
1912-04-22 | 0 | 0 | 0 | 0 | -12.5669 | -12.5669 | 2722.1533 | 20361.7071 |  | 0
1912-04-23 | 0 | 0 | 0 | 0 | -12.5669 | -12.5669 | 2709.5865 | 20267.7069 |  | 0
1912-04-24 | 0 | 0 | 0 | 0 | -12.5669 | -12.5669 | 2697.0196 | 20173.7068 |  | 0
1912-04-25 | 0.0041667 | 11.5 | 4.0107 | 4.0107 | -5.0776 | -5.0776 | 2691.9421 | 20135.7267 |  | 0
1912-04-26 | 0 | 0 | 0 | 0 | -12.5669 | -12.5669 | 2679.3752 | 20041.7266 |  | 0
1912-04-27 | 0 | 0 | 0 | 0 | -12.5669 | -12.5669 | 2666.8084 | 19947.7265 |  | 0
1912-04-28 | 0.035 | 96.6 | 4.0107 | 4.0107 | 80.0224 | 80.0224 | 2746.8308 | 20546.2944 |  | 0
1912-04-29 | 0 | 0 | 0 | 0 | -12.5669 | -12.5669 | 2734.2639 | 20452.2943 |  | 0
1912-04-30 | 0 | 0 | 0 | 0 | -12.5669 | -12.5669 | 2721.6971 | 20358.2942 |  | 0
1912-05-01 | 0 | 0 | 0 | 0 | -12.5669 | -12.5669 | 2709.1302 | 20264.294 |  | 0
1912-05-02 | 0 | 0 | 0 | 0 | -12.5669 | -12.5669 | 2696.5634 | 20170.2939 |  | 0
1912-05-03 | 0.005 | 13.8 | 4.0107 | 4.0107 | -2.7776 | -2.7776 | 2693.7858 | 20149.5178 |  | 0
1912-05-04 | 0.035 | 96.6 | 4.0107 | 4.0107 | 80.0224 | 80.0224 | 2773.8082 | 20748.0857 |  | 0
1912-05-05 | 0 | 0 | 0 | 0 | -12.5669 | -12.5669 | 2761.2414 | 20654.0856 |  | 0
1912-05-06 | 0 | 0 | 0 | 0 | -12.5669 | -12.5669 | 2748.6745 | 20560.0855 |  | 0
1912-05-07 | 0.021667 | 59.8 | 4.0107 | 4.0107 | 43.2224 | 43.2224 | 2791.897 | 20883.3894 |  | 0
1912-05-08 | 0 | 0 | 0 | 0 | -12.5669 | -12.5669 | 2779.3301 | 20789.3892 |  | 0
1912-05-09 | 0.0075 | 20.7 | 4.0107 | 4.0107 | 4.1224 | 4.1224 | 2783.4526 | 20820.2251 |  | 0
1912-05-10 | 0 | 0 | 0 | 0 | -12.5669 | -12.5669 | 2770.8857 | 20726.225 |  | 0
1912-05-11 | 0 | 0 | 0 | 0 | -12.5669 | -12.5669 | 2758.3188 | 20632.2249 |  | 0
1912-05-12 | 0 | 0 | 0 | 0 | -12.5669 | -12.5669 | 2745.752 | 20538.2248 |  | 0
1912-05-13 | 0.0041667 | 11.5 | 4.0107 | 4.0107 | -5.0776 | -5.0776 | 2740.6744 | 20500.2447 |  | 0
1912-05-14 | 0.0066667 | 18.4 | 4.0107 | 4.0107 | 1.8224 | 1.8224 | 2742.4969 | 20513.8766 |  | 0
1912-05-15 | 0 | 0 | 0 | 0 | -12.5669 | -12.5669 | 2729.93 | 20419.8765 |  | 0
1912-05-16 | 0 | 0 | 0 | 0 | -12.5669 | -12.5669 | 2717.3631 | 20325.8763 |  | 0
1912-05-17 | 0 | 0 | 0 | 0 | -12.5669 | -12.5669 | 2704.7963 | 20231.8762 |  | 0
1912-05-18 | 0 | 0 | 0 | 0 | -12.5669 | -12.5669 | 2692.2294 | 20137.8761 |  | 0
1912-05-19 | 0 | 0 | 0 | 0 | -12.5669 | -12.5669 | 2679.6626 | 20043.876 |  | 0
1912-05-20 | 0 | 0 | 0 | 0 | -12.5669 | -12.5669 | 2667.0957 | 19949.8759 |  | 0
1912-05-21 | 0 | 0 | 0 | 0 | -12.5669 | -12.5669 | 2654.5288 | 19855.8758 |  | 0
1912-05-22 | 0 | 0 | 0 | 0 | -12.5669 | -12.5669 | 2641.962 | 19761.8757 |  | 0
1912-05-23 | 0 | 0 | 0 | 0 | -12.5669 | -12.5669 | 2629.3951 | 19667.8756 |  | 0
1912-05-24 | 0 | 0 | 0 | 0 | -12.5669 | -12.5669 | 2616.8283 | 19573.8754 |  | 0
1912-05-25 | 0 | 0 | 0 | 0 | -12.5669 | -12.5669 | 2604.2614 | 19479.8753 |  | 0
1912-05-26 | 0 | 0 | 0 | 0 | -12.5669 | -12.5669 | 2591.6945 | 19385.8752 |  | 0
1912-05-27 | 0 | 0 | 0 | 0 | -12.5669 | -12.5669 | 2579.1277 | 19291.8751 |  | 0
1912-05-28 | 0 | 0 | 0 | 0 | -12.5669 | -12.5669 | 2566.5608 | 19197.875 |  | 0
1912-05-29 | 0 | 0 | 0 | 0 | -12.5669 | -12.5669 | 2553.994 | 19103.8749 |  | 0
1912-05-30 | 0 | 0 | 0 | 0 | -12.5669 | -12.5669 | 2541.4271 | 19009.8748 |  | 0
1912-05-31 | 0 | 0 | 0 | 0 | -12.5669 | -12.5669 | 2528.8602 | 18915.8747 |  | 0
1912-06-01 | 0 | 0 | 0 | 0 | -12.5669 | -12.5669 | 2516.2934 | 18821.8745 |  | 0
1912-06-02 | 0 | 0 | 0 | 0 | -12.5669 | -12.5669 | 2503.7265 | 18727.8744 |  | 0
1912-06-03 | 0 | 0 | 0 | 0 | -12.5669 | -12.5669 | 2491.1597 | 18633.8743 |  | 0
1912-06-04 | 0 | 0 | 0 | 0 | -12.5669 | -12.5669 | 2478.5928 | 18539.8742 |  | 0
1912-06-05 | 0 | 0 | 0 | 0 | -12.5669 | -12.5669 | 2466.0259 | 18445.8741 |  | 0
1912-06-06 | 0.00083333 | 2.3 | 4.0107 | 2.3 | -12.5669 | -12.5669 | 2453.4591 | 18351.874 |  | 0
1912-06-07 | 0 | 0 | 0 | 0 | -12.5669 | -12.5669 | 2440.8922 | 18257.8739 |  | 0
1912-06-08 | 0 | 0 | 0 | 0 | -12.5669 | -12.5669 | 2428.3254 | 18163.8738 |  | 0
1912-06-09 | 0 | 0 | 0 | 0 | -12.5669 | -12.5669 | 2415.7585 | 18069.8736 |  | 0
1912-06-10 | 0 | 0 | 0 | 0 | -12.5669 | -12.5669 | 2403.1916 | 17975.8735 |  | 0
1912-06-11 | 0 | 0 | 0 | 0 | -12.5669 | -12.5669 | 2390.6248 | 17881.8734 |  | 0
1912-06-12 | 0.015 | 41.4 | 4.0107 | 4.0107 | 24.8224 | 24.8224 | 2415.4472 | 18067.5453 |  | 0
1912-06-13 | 0.0016667 | 4.6 | 4.0107 | 4.0107 | -11.9776 | -11.9776 | 2403.4697 | 17977.9532 |  | 0
1912-06-14 | 0 | 0 | 0 | 0 | -12.5669 | -12.5669 | 2390.9028 | 17883.9531 |  | 0
1912-06-15 | 0 | 0 | 0 | 0 | -12.5669 | -12.5669 | 2378.336 | 17789.953 |  | 0
1912-06-16 | 0.0825 | 227.7 | 4.0107 | 4.0107 | 211.1224 | 211.1224 | 2589.4584 | 19369.1488 |  | 0
1912-06-17 | 0.2775 | 765.9 | 4.0107 | 4.0107 | 749.3224 | 749.3224 | 3338.7808 | 24974.0807 |  | 0
1912-06-18 | 0 | 0 | 0 | 0 | -12.5669 | -12.5669 | 3326.214 | 24880.0806 |  | 0
1912-06-19 | 0 | 0 | 0 | 0 | -12.5669 | -12.5669 | 3313.6471 | 24786.0805 |  | 0
1912-06-20 | 0 | 0 | 0 | 0 | -12.5669 | -12.5669 | 3301.0803 | 24692.0804 |  | 0
1912-06-21 | 0 | 0 | 0 | 0 | -12.5669 | -12.5669 | 3288.5134 | 24598.0803 |  | 0
1912-06-22 | 0 | 0 | 0 | 0 | -12.5669 | -12.5669 | 3275.9465 | 24504.0802 |  | 0
1912-06-23 | 0.0425 | 117.3 | 4.0107 | 4.0107 | 100.7224 | 100.7224 | 3376.669 | 25257.4841 |  | 0
1912-06-24 | 0 | 0 | 0 | 0 | -12.5669 | -12.5669 | 3364.1021 | 25163.4839 |  | 0
1912-06-25 | 0 | 0 | 0 | 0 | -12.5669 | -12.5669 | 3351.5353 | 25069.4838 |  | 0
1912-06-26 | 0 | 0 | 0 | 0 | -12.5669 | -12.5669 | 3338.9684 | 24975.4837 |  | 0
1912-06-27 | 0 | 0 | 0 | 0 | -12.5669 | -12.5669 | 3326.4016 | 24881.4836 |  | 0
1912-06-28 | 0 | 0 | 0 | 0 | -12.5669 | -12.5669 | 3313.8347 | 24787.4835 |  | 0
1912-06-29 | 0 | 0 | 0 | 0 | -12.5669 | -12.5669 | 3301.2678 | 24693.4834 |  | 0
1912-06-30 | 0 | 0 | 0 | 0 | -12.5669 | -12.5669 | 3288.701 | 24599.4833 |  | 0
1912-07-01 | 0.0375 | 103.5 | 4.0107 | 4.0107 | 86.9224 | 86.9224 | 3375.6234 | 25249.6632 |  | 0
1912-07-02 | 0 | 0 | 0 | 0 | -12.5669 | -12.5669 | 3363.0566 | 25155.663 |  | 0
1912-07-03 | 0 | 0 | 0 | 0 | -12.5669 | -12.5669 | 3350.4897 | 25061.6629 |  | 0
1912-07-04 | 0 | 0 | 0 | 0 | -12.5669 | -12.5669 | 3337.9228 | 24967.6628 |  | 0
1912-07-05 | 0 | 0 | 0 | 0 | -12.5669 | -12.5669 | 3325.356 | 24873.6627 |  | 0
1912-07-06 | 0 | 0 | 0 | 0 | -12.5669 | -12.5669 | 3312.7891 | 24779.6626 |  | 0
1912-07-07 | 0.035 | 96.6 | 4.0107 | 4.0107 | 80.0224 | 80.0224 | 3392.8116 | 25378.2305 |  | 0
1912-07-08 | 0 | 0 | 0 | 0 | -12.5669 | -12.5669 | 3380.2447 | 25284.2304 |  | 0
1912-07-09 | 0 | 0 | 0 | 0 | -12.5669 | -12.5669 | 3367.6778 | 25190.2303 |  | 0
1912-07-10 | 0 | 0 | 0 | 0 | -12.5669 | -12.5669 | 3355.111 | 25096.2301 |  | 0
1912-07-11 | 0 | 0 | 0 | 0 | -12.5669 | -12.5669 | 3342.5441 | 25002.23 |  | 0
1912-07-12 | 0 | 0 | 0 | 0 | -12.5669 | -12.5669 | 3329.9773 | 24908.2299 |  | 0
1912-07-13 | 0 | 0 | 0 | 0 | -12.5669 | -12.5669 | 3317.4104 | 24814.2298 |  | 0
1912-07-14 | 0 | 0 | 0 | 0 | -12.5669 | -12.5669 | 3304.8435 | 24720.2297 |  | 0
1912-07-15 | 0 | 0 | 0 | 0 | -12.5669 | -12.5669 | 3292.2767 | 24626.2296 |  | 0
1912-07-16 | 0 | 0 | 0 | 0 | -12.5669 | -12.5669 | 3279.7098 | 24532.2295 |  | 0
1912-07-17 | 0 | 0 | 0 | 0 | -12.5669 | -12.5669 | 3267.143 | 24438.2294 |  | 0
1912-07-18 | 0.0225 | 62.1 | 4.0107 | 4.0107 | 45.5224 | 45.5224 | 3312.6654 | 24778.7372 |  | 0
1912-07-19 | 0 | 0 | 0 | 0 | -12.5669 | -12.5669 | 3300.0985 | 24684.7371 |  | 0
1912-07-20 | 0 | 0 | 0 | 0 | -12.5669 | -12.5669 | 3287.5317 | 24590.737 |  | 0
1912-07-21 | 0 | 0 | 0 | 0 | -12.5669 | -12.5669 | 3274.9648 | 24496.7369 |  | 0
1912-07-22 | 0 | 0 | 0 | 0 | -12.5669 | -12.5669 | 3262.398 | 24402.7368 |  | 0
1912-07-23 | 0 | 0 | 0 | 0 | -12.5669 | -12.5669 | 3249.8311 | 24308.7367 |  | 0
1912-07-24 | 0 | 0 | 0 | 0 | -12.5669 | -12.5669 | 3237.2642 | 24214.7366 |  | 0
1912-07-25 | 0 | 0 | 0 | 0 | -12.5669 | -12.5669 | 3224.6974 | 24120.7365 |  | 0
1912-07-26 | 0 | 0 | 0 | 0 | -12.5669 | -12.5669 | 3212.1305 | 24026.7363 |  | 0
1912-07-27 | 0 | 0 | 0 | 0 | -12.5669 | -12.5669 | 3199.5637 | 23932.7362 |  | 0
1912-07-28 | 0 | 0 | 0 | 0 | -12.5669 | -12.5669 | 3186.9968 | 23838.7361 |  | 0
1912-07-29 | 0 | 0 | 0 | 0 | -12.5669 | -12.5669 | 3174.4299 | 23744.736 |  | 0
1912-07-30 | 0.0041667 | 11.5 | 4.0107 | 4.0107 | -5.0776 | -5.0776 | 3169.3524 | 23706.7559 |  | 0
1912-07-31 | 0 | 0 | 0 | 0 | -12.5669 | -12.5669 | 3156.7855 | 23612.7558 |  | 0
1912-08-01 | 0 | 0 | 0 | 0 | -12.5669 | -12.5669 | 3144.2187 | 23518.7557 |  | 0
1912-08-02 | 0 | 0 | 0 | 0 | -12.5669 | -12.5669 | 3131.6518 | 23424.7555 |  | 0
1912-08-03 | 0 | 0 | 0 | 0 | -12.5669 | -12.5669 | 3119.085 | 23330.7554 |  | 0
1912-08-04 | 0.043333 | 119.6 | 4.0107 | 4.0107 | 103.0224 | 103.0224 | 3222.1074 | 24101.3633 |  | 0
1912-08-05 | 0.035833 | 98.9 | 4.0107 | 4.0107 | 82.3224 | 82.3224 | 3304.4298 | 24717.1352 |  | 0
1912-08-06 | 0.029167 | 80.5 | 4.0107 | 4.0107 | 63.9224 | 63.9224 | 3368.3523 | 25195.2751 |  | 0
1912-08-07 | 0.06 | 165.6 | 4.0107 | 4.0107 | 149.0224 | 149.0224 | 3517.3747 | 26309.963 |  | 0
1912-08-08 | 0.020833 | 57.5 | 4.0107 | 4.0107 | 40.9224 | 40.9224 | 3558.2972 | 26616.0629 |  | 0
1912-08-09 | 0 | 0 | 0 | 0 | -12.5669 | -12.5669 | 3545.7303 | 26522.0628 |  | 0
1912-08-10 | 0 | 0 | 0 | 0 | -12.5669 | -12.5669 | 3533.1635 | 26428.0626 |  | 0
1912-08-11 | 0 | 0 | 0 | 0 | -12.5669 | -12.5669 | 3520.5966 | 26334.0625 |  | 0
1912-08-12 | 0 | 0 | 0 | 0 | -12.5669 | -12.5669 | 3508.0297 | 26240.0624 |  | 0
1912-08-13 | 0 | 0 | 0 | 0 | -12.5669 | -12.5669 | 3495.4629 | 26146.0623 |  | 0
1912-08-14 | 0 | 0 | 0 | 0 | -12.5669 | -12.5669 | 3482.896 | 26052.0622 |  | 0
1912-08-15 | 0 | 0 | 0 | 0 | -12.5669 | -12.5669 | 3470.3292 | 25958.0621 |  | 0
1912-08-16 | 0 | 0 | 0 | 0 | -12.5669 | -12.5669 | 3457.7623 | 25864.062 |  | 0
1912-08-17 | 0 | 0 | 0 | 0 | -12.5669 | -12.5669 | 3445.1954 | 25770.0619 |  | 0
1912-08-18 | 0 | 0 | 0 | 0 | -12.5669 | -12.5669 | 3432.6286 | 25676.0617 |  | 0
1912-08-19 | 0 | 0 | 0 | 0 | -12.5669 | -12.5669 | 3420.0617 | 25582.0616 |  | 0
1912-08-20 | 0 | 0 | 0 | 0 | -12.5669 | -12.5669 | 3407.4949 | 25488.0615 |  | 0
1912-08-21 | 0 | 0 | 0 | 0 | -12.5669 | -12.5669 | 3394.928 | 25394.0614 |  | 0
1912-08-22 | 0 | 0 | 0 | 0 | -12.5669 | -12.5669 | 3382.3611 | 25300.0613 |  | 0
1912-08-23 | 0 | 0 | 0 | 0 | -12.5669 | -12.5669 | 3369.7943 | 25206.0612 |  | 0
1912-08-24 | 0 | 0 | 0 | 0 | -12.5669 | -12.5669 | 3357.2274 | 25112.0611 |  | 0
1912-08-25 | 0.0125 | 34.5 | 4.0107 | 4.0107 | 17.9224 | 17.9224 | 3375.1499 | 25246.121 |  | 0
1912-08-26 | 0 | 0 | 0 | 0 | -12.5669 | -12.5669 | 3362.583 | 25152.1208 |  | 0
1912-08-27 | 0 | 0 | 0 | 0 | -12.5669 | -12.5669 | 3350.0161 | 25058.1207 |  | 0
1912-08-28 | 0 | 0 | 0 | 0 | -12.5669 | -12.5669 | 3337.4493 | 24964.1206 |  | 0
1912-08-29 | 0 | 0 | 0 | 0 | -12.5669 | -12.5669 | 3324.8824 | 24870.1205 |  | 0
1912-08-30 | 0 | 0 | 0 | 0 | -12.5669 | -12.5669 | 3312.3156 | 24776.1204 |  | 0
1912-08-31 | 0 | 0 | 0 | 0 | -12.5669 | -12.5669 | 3299.7487 | 24682.1203 |  | 0
1912-09-01 | 0 | 0 | 0 | 0 | -12.5669 | -12.5669 | 3287.1818 | 24588.1202 |  | 0
1912-09-02 | 0 | 0 | 0 | 0 | -12.5669 | -12.5669 | 3274.615 | 24494.1201 |  | 0
1912-09-03 | 0 | 0 | 0 | 0 | -12.5669 | -12.5669 | 3262.0481 | 24400.1199 |  | 0
1912-09-04 | 0 | 0 | 0 | 0 | -12.5669 | -12.5669 | 3249.4813 | 24306.1198 |  | 0
1912-09-05 | 0 | 0 | 0 | 0 | -12.5669 | -12.5669 | 3236.9144 | 24212.1197 |  | 0
1912-09-06 | 0 | 0 | 0 | 0 | -12.5669 | -12.5669 | 3224.3475 | 24118.1196 |  | 0
1912-09-07 | 0 | 0 | 0 | 0 | -12.5669 | -12.5669 | 3211.7807 | 24024.1195 |  | 0
1912-09-08 | 0 | 0 | 0 | 0 | -12.5669 | -12.5669 | 3199.2138 | 23930.1194 |  | 0
1912-09-09 | 0 | 0 | 0 | 0 | -12.5669 | -12.5669 | 3186.647 | 23836.1193 |  | 0
1912-09-10 | 0 | 0 | 0 | 0 | -12.5669 | -12.5669 | 3174.0801 | 23742.1191 |  | 0
1912-09-11 | 0 | 0 | 0 | 0 | -12.5669 | -12.5669 | 3161.5132 | 23648.119 |  | 0
1912-09-12 | 0 | 0 | 0 | 0 | -12.5669 | -12.5669 | 3148.9464 | 23554.1189 |  | 0
1912-09-13 | 0 | 0 | 0 | 0 | -12.5669 | -12.5669 | 3136.3795 | 23460.1188 |  | 0
1912-09-14 | 0.083333 | 230 | 4.0107 | 4.0107 | 213.4224 | 213.4224 | 3349.802 | 25056.5187 |  | 0
1912-09-15 | 0 | 0 | 0 | 0 | -12.5669 | -12.5669 | 3337.2351 | 24962.5186 |  | 0
1912-09-16 | 0 | 0 | 0 | 0 | -12.5669 | -12.5669 | 3324.6682 | 24868.5185 |  | 0
1912-09-17 | 0.083333 | 230 | 4.0107 | 4.0107 | 213.4224 | 213.4224 | 3538.0907 | 26464.9184 |  | 0
1912-09-18 | 0 | 0 | 0 | 0 | -12.5669 | -12.5669 | 3525.5238 | 26370.9182 |  | 0
1912-09-19 | 0 | 0 | 0 | 0 | -12.5669 | -12.5669 | 3512.957 | 26276.9181 |  | 0
1912-09-20 | 0 | 0 | 0 | 0 | -12.5669 | -12.5669 | 3500.3901 | 26182.918 |  | 0
1912-09-21 | 0 | 0 | 0 | 0 | -12.5669 | -12.5669 | 3487.8232 | 26088.9179 |  | 0
1912-09-22 | 0 | 0 | 0 | 0 | -12.5669 | -12.5669 | 3475.2564 | 25994.9178 |  | 0
1912-09-23 | 0 | 0 | 0 | 0 | -12.5669 | -12.5669 | 3462.6895 | 25900.9177 |  | 0
1912-09-24 | 0 | 0 | 0 | 0 | -12.5669 | -12.5669 | 3450.1227 | 25806.9176 |  | 0
1912-09-25 | 0 | 0 | 0 | 0 | -12.5669 | -12.5669 | 3437.5558 | 25712.9175 |  | 0
1912-09-26 | 0 | 0 | 0 | 0 | -12.5669 | -12.5669 | 3424.9889 | 25618.9173 |  | 0
1912-09-27 | 0 | 0 | 0 | 0 | -12.5669 | -12.5669 | 3412.4221 | 25524.9172 |  | 0
1912-09-28 | 0 | 0 | 0 | 0 | -12.5669 | -12.5669 | 3399.8552 | 25430.9171 |  | 0
1912-09-29 | 0 | 0 | 0 | 0 | -12.5669 | -12.5669 | 3387.2884 | 25336.917 |  | 0
1912-09-30 | 0 | 0 | 0 | 0 | -12.5669 | -12.5669 | 3374.7215 | 25242.9169 |  | 0
1912-10-01 | 0 | 0 | 0 | 0 | -12.5669 | -12.5669 | 3362.1546 | 25148.9168 |  | 0
1912-10-02 | 0 | 0 | 0 | 0 | -12.5669 | -12.5669 | 3349.5878 | 25054.9167 |  | 0
1912-10-03 | 0 | 0 | 0 | 0 | -12.5669 | -12.5669 | 3337.0209 | 24960.9166 |  | 0
1912-10-04 | 0 | 0 | 0 | 0 | -12.5669 | -12.5669 | 3324.4541 | 24866.9164 |  | 0
1912-10-05 | 0 | 0 | 0 | 0 | -12.5669 | -12.5669 | 3311.8872 | 24772.9163 |  | 0
1912-10-06 | 0.20833 | 575 | 4.0107 | 4.0107 | 558.4224 | 558.4224 | 3870.3097 | 28949.9162 |  | 0
1912-10-07 | 0 | 0 | 0 | 0 | -12.5669 | -12.5669 | 3857.7428 | 28855.9161 |  | 0
1912-10-08 | 0 | 0 | 0 | 0 | -12.5669 | -12.5669 | 3845.1759 | 28761.916 |  | 0
1912-10-09 | 0 | 0 | 0 | 0 | -12.5669 | -12.5669 | 3832.6091 | 28667.9159 |  | 0
1912-10-10 | 0 | 0 | 0 | 0 | -12.5669 | -12.5669 | 3820.0422 | 28573.9158 |  | 0
1912-10-11 | 0 | 0 | 0 | 0 | -12.5669 | -12.5669 | 3807.4754 | 28479.9157 |  | 0
1912-10-12 | 0 | 0 | 0 | 0 | -12.5669 | -12.5669 | 3794.9085 | 28385.9155 |  | 0
1912-10-13 | 0 | 0 | 0 | 0 | -12.5669 | -12.5669 | 3782.3416 | 28291.9154 |  | 0
1912-10-14 | 0 | 0 | 0 | 0 | -12.5669 | -12.5669 | 3769.7748 | 28197.9153 |  | 0
1912-10-15 | 0 | 0 | 0 | 0 | -12.5669 | -12.5669 | 3757.2079 | 28103.9152 |  | 0
1912-10-16 | 0 | 0 | 0 | 0 | -12.5669 | -12.5669 | 3744.6411 | 28009.9151 |  | 0
1912-10-17 | 0 | 0 | 0 | 0 | -12.5669 | -12.5669 | 3732.0742 | 27915.915 |  | 0
1912-10-18 | 0 | 0 | 0 | 0 | -12.5669 | -12.5669 | 3719.5073 | 27821.9149 |  | 0
1912-10-19 | 0 | 0 | 0 | 0 | -12.5669 | -12.5669 | 3706.9405 | 27727.9147 |  | 0
1912-10-20 | 0 | 0 | 0 | 0 | -12.5669 | -12.5669 | 3694.3736 | 27633.9146 |  | 0
1912-10-21 | 0 | 0 | 0 | 0 | -12.5669 | -12.5669 | 3681.8068 | 27539.9145 |  | 0
1912-10-22 | 0 | 0 | 0 | 0 | -12.5669 | -12.5669 | 3669.2399 | 27445.9144 |  | 0
1912-10-23 | 0 | 0 | 0 | 0 | -12.5669 | -12.5669 | 3656.673 | 27351.9143 |  | 0
1912-10-24 | 0 | 0 | 0 | 0 | -12.5669 | -12.5669 | 3644.1062 | 27257.9142 |  | 0
1912-10-25 | 0 | 0 | 0 | 0 | -12.5669 | -12.5669 | 3631.5393 | 27163.9141 |  | 0
1912-10-26 | 0 | 0 | 0 | 0 | -12.5669 | -12.5669 | 3618.9725 | 27069.914 |  | 0
1912-10-27 | 0 | 0 | 0 | 0 | -12.5669 | -12.5669 | 3606.4056 | 26975.9138 |  | 0
1912-10-28 | 0 | 0 | 0 | 0 | -12.5669 | -12.5669 | 3593.8387 | 26881.9137 |  | 0
1912-10-29 | 0 | 0 | 0 | 0 | -12.5669 | -12.5669 | 3581.2719 | 26787.9136 |  | 0
1912-10-30 | 0 | 0 | 0 | 0 | -12.5669 | -12.5669 | 3568.705 | 26693.9135 |  | 0
1912-10-31 | 0.1225 | 338.1 | 4.0107 | 4.0107 | 321.5224 | 321.5224 | 3890.2275 | 29098.9014 |  | 0
1912-11-01 | 0 | 0 | 0 | 0 | -12.5669 | -12.5669 | 3877.6606 | 29004.9013 |  | 0
1912-11-02 | 0 | 0 | 0 | 0 | -12.5669 | -12.5669 | 3865.0937 | 28910.9012 |  | 0
1912-11-03 | 0 | 0 | 0 | 0 | -12.5669 | -12.5669 | 3852.5269 | 28816.9011 |  | 0
1912-11-04 | 0 | 0 | 0 | 0 | -12.5669 | -12.5669 | 3839.96 | 28722.9009 |  | 0
1912-11-05 | 0 | 0 | 0 | 0 | -12.5669 | -12.5669 | 3827.3932 | 28628.9008 |  | 0
1912-11-06 | 0 | 0 | 0 | 0 | -12.5669 | -12.5669 | 3814.8263 | 28534.9007 |  | 0
1912-11-07 | 0 | 0 | 0 | 0 | -12.5669 | -12.5669 | 3802.2594 | 28440.9006 |  | 0
1912-11-08 | 0 | 0 | 0 | 0 | -12.5669 | -12.5669 | 3789.6926 | 28346.9005 |  | 0
1912-11-09 | 0 | 0 | 0 | 0 | -12.5669 | -12.5669 | 3777.1257 | 28252.9004 |  | 0
1912-11-10 | 0 | 0 | 0 | 0 | -12.5669 | -12.5669 | 3764.5589 | 28158.9003 |  | 0
1912-11-11 | 0 | 0 | 0 | 0 | -12.5669 | -12.5669 | 3751.992 | 28064.9002 |  | 0
1912-11-12 | 0 | 0 | 0 | 0 | -12.5669 | -12.5669 | 3739.4251 | 27970.9 |  | 0
1912-11-13 | 0 | 0 | 0 | 0 | -12.5669 | -12.5669 | 3726.8583 | 27876.8999 |  | 0
1912-11-14 | 0 | 0 | 0 | 0 | -12.5669 | -12.5669 | 3714.2914 | 27782.8998 |  | 0
1912-11-15 | 0 | 0 | 0 | 0 | -12.5669 | -12.5669 | 3701.7246 | 27688.8997 |  | 0
1912-11-16 | 0 | 0 | 0 | 0 | -12.5669 | -12.5669 | 3689.1577 | 27594.8996 |  | 0
1912-11-17 | 0 | 0 | 0 | 0 | -12.5669 | -12.5669 | 3676.5908 | 27500.8995 |  | 0
1912-11-18 | 0 | 0 | 0 | 0 | -12.5669 | -12.5669 | 3664.024 | 27406.8994 |  | 0
1912-11-19 | 0 | 0 | 0 | 0 | -12.5669 | -12.5669 | 3651.4571 | 27312.8993 |  | 0
1912-11-20 | 0 | 0 | 0 | 0 | -12.5669 | -12.5669 | 3638.8903 | 27218.8991 |  | 0
1912-11-21 | 0 | 0 | 0 | 0 | -12.5669 | -12.5669 | 3626.3234 | 27124.899 |  | 0
1912-11-22 | 0 | 0 | 0 | 0 | -12.5669 | -12.5669 | 3613.7565 | 27030.8989 |  | 0
1912-11-23 | 0 | 0 | 0 | 0 | -12.5669 | -12.5669 | 3601.1897 | 26936.8988 |  | 0
1912-11-24 | 0 | 0 | 0 | 0 | -12.5669 | -12.5669 | 3588.6228 | 26842.8987 |  | 0
1912-11-25 | 0 | 0 | 0 | 0 | -12.5669 | -12.5669 | 3576.056 | 26748.8986 |  | 0
1912-11-26 | 0 | 0 | 0 | 0 | -12.5669 | -12.5669 | 3563.4891 | 26654.8985 |  | 0
1912-11-27 | 0 | 0 | 0 | 0 | -12.5669 | -12.5669 | 3550.9222 | 26560.8984 |  | 0
1912-11-28 | 0 | 0 | 0 | 0 | -12.5669 | -12.5669 | 3538.3554 | 26466.8982 |  | 0
1912-11-29 | 0 | 0 | 0 | 0 | -12.5669 | -12.5669 | 3525.7885 | 26372.8981 |  | 0
1912-11-30 | 0 | 0 | 0 | 0 | -12.5669 | -12.5669 | 3513.2217 | 26278.898 |  | 0
1912-12-01 | 0.041667 | 115 | 4.0107 | 4.0107 | 98.4224 | 98.4224 | 3611.6441 | 27015.0979 |  | 0
1912-12-02 | 0 | 0 | 0 | 0 | -12.5669 | -12.5669 | 3599.0772 | 26921.0978 |  | 0
1912-12-03 | 0.058333 | 161 | 4.0107 | 4.0107 | 144.4224 | 144.4224 | 3743.4997 | 28001.3777 |  | 0
1912-12-04 | 0 | 0 | 0 | 0 | -12.5669 | -12.5669 | 3730.9328 | 27907.3776 |  | 0
1912-12-05 | 0 | 0 | 0 | 0 | -12.5669 | -12.5669 | 3718.366 | 27813.3774 |  | 0
1912-12-06 | 0 | 0 | 0 | 0 | -12.5669 | -12.5669 | 3705.7991 | 27719.3773 |  | 0
1912-12-07 | 0 | 0 | 0 | 0 | -12.5669 | -12.5669 | 3693.2322 | 27625.3772 |  | 0
1912-12-08 | 0 | 0 | 0 | 0 | -12.5669 | -12.5669 | 3680.6654 | 27531.3771 |  | 0
1912-12-09 | 0 | 0 | 0 | 0 | -12.5669 | -12.5669 | 3668.0985 | 27437.377 |  | 0
1912-12-10 | 0 | 0 | 0 | 0 | -12.5669 | -12.5669 | 3655.5317 | 27343.3769 |  | 0
1912-12-11 | 0 | 0 | 0 | 0 | -12.5669 | -12.5669 | 3642.9648 | 27249.3768 |  | 0
1912-12-12 | 0 | 0 | 0 | 0 | -12.5669 | -12.5669 | 3630.3979 | 27155.3767 |  | 0
1912-12-13 | 0 | 0 | 0 | 0 | -12.5669 | -12.5669 | 3617.8311 | 27061.3765 |  | 0
1912-12-14 | 0 | 0 | 0 | 0 | -12.5669 | -12.5669 | 3605.2642 | 26967.3764 |  | 0
1912-12-15 | 0 | 0 | 0 | 0 | -12.5669 | -12.5669 | 3592.6974 | 26873.3763 |  | 0
1912-12-16 | 0 | 0 | 0 | 0 | -12.5669 | -12.5669 | 3580.1305 | 26779.3762 |  | 0
1912-12-17 | 0 | 0 | 0 | 0 | -12.5669 | -12.5669 | 3567.5636 | 26685.3761 |  | 0
1912-12-18 | 0 | 0 | 0 | 0 | -12.5669 | -12.5669 | 3554.9968 | 26591.376 |  | 0
1912-12-19 | 0 | 0 | 0 | 0 | -12.5669 | -12.5669 | 3542.4299 | 26497.3759 |  | 0
1912-12-20 | 0 | 0 | 0 | 0 | -12.5669 | -12.5669 | 3529.8631 | 26403.3758 |  | 0
1912-12-21 | 0 | 0 | 0 | 0 | -12.5669 | -12.5669 | 3517.2962 | 26309.3756 |  | 0
1912-12-22 | 0.025 | 69 | 4.0107 | 4.0107 | 52.4224 | 52.4224 | 3569.7187 | 26701.4955 |  | 0
1912-12-23 | 0 | 0 | 0 | 0 | -12.5669 | -12.5669 | 3557.1518 | 26607.4954 |  | 0
1912-12-24 | 0 | 0 | 0 | 0 | -12.5669 | -12.5669 | 3544.5849 | 26513.4953 |  | 0
1912-12-25 | 0 | 0 | 0 | 0 | -12.5669 | -12.5669 | 3532.0181 | 26419.4952 |  | 0
1912-12-26 | 0 | 0 | 0 | 0 | -12.5669 | -12.5669 | 3519.4512 | 26325.4951 |  | 0
1912-12-27 | 0 | 0 | 0 | 0 | -12.5669 | -12.5669 | 3506.8844 | 26231.495 |  | 0
1912-12-28 | 0 | 0 | 0 | 0 | -12.5669 | -12.5669 | 3494.3175 | 26137.4949 |  | 0
1912-12-29 | 0 | 0 | 0 | 0 | -12.5669 | -12.5669 | 3481.7506 | 26043.4947 |  | 0
1912-12-30 | 0 | 0 | 0 | 0 | -12.5669 | -12.5669 | 3469.1838 | 25949.4946 |  | 0
1912-12-31 | 0 | 0 | 0 | 0 | -12.5669 | -12.5669 | 3456.6169 | 25855.4945 |  | 0
1913-01-01 | 0 | 0 | 0 | 0 | -12.5669 | -12.5669 | 3444.0501 | 25761.4944 |  | 0
1913-01-02 | 0 | 0 | 0 | 0 | -12.5669 | -12.5669 | 3431.4832 | 25667.4943 |  | 0
1913-01-03 | 0 | 0 | 0 | 0 | -12.5669 | -12.5669 | 3418.9163 | 25573.4942 |  | 0
1913-01-04 | 0 | 0 | 0 | 0 | -12.5669 | -12.5669 | 3406.3495 | 25479.4941 |  | 0
1913-01-05 | 0 | 0 | 0 | 0 | -12.5669 | -12.5669 | 3393.7826 | 25385.494 |  | 0
1913-01-06 | 0 | 0 | 0 | 0 | -12.5669 | -12.5669 | 3381.2158 | 25291.4938 |  | 0
1913-01-07 | 0 | 0 | 0 | 0 | -12.5669 | -12.5669 | 3368.6489 | 25197.4937 |  | 0
1913-01-08 | 0 | 0 | 0 | 0 | -12.5669 | -12.5669 | 3356.082 | 25103.4936 |  | 0
1913-01-09 | 0 | 0 | 0 | 0 | -12.5669 | -12.5669 | 3343.5152 | 25009.4935 |  | 0
1913-01-10 | 0 | 0 | 0 | 0 | -12.5669 | -12.5669 | 3330.9483 | 24915.4934 |  | 0
1913-01-11 | 0 | 0 | 0 | 0 | -12.5669 | -12.5669 | 3318.3815 | 24821.4933 |  | 0
1913-01-12 | 0 | 0 | 0 | 0 | -12.5669 | -12.5669 | 3305.8146 | 24727.4932 |  | 0
1913-01-13 | 0 | 0 | 0 | 0 | -12.5669 | -12.5669 | 3293.2477 | 24633.493 |  | 0
1913-01-14 | 0 | 0 | 0 | 0 | -12.5669 | -12.5669 | 3280.6809 | 24539.4929 |  | 0
1913-01-15 | 0 | 0 | 0 | 0 | -12.5669 | -12.5669 | 3268.114 | 24445.4928 |  | 0
1913-01-16 | 0.058333 | 161 | 4.0107 | 4.0107 | 144.4224 | 144.4224 | 3412.5365 | 25525.7727 |  | 0
1913-01-17 | 0 | 0 | 0 | 0 | -12.5669 | -12.5669 | 3399.9696 | 25431.7726 |  | 0
1913-01-18 | 0 | 0 | 0 | 0 | -12.5669 | -12.5669 | 3387.4027 | 25337.7725 |  | 0
1913-01-19 | 0 | 0 | 0 | 0 | -12.5669 | -12.5669 | 3374.8359 | 25243.7724 |  | 0
1913-01-20 | 0 | 0 | 0 | 0 | -12.5669 | -12.5669 | 3362.269 | 25149.7723 |  | 0
1913-01-21 | 0 | 0 | 0 | 0 | -12.5669 | -12.5669 | 3349.7022 | 25055.7721 |  | 0
1913-01-22 | 0.025 | 69 | 4.0107 | 4.0107 | 52.4224 | 52.4224 | 3402.1246 | 25447.892 |  | 0
1913-01-23 | 0 | 0 | 0 | 0 | -12.5669 | -12.5669 | 3389.5577 | 25353.8919 |  | 0
1913-01-24 | 0 | 0 | 0 | 0 | -12.5669 | -12.5669 | 3376.9909 | 25259.8918 |  | 0
1913-01-25 | 0 | 0 | 0 | 0 | -12.5669 | -12.5669 | 3364.424 | 25165.8917 |  | 0
1913-01-26 | 0 | 0 | 0 | 0 | -12.5669 | -12.5669 | 3351.8572 | 25071.8916 |  | 0
1913-01-27 | 0 | 0 | 0 | 0 | -12.5669 | -12.5669 | 3339.2903 | 24977.8915 |  | 0
1913-01-28 | 0 | 0 | 0 | 0 | -12.5669 | -12.5669 | 3326.7234 | 24883.8914 |  | 0
1913-01-29 | 0 | 0 | 0 | 0 | -12.5669 | -12.5669 | 3314.1566 | 24789.8912 |  | 0
1913-01-30 | 0 | 0 | 0 | 0 | -12.5669 | -12.5669 | 3301.5897 | 24695.8911 |  | 0
1913-01-31 | 0 | 0 | 0 | 0 | -12.5669 | -12.5669 | 3289.0229 | 24601.891 |  | 0
1913-02-01 | 0 | 0 | 0 | 0 | -12.5669 | -12.5669 | 3276.456 | 24507.8909 |  | 0
1913-02-02 | 0 | 0 | 0 | 0 | -12.5669 | -12.5669 | 3263.8891 | 24413.8908 |  | 0
1913-02-03 | 0 | 0 | 0 | 0 | -12.5669 | -12.5669 | 3251.3223 | 24319.8907 |  | 0
1913-02-04 | 0 | 0 | 0 | 0 | -12.5669 | -12.5669 | 3238.7554 | 24225.8906 |  | 0
1913-02-05 | 0 | 0 | 0 | 0 | -12.5669 | -12.5669 | 3226.1886 | 24131.8905 |  | 0
1913-02-06 | 0 | 0 | 0 | 0 | -12.5669 | -12.5669 | 3213.6217 | 24037.8903 |  | 0
1913-02-07 | 0 | 0 | 0 | 0 | -12.5669 | -12.5669 | 3201.0548 | 23943.8902 |  | 0
1913-02-08 | 0 | 0 | 0 | 0 | -12.5669 | -12.5669 | 3188.488 | 23849.8901 |  | 0
1913-02-09 | 0 | 0 | 0 | 0 | -12.5669 | -12.5669 | 3175.9211 | 23755.89 |  | 0
1913-02-10 | 0 | 0 | 0 | 0 | -12.5669 | -12.5669 | 3163.3543 | 23661.8899 |  | 0
1913-02-11 | 0 | 0 | 0 | 0 | -12.5669 | -12.5669 | 3150.7874 | 23567.8898 |  | 0
1913-02-12 | 0 | 0 | 0 | 0 | -12.5669 | -12.5669 | 3138.2205 | 23473.8897 |  | 0
1913-02-13 | 0 | 0 | 0 | 0 | -12.5669 | -12.5669 | 3125.6537 | 23379.8896 |  | 0
1913-02-14 | 0 | 0 | 0 | 0 | -12.5669 | -12.5669 | 3113.0868 | 23285.8894 |  | 0
1913-02-15 | 0 | 0 | 0 | 0 | -12.5669 | -12.5669 | 3100.52 | 23191.8893 |  | 0
1913-02-16 | 0 | 0 | 0 | 0 | -12.5669 | -12.5669 | 3087.9531 | 23097.8892 |  | 0
1913-02-17 | 0 | 0 | 0 | 0 | -12.5669 | -12.5669 | 3075.3862 | 23003.8891 |  | 0
1913-02-18 | 0 | 0 | 0 | 0 | -12.5669 | -12.5669 | 3062.8194 | 22909.889 |  | 0
1913-02-19 | 0 | 0 | 0 | 0 | -12.5669 | -12.5669 | 3050.2525 | 22815.8889 |  | 0
1913-02-20 | 0.066667 | 184 | 4.0107 | 4.0107 | 167.4224 | 167.4224 | 3217.675 | 24068.2088 |  | 0
1913-02-21 | 0 | 0 | 0 | 0 | -12.5669 | -12.5669 | 3205.1081 | 23974.2086 |  | 0
1913-02-22 | 0 | 0 | 0 | 0 | -12.5669 | -12.5669 | 3192.5412 | 23880.2085 |  | 0
1913-02-23 | 0 | 0 | 0 | 0 | -12.5669 | -12.5669 | 3179.9744 | 23786.2084 |  | 0
1913-02-24 | 0 | 0 | 0 | 0 | -12.5669 | -12.5669 | 3167.4075 | 23692.2083 |  | 0
1913-02-25 | 0 | 0 | 0 | 0 | -12.5669 | -12.5669 | 3154.8407 | 23598.2082 |  | 0
1913-02-26 | 0 | 0 | 0 | 0 | -12.5669 | -12.5669 | 3142.2738 | 23504.2081 |  | 0
1913-02-27 | 0 | 0 | 0 | 0 | -12.5669 | -12.5669 | 3129.7069 | 23410.208 |  | 0
1913-02-28 | 0 | 0 | 0 | 0 | -12.5669 | -12.5669 | 3117.1401 | 23316.2079 |  | 0
1913-03-01 | 0 | 0 | 0 | 0 | -12.5669 | -12.5669 | 3104.5732 | 23222.2077 |  | 0
1913-03-02 | 0 | 0 | 0 | 0 | -12.5669 | -12.5669 | 3092.0064 | 23128.2076 |  | 0
1913-03-03 | 0 | 0 | 0 | 0 | -12.5669 | -12.5669 | 3079.4395 | 23034.2075 |  | 0
1913-03-04 | 0 | 0 | 0 | 0 | -12.5669 | -12.5669 | 3066.8726 | 22940.2074 |  | 0
1913-03-05 | 0 | 0 | 0 | 0 | -12.5669 | -12.5669 | 3054.3058 | 22846.2073 |  | 0
1913-03-06 | 0 | 0 | 0 | 0 | -12.5669 | -12.5669 | 3041.7389 | 22752.2072 |  | 0
1913-03-07 | 0 | 0 | 0 | 0 | -12.5669 | -12.5669 | 3029.1721 | 22658.2071 |  | 0
1913-03-08 | 0 | 0 | 0 | 0 | -12.5669 | -12.5669 | 3016.6052 | 22564.207 |  | 0
1913-03-09 | 0 | 0 | 0 | 0 | -12.5669 | -12.5669 | 3004.0383 | 22470.2068 |  | 0
1913-03-10 | 0.033333 | 92 | 4.0107 | 4.0107 | 75.4224 | 75.4224 | 3079.4608 | 23034.3667 |  | 0
1913-03-11 | 0 | 0 | 0 | 0 | -12.5669 | -12.5669 | 3066.8939 | 22940.3666 |  | 0
1913-03-12 | 0.016667 | 46 | 4.0107 | 4.0107 | 29.4224 | 29.4224 | 3096.3164 | 23160.4465 |  | 0
1913-03-13 | 0.016667 | 46 | 4.0107 | 4.0107 | 29.4224 | 29.4224 | 3125.7388 | 23380.5264 |  | 0
1913-03-14 | 0 | 0 | 0 | 0 | -12.5669 | -12.5669 | 3113.172 | 23286.5263 |  | 0
1913-03-15 | 0 | 0 | 0 | 0 | -12.5669 | -12.5669 | 3100.6051 | 23192.5262 |  | 0
1913-03-16 | 0 | 0 | 0 | 0 | -12.5669 | -12.5669 | 3088.0382 | 23098.5261 |  | 0
1913-03-17 | 0 | 0 | 0 | 0 | -12.5669 | -12.5669 | 3075.4714 | 23004.5259 |  | 0
1913-03-18 | 0 | 0 | 0 | 0 | -12.5669 | -12.5669 | 3062.9045 | 22910.5258 |  | 0
1913-03-19 | 0 | 0 | 0 | 0 | -12.5669 | -12.5669 | 3050.3377 | 22816.5257 |  | 0
1913-03-20 | 0 | 0 | 0 | 0 | -12.5669 | -12.5669 | 3037.7708 | 22722.5256 |  | 0
1913-03-21 | 0 | 0 | 0 | 0 | -12.5669 | -12.5669 | 3025.2039 | 22628.5255 |  | 0
1913-03-22 | 0 | 0 | 0 | 0 | -12.5669 | -12.5669 | 3012.6371 | 22534.5254 |  | 0
1913-03-23 | 0 | 0 | 0 | 0 | -12.5669 | -12.5669 | 3000.0702 | 22440.5253 |  | 0
1913-03-24 | 0 | 0 | 0 | 0 | -12.5669 | -12.5669 | 2987.5034 | 22346.5252 |  | 0
1913-03-25 | 0 | 0 | 0 | 0 | -12.5669 | -12.5669 | 2974.9365 | 22252.525 |  | 0
1913-03-26 | 0.025 | 69 | 4.0107 | 4.0107 | 52.4224 | 52.4224 | 3027.3589 | 22644.6449 |  | 0
1913-03-27 | 0 | 0 | 0 | 0 | -12.5669 | -12.5669 | 3014.7921 | 22550.6448 |  | 0
1913-03-28 | 0 | 0 | 0 | 0 | -12.5669 | -12.5669 | 3002.2252 | 22456.6447 |  | 0
1913-03-29 | 0 | 0 | 0 | 0 | -12.5669 | -12.5669 | 2989.6584 | 22362.6446 |  | 0
1913-03-30 | 0 | 0 | 0 | 0 | -12.5669 | -12.5669 | 2977.0915 | 22268.6445 |  | 0
1913-03-31 | 0 | 0 | 0 | 0 | -12.5669 | -12.5669 | 2964.5246 | 22174.6444 |  | 0
1913-04-01 | 0 | 0 | 0 | 0 | -12.5669 | -12.5669 | 2951.9578 | 22080.6443 |  | 0
1913-04-02 | 0 | 0 | 0 | 0 | -12.5669 | -12.5669 | 2939.3909 | 21986.6441 |  | 0
1913-04-03 | 0 | 0 | 0 | 0 | -12.5669 | -12.5669 | 2926.8241 | 21892.644 |  | 0
1913-04-04 | 0 | 0 | 0 | 0 | -12.5669 | -12.5669 | 2914.2572 | 21798.6439 |  | 0
1913-04-05 | 0 | 0 | 0 | 0 | -12.5669 | -12.5669 | 2901.6903 | 21704.6438 |  | 0
1913-04-06 | 0 | 0 | 0 | 0 | -12.5669 | -12.5669 | 2889.1235 | 21610.6437 |  | 0
1913-04-07 | 0 | 0 | 0 | 0 | -12.5669 | -12.5669 | 2876.5566 | 21516.6436 |  | 0
1913-04-08 | 0.14583 | 402.5 | 4.0107 | 4.0107 | 385.9224 | 385.9224 | 3262.4791 | 24403.3435 |  | 0
1913-04-09 | 0 | 0 | 0 | 0 | -12.5669 | -12.5669 | 3249.9122 | 24309.3433 |  | 0
1913-04-10 | 0 | 0 | 0 | 0 | -12.5669 | -12.5669 | 3237.3454 | 24215.3432 |  | 0
1913-04-11 | 0 | 0 | 0 | 0 | -12.5669 | -12.5669 | 3224.7785 | 24121.3431 |  | 0
1913-04-12 | 0 | 0 | 0 | 0 | -12.5669 | -12.5669 | 3212.2116 | 24027.343 |  | 0
1913-04-13 | 0 | 0 | 0 | 0 | -12.5669 | -12.5669 | 3199.6448 | 23933.3429 |  | 0
1913-04-14 | 0 | 0 | 0 | 0 | -12.5669 | -12.5669 | 3187.0779 | 23839.3428 |  | 0
1913-04-15 | 0 | 0 | 0 | 0 | -12.5669 | -12.5669 | 3174.5111 | 23745.3427 |  | 0
1913-04-16 | 0 | 0 | 0 | 0 | -12.5669 | -12.5669 | 3161.9442 | 23651.3426 |  | 0
1913-04-17 | 0 | 0 | 0 | 0 | -12.5669 | -12.5669 | 3149.3773 | 23557.3424 |  | 0
1913-04-18 | 0 | 0 | 0 | 0 | -12.5669 | -12.5669 | 3136.8105 | 23463.3423 |  | 0
1913-04-19 | 0 | 0 | 0 | 0 | -12.5669 | -12.5669 | 3124.2436 | 23369.3422 |  | 0
1913-04-20 | 0 | 0 | 0 | 0 | -12.5669 | -12.5669 | 3111.6768 | 23275.3421 |  | 0
1913-04-21 | 0 | 0 | 0 | 0 | -12.5669 | -12.5669 | 3099.1099 | 23181.342 |  | 0
1913-04-22 | 0 | 0 | 0 | 0 | -12.5669 | -12.5669 | 3086.543 | 23087.3419 |  | 0
1913-04-23 | 0.14167 | 391 | 4.0107 | 4.0107 | 374.4224 | 374.4224 | 3460.9655 | 25888.0218 |  | 0
1913-04-24 | 0 | 0 | 0 | 0 | -12.5669 | -12.5669 | 3448.3986 | 25794.0217 |  | 0
1913-04-25 | 0 | 0 | 0 | 0 | -12.5669 | -12.5669 | 3435.8318 | 25700.0215 |  | 0
1913-04-26 | 0 | 0 | 0 | 0 | -12.5669 | -12.5669 | 3423.2649 | 25606.0214 |  | 0
1913-04-27 | 0 | 0 | 0 | 0 | -12.5669 | -12.5669 | 3410.698 | 25512.0213 |  | 0
1913-04-28 | 0 | 0 | 0 | 0 | -12.5669 | -12.5669 | 3398.1312 | 25418.0212 |  | 0
1913-04-29 | 0 | 0 | 0 | 0 | -12.5669 | -12.5669 | 3385.5643 | 25324.0211 |  | 0
1913-04-30 | 0 | 0 | 0 | 0 | -12.5669 | -12.5669 | 3372.9975 | 25230.021 |  | 0
1913-05-01 | 0 | 0 | 0 | 0 | -12.5669 | -12.5669 | 3360.4306 | 25136.0209 |  | 0
1913-05-02 | 0 | 0 | 0 | 0 | -12.5669 | -12.5669 | 3347.8637 | 25042.0208 |  | 0
1913-05-03 | 0.25 | 690 | 4.0107 | 4.0107 | 673.4224 | 673.4224 | 3997.8631 | 29904.0163 |  | 10.8562
1913-05-04 | 0.016667 | 46 | 4.0107 | 4.0107 | 29.4224 | 29.4224 | 3997.8631 | 29904.0163 |  | 16.8556
1913-05-05 | 0 | 0 | 0 | 0 | -12.5669 | -12.5669 | 3985.2963 | 29810.0162 |  | 0
1913-05-06 | 0 | 0 | 0 | 0 | -12.5669 | -12.5669 | 3972.7294 | 29716.0161 |  | 0
1913-05-07 | 0 | 0 | 0 | 0 | -12.5669 | -12.5669 | 3960.1626 | 29622.0159 |  | 0
1913-05-08 | 0 | 0 | 0 | 0 | -12.5669 | -12.5669 | 3947.5957 | 29528.0158 |  | 0
1913-05-09 | 0 | 0 | 0 | 0 | -12.5669 | -12.5669 | 3935.0288 | 29434.0157 |  | 0
1913-05-10 | 0 | 0 | 0 | 0 | -12.5669 | -12.5669 | 3922.462 | 29340.0156 |  | 0
1913-05-11 | 0 | 0 | 0 | 0 | -12.5669 | -12.5669 | 3909.8951 | 29246.0155 |  | 0
1913-05-12 | 0 | 0 | 0 | 0 | -12.5669 | -12.5669 | 3897.3283 | 29152.0154 |  | 0
1913-05-13 | 0 | 0 | 0 | 0 | -12.5669 | -12.5669 | 3884.7614 | 29058.0153 |  | 0
1913-05-14 | 0 | 0 | 0 | 0 | -12.5669 | -12.5669 | 3872.1945 | 28964.0152 |  | 0
1913-05-15 | 0 | 0 | 0 | 0 | -12.5669 | -12.5669 | 3859.6277 | 28870.015 |  | 0
1913-05-16 | 0 | 0 | 0 | 0 | -12.5669 | -12.5669 | 3847.0608 | 28776.0149 |  | 0
1913-05-17 | 0 | 0 | 0 | 0 | -12.5669 | -12.5669 | 3834.494 | 28682.0148 |  | 0
1913-05-18 | 0 | 0 | 0 | 0 | -12.5669 | -12.5669 | 3821.9271 | 28588.0147 |  | 0
1913-05-19 | 0 | 0 | 0 | 0 | -12.5669 | -12.5669 | 3809.3602 | 28494.0146 |  | 0
1913-05-20 | 0 | 0 | 0 | 0 | -12.5669 | -12.5669 | 3796.7934 | 28400.0145 |  | 0
1913-05-21 | 0 | 0 | 0 | 0 | -12.5669 | -12.5669 | 3784.2265 | 28306.0144 |  | 0
1913-05-22 | 0 | 0 | 0 | 0 | -12.5669 | -12.5669 | 3771.6597 | 28212.0143 |  | 0
1913-05-23 | 0 | 0 | 0 | 0 | -12.5669 | -12.5669 | 3759.0928 | 28118.0141 |  | 0
1913-05-24 | 0 | 0 | 0 | 0 | -12.5669 | -12.5669 | 3746.5259 | 28024.014 |  | 0
1913-05-25 | 0 | 0 | 0 | 0 | -12.5669 | -12.5669 | 3733.9591 | 27930.0139 |  | 0
1913-05-26 | 0 | 0 | 0 | 0 | -12.5669 | -12.5669 | 3721.3922 | 27836.0138 |  | 0
1913-05-27 | 0 | 0 | 0 | 0 | -12.5669 | -12.5669 | 3708.8254 | 27742.0137 |  | 0
1913-05-28 | 0 | 0 | 0 | 0 | -12.5669 | -12.5669 | 3696.2585 | 27648.0136 |  | 0
1913-05-29 | 0 | 0 | 0 | 0 | -12.5669 | -12.5669 | 3683.6916 | 27554.0135 |  | 0
1913-05-30 | 0 | 0 | 0 | 0 | -12.5669 | -12.5669 | 3671.1248 | 27460.0134 |  | 0
1913-05-31 | 0 | 0 | 0 | 0 | -12.5669 | -12.5669 | 3658.5579 | 27366.0132 |  | 0
1913-06-01 | 0 | 0 | 0 | 0 | -12.5669 | -12.5669 | 3645.9911 | 27272.0131 |  | 0
1913-06-02 | 0 | 0 | 0 | 0 | -12.5669 | -12.5669 | 3633.4242 | 27178.013 |  | 0
1913-06-03 | 0 | 0 | 0 | 0 | -12.5669 | -12.5669 | 3620.8573 | 27084.0129 |  | 0
1913-06-04 | 0 | 0 | 0 | 0 | -12.5669 | -12.5669 | 3608.2905 | 26990.0128 |  | 0
1913-06-05 | 0 | 0 | 0 | 0 | -12.5669 | -12.5669 | 3595.7236 | 26896.0127 |  | 0
1913-06-06 | 0.045833 | 126.5 | 4.0107 | 4.0107 | 109.9224 | 109.9224 | 3705.6461 | 27718.2326 |  | 0
1913-06-07 | 0 | 0 | 0 | 0 | -12.5669 | -12.5669 | 3693.0792 | 27624.2325 |  | 0
1913-06-08 | 0 | 0 | 0 | 0 | -12.5669 | -12.5669 | 3680.5123 | 27530.2323 |  | 0
1913-06-09 | 0.016667 | 46 | 4.0107 | 4.0107 | 29.4224 | 29.4224 | 3709.9348 | 27750.3122 |  | 0
1913-06-10 | 0.041667 | 115 | 4.0107 | 4.0107 | 98.4224 | 98.4224 | 3808.3572 | 28486.5121 |  | 0
1913-06-11 | 0 | 0 | 0 | 0 | -12.5669 | -12.5669 | 3795.7904 | 28392.512 |  | 0
1913-06-12 | 0 | 0 | 0 | 0 | -12.5669 | -12.5669 | 3783.2235 | 28298.5119 |  | 0
1913-06-13 | 0 | 0 | 0 | 0 | -12.5669 | -12.5669 | 3770.6567 | 28204.5118 |  | 0
1913-06-14 | 0 | 0 | 0 | 0 | -12.5669 | -12.5669 | 3758.0898 | 28110.5117 |  | 0
1913-06-15 | 0 | 0 | 0 | 0 | -12.5669 | -12.5669 | 3745.5229 | 28016.5115 |  | 0
1913-06-16 | 0.029167 | 80.5 | 4.0107 | 4.0107 | 63.9224 | 63.9224 | 3809.4454 | 28494.6514 |  | 0
1913-06-17 | 0 | 0 | 0 | 0 | -12.5669 | -12.5669 | 3796.8785 | 28400.6513 |  | 0
1913-06-18 | 0.058333 | 161 | 4.0107 | 4.0107 | 144.4224 | 144.4224 | 3941.301 | 29480.9312 |  | 0
1913-06-19 | 0 | 0 | 0 | 0 | -12.5669 | -12.5669 | 3928.7341 | 29386.9311 |  | 0
1913-06-20 | 0 | 0 | 0 | 0 | -12.5669 | -12.5669 | 3916.1672 | 29292.931 |  | 0
1913-06-21 | 0 | 0 | 0 | 0 | -12.5669 | -12.5669 | 3903.6004 | 29198.9309 |  | 0
1913-06-22 | 0 | 0 | 0 | 0 | -12.5669 | -12.5669 | 3891.0335 | 29104.9308 |  | 0
1913-06-23 | 0 | 0 | 0 | 0 | -12.5669 | -12.5669 | 3878.4667 | 29010.9306 |  | 0
1913-06-24 | 0 | 0 | 0 | 0 | -12.5669 | -12.5669 | 3865.8998 | 28916.9305 |  | 0
1913-06-25 | 0 | 0 | 0 | 0 | -12.5669 | -12.5669 | 3853.3329 | 28822.9304 |  | 0
1913-06-26 | 0 | 0 | 0 | 0 | -12.5669 | -12.5669 | 3840.7661 | 28728.9303 |  | 0
1913-06-27 | 0 | 0 | 0 | 0 | -12.5669 | -12.5669 | 3828.1992 | 28634.9302 |  | 0
1913-06-28 | 0 | 0 | 0 | 0 | -12.5669 | -12.5669 | 3815.6324 | 28540.9301 |  | 0
1913-06-29 | 0 | 0 | 0 | 0 | -12.5669 | -12.5669 | 3803.0655 | 28446.93 |  | 0
1913-06-30 | 0.033333 | 92 | 4.0107 | 4.0107 | 75.4224 | 75.4224 | 3878.4879 | 29011.0899 |  | 0
1913-07-01 | 0.066667 | 184 | 4.0107 | 4.0107 | 167.4224 | 167.4224 | 3997.8631 | 29904.0163 |  | 35.4804
1913-07-02 | 0 | 0 | 0 | 0 | -12.5669 | -12.5669 | 3985.2963 | 29810.0162 |  | 0
1913-07-03 | 0 | 0 | 0 | 0 | -12.5669 | -12.5669 | 3972.7294 | 29716.0161 |  | 0
1913-07-04 | 0 | 0 | 0 | 0 | -12.5669 | -12.5669 | 3960.1626 | 29622.0159 |  | 0
1913-07-05 | 0 | 0 | 0 | 0 | -12.5669 | -12.5669 | 3947.5957 | 29528.0158 |  | 0
1913-07-06 | 0 | 0 | 0 | 0 | -12.5669 | -12.5669 | 3935.0288 | 29434.0157 |  | 0
1913-07-07 | 0 | 0 | 0 | 0 | -12.5669 | -12.5669 | 3922.462 | 29340.0156 |  | 0
1913-07-08 | 0 | 0 | 0 | 0 | -12.5669 | -12.5669 | 3909.8951 | 29246.0155 |  | 0
1913-07-09 | 0 | 0 | 0 | 0 | -12.5669 | -12.5669 | 3897.3283 | 29152.0154 |  | 0
1913-07-10 | 0 | 0 | 0 | 0 | -12.5669 | -12.5669 | 3884.7614 | 29058.0153 |  | 0
1913-07-11 | 0 | 0 | 0 | 0 | -12.5669 | -12.5669 | 3872.1945 | 28964.0152 |  | 0
1913-07-12 | 0 | 0 | 0 | 0 | -12.5669 | -12.5669 | 3859.6277 | 28870.015 |  | 0
1913-07-13 | 0 | 0 | 0 | 0 | -12.5669 | -12.5669 | 3847.0608 | 28776.0149 |  | 0
1913-07-14 | 0 | 0 | 0 | 0 | -12.5669 | -12.5669 | 3834.494 | 28682.0148 |  | 0
1913-07-15 | 0 | 0 | 0 | 0 | -12.5669 | -12.5669 | 3821.9271 | 28588.0147 |  | 0
1913-07-16 | 0 | 0 | 0 | 0 | -12.5669 | -12.5669 | 3809.3602 | 28494.0146 |  | 0
1913-07-17 | 0.083333 | 230 | 4.0107 | 4.0107 | 213.4224 | 213.4224 | 3997.8631 | 29904.0163 |  | 12.3527
1913-07-18 | 0 | 0 | 0 | 0 | -12.5669 | -12.5669 | 3985.2963 | 29810.0162 |  | 0
1913-07-19 | 0 | 0 | 0 | 0 | -12.5669 | -12.5669 | 3972.7294 | 29716.0161 |  | 0
1913-07-20 | 0 | 0 | 0 | 0 | -12.5669 | -12.5669 | 3960.1626 | 29622.0159 |  | 0
1913-07-21 | 0 | 0 | 0 | 0 | -12.5669 | -12.5669 | 3947.5957 | 29528.0158 |  | 0
1913-07-22 | 0 | 0 | 0 | 0 | -12.5669 | -12.5669 | 3935.0288 | 29434.0157 |  | 0
1913-07-23 | 0 | 0 | 0 | 0 | -12.5669 | -12.5669 | 3922.462 | 29340.0156 |  | 0
1913-07-24 | 0 | 0 | 0 | 0 | -12.5669 | -12.5669 | 3909.8951 | 29246.0155 |  | 0
1913-07-25 | 0 | 0 | 0 | 0 | -12.5669 | -12.5669 | 3897.3283 | 29152.0154 |  | 0
1913-07-26 | 0 | 0 | 0 | 0 | -12.5669 | -12.5669 | 3884.7614 | 29058.0153 |  | 0
1913-07-27 | 0 | 0 | 0 | 0 | -12.5669 | -12.5669 | 3872.1945 | 28964.0152 |  | 0
1913-07-28 | 0 | 0 | 0 | 0 | -12.5669 | -12.5669 | 3859.6277 | 28870.015 |  | 0
1913-07-29 | 0 | 0 | 0 | 0 | -12.5669 | -12.5669 | 3847.0608 | 28776.0149 |  | 0
1913-07-30 | 0 | 0 | 0 | 0 | -12.5669 | -12.5669 | 3834.494 | 28682.0148 |  | 0
1913-07-31 | 0 | 0 | 0 | 0 | -12.5669 | -12.5669 | 3821.9271 | 28588.0147 |  | 0
1913-08-01 | 0 | 0 | 0 | 0 | -12.5669 | -12.5669 | 3809.3602 | 28494.0146 |  | 0
1913-08-02 | 0 | 0 | 0 | 0 | -12.5669 | -12.5669 | 3796.7934 | 28400.0145 |  | 0
1913-08-03 | 0 | 0 | 0 | 0 | -12.5669 | -12.5669 | 3784.2265 | 28306.0144 |  | 0
1913-08-04 | 0 | 0 | 0 | 0 | -12.5669 | -12.5669 | 3771.6597 | 28212.0143 |  | 0
1913-08-05 | 0 | 0 | 0 | 0 | -12.5669 | -12.5669 | 3759.0928 | 28118.0141 |  | 0
1913-08-06 | 0 | 0 | 0 | 0 | -12.5669 | -12.5669 | 3746.5259 | 28024.014 |  | 0
1913-08-07 | 0 | 0 | 0 | 0 | -12.5669 | -12.5669 | 3733.9591 | 27930.0139 |  | 0
1913-08-08 | 0 | 0 | 0 | 0 | -12.5669 | -12.5669 | 3721.3922 | 27836.0138 |  | 0
1913-08-09 | 0 | 0 | 0 | 0 | -12.5669 | -12.5669 | 3708.8254 | 27742.0137 |  | 0
1913-08-10 | 0 | 0 | 0 | 0 | -12.5669 | -12.5669 | 3696.2585 | 27648.0136 |  | 0
1913-08-11 | 0 | 0 | 0 | 0 | -12.5669 | -12.5669 | 3683.6916 | 27554.0135 |  | 0
1913-08-12 | 0 | 0 | 0 | 0 | -12.5669 | -12.5669 | 3671.1248 | 27460.0134 |  | 0
1913-08-13 | 0 | 0 | 0 | 0 | -12.5669 | -12.5669 | 3658.5579 | 27366.0132 |  | 0
1913-08-14 | 0 | 0 | 0 | 0 | -12.5669 | -12.5669 | 3645.9911 | 27272.0131 |  | 0
1913-08-15 | 0 | 0 | 0 | 0 | -12.5669 | -12.5669 | 3633.4242 | 27178.013 |  | 0
1913-08-16 | 0 | 0 | 0 | 0 | -12.5669 | -12.5669 | 3620.8573 | 27084.0129 |  | 0
1913-08-17 | 0 | 0 | 0 | 0 | -12.5669 | -12.5669 | 3608.2905 | 26990.0128 |  | 0
1913-08-18 | 0 | 0 | 0 | 0 | -12.5669 | -12.5669 | 3595.7236 | 26896.0127 |  | 0
1913-08-19 | 0 | 0 | 0 | 0 | -12.5669 | -12.5669 | 3583.1568 | 26802.0126 |  | 0
1913-08-20 | 0 | 0 | 0 | 0 | -12.5669 | -12.5669 | 3570.5899 | 26708.0125 |  | 0
1913-08-21 | 0 | 0 | 0 | 0 | -12.5669 | -12.5669 | 3558.023 | 26614.0123 |  | 0
1913-08-22 | 0 | 0 | 0 | 0 | -12.5669 | -12.5669 | 3545.4562 | 26520.0122 |  | 0
1913-08-23 | 0 | 0 | 0 | 0 | -12.5669 | -12.5669 | 3532.8893 | 26426.0121 |  | 0
1913-08-24 | 0 | 0 | 0 | 0 | -12.5669 | -12.5669 | 3520.3225 | 26332.012 |  | 0
1913-08-25 | 0 | 0 | 0 | 0 | -12.5669 | -12.5669 | 3507.7556 | 26238.0119 |  | 0
1913-08-26 | 0 | 0 | 0 | 0 | -12.5669 | -12.5669 | 3495.1887 | 26144.0118 |  | 0
1913-08-27 | 0 | 0 | 0 | 0 | -12.5669 | -12.5669 | 3482.6219 | 26050.0117 |  | 0
1913-08-28 | 0 | 0 | 0 | 0 | -12.5669 | -12.5669 | 3470.055 | 25956.0115 |  | 0
1913-08-29 | 0 | 0 | 0 | 0 | -12.5669 | -12.5669 | 3457.4882 | 25862.0114 |  | 0
1913-08-30 | 0 | 0 | 0 | 0 | -12.5669 | -12.5669 | 3444.9213 | 25768.0113 |  | 0
1913-08-31 | 0 | 0 | 0 | 0 | -12.5669 | -12.5669 | 3432.3544 | 25674.0112 |  | 0
1913-09-01 | 0 | 0 | 0 | 0 | -12.5669 | -12.5669 | 3419.7876 | 25580.0111 |  | 0
1913-09-02 | 0 | 0 | 0 | 0 | -12.5669 | -12.5669 | 3407.2207 | 25486.011 |  | 0
1913-09-03 | 0 | 0 | 0 | 0 | -12.5669 | -12.5669 | 3394.6539 | 25392.0109 |  | 0
1913-09-04 | 0 | 0 | 0 | 0 | -12.5669 | -12.5669 | 3382.087 | 25298.0108 |  | 0
1913-09-05 | 0 | 0 | 0 | 0 | -12.5669 | -12.5669 | 3369.5201 | 25204.0106 |  | 0
1913-09-06 | 0 | 0 | 0 | 0 | -12.5669 | -12.5669 | 3356.9533 | 25110.0105 |  | 0
1913-09-07 | 0 | 0 | 0 | 0 | -12.5669 | -12.5669 | 3344.3864 | 25016.0104 |  | 0
1913-09-08 | 0 | 0 | 0 | 0 | -12.5669 | -12.5669 | 3331.8196 | 24922.0103 |  | 0
1913-09-09 | 0.033333 | 92 | 4.0107 | 4.0107 | 75.4224 | 75.4224 | 3407.242 | 25486.1702 |  | 0
1913-09-10 | 0.091667 | 253 | 4.0107 | 4.0107 | 236.4224 | 236.4224 | 3643.6644 | 27254.6101 |  | 0
1913-09-11 | 0.0375 | 103.5 | 4.0107 | 4.0107 | 86.9224 | 86.9224 | 3730.5869 | 27904.79 |  | 0
1913-09-12 | 0 | 0 | 0 | 0 | -12.5669 | -12.5669 | 3718.02 | 27810.7899 |  | 0
1913-09-13 | 0 | 0 | 0 | 0 | -12.5669 | -12.5669 | 3705.4532 | 27716.7897 |  | 0
1913-09-14 | 0 | 0 | 0 | 0 | -12.5669 | -12.5669 | 3692.8863 | 27622.7896 |  | 0
1913-09-15 | 0 | 0 | 0 | 0 | -12.5669 | -12.5669 | 3680.3195 | 27528.7895 |  | 0
1913-09-16 | 0 | 0 | 0 | 0 | -12.5669 | -12.5669 | 3667.7526 | 27434.7894 |  | 0
1913-09-17 | 0 | 0 | 0 | 0 | -12.5669 | -12.5669 | 3655.1857 | 27340.7893 |  | 0
1913-09-18 | 0 | 0 | 0 | 0 | -12.5669 | -12.5669 | 3642.6189 | 27246.7892 |  | 0
1913-09-19 | 0 | 0 | 0 | 0 | -12.5669 | -12.5669 | 3630.052 | 27152.7891 |  | 0
1913-09-20 | 0 | 0 | 0 | 0 | -12.5669 | -12.5669 | 3617.4852 | 27058.789 |  | 0
1913-09-21 | 0 | 0 | 0 | 0 | -12.5669 | -12.5669 | 3604.9183 | 26964.7888 |  | 0
1913-09-22 | 0 | 0 | 0 | 0 | -12.5669 | -12.5669 | 3592.3514 | 26870.7887 |  | 0
1913-09-23 | 0 | 0 | 0 | 0 | -12.5669 | -12.5669 | 3579.7846 | 26776.7886 |  | 0
1913-09-24 | 0 | 0 | 0 | 0 | -12.5669 | -12.5669 | 3567.2177 | 26682.7885 |  | 0
1913-09-25 | 0.24167 | 667 | 4.0107 | 4.0107 | 650.4224 | 650.4224 | 3997.8631 | 29904.0163 |  | 207.2102
1913-09-26 | 0.0375 | 103.5 | 4.0107 | 4.0107 | 86.9224 | 86.9224 | 3997.8631 | 29904.0163 |  | 74.3556
1913-09-27 | 0.029167 | 80.5 | 4.0107 | 4.0107 | 63.9224 | 63.9224 | 3997.8631 | 29904.0163 |  | 51.3556
1913-09-28 | 0 | 0 | 0 | 0 | -12.5669 | -12.5669 | 3985.2963 | 29810.0162 |  | 0
1913-09-29 | 0 | 0 | 0 | 0 | -12.5669 | -12.5669 | 3972.7294 | 29716.0161 |  | 0
1913-09-30 | 0 | 0 | 0 | 0 | -12.5669 | -12.5669 | 3960.1626 | 29622.0159 |  | 0
1913-10-01 | 0 | 0 | 0 | 0 | -12.5669 | -12.5669 | 3947.5957 | 29528.0158 |  | 0
1913-10-02 | 0 | 0 | 0 | 0 | -12.5669 | -12.5669 | 3935.0288 | 29434.0157 |  | 0
1913-10-03 | 0 | 0 | 0 | 0 | -12.5669 | -12.5669 | 3922.462 | 29340.0156 |  | 0
1913-10-04 | 0.091667 | 253 | 4.0107 | 4.0107 | 236.4224 | 236.4224 | 3997.8631 | 29904.0163 |  | 148.4544
1913-10-05 | 0 | 0 | 0 | 0 | -12.5669 | -12.5669 | 3985.2963 | 29810.0162 |  | 0
1913-10-06 | 0 | 0 | 0 | 0 | -12.5669 | -12.5669 | 3972.7294 | 29716.0161 |  | 0
1913-10-07 | 0 | 0 | 0 | 0 | -12.5669 | -12.5669 | 3960.1626 | 29622.0159 |  | 0
1913-10-08 | 0.041667 | 115 | 4.0107 | 4.0107 | 98.4224 | 98.4224 | 3997.8631 | 29904.0163 |  | 48.155
1913-10-09 | 0 | 0 | 0 | 0 | -12.5669 | -12.5669 | 3985.2963 | 29810.0162 |  | 0
1913-10-10 | 0 | 0 | 0 | 0 | -12.5669 | -12.5669 | 3972.7294 | 29716.0161 |  | 0
1913-10-11 | 0 | 0 | 0 | 0 | -12.5669 | -12.5669 | 3960.1626 | 29622.0159 |  | 0
1913-10-12 | 0 | 0 | 0 | 0 | -12.5669 | -12.5669 | 3947.5957 | 29528.0158 |  | 0
1913-10-13 | 0 | 0 | 0 | 0 | -12.5669 | -12.5669 | 3935.0288 | 29434.0157 |  | 0
1913-10-14 | 0 | 0 | 0 | 0 | -12.5669 | -12.5669 | 3922.462 | 29340.0156 |  | 0
1913-10-15 | 0 | 0 | 0 | 0 | -12.5669 | -12.5669 | 3909.8951 | 29246.0155 |  | 0
1913-10-16 | 0 | 0 | 0 | 0 | -12.5669 | -12.5669 | 3897.3283 | 29152.0154 |  | 0
1913-10-17 | 0.05 | 138 | 4.0107 | 4.0107 | 121.4224 | 121.4224 | 3997.8631 | 29904.0163 |  | 8.3207
1913-10-18 | 0 | 0 | 0 | 0 | -12.5669 | -12.5669 | 3985.2963 | 29810.0162 |  | 0
1913-10-19 | 0 | 0 | 0 | 0 | -12.5669 | -12.5669 | 3972.7294 | 29716.0161 |  | 0
1913-10-20 | 0 | 0 | 0 | 0 | -12.5669 | -12.5669 | 3960.1626 | 29622.0159 |  | 0
1913-10-21 | 0 | 0 | 0 | 0 | -12.5669 | -12.5669 | 3947.5957 | 29528.0158 |  | 0
1913-10-22 | 0 | 0 | 0 | 0 | -12.5669 | -12.5669 | 3935.0288 | 29434.0157 |  | 0
1913-10-23 | 0 | 0 | 0 | 0 | -12.5669 | -12.5669 | 3922.462 | 29340.0156 |  | 0
1913-10-24 | 0 | 0 | 0 | 0 | -12.5669 | -12.5669 | 3909.8951 | 29246.0155 |  | 0
1913-10-25 | 0 | 0 | 0 | 0 | -12.5669 | -12.5669 | 3897.3283 | 29152.0154 |  | 0
1913-10-26 | 0 | 0 | 0 | 0 | -12.5669 | -12.5669 | 3884.7614 | 29058.0153 |  | 0
1913-10-27 | 0 | 0 | 0 | 0 | -12.5669 | -12.5669 | 3872.1945 | 28964.0152 |  | 0
1913-10-28 | 0 | 0 | 0 | 0 | -12.5669 | -12.5669 | 3859.6277 | 28870.015 |  | 0
1913-10-29 | 0 | 0 | 0 | 0 | -12.5669 | -12.5669 | 3847.0608 | 28776.0149 |  | 0
1913-10-30 | 0 | 0 | 0 | 0 | -12.5669 | -12.5669 | 3834.494 | 28682.0148 |  | 0
1913-10-31 | 0 | 0 | 0 | 0 | -12.5669 | -12.5669 | 3821.9271 | 28588.0147 |  | 0
1913-11-01 | 0 | 0 | 0 | 0 | -12.5669 | -12.5669 | 3809.3602 | 28494.0146 |  | 0
1913-11-02 | 0 | 0 | 0 | 0 | -12.5669 | -12.5669 | 3796.7934 | 28400.0145 |  | 0
1913-11-03 | 0 | 0 | 0 | 0 | -12.5669 | -12.5669 | 3784.2265 | 28306.0144 |  | 0
1913-11-04 | 0.15417 | 425.5 | 4.0107 | 4.0107 | 408.9224 | 408.9224 | 3997.8631 | 29904.0163 |  | 182.719
1913-11-05 | 0 | 0 | 0 | 0 | -12.5669 | -12.5669 | 3985.2963 | 29810.0162 |  | 0
1913-11-06 | 0 | 0 | 0 | 0 | -12.5669 | -12.5669 | 3972.7294 | 29716.0161 |  | 0
1913-11-07 | 0 | 0 | 0 | 0 | -12.5669 | -12.5669 | 3960.1626 | 29622.0159 |  | 0
1913-11-08 | 0 | 0 | 0 | 0 | -12.5669 | -12.5669 | 3947.5957 | 29528.0158 |  | 0
1913-11-09 | 0 | 0 | 0 | 0 | -12.5669 | -12.5669 | 3935.0288 | 29434.0157 |  | 0
1913-11-10 | 0 | 0 | 0 | 0 | -12.5669 | -12.5669 | 3922.462 | 29340.0156 |  | 0
1913-11-11 | 0 | 0 | 0 | 0 | -12.5669 | -12.5669 | 3909.8951 | 29246.0155 |  | 0
1913-11-12 | 0 | 0 | 0 | 0 | -12.5669 | -12.5669 | 3897.3283 | 29152.0154 |  | 0
1913-11-13 | 0 | 0 | 0 | 0 | -12.5669 | -12.5669 | 3884.7614 | 29058.0153 |  | 0
1913-11-14 | 0 | 0 | 0 | 0 | -12.5669 | -12.5669 | 3872.1945 | 28964.0152 |  | 0
1913-11-15 | 0 | 0 | 0 | 0 | -12.5669 | -12.5669 | 3859.6277 | 28870.015 |  | 0
1913-11-16 | 0 | 0 | 0 | 0 | -12.5669 | -12.5669 | 3847.0608 | 28776.0149 |  | 0
1913-11-17 | 0 | 0 | 0 | 0 | -12.5669 | -12.5669 | 3834.494 | 28682.0148 |  | 0
1913-11-18 | 0 | 0 | 0 | 0 | -12.5669 | -12.5669 | 3821.9271 | 28588.0147 |  | 0
1913-11-19 | 0 | 0 | 0 | 0 | -12.5669 | -12.5669 | 3809.3602 | 28494.0146 |  | 0
1913-11-20 | 0 | 0 | 0 | 0 | -12.5669 | -12.5669 | 3796.7934 | 28400.0145 |  | 0
1913-11-21 | 0 | 0 | 0 | 0 | -12.5669 | -12.5669 | 3784.2265 | 28306.0144 |  | 0
1913-11-22 | 0.17917 | 494.5 | 4.0107 | 4.0107 | 477.9224 | 477.9224 | 3997.8631 | 29904.0163 |  | 251.719
1913-11-23 | 0.15833 | 437 | 4.0107 | 4.0107 | 420.4224 | 420.4224 | 3997.8631 | 29904.0163 |  | 407.8556
1913-11-24 | 0.045833 | 126.5 | 4.0107 | 4.0107 | 109.9224 | 109.9224 | 3997.8631 | 29904.0163 |  | 97.3556
1913-11-25 | 0 | 0 | 0 | 0 | -12.5669 | -12.5669 | 3985.2963 | 29810.0162 |  | 0
1913-11-26 | 0 | 0 | 0 | 0 | -12.5669 | -12.5669 | 3972.7294 | 29716.0161 |  | 0
1913-11-27 | 0 | 0 | 0 | 0 | -12.5669 | -12.5669 | 3960.1626 | 29622.0159 |  | 0
1913-11-28 | 0 | 0 | 0 | 0 | -12.5669 | -12.5669 | 3947.5957 | 29528.0158 |  | 0
1913-11-29 | 0.0625 | 172.5 | 4.0107 | 4.0107 | 155.9224 | 155.9224 | 3997.8631 | 29904.0163 |  | 93.0881
1913-11-30 | 0 | 0 | 0 | 0 | -12.5669 | -12.5669 | 3985.2963 | 29810.0162 |  | 0
1913-12-01 | 0.076667 | 211.6 | 4.0107 | 4.0107 | 195.0224 | 195.0224 | 3997.8631 | 29904.0163 |  | 169.8887
1913-12-02 | 0.0375 | 103.5 | 4.0107 | 4.0107 | 86.9224 | 86.9224 | 3997.8631 | 29904.0163 |  | 74.3556
1913-12-03 | 0.033333 | 92 | 4.0107 | 4.0107 | 75.4224 | 75.4224 | 3997.8631 | 29904.0163 |  | 62.8556
1913-12-04 | 0.033333 | 92 | 4.0107 | 4.0107 | 75.4224 | 75.4224 | 3997.8631 | 29904.0163 |  | 62.8556
1913-12-05 | 0.0083333 | 23 | 4.0107 | 4.0107 | 6.4224 | 6.4224 | 4004.2856 | 29952.0562 |  | 0
1913-12-06 | 0 | 0 | 0 | 0 | -12.5669 | -12.5669 | 3991.7187 | 29858.0561 |  | 0
1913-12-07 | 0 | 0 | 0 | 0 | -12.5669 | -12.5669 | 3979.1519 | 29764.0559 |  | 0
1913-12-08 | 0 | 0 | 0 | 0 | -12.5669 | -12.5669 | 3966.585 | 29670.0558 |  | 0
1913-12-09 | 0 | 0 | 0 | 0 | -12.5669 | -12.5669 | 3954.0181 | 29576.0557 |  | 0
1913-12-10 | 0 | 0 | 0 | 0 | -12.5669 | -12.5669 | 3941.4513 | 29482.0556 |  | 0
1913-12-11 | 0 | 0 | 0 | 0 | -12.5669 | -12.5669 | 3928.8844 | 29388.0555 |  | 0
1913-12-12 | 0.10417 | 287.5 | 4.0107 | 4.0107 | 270.9224 | 270.9224 | 3997.8631 | 29904.0163 |  | 189.3769
1913-12-13 | 0 | 0 | 0 | 0 | -12.5669 | -12.5669 | 3985.2963 | 29810.0162 |  | 0
1913-12-14 | 0 | 0 | 0 | 0 | -12.5669 | -12.5669 | 3972.7294 | 29716.0161 |  | 0
1913-12-15 | 0 | 0 | 0 | 0 | -12.5669 | -12.5669 | 3960.1626 | 29622.0159 |  | 0
1913-12-16 | 0 | 0 | 0 | 0 | -12.5669 | -12.5669 | 3947.5957 | 29528.0158 |  | 0
1913-12-17 | 0 | 0 | 0 | 0 | -12.5669 | -12.5669 | 3935.0288 | 29434.0157 |  | 0
1913-12-18 | 0.041667 | 115 | 4.0107 | 4.0107 | 98.4224 | 98.4224 | 3997.8631 | 29904.0163 |  | 23.0213
1913-12-19 | 0 | 0 | 0 | 0 | -12.5669 | -12.5669 | 3985.2963 | 29810.0162 |  | 0
1913-12-20 | 0 | 0 | 0 | 0 | -12.5669 | -12.5669 | 3972.7294 | 29716.0161 |  | 0
1913-12-21 | 0 | 0 | 0 | 0 | -12.5669 | -12.5669 | 3960.1626 | 29622.0159 |  | 0
1913-12-22 | 0 | 0 | 0 | 0 | -12.5669 | -12.5669 | 3947.5957 | 29528.0158 |  | 0
1913-12-23 | 0 | 0 | 0 | 0 | -12.5669 | -12.5669 | 3935.0288 | 29434.0157 |  | 0
1913-12-24 | 0 | 0 | 0 | 0 | -12.5669 | -12.5669 | 3922.462 | 29340.0156 |  | 0
1913-12-25 | 0 | 0 | 0 | 0 | -12.5669 | -12.5669 | 3909.8951 | 29246.0155 |  | 0
1913-12-26 | 0 | 0 | 0 | 0 | -12.5669 | -12.5669 | 3897.3283 | 29152.0154 |  | 0
1913-12-27 | 0 | 0 | 0 | 0 | -12.5669 | -12.5669 | 3884.7614 | 29058.0153 |  | 0
1913-12-28 | 0 | 0 | 0 | 0 | -12.5669 | -12.5669 | 3872.1945 | 28964.0152 |  | 0
1913-12-29 | 0 | 0 | 0 | 0 | -12.5669 | -12.5669 | 3859.6277 | 28870.015 |  | 0
1913-12-30 | 0 | 0 | 0 | 0 | -12.5669 | -12.5669 | 3847.0608 | 28776.0149 |  | 0
1913-12-31 | 0 | 0 | 0 | 0 | -12.5669 | -12.5669 | 3834.494 | 28682.0148 |  | 0
1914-01-01 | 0 | 0 | 0 | 0 | -12.5669 | -12.5669 | 3821.9271 | 28588.0147 |  | 0
1914-01-02 | 0 | 0 | 0 | 0 | -12.5669 | -12.5669 | 3809.3602 | 28494.0146 |  | 0
1914-01-03 | 0 | 0 | 0 | 0 | -12.5669 | -12.5669 | 3796.7934 | 28400.0145 |  | 0
1914-01-04 | 0 | 0 | 0 | 0 | -12.5669 | -12.5669 | 3784.2265 | 28306.0144 |  | 0
1914-01-05 | 0 | 0 | 0 | 0 | -12.5669 | -12.5669 | 3771.6597 | 28212.0143 |  | 0
1914-01-06 | 0 | 0 | 0 | 0 | -12.5669 | -12.5669 | 3759.0928 | 28118.0141 |  | 0
1914-01-07 | 0 | 0 | 0 | 0 | -12.5669 | -12.5669 | 3746.5259 | 28024.014 |  | 0
1914-01-08 | 0 | 0 | 0 | 0 | -12.5669 | -12.5669 | 3733.9591 | 27930.0139 |  | 0
1914-01-09 | 0 | 0 | 0 | 0 | -12.5669 | -12.5669 | 3721.3922 | 27836.0138 |  | 0
1914-01-10 | 0 | 0 | 0 | 0 | -12.5669 | -12.5669 | 3708.8254 | 27742.0137 |  | 0
1914-01-11 | 0 | 0 | 0 | 0 | -12.5669 | -12.5669 | 3696.2585 | 27648.0136 |  | 0
1914-01-12 | 0 | 0 | 0 | 0 | -12.5669 | -12.5669 | 3683.6916 | 27554.0135 |  | 0
1914-01-13 | 0 | 0 | 0 | 0 | -12.5669 | -12.5669 | 3671.1248 | 27460.0134 |  | 0
1914-01-14 | 0 | 0 | 0 | 0 | -12.5669 | -12.5669 | 3658.5579 | 27366.0132 |  | 0
1914-01-15 | 0 | 0 | 0 | 0 | -12.5669 | -12.5669 | 3645.9911 | 27272.0131 |  | 0
1914-01-16 | 0 | 0 | 0 | 0 | -12.5669 | -12.5669 | 3633.4242 | 27178.013 |  | 0
1914-01-17 | 0 | 0 | 0 | 0 | -12.5669 | -12.5669 | 3620.8573 | 27084.0129 |  | 0
1914-01-18 | 0 | 0 | 0 | 0 | -12.5669 | -12.5669 | 3608.2905 | 26990.0128 |  | 0
1914-01-19 | 0 | 0 | 0 | 0 | -12.5669 | -12.5669 | 3595.7236 | 26896.0127 |  | 0
1914-01-20 | 0 | 0 | 0 | 0 | -12.5669 | -12.5669 | 3583.1568 | 26802.0126 |  | 0
1914-01-21 | 0 | 0 | 0 | 0 | -12.5669 | -12.5669 | 3570.5899 | 26708.0125 |  | 0
1914-01-22 | 0 | 0 | 0 | 0 | -12.5669 | -12.5669 | 3558.023 | 26614.0123 |  | 0
1914-01-23 | 0 | 0 | 0 | 0 | -12.5669 | -12.5669 | 3545.4562 | 26520.0122 |  | 0
1914-01-24 | 0 | 0 | 0 | 0 | -12.5669 | -12.5669 | 3532.8893 | 26426.0121 |  | 0
1914-01-25 | 0 | 0 | 0 | 0 | -12.5669 | -12.5669 | 3520.3225 | 26332.012 |  | 0
1914-01-26 | 0 | 0 | 0 | 0 | -12.5669 | -12.5669 | 3507.7556 | 26238.0119 |  | 0
1914-01-27 | 0 | 0 | 0 | 0 | -12.5669 | -12.5669 | 3495.1887 | 26144.0118 |  | 0
1914-01-28 | 0 | 0 | 0 | 0 | -12.5669 | -12.5669 | 3482.6219 | 26050.0117 |  | 0
1914-01-29 | 0 | 0 | 0 | 0 | -12.5669 | -12.5669 | 3470.055 | 25956.0115 |  | 0
1914-01-30 | 0 | 0 | 0 | 0 | -12.5669 | -12.5669 | 3457.4882 | 25862.0114 |  | 0
1914-01-31 | 0 | 0 | 0 | 0 | -12.5669 | -12.5669 | 3444.9213 | 25768.0113 |  | 0
1914-02-01 | 0 | 0 | 0 | 0 | -12.5669 | -12.5669 | 3432.3544 | 25674.0112 |  | 0
1914-02-02 | 0 | 0 | 0 | 0 | -12.5669 | -12.5669 | 3419.7876 | 25580.0111 |  | 0
1914-02-03 | 0 | 0 | 0 | 0 | -12.5669 | -12.5669 | 3407.2207 | 25486.011 |  | 0
1914-02-04 | 0 | 0 | 0 | 0 | -12.5669 | -12.5669 | 3394.6539 | 25392.0109 |  | 0
1914-02-05 | 0 | 0 | 0 | 0 | -12.5669 | -12.5669 | 3382.087 | 25298.0108 |  | 0
1914-02-06 | 0 | 0 | 0 | 0 | -12.5669 | -12.5669 | 3369.5201 | 25204.0106 |  | 0
1914-02-07 | 0 | 0 | 0 | 0 | -12.5669 | -12.5669 | 3356.9533 | 25110.0105 |  | 0
1914-02-08 | 0 | 0 | 0 | 0 | -12.5669 | -12.5669 | 3344.3864 | 25016.0104 |  | 0
1914-02-09 | 0 | 0 | 0 | 0 | -12.5669 | -12.5669 | 3331.8196 | 24922.0103 |  | 0
1914-02-10 | 0 | 0 | 0 | 0 | -12.5669 | -12.5669 | 3319.2527 | 24828.0102 |  | 0
1914-02-11 | 0 | 0 | 0 | 0 | -12.5669 | -12.5669 | 3306.6858 | 24734.0101 |  | 0
1914-02-12 | 0 | 0 | 0 | 0 | -12.5669 | -12.5669 | 3294.119 | 24640.01 |  | 0
1914-02-13 | 0 | 0 | 0 | 0 | -12.5669 | -12.5669 | 3281.5521 | 24546.0099 |  | 0
1914-02-14 | 0 | 0 | 0 | 0 | -12.5669 | -12.5669 | 3268.9853 | 24452.0097 |  | 0
1914-02-15 | 0 | 0 | 0 | 0 | -12.5669 | -12.5669 | 3256.4184 | 24358.0096 |  | 0
1914-02-16 | 0 | 0 | 0 | 0 | -12.5669 | -12.5669 | 3243.8515 | 24264.0095 |  | 0
1914-02-17 | 0 | 0 | 0 | 0 | -12.5669 | -12.5669 | 3231.2847 | 24170.0094 |  | 0
1914-02-18 | 0 | 0 | 0 | 0 | -12.5669 | -12.5669 | 3218.7178 | 24076.0093 |  | 0
1914-02-19 | 0 | 0 | 0 | 0 | -12.5669 | -12.5669 | 3206.151 | 23982.0092 |  | 0
1914-02-20 | 0 | 0 | 0 | 0 | -12.5669 | -12.5669 | 3193.5841 | 23888.0091 |  | 0
1914-02-21 | 0 | 0 | 0 | 0 | -12.5669 | -12.5669 | 3181.0172 | 23794.009 |  | 0
1914-02-22 | 0 | 0 | 0 | 0 | -12.5669 | -12.5669 | 3168.4504 | 23700.0088 |  | 0
1914-02-23 | 0 | 0 | 0 | 0 | -12.5669 | -12.5669 | 3155.8835 | 23606.0087 |  | 0
1914-02-24 | 0 | 0 | 0 | 0 | -12.5669 | -12.5669 | 3143.3167 | 23512.0086 |  | 0
1914-02-25 | 0 | 0 | 0 | 0 | -12.5669 | -12.5669 | 3130.7498 | 23418.0085 |  | 0
1914-02-26 | 0 | 0 | 0 | 0 | -12.5669 | -12.5669 | 3118.1829 | 23324.0084 |  | 0
1914-02-27 | 0 | 0 | 0 | 0 | -12.5669 | -12.5669 | 3105.6161 | 23230.0083 |  | 0
1914-02-28 | 0 | 0 | 0 | 0 | -12.5669 | -12.5669 | 3093.0492 | 23136.0082 |  | 0
1914-03-01 | 0 | 0 | 0 | 0 | -12.5669 | -12.5669 | 3080.4824 | 23042.0081 |  | 0
1914-03-02 | 0 | 0 | 0 | 0 | -12.5669 | -12.5669 | 3067.9155 | 22948.0079 |  | 0
1914-03-03 | 0 | 0 | 0 | 0 | -12.5669 | -12.5669 | 3055.3486 | 22854.0078 |  | 0
1914-03-04 | 0.095833 | 264.5 | 4.0107 | 4.0107 | 247.9224 | 247.9224 | 3303.2711 | 24708.4677 |  | 0
1914-03-05 | 0 | 0 | 0 | 0 | -12.5669 | -12.5669 | 3290.7042 | 24614.4676 |  | 0
1914-03-06 | 0 | 0 | 0 | 0 | -12.5669 | -12.5669 | 3278.1374 | 24520.4675 |  | 0
1914-03-07 | 0 | 0 | 0 | 0 | -12.5669 | -12.5669 | 3265.5705 | 24426.4674 |  | 0
1914-03-08 | 0 | 0 | 0 | 0 | -12.5669 | -12.5669 | 3253.0036 | 24332.4673 |  | 0
1914-03-09 | 0 | 0 | 0 | 0 | -12.5669 | -12.5669 | 3240.4368 | 24238.4672 |  | 0
1914-03-10 | 0 | 0 | 0 | 0 | -12.5669 | -12.5669 | 3227.8699 | 24144.467 |  | 0
1914-03-11 | 0 | 0 | 0 | 0 | -12.5669 | -12.5669 | 3215.3031 | 24050.4669 |  | 0
1914-03-12 | 0 | 0 | 0 | 0 | -12.5669 | -12.5669 | 3202.7362 | 23956.4668 |  | 0
1914-03-13 | 0 | 0 | 0 | 0 | -12.5669 | -12.5669 | 3190.1693 | 23862.4667 |  | 0
1914-03-14 | 0 | 0 | 0 | 0 | -12.5669 | -12.5669 | 3177.6025 | 23768.4666 |  | 0
1914-03-15 | 0 | 0 | 0 | 0 | -12.5669 | -12.5669 | 3165.0356 | 23674.4665 |  | 0
1914-03-16 | 0 | 0 | 0 | 0 | -12.5669 | -12.5669 | 3152.4688 | 23580.4664 |  | 0
1914-03-17 | 0 | 0 | 0 | 0 | -12.5669 | -12.5669 | 3139.9019 | 23486.4662 |  | 0
1914-03-18 | 0.014167 | 39.1 | 4.0107 | 4.0107 | 22.5224 | 22.5224 | 3162.4243 | 23654.9341 |  | 0
1914-03-19 | 0 | 0 | 0 | 0 | -12.5669 | -12.5669 | 3149.8575 | 23560.934 |  | 0
1914-03-20 | 0 | 0 | 0 | 0 | -12.5669 | -12.5669 | 3137.2906 | 23466.9339 |  | 0
1914-03-21 | 0 | 0 | 0 | 0 | -12.5669 | -12.5669 | 3124.7238 | 23372.9338 |  | 0
1914-03-22 | 0 | 0 | 0 | 0 | -12.5669 | -12.5669 | 3112.1569 | 23278.9337 |  | 0
1914-03-23 | 0 | 0 | 0 | 0 | -12.5669 | -12.5669 | 3099.59 | 23184.9336 |  | 0
1914-03-24 | 0 | 0 | 0 | 0 | -12.5669 | -12.5669 | 3087.0232 | 23090.9335 |  | 0
1914-03-25 | 0 | 0 | 0 | 0 | -12.5669 | -12.5669 | 3074.4563 | 22996.9333 |  | 0
1914-03-26 | 0.080833 | 223.1 | 4.0107 | 4.0107 | 206.5224 | 206.5224 | 3280.9788 | 24541.7212 |  | 0
1914-03-27 | 0.064167 | 177.1 | 4.0107 | 4.0107 | 160.5224 | 160.5224 | 3441.5012 | 25742.4291 |  | 0
1914-03-28 | 0 | 0 | 0 | 0 | -12.5669 | -12.5669 | 3428.9344 | 25648.429 |  | 0
1914-03-29 | 0 | 0 | 0 | 0 | -12.5669 | -12.5669 | 3416.3675 | 25554.4289 |  | 0
1914-03-30 | 0 | 0 | 0 | 0 | -12.5669 | -12.5669 | 3403.8006 | 25460.4288 |  | 0
1914-03-31 | 0 | 0 | 0 | 0 | -12.5669 | -12.5669 | 3391.2338 | 25366.4287 |  | 0
1914-04-01 | 0 | 0 | 0 | 0 | -12.5669 | -12.5669 | 3378.6669 | 25272.4286 |  | 0
1914-04-02 | 0 | 0 | 0 | 0 | -12.5669 | -12.5669 | 3366.1001 | 25178.4284 |  | 0
1914-04-03 | 0 | 0 | 0 | 0 | -12.5669 | -12.5669 | 3353.5332 | 25084.4283 |  | 0
1914-04-04 | 0 | 0 | 0 | 0 | -12.5669 | -12.5669 | 3340.9663 | 24990.4282 |  | 0
1914-04-05 | 0 | 0 | 0 | 0 | -12.5669 | -12.5669 | 3328.3995 | 24896.4281 |  | 0
1914-04-06 | 0 | 0 | 0 | 0 | -12.5669 | -12.5669 | 3315.8326 | 24802.428 |  | 0
1914-04-07 | 0 | 0 | 0 | 0 | -12.5669 | -12.5669 | 3303.2658 | 24708.4279 |  | 0
1914-04-08 | 0 | 0 | 0 | 0 | -12.5669 | -12.5669 | 3290.6989 | 24614.4278 |  | 0
1914-04-09 | 0 | 0 | 0 | 0 | -12.5669 | -12.5669 | 3278.132 | 24520.4277 |  | 0
1914-04-10 | 0 | 0 | 0 | 0 | -12.5669 | -12.5669 | 3265.5652 | 24426.4275 |  | 0
1914-04-11 | 0 | 0 | 0 | 0 | -12.5669 | -12.5669 | 3252.9983 | 24332.4274 |  | 0
1914-04-12 | 0 | 0 | 0 | 0 | -12.5669 | -12.5669 | 3240.4315 | 24238.4273 |  | 0
1914-04-13 | 0 | 0 | 0 | 0 | -12.5669 | -12.5669 | 3227.8646 | 24144.4272 |  | 0
1914-04-14 | 0 | 0 | 0 | 0 | -12.5669 | -12.5669 | 3215.2977 | 24050.4271 |  | 0
1914-04-15 | 0 | 0 | 0 | 0 | -12.5669 | -12.5669 | 3202.7309 | 23956.427 |  | 0
1914-04-16 | 0 | 0 | 0 | 0 | -12.5669 | -12.5669 | 3190.164 | 23862.4269 |  | 0
1914-04-17 | 0.018333 | 50.6 | 4.0107 | 4.0107 | 34.0224 | 34.0224 | 3224.1865 | 24116.9148 |  | 0
1914-04-18 | 0.016667 | 46 | 4.0107 | 4.0107 | 29.4224 | 29.4224 | 3253.6089 | 24336.9946 |  | 0
1914-04-19 | 0 | 0 | 0 | 0 | -12.5669 | -12.5669 | 3241.042 | 24242.9945 |  | 0
1914-04-20 | 0 | 0 | 0 | 0 | -12.5669 | -12.5669 | 3228.4752 | 24148.9944 |  | 0
1914-04-21 | 0 | 0 | 0 | 0 | -12.5669 | -12.5669 | 3215.9083 | 24054.9943 |  | 0
1914-04-22 | 0 | 0 | 0 | 0 | -12.5669 | -12.5669 | 3203.3415 | 23960.9942 |  | 0
1914-04-23 | 0.125 | 345 | 4.0107 | 4.0107 | 328.4224 | 328.4224 | 3531.7639 | 26417.5941 |  | 0
1914-04-24 | 0.033333 | 92 | 4.0107 | 4.0107 | 75.4224 | 75.4224 | 3607.1864 | 26981.754 |  | 0
1914-04-25 | 0 | 0 | 0 | 0 | -12.5669 | -12.5669 | 3594.6195 | 26887.7538 |  | 0
1914-04-26 | 0.091667 | 253 | 4.0107 | 4.0107 | 236.4224 | 236.4224 | 3831.0419 | 28656.1937 |  | 0
1914-04-27 | 0.0375 | 103.5 | 4.0107 | 4.0107 | 86.9224 | 86.9224 | 3917.9644 | 29306.3736 |  | 0
1914-04-28 | 0 | 0 | 0 | 0 | -12.5669 | -12.5669 | 3905.3975 | 29212.3735 |  | 0
1914-04-29 | 0 | 0 | 0 | 0 | -12.5669 | -12.5669 | 3892.8307 | 29118.3734 |  | 0
1914-04-30 | 0 | 0 | 0 | 0 | -12.5669 | -12.5669 | 3880.2638 | 29024.3733 |  | 0
1914-05-01 | 0 | 0 | 0 | 0 | -12.5669 | -12.5669 | 3867.6969 | 28930.3732 |  | 0
1914-05-02 | 0 | 0 | 0 | 0 | -12.5669 | -12.5669 | 3855.1301 | 28836.3731 |  | 0
1914-05-03 | 0 | 0 | 0 | 0 | -12.5669 | -12.5669 | 3842.5632 | 28742.3729 |  | 0
1914-05-04 | 0.16667 | 460 | 4.0107 | 4.0107 | 443.4224 | 443.4224 | 3997.8631 | 29904.0163 |  | 275.5557
1914-05-05 | 0 | 0 | 0 | 0 | -12.5669 | -12.5669 | 3985.2963 | 29810.0162 |  | 0
1914-05-06 | 0.045833 | 126.5 | 4.0107 | 4.0107 | 109.9224 | 109.9224 | 3997.8631 | 29904.0163 |  | 84.7887
1914-05-07 | 0 | 0 | 0 | 0 | -12.5669 | -12.5669 | 3985.2963 | 29810.0162 |  | 0
1914-05-08 | 0 | 0 | 0 | 0 | -12.5669 | -12.5669 | 3972.7294 | 29716.0161 |  | 0
1914-05-09 | 0 | 0 | 0 | 0 | -12.5669 | -12.5669 | 3960.1626 | 29622.0159 |  | 0
1914-05-10 | 0.0083333 | 23 | 4.0107 | 4.0107 | 6.4224 | 6.4224 | 3966.585 | 29670.0558 |  | 0
1914-05-11 | 0.20833 | 575 | 4.0107 | 4.0107 | 558.4224 | 558.4224 | 3997.8631 | 29904.0163 |  | 514.5774
1914-05-12 | 0 | 0 | 0 | 0 | -12.5669 | -12.5669 | 3985.2963 | 29810.0162 |  | 0
1914-05-13 | 0 | 0 | 0 | 0 | -12.5669 | -12.5669 | 3972.7294 | 29716.0161 |  | 0
1914-05-14 | 0 | 0 | 0 | 0 | -12.5669 | -12.5669 | 3960.1626 | 29622.0159 |  | 0
1914-05-15 | 0.0375 | 103.5 | 4.0107 | 4.0107 | 86.9224 | 86.9224 | 3997.8631 | 29904.0163 |  | 36.655
1914-05-16 | 0 | 0 | 0 | 0 | -12.5669 | -12.5669 | 3985.2963 | 29810.0162 |  | 0
1914-05-17 | 0.045833 | 126.5 | 4.0107 | 4.0107 | 109.9224 | 109.9224 | 3997.8631 | 29904.0163 |  | 84.7887
1914-05-18 | 0 | 0 | 0 | 0 | -12.5669 | -12.5669 | 3985.2963 | 29810.0162 |  | 0
1914-05-19 | 0.0083333 | 23 | 4.0107 | 4.0107 | 6.4224 | 6.4224 | 3991.7187 | 29858.0561 |  | 0
1914-05-20 | 0 | 0 | 0 | 0 | -12.5669 | -12.5669 | 3979.1519 | 29764.0559 |  | 0
1914-05-21 | 0 | 0 | 0 | 0 | -12.5669 | -12.5669 | 3966.585 | 29670.0558 |  | 0
1914-05-22 | 0 | 0 | 0 | 0 | -12.5669 | -12.5669 | 3954.0181 | 29576.0557 |  | 0
1914-05-23 | 0 | 0 | 0 | 0 | -12.5669 | -12.5669 | 3941.4513 | 29482.0556 |  | 0
1914-05-24 | 0 | 0 | 0 | 0 | -12.5669 | -12.5669 | 3928.8844 | 29388.0555 |  | 0
1914-05-25 | 0 | 0 | 0 | 0 | -12.5669 | -12.5669 | 3916.3176 | 29294.0554 |  | 0
1914-05-26 | 0.025 | 69 | 4.0107 | 4.0107 | 52.4224 | 52.4224 | 3968.74 | 29686.1753 |  | 0
1914-05-27 | 0 | 0 | 0 | 0 | -12.5669 | -12.5669 | 3956.1731 | 29592.1752 |  | 0
1914-05-28 | 0 | 0 | 0 | 0 | -12.5669 | -12.5669 | 3943.6063 | 29498.175 |  | 0
1914-05-29 | 0 | 0 | 0 | 0 | -12.5669 | -12.5669 | 3931.0394 | 29404.1749 |  | 0
1914-05-30 | 0.0375 | 103.5 | 4.0107 | 4.0107 | 86.9224 | 86.9224 | 3997.8631 | 29904.0163 |  | 7.5319
1914-05-31 | 0 | 0 | 0 | 0 | -12.5669 | -12.5669 | 3985.2963 | 29810.0162 |  | 0
1914-06-01 | 0.091667 | 253 | 4.0107 | 4.0107 | 236.4224 | 236.4224 | 3997.8631 | 29904.0163 |  | 211.2887
1914-06-02 | 0 | 0 | 0 | 0 | -12.5669 | -12.5669 | 3985.2963 | 29810.0162 |  | 0
1914-06-03 | 0 | 0 | 0 | 0 | -12.5669 | -12.5669 | 3972.7294 | 29716.0161 |  | 0
1914-06-04 | 0.0125 | 34.5 | 4.0107 | 4.0107 | 17.9224 | 17.9224 | 3990.6519 | 29850.0759 |  | 0
1914-06-05 | 0 | 0 | 0 | 0 | -12.5669 | -12.5669 | 3978.085 | 29756.0758 |  | 0
1914-06-06 | 0 | 0 | 0 | 0 | -12.5669 | -12.5669 | 3965.5181 | 29662.0757 |  | 0
1914-06-07 | 0 | 0 | 0 | 0 | -12.5669 | -12.5669 | 3952.9513 | 29568.0756 |  | 0
1914-06-08 | 0 | 0 | 0 | 0 | -12.5669 | -12.5669 | 3940.3844 | 29474.0755 |  | 0
1914-06-09 | 0 | 0 | 0 | 0 | -12.5669 | -12.5669 | 3927.8176 | 29380.0754 |  | 0
1914-06-10 | 0 | 0 | 0 | 0 | -12.5669 | -12.5669 | 3915.2507 | 29286.0753 |  | 0
1914-06-11 | 0 | 0 | 0 | 0 | -12.5669 | -12.5669 | 3902.6838 | 29192.0752 |  | 0
1914-06-12 | 0 | 0 | 0 | 0 | -12.5669 | -12.5669 | 3890.117 | 29098.075 |  | 0
1914-06-13 | 0 | 0 | 0 | 0 | -12.5669 | -12.5669 | 3877.5501 | 29004.0749 |  | 0
1914-06-14 | 0 | 0 | 0 | 0 | -12.5669 | -12.5669 | 3864.9833 | 28910.0748 |  | 0
1914-06-15 | 0 | 0 | 0 | 0 | -12.5669 | -12.5669 | 3852.4164 | 28816.0747 |  | 0
1914-06-16 | 0 | 0 | 0 | 0 | -12.5669 | -12.5669 | 3839.8495 | 28722.0746 |  | 0
1914-06-17 | 0 | 0 | 0 | 0 | -12.5669 | -12.5669 | 3827.2827 | 28628.0745 |  | 0
1914-06-18 | 0 | 0 | 0 | 0 | -12.5669 | -12.5669 | 3814.7158 | 28534.0744 |  | 0
1914-06-19 | 0 | 0 | 0 | 0 | -12.5669 | -12.5669 | 3802.149 | 28440.0743 |  | 0
1914-06-20 | 0 | 0 | 0 | 0 | -12.5669 | -12.5669 | 3789.5821 | 28346.0741 |  | 0
1914-06-21 | 0 | 0 | 0 | 0 | -12.5669 | -12.5669 | 3777.0152 | 28252.074 |  | 0
1914-06-22 | 0 | 0 | 0 | 0 | -12.5669 | -12.5669 | 3764.4484 | 28158.0739 |  | 0
1914-06-23 | 0 | 0 | 0 | 0 | -12.5669 | -12.5669 | 3751.8815 | 28064.0738 |  | 0
1914-06-24 | 0 | 0 | 0 | 0 | -12.5669 | -12.5669 | 3739.3147 | 27970.0737 |  | 0
1914-06-25 | 0 | 0 | 0 | 0 | -12.5669 | -12.5669 | 3726.7478 | 27876.0736 |  | 0
1914-06-26 | 0 | 0 | 0 | 0 | -12.5669 | -12.5669 | 3714.1809 | 27782.0735 |  | 0
1914-06-27 | 0 | 0 | 0 | 0 | -12.5669 | -12.5669 | 3701.6141 | 27688.0734 |  | 0
1914-06-28 | 0 | 0 | 0 | 0 | -12.5669 | -12.5669 | 3689.0472 | 27594.0732 |  | 0
1914-06-29 | 0 | 0 | 0 | 0 | -12.5669 | -12.5669 | 3676.4804 | 27500.0731 |  | 0
1914-06-30 | 0 | 0 | 0 | 0 | -12.5669 | -12.5669 | 3663.9135 | 27406.073 |  | 0
1914-07-01 | 0 | 0 | 0 | 0 | -12.5669 | -12.5669 | 3651.3466 | 27312.0729 |  | 0
1914-07-02 | 0.25833 | 713 | 4.0107 | 4.0107 | 696.4224 | 696.4224 | 3997.8631 | 29904.0163 |  | 337.3391
1914-07-03 | 0.045833 | 126.5 | 4.0107 | 4.0107 | 109.9224 | 109.9224 | 3997.8631 | 29904.0163 |  | 97.3556
1914-07-04 | 0.025 | 69 | 4.0107 | 4.0107 | 52.4224 | 52.4224 | 3997.8631 | 29904.0163 |  | 39.8556
1914-07-05 | 0 | 0 | 0 | 0 | -12.5669 | -12.5669 | 3985.2963 | 29810.0162 |  | 0
1914-07-06 | 0 | 0 | 0 | 0 | -12.5669 | -12.5669 | 3972.7294 | 29716.0161 |  | 0
1914-07-07 | 0 | 0 | 0 | 0 | -12.5669 | -12.5669 | 3960.1626 | 29622.0159 |  | 0
1914-07-08 | 0 | 0 | 0 | 0 | -12.5669 | -12.5669 | 3947.5957 | 29528.0158 |  | 0
1914-07-09 | 0 | 0 | 0 | 0 | -12.5669 | -12.5669 | 3935.0288 | 29434.0157 |  | 0
1914-07-10 | 0 | 0 | 0 | 0 | -12.5669 | -12.5669 | 3922.462 | 29340.0156 |  | 0
1914-07-11 | 0 | 0 | 0 | 0 | -12.5669 | -12.5669 | 3909.8951 | 29246.0155 |  | 0
1914-07-12 | 0 | 0 | 0 | 0 | -12.5669 | -12.5669 | 3897.3283 | 29152.0154 |  | 0
1914-07-13 | 0 | 0 | 0 | 0 | -12.5669 | -12.5669 | 3884.7614 | 29058.0153 |  | 0
1914-07-14 | 0 | 0 | 0 | 0 | -12.5669 | -12.5669 | 3872.1945 | 28964.0152 |  | 0
1914-07-15 | 0 | 0 | 0 | 0 | -12.5669 | -12.5669 | 3859.6277 | 28870.015 |  | 0
1914-07-16 | 0 | 0 | 0 | 0 | -12.5669 | -12.5669 | 3847.0608 | 28776.0149 |  | 0
1914-07-17 | 0 | 0 | 0 | 0 | -12.5669 | -12.5669 | 3834.494 | 28682.0148 |  | 0
1914-07-18 | 0 | 0 | 0 | 0 | -12.5669 | -12.5669 | 3821.9271 | 28588.0147 |  | 0
1914-07-19 | 0 | 0 | 0 | 0 | -12.5669 | -12.5669 | 3809.3602 | 28494.0146 |  | 0
1914-07-20 | 0 | 0 | 0 | 0 | -12.5669 | -12.5669 | 3796.7934 | 28400.0145 |  | 0
1914-07-21 | 0 | 0 | 0 | 0 | -12.5669 | -12.5669 | 3784.2265 | 28306.0144 |  | 0
1914-07-22 | 0 | 0 | 0 | 0 | -12.5669 | -12.5669 | 3771.6597 | 28212.0143 |  | 0
1914-07-23 | 0 | 0 | 0 | 0 | -12.5669 | -12.5669 | 3759.0928 | 28118.0141 |  | 0
1914-07-24 | 0 | 0 | 0 | 0 | -12.5669 | -12.5669 | 3746.5259 | 28024.014 |  | 0
1914-07-25 | 0 | 0 | 0 | 0 | -12.5669 | -12.5669 | 3733.9591 | 27930.0139 |  | 0
1914-07-26 | 0 | 0 | 0 | 0 | -12.5669 | -12.5669 | 3721.3922 | 27836.0138 |  | 0
1914-07-27 | 0 | 0 | 0 | 0 | -12.5669 | -12.5669 | 3708.8254 | 27742.0137 |  | 0
1914-07-28 | 0 | 0 | 0 | 0 | -12.5669 | -12.5669 | 3696.2585 | 27648.0136 |  | 0
1914-07-29 | 0 | 0 | 0 | 0 | -12.5669 | -12.5669 | 3683.6916 | 27554.0135 |  | 0
1914-07-30 | 0 | 0 | 0 | 0 | -12.5669 | -12.5669 | 3671.1248 | 27460.0134 |  | 0
1914-07-31 | 0 | 0 | 0 | 0 | -12.5669 | -12.5669 | 3658.5579 | 27366.0132 |  | 0
1914-08-01 | 0 | 0 | 0 | 0 | -12.5669 | -12.5669 | 3645.9911 | 27272.0131 |  | 0
1914-08-02 | 0 | 0 | 0 | 0 | -12.5669 | -12.5669 | 3633.4242 | 27178.013 |  | 0
1914-08-03 | 0 | 0 | 0 | 0 | -12.5669 | -12.5669 | 3620.8573 | 27084.0129 |  | 0
1914-08-04 | 0.029167 | 80.5 | 4.0107 | 4.0107 | 63.9224 | 63.9224 | 3684.7798 | 27562.1528 |  | 0
1914-08-05 | 0.0083333 | 23 | 4.0107 | 4.0107 | 6.4224 | 6.4224 | 3691.2022 | 27610.1927 |  | 0
1914-08-06 | 0 | 0 | 0 | 0 | -12.5669 | -12.5669 | 3678.6354 | 27516.1926 |  | 0
1914-08-07 | 0 | 0 | 0 | 0 | -12.5669 | -12.5669 | 3666.0685 | 27422.1925 |  | 0
1914-08-08 | 0 | 0 | 0 | 0 | -12.5669 | -12.5669 | 3653.5016 | 27328.1923 |  | 0
1914-08-09 | 0 | 0 | 0 | 0 | -12.5669 | -12.5669 | 3640.9348 | 27234.1922 |  | 0
1914-08-10 | 0.0625 | 172.5 | 4.0107 | 4.0107 | 155.9224 | 155.9224 | 3796.8572 | 28400.4921 |  | 0
1914-08-11 | 0 | 0 | 0 | 0 | -12.5669 | -12.5669 | 3784.2904 | 28306.492 |  | 0
1914-08-12 | 0.32083 | 885.5 | 4.0107 | 4.0107 | 868.9224 | 868.9224 | 3997.8631 | 29904.0163 |  | 642.7828
1914-08-13 | 0 | 0 | 0 | 0 | -12.5669 | -12.5669 | 3985.2963 | 29810.0162 |  | 0
1914-08-14 | 0 | 0 | 0 | 0 | -12.5669 | -12.5669 | 3972.7294 | 29716.0161 |  | 0
1914-08-15 | 0.016667 | 46 | 4.0107 | 4.0107 | 29.4224 | 29.4224 | 4002.1519 | 29936.0959 |  | 0
1914-08-16 | 0 | 0 | 0 | 0 | -12.5669 | -12.5669 | 3989.585 | 29842.0958 |  | 0
1914-08-17 | 0 | 0 | 0 | 0 | -12.5669 | -12.5669 | 3977.0181 | 29748.0957 |  | 0
1914-08-18 | 0 | 0 | 0 | 0 | -12.5669 | -12.5669 | 3964.4513 | 29654.0956 |  | 0
1914-08-19 | 0 | 0 | 0 | 0 | -12.5669 | -12.5669 | 3951.8844 | 29560.0955 |  | 0
1914-08-20 | 0 | 0 | 0 | 0 | -12.5669 | -12.5669 | 3939.3176 | 29466.0954 |  | 0
1914-08-21 | 0 | 0 | 0 | 0 | -12.5669 | -12.5669 | 3926.7507 | 29372.0953 |  | 0
1914-08-22 | 0 | 0 | 0 | 0 | -12.5669 | -12.5669 | 3914.1838 | 29278.0952 |  | 0
1914-08-23 | 0 | 0 | 0 | 0 | -12.5669 | -12.5669 | 3901.617 | 29184.095 |  | 0
1914-08-24 | 0 | 0 | 0 | 0 | -12.5669 | -12.5669 | 3889.0501 | 29090.0949 |  | 0
1914-08-25 | 0.05 | 138 | 4.0107 | 4.0107 | 121.4224 | 121.4224 | 3997.8631 | 29904.0163 |  | 0.04257
1914-08-26 | 0.025 | 69 | 4.0107 | 4.0107 | 52.4224 | 52.4224 | 3997.8631 | 29904.0163 |  | 39.8556
1914-08-27 | 0.05 | 138 | 4.0107 | 4.0107 | 121.4224 | 121.4224 | 3997.8631 | 29904.0163 |  | 108.8556
1914-08-28 | 0.28333 | 782 | 4.0107 | 4.0107 | 765.4224 | 765.4224 | 3997.8631 | 29904.0163 |  | 752.8556
1914-08-29 | 0.075 | 207 | 4.0107 | 4.0107 | 190.4224 | 190.4224 | 3997.8631 | 29904.0163 |  | 177.8556
1914-08-30 | 0 | 0 | 0 | 0 | -12.5669 | -12.5669 | 3985.2963 | 29810.0162 |  | 0
1914-08-31 | 0 | 0 | 0 | 0 | -12.5669 | -12.5669 | 3972.7294 | 29716.0161 |  | 0
1914-09-01 | 0 | 0 | 0 | 0 | -12.5669 | -12.5669 | 3960.1626 | 29622.0159 |  | 0
1914-09-02 | 0 | 0 | 0 | 0 | -12.5669 | -12.5669 | 3947.5957 | 29528.0158 |  | 0
1914-09-03 | 0 | 0 | 0 | 0 | -12.5669 | -12.5669 | 3935.0288 | 29434.0157 |  | 0
1914-09-04 | 0 | 0 | 0 | 0 | -12.5669 | -12.5669 | 3922.462 | 29340.0156 |  | 0
1914-09-05 | 0 | 0 | 0 | 0 | -12.5669 | -12.5669 | 3909.8951 | 29246.0155 |  | 0
1914-09-06 | 0 | 0 | 0 | 0 | -12.5669 | -12.5669 | 3897.3283 | 29152.0154 |  | 0
1914-09-07 | 0 | 0 | 0 | 0 | -12.5669 | -12.5669 | 3884.7614 | 29058.0153 |  | 0
1914-09-08 | 0 | 0 | 0 | 0 | -12.5669 | -12.5669 | 3872.1945 | 28964.0152 |  | 0
1914-09-09 | 0 | 0 | 0 | 0 | -12.5669 | -12.5669 | 3859.6277 | 28870.015 |  | 0
1914-09-10 | 0 | 0 | 0 | 0 | -12.5669 | -12.5669 | 3847.0608 | 28776.0149 |  | 0
1914-09-11 | 0 | 0 | 0 | 0 | -12.5669 | -12.5669 | 3834.494 | 28682.0148 |  | 0
1914-09-12 | 0 | 0 | 0 | 0 | -12.5669 | -12.5669 | 3821.9271 | 28588.0147 |  | 0
1914-09-13 | 0 | 0 | 0 | 0 | -12.5669 | -12.5669 | 3809.3602 | 28494.0146 |  | 0
1914-09-14 | 0 | 0 | 0 | 0 | -12.5669 | -12.5669 | 3796.7934 | 28400.0145 |  | 0
1914-09-15 | 0 | 0 | 0 | 0 | -12.5669 | -12.5669 | 3784.2265 | 28306.0144 |  | 0
1914-09-16 | 0 | 0 | 0 | 0 | -12.5669 | -12.5669 | 3771.6597 | 28212.0143 |  | 0
1914-09-17 | 0 | 0 | 0 | 0 | -12.5669 | -12.5669 | 3759.0928 | 28118.0141 |  | 0
1914-09-18 | 0 | 0 | 0 | 0 | -12.5669 | -12.5669 | 3746.5259 | 28024.014 |  | 0
1914-09-19 | 0 | 0 | 0 | 0 | -12.5669 | -12.5669 | 3733.9591 | 27930.0139 |  | 0
1914-09-20 | 0 | 0 | 0 | 0 | -12.5669 | -12.5669 | 3721.3922 | 27836.0138 |  | 0
1914-09-21 | 0 | 0 | 0 | 0 | -12.5669 | -12.5669 | 3708.8254 | 27742.0137 |  | 0
1914-09-22 | 0.029167 | 80.5 | 4.0107 | 4.0107 | 63.9224 | 63.9224 | 3772.7478 | 28220.1536 |  | 0
1914-09-23 | 0 | 0 | 0 | 0 | -12.5669 | -12.5669 | 3760.1809 | 28126.1535 |  | 0
1914-09-24 | 0 | 0 | 0 | 0 | -12.5669 | -12.5669 | 3747.6141 | 28032.1534 |  | 0
1914-09-25 | 0 | 0 | 0 | 0 | -12.5669 | -12.5669 | 3735.0472 | 27938.1532 |  | 0
1914-09-26 | 0 | 0 | 0 | 0 | -12.5669 | -12.5669 | 3722.4804 | 27844.1531 |  | 0 | 1
1914-09-27 | 0 | 0 | 0 | 0 | -12.5669 | -12.5669 | 3709.9135 | 27750.153 |  | 0
1914-09-28 | 0 | 0 | 0 | 0 | -12.5669 | -12.5669 | 3697.3466 | 27656.1529 |  | 0
1914-09-29 | 0 | 0 | 0 | 0 | -12.5669 | -12.5669 | 3684.7798 | 27562.1528 |  | 0
1914-09-30 | 0 | 0 | 0 | 0 | -12.5669 | -12.5669 | 3672.2129 | 27468.1527 |  | 0
1914-10-01 | 0 | 0 | 0 | 0 | -12.5669 | -12.5669 | 3659.6461 | 27374.1526 |  | 0
1914-10-02 | 0 | 0 | 0 | 0 | -12.5669 | -12.5669 | 3647.0792 | 27280.1525 |  | 0
1914-10-03 | 0 | 0 | 0 | 0 | -12.5669 | -12.5669 | 3634.5123 | 27186.1523 |  | 0
1914-10-04 | 0 | 0 | 0 | 0 | -12.5669 | -12.5669 | 3621.9455 | 27092.1522 |  | 0
1914-10-05 | 0 | 0 | 0 | 0 | -12.5669 | -12.5669 | 3609.3786 | 26998.1521 |  | 0
1914-10-06 | 0 | 0 | 0 | 0 | -12.5669 | -12.5669 | 3596.8118 | 26904.152 |  | 0
1914-10-07 | 0 | 0 | 0 | 0 | -12.5669 | -12.5669 | 3584.2449 | 26810.1519 |  | 0
1914-10-08 | 0 | 0 | 0 | 0 | -12.5669 | -12.5669 | 3571.678 | 26716.1518 |  | 0 | 1
1914-10-09 | 0.029167 | 80.5 | 4.0107 | 4.0107 | 63.9224 | 63.9224 | 3635.6005 | 27194.2917 |  | 0
1914-10-10 | 0 | 0 | 0 | 0 | -12.5669 | -12.5669 | 3623.0336 | 27100.2915 |  | 0
1914-10-11 | 0.0125 | 34.5 | 4.0107 | 4.0107 | 17.9224 | 17.9224 | 3640.9561 | 27234.3514 |  | 0
1914-10-12 | 0 | 0 | 0 | 0 | -12.5669 | -12.5669 | 3628.3892 | 27140.3513 |  | 0
1914-10-13 | 0 | 0 | 0 | 0 | -12.5669 | -12.5669 | 3615.8224 | 27046.3512 |  | 0
1914-10-14 | 0 | 0 | 0 | 0 | -12.5669 | -12.5669 | 3603.2555 | 26952.3511 |  | 0
1914-10-15 | 0 | 0 | 0 | 0 | -12.5669 | -12.5669 | 3590.6886 | 26858.351 |  | 0
1914-10-16 | 0 | 0 | 0 | 0 | -12.5669 | -12.5669 | 3578.1218 | 26764.3509 |  | 0
1914-10-17 | 0 | 0 | 0 | 0 | -12.5669 | -12.5669 | 3565.5549 | 26670.3508 |  | 0
1914-10-18 | 0 | 0 | 0 | 0 | -12.5669 | -12.5669 | 3552.9881 | 26576.3506 |  | 0
1914-10-19 | 0 | 0 | 0 | 0 | -12.5669 | -12.5669 | 3540.4212 | 26482.3505 |  | 0
1914-10-20 | 0 | 0 | 0 | 0 | -12.5669 | -12.5669 | 3527.8543 | 26388.3504 |  | 0
1914-10-21 | 0 | 0 | 0 | 0 | -12.5669 | -12.5669 | 3515.2875 | 26294.3503 |  | 0
1914-10-22 | 0 | 0 | 0 | 0 | -12.5669 | -12.5669 | 3502.7206 | 26200.3502 |  | 0
1914-10-23 | 0 | 0 | 0 | 0 | -12.5669 | -12.5669 | 3490.1538 | 26106.3501 |  | 0
1914-10-24 | 0 | 0 | 0 | 0 | -12.5669 | -12.5669 | 3477.5869 | 26012.35 |  | 0
1914-10-25 | 0 | 0 | 0 | 0 | -12.5669 | -12.5669 | 3465.02 | 25918.3499 |  | 0
1914-10-26 | 0 | 0 | 0 | 0 | -12.5669 | -12.5669 | 3452.4532 | 25824.3497 |  | 0
1914-10-27 | 0 | 0 | 0 | 0 | -12.5669 | -12.5669 | 3439.8863 | 25730.3496 |  | 0
1914-10-28 | 0 | 0 | 0 | 0 | -12.5669 | -12.5669 | 3427.3195 | 25636.3495 |  | 0
1914-10-29 | 0 | 0 | 0 | 0 | -12.5669 | -12.5669 | 3414.7526 | 25542.3494 |  | 0
1914-10-30 | 0 | 0 | 0 | 0 | -12.5669 | -12.5669 | 3402.1857 | 25448.3493 |  | 0
1914-10-31 | 0 | 0 | 0 | 0 | -12.5669 | -12.5669 | 3389.6189 | 25354.3492 |  | 0
1914-11-01 | 0 | 0 | 0 | 0 | -12.5669 | -12.5669 | 3377.052 | 25260.3491 |  | 0
1914-11-02 | 0 | 0 | 0 | 0 | -12.5669 | -12.5669 | 3364.4852 | 25166.349 |  | 0
1914-11-03 | 0 | 0 | 0 | 0 | -12.5669 | -12.5669 | 3351.9183 | 25072.3488 |  | 0
1914-11-04 | 0 | 0 | 0 | 0 | -12.5669 | -12.5669 | 3339.3514 | 24978.3487 |  | 0
1914-11-05 | 0 | 0 | 0 | 0 | -12.5669 | -12.5669 | 3326.7846 | 24884.3486 |  | 0
1914-11-06 | 0 | 0 | 0 | 0 | -12.5669 | -12.5669 | 3314.2177 | 24790.3485 |  | 0
1914-11-07 | 0 | 0 | 0 | 0 | -12.5669 | -12.5669 | 3301.6509 | 24696.3484 |  | 0
1914-11-08 | 0.020833 | 57.5 | 4.0107 | 4.0107 | 40.9224 | 40.9224 | 3342.5733 | 25002.4483 |  | 0
1914-11-09 | 0 | 0 | 0 | 0 | -12.5669 | -12.5669 | 3330.0064 | 24908.4482 |  | 0
1914-11-10 | 0 | 0 | 0 | 0 | -12.5669 | -12.5669 | 3317.4396 | 24814.4481 |  | 0
1914-11-11 | 0 | 0 | 0 | 0 | -12.5669 | -12.5669 | 3304.8727 | 24720.4479 |  | 0
1914-11-12 | 0.020833 | 57.5 | 4.0107 | 4.0107 | 40.9224 | 40.9224 | 3345.7952 | 25026.5478 |  | 0
1914-11-13 | 0 | 0 | 0 | 0 | -12.5669 | -12.5669 | 3333.2283 | 24932.5477 |  | 0
1914-11-14 | 0 | 0 | 0 | 0 | -12.5669 | -12.5669 | 3320.6614 | 24838.5476 |  | 0
1914-11-15 | 0 | 0 | 0 | 0 | -12.5669 | -12.5669 | 3308.0946 | 24744.5475 |  | 0
1914-11-16 | 0 | 0 | 0 | 0 | -12.5669 | -12.5669 | 3295.5277 | 24650.5474 |  | 0
1914-11-17 | 0 | 0 | 0 | 0 | -12.5669 | -12.5669 | 3282.9609 | 24556.5473 |  | 0
1914-11-18 | 0 | 0 | 0 | 0 | -12.5669 | -12.5669 | 3270.394 | 24462.5472 |  | 0
1914-11-19 | 0 | 0 | 0 | 0 | -12.5669 | -12.5669 | 3257.8271 | 24368.547 |  | 0
1914-11-20 | 0 | 0 | 0 | 0 | -12.5669 | -12.5669 | 3245.2603 | 24274.5469 |  | 0
1914-11-21 | 0 | 0 | 0 | 0 | -12.5669 | -12.5669 | 3232.6934 | 24180.5468 |  | 0
1914-11-22 | 0 | 0 | 0 | 0 | -12.5669 | -12.5669 | 3220.1266 | 24086.5467 |  | 0
1914-11-23 | 0 | 0 | 0 | 0 | -12.5669 | -12.5669 | 3207.5597 | 23992.5466 |  | 0
1914-11-24 | 0 | 0 | 0 | 0 | -12.5669 | -12.5669 | 3194.9928 | 23898.5465 |  | 0
1914-11-25 | 0.020833 | 57.5 | 4.0107 | 4.0107 | 40.9224 | 40.9224 | 3235.9153 | 24204.6464 |  | 0
1914-11-26 | 0.058333 | 161 | 4.0107 | 4.0107 | 144.4224 | 144.4224 | 3380.3377 | 25284.9262 |  | 0
1914-11-27 | 0.025 | 69 | 4.0107 | 4.0107 | 52.4224 | 52.4224 | 3432.7602 | 25677.0461 |  | 0
1914-11-28 | 0 | 0 | 0 | 0 | -12.5669 | -12.5669 | 3420.1933 | 25583.046 |  | 0
1914-11-29 | 0 | 0 | 0 | 0 | -12.5669 | -12.5669 | 3407.6265 | 25489.0459 |  | 0
1914-11-30 | 0 | 0 | 0 | 0 | -12.5669 | -12.5669 | 3395.0596 | 25395.0458 |  | 0
1914-12-01 | 0.05 | 138 | 4.0107 | 4.0107 | 121.4224 | 121.4224 | 3516.482 | 26303.2857 |  | 0
1914-12-02 | 0 | 0 | 0 | 0 | -12.5669 | -12.5669 | 3503.9152 | 26209.2856 |  | 0
1914-12-03 | 0 | 0 | 0 | 0 | -12.5669 | -12.5669 | 3491.3483 | 26115.2855 |  | 0
1914-12-04 | 0 | 0 | 0 | 0 | -12.5669 | -12.5669 | 3478.7815 | 26021.2853 |  | 0
1914-12-05 | 0 | 0 | 0 | 0 | -12.5669 | -12.5669 | 3466.2146 | 25927.2852 |  | 0
1914-12-06 | 0.016667 | 46 | 4.0107 | 4.0107 | 29.4224 | 29.4224 | 3495.637 | 26147.3651 |  | 0
1914-12-07 | 0 | 0 | 0 | 0 | -12.5669 | -12.5669 | 3483.0702 | 26053.365 |  | 0
1914-12-08 | 0 | 0 | 0 | 0 | -12.5669 | -12.5669 | 3470.5033 | 25959.3649 |  | 0
1914-12-09 | 0 | 0 | 0 | 0 | -12.5669 | -12.5669 | 3457.9365 | 25865.3648 |  | 0
1914-12-10 | 0 | 0 | 0 | 0 | -12.5669 | -12.5669 | 3445.3696 | 25771.3647 |  | 0
1914-12-11 | 0 | 0 | 0 | 0 | -12.5669 | -12.5669 | 3432.8027 | 25677.3646 |  | 0
1914-12-12 | 0 | 0 | 0 | 0 | -12.5669 | -12.5669 | 3420.2359 | 25583.3644 |  | 0
1914-12-13 | 0 | 0 | 0 | 0 | -12.5669 | -12.5669 | 3407.669 | 25489.3643 |  | 0
1914-12-14 | 0 | 0 | 0 | 0 | -12.5669 | -12.5669 | 3395.1022 | 25395.3642 |  | 0
1914-12-15 | 0 | 0 | 0 | 0 | -12.5669 | -12.5669 | 3382.5353 | 25301.3641 |  | 0
1914-12-16 | 0 | 0 | 0 | 0 | -12.5669 | -12.5669 | 3369.9684 | 25207.364 |  | 0
1914-12-17 | 0 | 0 | 0 | 0 | -12.5669 | -12.5669 | 3357.4016 | 25113.3639 |  | 0
1914-12-18 | 0 | 0 | 0 | 0 | -12.5669 | -12.5669 | 3344.8347 | 25019.3638 |  | 0
1914-12-19 | 0 | 0 | 0 | 0 | -12.5669 | -12.5669 | 3332.2679 | 24925.3637 |  | 0
1914-12-20 | 0 | 0 | 0 | 0 | -12.5669 | -12.5669 | 3319.701 | 24831.3635 |  | 0
1914-12-21 | 0.0083333 | 23 | 4.0107 | 4.0107 | 6.4224 | 6.4224 | 3326.1235 | 24879.4034 |  | 0
1914-12-22 | 0 | 0 | 0 | 0 | -12.5669 | -12.5669 | 3313.5566 | 24785.4033 |  | 0
1914-12-23 | 0 | 0 | 0 | 0 | -12.5669 | -12.5669 | 3300.9897 | 24691.4032 |  | 0
1914-12-24 | 0.054167 | 149.5 | 4.0107 | 4.0107 | 132.9224 | 132.9224 | 3433.9122 | 25685.6631 |  | 0
1914-12-25 | 0.05 | 138 | 4.0107 | 4.0107 | 121.4224 | 121.4224 | 3555.3346 | 26593.903 |  | 0
1914-12-26 | 0 | 0 | 0 | 0 | -12.5669 | -12.5669 | 3542.7678 | 26499.9029 |  | 0
1914-12-27 | 0 | 0 | 0 | 0 | -12.5669 | -12.5669 | 3530.2009 | 26405.9028 |  | 0
1914-12-28 | 0.045833 | 126.5 | 4.0107 | 4.0107 | 109.9224 | 109.9224 | 3640.1233 | 27228.1226 |  | 0
1914-12-29 | 0 | 0 | 0 | 0 | -12.5669 | -12.5669 | 3627.5565 | 27134.1225 |  | 0
1914-12-30 | 0 | 0 | 0 | 0 | -12.5669 | -12.5669 | 3614.9896 | 27040.1224 |  | 0
1914-12-31 | 0 | 0 | 0 | 0 | -12.5669 | -12.5669 | 3602.4228 | 26946.1223 |  | 0
1915-01-01 | 0 | 0 | 0 | 0 | -12.5669 | -12.5669 | 3589.8559 | 26852.1222 |  | 0
1915-01-02 | 0 | 0 | 0 | 0 | -12.5669 | -12.5669 | 3577.289 | 26758.1221 |  | 0
1915-01-03 | 0 | 0 | 0 | 0 | -12.5669 | -12.5669 | 3564.7222 | 26664.122 |  | 0
1915-01-04 | 0 | 0 | 0 | 0 | -12.5669 | -12.5669 | 3552.1553 | 26570.1218 |  | 0
1915-01-05 | 0 | 0 | 0 | 0 | -12.5669 | -12.5669 | 3539.5885 | 26476.1217 |  | 0
1915-01-06 | 0.0083333 | 23 | 4.0107 | 4.0107 | 6.4224 | 6.4224 | 3546.0109 | 26524.1616 |  | 0
1915-01-07 | 0 | 0 | 0 | 0 | -12.5669 | -12.5669 | 3533.4441 | 26430.1615 |  | 0
1915-01-08 | 0 | 0 | 0 | 0 | -12.5669 | -12.5669 | 3520.8772 | 26336.1614 |  | 0
1915-01-09 | 0 | 0 | 0 | 0 | -12.5669 | -12.5669 | 3508.3103 | 26242.1613 |  | 0
1915-01-10 | 0 | 0 | 0 | 0 | -12.5669 | -12.5669 | 3495.7435 | 26148.1612 |  | 0
1915-01-11 | 0 | 0 | 0 | 0 | -12.5669 | -12.5669 | 3483.1766 | 26054.1611 |  | 0
1915-01-12 | 0 | 0 | 0 | 0 | -12.5669 | -12.5669 | 3470.6098 | 25960.1609 |  | 0
1915-01-13 | 0 | 0 | 0 | 0 | -12.5669 | -12.5669 | 3458.0429 | 25866.1608 |  | 0
1915-01-14 | 0 | 0 | 0 | 0 | -12.5669 | -12.5669 | 3445.476 | 25772.1607 |  | 0
1915-01-15 | 0.045833 | 126.5 | 4.0107 | 4.0107 | 109.9224 | 109.9224 | 3555.3985 | 26594.3806 |  | 0
1915-01-16 | 0 | 0 | 0 | 0 | -12.5669 | -12.5669 | 3542.8316 | 26500.3805 |  | 0
1915-01-17 | 0 | 0 | 0 | 0 | -12.5669 | -12.5669 | 3530.2648 | 26406.3804 |  | 0
1915-01-18 | 0 | 0 | 0 | 0 | -12.5669 | -12.5669 | 3517.6979 | 26312.3803 |  | 0
1915-01-19 | 0 | 0 | 0 | 0 | -12.5669 | -12.5669 | 3505.131 | 26218.3802 |  | 0
1915-01-20 | 0 | 0 | 0 | 0 | -12.5669 | -12.5669 | 3492.5642 | 26124.38 |  | 0
1915-01-21 | 0 | 0 | 0 | 0 | -12.5669 | -12.5669 | 3479.9973 | 26030.3799 |  | 0
1915-01-22 | 0 | 0 | 0 | 0 | -12.5669 | -12.5669 | 3467.4305 | 25936.3798 |  | 0
1915-01-23 | 0 | 0 | 0 | 0 | -12.5669 | -12.5669 | 3454.8636 | 25842.3797 |  | 0
1915-01-24 | 0.0083333 | 23 | 4.0107 | 4.0107 | 6.4224 | 6.4224 | 3461.286 | 25890.4196 |  | 0
1915-01-25 | 0 | 0 | 0 | 0 | -12.5669 | -12.5669 | 3448.7192 | 25796.4195 |  | 0
1915-01-26 | 0 | 0 | 0 | 0 | -12.5669 | -12.5669 | 3436.1523 | 25702.4194 |  | 0
1915-01-27 | 0 | 0 | 0 | 0 | -12.5669 | -12.5669 | 3423.5855 | 25608.4193 |  | 0
1915-01-28 | 0 | 0 | 0 | 0 | -12.5669 | -12.5669 | 3411.0186 | 25514.4191 |  | 0
1915-01-29 | 0 | 0 | 0 | 0 | -12.5669 | -12.5669 | 3398.4517 | 25420.419 |  | 0
1915-01-30 | 0 | 0 | 0 | 0 | -12.5669 | -12.5669 | 3385.8849 | 25326.4189 |  | 0
1915-01-31 | 0.0375 | 103.5 | 4.0107 | 4.0107 | 86.9224 | 86.9224 | 3472.8073 | 25976.5988 |  | 0
1915-02-01 | 0 | 0 | 0 | 0 | -12.5669 | -12.5669 | 3460.2405 | 25882.5987 |  | 0
1915-02-02 | 0 | 0 | 0 | 0 | -12.5669 | -12.5669 | 3447.6736 | 25788.5986 |  | 0
1915-02-03 | 0 | 0 | 0 | 0 | -12.5669 | -12.5669 | 3435.1067 | 25694.5985 |  | 0
1915-02-04 | 0.016667 | 46 | 4.0107 | 4.0107 | 29.4224 | 29.4224 | 3464.5292 | 25914.6784 |  | 0
1915-02-05 | 0 | 0 | 0 | 0 | -12.5669 | -12.5669 | 3451.9623 | 25820.6782 |  | 0
1915-02-06 | 0 | 0 | 0 | 0 | -12.5669 | -12.5669 | 3439.3955 | 25726.6781 |  | 0
1915-02-07 | 0 | 0 | 0 | 0 | -12.5669 | -12.5669 | 3426.8286 | 25632.678 |  | 0
1915-02-08 | 0 | 0 | 0 | 0 | -12.5669 | -12.5669 | 3414.2618 | 25538.6779 |  | 0
1915-02-09 | 0 | 0 | 0 | 0 | -12.5669 | -12.5669 | 3401.6949 | 25444.6778 |  | 0
1915-02-10 | 0 | 0 | 0 | 0 | -12.5669 | -12.5669 | 3389.128 | 25350.6777 |  | 0
1915-02-11 | 0 | 0 | 0 | 0 | -12.5669 | -12.5669 | 3376.5612 | 25256.6776 |  | 0
1915-02-12 | 0 | 0 | 0 | 0 | -12.5669 | -12.5669 | 3363.9943 | 25162.6774 |  | 0
1915-02-13 | 0 | 0 | 0 | 0 | -12.5669 | -12.5669 | 3351.4275 | 25068.6773 |  | 0
1915-02-14 | 0.0125 | 34.5 | 4.0107 | 4.0107 | 17.9224 | 17.9224 | 3369.3499 | 25202.7372 |  | 0
1915-02-15 | 0 | 0 | 0 | 0 | -12.5669 | -12.5669 | 3356.783 | 25108.7371 |  | 0
1915-02-16 | 0 | 0 | 0 | 0 | -12.5669 | -12.5669 | 3344.2162 | 25014.737 |  | 0
1915-02-17 | 0 | 0 | 0 | 0 | -12.5669 | -12.5669 | 3331.6493 | 24920.7369 |  | 0
1915-02-18 | 0 | 0 | 0 | 0 | -12.5669 | -12.5669 | 3319.0825 | 24826.7368 |  | 0
1915-02-19 | 0 | 0 | 0 | 0 | -12.5669 | -12.5669 | 3306.5156 | 24732.7367 |  | 0
1915-02-20 | 0.045833 | 126.5 | 4.0107 | 4.0107 | 109.9224 | 109.9224 | 3416.438 | 25554.9565 |  | 0
1915-02-21 | 0 | 0 | 0 | 0 | -12.5669 | -12.5669 | 3403.8712 | 25460.9564 |  | 0
1915-02-22 | 0.033333 | 92 | 4.0107 | 4.0107 | 75.4224 | 75.4224 | 3479.2936 | 26025.1163 |  | 0
1915-02-23 | 0 | 0 | 0 | 0 | -12.5669 | -12.5669 | 3466.7268 | 25931.1162 |  | 0
1915-02-24 | 0 | 0 | 0 | 0 | -12.5669 | -12.5669 | 3454.1599 | 25837.1161 |  | 0
1915-02-25 | 0 | 0 | 0 | 0 | -12.5669 | -12.5669 | 3441.593 | 25743.116 |  | 0
1915-02-26 | 0 | 0 | 0 | 0 | -12.5669 | -12.5669 | 3429.0262 | 25649.1159 |  | 0
1915-02-27 | 0.070833 | 195.5 | 4.0107 | 4.0107 | 178.9224 | 178.9224 | 3607.9486 | 26987.4558 |  | 0
1915-02-28 | 0.016667 | 46 | 4.0107 | 4.0107 | 29.4224 | 29.4224 | 3637.3711 | 27207.5356 |  | 0
1915-03-01 | 0 | 0 | 0 | 0 | -12.5669 | -12.5669 | 3624.8042 | 27113.5355 |  | 0
1915-03-02 | 0.0375 | 103.5 | 4.0107 | 4.0107 | 86.9224 | 86.9224 | 3711.7267 | 27763.7154 |  | 0
1915-03-03 | 0 | 0 | 0 | 0 | -12.5669 | -12.5669 | 3699.1598 | 27669.7153 |  | 0
1915-03-04 | 0.0083333 | 23 | 4.0107 | 4.0107 | 6.4224 | 6.4224 | 3705.5822 | 27717.7552 |  | 0
1915-03-05 | 0 | 0 | 0 | 0 | -12.5669 | -12.5669 | 3693.0154 | 27623.7551 |  | 0
1915-03-06 | 0 | 0 | 0 | 0 | -12.5669 | -12.5669 | 3680.4485 | 27529.755 |  | 0
1915-03-07 | 0 | 0 | 0 | 0 | -12.5669 | -12.5669 | 3667.8817 | 27435.7549 |  | 0
1915-03-08 | 0 | 0 | 0 | 0 | -12.5669 | -12.5669 | 3655.3148 | 27341.7547 |  | 0
1915-03-09 | 0.0125 | 34.5 | 4.0107 | 4.0107 | 17.9224 | 17.9224 | 3673.2372 | 27475.8146 |  | 0
1915-03-10 | 0 | 0 | 0 | 0 | -12.5669 | -12.5669 | 3660.6704 | 27381.8145 |  | 0
1915-03-11 | 0 | 0 | 0 | 0 | -12.5669 | -12.5669 | 3648.1035 | 27287.8144 |  | 0
1915-03-12 | 0.0083333 | 23 | 4.0107 | 4.0107 | 6.4224 | 6.4224 | 3654.526 | 27335.8543 |  | 0
1915-03-13 | 0 | 0 | 0 | 0 | -12.5669 | -12.5669 | 3641.9591 | 27241.8542 |  | 0
1915-03-14 | 0 | 0 | 0 | 0 | -12.5669 | -12.5669 | 3629.3923 | 27147.8541 |  | 0
1915-03-15 | 0 | 0 | 0 | 0 | -12.5669 | -12.5669 | 3616.8254 | 27053.854 |  | 0
1915-03-16 | 0 | 0 | 0 | 0 | -12.5669 | -12.5669 | 3604.2585 | 26959.8538 |  | 0
1915-03-17 | 0 | 0 | 0 | 0 | -12.5669 | -12.5669 | 3591.6917 | 26865.8537 |  | 0
1915-03-18 | 0 | 0 | 0 | 0 | -12.5669 | -12.5669 | 3579.1248 | 26771.8536 |  | 0
1915-03-19 | 0 | 0 | 0 | 0 | -12.5669 | -12.5669 | 3566.558 | 26677.8535 |  | 0
1915-03-20 | 0 | 0 | 0 | 0 | -12.5669 | -12.5669 | 3553.9911 | 26583.8534 |  | 0
1915-03-21 | 0 | 0 | 0 | 0 | -12.5669 | -12.5669 | 3541.4242 | 26489.8533 |  | 0
1915-03-22 | 0 | 0 | 0 | 0 | -12.5669 | -12.5669 | 3528.8574 | 26395.8532 |  | 0
1915-03-23 | 0 | 0 | 0 | 0 | -12.5669 | -12.5669 | 3516.2905 | 26301.8531 |  | 0
1915-03-24 | 0 | 0 | 0 | 0 | -12.5669 | -12.5669 | 3503.7237 | 26207.8529 |  | 0
1915-03-25 | 0 | 0 | 0 | 0 | -12.5669 | -12.5669 | 3491.1568 | 26113.8528 |  | 0
1915-03-26 | 0 | 0 | 0 | 0 | -12.5669 | -12.5669 | 3478.5899 | 26019.8527 |  | 0
1915-03-27 | 0 | 0 | 0 | 0 | -12.5669 | -12.5669 | 3466.0231 | 25925.8526 |  | 0
1915-03-28 | 0 | 0 | 0 | 0 | -12.5669 | -12.5669 | 3453.4562 | 25831.8525 |  | 0
1915-03-29 | 0 | 0 | 0 | 0 | -12.5669 | -12.5669 | 3440.8894 | 25737.8524 |  | 0
1915-03-30 | 0 | 0 | 0 | 0 | -12.5669 | -12.5669 | 3428.3225 | 25643.8523 |  | 0
1915-03-31 | 0.0125 | 34.5 | 4.0107 | 4.0107 | 17.9224 | 17.9224 | 3446.2449 | 25777.9121 |  | 0
1915-04-01 | 0 | 0 | 0 | 0 | -12.5669 | -12.5669 | 3433.6781 | 25683.912 |  | 0
1915-04-02 | 0 | 0 | 0 | 0 | -12.5669 | -12.5669 | 3421.1112 | 25589.9119 |  | 0
1915-04-03 | 0 | 0 | 0 | 0 | -12.5669 | -12.5669 | 3408.5444 | 25495.9118 |  | 0
1915-04-04 | 0 | 0 | 0 | 0 | -12.5669 | -12.5669 | 3395.9775 | 25401.9117 |  | 0
1915-04-05 | 0 | 0 | 0 | 0 | -12.5669 | -12.5669 | 3383.4106 | 25307.9116 |  | 0
1915-04-06 | 0 | 0 | 0 | 0 | -12.5669 | -12.5669 | 3370.8438 | 25213.9115 |  | 0
1915-04-07 | 0.033333 | 92 | 4.0107 | 4.0107 | 75.4224 | 75.4224 | 3446.2662 | 25778.0714 |  | 0
1915-04-08 | 0 | 0 | 0 | 0 | -12.5669 | -12.5669 | 3433.6994 | 25684.0712 |  | 0
1915-04-09 | 0.0125 | 34.5 | 4.0107 | 4.0107 | 17.9224 | 17.9224 | 3451.6218 | 25818.1311 |  | 0
1915-04-10 | 0 | 0 | 0 | 0 | -12.5669 | -12.5669 | 3439.0549 | 25724.131 |  | 0
1915-04-11 | 0 | 0 | 0 | 0 | -12.5669 | -12.5669 | 3426.4881 | 25630.1309 |  | 0
1915-04-12 | 0 | 0 | 0 | 0 | -12.5669 | -12.5669 | 3413.9212 | 25536.1308 |  | 0
1915-04-13 | 0 | 0 | 0 | 0 | -12.5669 | -12.5669 | 3401.3544 | 25442.1307 |  | 0
1915-04-14 | 0 | 0 | 0 | 0 | -12.5669 | -12.5669 | 3388.7875 | 25348.1306 |  | 0
1915-04-15 | 0 | 0 | 0 | 0 | -12.5669 | -12.5669 | 3376.2206 | 25254.1305 |  | 0
1915-04-16 | 0 | 0 | 0 | 0 | -12.5669 | -12.5669 | 3363.6538 | 25160.1303 |  | 0
1915-04-17 | 0.041667 | 115 | 4.0107 | 4.0107 | 98.4224 | 98.4224 | 3462.0762 | 25896.3302 |  | 0
1915-04-18 | 0.0375 | 103.5 | 4.0107 | 4.0107 | 86.9224 | 86.9224 | 3548.9987 | 26546.5101 |  | 0
1915-04-19 | 0 | 0 | 0 | 0 | -12.5669 | -12.5669 | 3536.4318 | 26452.51 |  | 0
1915-04-20 | 0 | 0 | 0 | 0 | -12.5669 | -12.5669 | 3523.865 | 26358.5099 |  | 0
1915-04-21 | 0.016667 | 46 | 4.0107 | 4.0107 | 29.4224 | 29.4224 | 3553.2874 | 26578.5898 |  | 0
1915-04-22 | 0.23333 | 644 | 4.0107 | 4.0107 | 627.4224 | 627.4224 | 3997.8631 | 29904.0163 |  | 170.2798
1915-04-23 | 0 | 0 | 0 | 0 | -12.5669 | -12.5669 | 3985.2963 | 29810.0162 |  | 0
1915-04-24 | 0 | 0 | 0 | 0 | -12.5669 | -12.5669 | 3972.7294 | 29716.0161 |  | 0
1915-04-25 | 0.1375 | 379.5 | 4.0107 | 4.0107 | 362.9224 | 362.9224 | 3997.8631 | 29904.0163 |  | 325.2219
1915-04-26 | 0 | 0 | 0 | 0 | -12.5669 | -12.5669 | 3985.2963 | 29810.0162 |  | 0
1915-04-27 | 0 | 0 | 0 | 0 | -12.5669 | -12.5669 | 3972.7294 | 29716.0161 |  | 0
1915-04-28 | 0 | 0 | 0 | 0 | -12.5669 | -12.5669 | 3960.1626 | 29622.0159 |  | 0
1915-04-29 | 0 | 0 | 0 | 0 | -12.5669 | -12.5669 | 3947.5957 | 29528.0158 |  | 0
1915-04-30 | 0.0083333 | 23 | 4.0107 | 4.0107 | 6.4224 | 6.4224 | 3954.0181 | 29576.0557 |  | 0
1915-05-01 | 0 | 0 | 0 | 0 | -12.5669 | -12.5669 | 3941.4513 | 29482.0556 |  | 0
1915-05-02 | 0 | 0 | 0 | 0 | -12.5669 | -12.5669 | 3928.8844 | 29388.0555 |  | 0
1915-05-03 | 0 | 0 | 0 | 0 | -12.5669 | -12.5669 | 3916.3176 | 29294.0554 |  | 0
1915-05-04 | 0.0083333 | 23 | 4.0107 | 4.0107 | 6.4224 | 6.4224 | 3922.74 | 29342.0953 |  | 0
1915-05-05 | 0.1125 | 310.5 | 4.0107 | 4.0107 | 293.9224 | 293.9224 | 3997.8631 | 29904.0163 |  | 206.2325
1915-05-06 | 0.079167 | 218.5 | 4.0107 | 4.0107 | 201.9224 | 201.9224 | 3997.8631 | 29904.0163 |  | 189.3556
1915-05-07 | 0 | 0 | 0 | 0 | -12.5669 | -12.5669 | 3985.2963 | 29810.0162 |  | 0
1915-05-08 | 0 | 0 | 0 | 0 | -12.5669 | -12.5669 | 3972.7294 | 29716.0161 |  | 0
1915-05-09 | 0 | 0 | 0 | 0 | -12.5669 | -12.5669 | 3960.1626 | 29622.0159 |  | 0
1915-05-10 | 0 | 0 | 0 | 0 | -12.5669 | -12.5669 | 3947.5957 | 29528.0158 |  | 0
1915-05-11 | 0 | 0 | 0 | 0 | -12.5669 | -12.5669 | 3935.0288 | 29434.0157 |  | 0
1915-05-12 | 0 | 0 | 0 | 0 | -12.5669 | -12.5669 | 3922.462 | 29340.0156 |  | 0
1915-05-13 | 0 | 0 | 0 | 0 | -12.5669 | -12.5669 | 3909.8951 | 29246.0155 |  | 0
1915-05-14 | 0 | 0 | 0 | 0 | -12.5669 | -12.5669 | 3897.3283 | 29152.0154 |  | 0
1915-05-15 | 0 | 0 | 0 | 0 | -12.5669 | -12.5669 | 3884.7614 | 29058.0153 |  | 0
1915-05-16 | 0 | 0 | 0 | 0 | -12.5669 | -12.5669 | 3872.1945 | 28964.0152 |  | 0
1915-05-17 | 0 | 0 | 0 | 0 | -12.5669 | -12.5669 | 3859.6277 | 28870.015 |  | 0
1915-05-18 | 0.029167 | 80.5 | 4.0107 | 4.0107 | 63.9224 | 63.9224 | 3923.5501 | 29348.1549 |  | 0
1915-05-19 | 0.075 | 207 | 4.0107 | 4.0107 | 190.4224 | 190.4224 | 3997.8631 | 29904.0163 |  | 103.5426
1915-05-20 | 0.025 | 69 | 4.0107 | 4.0107 | 52.4224 | 52.4224 | 3997.8631 | 29904.0163 |  | 39.8556
1915-05-21 | 0 | 0 | 0 | 0 | -12.5669 | -12.5669 | 3985.2963 | 29810.0162 |  | 0
1915-05-22 | 0.033333 | 92 | 4.0107 | 4.0107 | 75.4224 | 75.4224 | 3997.8631 | 29904.0163 |  | 50.2887
1915-05-23 | 0.22083 | 609.5 | 4.0107 | 4.0107 | 592.9224 | 592.9224 | 3997.8631 | 29904.0163 |  | 580.3556
1915-05-24 | 0 | 0 | 0 | 0 | -12.5669 | -12.5669 | 3985.2963 | 29810.0162 |  | 0
1915-05-25 | 0 | 0 | 0 | 0 | -12.5669 | -12.5669 | 3972.7294 | 29716.0161 |  | 0
1915-05-26 | 0.33167 | 915.4 | 4.0107 | 4.0107 | 898.8224 | 898.8224 | 3997.8631 | 29904.0163 |  | 861.1219
1915-05-27 | 0 | 0 | 0 | 0 | -12.5669 | -12.5669 | 3985.2963 | 29810.0162 |  | 0
1915-05-28 | 0 | 0 | 0 | 0 | -12.5669 | -12.5669 | 3972.7294 | 29716.0161 |  | 0
1915-05-29 | 0 | 0 | 0 | 0 | -12.5669 | -12.5669 | 3960.1626 | 29622.0159 |  | 0
1915-05-30 | 0.041667 | 115 | 4.0107 | 4.0107 | 98.4224 | 98.4224 | 3997.8631 | 29904.0163 |  | 48.155
1915-05-31 | 0 | 0 | 0 | 0 | -12.5669 | -12.5669 | 3985.2963 | 29810.0162 |  | 0
1915-06-01 | 0 | 0 | 0 | 0 | -12.5669 | -12.5669 | 3972.7294 | 29716.0161 |  | 0
1915-06-02 | 0 | 0 | 0 | 0 | -12.5669 | -12.5669 | 3960.1626 | 29622.0159 |  | 0
1915-06-03 | 0 | 0 | 0 | 0 | -12.5669 | -12.5669 | 3947.5957 | 29528.0158 |  | 0
1915-06-04 | 0 | 0 | 0 | 0 | -12.5669 | -12.5669 | 3935.0288 | 29434.0157 |  | 0
1915-06-05 | 0.19583 | 540.5 | 4.0107 | 4.0107 | 523.9224 | 523.9224 | 3997.8631 | 29904.0163 |  | 448.5213
1915-06-06 | 0.28333 | 782 | 4.0107 | 4.0107 | 765.4224 | 765.4224 | 3997.8631 | 29904.0163 |  | 752.8556
1915-06-07 | 0 | 0 | 0 | 0 | -12.5669 | -12.5669 | 3985.2963 | 29810.0162 |  | 0
1915-06-08 | 0 | 0 | 0 | 0 | -12.5669 | -12.5669 | 3972.7294 | 29716.0161 |  | 0
1915-06-09 | 0 | 0 | 0 | 0 | -12.5669 | -12.5669 | 3960.1626 | 29622.0159 |  | 0
1915-06-10 | 0 | 0 | 0 | 0 | -12.5669 | -12.5669 | 3947.5957 | 29528.0158 |  | 0
1915-06-11 | 0 | 0 | 0 | 0 | -12.5669 | -12.5669 | 3935.0288 | 29434.0157 |  | 0
1915-06-12 | 0 | 0 | 0 | 0 | -12.5669 | -12.5669 | 3922.462 | 29340.0156 |  | 0
1915-06-13 | 0.029167 | 80.5 | 4.0107 | 4.0107 | 63.9224 | 63.9224 | 3986.3844 | 29818.1555 |  | 0
1915-06-14 | 0.025 | 69 | 4.0107 | 4.0107 | 52.4224 | 52.4224 | 3997.8631 | 29904.0163 |  | 28.3769
1915-06-15 | 0 | 0 | 0 | 0 | -12.5669 | -12.5669 | 3985.2963 | 29810.0162 |  | 0
1915-06-16 | 0.054167 | 149.5 | 4.0107 | 4.0107 | 132.9224 | 132.9224 | 3997.8631 | 29904.0163 |  | 107.7887
1915-06-17 | 0.0083333 | 23 | 4.0107 | 4.0107 | 6.4224 | 6.4224 | 4004.2856 | 29952.0562 |  | 0
1915-06-18 | 0 | 0 | 0 | 0 | -12.5669 | -12.5669 | 3991.7187 | 29858.0561 |  | 0
1915-06-19 | 0 | 0 | 0 | 0 | -12.5669 | -12.5669 | 3979.1519 | 29764.0559 |  | 0
1915-06-20 | 0 | 0 | 0 | 0 | -12.5669 | -12.5669 | 3966.585 | 29670.0558 |  | 0
1915-06-21 | 0 | 0 | 0 | 0 | -12.5669 | -12.5669 | 3954.0181 | 29576.0557 |  | 0
1915-06-22 | 0 | 0 | 0 | 0 | -12.5669 | -12.5669 | 3941.4513 | 29482.0556 |  | 0
1915-06-23 | 0 | 0 | 0 | 0 | -12.5669 | -12.5669 | 3928.8844 | 29388.0555 |  | 0
1915-06-24 | 0 | 0 | 0 | 0 | -12.5669 | -12.5669 | 3916.3176 | 29294.0554 |  | 0
1915-06-25 | 0 | 0 | 0 | 0 | -12.5669 | -12.5669 | 3903.7507 | 29200.0553 |  | 0
1915-06-26 | 0.0083333 | 23 | 4.0107 | 4.0107 | 6.4224 | 6.4224 | 3910.1731 | 29248.0952 |  | 0
1915-06-27 | 0 | 0 | 0 | 0 | -12.5669 | -12.5669 | 3897.6063 | 29154.095 |  | 0
1915-06-28 | 0 | 0 | 0 | 0 | -12.5669 | -12.5669 | 3885.0394 | 29060.0949 |  | 0
1915-06-29 | 0 | 0 | 0 | 0 | -12.5669 | -12.5669 | 3872.4726 | 28966.0948 |  | 0
1915-06-30 | 0.0125 | 34.5 | 4.0107 | 4.0107 | 17.9224 | 17.9224 | 3890.395 | 29100.1547 |  | 0
1915-07-01 | 0 | 0 | 0 | 0 | -12.5669 | -12.5669 | 3877.8282 | 29006.1546 |  | 0
1915-07-02 | 0 | 0 | 0 | 0 | -12.5669 | -12.5669 | 3865.2613 | 28912.1545 |  | 0
1915-07-03 | 0.0083333 | 23 | 4.0107 | 4.0107 | 6.4224 | 6.4224 | 3871.6837 | 28960.1944 |  | 0
1915-07-04 | 0.1 | 276 | 4.0107 | 4.0107 | 259.4224 | 259.4224 | 3997.8631 | 29904.0163 |  | 120.6762
1915-07-05 | 0 | 0 | 0 | 0 | -12.5669 | -12.5669 | 3985.2963 | 29810.0162 |  | 0
1915-07-06 | 0 | 0 | 0 | 0 | -12.5669 | -12.5669 | 3972.7294 | 29716.0161 |  | 0
1915-07-07 | 0 | 0 | 0 | 0 | -12.5669 | -12.5669 | 3960.1626 | 29622.0159 |  | 0
1915-07-08 | 0 | 0 | 0 | 0 | -12.5669 | -12.5669 | 3947.5957 | 29528.0158 |  | 0
1915-07-09 | 0 | 0 | 0 | 0 | -12.5669 | -12.5669 | 3935.0288 | 29434.0157 |  | 0
1915-07-10 | 0 | 0 | 0 | 0 | -12.5669 | -12.5669 | 3922.462 | 29340.0156 |  | 0
1915-07-11 | 0 | 0 | 0 | 0 | -12.5669 | -12.5669 | 3909.8951 | 29246.0155 |  | 0
1915-07-12 | 0 | 0 | 0 | 0 | -12.5669 | -12.5669 | 3897.3283 | 29152.0154 |  | 0
1915-07-13 | 0 | 0 | 0 | 0 | -12.5669 | -12.5669 | 3884.7614 | 29058.0153 |  | 0
1915-07-14 | 0 | 0 | 0 | 0 | -12.5669 | -12.5669 | 3872.1945 | 28964.0152 |  | 0
1915-07-15 | 0 | 0 | 0 | 0 | -12.5669 | -12.5669 | 3859.6277 | 28870.015 |  | 0
1915-07-16 | 0 | 0 | 0 | 0 | -12.5669 | -12.5669 | 3847.0608 | 28776.0149 |  | 0
1915-07-17 | 0 | 0 | 0 | 0 | -12.5669 | -12.5669 | 3834.494 | 28682.0148 |  | 0
1915-07-18 | 0 | 0 | 0 | 0 | -12.5669 | -12.5669 | 3821.9271 | 28588.0147 |  | 0
1915-07-19 | 0 | 0 | 0 | 0 | -12.5669 | -12.5669 | 3809.3602 | 28494.0146 |  | 0
1915-07-20 | 0.0625 | 172.5 | 4.0107 | 4.0107 | 155.9224 | 155.9224 | 3965.2827 | 29660.3145 |  | 0
1915-07-21 | 0 | 0 | 0 | 0 | -12.5669 | -12.5669 | 3952.7158 | 29566.3144 |  | 0
1915-07-22 | 0 | 0 | 0 | 0 | -12.5669 | -12.5669 | 3940.149 | 29472.3143 |  | 0
1915-07-23 | 0 | 0 | 0 | 0 | -12.5669 | -12.5669 | 3927.5821 | 29378.3141 |  | 0
1915-07-24 | 0 | 0 | 0 | 0 | -12.5669 | -12.5669 | 3915.0152 | 29284.314 |  | 0
1915-07-25 | 0 | 0 | 0 | 0 | -12.5669 | -12.5669 | 3902.4484 | 29190.3139 |  | 0
1915-07-26 | 0 | 0 | 0 | 0 | -12.5669 | -12.5669 | 3889.8815 | 29096.3138 |  | 0
1915-07-27 | 0 | 0 | 0 | 0 | -12.5669 | -12.5669 | 3877.3147 | 29002.3137 |  | 0
1915-07-28 | 0 | 0 | 0 | 0 | -12.5669 | -12.5669 | 3864.7478 | 28908.3136 |  | 0
1915-07-29 | 0 | 0 | 0 | 0 | -12.5669 | -12.5669 | 3852.1809 | 28814.3135 |  | 0
1915-07-30 | 0 | 0 | 0 | 0 | -12.5669 | -12.5669 | 3839.6141 | 28720.3134 |  | 0
1915-07-31 | 0 | 0 | 0 | 0 | -12.5669 | -12.5669 | 3827.0472 | 28626.3132 |  | 0
1915-08-01 | 0.025 | 69 | 4.0107 | 4.0107 | 52.4224 | 52.4224 | 3879.4697 | 29018.4331 |  | 0
1915-08-02 | 0 | 0 | 0 | 0 | -12.5669 | -12.5669 | 3866.9028 | 28924.433 |  | 0
1915-08-03 | 0 | 0 | 0 | 0 | -12.5669 | -12.5669 | 3854.3359 | 28830.4329 |  | 0
1915-08-04 | 0 | 0 | 0 | 0 | -12.5669 | -12.5669 | 3841.7691 | 28736.4328 |  | 0
1915-08-05 | 0 | 0 | 0 | 0 | -12.5669 | -12.5669 | 3829.2022 | 28642.4327 |  | 0
1915-08-06 | 0 | 0 | 0 | 0 | -12.5669 | -12.5669 | 3816.6354 | 28548.4326 |  | 0
1915-08-07 | 0 | 0 | 0 | 0 | -12.5669 | -12.5669 | 3804.0685 | 28454.4325 |  | 0
1915-08-08 | 0 | 0 | 0 | 0 | -12.5669 | -12.5669 | 3791.5016 | 28360.4323 |  | 0
1915-08-09 | 0.025 | 69 | 4.0107 | 4.0107 | 52.4224 | 52.4224 | 3843.9241 | 28752.5522 |  | 0
1915-08-10 | 0 | 0 | 0 | 0 | -12.5669 | -12.5669 | 3831.3572 | 28658.5521 |  | 0
1915-08-11 | 0 | 0 | 0 | 0 | -12.5669 | -12.5669 | 3818.7904 | 28564.552 |  | 0
1915-08-12 | 0 | 0 | 0 | 0 | -12.5669 | -12.5669 | 3806.2235 | 28470.5519 |  | 0
1915-08-13 | 0 | 0 | 0 | 0 | -12.5669 | -12.5669 | 3793.6567 | 28376.5518 |  | 0
1915-08-14 | 0 | 0 | 0 | 0 | -12.5669 | -12.5669 | 3781.0898 | 28282.5517 |  | 0
1915-08-15 | 0 | 0 | 0 | 0 | -12.5669 | -12.5669 | 3768.5229 | 28188.5515 |  | 0
1915-08-16 | 0 | 0 | 0 | 0 | -12.5669 | -12.5669 | 3755.9561 | 28094.5514 |  | 0
1915-08-17 | 0 | 0 | 0 | 0 | -12.5669 | -12.5669 | 3743.3892 | 28000.5513 |  | 0
1915-08-18 | 0.0875 | 241.5 | 4.0107 | 4.0107 | 224.9224 | 224.9224 | 3968.3117 | 29682.9712 |  | 0
1915-08-19 | 0 | 0 | 0 | 0 | -12.5669 | -12.5669 | 3955.7448 | 29588.9711 |  | 0
1915-08-20 | 0 | 0 | 0 | 0 | -12.5669 | -12.5669 | 3943.1779 | 29494.971 |  | 0
1915-08-21 | 0.016667 | 46 | 4.0107 | 4.0107 | 29.4224 | 29.4224 | 3972.6004 | 29715.0509 |  | 0
1915-08-22 | 0.029167 | 80.5 | 4.0107 | 4.0107 | 63.9224 | 63.9224 | 3997.8631 | 29904.0163 |  | 26.0928
1915-08-23 | 0 | 0 | 0 | 0 | -12.5669 | -12.5669 | 3985.2963 | 29810.0162 |  | 0
1915-08-24 | 0.26667 | 736 | 4.0107 | 4.0107 | 719.4224 | 719.4224 | 3997.8631 | 29904.0163 |  | 694.2887
1915-08-25 | 0 | 0 | 0 | 0 | -12.5669 | -12.5669 | 3985.2963 | 29810.0162 |  | 0
1915-08-26 | 0.0125 | 34.5 | 4.0107 | 4.0107 | 17.9224 | 17.9224 | 4003.2187 | 29944.0761 |  | 0
1915-08-27 | 0.0375 | 103.5 | 4.0107 | 4.0107 | 86.9224 | 86.9224 | 3997.8631 | 29904.0163 |  | 79.7112
1915-08-28 | 0 | 0 | 0 | 0 | -12.5669 | -12.5669 | 3985.2963 | 29810.0162 |  | 0
1915-08-29 | 0 | 0 | 0 | 0 | -12.5669 | -12.5669 | 3972.7294 | 29716.0161 |  | 0
1915-08-30 | 0 | 0 | 0 | 0 | -12.5669 | -12.5669 | 3960.1626 | 29622.0159 |  | 0
1915-08-31 | 0 | 0 | 0 | 0 | -12.5669 | -12.5669 | 3947.5957 | 29528.0158 |  | 0
1915-09-01 | 0 | 0 | 0 | 0 | -12.5669 | -12.5669 | 3935.0288 | 29434.0157 |  | 0
1915-09-02 | 0 | 0 | 0 | 0 | -12.5669 | -12.5669 | 3922.462 | 29340.0156 |  | 0
1915-09-03 | 0 | 0 | 0 | 0 | -12.5669 | -12.5669 | 3909.8951 | 29246.0155 |  | 0
1915-09-04 | 0 | 0 | 0 | 0 | -12.5669 | -12.5669 | 3897.3283 | 29152.0154 |  | 0
1915-09-05 | 0 | 0 | 0 | 0 | -12.5669 | -12.5669 | 3884.7614 | 29058.0153 |  | 0
1915-09-06 | 0 | 0 | 0 | 0 | -12.5669 | -12.5669 | 3872.1945 | 28964.0152 |  | 0
1915-09-07 | 0 | 0 | 0 | 0 | -12.5669 | -12.5669 | 3859.6277 | 28870.015 |  | 0
1915-09-08 | 0 | 0 | 0 | 0 | -12.5669 | -12.5669 | 3847.0608 | 28776.0149 |  | 0
1915-09-09 | 0 | 0 | 0 | 0 | -12.5669 | -12.5669 | 3834.494 | 28682.0148 |  | 0
1915-09-10 | 0 | 0 | 0 | 0 | -12.5669 | -12.5669 | 3821.9271 | 28588.0147 |  | 0
1915-09-11 | 0 | 0 | 0 | 0 | -12.5669 | -12.5669 | 3809.3602 | 28494.0146 |  | 0
1915-09-12 | 0 | 0 | 0 | 0 | -12.5669 | -12.5669 | 3796.7934 | 28400.0145 |  | 0
1915-09-13 | 0 | 0 | 0 | 0 | -12.5669 | -12.5669 | 3784.2265 | 28306.0144 |  | 0
1915-09-14 | 0.020833 | 57.5 | 4.0107 | 4.0107 | 40.9224 | 40.9224 | 3825.149 | 28612.1143 |  | 0
1915-09-15 | 0.041667 | 115 | 4.0107 | 4.0107 | 98.4224 | 98.4224 | 3923.5714 | 29348.3141 |  | 0
1915-09-16 | 0 | 0 | 0 | 0 | -12.5669 | -12.5669 | 3911.0045 | 29254.314 |  | 0
1915-09-17 | 0 | 0 | 0 | 0 | -12.5669 | -12.5669 | 3898.4377 | 29160.3139 |  | 0
1915-09-18 | 0 | 0 | 0 | 0 | -12.5669 | -12.5669 | 3885.8708 | 29066.3138 |  | 0
1915-09-19 | 0.1 | 276 | 4.0107 | 4.0107 | 259.4224 | 259.4224 | 3997.8631 | 29904.0163 |  | 134.8633
1915-09-20 | 0 | 0 | 0 | 0 | -12.5669 | -12.5669 | 3985.2963 | 29810.0162 |  | 0
1915-09-21 | 0 | 0 | 0 | 0 | -12.5669 | -12.5669 | 3972.7294 | 29716.0161 |  | 0
1915-09-22 | 0.0083333 | 23 | 4.0107 | 4.0107 | 6.4224 | 6.4224 | 3979.1519 | 29764.0559 |  | 0
1915-09-23 | 0.0083333 | 23 | 4.0107 | 4.0107 | 6.4224 | 6.4224 | 3985.5743 | 29812.0958 |  | 0
1915-09-24 | 0.091667 | 253 | 4.0107 | 4.0107 | 236.4224 | 236.4224 | 3997.8631 | 29904.0163 |  | 211.5668
1915-09-25 | 0.016667 | 46 | 4.0107 | 4.0107 | 29.4224 | 29.4224 | 3997.8631 | 29904.0163 |  | 16.8556
1915-09-26 | 0 | 0 | 0 | 0 | -12.5669 | -12.5669 | 3985.2963 | 29810.0162 |  | 0
1915-09-27 | 0 | 0 | 0 | 0 | -12.5669 | -12.5669 | 3972.7294 | 29716.0161 |  | 0
1915-09-28 | 0 | 0 | 0 | 0 | -12.5669 | -12.5669 | 3960.1626 | 29622.0159 |  | 0
1915-09-29 | 0 | 0 | 0 | 0 | -12.5669 | -12.5669 | 3947.5957 | 29528.0158 |  | 0
1915-09-30 | 0 | 0 | 0 | 0 | -12.5669 | -12.5669 | 3935.0288 | 29434.0157 |  | 0
1915-10-01 | 0 | 0 | 0 | 0 | -12.5669 | -12.5669 | 3922.462 | 29340.0156 |  | 0
1915-10-02 | 0 | 0 | 0 | 0 | -12.5669 | -12.5669 | 3909.8951 | 29246.0155 |  | 0
1915-10-03 | 0 | 0 | 0 | 0 | -12.5669 | -12.5669 | 3897.3283 | 29152.0154 |  | 0
1915-10-04 | 0 | 0 | 0 | 0 | -12.5669 | -12.5669 | 3884.7614 | 29058.0153 |  | 0
1915-10-05 | 0 | 0 | 0 | 0 | -12.5669 | -12.5669 | 3872.1945 | 28964.0152 |  | 0
1915-10-06 | 0 | 0 | 0 | 0 | -12.5669 | -12.5669 | 3859.6277 | 28870.015 |  | 0
1915-10-07 | 0 | 0 | 0 | 0 | -12.5669 | -12.5669 | 3847.0608 | 28776.0149 |  | 0
1915-10-08 | 0 | 0 | 0 | 0 | -12.5669 | -12.5669 | 3834.494 | 28682.0148 |  | 0
1915-10-09 | 0 | 0 | 0 | 0 | -12.5669 | -12.5669 | 3821.9271 | 28588.0147 |  | 0
1915-10-10 | 0 | 0 | 0 | 0 | -12.5669 | -12.5669 | 3809.3602 | 28494.0146 |  | 0
1915-10-11 | 0 | 0 | 0 | 0 | -12.5669 | -12.5669 | 3796.7934 | 28400.0145 |  | 0
1915-10-12 | 0.066667 | 184 | 4.0107 | 4.0107 | 167.4224 | 167.4224 | 3964.2158 | 29652.3344 |  | 0
1915-10-13 | 0 | 0 | 0 | 0 | -12.5669 | -12.5669 | 3951.649 | 29558.3343 |  | 0
1915-10-14 | 0 | 0 | 0 | 0 | -12.5669 | -12.5669 | 3939.0821 | 29464.3341 |  | 0
1915-10-15 | 0 | 0 | 0 | 0 | -12.5669 | -12.5669 | 3926.5152 | 29370.334 |  | 0
1915-10-16 | 0.045833 | 126.5 | 4.0107 | 4.0107 | 109.9224 | 109.9224 | 3997.8631 | 29904.0163 |  | 26.0077
1915-10-17 | 0.2 | 552 | 4.0107 | 4.0107 | 535.4224 | 535.4224 | 3997.8631 | 29904.0163 |  | 522.8556
1915-10-18 | 0.05 | 138 | 4.0107 | 4.0107 | 121.4224 | 121.4224 | 3997.8631 | 29904.0163 |  | 108.8556
1915-10-19 | 0 | 0 | 0 | 0 | -12.5669 | -12.5669 | 3985.2963 | 29810.0162 |  | 0
1915-10-20 | 0 | 0 | 0 | 0 | -12.5669 | -12.5669 | 3972.7294 | 29716.0161 |  | 0
1915-10-21 | 0 | 0 | 0 | 0 | -12.5669 | -12.5669 | 3960.1626 | 29622.0159 |  | 0
1915-10-22 | 0 | 0 | 0 | 0 | -12.5669 | -12.5669 | 3947.5957 | 29528.0158 |  | 0
1915-10-23 | 0 | 0 | 0 | 0 | -12.5669 | -12.5669 | 3935.0288 | 29434.0157 |  | 0
1915-10-24 | 0 | 0 | 0 | 0 | -12.5669 | -12.5669 | 3922.462 | 29340.0156 |  | 0
1915-10-25 | 0 | 0 | 0 | 0 | -12.5669 | -12.5669 | 3909.8951 | 29246.0155 |  | 0
1915-10-26 | 0 | 0 | 0 | 0 | -12.5669 | -12.5669 | 3897.3283 | 29152.0154 |  | 0
1915-10-27 | 0 | 0 | 0 | 0 | -12.5669 | -12.5669 | 3884.7614 | 29058.0153 |  | 0
1915-10-28 | 0 | 0 | 0 | 0 | -12.5669 | -12.5669 | 3872.1945 | 28964.0152 |  | 0
1915-10-29 | 0 | 0 | 0 | 0 | -12.5669 | -12.5669 | 3859.6277 | 28870.015 |  | 0
1915-10-30 | 0 | 0 | 0 | 0 | -12.5669 | -12.5669 | 3847.0608 | 28776.0149 |  | 0
1915-10-31 | 0 | 0 | 0 | 0 | -12.5669 | -12.5669 | 3834.494 | 28682.0148 |  | 0
1915-11-01 | 0 | 0 | 0 | 0 | -12.5669 | -12.5669 | 3821.9271 | 28588.0147 |  | 0
1915-11-02 | 0 | 0 | 0 | 0 | -12.5669 | -12.5669 | 3809.3602 | 28494.0146 |  | 0
1915-11-03 | 0 | 0 | 0 | 0 | -12.5669 | -12.5669 | 3796.7934 | 28400.0145 |  | 0
1915-11-04 | 0 | 0 | 0 | 0 | -12.5669 | -12.5669 | 3784.2265 | 28306.0144 |  | 0
1915-11-05 | 0 | 0 | 0 | 0 | -12.5669 | -12.5669 | 3771.6597 | 28212.0143 |  | 0
1915-11-06 | 0 | 0 | 0 | 0 | -12.5669 | -12.5669 | 3759.0928 | 28118.0141 |  | 0
1915-11-07 | 0 | 0 | 0 | 0 | -12.5669 | -12.5669 | 3746.5259 | 28024.014 |  | 0
1915-11-08 | 0 | 0 | 0 | 0 | -12.5669 | -12.5669 | 3733.9591 | 27930.0139 |  | 0
1915-11-09 | 0 | 0 | 0 | 0 | -12.5669 | -12.5669 | 3721.3922 | 27836.0138 |  | 0
1915-11-10 | 0.0083333 | 23 | 4.0107 | 4.0107 | 6.4224 | 6.4224 | 3727.8147 | 27884.0537 |  | 0
1915-11-11 | 0 | 0 | 0 | 0 | -12.5669 | -12.5669 | 3715.2478 | 27790.0536 |  | 0
1915-11-12 | 0 | 0 | 0 | 0 | -12.5669 | -12.5669 | 3702.6809 | 27696.0535 |  | 0
1915-11-13 | 0 | 0 | 0 | 0 | -12.5669 | -12.5669 | 3690.1141 | 27602.0534 |  | 0
1915-11-14 | 0 | 0 | 0 | 0 | -12.5669 | -12.5669 | 3677.5472 | 27508.0532 |  | 0
1915-11-15 | 0 | 0 | 0 | 0 | -12.5669 | -12.5669 | 3664.9804 | 27414.0531 |  | 0
1915-11-16 | 0 | 0 | 0 | 0 | -12.5669 | -12.5669 | 3652.4135 | 27320.053 |  | 0
1915-11-17 | 0 | 0 | 0 | 0 | -12.5669 | -12.5669 | 3639.8466 | 27226.0529 |  | 0
1915-11-18 | 0 | 0 | 0 | 0 | -12.5669 | -12.5669 | 3627.2798 | 27132.0528 |  | 0
1915-11-19 | 0 | 0 | 0 | 0 | -12.5669 | -12.5669 | 3614.7129 | 27038.0527 |  | 0
1915-11-20 | 0 | 0 | 0 | 0 | -12.5669 | -12.5669 | 3602.1461 | 26944.0526 |  | 0 | 1
1915-11-21 | 0 | 0 | 0 | 0 | -12.5669 | -12.5669 | 3589.5792 | 26850.0525 |  | 0
1915-11-22 | 0 | 0 | 0 | 0 | -12.5669 | -12.5669 | 3577.0123 | 26756.0523 |  | 0
1915-11-23 | 0 | 0 | 0 | 0 | -12.5669 | -12.5669 | 3564.4455 | 26662.0522 |  | 0
1915-11-24 | 0.0083333 | 23 | 4.0107 | 4.0107 | 6.4224 | 6.4224 | 3570.8679 | 26710.0921 |  | 0
1915-11-25 | 0 | 0 | 0 | 0 | -12.5669 | -12.5669 | 3558.3011 | 26616.092 |  | 0
1915-11-26 | 0 | 0 | 0 | 0 | -12.5669 | -12.5669 | 3545.7342 | 26522.0919 |  | 0
1915-11-27 | 0 | 0 | 0 | 0 | -12.5669 | -12.5669 | 3533.1673 | 26428.0918 |  | 0
1915-11-28 | 0 | 0 | 0 | 0 | -12.5669 | -12.5669 | 3520.6005 | 26334.0917 |  | 0
1915-11-29 | 0 | 0 | 0 | 0 | -12.5669 | -12.5669 | 3508.0336 | 26240.0915 |  | 0
1915-11-30 | 0 | 0 | 0 | 0 | -12.5669 | -12.5669 | 3495.4668 | 26146.0914 |  | 0
1915-12-01 | 0 | 0 | 0 | 0 | -12.5669 | -12.5669 | 3482.8999 | 26052.0913 |  | 0
1915-12-02 | 0 | 0 | 0 | 0 | -12.5669 | -12.5669 | 3470.333 | 25958.0912 |  | 0
1915-12-03 | 0 | 0 | 0 | 0 | -12.5669 | -12.5669 | 3457.7662 | 25864.0911 |  | 0
1915-12-04 | 0 | 0 | 0 | 0 | -12.5669 | -12.5669 | 3445.1993 | 25770.091 |  | 0
1915-12-05 | 0 | 0 | 0 | 0 | -12.5669 | -12.5669 | 3432.6325 | 25676.0909 |  | 0
1915-12-06 | 0 | 0 | 0 | 0 | -12.5669 | -12.5669 | 3420.0656 | 25582.0908 |  | 0
1915-12-07 | 0 | 0 | 0 | 0 | -12.5669 | -12.5669 | 3407.4987 | 25488.0906 |  | 0
1915-12-08 | 0 | 0 | 0 | 0 | -12.5669 | -12.5669 | 3394.9319 | 25394.0905 |  | 0
1915-12-09 | 0 | 0 | 0 | 0 | -12.5669 | -12.5669 | 3382.365 | 25300.0904 |  | 0
1915-12-10 | 0 | 0 | 0 | 0 | -12.5669 | -12.5669 | 3369.7982 | 25206.0903 |  | 0
1915-12-11 | 0 | 0 | 0 | 0 | -12.5669 | -12.5669 | 3357.2313 | 25112.0902 |  | 0
1915-12-12 | 0 | 0 | 0 | 0 | -12.5669 | -12.5669 | 3344.6644 | 25018.0901 |  | 0
1915-12-13 | 0 | 0 | 0 | 0 | -12.5669 | -12.5669 | 3332.0976 | 24924.09 |  | 0
1915-12-14 | 0 | 0 | 0 | 0 | -12.5669 | -12.5669 | 3319.5307 | 24830.0899 |  | 0
1915-12-15 | 0.075 | 207 | 4.0107 | 4.0107 | 190.4224 | 190.4224 | 3509.9532 | 26254.4497 |  | 0
1915-12-16 | 0 | 0 | 0 | 0 | -12.5669 | -12.5669 | 3497.3863 | 26160.4496 |  | 0
1915-12-17 | 0 | 0 | 0 | 0 | -12.5669 | -12.5669 | 3484.8195 | 26066.4495 |  | 0
1915-12-18 | 0 | 0 | 0 | 0 | -12.5669 | -12.5669 | 3472.2526 | 25972.4494 |  | 0
1915-12-19 | 0 | 0 | 0 | 0 | -12.5669 | -12.5669 | 3459.6857 | 25878.4493 |  | 0
1915-12-20 | 0 | 0 | 0 | 0 | -12.5669 | -12.5669 | 3447.1189 | 25784.4492 |  | 0
1915-12-21 | 0 | 0 | 0 | 0 | -12.5669 | -12.5669 | 3434.552 | 25690.4491 |  | 0
1915-12-22 | 0 | 0 | 0 | 0 | -12.5669 | -12.5669 | 3421.9852 | 25596.449 |  | 0
1915-12-23 | 0 | 0 | 0 | 0 | -12.5669 | -12.5669 | 3409.4183 | 25502.4488 |  | 0
1915-12-24 | 0 | 0 | 0 | 0 | -12.5669 | -12.5669 | 3396.8514 | 25408.4487 |  | 0
1915-12-25 | 0 | 0 | 0 | 0 | -12.5669 | -12.5669 | 3384.2846 | 25314.4486 |  | 0
1915-12-26 | 0 | 0 | 0 | 0 | -12.5669 | -12.5669 | 3371.7177 | 25220.4485 |  | 0
1915-12-27 | 0 | 0 | 0 | 0 | -12.5669 | -12.5669 | 3359.1509 | 25126.4484 |  | 0
1915-12-28 | 0 | 0 | 0 | 0 | -12.5669 | -12.5669 | 3346.584 | 25032.4483 |  | 0
1915-12-29 | 0 | 0 | 0 | 0 | -12.5669 | -12.5669 | 3334.0171 | 24938.4482 |  | 0
1915-12-30 | 0 | 0 | 0 | 0 | -12.5669 | -12.5669 | 3321.4503 | 24844.4481 |  | 0
1915-12-31 | 0 | 0 | 0 | 0 | -12.5669 | -12.5669 | 3308.8834 | 24750.4479 |  | 0
1916-01-01 | 0 | 0 | 0 | 0 | -12.5669 | -12.5669 | 3296.3166 | 24656.4478 |  | 0
1916-01-02 | 0 | 0 | 0 | 0 | -12.5669 | -12.5669 | 3283.7497 | 24562.4477 |  | 0
1916-01-03 | 0 | 0 | 0 | 0 | -12.5669 | -12.5669 | 3271.1828 | 24468.4476 |  | 0
1916-01-04 | 0 | 0 | 0 | 0 | -12.5669 | -12.5669 | 3258.616 | 24374.4475 |  | 0
1916-01-05 | 0 | 0 | 0 | 0 | -12.5669 | -12.5669 | 3246.0491 | 24280.4474 |  | 0
1916-01-06 | 0 | 0 | 0 | 0 | -12.5669 | -12.5669 | 3233.4823 | 24186.4473 |  | 0
1916-01-07 | 0 | 0 | 0 | 0 | -12.5669 | -12.5669 | 3220.9154 | 24092.4472 |  | 0
1916-01-08 | 0 | 0 | 0 | 0 | -12.5669 | -12.5669 | 3208.3485 | 23998.447 |  | 0
1916-01-09 | 0 | 0 | 0 | 0 | -12.5669 | -12.5669 | 3195.7817 | 23904.4469 |  | 0
1916-01-10 | 0 | 0 | 0 | 0 | -12.5669 | -12.5669 | 3183.2148 | 23810.4468 |  | 0
1916-01-11 | 0 | 0 | 0 | 0 | -12.5669 | -12.5669 | 3170.648 | 23716.4467 |  | 0
1916-01-12 | 0.041667 | 115 | 4.0107 | 4.0107 | 98.4224 | 98.4224 | 3269.0704 | 24452.6466 |  | 0
1916-01-13 | 0 | 0 | 0 | 0 | -12.5669 | -12.5669 | 3256.5035 | 24358.6465 |  | 0
1916-01-14 | 0 | 0 | 0 | 0 | -12.5669 | -12.5669 | 3243.9367 | 24264.6464 |  | 0
1916-01-15 | 0 | 0 | 0 | 0 | -12.5669 | -12.5669 | 3231.3698 | 24170.6462 |  | 0
1916-01-16 | 0 | 0 | 0 | 0 | -12.5669 | -12.5669 | 3218.803 | 24076.6461 |  | 0
1916-01-17 | 0.0083333 | 23 | 4.0107 | 4.0107 | 6.4224 | 6.4224 | 3225.2254 | 24124.686 |  | 0
1916-01-18 | 0 | 0 | 0 | 0 | -12.5669 | -12.5669 | 3212.6585 | 24030.6859 |  | 0
1916-01-19 | 0 | 0 | 0 | 0 | -12.5669 | -12.5669 | 3200.0917 | 23936.6858 |  | 0
1916-01-20 | 0.029167 | 80.5 | 4.0107 | 4.0107 | 63.9224 | 63.9224 | 3264.0141 | 24414.8257 |  | 0
1916-01-21 | 0.05 | 138 | 4.0107 | 4.0107 | 121.4224 | 121.4224 | 3385.4366 | 25323.0656 |  | 0
1916-01-22 | 0 | 0 | 0 | 0 | -12.5669 | -12.5669 | 3372.8697 | 25229.0655 |  | 0
1916-01-23 | 0 | 0 | 0 | 0 | -12.5669 | -12.5669 | 3360.3029 | 25135.0653 |  | 0
1916-01-24 | 0 | 0 | 0 | 0 | -12.5669 | -12.5669 | 3347.736 | 25041.0652 |  | 0
1916-01-25 | 0 | 0 | 0 | 0 | -12.5669 | -12.5669 | 3335.1691 | 24947.0651 |  | 0
1916-01-26 | 0 | 0 | 0 | 0 | -12.5669 | -12.5669 | 3322.6023 | 24853.065 |  | 0
1916-01-27 | 0 | 0 | 0 | 0 | -12.5669 | -12.5669 | 3310.0354 | 24759.0649 |  | 0
1916-01-28 | 0.016667 | 46 | 4.0107 | 4.0107 | 29.4224 | 29.4224 | 3339.4579 | 24979.1448 |  | 0
1916-01-29 | 0 | 0 | 0 | 0 | -12.5669 | -12.5669 | 3326.891 | 24885.1447 |  | 0
1916-01-30 | 0 | 0 | 0 | 0 | -12.5669 | -12.5669 | 3314.3241 | 24791.1446 |  | 0
1916-01-31 | 0 | 0 | 0 | 0 | -12.5669 | -12.5669 | 3301.7573 | 24697.1444 |  | 0
1916-02-01 | 0 | 0 | 0 | 0 | -12.5669 | -12.5669 | 3289.1904 | 24603.1443 |  | 0
1916-02-02 | 0 | 0 | 0 | 0 | -12.5669 | -12.5669 | 3276.6236 | 24509.1442 |  | 0
1916-02-03 | 0 | 0 | 0 | 0 | -12.5669 | -12.5669 | 3264.0567 | 24415.1441 |  | 0
1916-02-04 | 0 | 0 | 0 | 0 | -12.5669 | -12.5669 | 3251.4898 | 24321.144 |  | 0
1916-02-05 | 0 | 0 | 0 | 0 | -12.5669 | -12.5669 | 3238.923 | 24227.1439 |  | 0
1916-02-06 | 0 | 0 | 0 | 0 | -12.5669 | -12.5669 | 3226.3561 | 24133.1438 |  | 0
1916-02-07 | 0 | 0 | 0 | 0 | -12.5669 | -12.5669 | 3213.7893 | 24039.1437 |  | 0
1916-02-08 | 0 | 0 | 0 | 0 | -12.5669 | -12.5669 | 3201.2224 | 23945.1435 |  | 0
1916-02-09 | 0 | 0 | 0 | 0 | -12.5669 | -12.5669 | 3188.6555 | 23851.1434 |  | 0
1916-02-10 | 0 | 0 | 0 | 0 | -12.5669 | -12.5669 | 3176.0887 | 23757.1433 |  | 0
1916-02-11 | 0 | 0 | 0 | 0 | -12.5669 | -12.5669 | 3163.5218 | 23663.1432 |  | 0
1916-02-12 | 0 | 0 | 0 | 0 | -12.5669 | -12.5669 | 3150.955 | 23569.1431 |  | 0
1916-02-13 | 0 | 0 | 0 | 0 | -12.5669 | -12.5669 | 3138.3881 | 23475.143 |  | 0
1916-02-14 | 0 | 0 | 0 | 0 | -12.5669 | -12.5669 | 3125.8212 | 23381.1429 |  | 0
1916-02-15 | 0 | 0 | 0 | 0 | -12.5669 | -12.5669 | 3113.2544 | 23287.1428 |  | 0
1916-02-16 | 0 | 0 | 0 | 0 | -12.5669 | -12.5669 | 3100.6875 | 23193.1426 |  | 0
1916-02-17 | 0 | 0 | 0 | 0 | -12.5669 | -12.5669 | 3088.1207 | 23099.1425 |  | 0
1916-02-18 | 0 | 0 | 0 | 0 | -12.5669 | -12.5669 | 3075.5538 | 23005.1424 |  | 0
1916-02-19 | 0 | 0 | 0 | 0 | -12.5669 | -12.5669 | 3062.9869 | 22911.1423 |  | 0
1916-02-20 | 0 | 0 | 0 | 0 | -12.5669 | -12.5669 | 3050.4201 | 22817.1422 |  | 0
1916-02-21 | 0 | 0 | 0 | 0 | -12.5669 | -12.5669 | 3037.8532 | 22723.1421 |  | 0
1916-02-22 | 0 | 0 | 0 | 0 | -12.5669 | -12.5669 | 3025.2864 | 22629.142 |  | 0
1916-02-23 | 0 | 0 | 0 | 0 | -12.5669 | -12.5669 | 3012.7195 | 22535.1418 |  | 0
1916-02-24 | 0 | 0 | 0 | 0 | -12.5669 | -12.5669 | 3000.1526 | 22441.1417 |  | 0
1916-02-25 | 0 | 0 | 0 | 0 | -12.5669 | -12.5669 | 2987.5858 | 22347.1416 |  | 0
1916-02-26 | 0 | 0 | 0 | 0 | -12.5669 | -12.5669 | 2975.0189 | 22253.1415 |  | 0
1916-02-27 | 0 | 0 | 0 | 0 | -12.5669 | -12.5669 | 2962.4521 | 22159.1414 |  | 0
1916-02-28 | 0 | 0 | 0 | 0 | -12.5669 | -12.5669 | 2949.8852 | 22065.1413 |  | 0
1916-02-29 | 0 | 0 | 0 | 0 | -12.5669 | -12.5669 | 2937.3183 | 21971.1412 |  | 0
1916-03-01 | 0 | 0 | 0 | 0 | -12.5669 | -12.5669 | 2924.7515 | 21877.1411 |  | 0
1916-03-02 | 0 | 0 | 0 | 0 | -12.5669 | -12.5669 | 2912.1846 | 21783.1409 |  | 0
1916-03-03 | 0 | 0 | 0 | 0 | -12.5669 | -12.5669 | 2899.6178 | 21689.1408 |  | 0
1916-03-04 | 0 | 0 | 0 | 0 | -12.5669 | -12.5669 | 2887.0509 | 21595.1407 |  | 0
1916-03-05 | 0 | 0 | 0 | 0 | -12.5669 | -12.5669 | 2874.484 | 21501.1406 |  | 0
1916-03-06 | 0 | 0 | 0 | 0 | -12.5669 | -12.5669 | 2861.9172 | 21407.1405 |  | 0
1916-03-07 | 0 | 0 | 0 | 0 | -12.5669 | -12.5669 | 2849.3503 | 21313.1404 |  | 0
1916-03-08 | 0 | 0 | 0 | 0 | -12.5669 | -12.5669 | 2836.7835 | 21219.1403 |  | 0
1916-03-09 | 0 | 0 | 0 | 0 | -12.5669 | -12.5669 | 2824.2166 | 21125.1402 |  | 0
1916-03-10 | 0 | 0 | 0 | 0 | -12.5669 | -12.5669 | 2811.6497 | 21031.14 |  | 0
1916-03-11 | 0 | 0 | 0 | 0 | -12.5669 | -12.5669 | 2799.0829 | 20937.1399 |  | 0
1916-03-12 | 0 | 0 | 0 | 0 | -12.5669 | -12.5669 | 2786.516 | 20843.1398 |  | 0
1916-03-13 | 0 | 0 | 0 | 0 | -12.5669 | -12.5669 | 2773.9492 | 20749.1397 |  | 0
1916-03-14 | 0 | 0 | 0 | 0 | -12.5669 | -12.5669 | 2761.3823 | 20655.1396 |  | 0
1916-03-15 | 0 | 0 | 0 | 0 | -12.5669 | -12.5669 | 2748.8154 | 20561.1395 |  | 0
1916-03-16 | 0 | 0 | 0 | 0 | -12.5669 | -12.5669 | 2736.2486 | 20467.1394 |  | 0
1916-03-17 | 0 | 0 | 0 | 0 | -12.5669 | -12.5669 | 2723.6817 | 20373.1393 |  | 0
1916-03-18 | 0 | 0 | 0 | 0 | -12.5669 | -12.5669 | 2711.1149 | 20279.1391 |  | 0
1916-03-19 | 0 | 0 | 0 | 0 | -12.5669 | -12.5669 | 2698.548 | 20185.139 |  | 0
1916-03-20 | 0 | 0 | 0 | 0 | -12.5669 | -12.5669 | 2685.9811 | 20091.1389 |  | 0
1916-03-21 | 0 | 0 | 0 | 0 | -12.5669 | -12.5669 | 2673.4143 | 19997.1388 |  | 0
1916-03-22 | 0 | 0 | 0 | 0 | -12.5669 | -12.5669 | 2660.8474 | 19903.1387 |  | 0
1916-03-23 | 0.016667 | 46 | 4.0107 | 4.0107 | 29.4224 | 29.4224 | 2690.2699 | 20123.2186 |  | 0
1916-03-24 | 0 | 0 | 0 | 0 | -12.5669 | -12.5669 | 2677.703 | 20029.2185 |  | 0
1916-03-25 | 0 | 0 | 0 | 0 | -12.5669 | -12.5669 | 2665.1361 | 19935.2184 |  | 0
1916-03-26 | 0 | 0 | 0 | 0 | -12.5669 | -12.5669 | 2652.5693 | 19841.2182 |  | 0
1916-03-27 | 0 | 0 | 0 | 0 | -12.5669 | -12.5669 | 2640.0024 | 19747.2181 |  | 0
1916-03-28 | 0 | 0 | 0 | 0 | -12.5669 | -12.5669 | 2627.4356 | 19653.218 |  | 0
1916-03-29 | 0 | 0 | 0 | 0 | -12.5669 | -12.5669 | 2614.8687 | 19559.2179 |  | 0
1916-03-30 | 0 | 0 | 0 | 0 | -12.5669 | -12.5669 | 2602.3018 | 19465.2178 |  | 0
1916-03-31 | 0.14583 | 402.5 | 4.0107 | 4.0107 | 385.9224 | 385.9224 | 2988.2243 | 22351.9177 |  | 0
1916-04-01 | 0.091667 | 253 | 4.0107 | 4.0107 | 236.4224 | 236.4224 | 3224.6467 | 24120.3576 |  | 0
1916-04-02 | 0.10833 | 299 | 4.0107 | 4.0107 | 282.4224 | 282.4224 | 3507.0692 | 26232.8774 |  | 0
1916-04-03 | 0 | 0 | 0 | 0 | -12.5669 | -12.5669 | 3494.5023 | 26138.8773 |  | 0
1916-04-04 | 0 | 0 | 0 | 0 | -12.5669 | -12.5669 | 3481.9355 | 26044.8772 |  | 0
1916-04-05 | 0.029167 | 80.5 | 4.0107 | 4.0107 | 63.9224 | 63.9224 | 3545.8579 | 26523.0171 |  | 0
1916-04-06 | 0.045833 | 126.5 | 4.0107 | 4.0107 | 109.9224 | 109.9224 | 3655.7803 | 27345.237 |  | 0
1916-04-07 | 0 | 0 | 0 | 0 | -12.5669 | -12.5669 | 3643.2135 | 27251.2369 |  | 0
1916-04-08 | 0 | 0 | 0 | 0 | -12.5669 | -12.5669 | 3630.6466 | 27157.2368 |  | 0
1916-04-09 | 0 | 0 | 0 | 0 | -12.5669 | -12.5669 | 3618.0798 | 27063.2367 |  | 0
1916-04-10 | 0 | 0 | 0 | 0 | -12.5669 | -12.5669 | 3605.5129 | 26969.2365 |  | 0
1916-04-11 | 0 | 0 | 0 | 0 | -12.5669 | -12.5669 | 3592.946 | 26875.2364 |  | 0
1916-04-12 | 0 | 0 | 0 | 0 | -12.5669 | -12.5669 | 3580.3792 | 26781.2363 |  | 0
1916-04-13 | 0.066667 | 184 | 4.0107 | 4.0107 | 167.4224 | 167.4224 | 3747.8016 | 28033.5562 |  | 0
1916-04-14 | 0.041667 | 115 | 4.0107 | 4.0107 | 98.4224 | 98.4224 | 3846.2241 | 28769.7561 |  | 0
1916-04-15 | 0.12083 | 333.5 | 4.0107 | 4.0107 | 316.9224 | 316.9224 | 3997.8631 | 29904.0163 |  | 152.7165
1916-04-16 | 0 | 0 | 0 | 0 | -12.5669 | -12.5669 | 3985.2963 | 29810.0162 |  | 0
1916-04-17 | 0 | 0 | 0 | 0 | -12.5669 | -12.5669 | 3972.7294 | 29716.0161 |  | 0
1916-04-18 | 0 | 0 | 0 | 0 | -12.5669 | -12.5669 | 3960.1626 | 29622.0159 |  | 0
1916-04-19 | 0 | 0 | 0 | 0 | -12.5669 | -12.5669 | 3947.5957 | 29528.0158 |  | 0
1916-04-20 | 0 | 0 | 0 | 0 | -12.5669 | -12.5669 | 3935.0288 | 29434.0157 |  | 0
1916-04-21 | 0 | 0 | 0 | 0 | -12.5669 | -12.5669 | 3922.462 | 29340.0156 |  | 0
1916-04-22 | 0 | 0 | 0 | 0 | -12.5669 | -12.5669 | 3909.8951 | 29246.0155 |  | 0
1916-04-23 | 0.0083333 | 23 | 4.0107 | 4.0107 | 6.4224 | 6.4224 | 3916.3176 | 29294.0554 |  | 0
1916-04-24 | 0 | 0 | 0 | 0 | -12.5669 | -12.5669 | 3903.7507 | 29200.0553 |  | 0
1916-04-25 | 0 | 0 | 0 | 0 | -12.5669 | -12.5669 | 3891.1838 | 29106.0552 |  | 0
1916-04-26 | 0 | 0 | 0 | 0 | -12.5669 | -12.5669 | 3878.617 | 29012.055 |  | 0
1916-04-27 | 0 | 0 | 0 | 0 | -12.5669 | -12.5669 | 3866.0501 | 28918.0549 |  | 0
1916-04-28 | 0 | 0 | 0 | 0 | -12.5669 | -12.5669 | 3853.4833 | 28824.0548 |  | 0
1916-04-29 | 0 | 0 | 0 | 0 | -12.5669 | -12.5669 | 3840.9164 | 28730.0547 |  | 0
1916-04-30 | 0.045833 | 126.5 | 4.0107 | 4.0107 | 109.9224 | 109.9224 | 3950.8388 | 29552.2746 |  | 0
1916-05-01 | 0 | 0 | 0 | 0 | -12.5669 | -12.5669 | 3938.272 | 29458.2745 |  | 0
1916-05-02 | 0.029167 | 80.5 | 4.0107 | 4.0107 | 63.9224 | 63.9224 | 4002.1944 | 29936.4144 |  | 0
1916-05-03 | 0 | 0 | 0 | 0 | -12.5669 | -12.5669 | 3989.6276 | 29842.4143 |  | 0
1916-05-04 | 0 | 0 | 0 | 0 | -12.5669 | -12.5669 | 3977.0607 | 29748.4141 |  | 0
1916-05-05 | 0 | 0 | 0 | 0 | -12.5669 | -12.5669 | 3964.4939 | 29654.414 |  | 0
1916-05-06 | 0 | 0 | 0 | 0 | -12.5669 | -12.5669 | 3951.927 | 29560.4139 |  | 0
1916-05-07 | 0 | 0 | 0 | 0 | -12.5669 | -12.5669 | 3939.3601 | 29466.4138 |  | 0
1916-05-08 | 0 | 0 | 0 | 0 | -12.5669 | -12.5669 | 3926.7933 | 29372.4137 |  | 0
1916-05-09 | 0 | 0 | 0 | 0 | -12.5669 | -12.5669 | 3914.2264 | 29278.4136 |  | 0
1916-05-10 | 0 | 0 | 0 | 0 | -12.5669 | -12.5669 | 3901.6596 | 29184.4135 |  | 0
1916-05-11 | 0 | 0 | 0 | 0 | -12.5669 | -12.5669 | 3889.0927 | 29090.4134 |  | 0
1916-05-12 | 0 | 0 | 0 | 0 | -12.5669 | -12.5669 | 3876.5258 | 28996.4132 |  | 0
1916-05-13 | 0 | 0 | 0 | 0 | -12.5669 | -12.5669 | 3863.959 | 28902.4131 |  | 0
1916-05-14 | 0 | 0 | 0 | 0 | -12.5669 | -12.5669 | 3851.3921 | 28808.413 |  | 0
1916-05-15 | 0 | 0 | 0 | 0 | -12.5669 | -12.5669 | 3838.8253 | 28714.4129 |  | 0
1916-05-16 | 0 | 0 | 0 | 0 | -12.5669 | -12.5669 | 3826.2584 | 28620.4128 |  | 0
1916-05-17 | 0.079167 | 218.5 | 4.0107 | 4.0107 | 201.9224 | 201.9224 | 3997.8631 | 29904.0163 |  | 17.7508
1916-05-18 | 0 | 0 | 0 | 0 | -12.5669 | -12.5669 | 3985.2963 | 29810.0162 |  | 0
1916-05-19 | 0 | 0 | 0 | 0 | -12.5669 | -12.5669 | 3972.7294 | 29716.0161 |  | 0
1916-05-20 | 0.0125 | 34.5 | 4.0107 | 4.0107 | 17.9224 | 17.9224 | 3990.6519 | 29850.0759 |  | 0
1916-05-21 | 0 | 0 | 0 | 0 | -12.5669 | -12.5669 | 3978.085 | 29756.0758 |  | 0
1916-05-22 | 0 | 0 | 0 | 0 | -12.5669 | -12.5669 | 3965.5181 | 29662.0757 |  | 0
1916-05-23 | 0 | 0 | 0 | 0 | -12.5669 | -12.5669 | 3952.9513 | 29568.0756 |  | 0
1916-05-24 | 0 | 0 | 0 | 0 | -12.5669 | -12.5669 | 3940.3844 | 29474.0755 |  | 0
1916-05-25 | 0 | 0 | 0 | 0 | -12.5669 | -12.5669 | 3927.8176 | 29380.0754 |  | 0
1916-05-26 | 0 | 0 | 0 | 0 | -12.5669 | -12.5669 | 3915.2507 | 29286.0753 |  | 0
1916-05-27 | 0 | 0 | 0 | 0 | -12.5669 | -12.5669 | 3902.6838 | 29192.0752 |  | 0
1916-05-28 | 0 | 0 | 0 | 0 | -12.5669 | -12.5669 | 3890.117 | 29098.075 |  | 0
1916-05-29 | 0 | 0 | 0 | 0 | -12.5669 | -12.5669 | 3877.5501 | 29004.0749 |  | 0
1916-05-30 | 0 | 0 | 0 | 0 | -12.5669 | -12.5669 | 3864.9833 | 28910.0748 |  | 0
1916-05-31 | 0 | 0 | 0 | 0 | -12.5669 | -12.5669 | 3852.4164 | 28816.0747 |  | 0
1916-06-01 | 0 | 0 | 0 | 0 | -12.5669 | -12.5669 | 3839.8495 | 28722.0746 |  | 0
1916-06-02 | 0 | 0 | 0 | 0 | -12.5669 | -12.5669 | 3827.2827 | 28628.0745 |  | 0
1916-06-03 | 0 | 0 | 0 | 0 | -12.5669 | -12.5669 | 3814.7158 | 28534.0744 |  | 0
1916-06-04 | 0 | 0 | 0 | 0 | -12.5669 | -12.5669 | 3802.149 | 28440.0743 |  | 0
1916-06-05 | 0 | 0 | 0 | 0 | -12.5669 | -12.5669 | 3789.5821 | 28346.0741 |  | 0
1916-06-06 | 0 | 0 | 0 | 0 | -12.5669 | -12.5669 | 3777.0152 | 28252.074 |  | 0
1916-06-07 | 0 | 0 | 0 | 0 | -12.5669 | -12.5669 | 3764.4484 | 28158.0739 |  | 0
1916-06-08 | 0 | 0 | 0 | 0 | -12.5669 | -12.5669 | 3751.8815 | 28064.0738 |  | 0
1916-06-09 | 0 | 0 | 0 | 0 | -12.5669 | -12.5669 | 3739.3147 | 27970.0737 |  | 0
1916-06-10 | 0.0125 | 34.5 | 4.0107 | 4.0107 | 17.9224 | 17.9224 | 3757.2371 | 28104.1336 |  | 0
1916-06-11 | 0 | 0 | 0 | 0 | -12.5669 | -12.5669 | 3744.6702 | 28010.1335 |  | 0
1916-06-12 | 0.0375 | 103.5 | 4.0107 | 4.0107 | 86.9224 | 86.9224 | 3831.5927 | 28660.3134 |  | 0
1916-06-13 | 0 | 0 | 0 | 0 | -12.5669 | -12.5669 | 3819.0258 | 28566.3132 |  | 0
1916-06-14 | 0 | 0 | 0 | 0 | -12.5669 | -12.5669 | 3806.459 | 28472.3131 |  | 0
1916-06-15 | 0.041667 | 115 | 4.0107 | 4.0107 | 98.4224 | 98.4224 | 3904.8814 | 29208.513 |  | 0
1916-06-16 | 0.0125 | 34.5 | 4.0107 | 4.0107 | 17.9224 | 17.9224 | 3922.8039 | 29342.5729 |  | 0
1916-06-17 | 0 | 0 | 0 | 0 | -12.5669 | -12.5669 | 3910.237 | 29248.5728 |  | 0
1916-06-18 | 0 | 0 | 0 | 0 | -12.5669 | -12.5669 | 3897.6701 | 29154.5727 |  | 0
1916-06-19 | 0 | 0 | 0 | 0 | -12.5669 | -12.5669 | 3885.1033 | 29060.5726 |  | 0
1916-06-20 | 0 | 0 | 0 | 0 | -12.5669 | -12.5669 | 3872.5364 | 28966.5725 |  | 0
1916-06-21 | 0 | 0 | 0 | 0 | -12.5669 | -12.5669 | 3859.9696 | 28872.5723 |  | 0
1916-06-22 | 0 | 0 | 0 | 0 | -12.5669 | -12.5669 | 3847.4027 | 28778.5722 |  | 0
1916-06-23 | 0 | 0 | 0 | 0 | -12.5669 | -12.5669 | 3834.8358 | 28684.5721 |  | 0
1916-06-24 | 0 | 0 | 0 | 0 | -12.5669 | -12.5669 | 3822.269 | 28590.572 |  | 0
1916-06-25 | 0.054167 | 149.5 | 4.0107 | 4.0107 | 132.9224 | 132.9224 | 3955.1914 | 29584.8319 |  | 0
1916-06-26 | 0 | 0 | 0 | 0 | -12.5669 | -12.5669 | 3942.6246 | 29490.8318 |  | 0
1916-06-27 | 0 | 0 | 0 | 0 | -12.5669 | -12.5669 | 3930.0577 | 29396.8317 |  | 0
1916-06-28 | 0 | 0 | 0 | 0 | -12.5669 | -12.5669 | 3917.4908 | 29302.8315 |  | 0
1916-06-29 | 0 | 0 | 0 | 0 | -12.5669 | -12.5669 | 3904.924 | 29208.8314 |  | 0
1916-06-30 | 0 | 0 | 0 | 0 | -12.5669 | -12.5669 | 3892.3571 | 29114.8313 |  | 0
1916-07-01 | 0 | 0 | 0 | 0 | -12.5669 | -12.5669 | 3879.7903 | 29020.8312 |  | 0
1916-07-02 | 0 | 0 | 0 | 0 | -12.5669 | -12.5669 | 3867.2234 | 28926.8311 |  | 0
1916-07-03 | 0 | 0 | 0 | 0 | -12.5669 | -12.5669 | 3854.6565 | 28832.831 |  | 0
1916-07-04 | 0 | 0 | 0 | 0 | -12.5669 | -12.5669 | 3842.0897 | 28738.8309 |  | 0
1916-07-05 | 0.041667 | 115 | 4.0107 | 4.0107 | 98.4224 | 98.4224 | 3940.5121 | 29475.0308 |  | 0
1916-07-06 | 0 | 0 | 0 | 0 | -12.5669 | -12.5669 | 3927.9453 | 29381.0306 |  | 0
1916-07-07 | 0 | 0 | 0 | 0 | -12.5669 | -12.5669 | 3915.3784 | 29287.0305 |  | 0
1916-07-08 | 0 | 0 | 0 | 0 | -12.5669 | -12.5669 | 3902.8116 | 29193.0304 |  | 0
1916-07-09 | 0 | 0 | 0 | 0 | -12.5669 | -12.5669 | 3890.2447 | 29099.0303 |  | 0
1916-07-10 | 0 | 0 | 0 | 0 | -12.5669 | -12.5669 | 3877.6778 | 29005.0302 |  | 0
1916-07-11 | 0 | 0 | 0 | 0 | -12.5669 | -12.5669 | 3865.111 | 28911.0301 |  | 0
1916-07-12 | 0 | 0 | 0 | 0 | -12.5669 | -12.5669 | 3852.5441 | 28817.03 |  | 0
1916-07-13 | 0 | 0 | 0 | 0 | -12.5669 | -12.5669 | 3839.9773 | 28723.0299 |  | 0
1916-07-14 | 0 | 0 | 0 | 0 | -12.5669 | -12.5669 | 3827.4104 | 28629.0297 |  | 0
1916-07-15 | 0 | 0 | 0 | 0 | -12.5669 | -12.5669 | 3814.8435 | 28535.0296 |  | 0
1916-07-16 | 0 | 0 | 0 | 0 | -12.5669 | -12.5669 | 3802.2767 | 28441.0295 |  | 0
1916-07-17 | 0.0083333 | 23 | 4.0107 | 4.0107 | 6.4224 | 6.4224 | 3808.6991 | 28489.0694 |  | 0
1916-07-18 | 0 | 0 | 0 | 0 | -12.5669 | -12.5669 | 3796.1323 | 28395.0693 |  | 0
1916-07-19 | 0 | 0 | 0 | 0 | -12.5669 | -12.5669 | 3783.5654 | 28301.0692 |  | 0
1916-07-20 | 0.10833 | 299 | 4.0107 | 4.0107 | 282.4224 | 282.4224 | 3997.8631 | 29904.0163 |  | 55.5578
1916-07-21 | 0 | 0 | 0 | 0 | -12.5669 | -12.5669 | 3985.2963 | 29810.0162 |  | 0
1916-07-22 | 0 | 0 | 0 | 0 | -12.5669 | -12.5669 | 3972.7294 | 29716.0161 |  | 0
1916-07-23 | 0 | 0 | 0 | 0 | -12.5669 | -12.5669 | 3960.1626 | 29622.0159 |  | 0
1916-07-24 | 0 | 0 | 0 | 0 | -12.5669 | -12.5669 | 3947.5957 | 29528.0158 |  | 0
1916-07-25 | 0 | 0 | 0 | 0 | -12.5669 | -12.5669 | 3935.0288 | 29434.0157 |  | 0
1916-07-26 | 0 | 0 | 0 | 0 | -12.5669 | -12.5669 | 3922.462 | 29340.0156 |  | 0
1916-07-27 | 0 | 0 | 0 | 0 | -12.5669 | -12.5669 | 3909.8951 | 29246.0155 |  | 0
1916-07-28 | 0 | 0 | 0 | 0 | -12.5669 | -12.5669 | 3897.3283 | 29152.0154 |  | 0
1916-07-29 | 0.020833 | 57.5 | 4.0107 | 4.0107 | 40.9224 | 40.9224 | 3938.2507 | 29458.1153 |  | 0
1916-07-30 | 0 | 0 | 0 | 0 | -12.5669 | -12.5669 | 3925.6838 | 29364.1152 |  | 0
1916-07-31 | 0 | 0 | 0 | 0 | -12.5669 | -12.5669 | 3913.117 | 29270.115 |  | 0
1916-08-01 | 0 | 0 | 0 | 0 | -12.5669 | -12.5669 | 3900.5501 | 29176.1149 |  | 0
1916-08-02 | 0 | 0 | 0 | 0 | -12.5669 | -12.5669 | 3887.9833 | 29082.1148 |  | 0
1916-08-03 | 0 | 0 | 0 | 0 | -12.5669 | -12.5669 | 3875.4164 | 28988.1147 |  | 0
1916-08-04 | 0 | 0 | 0 | 0 | -12.5669 | -12.5669 | 3862.8495 | 28894.1146 |  | 0
1916-08-05 | 0 | 0 | 0 | 0 | -12.5669 | -12.5669 | 3850.2827 | 28800.1145 |  | 0
1916-08-06 | 0 | 0 | 0 | 0 | -12.5669 | -12.5669 | 3837.7158 | 28706.1144 |  | 0
1916-08-07 | 0 | 0 | 0 | 0 | -12.5669 | -12.5669 | 3825.149 | 28612.1143 |  | 0
1916-08-08 | 0 | 0 | 0 | 0 | -12.5669 | -12.5669 | 3812.5821 | 28518.1141 |  | 0
1916-08-09 | 0 | 0 | 0 | 0 | -12.5669 | -12.5669 | 3800.0152 | 28424.114 |  | 0
1916-08-10 | 0 | 0 | 0 | 0 | -12.5669 | -12.5669 | 3787.4484 | 28330.1139 |  | 0
1916-08-11 | 0 | 0 | 0 | 0 | -12.5669 | -12.5669 | 3774.8815 | 28236.1138 |  | 0
1916-08-12 | 0 | 0 | 0 | 0 | -12.5669 | -12.5669 | 3762.3147 | 28142.1137 |  | 0
1916-08-13 | 0 | 0 | 0 | 0 | -12.5669 | -12.5669 | 3749.7478 | 28048.1136 |  | 0
1916-08-14 | 0 | 0 | 0 | 0 | -12.5669 | -12.5669 | 3737.1809 | 27954.1135 |  | 0
1916-08-15 | 0 | 0 | 0 | 0 | -12.5669 | -12.5669 | 3724.6141 | 27860.1134 |  | 0
1916-08-16 | 0 | 0 | 0 | 0 | -12.5669 | -12.5669 | 3712.0472 | 27766.1132 |  | 0
1916-08-17 | 0 | 0 | 0 | 0 | -12.5669 | -12.5669 | 3699.4804 | 27672.1131 |  | 0
1916-08-18 | 0 | 0 | 0 | 0 | -12.5669 | -12.5669 | 3686.9135 | 27578.113 |  | 0
1916-08-19 | 0 | 0 | 0 | 0 | -12.5669 | -12.5669 | 3674.3466 | 27484.1129 |  | 0
1916-08-20 | 0 | 0 | 0 | 0 | -12.5669 | -12.5669 | 3661.7798 | 27390.1128 |  | 0
1916-08-21 | 0 | 0 | 0 | 0 | -12.5669 | -12.5669 | 3649.2129 | 27296.1127 |  | 0
1916-08-22 | 0.091667 | 253 | 4.0107 | 4.0107 | 236.4224 | 236.4224 | 3885.6354 | 29064.5526 |  | 0
1916-08-23 | 0 | 0 | 0 | 0 | -12.5669 | -12.5669 | 3873.0685 | 28970.5525 |  | 0
1916-08-24 | 0 | 0 | 0 | 0 | -12.5669 | -12.5669 | 3860.5016 | 28876.5523 |  | 0
1916-08-25 | 0 | 0 | 0 | 0 | -12.5669 | -12.5669 | 3847.9348 | 28782.5522 |  | 0
1916-08-26 | 0 | 0 | 0 | 0 | -12.5669 | -12.5669 | 3835.3679 | 28688.5521 |  | 0
1916-08-27 | 0 | 0 | 0 | 0 | -12.5669 | -12.5669 | 3822.8011 | 28594.552 |  | 0
1916-08-28 | 0 | 0 | 0 | 0 | -12.5669 | -12.5669 | 3810.2342 | 28500.5519 |  | 0
1916-08-29 | 0 | 0 | 0 | 0 | -12.5669 | -12.5669 | 3797.6673 | 28406.5518 |  | 0
1916-08-30 | 0 | 0 | 0 | 0 | -12.5669 | -12.5669 | 3785.1005 | 28312.5517 |  | 0
1916-08-31 | 0.12083 | 333.5 | 4.0107 | 4.0107 | 316.9224 | 316.9224 | 3997.8631 | 29904.0163 |  | 91.5929
1916-09-01 | 0 | 0 | 0 | 0 | -12.5669 | -12.5669 | 3985.2963 | 29810.0162 |  | 0
1916-09-02 | 0.016667 | 46 | 4.0107 | 4.0107 | 29.4224 | 29.4224 | 3997.8631 | 29904.0163 |  | 4.2887
1916-09-03 | 0 | 0 | 0 | 0 | -12.5669 | -12.5669 | 3985.2963 | 29810.0162 |  | 0
1916-09-04 | 0 | 0 | 0 | 0 | -12.5669 | -12.5669 | 3972.7294 | 29716.0161 |  | 0
1916-09-05 | 0 | 0 | 0 | 0 | -12.5669 | -12.5669 | 3960.1626 | 29622.0159 |  | 0
1916-09-06 | 0 | 0 | 0 | 0 | -12.5669 | -12.5669 | 3947.5957 | 29528.0158 |  | 0
1916-09-07 | 0.025 | 69 | 4.0107 | 4.0107 | 52.4224 | 52.4224 | 4000.0181 | 29920.1357 |  | 0
1916-09-08 | 0 | 0 | 0 | 0 | -12.5669 | -12.5669 | 3987.4513 | 29826.1356 |  | 0
1916-09-09 | 0 | 0 | 0 | 0 | -12.5669 | -12.5669 | 3974.8844 | 29732.1355 |  | 0
1916-09-10 | 0 | 0 | 0 | 0 | -12.5669 | -12.5669 | 3962.3176 | 29638.1354 |  | 0
1916-09-11 | 0 | 0 | 0 | 0 | -12.5669 | -12.5669 | 3949.7507 | 29544.1353 |  | 0
1916-09-12 | 0.0083333 | 23 | 4.0107 | 4.0107 | 6.4224 | 6.4224 | 3956.1731 | 29592.1752 |  | 0
1916-09-13 | 0 | 0 | 0 | 0 | -12.5669 | -12.5669 | 3943.6063 | 29498.175 |  | 0
1916-09-14 | 0 | 0 | 0 | 0 | -12.5669 | -12.5669 | 3931.0394 | 29404.1749 |  | 0
1916-09-15 | 0 | 0 | 0 | 0 | -12.5669 | -12.5669 | 3918.4726 | 29310.1748 |  | 0
1916-09-16 | 0 | 0 | 0 | 0 | -12.5669 | -12.5669 | 3905.9057 | 29216.1747 |  | 0
1916-09-17 | 0 | 0 | 0 | 0 | -12.5669 | -12.5669 | 3893.3388 | 29122.1746 |  | 0
1916-09-18 | 0 | 0 | 0 | 0 | -12.5669 | -12.5669 | 3880.772 | 29028.1745 |  | 0
1916-09-19 | 0 | 0 | 0 | 0 | -12.5669 | -12.5669 | 3868.2051 | 28934.1744 |  | 0
1916-09-20 | 0 | 0 | 0 | 0 | -12.5669 | -12.5669 | 3855.6383 | 28840.1743 |  | 0
1916-09-21 | 0 | 0 | 0 | 0 | -12.5669 | -12.5669 | 3843.0714 | 28746.1741 |  | 0
1916-09-22 | 0 | 0 | 0 | 0 | -12.5669 | -12.5669 | 3830.5045 | 28652.174 |  | 0
1916-09-23 | 0 | 0 | 0 | 0 | -12.5669 | -12.5669 | 3817.9377 | 28558.1739 |  | 0
1916-09-24 | 0.066667 | 184 | 4.0107 | 4.0107 | 167.4224 | 167.4224 | 3985.3601 | 29810.4938 |  | 0
1916-09-25 | 0 | 0 | 0 | 0 | -12.5669 | -12.5669 | 3972.7933 | 29716.4937 |  | 0
1916-09-26 | 0 | 0 | 0 | 0 | -12.5669 | -12.5669 | 3960.2264 | 29622.4936 |  | 0
1916-09-27 | 0 | 0 | 0 | 0 | -12.5669 | -12.5669 | 3947.6596 | 29528.4935 |  | 0
1916-09-28 | 0 | 0 | 0 | 0 | -12.5669 | -12.5669 | 3935.0927 | 29434.4934 |  | 0
1916-09-29 | 0 | 0 | 0 | 0 | -12.5669 | -12.5669 | 3922.5258 | 29340.4932 |  | 0
1916-09-30 | 0 | 0 | 0 | 0 | -12.5669 | -12.5669 | 3909.959 | 29246.4931 |  | 0
1916-10-01 | 0 | 0 | 0 | 0 | -12.5669 | -12.5669 | 3897.3921 | 29152.493 |  | 0
1916-10-02 | 0 | 0 | 0 | 0 | -12.5669 | -12.5669 | 3884.8253 | 29058.4929 |  | 0
1916-10-03 | 0 | 0 | 0 | 0 | -12.5669 | -12.5669 | 3872.2584 | 28964.4928 |  | 0
1916-10-04 | 0 | 0 | 0 | 0 | -12.5669 | -12.5669 | 3859.6915 | 28870.4927 |  | 0
1916-10-05 | 0 | 0 | 0 | 0 | -12.5669 | -12.5669 | 3847.1247 | 28776.4926 |  | 0
1916-10-06 | 0 | 0 | 0 | 0 | -12.5669 | -12.5669 | 3834.5578 | 28682.4925 |  | 0
1916-10-07 | 0 | 0 | 0 | 0 | -12.5669 | -12.5669 | 3821.991 | 28588.4923 |  | 0
1916-10-08 | 0 | 0 | 0 | 0 | -12.5669 | -12.5669 | 3809.4241 | 28494.4922 |  | 0
1916-10-09 | 0 | 0 | 0 | 0 | -12.5669 | -12.5669 | 3796.8572 | 28400.4921 |  | 0
1916-10-10 | 0 | 0 | 0 | 0 | -12.5669 | -12.5669 | 3784.2904 | 28306.492 |  | 0
1916-10-11 | 0 | 0 | 0 | 0 | -12.5669 | -12.5669 | 3771.7235 | 28212.4919 |  | 0
1916-10-12 | 0 | 0 | 0 | 0 | -12.5669 | -12.5669 | 3759.1567 | 28118.4918 |  | 0
1916-10-13 | 0.045833 | 126.5 | 4.0107 | 4.0107 | 109.9224 | 109.9224 | 3869.0791 | 28940.7117 |  | 0
1916-10-14 | 0 | 0 | 0 | 0 | -12.5669 | -12.5669 | 3856.5122 | 28846.7115 |  | 0
1916-10-15 | 0.033333 | 92 | 4.0107 | 4.0107 | 75.4224 | 75.4224 | 3931.9347 | 29410.8714 |  | 0
1916-10-16 | 0 | 0 | 0 | 0 | -12.5669 | -12.5669 | 3919.3678 | 29316.8713 |  | 0
1916-10-17 | 0.0125 | 34.5 | 4.0107 | 4.0107 | 17.9224 | 17.9224 | 3937.2903 | 29450.9312 |  | 0
1916-10-18 | 0 | 0 | 0 | 0 | -12.5669 | -12.5669 | 3924.7234 | 29356.9311 |  | 0
1916-10-19 | 0 | 0 | 0 | 0 | -12.5669 | -12.5669 | 3912.1565 | 29262.931 |  | 0
1916-10-20 | 0 | 0 | 0 | 0 | -12.5669 | -12.5669 | 3899.5897 | 29168.9309 |  | 0
1916-10-21 | 0 | 0 | 0 | 0 | -12.5669 | -12.5669 | 3887.0228 | 29074.9308 |  | 0
1916-10-22 | 0 | 0 | 0 | 0 | -12.5669 | -12.5669 | 3874.456 | 28980.9306 |  | 0
1916-10-23 | 0 | 0 | 0 | 0 | -12.5669 | -12.5669 | 3861.8891 | 28886.9305 |  | 0
1916-10-24 | 0 | 0 | 0 | 0 | -12.5669 | -12.5669 | 3849.3222 | 28792.9304 |  | 0
1916-10-25 | 0 | 0 | 0 | 0 | -12.5669 | -12.5669 | 3836.7554 | 28698.9303 |  | 0
1916-10-26 | 0 | 0 | 0 | 0 | -12.5669 | -12.5669 | 3824.1885 | 28604.9302 |  | 0
1916-10-27 | 0 | 0 | 0 | 0 | -12.5669 | -12.5669 | 3811.6217 | 28510.9301 |  | 0
1916-10-28 | 0 | 0 | 0 | 0 | -12.5669 | -12.5669 | 3799.0548 | 28416.93 |  | 0
1916-10-29 | 0 | 0 | 0 | 0 | -12.5669 | -12.5669 | 3786.4879 | 28322.9299 |  | 0
1916-10-30 | 0 | 0 | 0 | 0 | -12.5669 | -12.5669 | 3773.9211 | 28228.9297 |  | 0
1916-10-31 | 0 | 0 | 0 | 0 | -12.5669 | -12.5669 | 3761.3542 | 28134.9296 |  | 0
1916-11-01 | 0 | 0 | 0 | 0 | -12.5669 | -12.5669 | 3748.7874 | 28040.9295 |  | 0
1916-11-02 | 0 | 0 | 0 | 0 | -12.5669 | -12.5669 | 3736.2205 | 27946.9294 |  | 0
1916-11-03 | 0 | 0 | 0 | 0 | -12.5669 | -12.5669 | 3723.6536 | 27852.9293 |  | 0
1916-11-04 | 0 | 0 | 0 | 0 | -12.5669 | -12.5669 | 3711.0868 | 27758.9292 |  | 0
1916-11-05 | 0 | 0 | 0 | 0 | -12.5669 | -12.5669 | 3698.5199 | 27664.9291 |  | 0
1916-11-06 | 0 | 0 | 0 | 0 | -12.5669 | -12.5669 | 3685.9531 | 27570.929 |  | 0
1916-11-07 | 0 | 0 | 0 | 0 | -12.5669 | -12.5669 | 3673.3862 | 27476.9288 |  | 0
1916-11-08 | 0.016667 | 46 | 4.0107 | 4.0107 | 29.4224 | 29.4224 | 3702.8087 | 27697.0087 |  | 0
1916-11-09 | 0 | 0 | 0 | 0 | -12.5669 | -12.5669 | 3690.2418 | 27603.0086 |  | 0
1916-11-10 | 0 | 0 | 0 | 0 | -12.5669 | -12.5669 | 3677.6749 | 27509.0085 |  | 0
1916-11-11 | 0 | 0 | 0 | 0 | -12.5669 | -12.5669 | 3665.1081 | 27415.0084 |  | 0
1916-11-12 | 0 | 0 | 0 | 0 | -12.5669 | -12.5669 | 3652.5412 | 27321.0083 |  | 0
1916-11-13 | 0 | 0 | 0 | 0 | -12.5669 | -12.5669 | 3639.9744 | 27227.0082 |  | 0
1916-11-14 | 0 | 0 | 0 | 0 | -12.5669 | -12.5669 | 3627.4075 | 27133.0081 |  | 0
1916-11-15 | 0 | 0 | 0 | 0 | -12.5669 | -12.5669 | 3614.8406 | 27039.0079 |  | 0
1916-11-16 | 0 | 0 | 0 | 0 | -12.5669 | -12.5669 | 3602.2738 | 26945.0078 |  | 0
1916-11-17 | 0 | 0 | 0 | 0 | -12.5669 | -12.5669 | 3589.7069 | 26851.0077 |  | 0
1916-11-18 | 0 | 0 | 0 | 0 | -12.5669 | -12.5669 | 3577.1401 | 26757.0076 |  | 0
1916-11-19 | 0 | 0 | 0 | 0 | -12.5669 | -12.5669 | 3564.5732 | 26663.0075 |  | 0
1916-11-20 | 0 | 0 | 0 | 0 | -12.5669 | -12.5669 | 3552.0063 | 26569.0074 |  | 0
1916-11-21 | 0.058333 | 161 | 4.0107 | 4.0107 | 144.4224 | 144.4224 | 3696.4288 | 27649.2873 |  | 0
1916-11-22 | 0 | 0 | 0 | 0 | -12.5669 | -12.5669 | 3683.8619 | 27555.2872 |  | 0
1916-11-23 | 0 | 0 | 0 | 0 | -12.5669 | -12.5669 | 3671.2951 | 27461.287 |  | 0
1916-11-24 | 0 | 0 | 0 | 0 | -12.5669 | -12.5669 | 3658.7282 | 27367.2869 |  | 0
1916-11-25 | 0 | 0 | 0 | 0 | -12.5669 | -12.5669 | 3646.1613 | 27273.2868 |  | 0
1916-11-26 | 0 | 0 | 0 | 0 | -12.5669 | -12.5669 | 3633.5945 | 27179.2867 |  | 0
1916-11-27 | 0 | 0 | 0 | 0 | -12.5669 | -12.5669 | 3621.0276 | 27085.2866 |  | 0
1916-11-28 | 0 | 0 | 0 | 0 | -12.5669 | -12.5669 | 3608.4608 | 26991.2865 |  | 0
1916-11-29 | 0 | 0 | 0 | 0 | -12.5669 | -12.5669 | 3595.8939 | 26897.2864 |  | 0
1916-11-30 | 0 | 0 | 0 | 0 | -12.5669 | -12.5669 | 3583.327 | 26803.2862 |  | 0
1916-12-01 | 0 | 0 | 0 | 0 | -12.5669 | -12.5669 | 3570.7602 | 26709.2861 |  | 0
1916-12-02 | 0 | 0 | 0 | 0 | -12.5669 | -12.5669 | 3558.1933 | 26615.286 |  | 0
1916-12-03 | 0 | 0 | 0 | 0 | -12.5669 | -12.5669 | 3545.6265 | 26521.2859 |  | 0
1916-12-04 | 0 | 0 | 0 | 0 | -12.5669 | -12.5669 | 3533.0596 | 26427.2858 |  | 0
1916-12-05 | 0 | 0 | 0 | 0 | -12.5669 | -12.5669 | 3520.4927 | 26333.2857 |  | 0
1916-12-06 | 0 | 0 | 0 | 0 | -12.5669 | -12.5669 | 3507.9259 | 26239.2856 |  | 0
1916-12-07 | 0 | 0 | 0 | 0 | -12.5669 | -12.5669 | 3495.359 | 26145.2855 |  | 0
1916-12-08 | 0 | 0 | 0 | 0 | -12.5669 | -12.5669 | 3482.7922 | 26051.2853 |  | 0
1916-12-09 | 0 | 0 | 0 | 0 | -12.5669 | -12.5669 | 3470.2253 | 25957.2852 |  | 0
1916-12-10 | 0 | 0 | 0 | 0 | -12.5669 | -12.5669 | 3457.6584 | 25863.2851 |  | 0
1916-12-11 | 0 | 0 | 0 | 0 | -12.5669 | -12.5669 | 3445.0916 | 25769.285 |  | 0
1916-12-12 | 0 | 0 | 0 | 0 | -12.5669 | -12.5669 | 3432.5247 | 25675.2849 |  | 0
1916-12-13 | 0 | 0 | 0 | 0 | -12.5669 | -12.5669 | 3419.9579 | 25581.2848 |  | 0
1916-12-14 | 0 | 0 | 0 | 0 | -12.5669 | -12.5669 | 3407.391 | 25487.2847 |  | 0
1916-12-15 | 0 | 0 | 0 | 0 | -12.5669 | -12.5669 | 3394.8241 | 25393.2846 |  | 0
1916-12-16 | 0 | 0 | 0 | 0 | -12.5669 | -12.5669 | 3382.2573 | 25299.2844 |  | 0
1916-12-17 | 0 | 0 | 0 | 0 | -12.5669 | -12.5669 | 3369.6904 | 25205.2843 |  | 0
1916-12-18 | 0 | 0 | 0 | 0 | -12.5669 | -12.5669 | 3357.1236 | 25111.2842 |  | 0
1916-12-19 | 0 | 0 | 0 | 0 | -12.5669 | -12.5669 | 3344.5567 | 25017.2841 |  | 0
1916-12-20 | 0 | 0 | 0 | 0 | -12.5669 | -12.5669 | 3331.9898 | 24923.284 |  | 0
1916-12-21 | 0 | 0 | 0 | 0 | -12.5669 | -12.5669 | 3319.423 | 24829.2839 |  | 0
1916-12-22 | 0 | 0 | 0 | 0 | -12.5669 | -12.5669 | 3306.8561 | 24735.2838 |  | 0
1916-12-23 | 0 | 0 | 0 | 0 | -12.5669 | -12.5669 | 3294.2893 | 24641.2837 |  | 0
1916-12-24 | 0 | 0 | 0 | 0 | -12.5669 | -12.5669 | 3281.7224 | 24547.2835 |  | 0
1916-12-25 | 0 | 0 | 0 | 0 | -12.5669 | -12.5669 | 3269.1555 | 24453.2834 |  | 0
1916-12-26 | 0 | 0 | 0 | 0 | -12.5669 | -12.5669 | 3256.5887 | 24359.2833 |  | 0
1916-12-27 | 0 | 0 | 0 | 0 | -12.5669 | -12.5669 | 3244.0218 | 24265.2832 |  | 0
1916-12-28 | 0 | 0 | 0 | 0 | -12.5669 | -12.5669 | 3231.455 | 24171.2831 |  | 0
1916-12-29 | 0 | 0 | 0 | 0 | -12.5669 | -12.5669 | 3218.8881 | 24077.283 |  | 0
1916-12-30 | 0 | 0 | 0 | 0 | -12.5669 | -12.5669 | 3206.3212 | 23983.2829 |  | 0
1916-12-31 | 0 | 0 | 0 | 0 | -12.5669 | -12.5669 | 3193.7544 | 23889.2828 |  | 0
1917-01-01 | 0 | 0 | 0 | 0 | -12.5669 | -12.5669 | 3181.1875 | 23795.2826 |  | 0
1917-01-02 | 0 | 0 | 0 | 0 | -12.5669 | -12.5669 | 3168.6207 | 23701.2825 |  | 0
1917-01-03 | 0 | 0 | 0 | 0 | -12.5669 | -12.5669 | 3156.0538 | 23607.2824 |  | 0
1917-01-04 | 0 | 0 | 0 | 0 | -12.5669 | -12.5669 | 3143.4869 | 23513.2823 |  | 0
1917-01-05 | 0 | 0 | 0 | 0 | -12.5669 | -12.5669 | 3130.9201 | 23419.2822 |  | 0
1917-01-06 | 0 | 0 | 0 | 0 | -12.5669 | -12.5669 | 3118.3532 | 23325.2821 |  | 0
1917-01-07 | 0 | 0 | 0 | 0 | -12.5669 | -12.5669 | 3105.7864 | 23231.282 |  | 0
1917-01-08 | 0 | 0 | 0 | 0 | -12.5669 | -12.5669 | 3093.2195 | 23137.2818 |  | 0
1917-01-09 | 0 | 0 | 0 | 0 | -12.5669 | -12.5669 | 3080.6526 | 23043.2817 |  | 0
1917-01-10 | 0 | 0 | 0 | 0 | -12.5669 | -12.5669 | 3068.0858 | 22949.2816 |  | 0
1917-01-11 | 0 | 0 | 0 | 0 | -12.5669 | -12.5669 | 3055.5189 | 22855.2815 |  | 0
1917-01-12 | 0 | 0 | 0 | 0 | -12.5669 | -12.5669 | 3042.9521 | 22761.2814 |  | 0
1917-01-13 | 0 | 0 | 0 | 0 | -12.5669 | -12.5669 | 3030.3852 | 22667.2813 |  | 0
1917-01-14 | 0 | 0 | 0 | 0 | -12.5669 | -12.5669 | 3017.8183 | 22573.2812 |  | 0
1917-01-15 | 0.025 | 69 | 4.0107 | 4.0107 | 52.4224 | 52.4224 | 3070.2408 | 22965.4011 |  | 0
1917-01-16 | 0 | 0 | 0 | 0 | -12.5669 | -12.5669 | 3057.6739 | 22871.4009 |  | 0
1917-01-17 | 0 | 0 | 0 | 0 | -12.5669 | -12.5669 | 3045.1071 | 22777.4008 |  | 0
1917-01-18 | 0 | 0 | 0 | 0 | -12.5669 | -12.5669 | 3032.5402 | 22683.4007 |  | 0
1917-01-19 | 0 | 0 | 0 | 0 | -12.5669 | -12.5669 | 3019.9733 | 22589.4006 |  | 0
1917-01-20 | 0 | 0 | 0 | 0 | -12.5669 | -12.5669 | 3007.4065 | 22495.4005 |  | 0
1917-01-21 | 0 | 0 | 0 | 0 | -12.5669 | -12.5669 | 2994.8396 | 22401.4004 |  | 0
1917-01-22 | 0 | 0 | 0 | 0 | -12.5669 | -12.5669 | 2982.2728 | 22307.4003 |  | 0
1917-01-23 | 0 | 0 | 0 | 0 | -12.5669 | -12.5669 | 2969.7059 | 22213.4002 |  | 0
1917-01-24 | 0 | 0 | 0 | 0 | -12.5669 | -12.5669 | 2957.139 | 22119.4 |  | 0
1917-01-25 | 0 | 0 | 0 | 0 | -12.5669 | -12.5669 | 2944.5722 | 22025.3999 |  | 0
1917-01-26 | 0 | 0 | 0 | 0 | -12.5669 | -12.5669 | 2932.0053 | 21931.3998 |  | 0
1917-01-27 | 0 | 0 | 0 | 0 | -12.5669 | -12.5669 | 2919.4385 | 21837.3997 |  | 0
1917-01-28 | 0 | 0 | 0 | 0 | -12.5669 | -12.5669 | 2906.8716 | 21743.3996 |  | 0
1917-01-29 | 0 | 0 | 0 | 0 | -12.5669 | -12.5669 | 2894.3047 | 21649.3995 |  | 0
1917-01-30 | 0 | 0 | 0 | 0 | -12.5669 | -12.5669 | 2881.7379 | 21555.3994 |  | 0
1917-01-31 | 0 | 0 | 0 | 0 | -12.5669 | -12.5669 | 2869.171 | 21461.3993 |  | 0
1917-02-01 | 0 | 0 | 0 | 0 | -12.5669 | -12.5669 | 2856.6042 | 21367.3991 |  | 0
1917-02-02 | 0 | 0 | 0 | 0 | -12.5669 | -12.5669 | 2844.0373 | 21273.399 |  | 0
1917-02-03 | 0 | 0 | 0 | 0 | -12.5669 | -12.5669 | 2831.4704 | 21179.3989 |  | 0
1917-02-04 | 0 | 0 | 0 | 0 | -12.5669 | -12.5669 | 2818.9036 | 21085.3988 |  | 0
1917-02-05 | 0 | 0 | 0 | 0 | -12.5669 | -12.5669 | 2806.3367 | 20991.3987 |  | 0
1917-02-06 | 0 | 0 | 0 | 0 | -12.5669 | -12.5669 | 2793.7699 | 20897.3986 |  | 0
1917-02-07 | 0 | 0 | 0 | 0 | -12.5669 | -12.5669 | 2781.203 | 20803.3985 |  | 0
1917-02-08 | 0 | 0 | 0 | 0 | -12.5669 | -12.5669 | 2768.6361 | 20709.3984 |  | 0
1917-02-09 | 0 | 0 | 0 | 0 | -12.5669 | -12.5669 | 2756.0693 | 20615.3982 |  | 0
1917-02-10 | 0 | 0 | 0 | 0 | -12.5669 | -12.5669 | 2743.5024 | 20521.3981 |  | 0
1917-02-11 | 0 | 0 | 0 | 0 | -12.5669 | -12.5669 | 2730.9356 | 20427.398 |  | 0
1917-02-12 | 0 | 0 | 0 | 0 | -12.5669 | -12.5669 | 2718.3687 | 20333.3979 |  | 0
1917-02-13 | 0 | 0 | 0 | 0 | -12.5669 | -12.5669 | 2705.8018 | 20239.3978 |  | 0
1917-02-14 | 0.083333 | 230 | 4.0107 | 4.0107 | 213.4224 | 213.4224 | 2919.2243 | 21835.7977 |  | 0
1917-02-15 | 0 | 0 | 0 | 0 | -12.5669 | -12.5669 | 2906.6574 | 21741.7976 |  | 0
1917-02-16 | 0 | 0 | 0 | 0 | -12.5669 | -12.5669 | 2894.0906 | 21647.7974 |  | 0
1917-02-17 | 0 | 0 | 0 | 0 | -12.5669 | -12.5669 | 2881.5237 | 21553.7973 |  | 0
1917-02-18 | 0 | 0 | 0 | 0 | -12.5669 | -12.5669 | 2868.9568 | 21459.7972 |  | 0
1917-02-19 | 0 | 0 | 0 | 0 | -12.5669 | -12.5669 | 2856.39 | 21365.7971 |  | 0
1917-02-20 | 0 | 0 | 0 | 0 | -12.5669 | -12.5669 | 2843.8231 | 21271.797 |  | 0
1917-02-21 | 0 | 0 | 0 | 0 | -12.5669 | -12.5669 | 2831.2563 | 21177.7969 |  | 0
1917-02-22 | 0 | 0 | 0 | 0 | -12.5669 | -12.5669 | 2818.6894 | 21083.7968 |  | 0
1917-02-23 | 0 | 0 | 0 | 0 | -12.5669 | -12.5669 | 2806.1225 | 20989.7967 |  | 0
1917-02-24 | 0 | 0 | 0 | 0 | -12.5669 | -12.5669 | 2793.5557 | 20895.7965 |  | 0
1917-02-25 | 0 | 0 | 0 | 0 | -12.5669 | -12.5669 | 2780.9888 | 20801.7964 |  | 0
1917-02-26 | 0 | 0 | 0 | 0 | -12.5669 | -12.5669 | 2768.422 | 20707.7963 |  | 0
1917-02-27 | 0 | 0 | 0 | 0 | -12.5669 | -12.5669 | 2755.8551 | 20613.7962 |  | 0
1917-02-28 | 0 | 0 | 0 | 0 | -12.5669 | -12.5669 | 2743.2882 | 20519.7961 |  | 0
1917-03-01 | 0 | 0 | 0 | 0 | -12.5669 | -12.5669 | 2730.7214 | 20425.796 |  | 0
1917-03-02 | 0.00083333 | 2.3 | 4.0107 | 2.3 | -12.5669 | -12.5669 | 2718.1545 | 20331.7959 |  | 0
1917-03-03 | 0 | 0 | 0 | 0 | -12.5669 | -12.5669 | 2705.5877 | 20237.7958 |  | 0
1917-03-04 | 0.00083333 | 2.3 | 4.0107 | 2.3 | -12.5669 | -12.5669 | 2693.0208 | 20143.7956 |  | 0
1917-03-05 | 0 | 0 | 0 | 0 | -12.5669 | -12.5669 | 2680.4539 | 20049.7955 |  | 0
1917-03-06 | 0 | 0 | 0 | 0 | -12.5669 | -12.5669 | 2667.8871 | 19955.7954 |  | 0
1917-03-07 | 0 | 0 | 0 | 0 | -12.5669 | -12.5669 | 2655.3202 | 19861.7953 |  | 0
1917-03-08 | 0 | 0 | 0 | 0 | -12.5669 | -12.5669 | 2642.7534 | 19767.7952 |  | 0
1917-03-09 | 0 | 0 | 0 | 0 | -12.5669 | -12.5669 | 2630.1865 | 19673.7951 |  | 0
1917-03-10 | 0 | 0 | 0 | 0 | -12.5669 | -12.5669 | 2617.6196 | 19579.795 |  | 0
1917-03-11 | 0 | 0 | 0 | 0 | -12.5669 | -12.5669 | 2605.0528 | 19485.7949 |  | 0
1917-03-12 | 0 | 0 | 0 | 0 | -12.5669 | -12.5669 | 2592.4859 | 19391.7947 |  | 0
1917-03-13 | 0 | 0 | 0 | 0 | -12.5669 | -12.5669 | 2579.9191 | 19297.7946 |  | 0
1917-03-14 | 0 | 0 | 0 | 0 | -12.5669 | -12.5669 | 2567.3522 | 19203.7945 |  | 0
1917-03-15 | 0 | 0 | 0 | 0 | -12.5669 | -12.5669 | 2554.7853 | 19109.7944 |  | 0
1917-03-16 | 0 | 0 | 0 | 0 | -12.5669 | -12.5669 | 2542.2185 | 19015.7943 |  | 0
1917-03-17 | 0 | 0 | 0 | 0 | -12.5669 | -12.5669 | 2529.6516 | 18921.7942 |  | 0
1917-03-18 | 0 | 0 | 0 | 0 | -12.5669 | -12.5669 | 2517.0848 | 18827.7941 |  | 0
1917-03-19 | 0 | 0 | 0 | 0 | -12.5669 | -12.5669 | 2504.5179 | 18733.794 |  | 0
1917-03-20 | 0 | 0 | 0 | 0 | -12.5669 | -12.5669 | 2491.951 | 18639.7938 |  | 0
1917-03-21 | 0 | 0 | 0 | 0 | -12.5669 | -12.5669 | 2479.3842 | 18545.7937 |  | 0
1917-03-22 | 0 | 0 | 0 | 0 | -12.5669 | -12.5669 | 2466.8173 | 18451.7936 |  | 0
1917-03-23 | 0 | 0 | 0 | 0 | -12.5669 | -12.5669 | 2454.2505 | 18357.7935 |  | 0
1917-03-24 | 0 | 0 | 0 | 0 | -12.5669 | -12.5669 | 2441.6836 | 18263.7934 |  | 0
1917-03-25 | 0 | 0 | 0 | 0 | -12.5669 | -12.5669 | 2429.1167 | 18169.7933 |  | 0
1917-03-26 | 0 | 0 | 0 | 0 | -12.5669 | -12.5669 | 2416.5499 | 18075.7932 |  | 0
1917-03-27 | 0 | 0 | 0 | 0 | -12.5669 | -12.5669 | 2403.983 | 17981.7931 |  | 0
1917-03-28 | 0 | 0 | 0 | 0 | -12.5669 | -12.5669 | 2391.4162 | 17887.7929 |  | 0
1917-03-29 | 0 | 0 | 0 | 0 | -12.5669 | -12.5669 | 2378.8493 | 17793.7928 |  | 0
1917-03-30 | 0 | 0 | 0 | 0 | -12.5669 | -12.5669 | 2366.2824 | 17699.7927 |  | 0
1917-03-31 | 0.025 | 69 | 4.0107 | 4.0107 | 52.4224 | 52.4224 | 2418.7049 | 18091.9126 |  | 0
1917-04-01 | 0 | 0 | 0 | 0 | -12.5669 | -12.5669 | 2406.138 | 17997.9125 |  | 0
1917-04-02 | 0 | 0 | 0 | 0 | -12.5669 | -12.5669 | 2393.5712 | 17903.9124 |  | 0
1917-04-03 | 0 | 0 | 0 | 0 | -12.5669 | -12.5669 | 2381.0043 | 17809.9123 |  | 0
1917-04-04 | 0 | 0 | 0 | 0 | -12.5669 | -12.5669 | 2368.4375 | 17715.9121 |  | 0
1917-04-05 | 0 | 0 | 0 | 0 | -12.5669 | -12.5669 | 2355.8706 | 17621.912 |  | 0
1917-04-06 | 0 | 0 | 0 | 0 | -12.5669 | -12.5669 | 2343.3037 | 17527.9119 |  | 0
1917-04-07 | 0 | 0 | 0 | 0 | -12.5669 | -12.5669 | 2330.7369 | 17433.9118 |  | 0
1917-04-08 | 0 | 0 | 0 | 0 | -12.5669 | -12.5669 | 2318.17 | 17339.9117 |  | 0
1917-04-09 | 0 | 0 | 0 | 0 | -12.5669 | -12.5669 | 2305.6032 | 17245.9116 |  | 0
1917-04-10 | 0 | 0 | 0 | 0 | -12.5669 | -12.5669 | 2293.0363 | 17151.9115 |  | 0
1917-04-11 | 0.05 | 138 | 4.0107 | 4.0107 | 121.4224 | 121.4224 | 2414.4587 | 18060.1514 |  | 0
1917-04-12 | 0.033333 | 92 | 4.0107 | 4.0107 | 75.4224 | 75.4224 | 2489.8812 | 18624.3112 |  | 0
1917-04-13 | 0 | 0 | 0 | 0 | -12.5669 | -12.5669 | 2477.3143 | 18530.3111 |  | 0
1917-04-14 | 0 | 0 | 0 | 0 | -12.5669 | -12.5669 | 2464.7475 | 18436.311 |  | 0
1917-04-15 | 0 | 0 | 0 | 0 | -12.5669 | -12.5669 | 2452.1806 | 18342.3109 |  | 0
1917-04-16 | 0 | 0 | 0 | 0 | -12.5669 | -12.5669 | 2439.6137 | 18248.3108 |  | 0
1917-04-17 | 0 | 0 | 0 | 0 | -12.5669 | -12.5669 | 2427.0469 | 18154.3107 |  | 0
1917-04-18 | 0 | 0 | 0 | 0 | -12.5669 | -12.5669 | 2414.48 | 18060.3106 |  | 0
1917-04-19 | 0 | 0 | 0 | 0 | -12.5669 | -12.5669 | 2401.9132 | 17966.3105 |  | 0
1917-04-20 | 0 | 0 | 0 | 0 | -12.5669 | -12.5669 | 2389.3463 | 17872.3103 |  | 0
1917-04-21 | 0 | 0 | 0 | 0 | -12.5669 | -12.5669 | 2376.7794 | 17778.3102 |  | 0
1917-04-22 | 0 | 0 | 0 | 0 | -12.5669 | -12.5669 | 2364.2126 | 17684.3101 |  | 0
1917-04-23 | 0 | 0 | 0 | 0 | -12.5669 | -12.5669 | 2351.6457 | 17590.31 |  | 0
1917-04-24 | 0 | 0 | 0 | 0 | -12.5669 | -12.5669 | 2339.0789 | 17496.3099 |  | 0
1917-04-25 | 0 | 0 | 0 | 0 | -12.5669 | -12.5669 | 2326.512 | 17402.3098 |  | 0
1917-04-26 | 0 | 0 | 0 | 0 | -12.5669 | -12.5669 | 2313.9451 | 17308.3097 |  | 0
1917-04-27 | 0.025 | 69 | 4.0107 | 4.0107 | 52.4224 | 52.4224 | 2366.3676 | 17700.4296 |  | 0
1917-04-28 | 0 | 0 | 0 | 0 | -12.5669 | -12.5669 | 2353.8007 | 17606.4294 |  | 0
1917-04-29 | 0.016667 | 46 | 4.0107 | 4.0107 | 29.4224 | 29.4224 | 2383.2232 | 17826.5093 |  | 0
1917-04-30 | 0 | 0 | 0 | 0 | -12.5669 | -12.5669 | 2370.6563 | 17732.5092 |  | 0
1917-05-01 | 0 | 0 | 0 | 0 | -12.5669 | -12.5669 | 2358.0895 | 17638.5091 |  | 0
1917-05-02 | 0 | 0 | 0 | 0 | -12.5669 | -12.5669 | 2345.5226 | 17544.509 |  | 0
1917-05-03 | 0 | 0 | 0 | 0 | -12.5669 | -12.5669 | 2332.9557 | 17450.5089 |  | 0
1917-05-04 | 0 | 0 | 0 | 0 | -12.5669 | -12.5669 | 2320.3889 | 17356.5088 |  | 0
1917-05-05 | 0.079167 | 218.5 | 4.0107 | 4.0107 | 201.9224 | 201.9224 | 2522.3113 | 18866.8887 |  | 0
1917-05-06 | 0 | 0 | 0 | 0 | -12.5669 | -12.5669 | 2509.7445 | 18772.8885 |  | 0
1917-05-07 | 0 | 0 | 0 | 0 | -12.5669 | -12.5669 | 2497.1776 | 18678.8884 |  | 0
1917-05-08 | 0 | 0 | 0 | 0 | -12.5669 | -12.5669 | 2484.6107 | 18584.8883 |  | 0
1917-05-09 | 0 | 0 | 0 | 0 | -12.5669 | -12.5669 | 2472.0439 | 18490.8882 |  | 0
1917-05-10 | 0.033333 | 92 | 4.0107 | 4.0107 | 75.4224 | 75.4224 | 2547.4663 | 19055.0481 |  | 0
1917-05-11 | 0 | 0 | 0 | 0 | -12.5669 | -12.5669 | 2534.8995 | 18961.048 |  | 0
1917-05-12 | 0 | 0 | 0 | 0 | -12.5669 | -12.5669 | 2522.3326 | 18867.0479 |  | 0
1917-05-13 | 0 | 0 | 0 | 0 | -12.5669 | -12.5669 | 2509.7657 | 18773.0477 |  | 0
1917-05-14 | 0 | 0 | 0 | 0 | -12.5669 | -12.5669 | 2497.1989 | 18679.0476 |  | 0
1917-05-15 | 0 | 0 | 0 | 0 | -12.5669 | -12.5669 | 2484.632 | 18585.0475 |  | 0
1917-05-16 | 0 | 0 | 0 | 0 | -12.5669 | -12.5669 | 2472.0652 | 18491.0474 |  | 0
1917-05-17 | 0 | 0 | 0 | 0 | -12.5669 | -12.5669 | 2459.4983 | 18397.0473 |  | 0
1917-05-18 | 0 | 0 | 0 | 0 | -12.5669 | -12.5669 | 2446.9314 | 18303.0472 |  | 0
1917-05-19 | 0.075 | 207 | 4.0107 | 4.0107 | 190.4224 | 190.4224 | 2637.3539 | 19727.4071 |  | 0
1917-05-20 | 0 | 0 | 0 | 0 | -12.5669 | -12.5669 | 2624.787 | 19633.407 |  | 0
1917-05-21 | 0.0083333 | 23 | 4.0107 | 4.0107 | 6.4224 | 6.4224 | 2631.2095 | 19681.4468 |  | 0
1917-05-22 | 0 | 0 | 0 | 0 | -12.5669 | -12.5669 | 2618.6426 | 19587.4467 |  | 0
1917-05-23 | 0 | 0 | 0 | 0 | -12.5669 | -12.5669 | 2606.0758 | 19493.4466 |  | 0
1917-05-24 | 0 | 0 | 0 | 0 | -12.5669 | -12.5669 | 2593.5089 | 19399.4465 |  | 0
1917-05-25 | 0 | 0 | 0 | 0 | -12.5669 | -12.5669 | 2580.942 | 19305.4464 |  | 0
1917-05-26 | 0.016667 | 46 | 4.0107 | 4.0107 | 29.4224 | 29.4224 | 2610.3645 | 19525.5263 |  | 0
1917-05-27 | 0 | 0 | 0 | 0 | -12.5669 | -12.5669 | 2597.7976 | 19431.5262 |  | 0
1917-05-28 | 0 | 0 | 0 | 0 | -12.5669 | -12.5669 | 2585.2308 | 19337.5261 |  | 0
1917-05-29 | 0 | 0 | 0 | 0 | -12.5669 | -12.5669 | 2572.6639 | 19243.5259 |  | 0
1917-05-30 | 0 | 0 | 0 | 0 | -12.5669 | -12.5669 | 2560.097 | 19149.5258 |  | 0
1917-05-31 | 0.083333 | 230 | 4.0107 | 4.0107 | 213.4224 | 213.4224 | 2773.5195 | 20745.9257 |  | 0
1917-06-01 | 0 | 0 | 0 | 0 | -12.5669 | -12.5669 | 2760.9526 | 20651.9256 |  | 0
1917-06-02 | 0 | 0 | 0 | 0 | -12.5669 | -12.5669 | 2748.3858 | 20557.9255 |  | 0
1917-06-03 | 0 | 0 | 0 | 0 | -12.5669 | -12.5669 | 2735.8189 | 20463.9254 |  | 0
1917-06-04 | 0 | 0 | 0 | 0 | -12.5669 | -12.5669 | 2723.252 | 20369.9253 |  | 0
1917-06-05 | 0 | 0 | 0 | 0 | -12.5669 | -12.5669 | 2710.6852 | 20275.9252 |  | 0
1917-06-06 | 0 | 0 | 0 | 0 | -12.5669 | -12.5669 | 2698.1183 | 20181.925 |  | 0
1917-06-07 | 0 | 0 | 0 | 0 | -12.5669 | -12.5669 | 2685.5515 | 20087.9249 |  | 0
1917-06-08 | 0 | 0 | 0 | 0 | -12.5669 | -12.5669 | 2672.9846 | 19993.9248 |  | 0
1917-06-09 | 0 | 0 | 0 | 0 | -12.5669 | -12.5669 | 2660.4177 | 19899.9247 |  | 0
1917-06-10 | 0 | 0 | 0 | 0 | -12.5669 | -12.5669 | 2647.8509 | 19805.9246 |  | 0
1917-06-11 | 0 | 0 | 0 | 0 | -12.5669 | -12.5669 | 2635.284 | 19711.9245 |  | 0
1917-06-12 | 0 | 0 | 0 | 0 | -12.5669 | -12.5669 | 2622.7172 | 19617.9244 |  | 0
1917-06-13 | 0 | 0 | 0 | 0 | -12.5669 | -12.5669 | 2610.1503 | 19523.9243 |  | 0
1917-06-14 | 0 | 0 | 0 | 0 | -12.5669 | -12.5669 | 2597.5834 | 19429.9241 |  | 0
1917-06-15 | 0 | 0 | 0 | 0 | -12.5669 | -12.5669 | 2585.0166 | 19335.924 |  | 0
1917-06-16 | 0 | 0 | 0 | 0 | -12.5669 | -12.5669 | 2572.4497 | 19241.9239 |  | 0
1917-06-17 | 0 | 0 | 0 | 0 | -12.5669 | -12.5669 | 2559.8829 | 19147.9238 |  | 0
1917-06-18 | 0 | 0 | 0 | 0 | -12.5669 | -12.5669 | 2547.316 | 19053.9237 |  | 0
1917-06-19 | 0 | 0 | 0 | 0 | -12.5669 | -12.5669 | 2534.7491 | 18959.9236 |  | 0
1917-06-20 | 0 | 0 | 0 | 0 | -12.5669 | -12.5669 | 2522.1823 | 18865.9235 |  | 0
1917-06-21 | 0 | 0 | 0 | 0 | -12.5669 | -12.5669 | 2509.6154 | 18771.9233 |  | 0
1917-06-22 | 0 | 0 | 0 | 0 | -12.5669 | -12.5669 | 2497.0486 | 18677.9232 |  | 0
1917-06-23 | 0.11667 | 322 | 4.0107 | 4.0107 | 305.4224 | 305.4224 | 2802.471 | 20962.4831 |  | 0
1917-06-24 | 0 | 0 | 0 | 0 | -12.5669 | -12.5669 | 2789.9041 | 20868.483 |  | 0
1917-06-25 | 0 | 0 | 0 | 0 | -12.5669 | -12.5669 | 2777.3373 | 20774.4829 |  | 0
1917-06-26 | 0 | 0 | 0 | 0 | -12.5669 | -12.5669 | 2764.7704 | 20680.4828 |  | 0
1917-06-27 | 0 | 0 | 0 | 0 | -12.5669 | -12.5669 | 2752.2036 | 20586.4827 |  | 0
1917-06-28 | 0 | 0 | 0 | 0 | -12.5669 | -12.5669 | 2739.6367 | 20492.4826 |  | 0
1917-06-29 | 0 | 0 | 0 | 0 | -12.5669 | -12.5669 | 2727.0698 | 20398.4824 |  | 0
1917-06-30 | 0 | 0 | 0 | 0 | -12.5669 | -12.5669 | 2714.503 | 20304.4823 |  | 0
1917-07-01 | 0 | 0 | 0 | 0 | -12.5669 | -12.5669 | 2701.9361 | 20210.4822 |  | 0
1917-07-02 | 0 | 0 | 0 | 0 | -12.5669 | -12.5669 | 2689.3693 | 20116.4821 |  | 0
1917-07-03 | 0.0625 | 172.5 | 4.0107 | 4.0107 | 155.9224 | 155.9224 | 2845.2917 | 21282.782 |  | 0
1917-07-04 | 0.125 | 345 | 4.0107 | 4.0107 | 328.4224 | 328.4224 | 3173.7142 | 23739.3819 |  | 0
1917-07-05 | 0 | 0 | 0 | 0 | -12.5669 | -12.5669 | 3161.1473 | 23645.3818 |  | 0
1917-07-06 | 0 | 0 | 0 | 0 | -12.5669 | -12.5669 | 3148.5804 | 23551.3817 |  | 0
1917-07-07 | 0 | 0 | 0 | 0 | -12.5669 | -12.5669 | 3136.0136 | 23457.3815 |  | 0
1917-07-08 | 0 | 0 | 0 | 0 | -12.5669 | -12.5669 | 3123.4467 | 23363.3814 |  | 0
1917-07-09 | 0 | 0 | 0 | 0 | -12.5669 | -12.5669 | 3110.8799 | 23269.3813 |  | 0
1917-07-10 | 0 | 0 | 0 | 0 | -12.5669 | -12.5669 | 3098.313 | 23175.3812 |  | 0
1917-07-11 | 0 | 0 | 0 | 0 | -12.5669 | -12.5669 | 3085.7461 | 23081.3811 |  | 0
1917-07-12 | 0 | 0 | 0 | 0 | -12.5669 | -12.5669 | 3073.1793 | 22987.381 |  | 0
1917-07-13 | 0 | 0 | 0 | 0 | -12.5669 | -12.5669 | 3060.6124 | 22893.3809 |  | 0
1917-07-14 | 0 | 0 | 0 | 0 | -12.5669 | -12.5669 | 3048.0456 | 22799.3808 |  | 0
1917-07-15 | 0.016667 | 46 | 4.0107 | 4.0107 | 29.4224 | 29.4224 | 3077.468 | 23019.4606 |  | 0
1917-07-16 | 0 | 0 | 0 | 0 | -12.5669 | -12.5669 | 3064.9011 | 22925.4605 |  | 0
1917-07-17 | 0 | 0 | 0 | 0 | -12.5669 | -12.5669 | 3052.3343 | 22831.4604 |  | 0
1917-07-18 | 0 | 0 | 0 | 0 | -12.5669 | -12.5669 | 3039.7674 | 22737.4603 |  | 0
1917-07-19 | 0.10417 | 287.5 | 4.0107 | 4.0107 | 270.9224 | 270.9224 | 3310.6899 | 24763.9602 |  | 0
1917-07-20 | 0 | 0 | 0 | 0 | -12.5669 | -12.5669 | 3298.123 | 24669.9601 |  | 0
1917-07-21 | 0 | 0 | 0 | 0 | -12.5669 | -12.5669 | 3285.5561 | 24575.96 |  | 0
1917-07-22 | 0 | 0 | 0 | 0 | -12.5669 | -12.5669 | 3272.9893 | 24481.9599 |  | 0
1917-07-23 | 0 | 0 | 0 | 0 | -12.5669 | -12.5669 | 3260.4224 | 24387.9597 |  | 0
1917-07-24 | 0 | 0 | 0 | 0 | -12.5669 | -12.5669 | 3247.8556 | 24293.9596 |  | 0
1917-07-25 | 0.0125 | 34.5 | 4.0107 | 4.0107 | 17.9224 | 17.9224 | 3265.778 | 24428.0195 |  | 0
1917-07-26 | 0 | 0 | 0 | 0 | -12.5669 | -12.5669 | 3253.2111 | 24334.0194 |  | 0
1917-07-27 | 0 | 0 | 0 | 0 | -12.5669 | -12.5669 | 3240.6443 | 24240.0193 |  | 0
1917-07-28 | 0 | 0 | 0 | 0 | -12.5669 | -12.5669 | 3228.0774 | 24146.0192 |  | 0
1917-07-29 | 0 | 0 | 0 | 0 | -12.5669 | -12.5669 | 3215.5106 | 24052.0191 |  | 0
1917-07-30 | 0 | 0 | 0 | 0 | -12.5669 | -12.5669 | 3202.9437 | 23958.019 |  | 0
1917-07-31 | 0 | 0 | 0 | 0 | -12.5669 | -12.5669 | 3190.3768 | 23864.0188 |  | 0
1917-08-01 | 0 | 0 | 0 | 0 | -12.5669 | -12.5669 | 3177.81 | 23770.0187 |  | 0
1917-08-02 | 0 | 0 | 0 | 0 | -12.5669 | -12.5669 | 3165.2431 | 23676.0186 |  | 0
1917-08-03 | 0 | 0 | 0 | 0 | -12.5669 | -12.5669 | 3152.6763 | 23582.0185 |  | 0
1917-08-04 | 0 | 0 | 0 | 0 | -12.5669 | -12.5669 | 3140.1094 | 23488.0184 |  | 0
1917-08-05 | 0 | 0 | 0 | 0 | -12.5669 | -12.5669 | 3127.5425 | 23394.0183 |  | 0
1917-08-06 | 0 | 0 | 0 | 0 | -12.5669 | -12.5669 | 3114.9757 | 23300.0182 |  | 0
1917-08-07 | 0 | 0 | 0 | 0 | -12.5669 | -12.5669 | 3102.4088 | 23206.018 |  | 0
1917-08-08 | 0 | 0 | 0 | 0 | -12.5669 | -12.5669 | 3089.842 | 23112.0179 |  | 0
1917-08-09 | 0 | 0 | 0 | 0 | -12.5669 | -12.5669 | 3077.2751 | 23018.0178 |  | 0
1917-08-10 | 0.025 | 69 | 4.0107 | 4.0107 | 52.4224 | 52.4224 | 3129.6976 | 23410.1377 |  | 0
1917-08-11 | 0.079167 | 218.5 | 4.0107 | 4.0107 | 201.9224 | 201.9224 | 3331.62 | 24920.5176 |  | 0
1917-08-12 | 0.0125 | 34.5 | 4.0107 | 4.0107 | 17.9224 | 17.9224 | 3349.5424 | 25054.5775 |  | 0
1917-08-13 | 0 | 0 | 0 | 0 | -12.5669 | -12.5669 | 3336.9756 | 24960.5774 |  | 0
1917-08-14 | 0 | 0 | 0 | 0 | -12.5669 | -12.5669 | 3324.4087 | 24866.5773 |  | 0
1917-08-15 | 0 | 0 | 0 | 0 | -12.5669 | -12.5669 | 3311.8419 | 24772.5771 |  | 0
1917-08-16 | 0.0375 | 103.5 | 4.0107 | 4.0107 | 86.9224 | 86.9224 | 3398.7643 | 25422.757 |  | 0
1917-08-17 | 0.091667 | 253 | 4.0107 | 4.0107 | 236.4224 | 236.4224 | 3635.1868 | 27191.1969 |  | 0
1917-08-18 | 0 | 0 | 0 | 0 | -12.5669 | -12.5669 | 3622.6199 | 27097.1968 |  | 0
1917-08-19 | 0.0083333 | 23 | 4.0107 | 4.0107 | 6.4224 | 6.4224 | 3629.0423 | 27145.2367 |  | 0
1917-08-20 | 0 | 0 | 0 | 0 | -12.5669 | -12.5669 | 3616.4755 | 27051.2366 |  | 0
1917-08-21 | 0 | 0 | 0 | 0 | -12.5669 | -12.5669 | 3603.9086 | 26957.2365 |  | 0
1917-08-22 | 0 | 0 | 0 | 0 | -12.5669 | -12.5669 | 3591.3418 | 26863.2364 |  | 0
1917-08-23 | 0 | 0 | 0 | 0 | -12.5669 | -12.5669 | 3578.7749 | 26769.2362 |  | 0
1917-08-24 | 0 | 0 | 0 | 0 | -12.5669 | -12.5669 | 3566.208 | 26675.2361 |  | 0
1917-08-25 | 0 | 0 | 0 | 0 | -12.5669 | -12.5669 | 3553.6412 | 26581.236 |  | 0
1917-08-26 | 0 | 0 | 0 | 0 | -12.5669 | -12.5669 | 3541.0743 | 26487.2359 |  | 0
1917-08-27 | 0 | 0 | 0 | 0 | -12.5669 | -12.5669 | 3528.5075 | 26393.2358 |  | 0
1917-08-28 | 0 | 0 | 0 | 0 | -12.5669 | -12.5669 | 3515.9406 | 26299.2357 |  | 0
1917-08-29 | 0 | 0 | 0 | 0 | -12.5669 | -12.5669 | 3503.3737 | 26205.2356 |  | 0
1917-08-30 | 0 | 0 | 0 | 0 | -12.5669 | -12.5669 | 3490.8069 | 26111.2355 |  | 0
1917-08-31 | 0 | 0 | 0 | 0 | -12.5669 | -12.5669 | 3478.24 | 26017.2353 |  | 0
1917-09-01 | 0 | 0 | 0 | 0 | -12.5669 | -12.5669 | 3465.6732 | 25923.2352 |  | 0
1917-09-02 | 0.016667 | 46 | 4.0107 | 4.0107 | 29.4224 | 29.4224 | 3495.0956 | 26143.3151 |  | 0
1917-09-03 | 0.016667 | 46 | 4.0107 | 4.0107 | 29.4224 | 29.4224 | 3524.518 | 26363.395 |  | 0
1917-09-04 | 0.020833 | 57.5 | 4.0107 | 4.0107 | 40.9224 | 40.9224 | 3565.4405 | 26669.4949 |  | 0
1917-09-05 | 0 | 0 | 0 | 0 | -12.5669 | -12.5669 | 3552.8736 | 26575.4948 |  | 0
1917-09-06 | 0 | 0 | 0 | 0 | -12.5669 | -12.5669 | 3540.3068 | 26481.4947 |  | 0
1917-09-07 | 0 | 0 | 0 | 0 | -12.5669 | -12.5669 | 3527.7399 | 26387.4946 |  | 0
1917-09-08 | 0 | 0 | 0 | 0 | -12.5669 | -12.5669 | 3515.1731 | 26293.4944 |  | 0
1917-09-09 | 0 | 0 | 0 | 0 | -12.5669 | -12.5669 | 3502.6062 | 26199.4943 |  | 0
1917-09-10 | 0 | 0 | 0 | 0 | -12.5669 | -12.5669 | 3490.0393 | 26105.4942 |  | 0
1917-09-11 | 0 | 0 | 0 | 0 | -12.5669 | -12.5669 | 3477.4725 | 26011.4941 |  | 0
1917-09-12 | 0 | 0 | 0 | 0 | -12.5669 | -12.5669 | 3464.9056 | 25917.494 |  | 0
1917-09-13 | 0 | 0 | 0 | 0 | -12.5669 | -12.5669 | 3452.3388 | 25823.4939 |  | 0
1917-09-14 | 0 | 0 | 0 | 0 | -12.5669 | -12.5669 | 3439.7719 | 25729.4938 |  | 0
1917-09-15 | 0 | 0 | 0 | 0 | -12.5669 | -12.5669 | 3427.205 | 25635.4936 |  | 0
1917-09-16 | 0 | 0 | 0 | 0 | -12.5669 | -12.5669 | 3414.6382 | 25541.4935 |  | 0
1917-09-17 | 0 | 0 | 0 | 0 | -12.5669 | -12.5669 | 3402.0713 | 25447.4934 |  | 0
1917-09-18 | 0 | 0 | 0 | 0 | -12.5669 | -12.5669 | 3389.5045 | 25353.4933 |  | 0
1917-09-19 | 0 | 0 | 0 | 0 | -12.5669 | -12.5669 | 3376.9376 | 25259.4932 |  | 0
1917-09-20 | 0 | 0 | 0 | 0 | -12.5669 | -12.5669 | 3364.3707 | 25165.4931 |  | 0
1917-09-21 | 0 | 0 | 0 | 0 | -12.5669 | -12.5669 | 3351.8039 | 25071.493 |  | 0
1917-09-22 | 0 | 0 | 0 | 0 | -12.5669 | -12.5669 | 3339.237 | 24977.4929 |  | 0
1917-09-23 | 0 | 0 | 0 | 0 | -12.5669 | -12.5669 | 3326.6702 | 24883.4927 |  | 0
1917-09-24 | 0 | 0 | 0 | 0 | -12.5669 | -12.5669 | 3314.1033 | 24789.4926 |  | 0
1917-09-25 | 0 | 0 | 0 | 0 | -12.5669 | -12.5669 | 3301.5364 | 24695.4925 |  | 0
1917-09-26 | 0.041667 | 115 | 4.0107 | 4.0107 | 98.4224 | 98.4224 | 3399.9589 | 25431.6924 |  | 0
1917-09-27 | 0 | 0 | 0 | 0 | -12.5669 | -12.5669 | 3387.392 | 25337.6923 |  | 0
1917-09-28 | 0 | 0 | 0 | 0 | -12.5669 | -12.5669 | 3374.8252 | 25243.6922 |  | 0
1917-09-29 | 0 | 0 | 0 | 0 | -12.5669 | -12.5669 | 3362.2583 | 25149.6921 |  | 0
1917-09-30 | 0 | 0 | 0 | 0 | -12.5669 | -12.5669 | 3349.6914 | 25055.692 |  | 0
1917-10-01 | 0 | 0 | 0 | 0 | -12.5669 | -12.5669 | 3337.1246 | 24961.6918 |  | 0
1917-10-02 | 0 | 0 | 0 | 0 | -12.5669 | -12.5669 | 3324.5577 | 24867.6917 |  | 0
1917-10-03 | 0 | 0 | 0 | 0 | -12.5669 | -12.5669 | 3311.9909 | 24773.6916 |  | 0
1917-10-04 | 0 | 0 | 0 | 0 | -12.5669 | -12.5669 | 3299.424 | 24679.6915 |  | 0
1917-10-05 | 0 | 0 | 0 | 0 | -12.5669 | -12.5669 | 3286.8571 | 24585.6914 |  | 0
1917-10-06 | 0 | 0 | 0 | 0 | -12.5669 | -12.5669 | 3274.2903 | 24491.6913 |  | 0
1917-10-07 | 0 | 0 | 0 | 0 | -12.5669 | -12.5669 | 3261.7234 | 24397.6912 |  | 0
1917-10-08 | 0 | 0 | 0 | 0 | -12.5669 | -12.5669 | 3249.1566 | 24303.6911 |  | 0
1917-10-09 | 0 | 0 | 0 | 0 | -12.5669 | -12.5669 | 3236.5897 | 24209.6909 |  | 0
1917-10-10 | 0 | 0 | 0 | 0 | -12.5669 | -12.5669 | 3224.0228 | 24115.6908 |  | 0
1917-10-11 | 0 | 0 | 0 | 0 | -12.5669 | -12.5669 | 3211.456 | 24021.6907 |  | 0
1917-10-12 | 0 | 0 | 0 | 0 | -12.5669 | -12.5669 | 3198.8891 | 23927.6906 |  | 0
1917-10-13 | 0 | 0 | 0 | 0 | -12.5669 | -12.5669 | 3186.3223 | 23833.6905 |  | 0
1917-10-14 | 0 | 0 | 0 | 0 | -12.5669 | -12.5669 | 3173.7554 | 23739.6904 |  | 0
1917-10-15 | 0 | 0 | 0 | 0 | -12.5669 | -12.5669 | 3161.1885 | 23645.6903 |  | 0
1917-10-16 | 0 | 0 | 0 | 0 | -12.5669 | -12.5669 | 3148.6217 | 23551.6902 |  | 0
1917-10-17 | 0 | 0 | 0 | 0 | -12.5669 | -12.5669 | 3136.0548 | 23457.69 |  | 0
1917-10-18 | 0 | 0 | 0 | 0 | -12.5669 | -12.5669 | 3123.488 | 23363.6899 |  | 0
1917-10-19 | 0 | 0 | 0 | 0 | -12.5669 | -12.5669 | 3110.9211 | 23269.6898 |  | 0
1917-10-20 | 0 | 0 | 0 | 0 | -12.5669 | -12.5669 | 3098.3542 | 23175.6897 |  | 0
1917-10-21 | 0 | 0 | 0 | 0 | -12.5669 | -12.5669 | 3085.7874 | 23081.6896 |  | 0
1917-10-22 | 0 | 0 | 0 | 0 | -12.5669 | -12.5669 | 3073.2205 | 22987.6895 |  | 0
1917-10-23 | 0 | 0 | 0 | 0 | -12.5669 | -12.5669 | 3060.6537 | 22893.6894 |  | 0
1917-10-24 | 0 | 0 | 0 | 0 | -12.5669 | -12.5669 | 3048.0868 | 22799.6892 |  | 0
1917-10-25 | 0 | 0 | 0 | 0 | -12.5669 | -12.5669 | 3035.5199 | 22705.6891 |  | 0
1917-10-26 | 0 | 0 | 0 | 0 | -12.5669 | -12.5669 | 3022.9531 | 22611.689 |  | 0
1917-10-27 | 0 | 0 | 0 | 0 | -12.5669 | -12.5669 | 3010.3862 | 22517.6889 |  | 0
1917-10-28 | 0 | 0 | 0 | 0 | -12.5669 | -12.5669 | 2997.8194 | 22423.6888 |  | 0
1917-10-29 | 0 | 0 | 0 | 0 | -12.5669 | -12.5669 | 2985.2525 | 22329.6887 |  | 0
1917-10-30 | 0 | 0 | 0 | 0 | -12.5669 | -12.5669 | 2972.6856 | 22235.6886 |  | 0
1917-10-31 | 0 | 0 | 0 | 0 | -12.5669 | -12.5669 | 2960.1188 | 22141.6885 |  | 0
1917-11-01 | 0 | 0 | 0 | 0 | -12.5669 | -12.5669 | 2947.5519 | 22047.6883 |  | 0
1917-11-02 | 0 | 0 | 0 | 0 | -12.5669 | -12.5669 | 2934.9851 | 21953.6882 |  | 0
1917-11-03 | 0 | 0 | 0 | 0 | -12.5669 | -12.5669 | 2922.4182 | 21859.6881 |  | 0
1917-11-04 | 0 | 0 | 0 | 0 | -12.5669 | -12.5669 | 2909.8513 | 21765.688 |  | 0
1917-11-05 | 0 | 0 | 0 | 0 | -12.5669 | -12.5669 | 2897.2845 | 21671.6879 |  | 0
1917-11-06 | 0 | 0 | 0 | 0 | -12.5669 | -12.5669 | 2884.7176 | 21577.6878 |  | 0
1917-11-07 | 0 | 0 | 0 | 0 | -12.5669 | -12.5669 | 2872.1508 | 21483.6877 |  | 0
1917-11-08 | 0 | 0 | 0 | 0 | -12.5669 | -12.5669 | 2859.5839 | 21389.6876 |  | 0
1917-11-09 | 0 | 0 | 0 | 0 | -12.5669 | -12.5669 | 2847.017 | 21295.6874 |  | 0
1917-11-10 | 0 | 0 | 0 | 0 | -12.5669 | -12.5669 | 2834.4502 | 21201.6873 |  | 0
1917-11-11 | 0 | 0 | 0 | 0 | -12.5669 | -12.5669 | 2821.8833 | 21107.6872 |  | 0
1917-11-12 | 0 | 0 | 0 | 0 | -12.5669 | -12.5669 | 2809.3165 | 21013.6871 |  | 0
1917-11-13 | 0 | 0 | 0 | 0 | -12.5669 | -12.5669 | 2796.7496 | 20919.687 |  | 0
1917-11-14 | 0 | 0 | 0 | 0 | -12.5669 | -12.5669 | 2784.1827 | 20825.6869 |  | 0
1917-11-15 | 0 | 0 | 0 | 0 | -12.5669 | -12.5669 | 2771.6159 | 20731.6868 |  | 0
1917-11-16 | 0 | 0 | 0 | 0 | -12.5669 | -12.5669 | 2759.049 | 20637.6867 |  | 0
1917-11-17 | 0.025 | 69 | 4.0107 | 4.0107 | 52.4224 | 52.4224 | 2811.4715 | 21029.8065 |  | 0
1917-11-18 | 0.020833 | 57.5 | 4.0107 | 4.0107 | 40.9224 | 40.9224 | 2852.3939 | 21335.9064 |  | 0
1917-11-19 | 0 | 0 | 0 | 0 | -12.5669 | -12.5669 | 2839.827 | 21241.9063 |  | 0
1917-11-20 | 0 | 0 | 0 | 0 | -12.5669 | -12.5669 | 2827.2602 | 21147.9062 |  | 0
1917-11-21 | 0 | 0 | 0 | 0 | -12.5669 | -12.5669 | 2814.6933 | 21053.9061 |  | 0
1917-11-22 | 0 | 0 | 0 | 0 | -12.5669 | -12.5669 | 2802.1265 | 20959.906 |  | 0
1917-11-23 | 0 | 0 | 0 | 0 | -12.5669 | -12.5669 | 2789.5596 | 20865.9059 |  | 0
1917-11-24 | 0 | 0 | 0 | 0 | -12.5669 | -12.5669 | 2776.9927 | 20771.9058 |  | 0
1917-11-25 | 0 | 0 | 0 | 0 | -12.5669 | -12.5669 | 2764.4259 | 20677.9056 |  | 0
1917-11-26 | 0 | 0 | 0 | 0 | -12.5669 | -12.5669 | 2751.859 | 20583.9055 |  | 0
1917-11-27 | 0.070833 | 195.5 | 4.0107 | 4.0107 | 178.9224 | 178.9224 | 2930.7815 | 21922.2454 |  | 0
1917-11-28 | 0.020833 | 57.5 | 4.0107 | 4.0107 | 40.9224 | 40.9224 | 2971.7039 | 22228.3453 |  | 0
1917-11-29 | 0 | 0 | 0 | 0 | -12.5669 | -12.5669 | 2959.1371 | 22134.3452 |  | 0
1917-11-30 | 0 | 0 | 0 | 0 | -12.5669 | -12.5669 | 2946.5702 | 22040.3451 |  | 0
1917-12-01 | 0 | 0 | 0 | 0 | -12.5669 | -12.5669 | 2934.0033 | 21946.345 |  | 0
1917-12-02 | 0 | 0 | 0 | 0 | -12.5669 | -12.5669 | 2921.4365 | 21852.3449 |  | 0
1917-12-03 | 0 | 0 | 0 | 0 | -12.5669 | -12.5669 | 2908.8696 | 21758.3447 |  | 0
1917-12-04 | 0 | 0 | 0 | 0 | -12.5669 | -12.5669 | 2896.3028 | 21664.3446 |  | 0
1917-12-05 | 0 | 0 | 0 | 0 | -12.5669 | -12.5669 | 2883.7359 | 21570.3445 |  | 0
1917-12-06 | 0 | 0 | 0 | 0 | -12.5669 | -12.5669 | 2871.169 | 21476.3444 |  | 0
1917-12-07 | 0.083333 | 230 | 4.0107 | 4.0107 | 213.4224 | 213.4224 | 3084.5915 | 23072.7443 |  | 0
1917-12-08 | 0 | 0 | 0 | 0 | -12.5669 | -12.5669 | 3072.0246 | 22978.7442 |  | 0
1917-12-09 | 0 | 0 | 0 | 0 | -12.5669 | -12.5669 | 3059.4578 | 22884.7441 |  | 0
1917-12-10 | 0 | 0 | 0 | 0 | -12.5669 | -12.5669 | 3046.8909 | 22790.7439 |  | 0
1917-12-11 | 0 | 0 | 0 | 0 | -12.5669 | -12.5669 | 3034.324 | 22696.7438 |  | 0
1917-12-12 | 0 | 0 | 0 | 0 | -12.5669 | -12.5669 | 3021.7572 | 22602.7437 |  | 0
1917-12-13 | 0 | 0 | 0 | 0 | -12.5669 | -12.5669 | 3009.1903 | 22508.7436 |  | 0
1917-12-14 | 0 | 0 | 0 | 0 | -12.5669 | -12.5669 | 2996.6235 | 22414.7435 |  | 0
1917-12-15 | 0 | 0 | 0 | 0 | -12.5669 | -12.5669 | 2984.0566 | 22320.7434 |  | 0
1917-12-16 | 0 | 0 | 0 | 0 | -12.5669 | -12.5669 | 2971.4897 | 22226.7433 |  | 0
1917-12-17 | 0 | 0 | 0 | 0 | -12.5669 | -12.5669 | 2958.9229 | 22132.7432 |  | 0
1917-12-18 | 0 | 0 | 0 | 0 | -12.5669 | -12.5669 | 2946.356 | 22038.743 |  | 0
1917-12-19 | 0 | 0 | 0 | 0 | -12.5669 | -12.5669 | 2933.7892 | 21944.7429 |  | 0
1917-12-20 | 0 | 0 | 0 | 0 | -12.5669 | -12.5669 | 2921.2223 | 21850.7428 |  | 0
1917-12-21 | 0 | 0 | 0 | 0 | -12.5669 | -12.5669 | 2908.6554 | 21756.7427 |  | 0
1917-12-22 | 0 | 0 | 0 | 0 | -12.5669 | -12.5669 | 2896.0886 | 21662.7426 |  | 0
1917-12-23 | 0 | 0 | 0 | 0 | -12.5669 | -12.5669 | 2883.5217 | 21568.7425 |  | 0
1917-12-24 | 0 | 0 | 0 | 0 | -12.5669 | -12.5669 | 2870.9549 | 21474.7424 |  | 0
1917-12-25 | 0 | 0 | 0 | 0 | -12.5669 | -12.5669 | 2858.388 | 21380.7423 |  | 0
1917-12-26 | 0 | 0 | 0 | 0 | -12.5669 | -12.5669 | 2845.8211 | 21286.7421 |  | 0
1917-12-27 | 0 | 0 | 0 | 0 | -12.5669 | -12.5669 | 2833.2543 | 21192.742 |  | 0
1917-12-28 | 0 | 0 | 0 | 0 | -12.5669 | -12.5669 | 2820.6874 | 21098.7419 |  | 0
1917-12-29 | 0 | 0 | 0 | 0 | -12.5669 | -12.5669 | 2808.1206 | 21004.7418 |  | 0
1917-12-30 | 0 | 0 | 0 | 0 | -12.5669 | -12.5669 | 2795.5537 | 20910.7417 |  | 0
1917-12-31 | 0 | 0 | 0 | 0 | -12.5669 | -12.5669 | 2782.9868 | 20816.7416 |  | 0
1918-01-01 | 0 | 0 | 0 | 0 | -12.5669 | -12.5669 | 2770.42 | 20722.7415 |  | 0
1918-01-02 | 0 | 0 | 0 | 0 | -12.5669 | -12.5669 | 2757.8531 | 20628.7414 |  | 0
1918-01-03 | 0 | 0 | 0 | 0 | -12.5669 | -12.5669 | 2745.2863 | 20534.7412 |  | 0
1918-01-04 | 0 | 0 | 0 | 0 | -12.5669 | -12.5669 | 2732.7194 | 20440.7411 |  | 0
1918-01-05 | 0 | 0 | 0 | 0 | -12.5669 | -12.5669 | 2720.1525 | 20346.741 |  | 0
1918-01-06 | 0 | 0 | 0 | 0 | -12.5669 | -12.5669 | 2707.5857 | 20252.7409 |  | 0
1918-01-07 | 0 | 0 | 0 | 0 | -12.5669 | -12.5669 | 2695.0188 | 20158.7408 |  | 0
1918-01-08 | 0 | 0 | 0 | 0 | -12.5669 | -12.5669 | 2682.452 | 20064.7407 |  | 0
1918-01-09 | 0 | 0 | 0 | 0 | -12.5669 | -12.5669 | 2669.8851 | 19970.7406 |  | 0
1918-01-10 | 0.041667 | 115 | 4.0107 | 4.0107 | 98.4224 | 98.4224 | 2768.3075 | 20706.9405 |  | 0
1918-01-11 | 0 | 0 | 0 | 0 | -12.5669 | -12.5669 | 2755.7407 | 20612.9403 |  | 0
1918-01-12 | 0.016667 | 46 | 4.0107 | 4.0107 | 29.4224 | 29.4224 | 2785.1631 | 20833.0202 |  | 0
1918-01-13 | 0 | 0 | 0 | 0 | -12.5669 | -12.5669 | 2772.5963 | 20739.0201 |  | 0
1918-01-14 | 0 | 0 | 0 | 0 | -12.5669 | -12.5669 | 2760.0294 | 20645.02 |  | 0
1918-01-15 | 0 | 0 | 0 | 0 | -12.5669 | -12.5669 | 2747.4626 | 20551.0199 |  | 0
1918-01-16 | 0 | 0 | 0 | 0 | -12.5669 | -12.5669 | 2734.8957 | 20457.0198 |  | 0
1918-01-17 | 0 | 0 | 0 | 0 | -12.5669 | -12.5669 | 2722.3288 | 20363.0197 |  | 0
1918-01-18 | 0 | 0 | 0 | 0 | -12.5669 | -12.5669 | 2709.762 | 20269.0195 |  | 0
1918-01-19 | 0 | 0 | 0 | 0 | -12.5669 | -12.5669 | 2697.1951 | 20175.0194 |  | 0
1918-01-20 | 0 | 0 | 0 | 0 | -12.5669 | -12.5669 | 2684.6283 | 20081.0193 |  | 0
1918-01-21 | 0.016667 | 46 | 4.0107 | 4.0107 | 29.4224 | 29.4224 | 2714.0507 | 20301.0992 |  | 0
1918-01-22 | 0 | 0 | 0 | 0 | -12.5669 | -12.5669 | 2701.4838 | 20207.0991 |  | 0
1918-01-23 | 0 | 0 | 0 | 0 | -12.5669 | -12.5669 | 2688.917 | 20113.099 |  | 0
1918-01-24 | 0 | 0 | 0 | 0 | -12.5669 | -12.5669 | 2676.3501 | 20019.0989 |  | 0
1918-01-25 | 0 | 0 | 0 | 0 | -12.5669 | -12.5669 | 2663.7833 | 19925.0988 |  | 0
1918-01-26 | 0 | 0 | 0 | 0 | -12.5669 | -12.5669 | 2651.2164 | 19831.0986 |  | 0
1918-01-27 | 0.0083333 | 23 | 4.0107 | 4.0107 | 6.4224 | 6.4224 | 2657.6388 | 19879.1385 |  | 0
1918-01-28 | 0 | 0 | 0 | 0 | -12.5669 | -12.5669 | 2645.072 | 19785.1384 |  | 0
1918-01-29 | 0 | 0 | 0 | 0 | -12.5669 | -12.5669 | 2632.5051 | 19691.1383 |  | 0
1918-01-30 | 0 | 0 | 0 | 0 | -12.5669 | -12.5669 | 2619.9383 | 19597.1382 |  | 0
1918-01-31 | 0 | 0 | 0 | 0 | -12.5669 | -12.5669 | 2607.3714 | 19503.1381 |  | 0
1918-02-01 | 0 | 0 | 0 | 0 | -12.5669 | -12.5669 | 2594.8045 | 19409.138 |  | 0
1918-02-02 | 0 | 0 | 0 | 0 | -12.5669 | -12.5669 | 2582.2377 | 19315.1379 |  | 0
1918-02-03 | 0 | 0 | 0 | 0 | -12.5669 | -12.5669 | 2569.6708 | 19221.1377 |  | 0
1918-02-04 | 0 | 0 | 0 | 0 | -12.5669 | -12.5669 | 2557.104 | 19127.1376 |  | 0
1918-02-05 | 0 | 0 | 0 | 0 | -12.5669 | -12.5669 | 2544.5371 | 19033.1375 |  | 0
1918-02-06 | 0 | 0 | 0 | 0 | -12.5669 | -12.5669 | 2531.9702 | 18939.1374 |  | 0
1918-02-07 | 0 | 0 | 0 | 0 | -12.5669 | -12.5669 | 2519.4034 | 18845.1373 |  | 0
1918-02-08 | 0 | 0 | 0 | 0 | -12.5669 | -12.5669 | 2506.8365 | 18751.1372 |  | 0
1918-02-09 | 0 | 0 | 0 | 0 | -12.5669 | -12.5669 | 2494.2697 | 18657.1371 |  | 0
1918-02-10 | 0 | 0 | 0 | 0 | -12.5669 | -12.5669 | 2481.7028 | 18563.137 |  | 0
1918-02-11 | 0 | 0 | 0 | 0 | -12.5669 | -12.5669 | 2469.1359 | 18469.1368 |  | 0
1918-02-12 | 0 | 0 | 0 | 0 | -12.5669 | -12.5669 | 2456.5691 | 18375.1367 |  | 0
1918-02-13 | 0 | 0 | 0 | 0 | -12.5669 | -12.5669 | 2444.0022 | 18281.1366 |  | 0
1918-02-14 | 0 | 0 | 0 | 0 | -12.5669 | -12.5669 | 2431.4354 | 18187.1365 |  | 0
1918-02-15 | 0 | 0 | 0 | 0 | -12.5669 | -12.5669 | 2418.8685 | 18093.1364 |  | 0
1918-02-16 | 0 | 0 | 0 | 0 | -12.5669 | -12.5669 | 2406.3016 | 17999.1363 |  | 0
1918-02-17 | 0 | 0 | 0 | 0 | -12.5669 | -12.5669 | 2393.7348 | 17905.1362 |  | 0
1918-02-18 | 0 | 0 | 0 | 0 | -12.5669 | -12.5669 | 2381.1679 | 17811.1361 |  | 0
1918-02-19 | 0 | 0 | 0 | 0 | -12.5669 | -12.5669 | 2368.6011 | 17717.1359 |  | 0
1918-02-20 | 0 | 0 | 0 | 0 | -12.5669 | -12.5669 | 2356.0342 | 17623.1358 |  | 0
1918-02-21 | 0 | 0 | 0 | 0 | -12.5669 | -12.5669 | 2343.4673 | 17529.1357 |  | 0
1918-02-22 | 0 | 0 | 0 | 0 | -12.5669 | -12.5669 | 2330.9005 | 17435.1356 |  | 0
1918-02-23 | 0 | 0 | 0 | 0 | -12.5669 | -12.5669 | 2318.3336 | 17341.1355 |  | 0
1918-02-24 | 0 | 0 | 0 | 0 | -12.5669 | -12.5669 | 2305.7668 | 17247.1354 |  | 0
1918-02-25 | 0 | 0 | 0 | 0 | -12.5669 | -12.5669 | 2293.1999 | 17153.1353 |  | 0
1918-02-26 | 0 | 0 | 0 | 0 | -12.5669 | -12.5669 | 2280.633 | 17059.1351 |  | 0
1918-02-27 | 0 | 0 | 0 | 0 | -12.5669 | -12.5669 | 2268.0662 | 16965.135 |  | 0
1918-02-28 | 0 | 0 | 0 | 0 | -12.5669 | -12.5669 | 2255.4993 | 16871.1349 |  | 0
1918-03-01 | 0 | 0 | 0 | 0 | -12.5669 | -12.5669 | 2242.9325 | 16777.1348 |  | 0
1918-03-02 | 0.075 | 207 | 4.0107 | 4.0107 | 190.4224 | 190.4224 | 2433.3549 | 18201.4947 |  | 0
1918-03-03 | 0 | 0 | 0 | 0 | -12.5669 | -12.5669 | 2420.788 | 18107.4946 |  | 0
1918-03-04 | 0 | 0 | 0 | 0 | -12.5669 | -12.5669 | 2408.2212 | 18013.4945 |  | 0
1918-03-05 | 0 | 0 | 0 | 0 | -12.5669 | -12.5669 | 2395.6543 | 17919.4944 |  | 0
1918-03-06 | 0 | 0 | 0 | 0 | -12.5669 | -12.5669 | 2383.0875 | 17825.4942 |  | 0
1918-03-07 | 0 | 0 | 0 | 0 | -12.5669 | -12.5669 | 2370.5206 | 17731.4941 |  | 0
1918-03-08 | 0 | 0 | 0 | 0 | -12.5669 | -12.5669 | 2357.9537 | 17637.494 |  | 0
1918-03-09 | 0 | 0 | 0 | 0 | -12.5669 | -12.5669 | 2345.3869 | 17543.4939 |  | 0
1918-03-10 | 0 | 0 | 0 | 0 | -12.5669 | -12.5669 | 2332.82 | 17449.4938 |  | 0
1918-03-11 | 0 | 0 | 0 | 0 | -12.5669 | -12.5669 | 2320.2532 | 17355.4937 |  | 0
1918-03-12 | 0 | 0 | 0 | 0 | -12.5669 | -12.5669 | 2307.6863 | 17261.4936 |  | 0
1918-03-13 | 0 | 0 | 0 | 0 | -12.5669 | -12.5669 | 2295.1194 | 17167.4935 |  | 0
1918-03-14 | 0 | 0 | 0 | 0 | -12.5669 | -12.5669 | 2282.5526 | 17073.4933 |  | 0
1918-03-15 | 0 | 0 | 0 | 0 | -12.5669 | -12.5669 | 2269.9857 | 16979.4932 |  | 0
1918-03-16 | 0 | 0 | 0 | 0 | -12.5669 | -12.5669 | 2257.4189 | 16885.4931 |  | 0
1918-03-17 | 0 | 0 | 0 | 0 | -12.5669 | -12.5669 | 2244.852 | 16791.493 |  | 0
1918-03-18 | 0 | 0 | 0 | 0 | -12.5669 | -12.5669 | 2232.2851 | 16697.4929 |  | 0
1918-03-19 | 0 | 0 | 0 | 0 | -12.5669 | -12.5669 | 2219.7183 | 16603.4928 |  | 0
1918-03-20 | 0 | 0 | 0 | 0 | -12.5669 | -12.5669 | 2207.1514 | 16509.4927 |  | 0
1918-03-21 | 0 | 0 | 0 | 0 | -12.5669 | -12.5669 | 2194.5846 | 16415.4926 |  | 0
1918-03-22 | 0 | 0 | 0 | 0 | -12.5669 | -12.5669 | 2182.0177 | 16321.4924 |  | 0
1918-03-23 | 0 | 0 | 0 | 0 | -12.5669 | -12.5669 | 2169.4508 | 16227.4923 |  | 0
1918-03-24 | 0 | 0 | 0 | 0 | -12.5669 | -12.5669 | 2156.884 | 16133.4922 |  | 0
1918-03-25 | 0 | 0 | 0 | 0 | -12.5669 | -12.5669 | 2144.3171 | 16039.4921 |  | 0
1918-03-26 | 0 | 0 | 0 | 0 | -12.5669 | -12.5669 | 2131.7503 | 15945.492 |  | 0
1918-03-27 | 0 | 0 | 0 | 0 | -12.5669 | -12.5669 | 2119.1834 | 15851.4919 |  | 0
1918-03-28 | 0 | 0 | 0 | 0 | -12.5669 | -12.5669 | 2106.6165 | 15757.4918 |  | 0
1918-03-29 | 0 | 0 | 0 | 0 | -12.5669 | -12.5669 | 2094.0497 | 15663.4917 |  | 0
1918-03-30 | 0.2 | 552 | 4.0107 | 4.0107 | 535.4224 | 535.4224 | 2629.4721 | 19668.4515 |  | 0
1918-03-31 | 0 | 0 | 0 | 0 | -12.5669 | -12.5669 | 2616.9053 | 19574.4514 |  | 0
1918-04-01 | 0 | 0 | 0 | 0 | -12.5669 | -12.5669 | 2604.3384 | 19480.4513 |  | 0
1918-04-02 | 0 | 0 | 0 | 0 | -12.5669 | -12.5669 | 2591.7716 | 19386.4512 |  | 0
1918-04-03 | 0 | 0 | 0 | 0 | -12.5669 | -12.5669 | 2579.2047 | 19292.4511 |  | 0
1918-04-04 | 0 | 0 | 0 | 0 | -12.5669 | -12.5669 | 2566.6378 | 19198.451 |  | 0
1918-04-05 | 0.125 | 345 | 4.0107 | 4.0107 | 328.4224 | 328.4224 | 2895.0603 | 21655.0509 |  | 0
1918-04-06 | 0 | 0 | 0 | 0 | -12.5669 | -12.5669 | 2882.4934 | 21561.0508 |  | 0
1918-04-07 | 0 | 0 | 0 | 0 | -12.5669 | -12.5669 | 2869.9266 | 21467.0506 |  | 0
1918-04-08 | 0 | 0 | 0 | 0 | -12.5669 | -12.5669 | 2857.3597 | 21373.0505 |  | 0
1918-04-09 | 0 | 0 | 0 | 0 | -12.5669 | -12.5669 | 2844.7928 | 21279.0504 |  | 0
1918-04-10 | 0 | 0 | 0 | 0 | -12.5669 | -12.5669 | 2832.226 | 21185.0503 |  | 0
1918-04-11 | 0 | 0 | 0 | 0 | -12.5669 | -12.5669 | 2819.6591 | 21091.0502 |  | 0
1918-04-12 | 0 | 0 | 0 | 0 | -12.5669 | -12.5669 | 2807.0923 | 20997.0501 |  | 0
1918-04-13 | 0.070833 | 195.5 | 4.0107 | 4.0107 | 178.9224 | 178.9224 | 2986.0147 | 22335.39 |  | 0
1918-04-14 | 0.041667 | 115 | 4.0107 | 4.0107 | 98.4224 | 98.4224 | 3084.4371 | 23071.5898 |  | 0
1918-04-15 | 0 | 0 | 0 | 0 | -12.5669 | -12.5669 | 3071.8703 | 22977.5897 |  | 0
1918-04-16 | 0.033333 | 92 | 4.0107 | 4.0107 | 75.4224 | 75.4224 | 3147.2927 | 23541.7496 |  | 0
1918-04-17 | 0 | 0 | 0 | 0 | -12.5669 | -12.5669 | 3134.7259 | 23447.7495 |  | 0
1918-04-18 | 0 | 0 | 0 | 0 | -12.5669 | -12.5669 | 3122.159 | 23353.7494 |  | 0
1918-04-19 | 0 | 0 | 0 | 0 | -12.5669 | -12.5669 | 3109.5922 | 23259.7493 |  | 0
1918-04-20 | 0 | 0 | 0 | 0 | -12.5669 | -12.5669 | 3097.0253 | 23165.7492 |  | 0
1918-04-21 | 0 | 0 | 0 | 0 | -12.5669 | -12.5669 | 3084.4584 | 23071.7491 |  | 0
1918-04-22 | 0 | 0 | 0 | 0 | -12.5669 | -12.5669 | 3071.8916 | 22977.7489 |  | 0
1918-04-23 | 0 | 0 | 0 | 0 | -12.5669 | -12.5669 | 3059.3247 | 22883.7488 |  | 0
1918-04-24 | 0 | 0 | 0 | 0 | -12.5669 | -12.5669 | 3046.7579 | 22789.7487 |  | 0
1918-04-25 | 0 | 0 | 0 | 0 | -12.5669 | -12.5669 | 3034.191 | 22695.7486 |  | 0
1918-04-26 | 0 | 0 | 0 | 0 | -12.5669 | -12.5669 | 3021.6241 | 22601.7485 |  | 0
1918-04-27 | 0 | 0 | 0 | 0 | -12.5669 | -12.5669 | 3009.0573 | 22507.7484 |  | 0
1918-04-28 | 0 | 0 | 0 | 0 | -12.5669 | -12.5669 | 2996.4904 | 22413.7483 |  | 0
1918-04-29 | 0 | 0 | 0 | 0 | -12.5669 | -12.5669 | 2983.9236 | 22319.7482 |  | 0
1918-04-30 | 0 | 0 | 0 | 0 | -12.5669 | -12.5669 | 2971.3567 | 22225.748 |  | 0
1918-05-01 | 0 | 0 | 0 | 0 | -12.5669 | -12.5669 | 2958.7898 | 22131.7479 |  | 0
1918-05-02 | 0 | 0 | 0 | 0 | -12.5669 | -12.5669 | 2946.223 | 22037.7478 |  | 0
1918-05-03 | 0 | 0 | 0 | 0 | -12.5669 | -12.5669 | 2933.6561 | 21943.7477 |  | 0
1918-05-04 | 0 | 0 | 0 | 0 | -12.5669 | -12.5669 | 2921.0893 | 21849.7476 |  | 0
1918-05-05 | 0 | 0 | 0 | 0 | -12.5669 | -12.5669 | 2908.5224 | 21755.7475 |  | 0
1918-05-06 | 0 | 0 | 0 | 0 | -12.5669 | -12.5669 | 2895.9555 | 21661.7474 |  | 0
1918-05-07 | 0 | 0 | 0 | 0 | -12.5669 | -12.5669 | 2883.3887 | 21567.7473 |  | 0
1918-05-08 | 0 | 0 | 0 | 0 | -12.5669 | -12.5669 | 2870.8218 | 21473.7471 |  | 0
1918-05-09 | 0 | 0 | 0 | 0 | -12.5669 | -12.5669 | 2858.255 | 21379.747 |  | 0
1918-05-10 | 0 | 0 | 0 | 0 | -12.5669 | -12.5669 | 2845.6881 | 21285.7469 |  | 0
1918-05-11 | 0.1 | 276 | 4.0107 | 4.0107 | 259.4224 | 259.4224 | 3105.1105 | 23226.2268 |  | 0
1918-05-12 | 0.033333 | 92 | 4.0107 | 4.0107 | 75.4224 | 75.4224 | 3180.533 | 23790.3867 |  | 0
1918-05-13 | 0 | 0 | 0 | 0 | -12.5669 | -12.5669 | 3167.9661 | 23696.3866 |  | 0
1918-05-14 | 0 | 0 | 0 | 0 | -12.5669 | -12.5669 | 3155.3993 | 23602.3865 |  | 0
1918-05-15 | 0 | 0 | 0 | 0 | -12.5669 | -12.5669 | 3142.8324 | 23508.3864 |  | 0
1918-05-16 | 0 | 0 | 0 | 0 | -12.5669 | -12.5669 | 3130.2655 | 23414.3862 |  | 0
1918-05-17 | 0.0625 | 172.5 | 4.0107 | 4.0107 | 155.9224 | 155.9224 | 3286.188 | 24580.6861 |  | 0
1918-05-18 | 0 | 0 | 0 | 0 | -12.5669 | -12.5669 | 3273.6211 | 24486.686 |  | 0
1918-05-19 | 0 | 0 | 0 | 0 | -12.5669 | -12.5669 | 3261.0543 | 24392.6859 |  | 0
1918-05-20 | 0 | 0 | 0 | 0 | -12.5669 | -12.5669 | 3248.4874 | 24298.6858 |  | 0
1918-05-21 | 0 | 0 | 0 | 0 | -12.5669 | -12.5669 | 3235.9205 | 24204.6857 |  | 0
1918-05-22 | 0 | 0 | 0 | 0 | -12.5669 | -12.5669 | 3223.3537 | 24110.6856 |  | 0
1918-05-23 | 0 | 0 | 0 | 0 | -12.5669 | -12.5669 | 3210.7868 | 24016.6854 |  | 0
1918-05-24 | 0 | 0 | 0 | 0 | -12.5669 | -12.5669 | 3198.22 | 23922.6853 |  | 0
1918-05-25 | 0 | 0 | 0 | 0 | -12.5669 | -12.5669 | 3185.6531 | 23828.6852 |  | 0
1918-05-26 | 0 | 0 | 0 | 0 | -12.5669 | -12.5669 | 3173.0862 | 23734.6851 |  | 0
1918-05-27 | 0 | 0 | 0 | 0 | -12.5669 | -12.5669 | 3160.5194 | 23640.685 |  | 0
1918-05-28 | 0 | 0 | 0 | 0 | -12.5669 | -12.5669 | 3147.9525 | 23546.6849 |  | 0
1918-05-29 | 0 | 0 | 0 | 0 | -12.5669 | -12.5669 | 3135.3857 | 23452.6848 |  | 0
1918-05-30 | 0 | 0 | 0 | 0 | -12.5669 | -12.5669 | 3122.8188 | 23358.6847 |  | 0
1918-05-31 | 0 | 0 | 0 | 0 | -12.5669 | -12.5669 | 3110.2519 | 23264.6845 |  | 0
1918-06-01 | 0 | 0 | 0 | 0 | -12.5669 | -12.5669 | 3097.6851 | 23170.6844 |  | 0
1918-06-02 | 0 | 0 | 0 | 0 | -12.5669 | -12.5669 | 3085.1182 | 23076.6843 |  | 0
1918-06-03 | 0 | 0 | 0 | 0 | -12.5669 | -12.5669 | 3072.5514 | 22982.6842 |  | 0
1918-06-04 | 0.033333 | 92 | 4.0107 | 4.0107 | 75.4224 | 75.4224 | 3147.9738 | 23546.8441 |  | 0
1918-06-05 | 0 | 0 | 0 | 0 | -12.5669 | -12.5669 | 3135.4069 | 23452.844 |  | 0
1918-06-06 | 0 | 0 | 0 | 0 | -12.5669 | -12.5669 | 3122.8401 | 23358.8439 |  | 0
1918-06-07 | 0.091667 | 253 | 4.0107 | 4.0107 | 236.4224 | 236.4224 | 3359.2625 | 25127.2838 |  | 0
1918-06-08 | 0.1125 | 310.5 | 4.0107 | 4.0107 | 293.9224 | 293.9224 | 3653.185 | 27325.8236 |  | 0
1918-06-09 | 0 | 0 | 0 | 0 | -12.5669 | -12.5669 | 3640.6181 | 27231.8235 |  | 0
1918-06-10 | 0 | 0 | 0 | 0 | -12.5669 | -12.5669 | 3628.0513 | 27137.8234 |  | 0
1918-06-11 | 0 | 0 | 0 | 0 | -12.5669 | -12.5669 | 3615.4844 | 27043.8233 |  | 0
1918-06-12 | 0 | 0 | 0 | 0 | -12.5669 | -12.5669 | 3602.9175 | 26949.8232 |  | 0
1918-06-13 | 0 | 0 | 0 | 0 | -12.5669 | -12.5669 | 3590.3507 | 26855.8231 |  | 0
1918-06-14 | 0 | 0 | 0 | 0 | -12.5669 | -12.5669 | 3577.7838 | 26761.823 |  | 0
1918-06-15 | 0 | 0 | 0 | 0 | -12.5669 | -12.5669 | 3565.217 | 26667.8229 |  | 0
1918-06-16 | 0 | 0 | 0 | 0 | -12.5669 | -12.5669 | 3552.6501 | 26573.8227 |  | 0
1918-06-17 | 0 | 0 | 0 | 0 | -12.5669 | -12.5669 | 3540.0832 | 26479.8226 |  | 0
1918-06-18 | 0 | 0 | 0 | 0 | -12.5669 | -12.5669 | 3527.5164 | 26385.8225 |  | 0
1918-06-19 | 0 | 0 | 0 | 0 | -12.5669 | -12.5669 | 3514.9495 | 26291.8224 |  | 0
1918-06-20 | 0 | 0 | 0 | 0 | -12.5669 | -12.5669 | 3502.3827 | 26197.8223 |  | 0
1918-06-21 | 0 | 0 | 0 | 0 | -12.5669 | -12.5669 | 3489.8158 | 26103.8222 |  | 0
1918-06-22 | 0 | 0 | 0 | 0 | -12.5669 | -12.5669 | 3477.2489 | 26009.8221 |  | 0
1918-06-23 | 0 | 0 | 0 | 0 | -12.5669 | -12.5669 | 3464.6821 | 25915.822 |  | 0
1918-06-24 | 0 | 0 | 0 | 0 | -12.5669 | -12.5669 | 3452.1152 | 25821.8218 |  | 0
1918-06-25 | 0 | 0 | 0 | 0 | -12.5669 | -12.5669 | 3439.5484 | 25727.8217 |  | 0
1918-06-26 | 0 | 0 | 0 | 0 | -12.5669 | -12.5669 | 3426.9815 | 25633.8216 |  | 0
1918-06-27 | 0 | 0 | 0 | 0 | -12.5669 | -12.5669 | 3414.4146 | 25539.8215 |  | 0
1918-06-28 | 0 | 0 | 0 | 0 | -12.5669 | -12.5669 | 3401.8478 | 25445.8214 |  | 0
1918-06-29 | 0 | 0 | 0 | 0 | -12.5669 | -12.5669 | 3389.2809 | 25351.8213 |  | 0
1918-06-30 | 0 | 0 | 0 | 0 | -12.5669 | -12.5669 | 3376.7141 | 25257.8212 |  | 0
1918-07-01 | 0 | 0 | 0 | 0 | -12.5669 | -12.5669 | 3364.1472 | 25163.821 |  | 0
1918-07-02 | 0.070833 | 195.5 | 4.0107 | 4.0107 | 178.9224 | 178.9224 | 3543.0696 | 26502.1609 |  | 0
1918-07-03 | 0 | 0 | 0 | 0 | -12.5669 | -12.5669 | 3530.5028 | 26408.1608 |  | 0
1918-07-04 | 0 | 0 | 0 | 0 | -12.5669 | -12.5669 | 3517.9359 | 26314.1607 |  | 0
1918-07-05 | 0 | 0 | 0 | 0 | -12.5669 | -12.5669 | 3505.3691 | 26220.1606 |  | 0
1918-07-06 | 0 | 0 | 0 | 0 | -12.5669 | -12.5669 | 3492.8022 | 26126.1605 |  | 0
1918-07-07 | 0 | 0 | 0 | 0 | -12.5669 | -12.5669 | 3480.2353 | 26032.1604 |  | 0
1918-07-08 | 0 | 0 | 0 | 0 | -12.5669 | -12.5669 | 3467.6685 | 25938.1603 |  | 0
1918-07-09 | 0 | 0 | 0 | 0 | -12.5669 | -12.5669 | 3455.1016 | 25844.1601 |  | 0
1918-07-10 | 0 | 0 | 0 | 0 | -12.5669 | -12.5669 | 3442.5348 | 25750.16 |  | 0
1918-07-11 | 0 | 0 | 0 | 0 | -12.5669 | -12.5669 | 3429.9679 | 25656.1599 |  | 0
1918-07-12 | 0 | 0 | 0 | 0 | -12.5669 | -12.5669 | 3417.401 | 25562.1598 |  | 0
1918-07-13 | 0 | 0 | 0 | 0 | -12.5669 | -12.5669 | 3404.8342 | 25468.1597 |  | 0
1918-07-14 | 0 | 0 | 0 | 0 | -12.5669 | -12.5669 | 3392.2673 | 25374.1596 |  | 0
1918-07-15 | 0 | 0 | 0 | 0 | -12.5669 | -12.5669 | 3379.7005 | 25280.1595 |  | 0
1918-07-16 | 0 | 0 | 0 | 0 | -12.5669 | -12.5669 | 3367.1336 | 25186.1594 |  | 0
1918-07-17 | 0 | 0 | 0 | 0 | -12.5669 | -12.5669 | 3354.5667 | 25092.1592 |  | 0
1918-07-18 | 0 | 0 | 0 | 0 | -12.5669 | -12.5669 | 3341.9999 | 24998.1591 |  | 0
1918-07-19 | 0 | 0 | 0 | 0 | -12.5669 | -12.5669 | 3329.433 | 24904.159 |  | 0
1918-07-20 | 0 | 0 | 0 | 0 | -12.5669 | -12.5669 | 3316.8662 | 24810.1589 |  | 0
1918-07-21 | 0 | 0 | 0 | 0 | -12.5669 | -12.5669 | 3304.2993 | 24716.1588 |  | 0
1918-07-22 | 0 | 0 | 0 | 0 | -12.5669 | -12.5669 | 3291.7324 | 24622.1587 |  | 0
1918-07-23 | 0 | 0 | 0 | 0 | -12.5669 | -12.5669 | 3279.1656 | 24528.1586 |  | 0
1918-07-24 | 0 | 0 | 0 | 0 | -12.5669 | -12.5669 | 3266.5987 | 24434.1585 |  | 0
1918-07-25 | 0 | 0 | 0 | 0 | -12.5669 | -12.5669 | 3254.0319 | 24340.1583 |  | 0
1918-07-26 | 0 | 0 | 0 | 0 | -12.5669 | -12.5669 | 3241.465 | 24246.1582 |  | 0
1918-07-27 | 0 | 0 | 0 | 0 | -12.5669 | -12.5669 | 3228.8981 | 24152.1581 |  | 0
1918-07-28 | 0 | 0 | 0 | 0 | -12.5669 | -12.5669 | 3216.3313 | 24058.158 |  | 0
1918-07-29 | 0 | 0 | 0 | 0 | -12.5669 | -12.5669 | 3203.7644 | 23964.1579 |  | 0
1918-07-30 | 0 | 0 | 0 | 0 | -12.5669 | -12.5669 | 3191.1976 | 23870.1578 |  | 0
1918-07-31 | 0 | 0 | 0 | 0 | -12.5669 | -12.5669 | 3178.6307 | 23776.1577 |  | 0
1918-08-01 | 0.0375 | 103.5 | 4.0107 | 4.0107 | 86.9224 | 86.9224 | 3265.5531 | 24426.3376 |  | 0
1918-08-02 | 0 | 0 | 0 | 0 | -12.5669 | -12.5669 | 3252.9863 | 24332.3374 |  | 0
1918-08-03 | 0 | 0 | 0 | 0 | -12.5669 | -12.5669 | 3240.4194 | 24238.3373 |  | 0
1918-08-04 | 0 | 0 | 0 | 0 | -12.5669 | -12.5669 | 3227.8526 | 24144.3372 |  | 0
1918-08-05 | 0 | 0 | 0 | 0 | -12.5669 | -12.5669 | 3215.2857 | 24050.3371 |  | 0
1918-08-06 | 0 | 0 | 0 | 0 | -12.5669 | -12.5669 | 3202.7188 | 23956.337 |  | 0
1918-08-07 | 0 | 0 | 0 | 0 | -12.5669 | -12.5669 | 3190.152 | 23862.3369 |  | 0
1918-08-08 | 0 | 0 | 0 | 0 | -12.5669 | -12.5669 | 3177.5851 | 23768.3368 |  | 0
1918-08-09 | 0 | 0 | 0 | 0 | -12.5669 | -12.5669 | 3165.0183 | 23674.3367 |  | 0
1918-08-10 | 0 | 0 | 0 | 0 | -12.5669 | -12.5669 | 3152.4514 | 23580.3365 |  | 0
1918-08-11 | 0 | 0 | 0 | 0 | -12.5669 | -12.5669 | 3139.8845 | 23486.3364 |  | 0
1918-08-12 | 0 | 0 | 0 | 0 | -12.5669 | -12.5669 | 3127.3177 | 23392.3363 |  | 0
1918-08-13 | 0 | 0 | 0 | 0 | -12.5669 | -12.5669 | 3114.7508 | 23298.3362 |  | 0
1918-08-14 | 0 | 0 | 0 | 0 | -12.5669 | -12.5669 | 3102.184 | 23204.3361 |  | 0
1918-08-15 | 0 | 0 | 0 | 0 | -12.5669 | -12.5669 | 3089.6171 | 23110.336 |  | 0
1918-08-16 | 0 | 0 | 0 | 0 | -12.5669 | -12.5669 | 3077.0502 | 23016.3359 |  | 0
1918-08-17 | 0 | 0 | 0 | 0 | -12.5669 | -12.5669 | 3064.4834 | 22922.3357 |  | 0
1918-08-18 | 0 | 0 | 0 | 0 | -12.5669 | -12.5669 | 3051.9165 | 22828.3356 |  | 0
1918-08-19 | 0 | 0 | 0 | 0 | -12.5669 | -12.5669 | 3039.3497 | 22734.3355 |  | 0
1918-08-20 | 0 | 0 | 0 | 0 | -12.5669 | -12.5669 | 3026.7828 | 22640.3354 |  | 0
1918-08-21 | 0 | 0 | 0 | 0 | -12.5669 | -12.5669 | 3014.2159 | 22546.3353 |  | 0
1918-08-22 | 0 | 0 | 0 | 0 | -12.5669 | -12.5669 | 3001.6491 | 22452.3352 |  | 0
1918-08-23 | 0 | 0 | 0 | 0 | -12.5669 | -12.5669 | 2989.0822 | 22358.3351 |  | 0
1918-08-24 | 0 | 0 | 0 | 0 | -12.5669 | -12.5669 | 2976.5154 | 22264.335 |  | 0
1918-08-25 | 0 | 0 | 0 | 0 | -12.5669 | -12.5669 | 2963.9485 | 22170.3348 |  | 0
1918-08-26 | 0 | 0 | 0 | 0 | -12.5669 | -12.5669 | 2951.3816 | 22076.3347 |  | 0
1918-08-27 | 0 | 0 | 0 | 0 | -12.5669 | -12.5669 | 2938.8148 | 21982.3346 |  | 0
1918-08-28 | 0 | 0 | 0 | 0 | -12.5669 | -12.5669 | 2926.2479 | 21888.3345 |  | 0
1918-08-29 | 0 | 0 | 0 | 0 | -12.5669 | -12.5669 | 2913.6811 | 21794.3344 |  | 0
1918-08-30 | 0 | 0 | 0 | 0 | -12.5669 | -12.5669 | 2901.1142 | 21700.3343 |  | 0
1918-08-31 | 0 | 0 | 0 | 0 | -12.5669 | -12.5669 | 2888.5473 | 21606.3342 |  | 0
1918-09-01 | 0 | 0 | 0 | 0 | -12.5669 | -12.5669 | 2875.9805 | 21512.3341 |  | 0
1918-09-02 | 0.17083 | 471.5 | 4.0107 | 4.0107 | 454.9224 | 454.9224 | 3330.9029 | 24915.1539 |  | 0
1918-09-03 | 0 | 0 | 0 | 0 | -12.5669 | -12.5669 | 3318.3361 | 24821.1538 |  | 0
1918-09-04 | 0.066667 | 184 | 4.0107 | 4.0107 | 167.4224 | 167.4224 | 3485.7585 | 26073.4737 |  | 0
1918-09-05 | 0 | 0 | 0 | 0 | -12.5669 | -12.5669 | 3473.1917 | 25979.4736 |  | 0
1918-09-06 | 0 | 0 | 0 | 0 | -12.5669 | -12.5669 | 3460.6248 | 25885.4735 |  | 0
1918-09-07 | 0 | 0 | 0 | 0 | -12.5669 | -12.5669 | 3448.0579 | 25791.4734 |  | 0
1918-09-08 | 0 | 0 | 0 | 0 | -12.5669 | -12.5669 | 3435.4911 | 25697.4733 |  | 0
1918-09-09 | 0 | 0 | 0 | 0 | -12.5669 | -12.5669 | 3422.9242 | 25603.4732 |  | 0
1918-09-10 | 0 | 0 | 0 | 0 | -12.5669 | -12.5669 | 3410.3574 | 25509.473 |  | 0
1918-09-11 | 0 | 0 | 0 | 0 | -12.5669 | -12.5669 | 3397.7905 | 25415.4729 |  | 0
1918-09-12 | 0 | 0 | 0 | 0 | -12.5669 | -12.5669 | 3385.2236 | 25321.4728 |  | 0
1918-09-13 | 0 | 0 | 0 | 0 | -12.5669 | -12.5669 | 3372.6568 | 25227.4727 |  | 0
1918-09-14 | 0 | 0 | 0 | 0 | -12.5669 | -12.5669 | 3360.0899 | 25133.4726 |  | 0
1918-09-15 | 0 | 0 | 0 | 0 | -12.5669 | -12.5669 | 3347.5231 | 25039.4725 |  | 0
1918-09-16 | 0.0125 | 34.5 | 4.0107 | 4.0107 | 17.9224 | 17.9224 | 3365.4455 | 25173.5324 |  | 0
1918-09-17 | 0.025 | 69 | 4.0107 | 4.0107 | 52.4224 | 52.4224 | 3417.8679 | 25565.6523 |  | 0
1918-09-18 | 0 | 0 | 0 | 0 | -12.5669 | -12.5669 | 3405.3011 | 25471.6521 |  | 0
1918-09-19 | 0 | 0 | 0 | 0 | -12.5669 | -12.5669 | 3392.7342 | 25377.652 |  | 0
1918-09-20 | 0 | 0 | 0 | 0 | -12.5669 | -12.5669 | 3380.1674 | 25283.6519 |  | 0
1918-09-21 | 0 | 0 | 0 | 0 | -12.5669 | -12.5669 | 3367.6005 | 25189.6518 |  | 0
1918-09-22 | 0 | 0 | 0 | 0 | -12.5669 | -12.5669 | 3355.0336 | 25095.6517 |  | 0
1918-09-23 | 0 | 0 | 0 | 0 | -12.5669 | -12.5669 | 3342.4668 | 25001.6516 |  | 0
1918-09-24 | 0 | 0 | 0 | 0 | -12.5669 | -12.5669 | 3329.8999 | 24907.6515 |  | 0
1918-09-25 | 0 | 0 | 0 | 0 | -12.5669 | -12.5669 | 3317.3331 | 24813.6513 |  | 0
1918-09-26 | 0 | 0 | 0 | 0 | -12.5669 | -12.5669 | 3304.7662 | 24719.6512 |  | 0
1918-09-27 | 0 | 0 | 0 | 0 | -12.5669 | -12.5669 | 3292.1993 | 24625.6511 |  | 0
1918-09-28 | 0 | 0 | 0 | 0 | -12.5669 | -12.5669 | 3279.6325 | 24531.651 |  | 0
1918-09-29 | 0 | 0 | 0 | 0 | -12.5669 | -12.5669 | 3267.0656 | 24437.6509 |  | 0
1918-09-30 | 0 | 0 | 0 | 0 | -12.5669 | -12.5669 | 3254.4988 | 24343.6508 |  | 0
1918-10-01 | 0 | 0 | 0 | 0 | -12.5669 | -12.5669 | 3241.9319 | 24249.6507 |  | 0
1918-10-02 | 0 | 0 | 0 | 0 | -12.5669 | -12.5669 | 3229.365 | 24155.6506 |  | 0
1918-10-03 | 0 | 0 | 0 | 0 | -12.5669 | -12.5669 | 3216.7982 | 24061.6504 |  | 0
1918-10-04 | 0 | 0 | 0 | 0 | -12.5669 | -12.5669 | 3204.2313 | 23967.6503 |  | 0
1918-10-05 | 0 | 0 | 0 | 0 | -12.5669 | -12.5669 | 3191.6645 | 23873.6502 |  | 0
1918-10-06 | 0 | 0 | 0 | 0 | -12.5669 | -12.5669 | 3179.0976 | 23779.6501 |  | 0
1918-10-07 | 0 | 0 | 0 | 0 | -12.5669 | -12.5669 | 3166.5307 | 23685.65 |  | 0
1918-10-08 | 0 | 0 | 0 | 0 | -12.5669 | -12.5669 | 3153.9639 | 23591.6499 |  | 0
1918-10-09 | 0 | 0 | 0 | 0 | -12.5669 | -12.5669 | 3141.397 | 23497.6498 |  | 0
1918-10-10 | 0.054167 | 149.5 | 4.0107 | 4.0107 | 132.9224 | 132.9224 | 3274.3195 | 24491.9097 |  | 0 | 1
1918-10-11 | 0 | 0 | 0 | 0 | -12.5669 | -12.5669 | 3261.7526 | 24397.9095 |  | 0
1918-10-12 | 0 | 0 | 0 | 0 | -12.5669 | -12.5669 | 3249.1858 | 24303.9094 |  | 0
1918-10-13 | 0 | 0 | 0 | 0 | -12.5669 | -12.5669 | 3236.6189 | 24209.9093 |  | 0
1918-10-14 | 0 | 0 | 0 | 0 | -12.5669 | -12.5669 | 3224.052 | 24115.9092 |  | 0
1918-10-15 | 0 | 0 | 0 | 0 | -12.5669 | -12.5669 | 3211.4852 | 24021.9091 |  | 0
1918-10-16 | 0 | 0 | 0 | 0 | -12.5669 | -12.5669 | 3198.9183 | 23927.909 |  | 0
1918-10-17 | 0 | 0 | 0 | 0 | -12.5669 | -12.5669 | 3186.3515 | 23833.9089 |  | 0
1918-10-18 | 0 | 0 | 0 | 0 | -12.5669 | -12.5669 | 3173.7846 | 23739.9088 |  | 0
1918-10-19 | 0 | 0 | 0 | 0 | -12.5669 | -12.5669 | 3161.2177 | 23645.9086 |  | 0
1918-10-20 | 0 | 0 | 0 | 0 | -12.5669 | -12.5669 | 3148.6509 | 23551.9085 |  | 0
1918-10-21 | 0 | 0 | 0 | 0 | -12.5669 | -12.5669 | 3136.084 | 23457.9084 |  | 0
1918-10-22 | 0.12083 | 333.5 | 4.0107 | 4.0107 | 316.9224 | 316.9224 | 3453.0065 | 25828.4883 |  | 0
1918-10-23 | 0 | 0 | 0 | 0 | -12.5669 | -12.5669 | 3440.4396 | 25734.4882 |  | 0
1918-10-24 | 0 | 0 | 0 | 0 | -12.5669 | -12.5669 | 3427.8727 | 25640.4881 |  | 0
1918-10-25 | 0 | 0 | 0 | 0 | -12.5669 | -12.5669 | 3415.3059 | 25546.488 |  | 0
1918-10-26 | 0.2625 | 724.5 | 4.0107 | 4.0107 | 707.9224 | 707.9224 | 3997.8631 | 29904.0163 |  | 112.7983
1918-10-27 | 0.05 | 138 | 4.0107 | 4.0107 | 121.4224 | 121.4224 | 3997.8631 | 29904.0163 |  | 108.8556
1918-10-28 | 0 | 0 | 0 | 0 | -12.5669 | -12.5669 | 3985.2963 | 29810.0162 |  | 0
1918-10-29 | 0 | 0 | 0 | 0 | -12.5669 | -12.5669 | 3972.7294 | 29716.0161 |  | 0
1918-10-30 | 0 | 0 | 0 | 0 | -12.5669 | -12.5669 | 3960.1626 | 29622.0159 |  | 0
1918-10-31 | 0 | 0 | 0 | 0 | -12.5669 | -12.5669 | 3947.5957 | 29528.0158 |  | 0
1918-11-01 | 0 | 0 | 0 | 0 | -12.5669 | -12.5669 | 3935.0288 | 29434.0157 |  | 0
1918-11-02 | 0 | 0 | 0 | 0 | -12.5669 | -12.5669 | 3922.462 | 29340.0156 |  | 0
1918-11-03 | 0 | 0 | 0 | 0 | -12.5669 | -12.5669 | 3909.8951 | 29246.0155 |  | 0
1918-11-04 | 0 | 0 | 0 | 0 | -12.5669 | -12.5669 | 3897.3283 | 29152.0154 |  | 0
1918-11-05 | 0 | 0 | 0 | 0 | -12.5669 | -12.5669 | 3884.7614 | 29058.0153 |  | 0
1918-11-06 | 0.0083333 | 23 | 4.0107 | 4.0107 | 6.4224 | 6.4224 | 3891.1838 | 29106.0552 |  | 0
1918-11-07 | 0 | 0 | 0 | 0 | -12.5669 | -12.5669 | 3878.617 | 29012.055 |  | 0
1918-11-08 | 0 | 0 | 0 | 0 | -12.5669 | -12.5669 | 3866.0501 | 28918.0549 |  | 0
1918-11-09 | 0 | 0 | 0 | 0 | -12.5669 | -12.5669 | 3853.4833 | 28824.0548 |  | 0
1918-11-10 | 0 | 0 | 0 | 0 | -12.5669 | -12.5669 | 3840.9164 | 28730.0547 |  | 0
1918-11-11 | 0 | 0 | 0 | 0 | -12.5669 | -12.5669 | 3828.3495 | 28636.0546 |  | 0
1918-11-12 | 0 | 0 | 0 | 0 | -12.5669 | -12.5669 | 3815.7827 | 28542.0545 |  | 0
1918-11-13 | 0 | 0 | 0 | 0 | -12.5669 | -12.5669 | 3803.2158 | 28448.0544 |  | 0
1918-11-14 | 0 | 0 | 0 | 0 | -12.5669 | -12.5669 | 3790.649 | 28354.0543 |  | 0
1918-11-15 | 0 | 0 | 0 | 0 | -12.5669 | -12.5669 | 3778.0821 | 28260.0541 |  | 0
1918-11-16 | 0 | 0 | 0 | 0 | -12.5669 | -12.5669 | 3765.5152 | 28166.054 |  | 0
1918-11-17 | 0 | 0 | 0 | 0 | -12.5669 | -12.5669 | 3752.9484 | 28072.0539 |  | 0
1918-11-18 | 0 | 0 | 0 | 0 | -12.5669 | -12.5669 | 3740.3815 | 27978.0538 |  | 0
1918-11-19 | 0 | 0 | 0 | 0 | -12.5669 | -12.5669 | 3727.8147 | 27884.0537 |  | 0
1918-11-20 | 0 | 0 | 0 | 0 | -12.5669 | -12.5669 | 3715.2478 | 27790.0536 |  | 0
1918-11-21 | 0 | 0 | 0 | 0 | -12.5669 | -12.5669 | 3702.6809 | 27696.0535 |  | 0
1918-11-22 | 0 | 0 | 0 | 0 | -12.5669 | -12.5669 | 3690.1141 | 27602.0534 |  | 0
1918-11-23 | 0 | 0 | 0 | 0 | -12.5669 | -12.5669 | 3677.5472 | 27508.0532 |  | 0
1918-11-24 | 0.041667 | 115 | 4.0107 | 4.0107 | 98.4224 | 98.4224 | 3775.9697 | 28244.2531 |  | 0
1918-11-25 | 0 | 0 | 0 | 0 | -12.5669 | -12.5669 | 3763.4028 | 28150.253 |  | 0
1918-11-26 | 0.079167 | 218.5 | 4.0107 | 4.0107 | 201.9224 | 201.9224 | 3965.3253 | 29660.6329 |  | 0
1918-11-27 | 0 | 0 | 0 | 0 | -12.5669 | -12.5669 | 3952.7584 | 29566.6328 |  | 0
1918-11-28 | 0 | 0 | 0 | 0 | -12.5669 | -12.5669 | 3940.1915 | 29472.6327 |  | 0
1918-11-29 | 0 | 0 | 0 | 0 | -12.5669 | -12.5669 | 3927.6247 | 29378.6326 |  | 0
1918-11-30 | 0 | 0 | 0 | 0 | -12.5669 | -12.5669 | 3915.0578 | 29284.6325 |  | 0
1918-12-01 | 0 | 0 | 0 | 0 | -12.5669 | -12.5669 | 3902.491 | 29190.6323 |  | 0
1918-12-02 | 0 | 0 | 0 | 0 | -12.5669 | -12.5669 | 3889.9241 | 29096.6322 |  | 0
1918-12-03 | 0 | 0 | 0 | 0 | -12.5669 | -12.5669 | 3877.3572 | 29002.6321 |  | 0
1918-12-04 | 0 | 0 | 0 | 0 | -12.5669 | -12.5669 | 3864.7904 | 28908.632 |  | 0
1918-12-05 | 0 | 0 | 0 | 0 | -12.5669 | -12.5669 | 3852.2235 | 28814.6319 |  | 0
1918-12-06 | 0 | 0 | 0 | 0 | -12.5669 | -12.5669 | 3839.6567 | 28720.6318 |  | 0
1918-12-07 | 0 | 0 | 0 | 0 | -12.5669 | -12.5669 | 3827.0898 | 28626.6317 |  | 0
1918-12-08 | 0 | 0 | 0 | 0 | -12.5669 | -12.5669 | 3814.5229 | 28532.6315 |  | 0
1918-12-09 | 0 | 0 | 0 | 0 | -12.5669 | -12.5669 | 3801.9561 | 28438.6314 |  | 0
1918-12-10 | 0 | 0 | 0 | 0 | -12.5669 | -12.5669 | 3789.3892 | 28344.6313 |  | 0
1918-12-11 | 0 | 0 | 0 | 0 | -12.5669 | -12.5669 | 3776.8224 | 28250.6312 |  | 0
1918-12-12 | 0.016667 | 46 | 4.0107 | 4.0107 | 29.4224 | 29.4224 | 3806.2448 | 28470.7111 |  | 0
1918-12-13 | 0 | 0 | 0 | 0 | -12.5669 | -12.5669 | 3793.6779 | 28376.711 |  | 0
1918-12-14 | 0.016667 | 46 | 4.0107 | 4.0107 | 29.4224 | 29.4224 | 3823.1004 | 28596.7909 |  | 0
1918-12-15 | 0 | 0 | 0 | 0 | -12.5669 | -12.5669 | 3810.5335 | 28502.7908 |  | 0
1918-12-16 | 0 | 0 | 0 | 0 | -12.5669 | -12.5669 | 3797.9667 | 28408.7906 |  | 0
1918-12-17 | 0.033333 | 92 | 4.0107 | 4.0107 | 75.4224 | 75.4224 | 3873.3891 | 28972.9505 |  | 0
1918-12-18 | 0 | 0 | 0 | 0 | -12.5669 | -12.5669 | 3860.8222 | 28878.9504 |  | 0
1918-12-19 | 0.05 | 138 | 4.0107 | 4.0107 | 121.4224 | 121.4224 | 3982.2447 | 29787.1903 |  | 0
1918-12-20 | 0 | 0 | 0 | 0 | -12.5669 | -12.5669 | 3969.6778 | 29693.1902 |  | 0
1918-12-21 | 0 | 0 | 0 | 0 | -12.5669 | -12.5669 | 3957.111 | 29599.1901 |  | 0
1918-12-22 | 0.18333 | 506 | 4.0107 | 4.0107 | 489.4224 | 489.4224 | 3997.8631 | 29904.0163 |  | 436.1034
1918-12-23 | 0 | 0 | 0 | 0 | -12.5669 | -12.5669 | 3985.2963 | 29810.0162 |  | 0
1918-12-24 | 0 | 0 | 0 | 0 | -12.5669 | -12.5669 | 3972.7294 | 29716.0161 |  | 0
1918-12-25 | 0 | 0 | 0 | 0 | -12.5669 | -12.5669 | 3960.1626 | 29622.0159 |  | 0
1918-12-26 | 0 | 0 | 0 | 0 | -12.5669 | -12.5669 | 3947.5957 | 29528.0158 |  | 0
1918-12-27 | 0 | 0 | 0 | 0 | -12.5669 | -12.5669 | 3935.0288 | 29434.0157 |  | 0
1918-12-28 | 0 | 0 | 0 | 0 | -12.5669 | -12.5669 | 3922.462 | 29340.0156 |  | 0
1918-12-29 | 0 | 0 | 0 | 0 | -12.5669 | -12.5669 | 3909.8951 | 29246.0155 |  | 0
1918-12-30 | 0 | 0 | 0 | 0 | -12.5669 | -12.5669 | 3897.3283 | 29152.0154 |  | 0
1918-12-31 | 0.1 | 276 | 4.0107 | 4.0107 | 259.4224 | 259.4224 | 3997.8631 | 29904.0163 |  | 146.3207
1919-01-01 | 0 | 0 | 0 | 0 | -12.5669 | -12.5669 | 3985.2963 | 29810.0162 |  | 0
1919-01-02 | 0 | 0 | 0 | 0 | -12.5669 | -12.5669 | 3972.7294 | 29716.0161 |  | 0
1919-01-03 | 0 | 0 | 0 | 0 | -12.5669 | -12.5669 | 3960.1626 | 29622.0159 |  | 0
1919-01-04 | 0 | 0 | 0 | 0 | -12.5669 | -12.5669 | 3947.5957 | 29528.0158 |  | 0
1919-01-05 | 0 | 0 | 0 | 0 | -12.5669 | -12.5669 | 3935.0288 | 29434.0157 |  | 0
1919-01-06 | 0 | 0 | 0 | 0 | -12.5669 | -12.5669 | 3922.462 | 29340.0156 |  | 0
1919-01-07 | 0 | 0 | 0 | 0 | -12.5669 | -12.5669 | 3909.8951 | 29246.0155 |  | 0
1919-01-08 | 0 | 0 | 0 | 0 | -12.5669 | -12.5669 | 3897.3283 | 29152.0154 |  | 0
1919-01-09 | 0 | 0 | 0 | 0 | -12.5669 | -12.5669 | 3884.7614 | 29058.0153 |  | 0
1919-01-10 | 0 | 0 | 0 | 0 | -12.5669 | -12.5669 | 3872.1945 | 28964.0152 |  | 0
1919-01-11 | 0 | 0 | 0 | 0 | -12.5669 | -12.5669 | 3859.6277 | 28870.015 |  | 0
1919-01-12 | 0 | 0 | 0 | 0 | -12.5669 | -12.5669 | 3847.0608 | 28776.0149 |  | 0
1919-01-13 | 0.016667 | 46 | 4.0107 | 4.0107 | 29.4224 | 29.4224 | 3876.4833 | 28996.0948 |  | 0
1919-01-14 | 0 | 0 | 0 | 0 | -12.5669 | -12.5669 | 3863.9164 | 28902.0947 |  | 0
1919-01-15 | 0 | 0 | 0 | 0 | -12.5669 | -12.5669 | 3851.3495 | 28808.0946 |  | 0
1919-01-16 | 0 | 0 | 0 | 0 | -12.5669 | -12.5669 | 3838.7827 | 28714.0945 |  | 0
1919-01-17 | 0 | 0 | 0 | 0 | -12.5669 | -12.5669 | 3826.2158 | 28620.0944 |  | 0
1919-01-18 | 0 | 0 | 0 | 0 | -12.5669 | -12.5669 | 3813.649 | 28526.0943 |  | 0
1919-01-19 | 0 | 0 | 0 | 0 | -12.5669 | -12.5669 | 3801.0821 | 28432.0941 |  | 0
1919-01-20 | 0 | 0 | 0 | 0 | -12.5669 | -12.5669 | 3788.5152 | 28338.094 |  | 0
1919-01-21 | 0 | 0 | 0 | 0 | -12.5669 | -12.5669 | 3775.9484 | 28244.0939 |  | 0
1919-01-22 | 0.1875 | 517.5 | 4.0107 | 4.0107 | 500.9224 | 500.9224 | 3997.8631 | 29904.0163 |  | 266.4408
1919-01-23 | 0 | 0 | 0 | 0 | -12.5669 | -12.5669 | 3985.2963 | 29810.0162 |  | 0
1919-01-24 | 0 | 0 | 0 | 0 | -12.5669 | -12.5669 | 3972.7294 | 29716.0161 |  | 0
1919-01-25 | 0 | 0 | 0 | 0 | -12.5669 | -12.5669 | 3960.1626 | 29622.0159 |  | 0
1919-01-26 | 0.05 | 138 | 4.0107 | 4.0107 | 121.4224 | 121.4224 | 3997.8631 | 29904.0163 |  | 71.155
1919-01-27 | 0 | 0 | 0 | 0 | -12.5669 | -12.5669 | 3985.2963 | 29810.0162 |  | 0
1919-01-28 | 0 | 0 | 0 | 0 | -12.5669 | -12.5669 | 3972.7294 | 29716.0161 |  | 0
1919-01-29 | 0 | 0 | 0 | 0 | -12.5669 | -12.5669 | 3960.1626 | 29622.0159 |  | 0
1919-01-30 | 0 | 0 | 0 | 0 | -12.5669 | -12.5669 | 3947.5957 | 29528.0158 |  | 0
1919-01-31 | 0 | 0 | 0 | 0 | -12.5669 | -12.5669 | 3935.0288 | 29434.0157 |  | 0
1919-02-01 | 0 | 0 | 0 | 0 | -12.5669 | -12.5669 | 3922.462 | 29340.0156 |  | 0
1919-02-02 | 0.025 | 69 | 4.0107 | 4.0107 | 52.4224 | 52.4224 | 3974.8844 | 29732.1355 |  | 0
1919-02-03 | 0 | 0 | 0 | 0 | -12.5669 | -12.5669 | 3962.3176 | 29638.1354 |  | 0
1919-02-04 | 0 | 0 | 0 | 0 | -12.5669 | -12.5669 | 3949.7507 | 29544.1353 |  | 0
1919-02-05 | 0 | 0 | 0 | 0 | -12.5669 | -12.5669 | 3937.1838 | 29450.1352 |  | 0
1919-02-06 | 0 | 0 | 0 | 0 | -12.5669 | -12.5669 | 3924.617 | 29356.135 |  | 0
1919-02-07 | 0 | 0 | 0 | 0 | -12.5669 | -12.5669 | 3912.0501 | 29262.1349 |  | 0
1919-02-08 | 0 | 0 | 0 | 0 | -12.5669 | -12.5669 | 3899.4833 | 29168.1348 |  | 0
1919-02-09 | 0 | 0 | 0 | 0 | -12.5669 | -12.5669 | 3886.9164 | 29074.1347 |  | 0
1919-02-10 | 0 | 0 | 0 | 0 | -12.5669 | -12.5669 | 3874.3495 | 28980.1346 |  | 0
1919-02-11 | 0 | 0 | 0 | 0 | -12.5669 | -12.5669 | 3861.7827 | 28886.1345 |  | 0
1919-02-12 | 0 | 0 | 0 | 0 | -12.5669 | -12.5669 | 3849.2158 | 28792.1344 |  | 0
1919-02-13 | 0 | 0 | 0 | 0 | -12.5669 | -12.5669 | 3836.649 | 28698.1343 |  | 0
1919-02-14 | 0 | 0 | 0 | 0 | -12.5669 | -12.5669 | 3824.0821 | 28604.1341 |  | 0
1919-02-15 | 0 | 0 | 0 | 0 | -12.5669 | -12.5669 | 3811.5152 | 28510.134 |  | 0
1919-02-16 | 0 | 0 | 0 | 0 | -12.5669 | -12.5669 | 3798.9484 | 28416.1339 |  | 0
1919-02-17 | 0 | 0 | 0 | 0 | -12.5669 | -12.5669 | 3786.3815 | 28322.1338 |  | 0
1919-02-18 | 0 | 0 | 0 | 0 | -12.5669 | -12.5669 | 3773.8147 | 28228.1337 |  | 0
1919-02-19 | 0 | 0 | 0 | 0 | -12.5669 | -12.5669 | 3761.2478 | 28134.1336 |  | 0
1919-02-20 | 0.033333 | 92 | 4.0107 | 4.0107 | 75.4224 | 75.4224 | 3836.6702 | 28698.2935 |  | 0
1919-02-21 | 0.041667 | 115 | 4.0107 | 4.0107 | 98.4224 | 98.4224 | 3935.0927 | 29434.4934 |  | 0
1919-02-22 | 0 | 0 | 0 | 0 | -12.5669 | -12.5669 | 3922.5258 | 29340.4932 |  | 0
1919-02-23 | 0 | 0 | 0 | 0 | -12.5669 | -12.5669 | 3909.959 | 29246.4931 |  | 0
1919-02-24 | 0 | 0 | 0 | 0 | -12.5669 | -12.5669 | 3897.3921 | 29152.493 |  | 0
1919-02-25 | 0 | 0 | 0 | 0 | -12.5669 | -12.5669 | 3884.8253 | 29058.4929 |  | 0
1919-02-26 | 0 | 0 | 0 | 0 | -12.5669 | -12.5669 | 3872.2584 | 28964.4928 |  | 0
1919-02-27 | 0 | 0 | 0 | 0 | -12.5669 | -12.5669 | 3859.6915 | 28870.4927 |  | 0
1919-02-28 | 0 | 0 | 0 | 0 | -12.5669 | -12.5669 | 3847.1247 | 28776.4926 |  | 0
1919-03-01 | 0 | 0 | 0 | 0 | -12.5669 | -12.5669 | 3834.5578 | 28682.4925 |  | 0
1919-03-02 | 0 | 0 | 0 | 0 | -12.5669 | -12.5669 | 3821.991 | 28588.4923 |  | 0
1919-03-03 | 0 | 0 | 0 | 0 | -12.5669 | -12.5669 | 3809.4241 | 28494.4922 |  | 0
1919-03-04 | 0 | 0 | 0 | 0 | -12.5669 | -12.5669 | 3796.8572 | 28400.4921 |  | 0
1919-03-05 | 0 | 0 | 0 | 0 | -12.5669 | -12.5669 | 3784.2904 | 28306.492 |  | 0
1919-03-06 | 0 | 0 | 0 | 0 | -12.5669 | -12.5669 | 3771.7235 | 28212.4919 |  | 0
1919-03-07 | 0 | 0 | 0 | 0 | -12.5669 | -12.5669 | 3759.1567 | 28118.4918 |  | 0
1919-03-08 | 0 | 0 | 0 | 0 | -12.5669 | -12.5669 | 3746.5898 | 28024.4917 |  | 0
1919-03-09 | 0 | 0 | 0 | 0 | -12.5669 | -12.5669 | 3734.0229 | 27930.4915 |  | 0
1919-03-10 | 0 | 0 | 0 | 0 | -12.5669 | -12.5669 | 3721.4561 | 27836.4914 |  | 0
1919-03-11 | 0 | 0 | 0 | 0 | -12.5669 | -12.5669 | 3708.8892 | 27742.4913 |  | 0
1919-03-12 | 0 | 0 | 0 | 0 | -12.5669 | -12.5669 | 3696.3224 | 27648.4912 |  | 0
1919-03-13 | 0 | 0 | 0 | 0 | -12.5669 | -12.5669 | 3683.7555 | 27554.4911 |  | 0
1919-03-14 | 0 | 0 | 0 | 0 | -12.5669 | -12.5669 | 3671.1886 | 27460.491 |  | 0
1919-03-15 | 0 | 0 | 0 | 0 | -12.5669 | -12.5669 | 3658.6218 | 27366.4909 |  | 0
1919-03-16 | 0 | 0 | 0 | 0 | -12.5669 | -12.5669 | 3646.0549 | 27272.4908 |  | 0
1919-03-17 | 0 | 0 | 0 | 0 | -12.5669 | -12.5669 | 3633.4881 | 27178.4906 |  | 0
1919-03-18 | 0 | 0 | 0 | 0 | -12.5669 | -12.5669 | 3620.9212 | 27084.4905 |  | 0
1919-03-19 | 0 | 0 | 0 | 0 | -12.5669 | -12.5669 | 3608.3543 | 26990.4904 |  | 0
1919-03-20 | 0 | 0 | 0 | 0 | -12.5669 | -12.5669 | 3595.7875 | 26896.4903 |  | 0
1919-03-21 | 0 | 0 | 0 | 0 | -12.5669 | -12.5669 | 3583.2206 | 26802.4902 |  | 0
1919-03-22 | 0 | 0 | 0 | 0 | -12.5669 | -12.5669 | 3570.6538 | 26708.4901 |  | 0
1919-03-23 | 0 | 0 | 0 | 0 | -12.5669 | -12.5669 | 3558.0869 | 26614.49 |  | 0
1919-03-24 | 0.1 | 276 | 4.0107 | 4.0107 | 259.4224 | 259.4224 | 3817.5093 | 28554.9699 |  | 0
1919-03-25 | 0 | 0 | 0 | 0 | -12.5669 | -12.5669 | 3804.9425 | 28460.9697 |  | 0
1919-03-26 | 0 | 0 | 0 | 0 | -12.5669 | -12.5669 | 3792.3756 | 28366.9696 |  | 0
1919-03-27 | 0 | 0 | 0 | 0 | -12.5669 | -12.5669 | 3779.8088 | 28272.9695 |  | 0
1919-03-28 | 0 | 0 | 0 | 0 | -12.5669 | -12.5669 | 3767.2419 | 28178.9694 |  | 0
1919-03-29 | 0 | 0 | 0 | 0 | -12.5669 | -12.5669 | 3754.675 | 28084.9693 |  | 0
1919-03-30 | 0.15417 | 425.5 | 4.0107 | 4.0107 | 408.9224 | 408.9224 | 3997.8631 | 29904.0163 |  | 153.1675
1919-03-31 | 0 | 0 | 0 | 0 | -12.5669 | -12.5669 | 3985.2963 | 29810.0162 |  | 0
1919-04-01 | 0 | 0 | 0 | 0 | -12.5669 | -12.5669 | 3972.7294 | 29716.0161 |  | 0
1919-04-02 | 0.016667 | 46 | 4.0107 | 4.0107 | 29.4224 | 29.4224 | 4002.1519 | 29936.0959 |  | 0
1919-04-03 | 0.025 | 69 | 4.0107 | 4.0107 | 52.4224 | 52.4224 | 3997.8631 | 29904.0163 |  | 44.1443
1919-04-04 | 0 | 0 | 0 | 0 | -12.5669 | -12.5669 | 3985.2963 | 29810.0162 |  | 0
1919-04-05 | 0 | 0 | 0 | 0 | -12.5669 | -12.5669 | 3972.7294 | 29716.0161 |  | 0
1919-04-06 | 0 | 0 | 0 | 0 | -12.5669 | -12.5669 | 3960.1626 | 29622.0159 |  | 0
1919-04-07 | 0.016667 | 46 | 4.0107 | 4.0107 | 29.4224 | 29.4224 | 3989.585 | 29842.0958 |  | 0
1919-04-08 | 0.025 | 69 | 4.0107 | 4.0107 | 52.4224 | 52.4224 | 3997.8631 | 29904.0163 |  | 31.5774
1919-04-09 | 0 | 0 | 0 | 0 | -12.5669 | -12.5669 | 3985.2963 | 29810.0162 |  | 0
1919-04-10 | 0 | 0 | 0 | 0 | -12.5669 | -12.5669 | 3972.7294 | 29716.0161 |  | 0
1919-04-11 | 0 | 0 | 0 | 0 | -12.5669 | -12.5669 | 3960.1626 | 29622.0159 |  | 0
1919-04-12 | 0 | 0 | 0 | 0 | -12.5669 | -12.5669 | 3947.5957 | 29528.0158 |  | 0
1919-04-13 | 0 | 0 | 0 | 0 | -12.5669 | -12.5669 | 3935.0288 | 29434.0157 |  | 0
1919-04-14 | 0 | 0 | 0 | 0 | -12.5669 | -12.5669 | 3922.462 | 29340.0156 |  | 0
1919-04-15 | 0 | 0 | 0 | 0 | -12.5669 | -12.5669 | 3909.8951 | 29246.0155 |  | 0
1919-04-16 | 0 | 0 | 0 | 0 | -12.5669 | -12.5669 | 3897.3283 | 29152.0154 |  | 0
1919-04-17 | 0 | 0 | 0 | 0 | -12.5669 | -12.5669 | 3884.7614 | 29058.0153 |  | 0
1919-04-18 | 0 | 0 | 0 | 0 | -12.5669 | -12.5669 | 3872.1945 | 28964.0152 |  | 0
1919-04-19 | 0 | 0 | 0 | 0 | -12.5669 | -12.5669 | 3859.6277 | 28870.015 |  | 0
1919-04-20 | 0 | 0 | 0 | 0 | -12.5669 | -12.5669 | 3847.0608 | 28776.0149 |  | 0
1919-04-21 | 0 | 0 | 0 | 0 | -12.5669 | -12.5669 | 3834.494 | 28682.0148 |  | 0
1919-04-22 | 0 | 0 | 0 | 0 | -12.5669 | -12.5669 | 3821.9271 | 28588.0147 |  | 0
1919-04-23 | 0 | 0 | 0 | 0 | -12.5669 | -12.5669 | 3809.3602 | 28494.0146 |  | 0
1919-04-24 | 0 | 0 | 0 | 0 | -12.5669 | -12.5669 | 3796.7934 | 28400.0145 |  | 0
1919-04-25 | 0 | 0 | 0 | 0 | -12.5669 | -12.5669 | 3784.2265 | 28306.0144 |  | 0
1919-04-26 | 0.025 | 69 | 4.0107 | 4.0107 | 52.4224 | 52.4224 | 3836.649 | 28698.1343 |  | 0
1919-04-27 | 0.016667 | 46 | 4.0107 | 4.0107 | 29.4224 | 29.4224 | 3866.0714 | 28918.2141 |  | 0
1919-04-28 | 0 | 0 | 0 | 0 | -12.5669 | -12.5669 | 3853.5045 | 28824.214 |  | 0
1919-04-29 | 0 | 0 | 0 | 0 | -12.5669 | -12.5669 | 3840.9377 | 28730.2139 |  | 0
1919-04-30 | 0 | 0 | 0 | 0 | -12.5669 | -12.5669 | 3828.3708 | 28636.2138 |  | 0
1919-05-01 | 0 | 0 | 0 | 0 | -12.5669 | -12.5669 | 3815.804 | 28542.2137 |  | 0
1919-05-02 | 0.091667 | 253 | 4.0107 | 4.0107 | 236.4224 | 236.4224 | 3997.8631 | 29904.0163 |  | 41.7964
1919-05-03 | 0 | 0 | 0 | 0 | -12.5669 | -12.5669 | 3985.2963 | 29810.0162 |  | 0
1919-05-04 | 0 | 0 | 0 | 0 | -12.5669 | -12.5669 | 3972.7294 | 29716.0161 |  | 0
1919-05-05 | 0 | 0 | 0 | 0 | -12.5669 | -12.5669 | 3960.1626 | 29622.0159 |  | 0
1919-05-06 | 0.11667 | 322 | 4.0107 | 4.0107 | 305.4224 | 305.4224 | 3997.8631 | 29904.0163 |  | 255.155
1919-05-07 | 0.1 | 276 | 4.0107 | 4.0107 | 259.4224 | 259.4224 | 3997.8631 | 29904.0163 |  | 246.8556
1919-05-08 | 0 | 0 | 0 | 0 | -12.5669 | -12.5669 | 3985.2963 | 29810.0162 |  | 0
1919-05-09 | 0 | 0 | 0 | 0 | -12.5669 | -12.5669 | 3972.7294 | 29716.0161 |  | 0
1919-05-10 | 0 | 0 | 0 | 0 | -12.5669 | -12.5669 | 3960.1626 | 29622.0159 |  | 0
1919-05-11 | 0.15417 | 425.5 | 4.0107 | 4.0107 | 408.9224 | 408.9224 | 3997.8631 | 29904.0163 |  | 358.655
1919-05-12 | 0 | 0 | 0 | 0 | -12.5669 | -12.5669 | 3985.2963 | 29810.0162 |  | 0
1919-05-13 | 0 | 0 | 0 | 0 | -12.5669 | -12.5669 | 3972.7294 | 29716.0161 |  | 0
1919-05-14 | 0.091667 | 253 | 4.0107 | 4.0107 | 236.4224 | 236.4224 | 3997.8631 | 29904.0163 |  | 198.7219
1919-05-15 | 0 | 0 | 0 | 0 | -12.5669 | -12.5669 | 3985.2963 | 29810.0162 |  | 0
1919-05-16 | 0 | 0 | 0 | 0 | -12.5669 | -12.5669 | 3972.7294 | 29716.0161 |  | 0
1919-05-17 | 0 | 0 | 0 | 0 | -12.5669 | -12.5669 | 3960.1626 | 29622.0159 |  | 0
1919-05-18 | 0 | 0 | 0 | 0 | -12.5669 | -12.5669 | 3947.5957 | 29528.0158 |  | 0
1919-05-19 | 0.054167 | 149.5 | 4.0107 | 4.0107 | 132.9224 | 132.9224 | 3997.8631 | 29904.0163 |  | 70.0881
1919-05-20 | 0 | 0 | 0 | 0 | -12.5669 | -12.5669 | 3985.2963 | 29810.0162 |  | 0
1919-05-21 | 0 | 0 | 0 | 0 | -12.5669 | -12.5669 | 3972.7294 | 29716.0161 |  | 0
1919-05-22 | 0 | 0 | 0 | 0 | -12.5669 | -12.5669 | 3960.1626 | 29622.0159 |  | 0
1919-05-23 | 0 | 0 | 0 | 0 | -12.5669 | -12.5669 | 3947.5957 | 29528.0158 |  | 0
1919-05-24 | 0.11667 | 322 | 4.0107 | 4.0107 | 305.4224 | 305.4224 | 3997.8631 | 29904.0163 |  | 242.5881
1919-05-25 | 0 | 0 | 0 | 0 | -12.5669 | -12.5669 | 3985.2963 | 29810.0162 |  | 0
1919-05-26 | 0.0625 | 172.5 | 4.0107 | 4.0107 | 155.9224 | 155.9224 | 3997.8631 | 29904.0163 |  | 130.7887
1919-05-27 | 0 | 0 | 0 | 0 | -12.5669 | -12.5669 | 3985.2963 | 29810.0162 |  | 0
1919-05-28 | 0.016667 | 46 | 4.0107 | 4.0107 | 29.4224 | 29.4224 | 3997.8631 | 29904.0163 |  | 4.2887
1919-05-29 | 0 | 0 | 0 | 0 | -12.5669 | -12.5669 | 3985.2963 | 29810.0162 |  | 0
1919-05-30 | 0 | 0 | 0 | 0 | -12.5669 | -12.5669 | 3972.7294 | 29716.0161 |  | 0
1919-05-31 | 0.020833 | 57.5 | 4.0107 | 4.0107 | 40.9224 | 40.9224 | 3997.8631 | 29904.0163 |  | 3.2219
1919-06-01 | 0 | 0 | 0 | 0 | -12.5669 | -12.5669 | 3985.2963 | 29810.0162 |  | 0
1919-06-02 | 0 | 0 | 0 | 0 | -12.5669 | -12.5669 | 3972.7294 | 29716.0161 |  | 0
1919-06-03 | 0 | 0 | 0 | 0 | -12.5669 | -12.5669 | 3960.1626 | 29622.0159 |  | 0
1919-06-04 | 0.0375 | 103.5 | 4.0107 | 4.0107 | 86.9224 | 86.9224 | 3997.8631 | 29904.0163 |  | 36.655
1919-06-05 | 0 | 0 | 0 | 0 | -12.5669 | -12.5669 | 3985.2963 | 29810.0162 |  | 0
1919-06-06 | 0 | 0 | 0 | 0 | -12.5669 | -12.5669 | 3972.7294 | 29716.0161 |  | 0
1919-06-07 | 0 | 0 | 0 | 0 | -12.5669 | -12.5669 | 3960.1626 | 29622.0159 |  | 0
1919-06-08 | 0 | 0 | 0 | 0 | -12.5669 | -12.5669 | 3947.5957 | 29528.0158 |  | 0
1919-06-09 | 0 | 0 | 0 | 0 | -12.5669 | -12.5669 | 3935.0288 | 29434.0157 |  | 0
1919-06-10 | 0.033333 | 92 | 4.0107 | 4.0107 | 75.4224 | 75.4224 | 3997.8631 | 29904.0163 |  | 0.021285
1919-06-11 | 0 | 0 | 0 | 0 | -12.5669 | -12.5669 | 3985.2963 | 29810.0162 |  | 0
1919-06-12 | 0 | 0 | 0 | 0 | -12.5669 | -12.5669 | 3972.7294 | 29716.0161 |  | 0
1919-06-13 | 0 | 0 | 0 | 0 | -12.5669 | -12.5669 | 3960.1626 | 29622.0159 |  | 0
1919-06-14 | 0 | 0 | 0 | 0 | -12.5669 | -12.5669 | 3947.5957 | 29528.0158 |  | 0
1919-06-15 | 0 | 0 | 0 | 0 | -12.5669 | -12.5669 | 3935.0288 | 29434.0157 |  | 0
1919-06-16 | 0 | 0 | 0 | 0 | -12.5669 | -12.5669 | 3922.462 | 29340.0156 |  | 0
1919-06-17 | 0 | 0 | 0 | 0 | -12.5669 | -12.5669 | 3909.8951 | 29246.0155 |  | 0
1919-06-18 | 0.0375 | 103.5 | 4.0107 | 4.0107 | 86.9224 | 86.9224 | 3996.8176 | 29896.1954 |  | 0
1919-06-19 | 0.1625 | 448.5 | 4.0107 | 4.0107 | 431.9224 | 431.9224 | 3997.8631 | 29904.0163 |  | 418.31
1919-06-20 | 0.325 | 897 | 4.0107 | 4.0107 | 880.4224 | 880.4224 | 3997.8631 | 29904.0163 |  | 867.8556
1919-06-21 | 0 | 0 | 0 | 0 | -12.5669 | -12.5669 | 3985.2963 | 29810.0162 |  | 0
1919-06-22 | 0 | 0 | 0 | 0 | -12.5669 | -12.5669 | 3972.7294 | 29716.0161 |  | 0
1919-06-23 | 0 | 0 | 0 | 0 | -12.5669 | -12.5669 | 3960.1626 | 29622.0159 |  | 0
1919-06-24 | 0 | 0 | 0 | 0 | -12.5669 | -12.5669 | 3947.5957 | 29528.0158 |  | 0
1919-06-25 | 0 | 0 | 0 | 0 | -12.5669 | -12.5669 | 3935.0288 | 29434.0157 |  | 0
1919-06-26 | 0 | 0 | 0 | 0 | -12.5669 | -12.5669 | 3922.462 | 29340.0156 |  | 0
1919-06-27 | 0 | 0 | 0 | 0 | -12.5669 | -12.5669 | 3909.8951 | 29246.0155 |  | 0
1919-06-28 | 0 | 0 | 0 | 0 | -12.5669 | -12.5669 | 3897.3283 | 29152.0154 |  | 0
1919-06-29 | 0 | 0 | 0 | 0 | -12.5669 | -12.5669 | 3884.7614 | 29058.0153 |  | 0
1919-06-30 | 0 | 0 | 0 | 0 | -12.5669 | -12.5669 | 3872.1945 | 28964.0152 |  | 0
1919-07-01 | 0 | 0 | 0 | 0 | -12.5669 | -12.5669 | 3859.6277 | 28870.015 |  | 0
1919-07-02 | 0 | 0 | 0 | 0 | -12.5669 | -12.5669 | 3847.0608 | 28776.0149 |  | 0
1919-07-03 | 0 | 0 | 0 | 0 | -12.5669 | -12.5669 | 3834.494 | 28682.0148 |  | 0
1919-07-04 | 0 | 0 | 0 | 0 | -12.5669 | -12.5669 | 3821.9271 | 28588.0147 |  | 0
1919-07-05 | 0 | 0 | 0 | 0 | -12.5669 | -12.5669 | 3809.3602 | 28494.0146 |  | 0
1919-07-06 | 0 | 0 | 0 | 0 | -12.5669 | -12.5669 | 3796.7934 | 28400.0145 |  | 0
1919-07-07 | 0 | 0 | 0 | 0 | -12.5669 | -12.5669 | 3784.2265 | 28306.0144 |  | 0
1919-07-08 | 0 | 0 | 0 | 0 | -12.5669 | -12.5669 | 3771.6597 | 28212.0143 |  | 0
1919-07-09 | 0 | 0 | 0 | 0 | -12.5669 | -12.5669 | 3759.0928 | 28118.0141 |  | 0
1919-07-10 | 0 | 0 | 0 | 0 | -12.5669 | -12.5669 | 3746.5259 | 28024.014 |  | 0
1919-07-11 | 0 | 0 | 0 | 0 | -12.5669 | -12.5669 | 3733.9591 | 27930.0139 |  | 0
1919-07-12 | 0 | 0 | 0 | 0 | -12.5669 | -12.5669 | 3721.3922 | 27836.0138 |  | 0
1919-07-13 | 0 | 0 | 0 | 0 | -12.5669 | -12.5669 | 3708.8254 | 27742.0137 |  | 0
1919-07-14 | 0 | 0 | 0 | 0 | -12.5669 | -12.5669 | 3696.2585 | 27648.0136 |  | 0
1919-07-15 | 0 | 0 | 0 | 0 | -12.5669 | -12.5669 | 3683.6916 | 27554.0135 |  | 0
1919-07-16 | 0.05 | 138 | 4.0107 | 4.0107 | 121.4224 | 121.4224 | 3805.1141 | 28462.2534 |  | 0
1919-07-17 | 0.016667 | 46 | 4.0107 | 4.0107 | 29.4224 | 29.4224 | 3834.5365 | 28682.3332 |  | 0
1919-07-18 | 0.016667 | 46 | 4.0107 | 4.0107 | 29.4224 | 29.4224 | 3863.959 | 28902.4131 |  | 0
1919-07-19 | 0.058333 | 161 | 4.0107 | 4.0107 | 144.4224 | 144.4224 | 4008.3814 | 29982.693 |  | 0
1919-07-20 | 0.1 | 276 | 4.0107 | 4.0107 | 259.4224 | 259.4224 | 3997.8631 | 29904.0163 |  | 257.3739
1919-07-21 | 0 | 0 | 0 | 0 | -12.5669 | -12.5669 | 3985.2963 | 29810.0162 |  | 0
1919-07-22 | 0 | 0 | 0 | 0 | -12.5669 | -12.5669 | 3972.7294 | 29716.0161 |  | 0
1919-07-23 | 0 | 0 | 0 | 0 | -12.5669 | -12.5669 | 3960.1626 | 29622.0159 |  | 0
1919-07-24 | 0 | 0 | 0 | 0 | -12.5669 | -12.5669 | 3947.5957 | 29528.0158 |  | 0
1919-07-25 | 0 | 0 | 0 | 0 | -12.5669 | -12.5669 | 3935.0288 | 29434.0157 |  | 0
1919-07-26 | 0 | 0 | 0 | 0 | -12.5669 | -12.5669 | 3922.462 | 29340.0156 |  | 0
1919-07-27 | 0 | 0 | 0 | 0 | -12.5669 | -12.5669 | 3909.8951 | 29246.0155 |  | 0
1919-07-28 | 0 | 0 | 0 | 0 | -12.5669 | -12.5669 | 3897.3283 | 29152.0154 |  | 0
1919-07-29 | 0 | 0 | 0 | 0 | -12.5669 | -12.5669 | 3884.7614 | 29058.0153 |  | 0
1919-07-30 | 0 | 0 | 0 | 0 | -12.5669 | -12.5669 | 3872.1945 | 28964.0152 |  | 0
1919-07-31 | 0 | 0 | 0 | 0 | -12.5669 | -12.5669 | 3859.6277 | 28870.015 |  | 0
1919-08-01 | 0 | 0 | 0 | 0 | -12.5669 | -12.5669 | 3847.0608 | 28776.0149 |  | 0
1919-08-02 | 0 | 0 | 0 | 0 | -12.5669 | -12.5669 | 3834.494 | 28682.0148 |  | 0
1919-08-03 | 0 | 0 | 0 | 0 | -12.5669 | -12.5669 | 3821.9271 | 28588.0147 |  | 0
1919-08-04 | 0 | 0 | 0 | 0 | -12.5669 | -12.5669 | 3809.3602 | 28494.0146 |  | 0
1919-08-05 | 0 | 0 | 0 | 0 | -12.5669 | -12.5669 | 3796.7934 | 28400.0145 |  | 0
1919-08-06 | 0 | 0 | 0 | 0 | -12.5669 | -12.5669 | 3784.2265 | 28306.0144 |  | 0
1919-08-07 | 0 | 0 | 0 | 0 | -12.5669 | -12.5669 | 3771.6597 | 28212.0143 |  | 0
1919-08-08 | 0 | 0 | 0 | 0 | -12.5669 | -12.5669 | 3759.0928 | 28118.0141 |  | 0
1919-08-09 | 0 | 0 | 0 | 0 | -12.5669 | -12.5669 | 3746.5259 | 28024.014 |  | 0
1919-08-10 | 0 | 0 | 0 | 0 | -12.5669 | -12.5669 | 3733.9591 | 27930.0139 |  | 0
1919-08-11 | 0 | 0 | 0 | 0 | -12.5669 | -12.5669 | 3721.3922 | 27836.0138 |  | 0
1919-08-12 | 0 | 0 | 0 | 0 | -12.5669 | -12.5669 | 3708.8254 | 27742.0137 |  | 0
1919-08-13 | 0 | 0 | 0 | 0 | -12.5669 | -12.5669 | 3696.2585 | 27648.0136 |  | 0
1919-08-14 | 0 | 0 | 0 | 0 | -12.5669 | -12.5669 | 3683.6916 | 27554.0135 |  | 0
1919-08-15 | 0 | 0 | 0 | 0 | -12.5669 | -12.5669 | 3671.1248 | 27460.0134 |  | 0
1919-08-16 | 0 | 0 | 0 | 0 | -12.5669 | -12.5669 | 3658.5579 | 27366.0132 |  | 0
1919-08-17 | 0.11667 | 322 | 4.0107 | 4.0107 | 305.4224 | 305.4224 | 3963.9804 | 29650.5731 |  | 0
1919-08-18 | 0 | 0 | 0 | 0 | -12.5669 | -12.5669 | 3951.4135 | 29556.573 |  | 0
1919-08-19 | 0 | 0 | 0 | 0 | -12.5669 | -12.5669 | 3938.8466 | 29462.5729 |  | 0
1919-08-20 | 0 | 0 | 0 | 0 | -12.5669 | -12.5669 | 3926.2798 | 29368.5728 |  | 0
1919-08-21 | 0 | 0 | 0 | 0 | -12.5669 | -12.5669 | 3913.7129 | 29274.5727 |  | 0
1919-08-22 | 0 | 0 | 0 | 0 | -12.5669 | -12.5669 | 3901.1461 | 29180.5726 |  | 0
1919-08-23 | 0 | 0 | 0 | 0 | -12.5669 | -12.5669 | 3888.5792 | 29086.5725 |  | 0
1919-08-24 | 0 | 0 | 0 | 0 | -12.5669 | -12.5669 | 3876.0123 | 28992.5723 |  | 0
1919-08-25 | 0 | 0 | 0 | 0 | -12.5669 | -12.5669 | 3863.4455 | 28898.5722 |  | 0
1919-08-26 | 0 | 0 | 0 | 0 | -12.5669 | -12.5669 | 3850.8786 | 28804.5721 |  | 0
1919-08-27 | 0 | 0 | 0 | 0 | -12.5669 | -12.5669 | 3838.3118 | 28710.572 |  | 0
1919-08-28 | 0 | 0 | 0 | 0 | -12.5669 | -12.5669 | 3825.7449 | 28616.5719 |  | 0
1919-08-29 | 0 | 0 | 0 | 0 | -12.5669 | -12.5669 | 3813.178 | 28522.5718 |  | 0
1919-08-30 | 0 | 0 | 0 | 0 | -12.5669 | -12.5669 | 3800.6112 | 28428.5717 |  | 0
1919-08-31 | 0 | 0 | 0 | 0 | -12.5669 | -12.5669 | 3788.0443 | 28334.5715 |  | 0
1919-11-01 | 0 | 0 | 0 | 0 | -12.5669 | -12.5669 | 3775.4775 | 28240.5714 |  | 0
1919-11-02 | 0 | 0 | 0 | 0 | -12.5669 | -12.5669 | 3762.9106 | 28146.5713 |  | 0
1919-11-03 | 0 | 0 | 0 | 0 | -12.5669 | -12.5669 | 3750.3437 | 28052.5712 |  | 0
1919-11-04 | 0 | 0 | 0 | 0 | -12.5669 | -12.5669 | 3737.7769 | 27958.5711 |  | 0
1919-11-05 | 0 | 0 | 0 | 0 | -12.5669 | -12.5669 | 3725.21 | 27864.571 |  | 0
1919-11-06 | 0 | 0 | 0 | 0 | -12.5669 | -12.5669 | 3712.6432 | 27770.5709 |  | 0
1919-11-07 | 0 | 0 | 0 | 0 | -12.5669 | -12.5669 | 3700.0763 | 27676.5708 |  | 0
1919-11-08 | 0 | 0 | 0 | 0 | -12.5669 | -12.5669 | 3687.5094 | 27582.5706 |  | 0
1919-11-09 | 0.1125 | 310.5 | 4.0107 | 4.0107 | 293.9224 | 293.9224 | 3981.4319 | 29781.1105 |  | 0
1919-11-10 | 0 | 0 | 0 | 0 | -12.5669 | -12.5669 | 3968.865 | 29687.1104 |  | 0
1919-11-11 | 0 | 0 | 0 | 0 | -12.5669 | -12.5669 | 3956.2982 | 29593.1103 |  | 0
1919-11-12 | 0 | 0 | 0 | 0 | -12.5669 | -12.5669 | 3943.7313 | 29499.1102 |  | 0
1919-11-13 | 0 | 0 | 0 | 0 | -12.5669 | -12.5669 | 3931.1644 | 29405.1101 |  | 0
1919-11-14 | 0 | 0 | 0 | 0 | -12.5669 | -12.5669 | 3918.5976 | 29311.11 |  | 0
1919-11-15 | 0 | 0 | 0 | 0 | -12.5669 | -12.5669 | 3906.0307 | 29217.1099 |  | 0
1919-11-16 | 0 | 0 | 0 | 0 | -12.5669 | -12.5669 | 3893.4639 | 29123.1097 |  | 0
1919-11-17 | 0 | 0 | 0 | 0 | -12.5669 | -12.5669 | 3880.897 | 29029.1096 |  | 0
1919-11-18 | 0 | 0 | 0 | 0 | -12.5669 | -12.5669 | 3868.3301 | 28935.1095 |  | 0
1919-11-19 | 0 | 0 | 0 | 0 | -12.5669 | -12.5669 | 3855.7633 | 28841.1094 |  | 0
1919-11-20 | 0 | 0 | 0 | 0 | -12.5669 | -12.5669 | 3843.1964 | 28747.1093 |  | 0
1919-11-21 | 0.083333 | 230 | 4.0107 | 4.0107 | 213.4224 | 213.4224 | 3997.8631 | 29904.0163 |  | 46.1889
1919-11-22 | 0 | 0 | 0 | 0 | -12.5669 | -12.5669 | 3985.2963 | 29810.0162 |  | 0
1919-11-23 | 0 | 0 | 0 | 0 | -12.5669 | -12.5669 | 3972.7294 | 29716.0161 |  | 0
1919-11-24 | 0 | 0 | 0 | 0 | -12.5669 | -12.5669 | 3960.1626 | 29622.0159 |  | 0
1919-11-25 | 0.016667 | 46 | 4.0107 | 4.0107 | 29.4224 | 29.4224 | 3989.585 | 29842.0958 |  | 0
1919-11-26 | 0 | 0 | 0 | 0 | -12.5669 | -12.5669 | 3977.0181 | 29748.0957 |  | 0
1919-11-27 | 0 | 0 | 0 | 0 | -12.5669 | -12.5669 | 3964.4513 | 29654.0956 |  | 0
1919-11-28 | 0 | 0 | 0 | 0 | -12.5669 | -12.5669 | 3951.8844 | 29560.0955 |  | 0
1919-11-29 | 0 | 0 | 0 | 0 | -12.5669 | -12.5669 | 3939.3176 | 29466.0954 |  | 0
1919-11-30 | 0 | 0 | 0 | 0 | -12.5669 | -12.5669 | 3926.7507 | 29372.0953 |  | 0
1919-12-01 | 0 | 0 | 0 | 0 | -12.5669 | -12.5669 | 3914.1838 | 29278.0952 |  | 0
1919-12-02 | 0 | 0 | 0 | 0 | -12.5669 | -12.5669 | 3901.617 | 29184.095 |  | 0
1919-12-03 | 0 | 0 | 0 | 0 | -12.5669 | -12.5669 | 3889.0501 | 29090.0949 |  | 0
1919-12-04 | 0 | 0 | 0 | 0 | -12.5669 | -12.5669 | 3876.4833 | 28996.0948 |  | 0
1919-12-05 | 0 | 0 | 0 | 0 | -12.5669 | -12.5669 | 3863.9164 | 28902.0947 |  | 0
1919-12-06 | 0 | 0 | 0 | 0 | -12.5669 | -12.5669 | 3851.3495 | 28808.0946 |  | 0
1919-12-07 | 0 | 0 | 0 | 0 | -12.5669 | -12.5669 | 3838.7827 | 28714.0945 |  | 0
1919-12-08 | 0 | 0 | 0 | 0 | -12.5669 | -12.5669 | 3826.2158 | 28620.0944 |  | 0
1919-12-09 | 0 | 0 | 0 | 0 | -12.5669 | -12.5669 | 3813.649 | 28526.0943 |  | 0
1919-12-10 | 0 | 0 | 0 | 0 | -12.5669 | -12.5669 | 3801.0821 | 28432.0941 |  | 0
1919-12-11 | 0 | 0 | 0 | 0 | -12.5669 | -12.5669 | 3788.5152 | 28338.094 |  | 0
1919-12-12 | 0 | 0 | 0 | 0 | -12.5669 | -12.5669 | 3775.9484 | 28244.0939 |  | 0
1919-12-13 | 0 | 0 | 0 | 0 | -12.5669 | -12.5669 | 3763.3815 | 28150.0938 |  | 0
1919-12-14 | 0 | 0 | 0 | 0 | -12.5669 | -12.5669 | 3750.8147 | 28056.0937 |  | 0
1919-12-15 | 0 | 0 | 0 | 0 | -12.5669 | -12.5669 | 3738.2478 | 27962.0936 |  | 0
1919-12-16 | 0 | 0 | 0 | 0 | -12.5669 | -12.5669 | 3725.6809 | 27868.0935 |  | 0
1919-12-17 | 0 | 0 | 0 | 0 | -12.5669 | -12.5669 | 3713.1141 | 27774.0934 |  | 0
1919-12-18 | 0 | 0 | 0 | 0 | -12.5669 | -12.5669 | 3700.5472 | 27680.0932 |  | 0
1919-12-19 | 0 | 0 | 0 | 0 | -12.5669 | -12.5669 | 3687.9804 | 27586.0931 |  | 0
1919-12-20 | 0 | 0 | 0 | 0 | -12.5669 | -12.5669 | 3675.4135 | 27492.093 |  | 0
1919-12-21 | 0 | 0 | 0 | 0 | -12.5669 | -12.5669 | 3662.8466 | 27398.0929 |  | 0
1919-12-22 | 0 | 0 | 0 | 0 | -12.5669 | -12.5669 | 3650.2798 | 27304.0928 |  | 0
1919-12-23 | 0 | 0 | 0 | 0 | -12.5669 | -12.5669 | 3637.7129 | 27210.0927 |  | 0
1919-12-24 | 0 | 0 | 0 | 0 | -12.5669 | -12.5669 | 3625.1461 | 27116.0926 |  | 0
1919-12-25 | 0 | 0 | 0 | 0 | -12.5669 | -12.5669 | 3612.5792 | 27022.0925 |  | 0
1919-12-26 | 0 | 0 | 0 | 0 | -12.5669 | -12.5669 | 3600.0123 | 26928.0923 |  | 0
1919-12-27 | 0 | 0 | 0 | 0 | -12.5669 | -12.5669 | 3587.4455 | 26834.0922 |  | 0
1919-12-28 | 0 | 0 | 0 | 0 | -12.5669 | -12.5669 | 3574.8786 | 26740.0921 |  | 0
1919-12-29 | 0 | 0 | 0 | 0 | -12.5669 | -12.5669 | 3562.3118 | 26646.092 |  | 0
1919-12-30 | 0 | 0 | 0 | 0 | -12.5669 | -12.5669 | 3549.7449 | 26552.0919 |  | 0
1919-12-31 | 0 | 0 | 0 | 0 | -12.5669 | -12.5669 | 3537.178 | 26458.0918 |  | 0
1920-01-01 | 0 | 0 | 0 | 0 | -12.5669 | -12.5669 | 3524.6112 | 26364.0917 |  | 0
1920-01-02 | 0 | 0 | 0 | 0 | -12.5669 | -12.5669 | 3512.0443 | 26270.0915 |  | 0
1920-01-03 | 0 | 0 | 0 | 0 | -12.5669 | -12.5669 | 3499.4775 | 26176.0914 |  | 0
1920-01-04 | 0 | 0 | 0 | 0 | -12.5669 | -12.5669 | 3486.9106 | 26082.0913 |  | 0
1920-01-05 | 0.033333 | 92 | 4.0107 | 4.0107 | 75.4224 | 75.4224 | 3562.333 | 26646.2512 |  | 0
1920-01-06 | 0 | 0 | 0 | 0 | -12.5669 | -12.5669 | 3549.7662 | 26552.2511 |  | 0
1920-01-07 | 0 | 0 | 0 | 0 | -12.5669 | -12.5669 | 3537.1993 | 26458.251 |  | 0
1920-01-08 | 0 | 0 | 0 | 0 | -12.5669 | -12.5669 | 3524.6325 | 26364.2509 |  | 0
1920-01-09 | 0 | 0 | 0 | 0 | -12.5669 | -12.5669 | 3512.0656 | 26270.2508 |  | 0
1920-01-10 | 0 | 0 | 0 | 0 | -12.5669 | -12.5669 | 3499.4987 | 26176.2506 |  | 0
1920-01-11 | 0 | 0 | 0 | 0 | -12.5669 | -12.5669 | 3486.9319 | 26082.2505 |  | 0
1920-01-12 | 0 | 0 | 0 | 0 | -12.5669 | -12.5669 | 3474.365 | 25988.2504 |  | 0
1920-01-13 | 0 | 0 | 0 | 0 | -12.5669 | -12.5669 | 3461.7982 | 25894.2503 |  | 0
1920-01-14 | 0 | 0 | 0 | 0 | -12.5669 | -12.5669 | 3449.2313 | 25800.2502 |  | 0
1920-01-15 | 0 | 0 | 0 | 0 | -12.5669 | -12.5669 | 3436.6644 | 25706.2501 |  | 0
1920-01-16 | 0 | 0 | 0 | 0 | -12.5669 | -12.5669 | 3424.0976 | 25612.25 |  | 0
1920-01-17 | 0 | 0 | 0 | 0 | -12.5669 | -12.5669 | 3411.5307 | 25518.2499 |  | 0
1920-01-18 | 0.083333 | 230 | 4.0107 | 4.0107 | 213.4224 | 213.4224 | 3624.9532 | 27114.6497 |  | 0
1920-01-19 | 0.041667 | 115 | 4.0107 | 4.0107 | 98.4224 | 98.4224 | 3723.3756 | 27850.8496 |  | 0
1920-01-20 | 0 | 0 | 0 | 0 | -12.5669 | -12.5669 | 3710.8088 | 27756.8495 |  | 0
1920-01-21 | 0.025 | 69 | 4.0107 | 4.0107 | 52.4224 | 52.4224 | 3763.2312 | 28148.9694 |  | 0
1920-01-22 | 0 | 0 | 0 | 0 | -12.5669 | -12.5669 | 3750.6643 | 28054.9693 |  | 0
1920-01-23 | 0 | 0 | 0 | 0 | -12.5669 | -12.5669 | 3738.0975 | 27960.9692 |  | 0
1920-01-24 | 0 | 0 | 0 | 0 | -12.5669 | -12.5669 | 3725.5306 | 27866.9691 |  | 0
1920-01-25 | 0 | 0 | 0 | 0 | -12.5669 | -12.5669 | 3712.9638 | 27772.969 |  | 0
1920-01-26 | 0 | 0 | 0 | 0 | -12.5669 | -12.5669 | 3700.3969 | 27678.9688 |  | 0
1920-01-27 | 0 | 0 | 0 | 0 | -12.5669 | -12.5669 | 3687.83 | 27584.9687 |  | 0
1920-01-28 | 0 | 0 | 0 | 0 | -12.5669 | -12.5669 | 3675.2632 | 27490.9686 |  | 0
1920-01-29 | 0 | 0 | 0 | 0 | -12.5669 | -12.5669 | 3662.6963 | 27396.9685 |  | 0
1920-01-30 | 0 | 0 | 0 | 0 | -12.5669 | -12.5669 | 3650.1295 | 27302.9684 |  | 0
1920-01-31 | 0 | 0 | 0 | 0 | -12.5669 | -12.5669 | 3637.5626 | 27208.9683 |  | 0
1920-02-01 | 0 | 0 | 0 | 0 | -12.5669 | -12.5669 | 3624.9957 | 27114.9682 |  | 0
1920-02-02 | 0 | 0 | 0 | 0 | -12.5669 | -12.5669 | 3612.4289 | 27020.9681 |  | 0
1920-02-03 | 0 | 0 | 0 | 0 | -12.5669 | -12.5669 | 3599.862 | 26926.9679 |  | 0
1920-02-04 | 0 | 0 | 0 | 0 | -12.5669 | -12.5669 | 3587.2952 | 26832.9678 |  | 0
1920-02-05 | 0 | 0 | 0 | 0 | -12.5669 | -12.5669 | 3574.7283 | 26738.9677 |  | 0
1920-02-06 | 0 | 0 | 0 | 0 | -12.5669 | -12.5669 | 3562.1614 | 26644.9676 |  | 0
1920-02-07 | 0 | 0 | 0 | 0 | -12.5669 | -12.5669 | 3549.5946 | 26550.9675 |  | 0
1920-02-08 | 0 | 0 | 0 | 0 | -12.5669 | -12.5669 | 3537.0277 | 26456.9674 |  | 0
1920-02-09 | 0 | 0 | 0 | 0 | -12.5669 | -12.5669 | 3524.4609 | 26362.9673 |  | 0
1920-02-10 | 0.033333 | 92 | 4.0107 | 4.0107 | 75.4224 | 75.4224 | 3599.8833 | 26927.1272 |  | 0
1920-02-11 | 0 | 0 | 0 | 0 | -12.5669 | -12.5669 | 3587.3164 | 26833.127 |  | 0
1920-02-12 | 0 | 0 | 0 | 0 | -12.5669 | -12.5669 | 3574.7496 | 26739.1269 |  | 0
1920-02-13 | 0 | 0 | 0 | 0 | -12.5669 | -12.5669 | 3562.1827 | 26645.1268 |  | 0
1920-02-14 | 0 | 0 | 0 | 0 | -12.5669 | -12.5669 | 3549.6159 | 26551.1267 |  | 0
1920-02-15 | 0 | 0 | 0 | 0 | -12.5669 | -12.5669 | 3537.049 | 26457.1266 |  | 0
1920-02-16 | 0 | 0 | 0 | 0 | -12.5669 | -12.5669 | 3524.4821 | 26363.1265 |  | 0
1920-02-17 | 0 | 0 | 0 | 0 | -12.5669 | -12.5669 | 3511.9153 | 26269.1264 |  | 0
1920-02-18 | 0 | 0 | 0 | 0 | -12.5669 | -12.5669 | 3499.3484 | 26175.1262 |  | 0
1920-02-19 | 0 | 0 | 0 | 0 | -12.5669 | -12.5669 | 3486.7816 | 26081.1261 |  | 0
1920-02-20 | 0 | 0 | 0 | 0 | -12.5669 | -12.5669 | 3474.2147 | 25987.126 |  | 0
1920-02-21 | 0 | 0 | 0 | 0 | -12.5669 | -12.5669 | 3461.6478 | 25893.1259 |  | 0
1920-02-22 | 0 | 0 | 0 | 0 | -12.5669 | -12.5669 | 3449.081 | 25799.1258 |  | 0
1920-02-23 | 0 | 0 | 0 | 0 | -12.5669 | -12.5669 | 3436.5141 | 25705.1257 |  | 0
1920-02-24 | 0 | 0 | 0 | 0 | -12.5669 | -12.5669 | 3423.9473 | 25611.1256 |  | 0
1920-02-25 | 0 | 0 | 0 | 0 | -12.5669 | -12.5669 | 3411.3804 | 25517.1255 |  | 0
1920-02-26 | 0 | 0 | 0 | 0 | -12.5669 | -12.5669 | 3398.8135 | 25423.1253 |  | 0
1920-02-27 | 0 | 0 | 0 | 0 | -12.5669 | -12.5669 | 3386.2467 | 25329.1252 |  | 0
1920-02-28 | 0 | 0 | 0 | 0 | -12.5669 | -12.5669 | 3373.6798 | 25235.1251 |  | 0
1920-02-29 | 0 | 0 | 0 | 0 | -12.5669 | -12.5669 | 3361.113 | 25141.125 |  | 0
1923-11-13 | 0.11667 | 322 | 4.0107 | 4.0107 | 305.4224 | 305.4224 | 3666.5354 | 27425.6849 |  | 0
1923-11-14 | 0.0016667 | 4.6 | 4.0107 | 4.0107 | -11.9776 | -11.9776 | 3654.5579 | 27336.0928 |  | 0
1923-11-15 | 0 | 0 | 0 | 0 | -12.5669 | -12.5669 | 3641.991 | 27242.0927 |  | 0
1923-11-16 | 0 | 0 | 0 | 0 | -12.5669 | -12.5669 | 3629.4241 | 27148.0926 |  | 0
1923-11-17 | 0 | 0 | 0 | 0 | -12.5669 | -12.5669 | 3616.8573 | 27054.0924 |  | 0
1923-11-18 | 0 | 0 | 0 | 0 | -12.5669 | -12.5669 | 3604.2904 | 26960.0923 |  | 0
1923-11-19 | 0 | 0 | 0 | 0 | -12.5669 | -12.5669 | 3591.7236 | 26866.0922 |  | 0
1923-11-20 | 0 | 0 | 0 | 0 | -12.5669 | -12.5669 | 3579.1567 | 26772.0921 |  | 0
1923-11-21 | 0 | 0 | 0 | 0 | -12.5669 | -12.5669 | 3566.5898 | 26678.092 |  | 0
1923-11-22 | 0 | 0 | 0 | 0 | -12.5669 | -12.5669 | 3554.023 | 26584.0919 |  | 0
1923-11-23 | 0 | 0 | 0 | 0 | -12.5669 | -12.5669 | 3541.4561 | 26490.0918 |  | 0
1923-11-24 | 0 | 0 | 0 | 0 | -12.5669 | -12.5669 | 3528.8893 | 26396.0917 |  | 0
1923-11-25 | 0 | 0 | 0 | 0 | -12.5669 | -12.5669 | 3516.3224 | 26302.0915 |  | 0
1923-11-26 | 0 | 0 | 0 | 0 | -12.5669 | -12.5669 | 3503.7555 | 26208.0914 |  | 0
1923-11-27 | 0 | 0 | 0 | 0 | -12.5669 | -12.5669 | 3491.1887 | 26114.0913 |  | 0
1923-11-28 | 0.00083333 | 2.3 | 4.0107 | 2.3 | -12.5669 | -12.5669 | 3478.6218 | 26020.0912 |  | 0
1923-11-29 | 0 | 0 | 0 | 0 | -12.5669 | -12.5669 | 3466.055 | 25926.0911 |  | 0
1923-11-30 | 0 | 0 | 0 | 0 | -12.5669 | -12.5669 | 3453.4881 | 25832.091 |  | 0
1923-12-01 | 0 | 0 | 0 | 0 | -12.5669 | -12.5669 | 3440.9212 | 25738.0909 |  | 0
1923-12-02 | 0.013333 | 36.8 | 4.0107 | 4.0107 | 20.2224 | 20.2224 | 3461.1437 | 25889.3548 |  | 0
1923-12-03 | 0.00083333 | 2.3 | 4.0107 | 2.3 | -12.5669 | -12.5669 | 3448.5768 | 25795.3546 |  | 0
1923-12-04 | 0.021667 | 59.8 | 4.0107 | 4.0107 | 43.2224 | 43.2224 | 3491.7993 | 26118.6585 |  | 0
1923-12-05 | 0 | 0 | 0 | 0 | -12.5669 | -12.5669 | 3479.2324 | 26024.6584 |  | 0
1923-12-06 | 0 | 0 | 0 | 0 | -12.5669 | -12.5669 | 3466.6655 | 25930.6583 |  | 0
1923-12-07 | 0 | 0 | 0 | 0 | -12.5669 | -12.5669 | 3454.0987 | 25836.6582 |  | 0
1923-12-08 | 0 | 0 | 0 | 0 | -12.5669 | -12.5669 | 3441.5318 | 25742.6581 |  | 0
1923-12-09 | 0 | 0 | 0 | 0 | -12.5669 | -12.5669 | 3428.965 | 25648.658 |  | 0
1923-12-10 | 0.058333 | 161 | 4.0107 | 4.0107 | 144.4224 | 144.4224 | 3573.3874 | 26728.9378 |  | 0
1923-12-11 | 0.058333 | 161 | 4.0107 | 4.0107 | 144.4224 | 144.4224 | 3717.8099 | 27809.2177 |  | 0
1923-12-12 | 0.045 | 124.2 | 4.0107 | 4.0107 | 107.6224 | 107.6224 | 3825.4323 | 28614.2336 |  | 0
1923-12-13 | 0 | 0 | 0 | 0 | -12.5669 | -12.5669 | 3812.8654 | 28520.2335 |  | 0
1923-12-14 | 0 | 0 | 0 | 0 | -12.5669 | -12.5669 | 3800.2986 | 28426.2334 |  | 0
1923-12-15 | 0 | 0 | 0 | 0 | -12.5669 | -12.5669 | 3787.7317 | 28332.2333 |  | 0
1923-12-16 | 0 | 0 | 0 | 0 | -12.5669 | -12.5669 | 3775.1649 | 28238.2332 |  | 0
1923-12-17 | 0 | 0 | 0 | 0 | -12.5669 | -12.5669 | 3762.598 | 28144.2331 |  | 0
1923-12-18 | 0.0041667 | 11.5 | 4.0107 | 4.0107 | -5.0776 | -5.0776 | 3757.5204 | 28106.2529 |  | 0
1923-12-19 | 0.00083333 | 2.3 | 4.0107 | 2.3 | -12.5669 | -12.5669 | 3744.9536 | 28012.2528 |  | 0
1923-12-20 | 0 | 0 | 0 | 0 | -12.5669 | -12.5669 | 3732.3867 | 27918.2527 |  | 0
1923-12-21 | 0 | 0 | 0 | 0 | -12.5669 | -12.5669 | 3719.8199 | 27824.2526 |  | 0
1923-12-22 | 0 | 0 | 0 | 0 | -12.5669 | -12.5669 | 3707.253 | 27730.2525 |  | 0
1923-12-23 | 0 | 0 | 0 | 0 | -12.5669 | -12.5669 | 3694.6861 | 27636.2524 |  | 0
1923-12-24 | 0 | 0 | 0 | 0 | -12.5669 | -12.5669 | 3682.1193 | 27542.2523 |  | 0
1923-12-25 | 0 | 0 | 0 | 0 | -12.5669 | -12.5669 | 3669.5524 | 27448.2522 |  | 0
1923-12-26 | 0 | 0 | 0 | 0 | -12.5669 | -12.5669 | 3656.9856 | 27354.252 |  | 0
1923-12-27 | 0 | 0 | 0 | 0 | -12.5669 | -12.5669 | 3644.4187 | 27260.2519 |  | 0
1923-12-28 | 0 | 0 | 0 | 0 | -12.5669 | -12.5669 | 3631.8518 | 27166.2518 |  | 0
1923-12-29 | 0 | 0 | 0 | 0 | -12.5669 | -12.5669 | 3619.285 | 27072.2517 |  | 0
1923-12-30 | 0 | 0 | 0 | 0 | -12.5669 | -12.5669 | 3606.7181 | 26978.2516 |  | 0
1923-12-31 | 0 | 0 | 0 | 0 | -12.5669 | -12.5669 | 3594.1513 | 26884.2515 |  | 0
1924-01-01 | 0 | 0 | 0 | 0 | -12.5669 | -12.5669 | 3581.5844 | 26790.2514 |  | 0
1924-01-02 | 0 | 0 | 0 | 0 | -12.5669 | -12.5669 | 3569.0175 | 26696.2513 |  | 0
1924-01-03 | 0 | 0 | 0 | 0 | -12.5669 | -12.5669 | 3556.4507 | 26602.2511 |  | 0
1924-01-04 | 0 | 0 | 0 | 0 | -12.5669 | -12.5669 | 3543.8838 | 26508.251 |  | 0
1924-01-05 | 0 | 0 | 0 | 0 | -12.5669 | -12.5669 | 3531.317 | 26414.2509 |  | 0
1924-01-06 | 0 | 0 | 0 | 0 | -12.5669 | -12.5669 | 3518.7501 | 26320.2508 |  | 0
1924-01-07 | 0 | 0 | 0 | 0 | -12.5669 | -12.5669 | 3506.1832 | 26226.2507 |  | 0
1924-01-08 | 0 | 0 | 0 | 0 | -12.5669 | -12.5669 | 3493.6164 | 26132.2506 |  | 0
1924-01-09 | 0 | 0 | 0 | 0 | -12.5669 | -12.5669 | 3481.0495 | 26038.2505 |  | 0
1924-01-10 | 0 | 0 | 0 | 0 | -12.5669 | -12.5669 | 3468.4827 | 25944.2504 |  | 0
1924-01-11 | 0 | 0 | 0 | 0 | -12.5669 | -12.5669 | 3455.9158 | 25850.2502 |  | 0
1924-01-12 | 0 | 0 | 0 | 0 | -12.5669 | -12.5669 | 3443.3489 | 25756.2501 |  | 0
1924-01-13 | 0 | 0 | 0 | 0 | -12.5669 | -12.5669 | 3430.7821 | 25662.25 |  | 0
1924-01-14 | 0 | 0 | 0 | 0 | -12.5669 | -12.5669 | 3418.2152 | 25568.2499 |  | 0
1924-01-15 | 0.0025 | 6.9 | 4.0107 | 4.0107 | -9.6776 | -9.6776 | 3408.5377 | 25495.8618 |  | 0
1924-01-16 | 0 | 0 | 0 | 0 | -12.5669 | -12.5669 | 3395.9708 | 25401.8617 |  | 0
1924-01-17 | 0 | 0 | 0 | 0 | -12.5669 | -12.5669 | 3383.404 | 25307.8616 |  | 0
1924-01-18 | 0 | 0 | 0 | 0 | -12.5669 | -12.5669 | 3370.8371 | 25213.8614 |  | 0
1924-01-19 | 0 | 0 | 0 | 0 | -12.5669 | -12.5669 | 3358.2702 | 25119.8613 |  | 0
1924-01-20 | 0 | 0 | 0 | 0 | -12.5669 | -12.5669 | 3345.7034 | 25025.8612 |  | 0
1924-01-21 | 0 | 0 | 0 | 0 | -12.5669 | -12.5669 | 3333.1365 | 24931.8611 |  | 0
1924-01-22 | 0 | 0 | 0 | 0 | -12.5669 | -12.5669 | 3320.5697 | 24837.861 |  | 0
1924-01-23 | 0 | 0 | 0 | 0 | -12.5669 | -12.5669 | 3308.0028 | 24743.8609 |  | 0
1924-01-24 | 0.00083333 | 2.3 | 4.0107 | 2.3 | -12.5669 | -12.5669 | 3295.4359 | 24649.8608 |  | 0
1924-01-25 | 0 | 0 | 0 | 0 | -12.5669 | -12.5669 | 3282.8691 | 24555.8607 |  | 0
1924-01-26 | 0 | 0 | 0 | 0 | -12.5669 | -12.5669 | 3270.3022 | 24461.8605 |  | 0
1924-01-27 | 0.0041667 | 11.5 | 4.0107 | 4.0107 | -5.0776 | -5.0776 | 3265.2247 | 24423.8804 |  | 0
1924-01-28 | 0 | 0 | 0 | 0 | -12.5669 | -12.5669 | 3252.6578 | 24329.8803 |  | 0
1924-01-29 | 0 | 0 | 0 | 0 | -12.5669 | -12.5669 | 3240.0909 | 24235.8802 |  | 0
1924-01-30 | 0 | 0 | 0 | 0 | -12.5669 | -12.5669 | 3227.5241 | 24141.8801 |  | 0
1924-01-31 | 0 | 0 | 0 | 0 | -12.5669 | -12.5669 | 3214.9572 | 24047.88 |  | 0
1924-02-01 | 0 | 0 | 0 | 0 | -12.5669 | -12.5669 | 3202.3904 | 23953.8799 |  | 0
1924-02-02 | 0 | 0 | 0 | 0 | -12.5669 | -12.5669 | 3189.8235 | 23859.8798 |  | 0
1924-02-03 | 0 | 0 | 0 | 0 | -12.5669 | -12.5669 | 3177.2566 | 23765.8796 |  | 0
1924-02-04 | 0 | 0 | 0 | 0 | -12.5669 | -12.5669 | 3164.6898 | 23671.8795 |  | 0
1924-02-05 | 0 | 0 | 0 | 0 | -12.5669 | -12.5669 | 3152.1229 | 23577.8794 |  | 0
1924-02-06 | 0 | 0 | 0 | 0 | -12.5669 | -12.5669 | 3139.5561 | 23483.8793 |  | 0
1924-02-07 | 0 | 0 | 0 | 0 | -12.5669 | -12.5669 | 3126.9892 | 23389.8792 |  | 0
1924-02-08 | 0 | 0 | 0 | 0 | -12.5669 | -12.5669 | 3114.4223 | 23295.8791 |  | 0
1924-02-09 | 0 | 0 | 0 | 0 | -12.5669 | -12.5669 | 3101.8555 | 23201.879 |  | 0
1924-02-10 | 0 | 0 | 0 | 0 | -12.5669 | -12.5669 | 3089.2886 | 23107.8789 |  | 0
1924-02-11 | 0.074167 | 204.7 | 4.0107 | 4.0107 | 188.1224 | 188.1224 | 3277.4111 | 24515.0347 |  | 0
1924-02-12 | 0 | 0 | 0 | 0 | -12.5669 | -12.5669 | 3264.8442 | 24421.0346 |  | 0
1924-02-13 | 0 | 0 | 0 | 0 | -12.5669 | -12.5669 | 3252.2773 | 24327.0345 |  | 0
1924-02-14 | 0 | 0 | 0 | 0 | -12.5669 | -12.5669 | 3239.7105 | 24233.0344 |  | 0
1924-02-15 | 0 | 0 | 0 | 0 | -12.5669 | -12.5669 | 3227.1436 | 24139.0343 |  | 0
1924-02-16 | 0 | 0 | 0 | 0 | -12.5669 | -12.5669 | 3214.5768 | 24045.0342 |  | 0
1924-02-17 | 0 | 0 | 0 | 0 | -12.5669 | -12.5669 | 3202.0099 | 23951.0341 |  | 0
1924-02-18 | 0 | 0 | 0 | 0 | -12.5669 | -12.5669 | 3189.443 | 23857.034 |  | 0
1924-02-19 | 0 | 0 | 0 | 0 | -12.5669 | -12.5669 | 3176.8762 | 23763.0338 |  | 0
1924-02-20 | 0 | 0 | 0 | 0 | -12.5669 | -12.5669 | 3164.3093 | 23669.0337 |  | 0
1924-02-21 | 0 | 0 | 0 | 0 | -12.5669 | -12.5669 | 3151.7425 | 23575.0336 |  | 0
1924-02-22 | 0 | 0 | 0 | 0 | -12.5669 | -12.5669 | 3139.1756 | 23481.0335 |  | 0
1924-02-23 | 0 | 0 | 0 | 0 | -12.5669 | -12.5669 | 3126.6087 | 23387.0334 |  | 0
1924-02-24 | 0 | 0 | 0 | 0 | -12.5669 | -12.5669 | 3114.0419 | 23293.0333 |  | 0
1924-02-25 | 0.015 | 41.4 | 4.0107 | 4.0107 | 24.8224 | 24.8224 | 3138.8643 | 23478.7052 |  | 0
1924-02-26 | 0 | 0 | 0 | 0 | -12.5669 | -12.5669 | 3126.2975 | 23384.7051 |  | 0
1924-02-27 | 0 | 0 | 0 | 0 | -12.5669 | -12.5669 | 3113.7306 | 23290.7049 |  | 0
1924-02-28 | 0 | 0 | 0 | 0 | -12.5669 | -12.5669 | 3101.1637 | 23196.7048 |  | 0
1924-02-29 | 0 | 0 | 0 | 0 | -12.5669 | -12.5669 | 3088.5969 | 23102.7047 |  | 0
1924-03-01 | 0 | 0 | 0 | 0 | -12.5669 | -12.5669 | 3076.03 | 23008.7046 |  | 0
1924-03-02 | 0 | 0 | 0 | 0 | -12.5669 | -12.5669 | 3063.4632 | 22914.7045 |  | 0
1924-03-03 | 0 | 0 | 0 | 0 | -12.5669 | -12.5669 | 3050.8963 | 22820.7044 |  | 0
1924-03-04 | 0 | 0 | 0 | 0 | -12.5669 | -12.5669 | 3038.3294 | 22726.7043 |  | 0
1924-03-05 | 0 | 0 | 0 | 0 | -12.5669 | -12.5669 | 3025.7626 | 22632.7041 |  | 0
1924-03-06 | 0.010833 | 29.9 | 4.0107 | 4.0107 | 13.3224 | 13.3224 | 3039.085 | 22732.356 |  | 0
1924-03-07 | 0 | 0 | 0 | 0 | -12.5669 | -12.5669 | 3026.5182 | 22638.3559 |  | 0
1924-03-08 | 0.0075 | 20.7 | 4.0107 | 4.0107 | 4.1224 | 4.1224 | 3030.6406 | 22669.1918 |  | 0
1924-03-09 | 0 | 0 | 0 | 0 | -12.5669 | -12.5669 | 3018.0738 | 22575.1917 |  | 0
1924-03-10 | 0 | 0 | 0 | 0 | -12.5669 | -12.5669 | 3005.5069 | 22481.1916 |  | 0
1924-03-11 | 0 | 0 | 0 | 0 | -12.5669 | -12.5669 | 2992.94 | 22387.1915 |  | 0
1924-03-12 | 0.0083333 | 23 | 4.0107 | 4.0107 | 6.4224 | 6.4224 | 2999.3625 | 22435.2314 |  | 0
1924-03-13 | 0.041667 | 115 | 4.0107 | 4.0107 | 98.4224 | 98.4224 | 3097.7849 | 23171.4312 |  | 0
1924-03-14 | 0 | 0 | 0 | 0 | -12.5669 | -12.5669 | 3085.2181 | 23077.4311 |  | 0
1924-03-15 | 0 | 0 | 0 | 0 | -12.5669 | -12.5669 | 3072.6512 | 22983.431 |  | 0
1924-03-16 | 0.033333 | 92 | 4.0107 | 4.0107 | 75.4224 | 75.4224 | 3148.0737 | 23547.5909 |  | 0
1924-03-17 | 0 | 0 | 0 | 0 | -12.5669 | -12.5669 | 3135.5068 | 23453.5908 |  | 0
1924-03-18 | 0 | 0 | 0 | 0 | -12.5669 | -12.5669 | 3122.9399 | 23359.5907 |  | 0
1924-03-19 | 0.08 | 220.8 | 4.0107 | 4.0107 | 204.2224 | 204.2224 | 3327.1624 | 24887.1746 |  | 0
1924-03-20 | 0 | 0 | 0 | 0 | -12.5669 | -12.5669 | 3314.5955 | 24793.1745 |  | 0
1924-03-21 | 0 | 0 | 0 | 0 | -12.5669 | -12.5669 | 3302.0287 | 24699.1743 |  | 0
1924-03-22 | 0.020833 | 57.5 | 4.0107 | 4.0107 | 40.9224 | 40.9224 | 3342.9511 | 25005.2742 |  | 0
1924-03-23 | 0 | 0 | 0 | 0 | -12.5669 | -12.5669 | 3330.3842 | 24911.2741 |  | 0
1924-03-24 | 0 | 0 | 0 | 0 | -12.5669 | -12.5669 | 3317.8174 | 24817.274 |  | 0
1924-03-25 | 0 | 0 | 0 | 0 | -12.5669 | -12.5669 | 3305.2505 | 24723.2739 |  | 0
1924-03-26 | 0 | 0 | 0 | 0 | -12.5669 | -12.5669 | 3292.6837 | 24629.2738 |  | 0
1924-03-27 | 0 | 0 | 0 | 0 | -12.5669 | -12.5669 | 3280.1168 | 24535.2737 |  | 0
1924-03-28 | 0.0025 | 6.9 | 4.0107 | 4.0107 | -9.6776 | -9.6776 | 3270.4392 | 24462.8856 |  | 0
1924-03-29 | 0 | 0 | 0 | 0 | -12.5669 | -12.5669 | 3257.8724 | 24368.8854 |  | 0
1924-03-30 | 0 | 0 | 0 | 0 | -12.5669 | -12.5669 | 3245.3055 | 24274.8853 |  | 0
1924-03-31 | 0 | 0 | 0 | 0 | -12.5669 | -12.5669 | 3232.7387 | 24180.8852 |  | 0
1924-04-01 | 0 | 0 | 0 | 0 | -12.5669 | -12.5669 | 3220.1718 | 24086.8851 |  | 0
1924-04-02 | 0 | 0 | 0 | 0 | -12.5669 | -12.5669 | 3207.6049 | 23992.885 |  | 0
1924-04-03 | 0.0083333 | 23 | 4.0107 | 4.0107 | 6.4224 | 6.4224 | 3214.0274 | 24040.9249 |  | 0
1924-04-04 | 0 | 0 | 0 | 0 | -12.5669 | -12.5669 | 3201.4605 | 23946.9248 |  | 0
1924-04-05 | 0 | 0 | 0 | 0 | -12.5669 | -12.5669 | 3188.8937 | 23852.9247 |  | 0
1924-04-06 | 0 | 0 | 0 | 0 | -12.5669 | -12.5669 | 3176.3268 | 23758.9245 |  | 0
1924-04-07 | 0 | 0 | 0 | 0 | -12.5669 | -12.5669 | 3163.7599 | 23664.9244 |  | 0
1924-04-08 | 0 | 0 | 0 | 0 | -12.5669 | -12.5669 | 3151.1931 | 23570.9243 |  | 0
1924-04-09 | 0 | 0 | 0 | 0 | -12.5669 | -12.5669 | 3138.6262 | 23476.9242 |  | 0
1924-04-10 | 0 | 0 | 0 | 0 | -12.5669 | -12.5669 | 3126.0594 | 23382.9241 |  | 0
1924-04-11 | 0 | 0 | 0 | 0 | -12.5669 | -12.5669 | 3113.4925 | 23288.924 |  | 0
1924-04-12 | 0 | 0 | 0 | 0 | -12.5669 | -12.5669 | 3100.9256 | 23194.9239 |  | 0
1924-04-13 | 0.011667 | 32.2 | 4.0107 | 4.0107 | 15.6224 | 15.6224 | 3116.5481 | 23311.7797 |  | 0
1924-04-14 | 0 | 0 | 0 | 0 | -12.5669 | -12.5669 | 3103.9812 | 23217.7796 |  | 0
1924-04-15 | 0 | 0 | 0 | 0 | -12.5669 | -12.5669 | 3091.4144 | 23123.7795 |  | 0
1924-04-16 | 0 | 0 | 0 | 0 | -12.5669 | -12.5669 | 3078.8475 | 23029.7794 |  | 0 | 1
1924-04-17 | 0 | 0 | 0 | 0 | -12.5669 | -12.5669 | 3066.2807 | 22935.7793 |  | 0
1924-04-18 | 0 | 0 | 0 | 0 | -12.5669 | -12.5669 | 3053.7138 | 22841.7792 |  | 0
1924-04-19 | 0 | 0 | 0 | 0 | -12.5669 | -12.5669 | 3041.1469 | 22747.7791 |  | 0
1924-04-20 | 0 | 0 | 0 | 0 | -12.5669 | -12.5669 | 3028.5801 | 22653.779 |  | 0
1924-04-21 | 0 | 0 | 0 | 0 | -12.5669 | -12.5669 | 3016.0132 | 22559.7788 |  | 0
1924-04-22 | 0 | 0 | 0 | 0 | -12.5669 | -12.5669 | 3003.4464 | 22465.7787 |  | 0
1924-04-23 | 0 | 0 | 0 | 0 | -12.5669 | -12.5669 | 2990.8795 | 22371.7786 |  | 0
1924-04-24 | 0 | 0 | 0 | 0 | -12.5669 | -12.5669 | 2978.3126 | 22277.7785 |  | 0
1924-04-25 | 0.15667 | 432.4 | 4.0107 | 4.0107 | 415.8224 | 415.8224 | 3394.1351 | 25388.1304 |  | 0
1924-04-26 | 0.0025 | 6.9 | 4.0107 | 4.0107 | -9.6776 | -9.6776 | 3384.4575 | 25315.7423 |  | 0
1924-04-27 | 0 | 0 | 0 | 0 | -12.5669 | -12.5669 | 3371.8907 | 25221.7422 |  | 0
1924-04-28 | 0 | 0 | 0 | 0 | -12.5669 | -12.5669 | 3359.3238 | 25127.7421 |  | 0
1924-04-29 | 0 | 0 | 0 | 0 | -12.5669 | -12.5669 | 3346.7569 | 25033.7419 |  | 0
1924-04-30 | 0 | 0 | 0 | 0 | -12.5669 | -12.5669 | 3334.1901 | 24939.7418 |  | 0
1924-05-01 | 0 | 0 | 0 | 0 | -12.5669 | -12.5669 | 3321.6232 | 24845.7417 |  | 0
1924-05-02 | 0 | 0 | 0 | 0 | -12.5669 | -12.5669 | 3309.0564 | 24751.7416 |  | 0
1924-05-03 | 0 | 0 | 0 | 0 | -12.5669 | -12.5669 | 3296.4895 | 24657.7415 |  | 0
1924-05-04 | 0 | 0 | 0 | 0 | -12.5669 | -12.5669 | 3283.9226 | 24563.7414 |  | 0
1924-05-05 | 0 | 0 | 0 | 0 | -12.5669 | -12.5669 | 3271.3558 | 24469.7413 |  | 0
1924-05-06 | 0 | 0 | 0 | 0 | -12.5669 | -12.5669 | 3258.7889 | 24375.7412 |  | 0
1924-05-07 | 0.024167 | 66.7 | 4.0107 | 4.0107 | 50.1224 | 50.1224 | 3308.9114 | 24750.657 |  | 0
1924-05-08 | 0 | 0 | 0 | 0 | -12.5669 | -12.5669 | 3296.3445 | 24656.6569 |  | 0
1924-05-09 | 0.0125 | 34.5 | 4.0107 | 4.0107 | 17.9224 | 17.9224 | 3314.267 | 24790.7168 |  | 0
1924-05-10 | 0 | 0 | 0 | 0 | -12.5669 | -12.5669 | 3301.7001 | 24696.7167 |  | 0
1924-05-11 | 0 | 0 | 0 | 0 | -12.5669 | -12.5669 | 3289.1332 | 24602.7166 |  | 0
1924-05-12 | 0.00083333 | 2.3 | 4.0107 | 2.3 | -12.5669 | -12.5669 | 3276.5664 | 24508.7165 |  | 0
1924-05-13 | 0 | 0 | 0 | 0 | -12.5669 | -12.5669 | 3263.9995 | 24414.7164 |  | 0
1924-05-14 | 0.033333 | 92 | 4.0107 | 4.0107 | 75.4224 | 75.4224 | 3339.422 | 24978.8763 |  | 0
1924-05-15 | 0 | 0 | 0 | 0 | -12.5669 | -12.5669 | 3326.8551 | 24884.8761 |  | 0
1924-05-16 | 0 | 0 | 0 | 0 | -12.5669 | -12.5669 | 3314.2882 | 24790.876 |  | 0
1924-05-17 | 0 | 0 | 0 | 0 | -12.5669 | -12.5669 | 3301.7214 | 24696.8759 |  | 0
1924-05-18 | 0 | 0 | 0 | 0 | -12.5669 | -12.5669 | 3289.1545 | 24602.8758 |  | 0
1924-05-19 | 0 | 0 | 0 | 0 | -12.5669 | -12.5669 | 3276.5877 | 24508.8757 |  | 0
1924-05-20 | 0 | 0 | 0 | 0 | -12.5669 | -12.5669 | 3264.0208 | 24414.8756 |  | 0
1924-05-21 | 0 | 0 | 0 | 0 | -12.5669 | -12.5669 | 3251.4539 | 24320.8755 |  | 0
1924-05-22 | 0 | 0 | 0 | 0 | -12.5669 | -12.5669 | 3238.8871 | 24226.8753 |  | 0
1924-05-23 | 0 | 0 | 0 | 0 | -12.5669 | -12.5669 | 3226.3202 | 24132.8752 |  | 0
1924-05-24 | 0.005 | 13.8 | 4.0107 | 4.0107 | -2.7776 | -2.7776 | 3223.5427 | 24112.0991 |  | 0
1924-05-25 | 0 | 0 | 0 | 0 | -12.5669 | -12.5669 | 3210.9758 | 24018.099 |  | 0
1924-05-26 | 0.044167 | 121.9 | 4.0107 | 4.0107 | 105.3224 | 105.3224 | 3316.2982 | 24805.9109 |  | 0
1924-05-27 | 0 | 0 | 0 | 0 | -12.5669 | -12.5669 | 3303.7314 | 24711.9108 |  | 0
1924-05-28 | 0 | 0 | 0 | 0 | -12.5669 | -12.5669 | 3291.1645 | 24617.9107 |  | 0
1924-05-29 | 0 | 0 | 0 | 0 | -12.5669 | -12.5669 | 3278.5977 | 24523.9106 |  | 0
1924-05-30 | 0 | 0 | 0 | 0 | -12.5669 | -12.5669 | 3266.0308 | 24429.9104 |  | 0
1924-05-31 | 0 | 0 | 0 | 0 | -12.5669 | -12.5669 | 3253.4639 | 24335.9103 |  | 0
1924-06-01 | 0 | 0 | 0 | 0 | -12.5669 | -12.5669 | 3240.8971 | 24241.9102 |  | 0
1924-06-02 | 0.014167 | 39.1 | 4.0107 | 4.0107 | 22.5224 | 22.5224 | 3263.4195 | 24410.3781 |  | 0
1924-06-03 | 0 | 0 | 0 | 0 | -12.5669 | -12.5669 | 3250.8527 | 24316.378 |  | 0
1924-06-04 | 0 | 0 | 0 | 0 | -12.5669 | -12.5669 | 3238.2858 | 24222.3779 |  | 0
1924-06-05 | 0.053333 | 147.2 | 4.0107 | 4.0107 | 130.6224 | 130.6224 | 3368.9083 | 25199.4338 |  | 0
1924-06-06 | 0.018333 | 50.6 | 4.0107 | 4.0107 | 34.0224 | 34.0224 | 3402.9307 | 25453.9217 |  | 0
1924-06-07 | 0 | 0 | 0 | 0 | -12.5669 | -12.5669 | 3390.3638 | 25359.9215 |  | 0
1924-06-08 | 0 | 0 | 0 | 0 | -12.5669 | -12.5669 | 3377.797 | 25265.9214 |  | 0
1924-06-09 | 0 | 0 | 0 | 0 | -12.5669 | -12.5669 | 3365.2301 | 25171.9213 |  | 0
1924-06-10 | 0.01 | 27.6 | 4.0107 | 4.0107 | 11.0224 | 11.0224 | 3376.2526 | 25254.3692 |  | 0
1924-06-11 | 0 | 0 | 0 | 0 | -12.5669 | -12.5669 | 3363.6857 | 25160.3691 |  | 0
1924-06-12 | 0 | 0 | 0 | 0 | -12.5669 | -12.5669 | 3351.1188 | 25066.369 |  | 0
1924-06-13 | 0 | 0 | 0 | 0 | -12.5669 | -12.5669 | 3338.552 | 24972.3689 |  | 0
1924-06-14 | 0 | 0 | 0 | 0 | -12.5669 | -12.5669 | 3325.9851 | 24878.3688 |  | 0
1924-06-15 | 0 | 0 | 0 | 0 | -12.5669 | -12.5669 | 3313.4183 | 24784.3686 |  | 0
1924-06-16 | 0 | 0 | 0 | 0 | -12.5669 | -12.5669 | 3300.8514 | 24690.3685 |  | 0
1924-06-17 | 0 | 0 | 0 | 0 | -12.5669 | -12.5669 | 3288.2845 | 24596.3684 |  | 0
1924-06-18 | 0 | 0 | 0 | 0 | -12.5669 | -12.5669 | 3275.7177 | 24502.3683 |  | 0
1924-06-19 | 0 | 0 | 0 | 0 | -12.5669 | -12.5669 | 3263.1508 | 24408.3682 |  | 0
1924-06-20 | 0 | 0 | 0 | 0 | -12.5669 | -12.5669 | 3250.584 | 24314.3681 |  | 0
1924-06-21 | 0.005 | 13.8 | 4.0107 | 4.0107 | -2.7776 | -2.7776 | 3247.8064 | 24293.592 |  | 0
1924-06-22 | 0 | 0 | 0 | 0 | -12.5669 | -12.5669 | 3235.2396 | 24199.5919 |  | 0
1924-06-23 | 0 | 0 | 0 | 0 | -12.5669 | -12.5669 | 3222.6727 | 24105.5917 |  | 0
1924-06-24 | 0 | 0 | 0 | 0 | -12.5669 | -12.5669 | 3210.1058 | 24011.5916 |  | 0
1924-06-25 | 0 | 0 | 0 | 0 | -12.5669 | -12.5669 | 3197.539 | 23917.5915 |  | 0
1924-06-26 | 0 | 0 | 0 | 0 | -12.5669 | -12.5669 | 3184.9721 | 23823.5914 |  | 0
1924-06-27 | 0 | 0 | 0 | 0 | -12.5669 | -12.5669 | 3172.4053 | 23729.5913 |  | 0
1924-06-28 | 0 | 0 | 0 | 0 | -12.5669 | -12.5669 | 3159.8384 | 23635.5912 |  | 0
1924-06-29 | 0 | 0 | 0 | 0 | -12.5669 | -12.5669 | 3147.2715 | 23541.5911 |  | 0
1924-06-30 | 0.0475 | 131.1 | 4.0107 | 4.0107 | 114.5224 | 114.5224 | 3261.794 | 24398.219 |  | 0
1924-07-01 | 0 | 0 | 0 | 0 | -12.5669 | -12.5669 | 3249.2271 | 24304.2188 |  | 0
1924-07-02 | 0 | 0 | 0 | 0 | -12.5669 | -12.5669 | 3236.6603 | 24210.2187 |  | 0
1924-07-03 | 0 | 0 | 0 | 0 | -12.5669 | -12.5669 | 3224.0934 | 24116.2186 |  | 0
1924-07-04 | 0.0091667 | 25.3 | 4.0107 | 4.0107 | 8.7224 | 8.7224 | 3232.8158 | 24181.4625 |  | 0
1924-07-05 | 0.00083333 | 2.3 | 4.0107 | 2.3 | -12.5669 | -12.5669 | 3220.249 | 24087.4624 |  | 0
1924-07-06 | 0 | 0 | 0 | 0 | -12.5669 | -12.5669 | 3207.6821 | 23993.4623 |  | 0
1924-07-07 | 0 | 0 | 0 | 0 | -12.5669 | -12.5669 | 3195.1153 | 23899.4622 |  | 0
1924-07-08 | 0 | 0 | 0 | 0 | -12.5669 | -12.5669 | 3182.5484 | 23805.462 |  | 0
1924-07-09 | 0 | 0 | 0 | 0 | -12.5669 | -12.5669 | 3169.9815 | 23711.4619 |  | 0
1924-07-10 | 0.020833 | 57.5 | 4.0107 | 4.0107 | 40.9224 | 40.9224 | 3210.904 | 24017.5618 |  | 0
1924-07-11 | 0 | 0 | 0 | 0 | -12.5669 | -12.5669 | 3198.3371 | 23923.5617 |  | 0
1924-07-12 | 0 | 0 | 0 | 0 | -12.5669 | -12.5669 | 3185.7703 | 23829.5616 |  | 0
1924-07-13 | 0 | 0 | 0 | 0 | -12.5669 | -12.5669 | 3173.2034 | 23735.5615 |  | 0
1924-07-14 | 0 | 0 | 0 | 0 | -12.5669 | -12.5669 | 3160.6365 | 23641.5614 |  | 0
1924-07-15 | 0 | 0 | 0 | 0 | -12.5669 | -12.5669 | 3148.0697 | 23547.5613 |  | 0
1924-07-16 | 0 | 0 | 0 | 0 | -12.5669 | -12.5669 | 3135.5028 | 23453.5611 |  | 0
1924-07-17 | 0 | 0 | 0 | 0 | -12.5669 | -12.5669 | 3122.936 | 23359.561 |  | 0
1924-07-18 | 0 | 0 | 0 | 0 | -12.5669 | -12.5669 | 3110.3691 | 23265.5609 |  | 0
1924-07-19 | 0 | 0 | 0 | 0 | -12.5669 | -12.5669 | 3097.8022 | 23171.5608 |  | 0
1924-07-20 | 0 | 0 | 0 | 0 | -12.5669 | -12.5669 | 3085.2354 | 23077.5607 |  | 0
1924-07-21 | 0 | 0 | 0 | 0 | -12.5669 | -12.5669 | 3072.6685 | 22983.5606 |  | 0
1924-07-22 | 0 | 0 | 0 | 0 | -12.5669 | -12.5669 | 3060.1017 | 22889.5605 |  | 0
1924-07-23 | 0 | 0 | 0 | 0 | -12.5669 | -12.5669 | 3047.5348 | 22795.5604 |  | 0
1924-07-24 | 0 | 0 | 0 | 0 | -12.5669 | -12.5669 | 3034.9679 | 22701.5602 |  | 0
1924-07-25 | 0.0016667 | 4.6 | 4.0107 | 4.0107 | -11.9776 | -11.9776 | 3022.9904 | 22611.9681 |  | 0
1924-07-26 | 0 | 0 | 0 | 0 | -12.5669 | -12.5669 | 3010.4235 | 22517.968 |  | 0
1924-07-27 | 0 | 0 | 0 | 0 | -12.5669 | -12.5669 | 2997.8567 | 22423.9679 |  | 0
1924-07-28 | 0 | 0 | 0 | 0 | -12.5669 | -12.5669 | 2985.2898 | 22329.9678 |  | 0
1924-07-29 | 0 | 0 | 0 | 0 | -12.5669 | -12.5669 | 2972.723 | 22235.9677 |  | 0
1924-07-30 | 0 | 0 | 0 | 0 | -12.5669 | -12.5669 | 2960.1561 | 22141.9676 |  | 0
1924-07-31 | 0 | 0 | 0 | 0 | -12.5669 | -12.5669 | 2947.5892 | 22047.9675 |  | 0
1924-08-01 | 0 | 0 | 0 | 0 | -12.5669 | -12.5669 | 2935.0224 | 21953.9673 |  | 0
1924-08-02 | 0 | 0 | 0 | 0 | -12.5669 | -12.5669 | 2922.4555 | 21859.9672 |  | 0
1924-08-03 | 0 | 0 | 0 | 0 | -12.5669 | -12.5669 | 2909.8887 | 21765.9671 |  | 0
1924-08-04 | 0 | 0 | 0 | 0 | -12.5669 | -12.5669 | 2897.3218 | 21671.967 |  | 0
1924-08-05 | 0 | 0 | 0 | 0 | -12.5669 | -12.5669 | 2884.7549 | 21577.9669 |  | 0
1924-08-06 | 0 | 0 | 0 | 0 | -12.5669 | -12.5669 | 2872.1881 | 21483.9668 |  | 0
1924-08-07 | 0 | 0 | 0 | 0 | -12.5669 | -12.5669 | 2859.6212 | 21389.9667 |  | 0
1924-08-08 | 0 | 0 | 0 | 0 | -12.5669 | -12.5669 | 2847.0544 | 21295.9666 |  | 0
1924-08-09 | 0 | 0 | 0 | 0 | -12.5669 | -12.5669 | 2834.4875 | 21201.9664 |  | 0
1924-08-10 | 0.013333 | 36.8 | 4.0107 | 4.0107 | 20.2224 | 20.2224 | 2854.7099 | 21353.2303 |  | 0
1924-08-11 | 0 | 0 | 0 | 0 | -12.5669 | -12.5669 | 2842.1431 | 21259.2302 |  | 0
1924-08-12 | 0 | 0 | 0 | 0 | -12.5669 | -12.5669 | 2829.5762 | 21165.2301 |  | 0
1924-08-13 | 0.10583 | 292.1 | 4.0107 | 4.0107 | 275.5224 | 275.5224 | 3105.0987 | 23226.138 |  | 0
1924-08-14 | 0 | 0 | 0 | 0 | -12.5669 | -12.5669 | 3092.5318 | 23132.1379 |  | 0
1924-08-15 | 0 | 0 | 0 | 0 | -12.5669 | -12.5669 | 3079.9649 | 23038.1378 |  | 0
1924-08-16 | 0 | 0 | 0 | 0 | -12.5669 | -12.5669 | 3067.3981 | 22944.1376 |  | 0
1924-08-17 | 0 | 0 | 0 | 0 | -12.5669 | -12.5669 | 3054.8312 | 22850.1375 |  | 0
1924-08-18 | 0 | 0 | 0 | 0 | -12.5669 | -12.5669 | 3042.2644 | 22756.1374 |  | 0
1924-08-19 | 0 | 0 | 0 | 0 | -12.5669 | -12.5669 | 3029.6975 | 22662.1373 |  | 0
1924-08-20 | 0 | 0 | 0 | 0 | -12.5669 | -12.5669 | 3017.1306 | 22568.1372 |  | 0
1924-08-21 | 0 | 0 | 0 | 0 | -12.5669 | -12.5669 | 3004.5638 | 22474.1371 |  | 0
1924-08-22 | 0 | 0 | 0 | 0 | -12.5669 | -12.5669 | 2991.9969 | 22380.137 |  | 0
1924-08-23 | 0 | 0 | 0 | 0 | -12.5669 | -12.5669 | 2979.4301 | 22286.1369 |  | 0
1924-08-24 | 0 | 0 | 0 | 0 | -12.5669 | -12.5669 | 2966.8632 | 22192.1367 |  | 0
1924-08-25 | 0.034167 | 94.3 | 4.0107 | 4.0107 | 77.7224 | 77.7224 | 3044.5856 | 22773.5006 |  | 0
1924-08-26 | 0 | 0 | 0 | 0 | -12.5669 | -12.5669 | 3032.0188 | 22679.5005 |  | 0
1924-08-27 | 0.0025 | 6.9 | 4.0107 | 4.0107 | -9.6776 | -9.6776 | 3022.3412 | 22607.1124 |  | 0
1924-08-28 | 0.00083333 | 2.3 | 4.0107 | 2.3 | -12.5669 | -12.5669 | 3009.7744 | 22513.1123 |  | 0
1924-08-29 | 0.041667 | 115 | 4.0107 | 4.0107 | 98.4224 | 98.4224 | 3108.1968 | 23249.3122 |  | 0
1924-08-30 | 0 | 0 | 0 | 0 | -12.5669 | -12.5669 | 3095.63 | 23155.3121 |  | 0
1924-08-31 | 0 | 0 | 0 | 0 | -12.5669 | -12.5669 | 3083.0631 | 23061.312 |  | 0
1924-09-01 | 0 | 0 | 0 | 0 | -12.5669 | -12.5669 | 3070.4962 | 22967.3118 |  | 0
1924-09-02 | 0 | 0 | 0 | 0 | -12.5669 | -12.5669 | 3057.9294 | 22873.3117 |  | 0
1924-09-03 | 0 | 0 | 0 | 0 | -12.5669 | -12.5669 | 3045.3625 | 22779.3116 |  | 0
1924-09-04 | 0 | 0 | 0 | 0 | -12.5669 | -12.5669 | 3032.7957 | 22685.3115 |  | 0
1924-09-05 | 0 | 0 | 0 | 0 | -12.5669 | -12.5669 | 3020.2288 | 22591.3114 |  | 0
1924-09-06 | 0 | 0 | 0 | 0 | -12.5669 | -12.5669 | 3007.6619 | 22497.3113 |  | 0
1924-09-07 | 0 | 0 | 0 | 0 | -12.5669 | -12.5669 | 2995.0951 | 22403.3112 |  | 0
1924-09-08 | 0 | 0 | 0 | 0 | -12.5669 | -12.5669 | 2982.5282 | 22309.3111 |  | 0
1924-09-09 | 0 | 0 | 0 | 0 | -12.5669 | -12.5669 | 2969.9614 | 22215.3109 |  | 0
1924-09-10 | 0 | 0 | 0 | 0 | -12.5669 | -12.5669 | 2957.3945 | 22121.3108 |  | 0
1924-09-11 | 0 | 0 | 0 | 0 | -12.5669 | -12.5669 | 2944.8276 | 22027.3107 |  | 0
1924-09-12 | 0.1575 | 434.7 | 4.0107 | 4.0107 | 418.1224 | 418.1224 | 3362.9501 | 25154.8666 |  | 0
1924-09-13 | 0 | 0 | 0 | 0 | -12.5669 | -12.5669 | 3350.3832 | 25060.8665 |  | 0
1924-09-14 | 0 | 0 | 0 | 0 | -12.5669 | -12.5669 | 3337.8164 | 24966.8664 |  | 0
1924-09-15 | 0 | 0 | 0 | 0 | -12.5669 | -12.5669 | 3325.2495 | 24872.8663 |  | 0
1924-09-16 | 0 | 0 | 0 | 0 | -12.5669 | -12.5669 | 3312.6826 | 24778.8662 |  | 0
1924-09-17 | 0.0525 | 144.9 | 4.0107 | 4.0107 | 128.3224 | 128.3224 | 3441.0051 | 25738.718 |  | 0
1924-09-18 | 0 | 0 | 0 | 0 | -12.5669 | -12.5669 | 3428.4382 | 25644.7179 |  | 0
1924-09-19 | 0 | 0 | 0 | 0 | -12.5669 | -12.5669 | 3415.8714 | 25550.7178 |  | 0
1924-09-20 | 0 | 0 | 0 | 0 | -12.5669 | -12.5669 | 3403.3045 | 25456.7177 |  | 0
1924-09-21 | 0.0066667 | 18.4 | 4.0107 | 4.0107 | 1.8224 | 1.8224 | 3405.127 | 25470.3496 |  | 0
1924-09-22 | 0 | 0 | 0 | 0 | -12.5669 | -12.5669 | 3392.5601 | 25376.3495 |  | 0
1924-09-23 | 0 | 0 | 0 | 0 | -12.5669 | -12.5669 | 3379.9932 | 25282.3494 |  | 0
1924-09-24 | 0 | 0 | 0 | 0 | -12.5669 | -12.5669 | 3367.4264 | 25188.3492 |  | 0
1924-09-25 | 0 | 0 | 0 | 0 | -12.5669 | -12.5669 | 3354.8595 | 25094.3491 |  | 0
1924-09-26 | 0 | 0 | 0 | 0 | -12.5669 | -12.5669 | 3342.2927 | 25000.349 |  | 0
1924-09-27 | 0.0066667 | 18.4 | 4.0107 | 4.0107 | 1.8224 | 1.8224 | 3344.1151 | 25013.9809 |  | 0
1924-09-28 | 0 | 0 | 0 | 0 | -12.5669 | -12.5669 | 3331.5482 | 24919.9808 |  | 0
1924-09-29 | 0 | 0 | 0 | 0 | -12.5669 | -12.5669 | 3318.9814 | 24825.9807 |  | 0
1924-09-30 | 0 | 0 | 0 | 0 | -12.5669 | -12.5669 | 3306.4145 | 24731.9806 |  | 0
1924-10-01 | 0 | 0 | 0 | 0 | -12.5669 | -12.5669 | 3293.8477 | 24637.9805 |  | 0
1924-10-02 | 0 | 0 | 0 | 0 | -12.5669 | -12.5669 | 3281.2808 | 24543.9803 |  | 0
1924-10-03 | 0 | 0 | 0 | 0 | -12.5669 | -12.5669 | 3268.7139 | 24449.9802 |  | 0
1924-10-04 | 0 | 0 | 0 | 0 | -12.5669 | -12.5669 | 3256.1471 | 24355.9801 |  | 0
1924-10-05 | 0 | 0 | 0 | 0 | -12.5669 | -12.5669 | 3243.5802 | 24261.98 |  | 0
1924-10-06 | 0 | 0 | 0 | 0 | -12.5669 | -12.5669 | 3231.0134 | 24167.9799 |  | 0
1924-10-07 | 0 | 0 | 0 | 0 | -12.5669 | -12.5669 | 3218.4465 | 24073.9798 |  | 0
1924-10-08 | 0 | 0 | 0 | 0 | -12.5669 | -12.5669 | 3205.8796 | 23979.9797 |  | 0
1924-10-09 | 0 | 0 | 0 | 0 | -12.5669 | -12.5669 | 3193.3128 | 23885.9796 |  | 0
1924-10-10 | 0 | 0 | 0 | 0 | -12.5669 | -12.5669 | 3180.7459 | 23791.9794 |  | 0
1924-10-11 | 0 | 0 | 0 | 0 | -12.5669 | -12.5669 | 3168.1791 | 23697.9793 |  | 0
1924-10-12 | 0 | 0 | 0 | 0 | -12.5669 | -12.5669 | 3155.6122 | 23603.9792 |  | 0
1924-10-13 | 0 | 0 | 0 | 0 | -12.5669 | -12.5669 | 3143.0453 | 23509.9791 |  | 0
1924-10-14 | 0 | 0 | 0 | 0 | -12.5669 | -12.5669 | 3130.4785 | 23415.979 |  | 0
1924-10-15 | 0 | 0 | 0 | 0 | -12.5669 | -12.5669 | 3117.9116 | 23321.9789 |  | 0
1924-10-16 | 0 | 0 | 0 | 0 | -12.5669 | -12.5669 | 3105.3448 | 23227.9788 |  | 0
1924-10-17 | 0 | 0 | 0 | 0 | -12.5669 | -12.5669 | 3092.7779 | 23133.9787 |  | 0
1924-10-18 | 0 | 0 | 0 | 0 | -12.5669 | -12.5669 | 3080.211 | 23039.9785 |  | 0
1924-10-19 | 0 | 0 | 0 | 0 | -12.5669 | -12.5669 | 3067.6442 | 22945.9784 |  | 0
1924-10-20 | 0 | 0 | 0 | 0 | -12.5669 | -12.5669 | 3055.0773 | 22851.9783 |  | 0
1924-10-21 | 0.030833 | 85.1 | 4.0107 | 4.0107 | 68.5224 | 68.5224 | 3123.5998 | 23364.5262 |  | 0
1924-10-22 | 0 | 0 | 0 | 0 | -12.5669 | -12.5669 | 3111.0329 | 23270.5261 |  | 0
1924-10-23 | 0 | 0 | 0 | 0 | -12.5669 | -12.5669 | 3098.466 | 23176.526 |  | 0
1924-10-24 | 0 | 0 | 0 | 0 | -12.5669 | -12.5669 | 3085.8992 | 23082.5259 |  | 0
1924-10-25 | 0 | 0 | 0 | 0 | -12.5669 | -12.5669 | 3073.3323 | 22988.5258 |  | 0
1924-10-26 | 0 | 0 | 0 | 0 | -12.5669 | -12.5669 | 3060.7655 | 22894.5256 |  | 0
1924-10-27 | 0 | 0 | 0 | 0 | -12.5669 | -12.5669 | 3048.1986 | 22800.5255 |  | 0
1924-10-28 | 0 | 0 | 0 | 0 | -12.5669 | -12.5669 | 3035.6317 | 22706.5254 |  | 0
1924-10-29 | 0 | 0 | 0 | 0 | -12.5669 | -12.5669 | 3023.0649 | 22612.5253 |  | 0
1924-10-30 | 0 | 0 | 0 | 0 | -12.5669 | -12.5669 | 3010.498 | 22518.5252 |  | 0
1924-10-31 | 0 | 0 | 0 | 0 | -12.5669 | -12.5669 | 2997.9312 | 22424.5251 |  | 0
1924-11-01 | 0 | 0 | 0 | 0 | -12.5669 | -12.5669 | 2985.3643 | 22330.525 |  | 0
1924-11-02 | 0 | 0 | 0 | 0 | -12.5669 | -12.5669 | 2972.7974 | 22236.5249 |  | 0
1924-11-03 | 0 | 0 | 0 | 0 | -12.5669 | -12.5669 | 2960.2306 | 22142.5247 |  | 0
1924-11-04 | 0 | 0 | 0 | 0 | -12.5669 | -12.5669 | 2947.6637 | 22048.5246 |  | 0
1924-11-05 | 0 | 0 | 0 | 0 | -12.5669 | -12.5669 | 2935.0969 | 21954.5245 |  | 0
1924-11-06 | 0 | 0 | 0 | 0 | -12.5669 | -12.5669 | 2922.53 | 21860.5244 |  | 0
1924-11-07 | 0.036667 | 101.2 | 4.0107 | 4.0107 | 84.6224 | 84.6224 | 3007.1524 | 22493.5003 |  | 0
1924-11-08 | 0 | 0 | 0 | 0 | -12.5669 | -12.5669 | 2994.5856 | 22399.5002 |  | 0
1924-11-09 | 0.0025 | 6.9 | 4.0107 | 4.0107 | -9.6776 | -9.6776 | 2984.908 | 22327.1121 |  | 0
1924-11-10 | 0 | 0 | 0 | 0 | -12.5669 | -12.5669 | 2972.3412 | 22233.1119 |  | 0
1924-11-11 | 0 | 0 | 0 | 0 | -12.5669 | -12.5669 | 2959.7743 | 22139.1118 |  | 0
1924-11-12 | 0 | 0 | 0 | 0 | -12.5669 | -12.5669 | 2947.2074 | 22045.1117 |  | 0
1924-11-13 | 0 | 0 | 0 | 0 | -12.5669 | -12.5669 | 2934.6406 | 21951.1116 |  | 0
1924-11-14 | 0.020833 | 57.5 | 4.0107 | 4.0107 | 40.9224 | 40.9224 | 2975.563 | 22257.2115 |  | 0
1924-11-15 | 0 | 0 | 0 | 0 | -12.5669 | -12.5669 | 2962.9962 | 22163.2114 |  | 0
1924-11-16 | 0 | 0 | 0 | 0 | -12.5669 | -12.5669 | 2950.4293 | 22069.2113 |  | 0
1924-11-17 | 0 | 0 | 0 | 0 | -12.5669 | -12.5669 | 2937.8625 | 21975.2112 |  | 0
1924-11-18 | 0 | 0 | 0 | 0 | -12.5669 | -12.5669 | 2925.2956 | 21881.211 |  | 0
1924-11-19 | 0 | 0 | 0 | 0 | -12.5669 | -12.5669 | 2912.7287 | 21787.2109 |  | 0
1924-11-20 | 0.028333 | 78.2 | 4.0107 | 4.0107 | 61.6224 | 61.6224 | 2974.3512 | 22248.1468 |  | 0
1924-11-21 | 0 | 0 | 0 | 0 | -12.5669 | -12.5669 | 2961.7843 | 22154.1467 |  | 0
1924-11-22 | 0 | 0 | 0 | 0 | -12.5669 | -12.5669 | 2949.2175 | 22060.1466 |  | 0
1924-11-23 | 0 | 0 | 0 | 0 | -12.5669 | -12.5669 | 2936.6506 | 21966.1465 |  | 0
1924-11-24 | 0 | 0 | 0 | 0 | -12.5669 | -12.5669 | 2924.0837 | 21872.1464 |  | 0
1924-11-25 | 0 | 0 | 0 | 0 | -12.5669 | -12.5669 | 2911.5169 | 21778.1463 |  | 0
1924-11-26 | 0 | 0 | 0 | 0 | -12.5669 | -12.5669 | 2898.95 | 21684.1461 |  | 0
1924-11-27 | 0 | 0 | 0 | 0 | -12.5669 | -12.5669 | 2886.3832 | 21590.146 |  | 0
1924-11-28 | 0 | 0 | 0 | 0 | -12.5669 | -12.5669 | 2873.8163 | 21496.1459 |  | 0
1924-11-29 | 0 | 0 | 0 | 0 | -12.5669 | -12.5669 | 2861.2494 | 21402.1458 |  | 0
1924-11-30 | 0 | 0 | 0 | 0 | -12.5669 | -12.5669 | 2848.6826 | 21308.1457 |  | 0
1924-12-01 | 0 | 0 | 0 | 0 | -12.5669 | -12.5669 | 2836.1157 | 21214.1456 |  | 0
1924-12-02 | 0 | 0 | 0 | 0 | -12.5669 | -12.5669 | 2823.5489 | 21120.1455 |  | 0
1924-12-03 | 0 | 0 | 0 | 0 | -12.5669 | -12.5669 | 2810.982 | 21026.1454 |  | 0
1924-12-04 | 0.035833 | 98.9 | 4.0107 | 4.0107 | 82.3224 | 82.3224 | 2893.3044 | 21641.9172 |  | 0
1924-12-05 | 0 | 0 | 0 | 0 | -12.5669 | -12.5669 | 2880.7376 | 21547.9171 |  | 0
1924-12-06 | 0 | 0 | 0 | 0 | -12.5669 | -12.5669 | 2868.1707 | 21453.917 |  | 0
1924-12-07 | 0 | 0 | 0 | 0 | -12.5669 | -12.5669 | 2855.6039 | 21359.9169 |  | 0
1924-12-08 | 0 | 0 | 0 | 0 | -12.5669 | -12.5669 | 2843.037 | 21265.9168 |  | 0
1924-12-09 | 0 | 0 | 0 | 0 | -12.5669 | -12.5669 | 2830.4701 | 21171.9167 |  | 0
1924-12-10 | 0 | 0 | 0 | 0 | -12.5669 | -12.5669 | 2817.9033 | 21077.9166 |  | 0
1924-12-11 | 0 | 0 | 0 | 0 | -12.5669 | -12.5669 | 2805.3364 | 20983.9165 |  | 0
1924-12-12 | 0 | 0 | 0 | 0 | -12.5669 | -12.5669 | 2792.7696 | 20889.9163 |  | 0
1924-12-13 | 0 | 0 | 0 | 0 | -12.5669 | -12.5669 | 2780.2027 | 20795.9162 |  | 0
1924-12-14 | 0 | 0 | 0 | 0 | -12.5669 | -12.5669 | 2767.6358 | 20701.9161 |  | 0
1924-12-15 | 0 | 0 | 0 | 0 | -12.5669 | -12.5669 | 2755.069 | 20607.916 |  | 0
1924-12-16 | 0 | 0 | 0 | 0 | -12.5669 | -12.5669 | 2742.5021 | 20513.9159 |  | 0
1924-12-17 | 0.026667 | 73.6 | 4.0107 | 4.0107 | 57.0224 | 57.0224 | 2799.5246 | 20940.4438 |  | 0
1924-12-18 | 0 | 0 | 0 | 0 | -12.5669 | -12.5669 | 2786.9577 | 20846.4437 |  | 0
1924-12-19 | 0 | 0 | 0 | 0 | -12.5669 | -12.5669 | 2774.3908 | 20752.4435 |  | 0
1924-12-20 | 0 | 0 | 0 | 0 | -12.5669 | -12.5669 | 2761.824 | 20658.4434 |  | 0
1924-12-21 | 0 | 0 | 0 | 0 | -12.5669 | -12.5669 | 2749.2571 | 20564.4433 |  | 0
1924-12-22 | 0 | 0 | 0 | 0 | -12.5669 | -12.5669 | 2736.6903 | 20470.4432 |  | 0
1924-12-23 | 0 | 0 | 0 | 0 | -12.5669 | -12.5669 | 2724.1234 | 20376.4431 |  | 0
1924-12-24 | 0 | 0 | 0 | 0 | -12.5669 | -12.5669 | 2711.5565 | 20282.443 |  | 0
1924-12-25 | 0 | 0 | 0 | 0 | -12.5669 | -12.5669 | 2698.9897 | 20188.4429 |  | 0
1924-12-26 | 0 | 0 | 0 | 0 | -12.5669 | -12.5669 | 2686.4228 | 20094.4428 |  | 0
1924-12-27 | 0 | 0 | 0 | 0 | -12.5669 | -12.5669 | 2673.856 | 20000.4426 |  | 0
1924-12-28 | 0 | 0 | 0 | 0 | -12.5669 | -12.5669 | 2661.2891 | 19906.4425 |  | 0
1924-12-29 | 0 | 0 | 0 | 0 | -12.5669 | -12.5669 | 2648.7222 | 19812.4424 |  | 0
1924-12-30 | 0 | 0 | 0 | 0 | -12.5669 | -12.5669 | 2636.1554 | 19718.4423 |  | 0
1924-12-31 | 0 | 0 | 0 | 0 | -12.5669 | -12.5669 | 2623.5885 | 19624.4422 |  | 0
1925-01-01 | 0 | 0 | 0 | 0 | -12.5669 | -12.5669 | 2611.0217 | 19530.4421 |  | 0
1925-01-02 | 0 | 0 | 0 | 0 | -12.5669 | -12.5669 | 2598.4548 | 19436.442 |  | 0
1925-01-03 | 0 | 0 | 0 | 0 | -12.5669 | -12.5669 | 2585.8879 | 19342.4419 |  | 0
1925-01-04 | 0 | 0 | 0 | 0 | -12.5669 | -12.5669 | 2573.3211 | 19248.4417 |  | 0
1925-01-05 | 0 | 0 | 0 | 0 | -12.5669 | -12.5669 | 2560.7542 | 19154.4416 |  | 0
1925-01-06 | 0 | 0 | 0 | 0 | -12.5669 | -12.5669 | 2548.1874 | 19060.4415 |  | 0
1925-01-07 | 0 | 0 | 0 | 0 | -12.5669 | -12.5669 | 2535.6205 | 18966.4414 |  | 0
1925-01-08 | 0 | 0 | 0 | 0 | -12.5669 | -12.5669 | 2523.0536 | 18872.4413 |  | 0
1925-01-09 | 0 | 0 | 0 | 0 | -12.5669 | -12.5669 | 2510.4868 | 18778.4412 |  | 0
1925-01-10 | 0 | 0 | 0 | 0 | -12.5669 | -12.5669 | 2497.9199 | 18684.4411 |  | 0
1925-01-11 | 0 | 0 | 0 | 0 | -12.5669 | -12.5669 | 2485.3531 | 18590.441 |  | 0
1925-01-12 | 0 | 0 | 0 | 0 | -12.5669 | -12.5669 | 2472.7862 | 18496.4408 |  | 0
1925-01-13 | 0 | 0 | 0 | 0 | -12.5669 | -12.5669 | 2460.2193 | 18402.4407 |  | 0
1925-01-14 | 0 | 0 | 0 | 0 | -12.5669 | -12.5669 | 2447.6525 | 18308.4406 |  | 0
1925-01-15 | 0.00083333 | 2.3 | 4.0107 | 2.3 | -12.5669 | -12.5669 | 2435.0856 | 18214.4405 |  | 0
1925-01-16 | 0 | 0 | 0 | 0 | -12.5669 | -12.5669 | 2422.5188 | 18120.4404 |  | 0
1925-01-17 | 0 | 0 | 0 | 0 | -12.5669 | -12.5669 | 2409.9519 | 18026.4403 |  | 0
1925-01-18 | 0.090833 | 250.7 | 4.0107 | 4.0107 | 234.1224 | 234.1224 | 2644.0744 | 19777.6762 |  | 0
1925-01-19 | 0 | 0 | 0 | 0 | -12.5669 | -12.5669 | 2631.5075 | 19683.6761 |  | 0
1925-01-20 | 0 | 0 | 0 | 0 | -12.5669 | -12.5669 | 2618.9406 | 19589.6759 |  | 0
1925-01-21 | 0 | 0 | 0 | 0 | -12.5669 | -12.5669 | 2606.3738 | 19495.6758 |  | 0
1925-01-22 | 0 | 0 | 0 | 0 | -12.5669 | -12.5669 | 2593.8069 | 19401.6757 |  | 0
1925-01-23 | 0 | 0 | 0 | 0 | -12.5669 | -12.5669 | 2581.2401 | 19307.6756 |  | 0
1925-01-24 | 0 | 0 | 0 | 0 | -12.5669 | -12.5669 | 2568.6732 | 19213.6755 |  | 0
1925-01-25 | 0 | 0 | 0 | 0 | -12.5669 | -12.5669 | 2556.1063 | 19119.6754 |  | 0
1925-01-26 | 0 | 0 | 0 | 0 | -12.5669 | -12.5669 | 2543.5395 | 19025.6753 |  | 0
1925-01-27 | 0.0016667 | 4.6 | 4.0107 | 4.0107 | -11.9776 | -11.9776 | 2531.5619 | 18936.0831 |  | 0
1925-01-28 | 0 | 0 | 0 | 0 | -12.5669 | -12.5669 | 2518.9951 | 18842.083 |  | 0
1925-01-29 | 0 | 0 | 0 | 0 | -12.5669 | -12.5669 | 2506.4282 | 18748.0829 |  | 0
1925-01-30 | 0 | 0 | 0 | 0 | -12.5669 | -12.5669 | 2493.8613 | 18654.0828 |  | 0
1925-01-31 | 0 | 0 | 0 | 0 | -12.5669 | -12.5669 | 2481.2945 | 18560.0827 |  | 0
1925-02-01 | 0 | 0 | 0 | 0 | -12.5669 | -12.5669 | 2468.7276 | 18466.0826 |  | 0
1925-02-02 | 0 | 0 | 0 | 0 | -12.5669 | -12.5669 | 2456.1608 | 18372.0825 |  | 0
1925-02-03 | 0 | 0 | 0 | 0 | -12.5669 | -12.5669 | 2443.5939 | 18278.0824 |  | 0
1925-02-04 | 0 | 0 | 0 | 0 | -12.5669 | -12.5669 | 2431.027 | 18184.0822 |  | 0
1925-02-05 | 0 | 0 | 0 | 0 | -12.5669 | -12.5669 | 2418.4602 | 18090.0821 |  | 0
1925-02-06 | 0 | 0 | 0 | 0 | -12.5669 | -12.5669 | 2405.8933 | 17996.082 |  | 0
1925-02-07 | 0 | 0 | 0 | 0 | -12.5669 | -12.5669 | 2393.3265 | 17902.0819 |  | 0
1925-02-08 | 0 | 0 | 0 | 0 | -12.5669 | -12.5669 | 2380.7596 | 17808.0818 |  | 0
1925-02-09 | 0 | 0 | 0 | 0 | -12.5669 | -12.5669 | 2368.1927 | 17714.0817 |  | 0
1925-02-10 | 0 | 0 | 0 | 0 | -12.5669 | -12.5669 | 2355.6259 | 17620.0816 |  | 0
1925-02-11 | 0 | 0 | 0 | 0 | -12.5669 | -12.5669 | 2343.059 | 17526.0815 |  | 0
1925-02-12 | 0 | 0 | 0 | 0 | -12.5669 | -12.5669 | 2330.4922 | 17432.0813 |  | 0
1925-02-13 | 0 | 0 | 0 | 0 | -12.5669 | -12.5669 | 2317.9253 | 17338.0812 |  | 0
1925-02-14 | 0 | 0 | 0 | 0 | -12.5669 | -12.5669 | 2305.3584 | 17244.0811 |  | 0
1925-02-15 | 0 | 0 | 0 | 0 | -12.5669 | -12.5669 | 2292.7916 | 17150.081 |  | 0
1925-02-16 | 0 | 0 | 0 | 0 | -12.5669 | -12.5669 | 2280.2247 | 17056.0809 |  | 0
1925-02-17 | 0 | 0 | 0 | 0 | -12.5669 | -12.5669 | 2267.6579 | 16962.0808 |  | 0
1925-02-18 | 0 | 0 | 0 | 0 | -12.5669 | -12.5669 | 2255.091 | 16868.0807 |  | 0
1925-02-19 | 0 | 0 | 0 | 0 | -12.5669 | -12.5669 | 2242.5241 | 16774.0806 |  | 0
1925-02-20 | 0 | 0 | 0 | 0 | -12.5669 | -12.5669 | 2229.9573 | 16680.0804 |  | 0
1925-02-21 | 0 | 0 | 0 | 0 | -12.5669 | -12.5669 | 2217.3904 | 16586.0803 |  | 0
1925-02-22 | 0.0275 | 75.9 | 4.0107 | 4.0107 | 59.3224 | 59.3224 | 2276.7129 | 17029.8122 |  | 0
1925-02-23 | 0 | 0 | 0 | 0 | -12.5669 | -12.5669 | 2264.146 | 16935.8121 |  | 0
1925-02-24 | 0 | 0 | 0 | 0 | -12.5669 | -12.5669 | 2251.5791 | 16841.812 |  | 0
1925-02-25 | 0 | 0 | 0 | 0 | -12.5669 | -12.5669 | 2239.0123 | 16747.8119 |  | 0
1925-02-26 | 0 | 0 | 0 | 0 | -12.5669 | -12.5669 | 2226.4454 | 16653.8118 |  | 0
1925-02-27 | 0 | 0 | 0 | 0 | -12.5669 | -12.5669 | 2213.8786 | 16559.8117 |  | 0
1925-02-28 | 0 | 0 | 0 | 0 | -12.5669 | -12.5669 | 2201.3117 | 16465.8115 |  | 0
1925-03-01 | 0 | 0 | 0 | 0 | -12.5669 | -12.5669 | 2188.7448 | 16371.8114 |  | 0
1925-03-02 | 0 | 0 | 0 | 0 | -12.5669 | -12.5669 | 2176.178 | 16277.8113 |  | 0
1925-03-03 | 0 | 0 | 0 | 0 | -12.5669 | -12.5669 | 2163.6111 | 16183.8112 |  | 0
1925-03-04 | 0 | 0 | 0 | 0 | -12.5669 | -12.5669 | 2151.0443 | 16089.8111 |  | 0
1925-03-05 | 0 | 0 | 0 | 0 | -12.5669 | -12.5669 | 2138.4774 | 15995.811 |  | 0
1925-03-06 | 0 | 0 | 0 | 0 | -12.5669 | -12.5669 | 2125.9105 | 15901.8109 |  | 0
1925-03-07 | 0 | 0 | 0 | 0 | -12.5669 | -12.5669 | 2113.3437 | 15807.8108 |  | 0
1925-03-08 | 0 | 0 | 0 | 0 | -12.5669 | -12.5669 | 2100.7768 | 15713.8106 |  | 0
1925-03-09 | 0 | 0 | 0 | 0 | -12.5669 | -12.5669 | 2088.21 | 15619.8105 |  | 0
1925-03-10 | 0 | 0 | 0 | 0 | -12.5669 | -12.5669 | 2075.6431 | 15525.8104 |  | 0
1925-03-11 | 0 | 0 | 0 | 0 | -12.5669 | -12.5669 | 2063.0762 | 15431.8103 |  | 0
1925-03-12 | 0 | 0 | 0 | 0 | -12.5669 | -12.5669 | 2050.5094 | 15337.8102 |  | 0
1925-03-13 | 0.011667 | 32.2 | 4.0107 | 4.0107 | 15.6224 | 15.6224 | 2066.1318 | 15454.6661 |  | 0
1925-03-14 | 0 | 0 | 0 | 0 | -12.5669 | -12.5669 | 2053.565 | 15360.666 |  | 0
1925-03-15 | 0 | 0 | 0 | 0 | -12.5669 | -12.5669 | 2040.9981 | 15266.6658 |  | 0
1925-03-16 | 0 | 0 | 0 | 0 | -12.5669 | -12.5669 | 2028.4312 | 15172.6657 |  | 0
1925-03-17 | 0 | 0 | 0 | 0 | -12.5669 | -12.5669 | 2015.8644 | 15078.6656 |  | 0
1925-03-18 | 0 | 0 | 0 | 0 | -12.5669 | -12.5669 | 2003.2975 | 14984.6655 |  | 0
1925-03-19 | 0 | 0 | 0 | 0 | -12.5669 | -12.5669 | 1990.7307 | 14890.6654 |  | 0
1925-03-20 | 0 | 0 | 0 | 0 | -12.5669 | -12.5669 | 1978.1638 | 14796.6653 |  | 0
1925-03-21 | 0 | 0 | 0 | 0 | -12.5669 | -12.5669 | 1965.5969 | 14702.6652 |  | 0
1925-03-22 | 0 | 0 | 0 | 0 | -12.5669 | -12.5669 | 1953.0301 | 14608.6651 |  | 0
1925-03-23 | 0 | 0 | 0 | 0 | -12.5669 | -12.5669 | 1940.4632 | 14514.6649 |  | 0
1925-03-24 | 0 | 0 | 0 | 0 | -12.5669 | -12.5669 | 1927.8964 | 14420.6648 |  | 0
1925-03-25 | 0 | 0 | 0 | 0 | -12.5669 | -12.5669 | 1915.3295 | 14326.6647 |  | 0
1925-03-26 | 0 | 0 | 0 | 0 | -12.5669 | -12.5669 | 1902.7626 | 14232.6646 |  | 0
1925-03-27 | 0 | 0 | 0 | 0 | -12.5669 | -12.5669 | 1890.1958 | 14138.6645 |  | 0
1925-03-28 | 0 | 0 | 0 | 0 | -12.5669 | -12.5669 | 1877.6289 | 14044.6644 |  | 0
1925-03-29 | 0 | 0 | 0 | 0 | -12.5669 | -12.5669 | 1865.0621 | 13950.6643 |  | 0
1925-03-30 | 0 | 0 | 0 | 0 | -12.5669 | -12.5669 | 1852.4952 | 13856.6642 |  | 0
1925-03-31 | 0 | 0 | 0 | 0 | -12.5669 | -12.5669 | 1839.9283 | 13762.664 |  | 0
1925-04-01 | 0 | 0 | 0 | 0 | -12.5669 | -12.5669 | 1827.3615 | 13668.6639 |  | 0
1925-04-02 | 0.014167 | 39.1 | 4.0107 | 4.0107 | 22.5224 | 22.5224 | 1849.8839 | 13837.1318 |  | 0
1925-04-03 | 0 | 0 | 0 | 0 | -12.5669 | -12.5669 | 1837.3171 | 13743.1317 |  | 0
1925-04-04 | 0 | 0 | 0 | 0 | -12.5669 | -12.5669 | 1824.7502 | 13649.1316 |  | 0
1925-04-05 | 0 | 0 | 0 | 0 | -12.5669 | -12.5669 | 1812.1834 | 13555.1315 |  | 0
1925-04-06 | 0 | 0 | 0 | 0 | -12.5669 | -12.5669 | 1799.6165 | 13461.1314 |  | 0
1925-04-07 | 0 | 0 | 0 | 0 | -12.5669 | -12.5669 | 1787.0496 | 13367.1313 |  | 0
1925-04-08 | 0.0175 | 48.3 | 4.0107 | 4.0107 | 31.7224 | 31.7224 | 1818.7721 | 13604.4151 |  | 0
1925-04-09 | 0 | 0 | 0 | 0 | -12.5669 | -12.5669 | 1806.2052 | 13510.415 |  | 0
1925-04-10 | 0 | 0 | 0 | 0 | -12.5669 | -12.5669 | 1793.6384 | 13416.4149 |  | 0
1925-04-11 | 0 | 0 | 0 | 0 | -12.5669 | -12.5669 | 1781.0715 | 13322.4148 |  | 0
1925-04-12 | 0 | 0 | 0 | 0 | -12.5669 | -12.5669 | 1768.5046 | 13228.4147 |  | 0
1925-04-13 | 0 | 0 | 0 | 0 | -12.5669 | -12.5669 | 1755.9378 | 13134.4146 |  | 0
1925-04-14 | 0.066667 | 184 | 4.0107 | 4.0107 | 167.4224 | 167.4224 | 1923.3602 | 14386.7345 |  | 0
1925-04-15 | 0 | 0 | 0 | 0 | -12.5669 | -12.5669 | 1910.7934 | 14292.7344 |  | 0
1925-04-16 | 0 | 0 | 0 | 0 | -12.5669 | -12.5669 | 1898.2265 | 14198.7342 |  | 0
1925-04-17 | 0 | 0 | 0 | 0 | -12.5669 | -12.5669 | 1885.6596 | 14104.7341 |  | 0
1925-04-18 | 0 | 0 | 0 | 0 | -12.5669 | -12.5669 | 1873.0928 | 14010.734 |  | 0
1925-04-19 | 0 | 0 | 0 | 0 | -12.5669 | -12.5669 | 1860.5259 | 13916.7339 |  | 0
1925-04-20 | 0 | 0 | 0 | 0 | -12.5669 | -12.5669 | 1847.9591 | 13822.7338 |  | 0
1925-04-21 | 0 | 0 | 0 | 0 | -12.5669 | -12.5669 | 1835.3922 | 13728.7337 |  | 0
1925-04-22 | 0 | 0 | 0 | 0 | -12.5669 | -12.5669 | 1822.8253 | 13634.7336 |  | 0
1925-04-23 | 0.005 | 13.8 | 4.0107 | 4.0107 | -2.7776 | -2.7776 | 1820.0478 | 13613.9574 |  | 0
1925-04-24 | 0.081667 | 225.4 | 4.0107 | 4.0107 | 208.8224 | 208.8224 | 2028.8702 | 15175.9493 |  | 0
1925-04-25 | 0 | 0 | 0 | 0 | -12.5669 | -12.5669 | 2016.3034 | 15081.9492 |  | 0
1925-04-26 | 0.16917 | 466.9 | 4.0107 | 4.0107 | 450.3224 | 450.3224 | 2466.6258 | 18450.3611 |  | 0
1925-04-27 | 0.036667 | 101.2 | 4.0107 | 4.0107 | 84.6224 | 84.6224 | 2551.2483 | 19083.337 |  | 0
1925-04-28 | 0 | 0 | 0 | 0 | -12.5669 | -12.5669 | 2538.6814 | 18989.3369 |  | 0
1925-04-29 | 0 | 0 | 0 | 0 | -12.5669 | -12.5669 | 2526.1145 | 18895.3368 |  | 0
1925-04-30 | 0 | 0 | 0 | 0 | -12.5669 | -12.5669 | 2513.5477 | 18801.3367 |  | 0
1925-05-01 | 0 | 0 | 0 | 0 | -12.5669 | -12.5669 | 2500.9808 | 18707.3365 |  | 0
1925-05-02 | 0 | 0 | 0 | 0 | -12.5669 | -12.5669 | 2488.414 | 18613.3364 |  | 0
1925-05-03 | 0 | 0 | 0 | 0 | -12.5669 | -12.5669 | 2475.8471 | 18519.3363 |  | 0
1925-05-04 | 0 | 0 | 0 | 0 | -12.5669 | -12.5669 | 2463.2802 | 18425.3362 |  | 0
1925-05-05 | 0 | 0 | 0 | 0 | -12.5669 | -12.5669 | 2450.7134 | 18331.3361 |  | 0
1925-05-06 | 0.043333 | 119.6 | 4.0107 | 4.0107 | 103.0224 | 103.0224 | 2553.7358 | 19101.944 |  | 0
1925-05-07 | 0.00083333 | 2.3 | 4.0107 | 2.3 | -12.5669 | -12.5669 | 2541.169 | 19007.9439 |  | 0
1925-05-08 | 0 | 0 | 0 | 0 | -12.5669 | -12.5669 | 2528.6021 | 18913.9438 |  | 0
1925-05-09 | 0 | 0 | 0 | 0 | -12.5669 | -12.5669 | 2516.0352 | 18819.9436 |  | 0
1925-05-10 | 0.0475 | 131.1 | 4.0107 | 4.0107 | 114.5224 | 114.5224 | 2630.5577 | 19676.5715 |  | 0
1925-05-11 | 0 | 0 | 0 | 0 | -12.5669 | -12.5669 | 2617.9908 | 19582.5714 |  | 0
1925-05-12 | 0 | 0 | 0 | 0 | -12.5669 | -12.5669 | 2605.424 | 19488.5713 |  | 0
1925-05-13 | 0.025833 | 71.3 | 4.0107 | 4.0107 | 54.7224 | 54.7224 | 2660.1464 | 19897.8952 |  | 0
1925-05-14 | 0.0425 | 117.3 | 4.0107 | 4.0107 | 100.7224 | 100.7224 | 2760.8689 | 20651.2991 |  | 0
1925-05-15 | 0 | 0 | 0 | 0 | -12.5669 | -12.5669 | 2748.302 | 20557.299 |  | 0
1925-05-16 | 0.038333 | 105.8 | 4.0107 | 4.0107 | 89.2224 | 89.2224 | 2837.5244 | 21224.6829 |  | 0
1925-05-17 | 0.005 | 13.8 | 4.0107 | 4.0107 | -2.7776 | -2.7776 | 2834.7469 | 21203.9067 |  | 0
1925-05-18 | 0.031667 | 87.4 | 4.0107 | 4.0107 | 70.8224 | 70.8224 | 2905.5693 | 21733.6586 |  | 0
1925-05-19 | 0 | 0 | 0 | 0 | -12.5669 | -12.5669 | 2893.0025 | 21639.6585 |  | 0
1925-05-20 | 0 | 0 | 0 | 0 | -12.5669 | -12.5669 | 2880.4356 | 21545.6584 |  | 0
1925-05-21 | 0 | 0 | 0 | 0 | -12.5669 | -12.5669 | 2867.8688 | 21451.6583 |  | 0
1925-05-22 | 0 | 0 | 0 | 0 | -12.5669 | -12.5669 | 2855.3019 | 21357.6582 |  | 0
1925-05-23 | 0 | 0 | 0 | 0 | -12.5669 | -12.5669 | 2842.735 | 21263.6581 |  | 0
1925-05-24 | 0 | 0 | 0 | 0 | -12.5669 | -12.5669 | 2830.1682 | 21169.658 |  | 0
1925-05-25 | 0 | 0 | 0 | 0 | -12.5669 | -12.5669 | 2817.6013 | 21075.6578 |  | 0
1925-05-26 | 0 | 0 | 0 | 0 | -12.5669 | -12.5669 | 2805.0345 | 20981.6577 |  | 0
1925-05-27 | 0.0016667 | 4.6 | 4.0107 | 4.0107 | -11.9776 | -11.9776 | 2793.0569 | 20892.0656 |  | 0
1925-05-28 | 0 | 0 | 0 | 0 | -12.5669 | -12.5669 | 2780.49 | 20798.0655 |  | 0
1925-05-29 | 0 | 0 | 0 | 0 | -12.5669 | -12.5669 | 2767.9232 | 20704.0654 |  | 0
1925-05-30 | 0 | 0 | 0 | 0 | -12.5669 | -12.5669 | 2755.3563 | 20610.0653 |  | 0
1925-05-31 | 0 | 0 | 0 | 0 | -12.5669 | -12.5669 | 2742.7895 | 20516.0652 |  | 0
1925-06-01 | 0 | 0 | 0 | 0 | -12.5669 | -12.5669 | 2730.2226 | 20422.065 |  | 0
1925-06-02 | 0 | 0 | 0 | 0 | -12.5669 | -12.5669 | 2717.6557 | 20328.0649 |  | 0
1925-06-03 | 0 | 0 | 0 | 0 | -12.5669 | -12.5669 | 2705.0889 | 20234.0648 |  | 0
1925-06-04 | 0 | 0 | 0 | 0 | -12.5669 | -12.5669 | 2692.522 | 20140.0647 |  | 0
1925-06-05 | 0 | 0 | 0 | 0 | -12.5669 | -12.5669 | 2679.9552 | 20046.0646 |  | 0
1925-06-06 | 0 | 0 | 0 | 0 | -12.5669 | -12.5669 | 2667.3883 | 19952.0645 |  | 0
1925-06-07 | 0 | 0 | 0 | 0 | -12.5669 | -12.5669 | 2654.8214 | 19858.0644 |  | 0
1925-06-08 | 0 | 0 | 0 | 0 | -12.5669 | -12.5669 | 2642.2546 | 19764.0643 |  | 0
1925-06-09 | 0 | 0 | 0 | 0 | -12.5669 | -12.5669 | 2629.6877 | 19670.0641 |  | 0
1925-06-10 | 0.15 | 414 | 4.0107 | 4.0107 | 397.4224 | 397.4224 | 3027.1102 | 22642.784 |  | 0
1925-06-11 | 0 | 0 | 0 | 0 | -12.5669 | -12.5669 | 3014.5433 | 22548.7839 |  | 0
1925-06-12 | 0 | 0 | 0 | 0 | -12.5669 | -12.5669 | 3001.9764 | 22454.7838 |  | 0
1925-06-13 | 0.013333 | 36.8 | 4.0107 | 4.0107 | 20.2224 | 20.2224 | 3022.1989 | 22606.0477 |  | 0
1925-06-14 | 0 | 0 | 0 | 0 | -12.5669 | -12.5669 | 3009.632 | 22512.0476 |  | 0
1925-06-15 | 0 | 0 | 0 | 0 | -12.5669 | -12.5669 | 2997.0652 | 22418.0475 |  | 0
1925-06-16 | 0 | 0 | 0 | 0 | -12.5669 | -12.5669 | 2984.4983 | 22324.0474 |  | 0
1925-06-17 | 0 | 0 | 0 | 0 | -12.5669 | -12.5669 | 2971.9314 | 22230.0472 |  | 0
1925-06-18 | 0 | 0 | 0 | 0 | -12.5669 | -12.5669 | 2959.3646 | 22136.0471 |  | 0
1925-06-19 | 0 | 0 | 0 | 0 | -12.5669 | -12.5669 | 2946.7977 | 22042.047 |  | 0
1925-06-20 | 0 | 0 | 0 | 0 | -12.5669 | -12.5669 | 2934.2309 | 21948.0469 |  | 0
1925-06-21 | 0.00083333 | 2.3 | 4.0107 | 2.3 | -12.5669 | -12.5669 | 2921.664 | 21854.0468 |  | 0
1925-06-22 | 0 | 0 | 0 | 0 | -12.5669 | -12.5669 | 2909.0971 | 21760.0467 |  | 0
1925-06-23 | 0 | 0 | 0 | 0 | -12.5669 | -12.5669 | 2896.5303 | 21666.0466 |  | 0
1925-06-24 | 0 | 0 | 0 | 0 | -12.5669 | -12.5669 | 2883.9634 | 21572.0465 |  | 0
1925-06-25 | 0 | 0 | 0 | 0 | -12.5669 | -12.5669 | 2871.3966 | 21478.0463 |  | 0
1925-06-26 | 0 | 0 | 0 | 0 | -12.5669 | -12.5669 | 2858.8297 | 21384.0462 |  | 0
1925-06-27 | 0 | 0 | 0 | 0 | -12.5669 | -12.5669 | 2846.2628 | 21290.0461 |  | 0
1925-06-28 | 0 | 0 | 0 | 0 | -12.5669 | -12.5669 | 2833.696 | 21196.046 |  | 0
1925-06-29 | 0 | 0 | 0 | 0 | -12.5669 | -12.5669 | 2821.1291 | 21102.0459 |  | 0
1925-06-30 | 0 | 0 | 0 | 0 | -12.5669 | -12.5669 | 2808.5623 | 21008.0458 |  | 0
1925-07-01 | 0 | 0 | 0 | 0 | -12.5669 | -12.5669 | 2795.9954 | 20914.0457 |  | 0
1925-07-02 | 0 | 0 | 0 | 0 | -12.5669 | -12.5669 | 2783.4285 | 20820.0456 |  | 0
1925-07-03 | 0 | 0 | 0 | 0 | -12.5669 | -12.5669 | 2770.8617 | 20726.0454 |  | 0
1925-07-04 | 0.0016667 | 4.6 | 4.0107 | 4.0107 | -11.9776 | -11.9776 | 2758.8841 | 20636.4533 |  | 0
1925-07-05 | 0 | 0 | 0 | 0 | -12.5669 | -12.5669 | 2746.3173 | 20542.4532 |  | 0
1925-07-06 | 0 | 0 | 0 | 0 | -12.5669 | -12.5669 | 2733.7504 | 20448.4531 |  | 0
1925-07-07 | 0 | 0 | 0 | 0 | -12.5669 | -12.5669 | 2721.1836 | 20354.453 |  | 0
1925-07-08 | 0 | 0 | 0 | 0 | -12.5669 | -12.5669 | 2708.6167 | 20260.4529 |  | 0
1925-07-09 | 0 | 0 | 0 | 0 | -12.5669 | -12.5669 | 2696.0498 | 20166.4528 |  | 0
1925-07-10 | 0.00083333 | 2.3 | 4.0107 | 2.3 | -12.5669 | -12.5669 | 2683.483 | 20072.4527 |  | 0
1925-07-11 | 0 | 0 | 0 | 0 | -12.5669 | -12.5669 | 2670.9161 | 19978.4525 |  | 0
1925-07-12 | 0.0066667 | 18.4 | 4.0107 | 4.0107 | 1.8224 | 1.8224 | 2672.7386 | 19992.0844 |  | 0
1925-07-13 | 0 | 0 | 0 | 0 | -12.5669 | -12.5669 | 2660.1717 | 19898.0843 |  | 0
1925-07-14 | 0 | 0 | 0 | 0 | -12.5669 | -12.5669 | 2647.6048 | 19804.0842 |  | 0
1925-07-15 | 0.018333 | 50.6 | 4.0107 | 4.0107 | 34.0224 | 34.0224 | 2681.6273 | 20058.5721 |  | 0
1925-07-16 | 0 | 0 | 0 | 0 | -12.5669 | -12.5669 | 2669.0604 | 19964.572 |  | 0
1925-07-17 | 0 | 0 | 0 | 0 | -12.5669 | -12.5669 | 2656.4936 | 19870.5719 |  | 0
1925-07-18 | 0 | 0 | 0 | 0 | -12.5669 | -12.5669 | 2643.9267 | 19776.5717 |  | 0
1925-07-19 | 0 | 0 | 0 | 0 | -12.5669 | -12.5669 | 2631.3598 | 19682.5716 |  | 0
1925-07-20 | 0 | 0 | 0 | 0 | -12.5669 | -12.5669 | 2618.793 | 19588.5715 |  | 0
1925-07-21 | 0 | 0 | 0 | 0 | -12.5669 | -12.5669 | 2606.2261 | 19494.5714 |  | 0
1925-07-22 | 0 | 0 | 0 | 0 | -12.5669 | -12.5669 | 2593.6593 | 19400.5713 |  | 0
1925-07-23 | 0 | 0 | 0 | 0 | -12.5669 | -12.5669 | 2581.0924 | 19306.5712 |  | 0
1925-07-24 | 0 | 0 | 0 | 0 | -12.5669 | -12.5669 | 2568.5255 | 19212.5711 |  | 0
1925-07-25 | 0 | 0 | 0 | 0 | -12.5669 | -12.5669 | 2555.9587 | 19118.571 |  | 0
1925-07-26 | 0 | 0 | 0 | 0 | -12.5669 | -12.5669 | 2543.3918 | 19024.5708 |  | 0
1925-07-27 | 0 | 0 | 0 | 0 | -12.5669 | -12.5669 | 2530.825 | 18930.5707 |  | 0
1925-07-28 | 0 | 0 | 0 | 0 | -12.5669 | -12.5669 | 2518.2581 | 18836.5706 |  | 0
1925-07-29 | 0.014167 | 39.1 | 4.0107 | 4.0107 | 22.5224 | 22.5224 | 2540.7805 | 19005.0385 |  | 0
1925-07-30 | 0.0525 | 144.9 | 4.0107 | 4.0107 | 128.3224 | 128.3224 | 2669.103 | 19964.8904 |  | 0
1925-07-31 | 0 | 0 | 0 | 0 | -12.5669 | -12.5669 | 2656.5361 | 19870.8903 |  | 0
1925-08-01 | 0 | 0 | 0 | 0 | -12.5669 | -12.5669 | 2643.9693 | 19776.8902 |  | 0
1925-08-02 | 0 | 0 | 0 | 0 | -12.5669 | -12.5669 | 2631.4024 | 19682.8901 |  | 0
1925-08-03 | 0 | 0 | 0 | 0 | -12.5669 | -12.5669 | 2618.8356 | 19588.8899 |  | 0
1925-08-04 | 0.0083333 | 23 | 4.0107 | 4.0107 | 6.4224 | 6.4224 | 2625.258 | 19636.9298 |  | 0
1925-08-05 | 0 | 0 | 0 | 0 | -12.5669 | -12.5669 | 2612.6911 | 19542.9297 |  | 0
1925-08-06 | 0 | 0 | 0 | 0 | -12.5669 | -12.5669 | 2600.1243 | 19448.9296 |  | 0
1925-08-07 | 0 | 0 | 0 | 0 | -12.5669 | -12.5669 | 2587.5574 | 19354.9295 |  | 0
1925-08-08 | 0.0041667 | 11.5 | 4.0107 | 4.0107 | -5.0776 | -5.0776 | 2582.4799 | 19316.9494 |  | 0
1925-08-09 | 0 | 0 | 0 | 0 | -12.5669 | -12.5669 | 2569.913 | 19222.9493 |  | 0
1925-08-10 | 0.0091667 | 25.3 | 4.0107 | 4.0107 | 8.7224 | 8.7224 | 2578.6354 | 19288.1932 |  | 0
1925-08-11 | 0.0016667 | 4.6 | 4.0107 | 4.0107 | -11.9776 | -11.9776 | 2566.6579 | 19198.601 |  | 0
1925-08-12 | 0.0083333 | 23 | 4.0107 | 4.0107 | 6.4224 | 6.4224 | 2573.0803 | 19246.6409 |  | 0
1925-08-13 | 0 | 0 | 0 | 0 | -12.5669 | -12.5669 | 2560.5135 | 19152.6408 |  | 0
1925-08-14 | 0 | 0 | 0 | 0 | -12.5669 | -12.5669 | 2547.9466 | 19058.6407 |  | 0
1925-08-15 | 0 | 0 | 0 | 0 | -12.5669 | -12.5669 | 2535.3798 | 18964.6406 |  | 0
1925-08-16 | 0 | 0 | 0 | 0 | -12.5669 | -12.5669 | 2522.8129 | 18870.6405 |  | 0
1925-08-17 | 0 | 0 | 0 | 0 | -12.5669 | -12.5669 | 2510.246 | 18776.6404 |  | 0
1925-08-18 | 0 | 0 | 0 | 0 | -12.5669 | -12.5669 | 2497.6792 | 18682.6403 |  | 0
1925-08-19 | 0 | 0 | 0 | 0 | -12.5669 | -12.5669 | 2485.1123 | 18588.6401 |  | 0
1925-08-20 | 0 | 0 | 0 | 0 | -12.5669 | -12.5669 | 2472.5455 | 18494.64 |  | 0
1925-08-21 | 0 | 0 | 0 | 0 | -12.5669 | -12.5669 | 2459.9786 | 18400.6399 |  | 0
1925-08-22 | 0.029167 | 80.5 | 4.0107 | 4.0107 | 63.9224 | 63.9224 | 2523.901 | 18878.7798 |  | 0
1925-08-23 | 0 | 0 | 0 | 0 | -12.5669 | -12.5669 | 2511.3342 | 18784.7797 |  | 0
1925-08-24 | 0 | 0 | 0 | 0 | -12.5669 | -12.5669 | 2498.7673 | 18690.7796 |  | 0
1925-08-25 | 0 | 0 | 0 | 0 | -12.5669 | -12.5669 | 2486.2005 | 18596.7795 |  | 0
1925-08-26 | 0 | 0 | 0 | 0 | -12.5669 | -12.5669 | 2473.6336 | 18502.7793 |  | 0
1925-08-27 | 0 | 0 | 0 | 0 | -12.5669 | -12.5669 | 2461.0667 | 18408.7792 |  | 0
1925-08-28 | 0.023333 | 64.4 | 4.0107 | 4.0107 | 47.8224 | 47.8224 | 2508.8892 | 18766.4911 |  | 0
1925-08-29 | 0 | 0 | 0 | 0 | -12.5669 | -12.5669 | 2496.3223 | 18672.491 |  | 0
1925-08-30 | 0 | 0 | 0 | 0 | -12.5669 | -12.5669 | 2483.7555 | 18578.4909 |  | 0
1925-08-31 | 0.0033333 | 9.2 | 4.0107 | 4.0107 | -7.3776 | -7.3776 | 2476.3779 | 18523.3068 |  | 0
1925-09-01 | 0 | 0 | 0 | 0 | -12.5669 | -12.5669 | 2463.8111 | 18429.3067 |  | 0
1925-09-02 | 0 | 0 | 0 | 0 | -12.5669 | -12.5669 | 2451.2442 | 18335.3066 |  | 0
1925-09-03 | 0 | 0 | 0 | 0 | -12.5669 | -12.5669 | 2438.6773 | 18241.3064 |  | 0
1925-09-04 | 0 | 0 | 0 | 0 | -12.5669 | -12.5669 | 2426.1105 | 18147.3063 |  | 0
1925-09-05 | 0 | 0 | 0 | 0 | -12.5669 | -12.5669 | 2413.5436 | 18053.3062 |  | 0
1925-09-06 | 0 | 0 | 0 | 0 | -12.5669 | -12.5669 | 2400.9768 | 17959.3061 |  | 0
1925-09-07 | 0 | 0 | 0 | 0 | -12.5669 | -12.5669 | 2388.4099 | 17865.306 |  | 0
1925-09-08 | 0 | 0 | 0 | 0 | -12.5669 | -12.5669 | 2375.843 | 17771.3059 |  | 0
1925-09-09 | 0 | 0 | 0 | 0 | -12.5669 | -12.5669 | 2363.2762 | 17677.3058 |  | 0
1925-09-10 | 0.053333 | 147.2 | 4.0107 | 4.0107 | 130.6224 | 130.6224 | 2493.8986 | 18654.3617 |  | 0
1925-09-11 | 0.055 | 151.8 | 4.0107 | 4.0107 | 135.2224 | 135.2224 | 2629.1211 | 19665.8255 |  | 0
1925-09-12 | 0 | 0 | 0 | 0 | -12.5669 | -12.5669 | 2616.5542 | 19571.8254 |  | 0
1925-09-13 | 0 | 0 | 0 | 0 | -12.5669 | -12.5669 | 2603.9873 | 19477.8253 |  | 0
1925-09-14 | 0.14417 | 397.9 | 4.0107 | 4.0107 | 381.3224 | 381.3224 | 2985.3098 | 22330.1172 |  | 0
1925-09-15 | 0 | 0 | 0 | 0 | -12.5669 | -12.5669 | 2972.7429 | 22236.1171 |  | 0
1925-09-16 | 0 | 0 | 0 | 0 | -12.5669 | -12.5669 | 2960.1761 | 22142.117 |  | 0
1925-09-17 | 0 | 0 | 0 | 0 | -12.5669 | -12.5669 | 2947.6092 | 22048.1169 |  | 0
1925-09-18 | 0 | 0 | 0 | 0 | -12.5669 | -12.5669 | 2935.0423 | 21954.1168 |  | 0
1925-09-19 | 0 | 0 | 0 | 0 | -12.5669 | -12.5669 | 2922.4755 | 21860.1166 |  | 0
1925-09-20 | 0 | 0 | 0 | 0 | -12.5669 | -12.5669 | 2909.9086 | 21766.1165 |  | 0
1925-09-21 | 0 | 0 | 0 | 0 | -12.5669 | -12.5669 | 2897.3418 | 21672.1164 |  | 0
1925-09-22 | 0 | 0 | 0 | 0 | -12.5669 | -12.5669 | 2884.7749 | 21578.1163 |  | 0
1925-09-23 | 0.0675 | 186.3 | 4.0107 | 4.0107 | 169.7224 | 169.7224 | 3054.4974 | 22847.6402 |  | 0
1925-09-24 | 0.13417 | 370.3 | 4.0107 | 4.0107 | 353.7224 | 353.7224 | 3408.2198 | 25493.4841 |  | 0
1925-09-25 | 0.023333 | 64.4 | 4.0107 | 4.0107 | 47.8224 | 47.8224 | 3456.0422 | 25851.196 |  | 0
1925-09-26 | 0 | 0 | 0 | 0 | -12.5669 | -12.5669 | 3443.4754 | 25757.1959 |  | 0
1925-09-27 | 0 | 0 | 0 | 0 | -12.5669 | -12.5669 | 3430.9085 | 25663.1957 |  | 0
1925-09-28 | 0 | 0 | 0 | 0 | -12.5669 | -12.5669 | 3418.3417 | 25569.1956 |  | 0
1925-09-29 | 0 | 0 | 0 | 0 | -12.5669 | -12.5669 | 3405.7748 | 25475.1955 |  | 0
1925-09-30 | 0 | 0 | 0 | 0 | -12.5669 | -12.5669 | 3393.2079 | 25381.1954 |  | 0
1925-10-01 | 0.010833 | 29.9 | 4.0107 | 4.0107 | 13.3224 | 13.3224 | 3406.5304 | 25480.8473 |  | 0
1925-10-02 | 0 | 0 | 0 | 0 | -12.5669 | -12.5669 | 3393.9635 | 25386.8472 |  | 0
1925-10-03 | 0 | 0 | 0 | 0 | -12.5669 | -12.5669 | 3381.3967 | 25292.8471 |  | 0
1925-10-04 | 0 | 0 | 0 | 0 | -12.5669 | -12.5669 | 3368.8298 | 25198.8469 |  | 0
1925-10-05 | 0 | 0 | 0 | 0 | -12.5669 | -12.5669 | 3356.2629 | 25104.8468 |  | 0
1925-10-06 | 0 | 0 | 0 | 0 | -12.5669 | -12.5669 | 3343.6961 | 25010.8467 |  | 0
1925-10-07 | 0 | 0 | 0 | 0 | -12.5669 | -12.5669 | 3331.1292 | 24916.8466 |  | 0
1925-10-08 | 0.18333 | 506 | 4.0107 | 4.0107 | 489.4224 | 489.4224 | 3820.5517 | 28577.7265 |  | 0
1925-10-09 | 0.015 | 41.4 | 4.0107 | 4.0107 | 24.8224 | 24.8224 | 3845.3741 | 28763.3984 |  | 0
1925-10-10 | 0 | 0 | 0 | 0 | -12.5669 | -12.5669 | 3832.8073 | 28669.3983 |  | 0
1925-10-11 | 0 | 0 | 0 | 0 | -12.5669 | -12.5669 | 3820.2404 | 28575.3982 |  | 0
1925-10-12 | 0.00083333 | 2.3 | 4.0107 | 2.3 | -12.5669 | -12.5669 | 3807.6735 | 28481.398 |  | 0
1925-10-13 | 0 | 0 | 0 | 0 | -12.5669 | -12.5669 | 3795.1067 | 28387.3979 |  | 0
1925-10-14 | 0 | 0 | 0 | 0 | -12.5669 | -12.5669 | 3782.5398 | 28293.3978 |  | 0
1925-10-15 | 0.033333 | 92 | 4.0107 | 4.0107 | 75.4224 | 75.4224 | 3857.9623 | 28857.5577 |  | 0
1925-10-16 | 0.025833 | 71.3 | 4.0107 | 4.0107 | 54.7224 | 54.7224 | 3912.6847 | 29266.8816 |  | 0
1925-10-17 | 0 | 0 | 0 | 0 | -12.5669 | -12.5669 | 3900.1178 | 29172.8815 |  | 0
1925-10-18 | 0 | 0 | 0 | 0 | -12.5669 | -12.5669 | 3887.551 | 29078.8814 |  | 0
1925-10-19 | 0 | 0 | 0 | 0 | -12.5669 | -12.5669 | 3874.9841 | 28984.8813 |  | 0
1925-10-20 | 0 | 0 | 0 | 0 | -12.5669 | -12.5669 | 3862.4173 | 28890.8811 |  | 0
1925-10-21 | 0 | 0 | 0 | 0 | -12.5669 | -12.5669 | 3849.8504 | 28796.881 |  | 0
1925-10-22 | 0 | 0 | 0 | 0 | -12.5669 | -12.5669 | 3837.2835 | 28702.8809 |  | 0
1925-10-23 | 0 | 0 | 0 | 0 | -12.5669 | -12.5669 | 3824.7167 | 28608.8808 |  | 0
1925-10-24 | 0.00083333 | 2.3 | 4.0107 | 2.3 | -12.5669 | -12.5669 | 3812.1498 | 28514.8807 |  | 0
1925-10-25 | 0 | 0 | 0 | 0 | -12.5669 | -12.5669 | 3799.583 | 28420.8806 |  | 0
1925-10-26 | 0 | 0 | 0 | 0 | -12.5669 | -12.5669 | 3787.0161 | 28326.8805 |  | 0
1925-10-27 | 0 | 0 | 0 | 0 | -12.5669 | -12.5669 | 3774.4492 | 28232.8804 |  | 0
1925-10-28 | 0 | 0 | 0 | 0 | -12.5669 | -12.5669 | 3761.8824 | 28138.8802 |  | 0
1925-10-29 | 0 | 0 | 0 | 0 | -12.5669 | -12.5669 | 3749.3155 | 28044.8801 |  | 0
1925-10-30 | 0.0016667 | 4.6 | 4.0107 | 4.0107 | -11.9776 | -11.9776 | 3737.338 | 27955.288 |  | 0
1925-10-31 | 0 | 0 | 0 | 0 | -12.5669 | -12.5669 | 3724.7711 | 27861.2879 |  | 0
1925-11-01 | 0 | 0 | 0 | 0 | -12.5669 | -12.5669 | 3712.2043 | 27767.2878 |  | 0
1925-11-02 | 0 | 0 | 0 | 0 | -12.5669 | -12.5669 | 3699.6374 | 27673.2877 |  | 0
1925-11-03 | 0.0025 | 6.9 | 4.0107 | 4.0107 | -9.6776 | -9.6776 | 3689.9598 | 27600.8996 |  | 0
1925-11-04 | 0 | 0 | 0 | 0 | -12.5669 | -12.5669 | 3677.393 | 27506.8995 |  | 0
1925-11-05 | 0 | 0 | 0 | 0 | -12.5669 | -12.5669 | 3664.8261 | 27412.8993 |  | 0
1925-11-06 | 0.055833 | 154.1 | 4.0107 | 4.0107 | 137.5224 | 137.5224 | 3802.3486 | 28441.5672 |  | 0
1925-11-07 | 0.055833 | 154.1 | 4.0107 | 4.0107 | 137.5224 | 137.5224 | 3939.871 | 29470.2351 |  | 0
1925-11-08 | 0 | 0 | 0 | 0 | -12.5669 | -12.5669 | 3927.3041 | 29376.235 |  | 0
1925-11-09 | 0 | 0 | 0 | 0 | -12.5669 | -12.5669 | 3914.7373 | 29282.2349 |  | 0
1925-11-10 | 0 | 0 | 0 | 0 | -12.5669 | -12.5669 | 3902.1704 | 29188.2348 |  | 0
1925-11-11 | 0 | 0 | 0 | 0 | -12.5669 | -12.5669 | 3889.6036 | 29094.2347 |  | 0
1925-11-12 | 0 | 0 | 0 | 0 | -12.5669 | -12.5669 | 3877.0367 | 29000.2346 |  | 0
1925-11-13 | 0 | 0 | 0 | 0 | -12.5669 | -12.5669 | 3864.4698 | 28906.2344 |  | 0
1925-11-14 | 0 | 0 | 0 | 0 | -12.5669 | -12.5669 | 3851.903 | 28812.2343 |  | 0
1925-11-15 | 0 | 0 | 0 | 0 | -12.5669 | -12.5669 | 3839.3361 | 28718.2342 |  | 0
1925-11-16 | 0 | 0 | 0 | 0 | -12.5669 | -12.5669 | 3826.7693 | 28624.2341 |  | 0
1925-11-17 | 0 | 0 | 0 | 0 | -12.5669 | -12.5669 | 3814.2024 | 28530.234 |  | 0
1925-11-18 | 0 | 0 | 0 | 0 | -12.5669 | -12.5669 | 3801.6355 | 28436.2339 |  | 0
1925-11-19 | 0 | 0 | 0 | 0 | -12.5669 | -12.5669 | 3789.0687 | 28342.2338 |  | 0
1925-11-20 | 0 | 0 | 0 | 0 | -12.5669 | -12.5669 | 3776.5018 | 28248.2336 |  | 0
1925-11-21 | 0 | 0 | 0 | 0 | -12.5669 | -12.5669 | 3763.935 | 28154.2335 |  | 0
1925-11-22 | 0 | 0 | 0 | 0 | -12.5669 | -12.5669 | 3751.3681 | 28060.2334 |  | 0
1925-11-23 | 0 | 0 | 0 | 0 | -12.5669 | -12.5669 | 3738.8012 | 27966.2333 |  | 0
1925-11-24 | 0 | 0 | 0 | 0 | -12.5669 | -12.5669 | 3726.2344 | 27872.2332 |  | 0
1925-11-25 | 0 | 0 | 0 | 0 | -12.5669 | -12.5669 | 3713.6675 | 27778.2331 |  | 0
1925-11-26 | 0.00083333 | 2.3 | 4.0107 | 2.3 | -12.5669 | -12.5669 | 3701.1007 | 27684.233 |  | 0
1925-11-27 | 0 | 0 | 0 | 0 | -12.5669 | -12.5669 | 3688.5338 | 27590.2329 |  | 0
1925-11-28 | 0 | 0 | 0 | 0 | -12.5669 | -12.5669 | 3675.9669 | 27496.2327 |  | 0
1925-11-29 | 0 | 0 | 0 | 0 | -12.5669 | -12.5669 | 3663.4001 | 27402.2326 |  | 0
1925-11-30 | 0 | 0 | 0 | 0 | -12.5669 | -12.5669 | 3650.8332 | 27308.2325 |  | 0
1925-12-01 | 0 | 0 | 0 | 0 | -12.5669 | -12.5669 | 3638.2664 | 27214.2324 |  | 0
1925-12-02 | 0 | 0 | 0 | 0 | -12.5669 | -12.5669 | 3625.6995 | 27120.2323 |  | 0
1925-12-03 | 0.00083333 | 2.3 | 4.0107 | 2.3 | -12.5669 | -12.5669 | 3613.1326 | 27026.2322 |  | 0
1925-12-04 | 0.0125 | 34.5 | 4.0107 | 4.0107 | 17.9224 | 17.9224 | 3631.0551 | 27160.2921 |  | 0
1925-12-05 | 0 | 0 | 0 | 0 | -12.5669 | -12.5669 | 3618.4882 | 27066.292 |  | 0
1925-12-06 | 0 | 0 | 0 | 0 | -12.5669 | -12.5669 | 3605.9214 | 26972.2918 |  | 0
1925-12-07 | 0 | 0 | 0 | 0 | -12.5669 | -12.5669 | 3593.3545 | 26878.2917 |  | 0
1925-12-08 | 0 | 0 | 0 | 0 | -12.5669 | -12.5669 | 3580.7876 | 26784.2916 |  | 0
1925-12-09 | 0 | 0 | 0 | 0 | -12.5669 | -12.5669 | 3568.2208 | 26690.2915 |  | 0
1925-12-10 | 0 | 0 | 0 | 0 | -12.5669 | -12.5669 | 3555.6539 | 26596.2914 |  | 0
1925-12-11 | 0 | 0 | 0 | 0 | -12.5669 | -12.5669 | 3543.0871 | 26502.2913 |  | 0
1925-12-12 | 0 | 0 | 0 | 0 | -12.5669 | -12.5669 | 3530.5202 | 26408.2912 |  | 0
1925-12-13 | 0 | 0 | 0 | 0 | -12.5669 | -12.5669 | 3517.9533 | 26314.2911 |  | 0
1925-12-14 | 0 | 0 | 0 | 0 | -12.5669 | -12.5669 | 3505.3865 | 26220.2909 |  | 0
1925-12-15 | 0 | 0 | 0 | 0 | -12.5669 | -12.5669 | 3492.8196 | 26126.2908 |  | 0
1925-12-16 | 0 | 0 | 0 | 0 | -12.5669 | -12.5669 | 3480.2528 | 26032.2907 |  | 0
1925-12-17 | 0 | 0 | 0 | 0 | -12.5669 | -12.5669 | 3467.6859 | 25938.2906 |  | 0
1925-12-18 | 0 | 0 | 0 | 0 | -12.5669 | -12.5669 | 3455.119 | 25844.2905 |  | 0
1925-12-19 | 0 | 0 | 0 | 0 | -12.5669 | -12.5669 | 3442.5522 | 25750.2904 |  | 0
1925-12-20 | 0 | 0 | 0 | 0 | -12.5669 | -12.5669 | 3429.9853 | 25656.2903 |  | 0
1925-12-21 | 0 | 0 | 0 | 0 | -12.5669 | -12.5669 | 3417.4185 | 25562.2902 |  | 0
1925-12-22 | 0 | 0 | 0 | 0 | -12.5669 | -12.5669 | 3404.8516 | 25468.29 |  | 0
1925-12-23 | 0 | 0 | 0 | 0 | -12.5669 | -12.5669 | 3392.2847 | 25374.2899 |  | 0
1925-12-24 | 0 | 0 | 0 | 0 | -12.5669 | -12.5669 | 3379.7179 | 25280.2898 |  | 0
1925-12-25 | 0 | 0 | 0 | 0 | -12.5669 | -12.5669 | 3367.151 | 25186.2897 |  | 0
1925-12-26 | 0 | 0 | 0 | 0 | -12.5669 | -12.5669 | 3354.5842 | 25092.2896 |  | 0
1925-12-27 | 0 | 0 | 0 | 0 | -12.5669 | -12.5669 | 3342.0173 | 24998.2895 |  | 0
1925-12-28 | 0 | 0 | 0 | 0 | -12.5669 | -12.5669 | 3329.4504 | 24904.2894 |  | 0
1925-12-29 | 0 | 0 | 0 | 0 | -12.5669 | -12.5669 | 3316.8836 | 24810.2892 |  | 0
1925-12-30 | 0 | 0 | 0 | 0 | -12.5669 | -12.5669 | 3304.3167 | 24716.2891 |  | 0
1925-12-31 | 0 | 0 | 0 | 0 | -12.5669 | -12.5669 | 3291.7499 | 24622.289 |  | 0
1926-01-01 | 0 | 0 | 0 | 0 | -12.5669 | -12.5669 | 3279.183 | 24528.2889 |  | 0
1926-01-02 | 0.036667 | 101.2 | 4.0107 | 4.0107 | 84.6224 | 84.6224 | 3363.8055 | 25161.2648 |  | 0
1926-01-03 | 0.0058333 | 16.1 | 4.0107 | 4.0107 | -0.47756 | -0.47756 | 3363.3279 | 25157.6927 |  | 0
1926-01-04 | 0 | 0 | 0 | 0 | -12.5669 | -12.5669 | 3350.761 | 25063.6926 |  | 0
1926-01-05 | 0 | 0 | 0 | 0 | -12.5669 | -12.5669 | 3338.1942 | 24969.6925 |  | 0
1926-01-06 | 0 | 0 | 0 | 0 | -12.5669 | -12.5669 | 3325.6273 | 24875.6923 |  | 0
1926-01-07 | 0 | 0 | 0 | 0 | -12.5669 | -12.5669 | 3313.0605 | 24781.6922 |  | 0
1926-01-08 | 0.0091667 | 25.3 | 4.0107 | 4.0107 | 8.7224 | 8.7224 | 3321.7829 | 24846.9361 |  | 0
1926-01-09 | 0 | 0 | 0 | 0 | -12.5669 | -12.5669 | 3309.216 | 24752.936 |  | 0
1926-01-10 | 0 | 0 | 0 | 0 | -12.5669 | -12.5669 | 3296.6492 | 24658.9359 |  | 0
1926-01-11 | 0 | 0 | 0 | 0 | -12.5669 | -12.5669 | 3284.0823 | 24564.9358 |  | 0
1926-01-12 | 0 | 0 | 0 | 0 | -12.5669 | -12.5669 | 3271.5155 | 24470.9357 |  | 0
1926-01-13 | 0 | 0 | 0 | 0 | -12.5669 | -12.5669 | 3258.9486 | 24376.9356 |  | 0
1926-01-14 | 0 | 0 | 0 | 0 | -12.5669 | -12.5669 | 3246.3817 | 24282.9354 |  | 0
1926-01-15 | 0 | 0 | 0 | 0 | -12.5669 | -12.5669 | 3233.8149 | 24188.9353 |  | 0
1926-01-16 | 0 | 0 | 0 | 0 | -12.5669 | -12.5669 | 3221.248 | 24094.9352 |  | 0
1926-01-17 | 0.075833 | 209.3 | 4.0107 | 4.0107 | 192.7224 | 192.7224 | 3413.9705 | 25536.4991 |  | 0
1926-01-18 | 0 | 0 | 0 | 0 | -12.5669 | -12.5669 | 3401.4036 | 25442.499 |  | 0
1926-01-19 | 0 | 0 | 0 | 0 | -12.5669 | -12.5669 | 3388.8367 | 25348.4989 |  | 0
1926-01-20 | 0 | 0 | 0 | 0 | -12.5669 | -12.5669 | 3376.2699 | 25254.4988 |  | 0
1926-01-21 | 0.0375 | 103.5 | 4.0107 | 4.0107 | 86.9224 | 86.9224 | 3463.1923 | 25904.6787 |  | 0
1926-01-22 | 0 | 0 | 0 | 0 | -12.5669 | -12.5669 | 3450.6255 | 25810.6785 |  | 0
1926-01-23 | 0 | 0 | 0 | 0 | -12.5669 | -12.5669 | 3438.0586 | 25716.6784 |  | 0
1926-01-24 | 0.0066667 | 18.4 | 4.0107 | 4.0107 | 1.8224 | 1.8224 | 3439.8811 | 25730.3103 |  | 0
1926-01-25 | 0 | 0 | 0 | 0 | -12.5669 | -12.5669 | 3427.3142 | 25636.3102 |  | 0
1926-01-26 | 0 | 0 | 0 | 0 | -12.5669 | -12.5669 | 3414.7473 | 25542.3101 |  | 0
1926-01-27 | 0 | 0 | 0 | 0 | -12.5669 | -12.5669 | 3402.1805 | 25448.31 |  | 0
1926-01-28 | 0 | 0 | 0 | 0 | -12.5669 | -12.5669 | 3389.6136 | 25354.3099 |  | 0
1926-01-29 | 0 | 0 | 0 | 0 | -12.5669 | -12.5669 | 3377.0468 | 25260.3098 |  | 0
1926-01-30 | 0 | 0 | 0 | 0 | -12.5669 | -12.5669 | 3364.4799 | 25166.3096 |  | 0
1926-01-31 | 0 | 0 | 0 | 0 | -12.5669 | -12.5669 | 3351.913 | 25072.3095 |  | 0
1926-02-01 | 0 | 0 | 0 | 0 | -12.5669 | -12.5669 | 3339.3462 | 24978.3094 |  | 0
1926-02-02 | 0.0033333 | 9.2 | 4.0107 | 4.0107 | -7.3776 | -7.3776 | 3331.9686 | 24923.1253 |  | 0
1926-02-03 | 0 | 0 | 0 | 0 | -12.5669 | -12.5669 | 3319.4018 | 24829.1252 |  | 0
1926-02-04 | 0 | 0 | 0 | 0 | -12.5669 | -12.5669 | 3306.8349 | 24735.1251 |  | 0
1926-02-05 | 0 | 0 | 0 | 0 | -12.5669 | -12.5669 | 3294.268 | 24641.125 |  | 0
1926-02-06 | 0 | 0 | 0 | 0 | -12.5669 | -12.5669 | 3281.7012 | 24547.1248 |  | 0
1926-02-07 | 0 | 0 | 0 | 0 | -12.5669 | -12.5669 | 3269.1343 | 24453.1247 |  | 0
1926-02-08 | 0 | 0 | 0 | 0 | -12.5669 | -12.5669 | 3256.5675 | 24359.1246 |  | 0
1926-02-09 | 0 | 0 | 0 | 0 | -12.5669 | -12.5669 | 3244.0006 | 24265.1245 |  | 0
1926-02-10 | 0 | 0 | 0 | 0 | -12.5669 | -12.5669 | 3231.4337 | 24171.1244 |  | 0
1926-02-11 | 0 | 0 | 0 | 0 | -12.5669 | -12.5669 | 3218.8669 | 24077.1243 |  | 0
1926-02-12 | 0 | 0 | 0 | 0 | -12.5669 | -12.5669 | 3206.3 | 23983.1242 |  | 0
1926-02-13 | 0 | 0 | 0 | 0 | -12.5669 | -12.5669 | 3193.7332 | 23889.1241 |  | 0
1926-02-14 | 0 | 0 | 0 | 0 | -12.5669 | -12.5669 | 3181.1663 | 23795.1239 |  | 0
1926-02-15 | 0 | 0 | 0 | 0 | -12.5669 | -12.5669 | 3168.5994 | 23701.1238 |  | 0
1926-02-16 | 0 | 0 | 0 | 0 | -12.5669 | -12.5669 | 3156.0326 | 23607.1237 |  | 0
1926-02-17 | 0 | 0 | 0 | 0 | -12.5669 | -12.5669 | 3143.4657 | 23513.1236 |  | 0
1926-02-18 | 0 | 0 | 0 | 0 | -12.5669 | -12.5669 | 3130.8989 | 23419.1235 |  | 0
1926-02-19 | 0 | 0 | 0 | 0 | -12.5669 | -12.5669 | 3118.332 | 23325.1234 |  | 0
1926-02-20 | 0 | 0 | 0 | 0 | -12.5669 | -12.5669 | 3105.7651 | 23231.1233 |  | 0
1926-02-21 | 0 | 0 | 0 | 0 | -12.5669 | -12.5669 | 3093.1983 | 23137.1232 |  | 0
1926-02-22 | 0 | 0 | 0 | 0 | -12.5669 | -12.5669 | 3080.6314 | 23043.123 |  | 0
1926-02-23 | 0 | 0 | 0 | 0 | -12.5669 | -12.5669 | 3068.0646 | 22949.1229 |  | 0
1926-02-24 | 0 | 0 | 0 | 0 | -12.5669 | -12.5669 | 3055.4977 | 22855.1228 |  | 0
1926-02-25 | 0 | 0 | 0 | 0 | -12.5669 | -12.5669 | 3042.9308 | 22761.1227 |  | 0
1926-02-26 | 0 | 0 | 0 | 0 | -12.5669 | -12.5669 | 3030.364 | 22667.1226 |  | 0
1926-02-27 | 0 | 0 | 0 | 0 | -12.5669 | -12.5669 | 3017.7971 | 22573.1225 |  | 0
1926-02-28 | 0 | 0 | 0 | 0 | -12.5669 | -12.5669 | 3005.2303 | 22479.1224 |  | 0
1926-03-01 | 0 | 0 | 0 | 0 | -12.5669 | -12.5669 | 2992.6634 | 22385.1223 |  | 0
1926-03-02 | 0 | 0 | 0 | 0 | -12.5669 | -12.5669 | 2980.0965 | 22291.1221 |  | 0
1926-03-03 | 0 | 0 | 0 | 0 | -12.5669 | -12.5669 | 2967.5297 | 22197.122 |  | 0
1926-03-04 | 0.036667 | 101.2 | 4.0107 | 4.0107 | 84.6224 | 84.6224 | 3052.1521 | 22830.0979 |  | 0
1926-03-05 | 0 | 0 | 0 | 0 | -12.5669 | -12.5669 | 3039.5853 | 22736.0978 |  | 0
1926-03-06 | 0.0016667 | 4.6 | 4.0107 | 4.0107 | -11.9776 | -11.9776 | 3027.6077 | 22646.5057 |  | 0
1926-03-07 | 0 | 0 | 0 | 0 | -12.5669 | -12.5669 | 3015.0409 | 22552.5056 |  | 0
1926-03-08 | 0 | 0 | 0 | 0 | -12.5669 | -12.5669 | 3002.474 | 22458.5055 |  | 0
1926-03-09 | 0 | 0 | 0 | 0 | -12.5669 | -12.5669 | 2989.9071 | 22364.5054 |  | 0
1926-03-10 | 0.0033333 | 9.2 | 4.0107 | 4.0107 | -7.3776 | -7.3776 | 2982.5296 | 22309.3212 |  | 0
1926-03-11 | 0 | 0 | 0 | 0 | -12.5669 | -12.5669 | 2969.9627 | 22215.3211 |  | 0
1926-03-12 | 0 | 0 | 0 | 0 | -12.5669 | -12.5669 | 2957.3959 | 22121.321 |  | 0
1926-03-13 | 0 | 0 | 0 | 0 | -12.5669 | -12.5669 | 2944.829 | 22027.3209 |  | 0
1926-03-14 | 0 | 0 | 0 | 0 | -12.5669 | -12.5669 | 2932.2621 | 21933.3208 |  | 0
1926-03-15 | 0 | 0 | 0 | 0 | -12.5669 | -12.5669 | 2919.6953 | 21839.3207 |  | 0
1926-03-16 | 0 | 0 | 0 | 0 | -12.5669 | -12.5669 | 2907.1284 | 21745.3206 |  | 0
1926-03-17 | 0.01 | 27.6 | 4.0107 | 4.0107 | 11.0224 | 11.0224 | 2918.1509 | 21827.7685 |  | 0
1926-03-18 | 0 | 0 | 0 | 0 | -12.5669 | -12.5669 | 2905.584 | 21733.7683 |  | 0
1926-03-19 | 0 | 0 | 0 | 0 | -12.5669 | -12.5669 | 2893.0171 | 21639.7682 |  | 0
1926-03-20 | 0 | 0 | 0 | 0 | -12.5669 | -12.5669 | 2880.4503 | 21545.7681 |  | 0
1926-03-21 | 0.16083 | 443.9 | 4.0107 | 4.0107 | 427.3224 | 427.3224 | 3307.7727 | 24742.14 |  | 0
1926-03-22 | 0.035833 | 98.9 | 4.0107 | 4.0107 | 82.3224 | 82.3224 | 3390.0952 | 25357.9119 |  | 0
1926-03-23 | 0 | 0 | 0 | 0 | -12.5669 | -12.5669 | 3377.5283 | 25263.9118 |  | 0
1926-03-24 | 0 | 0 | 0 | 0 | -12.5669 | -12.5669 | 3364.9615 | 25169.9117 |  | 0
1926-03-25 | 0.0016667 | 4.6 | 4.0107 | 4.0107 | -11.9776 | -11.9776 | 3352.9839 | 25080.3195 |  | 0
1926-03-26 | 0.0066667 | 18.4 | 4.0107 | 4.0107 | 1.8224 | 1.8224 | 3354.8063 | 25093.9514 |  | 0
1926-03-27 | 0.0025 | 6.9 | 4.0107 | 4.0107 | -9.6776 | -9.6776 | 3345.1288 | 25021.5633 |  | 0
1926-03-28 | 0.005 | 13.8 | 4.0107 | 4.0107 | -2.7776 | -2.7776 | 3342.3512 | 25000.7872 |  | 0
1926-03-29 | 0.019167 | 52.9 | 4.0107 | 4.0107 | 36.3224 | 36.3224 | 3378.6737 | 25272.4791 |  | 0
1926-03-30 | 0.0091667 | 25.3 | 4.0107 | 4.0107 | 8.7224 | 8.7224 | 3387.3961 | 25337.723 |  | 0
1926-03-31 | 0.005 | 13.8 | 4.0107 | 4.0107 | -2.7776 | -2.7776 | 3384.6186 | 25316.9469 |  | 0
1926-04-01 | 0 | 0 | 0 | 0 | -12.5669 | -12.5669 | 3372.0517 | 25222.9468 |  | 0
1926-04-02 | 0 | 0 | 0 | 0 | -12.5669 | -12.5669 | 3359.4848 | 25128.9466 |  | 0
1926-04-03 | 0 | 0 | 0 | 0 | -12.5669 | -12.5669 | 3346.918 | 25034.9465 |  | 0
1926-04-04 | 0.00083333 | 2.3 | 4.0107 | 2.3 | -12.5669 | -12.5669 | 3334.3511 | 24940.9464 |  | 0
1926-04-05 | 0 | 0 | 0 | 0 | -12.5669 | -12.5669 | 3321.7843 | 24846.9463 |  | 0
1926-04-06 | 0.0025 | 6.9 | 4.0107 | 4.0107 | -9.6776 | -9.6776 | 3312.1067 | 24774.5582 |  | 0
1926-04-07 | 0 | 0 | 0 | 0 | -12.5669 | -12.5669 | 3299.5399 | 24680.5581 |  | 0
1926-04-08 | 0 | 0 | 0 | 0 | -12.5669 | -12.5669 | 3286.973 | 24586.558 |  | 0
1926-04-09 | 0.11667 | 322 | 4.0107 | 4.0107 | 305.4224 | 305.4224 | 3592.3954 | 26871.1179 |  | 0
1926-04-10 | 0.060833 | 167.9 | 4.0107 | 4.0107 | 151.3224 | 151.3224 | 3743.7179 | 28003.0097 |  | 0
1926-04-11 | 0.036667 | 101.2 | 4.0107 | 4.0107 | 84.6224 | 84.6224 | 3828.3403 | 28635.9856 |  | 0
1926-04-12 | 0 | 0 | 0 | 0 | -12.5669 | -12.5669 | 3815.7735 | 28541.9855 |  | 0
1926-04-13 | 0 | 0 | 0 | 0 | -12.5669 | -12.5669 | 3803.2066 | 28447.9854 |  | 0
1926-04-14 | 0 | 0 | 0 | 0 | -12.5669 | -12.5669 | 3790.6397 | 28353.9853 |  | 0
1926-04-15 | 0 | 0 | 0 | 0 | -12.5669 | -12.5669 | 3778.0729 | 28259.9852 |  | 0
1926-04-16 | 0 | 0 | 0 | 0 | -12.5669 | -12.5669 | 3765.506 | 28165.9851 |  | 0
1926-04-17 | 0 | 0 | 0 | 0 | -12.5669 | -12.5669 | 3752.9392 | 28071.985 |  | 0
1926-04-18 | 0 | 0 | 0 | 0 | -12.5669 | -12.5669 | 3740.3723 | 27977.9848 |  | 0
1926-04-19 | 0 | 0 | 0 | 0 | -12.5669 | -12.5669 | 3727.8054 | 27883.9847 |  | 0
1926-04-20 | 0 | 0 | 0 | 0 | -12.5669 | -12.5669 | 3715.2386 | 27789.9846 |  | 0
1926-04-21 | 0.069167 | 190.9 | 4.0107 | 4.0107 | 174.3224 | 174.3224 | 3889.561 | 29093.9165 |  | 0
1926-04-22 | 0 | 0 | 0 | 0 | -12.5669 | -12.5669 | 3876.9942 | 28999.9164 |  | 0
1926-04-23 | 0.0083333 | 23 | 4.0107 | 4.0107 | 6.4224 | 6.4224 | 3883.4166 | 29047.9563 |  | 0
1926-04-24 | 0 | 0 | 0 | 0 | -12.5669 | -12.5669 | 3870.8498 | 28953.9562 |  | 0
1926-04-25 | 0 | 0 | 0 | 0 | -12.5669 | -12.5669 | 3858.2829 | 28859.9561 |  | 0
1926-04-26 | 0 | 0 | 0 | 0 | -12.5669 | -12.5669 | 3845.716 | 28765.9559 |  | 0
1926-04-27 | 0 | 0 | 0 | 0 | -12.5669 | -12.5669 | 3833.1492 | 28671.9558 |  | 0
1926-04-28 | 0.00083333 | 2.3 | 4.0107 | 2.3 | -12.5669 | -12.5669 | 3820.5823 | 28577.9557 |  | 0
1926-04-29 | 0 | 0 | 0 | 0 | -12.5669 | -12.5669 | 3808.0155 | 28483.9556 |  | 0
1926-04-30 | 0 | 0 | 0 | 0 | -12.5669 | -12.5669 | 3795.4486 | 28389.9555 |  | 0
1926-05-01 | 0 | 0 | 0 | 0 | -12.5669 | -12.5669 | 3782.8817 | 28295.9554 |  | 0
1926-05-02 | 0 | 0 | 0 | 0 | -12.5669 | -12.5669 | 3770.3149 | 28201.9553 |  | 0
1926-05-03 | 0.033333 | 92 | 4.0107 | 4.0107 | 75.4224 | 75.4224 | 3845.7373 | 28766.1151 |  | 0
1926-05-04 | 0 | 0 | 0 | 0 | -12.5669 | -12.5669 | 3833.1705 | 28672.115 |  | 0
1926-05-05 | 0 | 0 | 0 | 0 | -12.5669 | -12.5669 | 3820.6036 | 28578.1149 |  | 0
1926-05-06 | 0.035833 | 98.9 | 4.0107 | 4.0107 | 82.3224 | 82.3224 | 3902.926 | 29193.8868 |  | 0
1926-05-07 | 0.030833 | 85.1 | 4.0107 | 4.0107 | 68.5224 | 68.5224 | 3971.4485 | 29706.4347 |  | 0
1926-05-08 | 0.011667 | 32.2 | 4.0107 | 4.0107 | 15.6224 | 15.6224 | 3987.0709 | 29823.2906 |  | 0
1926-05-09 | 0 | 0 | 0 | 0 | -12.5669 | -12.5669 | 3974.5041 | 29729.2905 |  | 0
1926-05-10 | 0.0375 | 103.5 | 4.0107 | 4.0107 | 86.9224 | 86.9224 | 3997.8631 | 29904.0163 |  | 50.9965
1926-05-11 | 0.0058333 | 16.1 | 4.0107 | 4.0107 | -0.47756 | -0.47756 | 3997.3856 | 29900.4442 |  | 0
1926-05-12 | 0.0016667 | 4.6 | 4.0107 | 4.0107 | -11.9776 | -11.9776 | 3985.408 | 29810.8521 |  | 0
1926-05-13 | 0 | 0 | 0 | 0 | -12.5669 | -12.5669 | 3972.8412 | 29716.8519 |  | 0
1926-05-14 | 0.028333 | 78.2 | 4.0107 | 4.0107 | 61.6224 | 61.6224 | 3997.8631 | 29904.0163 |  | 24.0336
1926-05-15 | 0 | 0 | 0 | 0 | -12.5669 | -12.5669 | 3985.2963 | 29810.0162 |  | 0
1926-05-16 | 0 | 0 | 0 | 0 | -12.5669 | -12.5669 | 3972.7294 | 29716.0161 |  | 0
1926-05-17 | 0 | 0 | 0 | 0 | -12.5669 | -12.5669 | 3960.1626 | 29622.0159 |  | 0
1926-05-18 | 0.00083333 | 2.3 | 4.0107 | 2.3 | -12.5669 | -12.5669 | 3947.5957 | 29528.0158 |  | 0
1926-05-19 | 0.0091667 | 25.3 | 4.0107 | 4.0107 | 8.7224 | 8.7224 | 3956.3181 | 29593.2597 |  | 0
1926-05-20 | 0 | 0 | 0 | 0 | -12.5669 | -12.5669 | 3943.7513 | 29499.2596 |  | 0
1926-05-21 | 0 | 0 | 0 | 0 | -12.5669 | -12.5669 | 3931.1844 | 29405.2595 |  | 0
1926-05-22 | 0 | 0 | 0 | 0 | -12.5669 | -12.5669 | 3918.6176 | 29311.2594 |  | 0
1926-05-23 | 0 | 0 | 0 | 0 | -12.5669 | -12.5669 | 3906.0507 | 29217.2593 |  | 0
1926-05-24 | 0 | 0 | 0 | 0 | -12.5669 | -12.5669 | 3893.4838 | 29123.2592 |  | 0
1926-05-25 | 0 | 0 | 0 | 0 | -12.5669 | -12.5669 | 3880.917 | 29029.259 |  | 0
1926-05-26 | 0 | 0 | 0 | 0 | -12.5669 | -12.5669 | 3868.3501 | 28935.2589 |  | 0
1926-05-27 | 0 | 0 | 0 | 0 | -12.5669 | -12.5669 | 3855.7833 | 28841.2588 |  | 0
1926-05-28 | 0 | 0 | 0 | 0 | -12.5669 | -12.5669 | 3843.2164 | 28747.2587 |  | 0
1926-05-29 | 0 | 0 | 0 | 0 | -12.5669 | -12.5669 | 3830.6495 | 28653.2586 |  | 0
1926-05-30 | 0 | 0 | 0 | 0 | -12.5669 | -12.5669 | 3818.0827 | 28559.2585 |  | 0
1926-05-31 | 0 | 0 | 0 | 0 | -12.5669 | -12.5669 | 3805.5158 | 28465.2584 |  | 0
1926-06-01 | 0 | 0 | 0 | 0 | -12.5669 | -12.5669 | 3792.949 | 28371.2583 |  | 0
1926-06-02 | 0 | 0 | 0 | 0 | -12.5669 | -12.5669 | 3780.3821 | 28277.2581 |  | 0
1926-06-03 | 0 | 0 | 0 | 0 | -12.5669 | -12.5669 | 3767.8152 | 28183.258 |  | 0
1926-06-04 | 0.0016667 | 4.6 | 4.0107 | 4.0107 | -11.9776 | -11.9776 | 3755.8377 | 28093.6659 |  | 0
1926-06-05 | 0 | 0 | 0 | 0 | -12.5669 | -12.5669 | 3743.2708 | 27999.6658 |  | 0
1926-06-06 | 0 | 0 | 0 | 0 | -12.5669 | -12.5669 | 3730.704 | 27905.6657 |  | 0
1926-06-07 | 0 | 0 | 0 | 0 | -12.5669 | -12.5669 | 3718.1371 | 27811.6656 |  | 0
1926-06-08 | 0 | 0 | 0 | 0 | -12.5669 | -12.5669 | 3705.5702 | 27717.6655 |  | 0
1926-06-09 | 0 | 0 | 0 | 0 | -12.5669 | -12.5669 | 3693.0034 | 27623.6654 |  | 0
1926-06-10 | 0 | 0 | 0 | 0 | -12.5669 | -12.5669 | 3680.4365 | 27529.6652 |  | 0
1926-06-11 | 0 | 0 | 0 | 0 | -12.5669 | -12.5669 | 3667.8697 | 27435.6651 |  | 0
1926-06-12 | 0 | 0 | 0 | 0 | -12.5669 | -12.5669 | 3655.3028 | 27341.665 |  | 0
1926-06-13 | 0 | 0 | 0 | 0 | -12.5669 | -12.5669 | 3642.7359 | 27247.6649 |  | 0
1926-06-14 | 0 | 0 | 0 | 0 | -12.5669 | -12.5669 | 3630.1691 | 27153.6648 |  | 0
1926-06-15 | 0 | 0 | 0 | 0 | -12.5669 | -12.5669 | 3617.6022 | 27059.6647 |  | 0
1926-06-16 | 0.015 | 41.4 | 4.0107 | 4.0107 | 24.8224 | 24.8224 | 3642.4247 | 27245.3366 |  | 0
1926-06-17 | 0 | 0 | 0 | 0 | -12.5669 | -12.5669 | 3629.8578 | 27151.3365 |  | 0
1926-06-18 | 0.26667 | 736 | 4.0107 | 4.0107 | 719.4224 | 719.4224 | 3997.8631 | 29904.0163 |  | 338.8503
1926-06-19 | 0 | 0 | 0 | 0 | -12.5669 | -12.5669 | 3985.2963 | 29810.0162 |  | 0
1926-06-20 | 0 | 0 | 0 | 0 | -12.5669 | -12.5669 | 3972.7294 | 29716.0161 |  | 0
1926-06-21 | 0 | 0 | 0 | 0 | -12.5669 | -12.5669 | 3960.1626 | 29622.0159 |  | 0
1926-06-22 | 0 | 0 | 0 | 0 | -12.5669 | -12.5669 | 3947.5957 | 29528.0158 |  | 0
1926-06-23 | 0 | 0 | 0 | 0 | -12.5669 | -12.5669 | 3935.0288 | 29434.0157 |  | 0
1926-06-24 | 0.16667 | 460 | 4.0107 | 4.0107 | 443.4224 | 443.4224 | 3997.8631 | 29904.0163 |  | 368.0213
1926-06-25 | 0.0083333 | 23 | 4.0107 | 4.0107 | 6.4224 | 6.4224 | 4004.2856 | 29952.0562 |  | 0
1926-06-26 | 0 | 0 | 0 | 0 | -12.5669 | -12.5669 | 3991.7187 | 29858.0561 |  | 0
1926-06-27 | 0 | 0 | 0 | 0 | -12.5669 | -12.5669 | 3979.1519 | 29764.0559 |  | 0
1926-06-28 | 0 | 0 | 0 | 0 | -12.5669 | -12.5669 | 3966.585 | 29670.0558 |  | 0
1926-06-29 | 0 | 0 | 0 | 0 | -12.5669 | -12.5669 | 3954.0181 | 29576.0557 |  | 0
1926-06-30 | 0 | 0 | 0 | 0 | -12.5669 | -12.5669 | 3941.4513 | 29482.0556 |  | 0
1926-07-01 | 0 | 0 | 0 | 0 | -12.5669 | -12.5669 | 3928.8844 | 29388.0555 |  | 0
1926-07-02 | 0 | 0 | 0 | 0 | -12.5669 | -12.5669 | 3916.3176 | 29294.0554 |  | 0
1926-07-03 | 0 | 0 | 0 | 0 | -12.5669 | -12.5669 | 3903.7507 | 29200.0553 |  | 0
1926-07-04 | 0 | 0 | 0 | 0 | -12.5669 | -12.5669 | 3891.1838 | 29106.0552 |  | 0
1926-07-05 | 0 | 0 | 0 | 0 | -12.5669 | -12.5669 | 3878.617 | 29012.055 |  | 0
1926-07-06 | 0 | 0 | 0 | 0 | -12.5669 | -12.5669 | 3866.0501 | 28918.0549 |  | 0
1926-07-07 | 0.025833 | 71.3 | 4.0107 | 4.0107 | 54.7224 | 54.7224 | 3920.7726 | 29327.3788 |  | 0
1926-07-08 | 0.0041667 | 11.5 | 4.0107 | 4.0107 | -5.0776 | -5.0776 | 3915.695 | 29289.3987 |  | 0
1926-07-09 | 0 | 0 | 0 | 0 | -12.5669 | -12.5669 | 3903.1282 | 29195.3986 |  | 0
1926-07-10 | 0.0041667 | 11.5 | 4.0107 | 4.0107 | -5.0776 | -5.0776 | 3898.0506 | 29157.4185 |  | 0
1926-07-11 | 0 | 0 | 0 | 0 | -12.5669 | -12.5669 | 3885.4837 | 29063.4184 |  | 0
1926-07-12 | 0 | 0 | 0 | 0 | -12.5669 | -12.5669 | 3872.9169 | 28969.4183 |  | 0
1926-07-13 | 0.00083333 | 2.3 | 4.0107 | 2.3 | -12.5669 | -12.5669 | 3860.35 | 28875.4181 |  | 0
1926-07-14 | 0 | 0 | 0 | 0 | -12.5669 | -12.5669 | 3847.7832 | 28781.418 |  | 0
1926-07-15 | 0 | 0 | 0 | 0 | -12.5669 | -12.5669 | 3835.2163 | 28687.4179 |  | 0
1926-07-16 | 0.00083333 | 2.3 | 4.0107 | 2.3 | -12.5669 | -12.5669 | 3822.6494 | 28593.4178 |  | 0
1926-07-17 | 0 | 0 | 0 | 0 | -12.5669 | -12.5669 | 3810.0826 | 28499.4177 |  | 0
1926-07-18 | 0 | 0 | 0 | 0 | -12.5669 | -12.5669 | 3797.5157 | 28405.4176 |  | 0
1926-07-19 | 0 | 0 | 0 | 0 | -12.5669 | -12.5669 | 3784.9489 | 28311.4175 |  | 0
1926-07-20 | 0 | 0 | 0 | 0 | -12.5669 | -12.5669 | 3772.382 | 28217.4174 |  | 0
1926-07-21 | 0.020833 | 57.5 | 4.0107 | 4.0107 | 40.9224 | 40.9224 | 3813.3044 | 28523.5172 |  | 0
1926-07-22 | 0 | 0 | 0 | 0 | -12.5669 | -12.5669 | 3800.7376 | 28429.5171 |  | 0
1926-07-23 | 0 | 0 | 0 | 0 | -12.5669 | -12.5669 | 3788.1707 | 28335.517 |  | 0
1926-07-24 | 0 | 0 | 0 | 0 | -12.5669 | -12.5669 | 3775.6039 | 28241.5169 |  | 0
1926-07-25 | 0.11 | 303.6 | 4.0107 | 4.0107 | 287.0224 | 287.0224 | 3997.8631 | 29904.0163 |  | 52.1963
1926-07-26 | 0.21917 | 604.9 | 4.0107 | 4.0107 | 588.3224 | 588.3224 | 3997.8631 | 29904.0163 |  | 575.7556
1926-07-27 | 0 | 0 | 0 | 0 | -12.5669 | -12.5669 | 3985.2963 | 29810.0162 |  | 0
1926-07-28 | 0 | 0 | 0 | 0 | -12.5669 | -12.5669 | 3972.7294 | 29716.0161 |  | 0
1926-07-29 | 0.026667 | 73.6 | 4.0107 | 4.0107 | 57.0224 | 57.0224 | 3997.8631 | 29904.0163 |  | 19.3219
1926-07-30 | 0.0125 | 34.5 | 4.0107 | 4.0107 | 17.9224 | 17.9224 | 3997.8631 | 29904.0163 |  | 5.3556
1926-07-31 | 0 | 0 | 0 | 0 | -12.5669 | -12.5669 | 3985.2963 | 29810.0162 |  | 0
1926-08-01 | 0 | 0 | 0 | 0 | -12.5669 | -12.5669 | 3972.7294 | 29716.0161 |  | 0
1926-08-02 | 0 | 0 | 0 | 0 | -12.5669 | -12.5669 | 3960.1626 | 29622.0159 |  | 0
1926-08-03 | 0 | 0 | 0 | 0 | -12.5669 | -12.5669 | 3947.5957 | 29528.0158 |  | 0
1926-08-04 | 0 | 0 | 0 | 0 | -12.5669 | -12.5669 | 3935.0288 | 29434.0157 |  | 0
1926-08-05 | 0 | 0 | 0 | 0 | -12.5669 | -12.5669 | 3922.462 | 29340.0156 |  | 0
1926-08-06 | 0 | 0 | 0 | 0 | -12.5669 | -12.5669 | 3909.8951 | 29246.0155 |  | 0
1926-08-07 | 0 | 0 | 0 | 0 | -12.5669 | -12.5669 | 3897.3283 | 29152.0154 |  | 0
1926-08-08 | 0 | 0 | 0 | 0 | -12.5669 | -12.5669 | 3884.7614 | 29058.0153 |  | 0
1926-08-09 | 0 | 0 | 0 | 0 | -12.5669 | -12.5669 | 3872.1945 | 28964.0152 |  | 0
1926-08-10 | 0 | 0 | 0 | 0 | -12.5669 | -12.5669 | 3859.6277 | 28870.015 |  | 0
1926-08-11 | 0 | 0 | 0 | 0 | -12.5669 | -12.5669 | 3847.0608 | 28776.0149 |  | 0
1926-08-12 | 0.016667 | 46 | 4.0107 | 4.0107 | 29.4224 | 29.4224 | 3876.4833 | 28996.0948 |  | 0
1926-08-13 | 0 | 0 | 0 | 0 | -12.5669 | -12.5669 | 3863.9164 | 28902.0947 |  | 0
1926-08-14 | 0 | 0 | 0 | 0 | -12.5669 | -12.5669 | 3851.3495 | 28808.0946 |  | 0
1926-08-15 | 0 | 0 | 0 | 0 | -12.5669 | -12.5669 | 3838.7827 | 28714.0945 |  | 0
1926-08-16 | 0.04 | 110.4 | 4.0107 | 4.0107 | 93.8224 | 93.8224 | 3932.6051 | 29415.8864 |  | 0
1926-08-17 | 0.063333 | 174.8 | 4.0107 | 4.0107 | 158.2224 | 158.2224 | 3997.8631 | 29904.0163 |  | 80.3976
1926-08-18 | 0 | 0 | 0 | 0 | -12.5669 | -12.5669 | 3985.2963 | 29810.0162 |  | 0
1926-08-19 | 0 | 0 | 0 | 0 | -12.5669 | -12.5669 | 3972.7294 | 29716.0161 |  | 0
1926-08-20 | 0 | 0 | 0 | 0 | -12.5669 | -12.5669 | 3960.1626 | 29622.0159 |  | 0
1926-08-21 | 0 | 0 | 0 | 0 | -12.5669 | -12.5669 | 3947.5957 | 29528.0158 |  | 0
1926-08-22 | 0 | 0 | 0 | 0 | -12.5669 | -12.5669 | 3935.0288 | 29434.0157 |  | 0
1926-08-23 | 0.0425 | 117.3 | 4.0107 | 4.0107 | 100.7224 | 100.7224 | 3997.8631 | 29904.0163 |  | 25.3213
1926-08-24 | 0 | 0 | 0 | 0 | -12.5669 | -12.5669 | 3985.2963 | 29810.0162 |  | 0
1926-08-25 | 0 | 0 | 0 | 0 | -12.5669 | -12.5669 | 3972.7294 | 29716.0161 |  | 0
1926-08-26 | 0 | 0 | 0 | 0 | -12.5669 | -12.5669 | 3960.1626 | 29622.0159 |  | 0
1926-08-27 | 0 | 0 | 0 | 0 | -12.5669 | -12.5669 | 3947.5957 | 29528.0158 |  | 0
1926-08-28 | 0 | 0 | 0 | 0 | -12.5669 | -12.5669 | 3935.0288 | 29434.0157 |  | 0
1926-08-29 | 0.10417 | 287.5 | 4.0107 | 4.0107 | 270.9224 | 270.9224 | 3997.8631 | 29904.0163 |  | 195.5213
1926-08-30 | 0 | 0 | 0 | 0 | -12.5669 | -12.5669 | 3985.2963 | 29810.0162 |  | 0
1926-08-31 | 0.016667 | 46 | 4.0107 | 4.0107 | 29.4224 | 29.4224 | 3997.8631 | 29904.0163 |  | 4.2887
1926-09-01 | 0 | 0 | 0 | 0 | -12.5669 | -12.5669 | 3985.2963 | 29810.0162 |  | 0
1926-09-02 | 0 | 0 | 0 | 0 | -12.5669 | -12.5669 | 3972.7294 | 29716.0161 |  | 0
1926-09-03 | 0 | 0 | 0 | 0 | -12.5669 | -12.5669 | 3960.1626 | 29622.0159 |  | 0
1926-09-04 | 0 | 0 | 0 | 0 | -12.5669 | -12.5669 | 3947.5957 | 29528.0158 |  | 0
1926-09-05 | 0.0058333 | 16.1 | 4.0107 | 4.0107 | -0.47756 | -0.47756 | 3947.1181 | 29524.4437 |  | 0
1926-09-06 | 0 | 0 | 0 | 0 | -12.5669 | -12.5669 | 3934.5513 | 29430.4436 |  | 0
1926-09-07 | 0 | 0 | 0 | 0 | -12.5669 | -12.5669 | 3921.9844 | 29336.4435 |  | 0
1926-09-08 | 0 | 0 | 0 | 0 | -12.5669 | -12.5669 | 3909.4176 | 29242.4434 |  | 0
1926-09-09 | 0.020833 | 57.5 | 4.0107 | 4.0107 | 40.9224 | 40.9224 | 3950.34 | 29548.5433 |  | 0
1926-09-10 | 0 | 0 | 0 | 0 | -12.5669 | -12.5669 | 3937.7731 | 29454.5432 |  | 0
1926-09-11 | 0 | 0 | 0 | 0 | -12.5669 | -12.5669 | 3925.2063 | 29360.543 |  | 0
1926-09-12 | 0 | 0 | 0 | 0 | -12.5669 | -12.5669 | 3912.6394 | 29266.5429 |  | 0
1926-09-13 | 0 | 0 | 0 | 0 | -12.5669 | -12.5669 | 3900.0726 | 29172.5428 |  | 0
1926-09-14 | 0 | 0 | 0 | 0 | -12.5669 | -12.5669 | 3887.5057 | 29078.5427 |  | 0
1926-09-15 | 0 | 0 | 0 | 0 | -12.5669 | -12.5669 | 3874.9388 | 28984.5426 |  | 0
1926-09-16 | 0 | 0 | 0 | 0 | -12.5669 | -12.5669 | 3862.372 | 28890.5425 |  | 0
1926-09-17 | 0 | 0 | 0 | 0 | -12.5669 | -12.5669 | 3849.8051 | 28796.5424 |  | 0
1926-09-18 | 0 | 0 | 0 | 0 | -12.5669 | -12.5669 | 3837.2383 | 28702.5423 |  | 0
1926-09-19 | 0 | 0 | 0 | 0 | -12.5669 | -12.5669 | 3824.6714 | 28608.5421 |  | 0
1926-09-20 | 0 | 0 | 0 | 0 | -12.5669 | -12.5669 | 3812.1045 | 28514.542 |  | 0
1926-09-21 | 0 | 0 | 0 | 0 | -12.5669 | -12.5669 | 3799.5377 | 28420.5419 |  | 0
1926-09-22 | 0 | 0 | 0 | 0 | -12.5669 | -12.5669 | 3786.9708 | 28326.5418 |  | 0
1926-09-23 | 0 | 0 | 0 | 0 | -12.5669 | -12.5669 | 3774.404 | 28232.5417 |  | 0
1926-09-24 | 0 | 0 | 0 | 0 | -12.5669 | -12.5669 | 3761.8371 | 28138.5416 |  | 0
1926-09-25 | 0.0175 | 48.3 | 4.0107 | 4.0107 | 31.7224 | 31.7224 | 3793.5596 | 28375.8255 |  | 0
1926-09-26 | 0 | 0 | 0 | 0 | -12.5669 | -12.5669 | 3780.9927 | 28281.8254 |  | 0
1926-09-27 | 0.00083333 | 2.3 | 4.0107 | 2.3 | -12.5669 | -12.5669 | 3768.4258 | 28187.8252 |  | 0
1926-09-28 | 0.065 | 179.4 | 4.0107 | 4.0107 | 162.8224 | 162.8224 | 3931.2483 | 29405.7371 |  | 0
1926-09-29 | 0.12667 | 349.6 | 4.0107 | 4.0107 | 333.0224 | 333.0224 | 3997.8631 | 29904.0163 |  | 253.8407
1926-09-30 | 0 | 0 | 0 | 0 | -12.5669 | -12.5669 | 3985.2963 | 29810.0162 |  | 0
1926-10-01 | 0 | 0 | 0 | 0 | -12.5669 | -12.5669 | 3972.7294 | 29716.0161 |  | 0
1926-10-02 | 0 | 0 | 0 | 0 | -12.5669 | -12.5669 | 3960.1626 | 29622.0159 |  | 0
1926-10-03 | 0.044167 | 121.9 | 4.0107 | 4.0107 | 105.3224 | 105.3224 | 3997.8631 | 29904.0163 |  | 55.055
1926-10-04 | 0.0016667 | 4.6 | 4.0107 | 4.0107 | -11.9776 | -11.9776 | 3985.8856 | 29814.4242 |  | 0
1926-10-05 | 0 | 0 | 0 | 0 | -12.5669 | -12.5669 | 3973.3187 | 29720.4241 |  | 0
1926-10-06 | 0 | 0 | 0 | 0 | -12.5669 | -12.5669 | 3960.7519 | 29626.4239 |  | 0
1926-10-07 | 0 | 0 | 0 | 0 | -12.5669 | -12.5669 | 3948.185 | 29532.4238 |  | 0
1926-10-08 | 0 | 0 | 0 | 0 | -12.5669 | -12.5669 | 3935.6181 | 29438.4237 |  | 0
1926-10-09 | 0.0125 | 34.5 | 4.0107 | 4.0107 | 17.9224 | 17.9224 | 3953.5406 | 29572.4836 |  | 0
1926-10-10 | 0.00083333 | 2.3 | 4.0107 | 2.3 | -12.5669 | -12.5669 | 3940.9737 | 29478.4835 |  | 0
1926-10-11 | 0 | 0 | 0 | 0 | -12.5669 | -12.5669 | 3928.4069 | 29384.4834 |  | 0
1926-10-12 | 0 | 0 | 0 | 0 | -12.5669 | -12.5669 | 3915.84 | 29290.4833 |  | 0
1926-10-13 | 0.0025 | 6.9 | 4.0107 | 4.0107 | -9.6776 | -9.6776 | 3906.1625 | 29218.0952 |  | 0
1926-10-14 | 0.06 | 165.6 | 4.0107 | 4.0107 | 149.0224 | 149.0224 | 3997.8631 | 29904.0163 |  | 44.7549
1926-10-15 | 0.015833 | 43.7 | 4.0107 | 4.0107 | 27.1224 | 27.1224 | 3997.8631 | 29904.0163 |  | 14.5556
1926-10-16 | 0.0125 | 34.5 | 4.0107 | 4.0107 | 17.9224 | 17.9224 | 3997.8631 | 29904.0163 |  | 5.3556
1926-10-17 | 0 | 0 | 0 | 0 | -12.5669 | -12.5669 | 3985.2963 | 29810.0162 |  | 0
1926-10-18 | 0 | 0 | 0 | 0 | -12.5669 | -12.5669 | 3972.7294 | 29716.0161 |  | 0
1926-10-19 | 0 | 0 | 0 | 0 | -12.5669 | -12.5669 | 3960.1626 | 29622.0159 |  | 0
1926-10-20 | 0 | 0 | 0 | 0 | -12.5669 | -12.5669 | 3947.5957 | 29528.0158 |  | 0
1926-10-21 | 0 | 0 | 0 | 0 | -12.5669 | -12.5669 | 3935.0288 | 29434.0157 |  | 0
1926-10-22 | 0 | 0 | 0 | 0 | -12.5669 | -12.5669 | 3922.462 | 29340.0156 |  | 0
1926-10-23 | 0 | 0 | 0 | 0 | -12.5669 | -12.5669 | 3909.8951 | 29246.0155 |  | 0
1926-10-24 | 0 | 0 | 0 | 0 | -12.5669 | -12.5669 | 3897.3283 | 29152.0154 |  | 0
1926-10-25 | 0 | 0 | 0 | 0 | -12.5669 | -12.5669 | 3884.7614 | 29058.0153 |  | 0
1926-10-26 | 0 | 0 | 0 | 0 | -12.5669 | -12.5669 | 3872.1945 | 28964.0152 |  | 0
1926-10-27 | 0 | 0 | 0 | 0 | -12.5669 | -12.5669 | 3859.6277 | 28870.015 |  | 0
1926-10-28 | 0 | 0 | 0 | 0 | -12.5669 | -12.5669 | 3847.0608 | 28776.0149 |  | 0
1926-10-29 | 0 | 0 | 0 | 0 | -12.5669 | -12.5669 | 3834.494 | 28682.0148 |  | 0
1926-10-30 | 0 | 0 | 0 | 0 | -12.5669 | -12.5669 | 3821.9271 | 28588.0147 |  | 0
1926-10-31 | 0 | 0 | 0 | 0 | -12.5669 | -12.5669 | 3809.3602 | 28494.0146 |  | 0
1926-11-01 | 0.0066667 | 18.4 | 4.0107 | 4.0107 | 1.8224 | 1.8224 | 3811.1827 | 28507.6465 |  | 0
1926-11-02 | 0 | 0 | 0 | 0 | -12.5669 | -12.5669 | 3798.6158 | 28413.6464 |  | 0
1926-11-03 | 0 | 0 | 0 | 0 | -12.5669 | -12.5669 | 3786.049 | 28319.6463 |  | 0
1926-11-04 | 0 | 0 | 0 | 0 | -12.5669 | -12.5669 | 3773.4821 | 28225.6461 |  | 0
1926-11-05 | 0 | 0 | 0 | 0 | -12.5669 | -12.5669 | 3760.9152 | 28131.646 |  | 0
1926-11-06 | 0 | 0 | 0 | 0 | -12.5669 | -12.5669 | 3748.3484 | 28037.6459 |  | 0
1926-11-07 | 0 | 0 | 0 | 0 | -12.5669 | -12.5669 | 3735.7815 | 27943.6458 |  | 0
1926-11-08 | 0.0033333 | 9.2 | 4.0107 | 4.0107 | -7.3776 | -7.3776 | 3728.404 | 27888.4617 |  | 0
1926-11-09 | 0 | 0 | 0 | 0 | -12.5669 | -12.5669 | 3715.8371 | 27794.4616 |  | 0
1926-11-10 | 0 | 0 | 0 | 0 | -12.5669 | -12.5669 | 3703.2702 | 27700.4615 |  | 0
1926-11-11 | 0 | 0 | 0 | 0 | -12.5669 | -12.5669 | 3690.7034 | 27606.4614 |  | 0
1926-11-12 | 0 | 0 | 0 | 0 | -12.5669 | -12.5669 | 3678.1365 | 27512.4612 |  | 0
1926-11-13 | 0 | 0 | 0 | 0 | -12.5669 | -12.5669 | 3665.5697 | 27418.4611 |  | 0
1926-11-14 | 0 | 0 | 0 | 0 | -12.5669 | -12.5669 | 3653.0028 | 27324.461 |  | 0
1926-11-15 | 0 | 0 | 0 | 0 | -12.5669 | -12.5669 | 3640.4359 | 27230.4609 |  | 0
1926-11-16 | 0 | 0 | 0 | 0 | -12.5669 | -12.5669 | 3627.8691 | 27136.4608 |  | 0
1926-11-17 | 0.0025 | 6.9 | 4.0107 | 4.0107 | -9.6776 | -9.6776 | 3618.1915 | 27064.0727 |  | 0
1926-11-18 | 0 | 0 | 0 | 0 | -12.5669 | -12.5669 | 3605.6247 | 26970.0726 |  | 0
1926-11-19 | 0 | 0 | 0 | 0 | -12.5669 | -12.5669 | 3593.0578 | 26876.0725 |  | 0
1926-11-20 | 0 | 0 | 0 | 0 | -12.5669 | -12.5669 | 3580.491 | 26782.0723 |  | 0
1926-11-21 | 0 | 0 | 0 | 0 | -12.5669 | -12.5669 | 3567.9241 | 26688.0722 |  | 0
1926-11-22 | 0 | 0 | 0 | 0 | -12.5669 | -12.5669 | 3555.3572 | 26594.0721 |  | 0
1926-11-23 | 0 | 0 | 0 | 0 | -12.5669 | -12.5669 | 3542.7904 | 26500.072 |  | 0
1926-11-24 | 0 | 0 | 0 | 0 | -12.5669 | -12.5669 | 3530.2235 | 26406.0719 |  | 0
1926-11-25 | 0 | 0 | 0 | 0 | -12.5669 | -12.5669 | 3517.6567 | 26312.0718 |  | 0
1926-11-26 | 0 | 0 | 0 | 0 | -12.5669 | -12.5669 | 3505.0898 | 26218.0717 |  | 0
1926-11-27 | 0 | 0 | 0 | 0 | -12.5669 | -12.5669 | 3492.5229 | 26124.0715 |  | 0
1926-11-28 | 0 | 0 | 0 | 0 | -12.5669 | -12.5669 | 3479.9561 | 26030.0714 |  | 0
1926-11-29 | 0 | 0 | 0 | 0 | -12.5669 | -12.5669 | 3467.3892 | 25936.0713 |  | 0
1926-11-30 | 0 | 0 | 0 | 0 | -12.5669 | -12.5669 | 3454.8224 | 25842.0712 |  | 0
1926-12-01 | 0 | 0 | 0 | 0 | -12.5669 | -12.5669 | 3442.2555 | 25748.0711 |  | 0
1926-12-02 | 0 | 0 | 0 | 0 | -12.5669 | -12.5669 | 3429.6886 | 25654.071 |  | 0
1926-12-03 | 0 | 0 | 0 | 0 | -12.5669 | -12.5669 | 3417.1218 | 25560.0709 |  | 0
1926-12-04 | 0 | 0 | 0 | 0 | -12.5669 | -12.5669 | 3404.5549 | 25466.0708 |  | 0
1926-12-05 | 0 | 0 | 0 | 0 | -12.5669 | -12.5669 | 3391.9881 | 25372.0706 |  | 0
1926-12-06 | 0.26 | 717.6 | 4.0107 | 4.0107 | 701.0224 | 701.0224 | 3997.8631 | 29904.0163 |  | 82.5805
1926-12-07 | 0.02 | 55.2 | 4.0107 | 4.0107 | 38.6224 | 38.6224 | 3997.8631 | 29904.0163 |  | 26.0556
1926-12-08 | 0.0075 | 20.7 | 4.0107 | 4.0107 | 4.1224 | 4.1224 | 4001.9856 | 29934.8522 |  | 0
1926-12-09 | 0.0058333 | 16.1 | 4.0107 | 4.0107 | -0.47756 | -0.47756 | 4001.508 | 29931.2801 |  | 0
1926-12-10 | 0 | 0 | 0 | 0 | -12.5669 | -12.5669 | 3988.9412 | 29837.2799 |  | 0
1926-12-11 | 0 | 0 | 0 | 0 | -12.5669 | -12.5669 | 3976.3743 | 29743.2798 |  | 0
1926-12-12 | 0 | 0 | 0 | 0 | -12.5669 | -12.5669 | 3963.8074 | 29649.2797 |  | 0
1926-12-13 | 0 | 0 | 0 | 0 | -12.5669 | -12.5669 | 3951.2406 | 29555.2796 |  | 0
1926-12-14 | 0 | 0 | 0 | 0 | -12.5669 | -12.5669 | 3938.6737 | 29461.2795 |  | 0
1926-12-15 | 0 | 0 | 0 | 0 | -12.5669 | -12.5669 | 3926.1069 | 29367.2794 |  | 0
1926-12-16 | 0 | 0 | 0 | 0 | -12.5669 | -12.5669 | 3913.54 | 29273.2793 |  | 0
1926-12-17 | 0 | 0 | 0 | 0 | -12.5669 | -12.5669 | 3900.9731 | 29179.2792 |  | 0
1926-12-18 | 0 | 0 | 0 | 0 | -12.5669 | -12.5669 | 3888.4063 | 29085.279 |  | 0
1926-12-19 | 0.0025 | 6.9 | 4.0107 | 4.0107 | -9.6776 | -9.6776 | 3878.7287 | 29012.8909 |  | 0
1926-12-20 | 0.061667 | 170.2 | 4.0107 | 4.0107 | 153.6224 | 153.6224 | 3997.8631 | 29904.0163 |  | 21.9212
1926-12-21 | 0.0325 | 89.7 | 4.0107 | 4.0107 | 73.1224 | 73.1224 | 3997.8631 | 29904.0163 |  | 60.5556
1926-12-22 | 0 | 0 | 0 | 0 | -12.5669 | -12.5669 | 3985.2963 | 29810.0162 |  | 0
1926-12-23 | 0.0058333 | 16.1 | 4.0107 | 4.0107 | -0.47756 | -0.47756 | 3984.8187 | 29806.4441 |  | 0
1926-12-24 | 0 | 0 | 0 | 0 | -12.5669 | -12.5669 | 3972.2519 | 29712.4439 |  | 0
1926-12-25 | 0 | 0 | 0 | 0 | -12.5669 | -12.5669 | 3959.685 | 29618.4438 |  | 0
1926-12-26 | 0 | 0 | 0 | 0 | -12.5669 | -12.5669 | 3947.1181 | 29524.4437 |  | 0
1926-12-27 | 0.0016667 | 4.6 | 4.0107 | 4.0107 | -11.9776 | -11.9776 | 3935.1406 | 29434.8516 |  | 0
1926-12-28 | 0 | 0 | 0 | 0 | -12.5669 | -12.5669 | 3922.5737 | 29340.8515 |  | 0
1926-12-29 | 0 | 0 | 0 | 0 | -12.5669 | -12.5669 | 3910.0069 | 29246.8514 |  | 0
1926-12-30 | 0 | 0 | 0 | 0 | -12.5669 | -12.5669 | 3897.44 | 29152.8513 |  | 0
1926-12-31 | 0 | 0 | 0 | 0 | -12.5669 | -12.5669 | 3884.8731 | 29058.8512 |  | 0
1927-01-01 | 0 | 0 | 0 | 0 | -12.5669 | -12.5669 | 3872.3063 | 28964.851 |  | 0
1927-01-02 | 0 | 0 | 0 | 0 | -12.5669 | -12.5669 | 3859.7394 | 28870.8509 |  | 0
1927-01-03 | 0 | 0 | 0 | 0 | -12.5669 | -12.5669 | 3847.1726 | 28776.8508 |  | 0
1927-01-04 | 0 | 0 | 0 | 0 | -12.5669 | -12.5669 | 3834.6057 | 28682.8507 |  | 0
1927-01-05 | 0 | 0 | 0 | 0 | -12.5669 | -12.5669 | 3822.0388 | 28588.8506 |  | 0
1927-01-06 | 0 | 0 | 0 | 0 | -12.5669 | -12.5669 | 3809.472 | 28494.8505 |  | 0
1927-01-07 | 0 | 0 | 0 | 0 | -12.5669 | -12.5669 | 3796.9051 | 28400.8504 |  | 0
1927-01-08 | 0 | 0 | 0 | 0 | -12.5669 | -12.5669 | 3784.3383 | 28306.8503 |  | 0
1927-01-09 | 0 | 0 | 0 | 0 | -12.5669 | -12.5669 | 3771.7714 | 28212.8501 |  | 0
1927-01-10 | 0 | 0 | 0 | 0 | -12.5669 | -12.5669 | 3759.2045 | 28118.85 |  | 0
1927-01-11 | 0 | 0 | 0 | 0 | -12.5669 | -12.5669 | 3746.6377 | 28024.8499 |  | 0
1927-01-12 | 0.0041667 | 11.5 | 4.0107 | 4.0107 | -5.0776 | -5.0776 | 3741.5601 | 27986.8698 |  | 0
1927-01-13 | 0.055 | 151.8 | 4.0107 | 4.0107 | 135.2224 | 135.2224 | 3876.7826 | 28998.3337 |  | 0
1927-01-14 | 0 | 0 | 0 | 0 | -12.5669 | -12.5669 | 3864.2157 | 28904.3336 |  | 0
1927-01-15 | 0 | 0 | 0 | 0 | -12.5669 | -12.5669 | 3851.6489 | 28810.3335 |  | 0
1927-01-16 | 0 | 0 | 0 | 0 | -12.5669 | -12.5669 | 3839.082 | 28716.3334 |  | 0
1927-01-17 | 0 | 0 | 0 | 0 | -12.5669 | -12.5669 | 3826.5151 | 28622.3332 |  | 0
1927-01-18 | 0 | 0 | 0 | 0 | -12.5669 | -12.5669 | 3813.9483 | 28528.3331 |  | 0
1927-01-19 | 0 | 0 | 0 | 0 | -12.5669 | -12.5669 | 3801.3814 | 28434.333 |  | 0
1927-01-20 | 0 | 0 | 0 | 0 | -12.5669 | -12.5669 | 3788.8146 | 28340.3329 |  | 0
1927-01-21 | 0 | 0 | 0 | 0 | -12.5669 | -12.5669 | 3776.2477 | 28246.3328 |  | 0
1927-01-22 | 0.00083333 | 2.3 | 4.0107 | 2.3 | -12.5669 | -12.5669 | 3763.6808 | 28152.3327 |  | 0
1927-01-23 | 0.048333 | 133.4 | 4.0107 | 4.0107 | 116.8224 | 116.8224 | 3880.5033 | 29026.1646 |  | 0
1927-01-24 | 0.074167 | 204.7 | 4.0107 | 4.0107 | 188.1224 | 188.1224 | 3997.8631 | 29904.0163 |  | 58.1957
1927-01-25 | 0.0016667 | 4.6 | 4.0107 | 4.0107 | -11.9776 | -11.9776 | 3985.8856 | 29814.4242 |  | 0
1927-01-26 | 0 | 0 | 0 | 0 | -12.5669 | -12.5669 | 3973.3187 | 29720.4241 |  | 0
1927-01-27 | 0 | 0 | 0 | 0 | -12.5669 | -12.5669 | 3960.7519 | 29626.4239 |  | 0
1927-01-28 | 0 | 0 | 0 | 0 | -12.5669 | -12.5669 | 3948.185 | 29532.4238 |  | 0
1927-01-29 | 0 | 0 | 0 | 0 | -12.5669 | -12.5669 | 3935.6181 | 29438.4237 |  | 0
1927-01-30 | 0 | 0 | 0 | 0 | -12.5669 | -12.5669 | 3923.0513 | 29344.4236 |  | 0
1927-01-31 | 0 | 0 | 0 | 0 | -12.5669 | -12.5669 | 3910.4844 | 29250.4235 |  | 0
1927-02-01 | 0.0058333 | 16.1 | 4.0107 | 4.0107 | -0.47756 | -0.47756 | 3910.0069 | 29246.8514 |  | 0
1927-02-02 | 0 | 0 | 0 | 0 | -12.5669 | -12.5669 | 3897.44 | 29152.8513 |  | 0
1927-02-03 | 0 | 0 | 0 | 0 | -12.5669 | -12.5669 | 3884.8731 | 29058.8512 |  | 0
1927-02-04 | 0.0025 | 6.9 | 4.0107 | 4.0107 | -9.6776 | -9.6776 | 3875.1956 | 28986.463 |  | 0
1927-02-05 | 0 | 0 | 0 | 0 | -12.5669 | -12.5669 | 3862.6287 | 28892.4629 |  | 0
1927-02-06 | 0.019167 | 52.9 | 4.0107 | 4.0107 | 36.3224 | 36.3224 | 3898.9512 | 29164.1548 |  | 0
1927-02-07 | 0 | 0 | 0 | 0 | -12.5669 | -12.5669 | 3886.3843 | 29070.1547 |  | 0
1927-02-08 | 0.019167 | 52.9 | 4.0107 | 4.0107 | 36.3224 | 36.3224 | 3922.7068 | 29341.8466 |  | 0
1927-02-09 | 0.066667 | 184 | 4.0107 | 4.0107 | 167.4224 | 167.4224 | 3997.8631 | 29904.0163 |  | 79.6992
1927-02-10 | 0.0075 | 20.7 | 4.0107 | 4.0107 | 4.1224 | 4.1224 | 4001.9856 | 29934.8522 |  | 0
1927-02-11 | 0 | 0 | 0 | 0 | -12.5669 | -12.5669 | 3989.4187 | 29840.8521 |  | 0
1927-02-12 | 0.0075 | 20.7 | 4.0107 | 4.0107 | 4.1224 | 4.1224 | 3993.5412 | 29871.6879 |  | 0
1927-02-13 | 0.0025 | 6.9 | 4.0107 | 4.0107 | -9.6776 | -9.6776 | 3983.8636 | 29799.2998 |  | 0
1927-02-14 | 0 | 0 | 0 | 0 | -12.5669 | -12.5669 | 3971.2968 | 29705.2997 |  | 0
1927-02-15 | 0 | 0 | 0 | 0 | -12.5669 | -12.5669 | 3958.7299 | 29611.2996 |  | 0
1927-02-16 | 0 | 0 | 0 | 0 | -12.5669 | -12.5669 | 3946.163 | 29517.2995 |  | 0
1927-02-17 | 0 | 0 | 0 | 0 | -12.5669 | -12.5669 | 3933.5962 | 29423.2994 |  | 0
1927-02-18 | 0 | 0 | 0 | 0 | -12.5669 | -12.5669 | 3921.0293 | 29329.2993 |  | 0
1927-02-19 | 0 | 0 | 0 | 0 | -12.5669 | -12.5669 | 3908.4625 | 29235.2992 |  | 0
1927-02-20 | 0 | 0 | 0 | 0 | -12.5669 | -12.5669 | 3895.8956 | 29141.299 |  | 0
1927-02-21 | 0 | 0 | 0 | 0 | -12.5669 | -12.5669 | 3883.3287 | 29047.2989 |  | 0
1927-02-22 | 0 | 0 | 0 | 0 | -12.5669 | -12.5669 | 3870.7619 | 28953.2988 |  | 0
1927-02-23 | 0 | 0 | 0 | 0 | -12.5669 | -12.5669 | 3858.195 | 28859.2987 |  | 0
1927-02-24 | 0 | 0 | 0 | 0 | -12.5669 | -12.5669 | 3845.6282 | 28765.2986 |  | 0
1927-02-25 | 0 | 0 | 0 | 0 | -12.5669 | -12.5669 | 3833.0613 | 28671.2985 |  | 0
1927-02-26 | 0 | 0 | 0 | 0 | -12.5669 | -12.5669 | 3820.4944 | 28577.2984 |  | 0
1927-02-27 | 0 | 0 | 0 | 0 | -12.5669 | -12.5669 | 3807.9276 | 28483.2983 |  | 0
1927-02-28 | 0.080833 | 223.1 | 4.0107 | 4.0107 | 206.5224 | 206.5224 | 3997.8631 | 29904.0163 |  | 4.02
1927-03-01 | 0 | 0 | 0 | 0 | -12.5669 | -12.5669 | 3985.2963 | 29810.0162 |  | 0
1927-03-02 | 0 | 0 | 0 | 0 | -12.5669 | -12.5669 | 3972.7294 | 29716.0161 |  | 0
1927-03-03 | 0 | 0 | 0 | 0 | -12.5669 | -12.5669 | 3960.1626 | 29622.0159 |  | 0
1927-03-04 | 0 | 0 | 0 | 0 | -12.5669 | -12.5669 | 3947.5957 | 29528.0158 |  | 0
1927-03-05 | 0 | 0 | 0 | 0 | -12.5669 | -12.5669 | 3935.0288 | 29434.0157 |  | 0
1927-03-06 | 0 | 0 | 0 | 0 | -12.5669 | -12.5669 | 3922.462 | 29340.0156 |  | 0
1927-03-07 | 0 | 0 | 0 | 0 | -12.5669 | -12.5669 | 3909.8951 | 29246.0155 |  | 0
1927-03-08 | 0 | 0 | 0 | 0 | -12.5669 | -12.5669 | 3897.3283 | 29152.0154 |  | 0
1927-03-09 | 0 | 0 | 0 | 0 | -12.5669 | -12.5669 | 3884.7614 | 29058.0153 |  | 0
1927-03-10 | 0 | 0 | 0 | 0 | -12.5669 | -12.5669 | 3872.1945 | 28964.0152 |  | 0
1927-03-11 | 0.044167 | 121.9 | 4.0107 | 4.0107 | 105.3224 | 105.3224 | 3977.517 | 29751.827 |  | 0
1927-03-12 | 0 | 0 | 0 | 0 | -12.5669 | -12.5669 | 3964.9501 | 29657.8269 |  | 0
1927-03-13 | 0 | 0 | 0 | 0 | -12.5669 | -12.5669 | 3952.3833 | 29563.8268 |  | 0
1927-03-14 | 0 | 0 | 0 | 0 | -12.5669 | -12.5669 | 3939.8164 | 29469.8267 |  | 0
1927-03-15 | 0 | 0 | 0 | 0 | -12.5669 | -12.5669 | 3927.2495 | 29375.8266 |  | 0
1927-03-16 | 0 | 0 | 0 | 0 | -12.5669 | -12.5669 | 3914.6827 | 29281.8265 |  | 0
1927-03-17 | 0 | 0 | 0 | 0 | -12.5669 | -12.5669 | 3902.1158 | 29187.8264 |  | 0
1927-03-18 | 0 | 0 | 0 | 0 | -12.5669 | -12.5669 | 3889.549 | 29093.8263 |  | 0
1927-03-19 | 0 | 0 | 0 | 0 | -12.5669 | -12.5669 | 3876.9821 | 28999.8261 |  | 0
1927-03-20 | 0.0058333 | 16.1 | 4.0107 | 4.0107 | -0.47756 | -0.47756 | 3876.5045 | 28996.254 |  | 0
1927-03-21 | 0 | 0 | 0 | 0 | -12.5669 | -12.5669 | 3863.9377 | 28902.2539 |  | 0
1927-03-22 | 0 | 0 | 0 | 0 | -12.5669 | -12.5669 | 3851.3708 | 28808.2538 |  | 0
1927-03-23 | 0 | 0 | 0 | 0 | -12.5669 | -12.5669 | 3838.804 | 28714.2537 |  | 0
1927-03-24 | 0 | 0 | 0 | 0 | -12.5669 | -12.5669 | 3826.2371 | 28620.2536 |  | 0
1927-03-25 | 0 | 0 | 0 | 0 | -12.5669 | -12.5669 | 3813.6702 | 28526.2535 |  | 0
1927-03-26 | 0 | 0 | 0 | 0 | -12.5669 | -12.5669 | 3801.1034 | 28432.2534 |  | 0
1927-03-27 | 0 | 0 | 0 | 0 | -12.5669 | -12.5669 | 3788.5365 | 28338.2532 |  | 0
1927-03-28 | 0.0125 | 34.5 | 4.0107 | 4.0107 | 17.9224 | 17.9224 | 3806.459 | 28472.3131 |  | 0
1927-03-29 | 0 | 0 | 0 | 0 | -12.5669 | -12.5669 | 3793.8921 | 28378.313 |  | 0
1927-03-30 | 0.0025 | 6.9 | 4.0107 | 4.0107 | -9.6776 | -9.6776 | 3784.2146 | 28305.9249 |  | 0
1927-03-31 | 0 | 0 | 0 | 0 | -12.5669 | -12.5669 | 3771.6477 | 28211.9248 |  | 0
1927-04-01 | 0 | 0 | 0 | 0 | -12.5669 | -12.5669 | 3759.0808 | 28117.9247 |  | 0
1927-04-02 | 0 | 0 | 0 | 0 | -12.5669 | -12.5669 | 3746.514 | 28023.9246 |  | 0
1927-04-03 | 0 | 0 | 0 | 0 | -12.5669 | -12.5669 | 3733.9471 | 27929.9245 |  | 0
1927-04-04 | 0 | 0 | 0 | 0 | -12.5669 | -12.5669 | 3721.3803 | 27835.9243 |  | 0
1927-04-05 | 0 | 0 | 0 | 0 | -12.5669 | -12.5669 | 3708.8134 | 27741.9242 |  | 0
1927-04-06 | 0.0075 | 20.7 | 4.0107 | 4.0107 | 4.1224 | 4.1224 | 3712.9358 | 27772.7601 |  | 0
1927-04-07 | 0.029167 | 80.5 | 4.0107 | 4.0107 | 63.9224 | 63.9224 | 3776.8583 | 28250.9 |  | 0
1927-04-08 | 0 | 0 | 0 | 0 | -12.5669 | -12.5669 | 3764.2914 | 28156.8999 |  | 0
1927-04-09 | 0 | 0 | 0 | 0 | -12.5669 | -12.5669 | 3751.7246 | 28062.8998 |  | 0
1927-04-10 | 0 | 0 | 0 | 0 | -12.5669 | -12.5669 | 3739.1577 | 27968.8997 |  | 0
1927-04-11 | 0.015833 | 43.7 | 4.0107 | 4.0107 | 27.1224 | 27.1224 | 3766.2802 | 28171.7755 |  | 0
1927-04-12 | 0.0175 | 48.3 | 4.0107 | 4.0107 | 31.7224 | 31.7224 | 3798.0026 | 28409.0594 |  | 0
1927-04-13 | 0.089167 | 246.1 | 4.0107 | 4.0107 | 229.5224 | 229.5224 | 3997.8631 | 29904.0163 |  | 17.095
1927-04-14 | 0 | 0 | 0 | 0 | -12.5669 | -12.5669 | 3985.2963 | 29810.0162 |  | 0
1927-04-15 | 0 | 0 | 0 | 0 | -12.5669 | -12.5669 | 3972.7294 | 29716.0161 |  | 0
1927-04-16 | 0 | 0 | 0 | 0 | -12.5669 | -12.5669 | 3960.1626 | 29622.0159 |  | 0
1927-04-17 | 0 | 0 | 0 | 0 | -12.5669 | -12.5669 | 3947.5957 | 29528.0158 |  | 0
1927-04-18 | 0.0016667 | 4.6 | 4.0107 | 4.0107 | -11.9776 | -11.9776 | 3935.6181 | 29438.4237 |  | 0
1927-04-19 | 0 | 0 | 0 | 0 | -12.5669 | -12.5669 | 3923.0513 | 29344.4236 |  | 0
1927-04-20 | 0 | 0 | 0 | 0 | -12.5669 | -12.5669 | 3910.4844 | 29250.4235 |  | 0
1927-04-21 | 0.059167 | 163.3 | 4.0107 | 4.0107 | 146.7224 | 146.7224 | 3997.8631 | 29904.0163 |  | 46.7769
1927-04-22 | 0 | 0 | 0 | 0 | -12.5669 | -12.5669 | 3985.2963 | 29810.0162 |  | 0
1927-04-23 | 0 | 0 | 0 | 0 | -12.5669 | -12.5669 | 3972.7294 | 29716.0161 |  | 0
1927-04-24 | 0 | 0 | 0 | 0 | -12.5669 | -12.5669 | 3960.1626 | 29622.0159 |  | 0
1927-04-25 | 0 | 0 | 0 | 0 | -12.5669 | -12.5669 | 3947.5957 | 29528.0158 |  | 0
1927-04-26 | 0 | 0 | 0 | 0 | -12.5669 | -12.5669 | 3935.0288 | 29434.0157 |  | 0
1927-04-27 | 0 | 0 | 0 | 0 | -12.5669 | -12.5669 | 3922.462 | 29340.0156 |  | 0
1927-04-28 | 0 | 0 | 0 | 0 | -12.5669 | -12.5669 | 3909.8951 | 29246.0155 |  | 0
1927-04-29 | 0 | 0 | 0 | 0 | -12.5669 | -12.5669 | 3897.3283 | 29152.0154 |  | 0
1927-04-30 | 0 | 0 | 0 | 0 | -12.5669 | -12.5669 | 3884.7614 | 29058.0153 |  | 0
1927-05-01 | 0 | 0 | 0 | 0 | -12.5669 | -12.5669 | 3872.1945 | 28964.0152 |  | 0
1927-05-02 | 0 | 0 | 0 | 0 | -12.5669 | -12.5669 | 3859.6277 | 28870.015 |  | 0
1927-05-03 | 0 | 0 | 0 | 0 | -12.5669 | -12.5669 | 3847.0608 | 28776.0149 |  | 0
1927-05-04 | 0 | 0 | 0 | 0 | -12.5669 | -12.5669 | 3834.494 | 28682.0148 |  | 0
1927-05-05 | 0 | 0 | 0 | 0 | -12.5669 | -12.5669 | 3821.9271 | 28588.0147 |  | 0
1927-05-06 | 0 | 0 | 0 | 0 | -12.5669 | -12.5669 | 3809.3602 | 28494.0146 |  | 0
1927-05-07 | 0 | 0 | 0 | 0 | -12.5669 | -12.5669 | 3796.7934 | 28400.0145 |  | 0
1927-05-08 | 0 | 0 | 0 | 0 | -12.5669 | -12.5669 | 3784.2265 | 28306.0144 |  | 0
1927-05-09 | 0 | 0 | 0 | 0 | -12.5669 | -12.5669 | 3771.6597 | 28212.0143 |  | 0
1927-05-10 | 0 | 0 | 0 | 0 | -12.5669 | -12.5669 | 3759.0928 | 28118.0141 |  | 0
1927-05-11 | 0 | 0 | 0 | 0 | -12.5669 | -12.5669 | 3746.5259 | 28024.014 |  | 0
1927-05-12 | 0.06 | 165.6 | 4.0107 | 4.0107 | 149.0224 | 149.0224 | 3895.5484 | 29138.7019 |  | 0
1927-05-13 | 0.01 | 27.6 | 4.0107 | 4.0107 | 11.0224 | 11.0224 | 3906.5708 | 29221.1498 |  | 0
1927-05-14 | 0 | 0 | 0 | 0 | -12.5669 | -12.5669 | 3894.004 | 29127.1497 |  | 0
1927-05-15 | 0.00083333 | 2.3 | 4.0107 | 2.3 | -12.5669 | -12.5669 | 3881.4371 | 29033.1496 |  | 0
1927-05-16 | 0 | 0 | 0 | 0 | -12.5669 | -12.5669 | 3868.8702 | 28939.1495 |  | 0
1927-05-17 | 0 | 0 | 0 | 0 | -12.5669 | -12.5669 | 3856.3034 | 28845.1494 |  | 0
1927-05-18 | 0 | 0 | 0 | 0 | -12.5669 | -12.5669 | 3843.7365 | 28751.1492 |  | 0
1927-05-19 | 0 | 0 | 0 | 0 | -12.5669 | -12.5669 | 3831.1697 | 28657.1491 |  | 0
1927-05-20 | 0 | 0 | 0 | 0 | -12.5669 | -12.5669 | 3818.6028 | 28563.149 |  | 0
1927-05-21 | 0 | 0 | 0 | 0 | -12.5669 | -12.5669 | 3806.0359 | 28469.1489 |  | 0
1927-05-22 | 0 | 0 | 0 | 0 | -12.5669 | -12.5669 | 3793.4691 | 28375.1488 |  | 0
1927-05-23 | 0 | 0 | 0 | 0 | -12.5669 | -12.5669 | 3780.9022 | 28281.1487 |  | 0
1927-05-24 | 0 | 0 | 0 | 0 | -12.5669 | -12.5669 | 3768.3354 | 28187.1486 |  | 0
1927-05-25 | 0 | 0 | 0 | 0 | -12.5669 | -12.5669 | 3755.7685 | 28093.1485 |  | 0
1927-05-26 | 0 | 0 | 0 | 0 | -12.5669 | -12.5669 | 3743.2016 | 27999.1483 |  | 0
1927-05-27 | 0.0083333 | 23 | 4.0107 | 4.0107 | 6.4224 | 6.4224 | 3749.6241 | 28047.1882 |  | 0
1927-05-28 | 0 | 0 | 0 | 0 | -12.5669 | -12.5669 | 3737.0572 | 27953.1881 |  | 0
1927-05-29 | 0 | 0 | 0 | 0 | -12.5669 | -12.5669 | 3724.4904 | 27859.188 |  | 0
1927-05-30 | 0 | 0 | 0 | 0 | -12.5669 | -12.5669 | 3711.9235 | 27765.1879 |  | 0
1927-05-31 | 0.0033333 | 9.2 | 4.0107 | 4.0107 | -7.3776 | -7.3776 | 3704.546 | 27710.0038 |  | 0
1927-06-01 | 0.068333 | 188.6 | 4.0107 | 4.0107 | 172.0224 | 172.0224 | 3876.5684 | 28996.7317 |  | 0
1927-06-02 | 0 | 0 | 0 | 0 | -12.5669 | -12.5669 | 3864.0015 | 28902.7315 |  | 0
1927-06-03 | 0 | 0 | 0 | 0 | -12.5669 | -12.5669 | 3851.4347 | 28808.7314 |  | 0
1927-06-04 | 0 | 0 | 0 | 0 | -12.5669 | -12.5669 | 3838.8678 | 28714.7313 |  | 0
1927-06-05 | 0.03 | 82.8 | 4.0107 | 4.0107 | 66.2224 | 66.2224 | 3905.0903 | 29210.0752 |  | 0
1927-06-06 | 0 | 0 | 0 | 0 | -12.5669 | -12.5669 | 3892.5234 | 29116.0751 |  | 0
1927-06-07 | 0 | 0 | 0 | 0 | -12.5669 | -12.5669 | 3879.9565 | 29022.075 |  | 0
1927-06-08 | 0 | 0 | 0 | 0 | -12.5669 | -12.5669 | 3867.3897 | 28928.0749 |  | 0
1927-06-09 | 0 | 0 | 0 | 0 | -12.5669 | -12.5669 | 3854.8228 | 28834.0748 |  | 0
1927-06-10 | 0 | 0 | 0 | 0 | -12.5669 | -12.5669 | 3842.256 | 28740.0746 |  | 0
1927-06-11 | 0 | 0 | 0 | 0 | -12.5669 | -12.5669 | 3829.6891 | 28646.0745 |  | 0
1927-06-12 | 0 | 0 | 0 | 0 | -12.5669 | -12.5669 | 3817.1222 | 28552.0744 |  | 0
1927-06-13 | 0.1775 | 489.9 | 4.0107 | 4.0107 | 473.3224 | 473.3224 | 3997.8631 | 29904.0163 |  | 280.0147
1927-06-14 | 0.0033333 | 9.2 | 4.0107 | 4.0107 | -7.3776 | -7.3776 | 3990.4856 | 29848.8322 |  | 0
1927-06-15 | 0 | 0 | 0 | 0 | -12.5669 | -12.5669 | 3977.9187 | 29754.8321 |  | 0
1927-06-16 | 0.013333 | 36.8 | 4.0107 | 4.0107 | 20.2224 | 20.2224 | 3998.1412 | 29906.0959 |  | 0
1927-06-17 | 0 | 0 | 0 | 0 | -12.5669 | -12.5669 | 3985.5743 | 29812.0958 |  | 0
1927-06-18 | 0 | 0 | 0 | 0 | -12.5669 | -12.5669 | 3973.0074 | 29718.0957 |  | 0
1927-06-19 | 0 | 0 | 0 | 0 | -12.5669 | -12.5669 | 3960.4406 | 29624.0956 |  | 0
1927-06-20 | 0.00083333 | 2.3 | 4.0107 | 2.3 | -12.5669 | -12.5669 | 3947.8737 | 29530.0955 |  | 0
1927-06-21 | 0.1525 | 420.9 | 4.0107 | 4.0107 | 404.3224 | 404.3224 | 3997.8631 | 29904.0163 |  | 341.7662
1927-06-22 | 0 | 0 | 0 | 0 | -12.5669 | -12.5669 | 3985.2963 | 29810.0162 |  | 0
1927-06-23 | 0 | 0 | 0 | 0 | -12.5669 | -12.5669 | 3972.7294 | 29716.0161 |  | 0
1927-06-24 | 0 | 0 | 0 | 0 | -12.5669 | -12.5669 | 3960.1626 | 29622.0159 |  | 0
1927-06-25 | 0 | 0 | 0 | 0 | -12.5669 | -12.5669 | 3947.5957 | 29528.0158 |  | 0
1927-06-26 | 0 | 0 | 0 | 0 | -12.5669 | -12.5669 | 3935.0288 | 29434.0157 |  | 0
1927-06-27 | 0 | 0 | 0 | 0 | -12.5669 | -12.5669 | 3922.462 | 29340.0156 |  | 0
1927-06-28 | 0 | 0 | 0 | 0 | -12.5669 | -12.5669 | 3909.8951 | 29246.0155 |  | 0
1927-06-29 | 0 | 0 | 0 | 0 | -12.5669 | -12.5669 | 3897.3283 | 29152.0154 |  | 0
1927-06-30 | 0 | 0 | 0 | 0 | -12.5669 | -12.5669 | 3884.7614 | 29058.0153 |  | 0
1927-07-01 | 0 | 0 | 0 | 0 | -12.5669 | -12.5669 | 3872.1945 | 28964.0152 |  | 0
1927-07-02 | 0 | 0 | 0 | 0 | -12.5669 | -12.5669 | 3859.6277 | 28870.015 |  | 0
1927-07-03 | 0 | 0 | 0 | 0 | -12.5669 | -12.5669 | 3847.0608 | 28776.0149 |  | 0
1927-07-04 | 0 | 0 | 0 | 0 | -12.5669 | -12.5669 | 3834.494 | 28682.0148 |  | 0
1927-07-05 | 0 | 0 | 0 | 0 | -12.5669 | -12.5669 | 3821.9271 | 28588.0147 |  | 0
1927-07-06 | 0 | 0 | 0 | 0 | -12.5669 | -12.5669 | 3809.3602 | 28494.0146 |  | 0
1927-07-07 | 0 | 0 | 0 | 0 | -12.5669 | -12.5669 | 3796.7934 | 28400.0145 |  | 0
1927-07-08 | 0 | 0 | 0 | 0 | -12.5669 | -12.5669 | 3784.2265 | 28306.0144 |  | 0
1927-07-09 | 0 | 0 | 0 | 0 | -12.5669 | -12.5669 | 3771.6597 | 28212.0143 |  | 0
1927-07-10 | 0 | 0 | 0 | 0 | -12.5669 | -12.5669 | 3759.0928 | 28118.0141 |  | 0
1927-07-11 | 0 | 0 | 0 | 0 | -12.5669 | -12.5669 | 3746.5259 | 28024.014 |  | 0
1927-07-12 | 0.0025 | 6.9 | 4.0107 | 4.0107 | -9.6776 | -9.6776 | 3736.8484 | 27951.6259 |  | 0
1927-07-13 | 0.048333 | 133.4 | 4.0107 | 4.0107 | 116.8224 | 116.8224 | 3853.6708 | 28825.4578 |  | 0
1927-07-14 | 0.125 | 345 | 4.0107 | 4.0107 | 328.4224 | 328.4224 | 3997.8631 | 29904.0163 |  | 171.6633
1927-07-15 | 0 | 0 | 0 | 0 | -12.5669 | -12.5669 | 3985.2963 | 29810.0162 |  | 0
1927-07-16 | 0 | 0 | 0 | 0 | -12.5669 | -12.5669 | 3972.7294 | 29716.0161 |  | 0
1927-07-17 | 0 | 0 | 0 | 0 | -12.5669 | -12.5669 | 3960.1626 | 29622.0159 |  | 0
1927-07-18 | 0 | 0 | 0 | 0 | -12.5669 | -12.5669 | 3947.5957 | 29528.0158 |  | 0
1927-07-19 | 0.0675 | 186.3 | 4.0107 | 4.0107 | 169.7224 | 169.7224 | 3997.8631 | 29904.0163 |  | 106.8881
1927-07-20 | 0 | 0 | 0 | 0 | -12.5669 | -12.5669 | 3985.2963 | 29810.0162 |  | 0
1927-07-21 | 0 | 0 | 0 | 0 | -12.5669 | -12.5669 | 3972.7294 | 29716.0161 |  | 0
1927-07-22 | 0 | 0 | 0 | 0 | -12.5669 | -12.5669 | 3960.1626 | 29622.0159 |  | 0
1927-07-23 | 0 | 0 | 0 | 0 | -12.5669 | -12.5669 | 3947.5957 | 29528.0158 |  | 0
1927-07-24 | 0 | 0 | 0 | 0 | -12.5669 | -12.5669 | 3935.0288 | 29434.0157 |  | 0
1927-07-25 | 0 | 0 | 0 | 0 | -12.5669 | -12.5669 | 3922.462 | 29340.0156 |  | 0
1927-07-26 | 0 | 0 | 0 | 0 | -12.5669 | -12.5669 | 3909.8951 | 29246.0155 |  | 0
1927-07-27 | 0.0033333 | 9.2 | 4.0107 | 4.0107 | -7.3776 | -7.3776 | 3902.5176 | 29190.8314 |  | 0
1927-07-28 | 0 | 0 | 0 | 0 | -12.5669 | -12.5669 | 3889.9507 | 29096.8313 |  | 0
1927-07-29 | 0.059167 | 163.3 | 4.0107 | 4.0107 | 146.7224 | 146.7224 | 3997.8631 | 29904.0163 |  | 26.2431
1927-07-30 | 0.044167 | 121.9 | 4.0107 | 4.0107 | 105.3224 | 105.3224 | 3997.8631 | 29904.0163 |  | 92.7556
1927-07-31 | 0 | 0 | 0 | 0 | -12.5669 | -12.5669 | 3985.2963 | 29810.0162 |  | 0
1927-08-01 | 0.041667 | 115 | 4.0107 | 4.0107 | 98.4224 | 98.4224 | 3997.8631 | 29904.0163 |  | 73.2887
1927-08-02 | 0 | 0 | 0 | 0 | -12.5669 | -12.5669 | 3985.2963 | 29810.0162 |  | 0
1927-08-03 | 0 | 0 | 0 | 0 | -12.5669 | -12.5669 | 3972.7294 | 29716.0161 |  | 0
1927-08-04 | 0 | 0 | 0 | 0 | -12.5669 | -12.5669 | 3960.1626 | 29622.0159 |  | 0
1927-08-05 | 0 | 0 | 0 | 0 | -12.5669 | -12.5669 | 3947.5957 | 29528.0158 |  | 0
1927-08-06 | 0 | 0 | 0 | 0 | -12.5669 | -12.5669 | 3935.0288 | 29434.0157 |  | 0
1927-08-07 | 0 | 0 | 0 | 0 | -12.5669 | -12.5669 | 3922.462 | 29340.0156 |  | 0
1927-08-08 | 0 | 0 | 0 | 0 | -12.5669 | -12.5669 | 3909.8951 | 29246.0155 |  | 0
1927-08-09 | 0.0675 | 186.3 | 4.0107 | 4.0107 | 169.7224 | 169.7224 | 3997.8631 | 29904.0163 |  | 69.1876
1927-08-10 | 0 | 0 | 0 | 0 | -12.5669 | -12.5669 | 3985.2963 | 29810.0162 |  | 0
1927-08-11 | 0 | 0 | 0 | 0 | -12.5669 | -12.5669 | 3972.7294 | 29716.0161 |  | 0
1927-08-12 | 0 | 0 | 0 | 0 | -12.5669 | -12.5669 | 3960.1626 | 29622.0159 |  | 0
1927-08-13 | 0 | 0 | 0 | 0 | -12.5669 | -12.5669 | 3947.5957 | 29528.0158 |  | 0
1927-08-14 | 0.0025 | 6.9 | 4.0107 | 4.0107 | -9.6776 | -9.6776 | 3937.9181 | 29455.6277 |  | 0
1927-08-15 | 0 | 0 | 0 | 0 | -12.5669 | -12.5669 | 3925.3513 | 29361.6276 |  | 0
1927-08-16 | 0 | 0 | 0 | 0 | -12.5669 | -12.5669 | 3912.7844 | 29267.6275 |  | 0
1927-08-17 | 0.0058333 | 16.1 | 4.0107 | 4.0107 | -0.47756 | -0.47756 | 3912.3069 | 29264.0554 |  | 0
1927-08-18 | 0 | 0 | 0 | 0 | -12.5669 | -12.5669 | 3899.74 | 29170.0553 |  | 0
1927-08-19 | 0 | 0 | 0 | 0 | -12.5669 | -12.5669 | 3887.1731 | 29076.0552 |  | 0
1927-08-20 | 0.0033333 | 9.2 | 4.0107 | 4.0107 | -7.3776 | -7.3776 | 3879.7956 | 29020.871 |  | 0
1927-08-21 | 0 | 0 | 0 | 0 | -12.5669 | -12.5669 | 3867.2287 | 28926.8709 |  | 0
1927-08-22 | 0 | 0 | 0 | 0 | -12.5669 | -12.5669 | 3854.6619 | 28832.8708 |  | 0
1927-08-23 | 0 | 0 | 0 | 0 | -12.5669 | -12.5669 | 3842.095 | 28738.8707 |  | 0
1927-08-24 | 0 | 0 | 0 | 0 | -12.5669 | -12.5669 | 3829.5282 | 28644.8706 |  | 0
1927-08-25 | 0 | 0 | 0 | 0 | -12.5669 | -12.5669 | 3816.9613 | 28550.8705 |  | 0
1927-08-26 | 0 | 0 | 0 | 0 | -12.5669 | -12.5669 | 3804.3944 | 28456.8704 |  | 0
1927-08-27 | 0 | 0 | 0 | 0 | -12.5669 | -12.5669 | 3791.8276 | 28362.8703 |  | 0
1927-08-28 | 0 | 0 | 0 | 0 | -12.5669 | -12.5669 | 3779.2607 | 28268.8701 |  | 0
1927-08-29 | 0 | 0 | 0 | 0 | -12.5669 | -12.5669 | 3766.6939 | 28174.87 |  | 0
1927-08-30 | 0 | 0 | 0 | 0 | -12.5669 | -12.5669 | 3754.127 | 28080.8699 |  | 0
1927-08-31 | 0 | 0 | 0 | 0 | -12.5669 | -12.5669 | 3741.5601 | 27986.8698 |  | 0
1927-09-01 | 0.011667 | 32.2 | 4.0107 | 4.0107 | 15.6224 | 15.6224 | 3757.1826 | 28103.7257 |  | 0
1927-09-02 | 0.035833 | 98.9 | 4.0107 | 4.0107 | 82.3224 | 82.3224 | 3839.505 | 28719.4976 |  | 0
1927-09-03 | 0.0016667 | 4.6 | 4.0107 | 4.0107 | -11.9776 | -11.9776 | 3827.5275 | 28629.9055 |  | 0
1927-09-04 | 0.175 | 483 | 4.0107 | 4.0107 | 466.4224 | 466.4224 | 3997.8631 | 29904.0163 |  | 283.5199
1927-09-05 | 0 | 0 | 0 | 0 | -12.5669 | -12.5669 | 3985.2963 | 29810.0162 |  | 0
1927-09-06 | 0 | 0 | 0 | 0 | -12.5669 | -12.5669 | 3972.7294 | 29716.0161 |  | 0
1927-09-07 | 0 | 0 | 0 | 0 | -12.5669 | -12.5669 | 3960.1626 | 29622.0159 |  | 0
1927-09-08 | 0 | 0 | 0 | 0 | -12.5669 | -12.5669 | 3947.5957 | 29528.0158 |  | 0
1927-09-09 | 0 | 0 | 0 | 0 | -12.5669 | -12.5669 | 3935.0288 | 29434.0157 |  | 0
1927-09-10 | 0 | 0 | 0 | 0 | -12.5669 | -12.5669 | 3922.462 | 29340.0156 |  | 0
1927-09-11 | 0 | 0 | 0 | 0 | -12.5669 | -12.5669 | 3909.8951 | 29246.0155 |  | 0
1927-09-12 | 0 | 0 | 0 | 0 | -12.5669 | -12.5669 | 3897.3283 | 29152.0154 |  | 0
1927-09-13 | 0 | 0 | 0 | 0 | -12.5669 | -12.5669 | 3884.7614 | 29058.0153 |  | 0
1927-09-14 | 0.011667 | 32.2 | 4.0107 | 4.0107 | 15.6224 | 15.6224 | 3900.3838 | 29174.8712 |  | 0
1927-09-15 | 0 | 0 | 0 | 0 | -12.5669 | -12.5669 | 3887.817 | 29080.871 |  | 0
1927-09-16 | 0 | 0 | 0 | 0 | -12.5669 | -12.5669 | 3875.2501 | 28986.8709 |  | 0
1927-09-17 | 0 | 0 | 0 | 0 | -12.5669 | -12.5669 | 3862.6833 | 28892.8708 |  | 0
1927-09-18 | 0 | 0 | 0 | 0 | -12.5669 | -12.5669 | 3850.1164 | 28798.8707 |  | 0
1927-09-19 | 0 | 0 | 0 | 0 | -12.5669 | -12.5669 | 3837.5495 | 28704.8706 |  | 0
1927-09-20 | 0 | 0 | 0 | 0 | -12.5669 | -12.5669 | 3824.9827 | 28610.8705 |  | 0
1927-09-21 | 0 | 0 | 0 | 0 | -12.5669 | -12.5669 | 3812.4158 | 28516.8704 |  | 0
1927-09-22 | 0 | 0 | 0 | 0 | -12.5669 | -12.5669 | 3799.849 | 28422.8703 |  | 0
1927-09-23 | 0 | 0 | 0 | 0 | -12.5669 | -12.5669 | 3787.2821 | 28328.8701 |  | 0
1927-09-24 | 0.014167 | 39.1 | 4.0107 | 4.0107 | 22.5224 | 22.5224 | 3809.8045 | 28497.338 |  | 0
1927-09-25 | 0.0066667 | 18.4 | 4.0107 | 4.0107 | 1.8224 | 1.8224 | 3811.627 | 28510.9699 |  | 0
1927-09-26 | 0 | 0 | 0 | 0 | -12.5669 | -12.5669 | 3799.0601 | 28416.9698 |  | 0
1927-09-27 | 0.045833 | 126.5 | 4.0107 | 4.0107 | 109.9224 | 109.9224 | 3908.9826 | 29239.1897 |  | 0
1927-09-28 | 0 | 0 | 0 | 0 | -12.5669 | -12.5669 | 3896.4157 | 29145.1896 |  | 0
1927-09-29 | 0 | 0 | 0 | 0 | -12.5669 | -12.5669 | 3883.8489 | 29051.1895 |  | 0
1927-09-30 | 0 | 0 | 0 | 0 | -12.5669 | -12.5669 | 3871.282 | 28957.1894 |  | 0
1927-10-01 | 0.033333 | 92 | 4.0107 | 4.0107 | 75.4224 | 75.4224 | 3946.7044 | 29521.3492 |  | 0
1927-10-02 | 0 | 0 | 0 | 0 | -12.5669 | -12.5669 | 3934.1376 | 29427.3491 |  | 0
1927-10-03 | 0 | 0 | 0 | 0 | -12.5669 | -12.5669 | 3921.5707 | 29333.349 |  | 0
1927-10-04 | 0 | 0 | 0 | 0 | -12.5669 | -12.5669 | 3909.0039 | 29239.3489 |  | 0
1927-10-05 | 0 | 0 | 0 | 0 | -12.5669 | -12.5669 | 3896.437 | 29145.3488 |  | 0
1927-10-06 | 0 | 0 | 0 | 0 | -12.5669 | -12.5669 | 3883.8701 | 29051.3487 |  | 0
1927-10-07 | 0.11417 | 315.1 | 4.0107 | 4.0107 | 298.5224 | 298.5224 | 3997.8631 | 29904.0163 |  | 171.9626
1927-10-08 | 0.040833 | 112.7 | 4.0107 | 4.0107 | 96.1224 | 96.1224 | 3997.8631 | 29904.0163 |  | 83.5556
1927-10-09 | 0 | 0 | 0 | 0 | -12.5669 | -12.5669 | 3985.2963 | 29810.0162 |  | 0
1927-10-10 | 0 | 0 | 0 | 0 | -12.5669 | -12.5669 | 3972.7294 | 29716.0161 |  | 0
1927-10-11 | 0 | 0 | 0 | 0 | -12.5669 | -12.5669 | 3960.1626 | 29622.0159 |  | 0
1927-10-12 | 0 | 0 | 0 | 0 | -12.5669 | -12.5669 | 3947.5957 | 29528.0158 |  | 0
1927-10-13 | 0 | 0 | 0 | 0 | -12.5669 | -12.5669 | 3935.0288 | 29434.0157 |  | 0
1927-10-14 | 0 | 0 | 0 | 0 | -12.5669 | -12.5669 | 3922.462 | 29340.0156 |  | 0
1927-10-15 | 0 | 0 | 0 | 0 | -12.5669 | -12.5669 | 3909.8951 | 29246.0155 |  | 0
1927-10-16 | 0 | 0 | 0 | 0 | -12.5669 | -12.5669 | 3897.3283 | 29152.0154 |  | 0
1927-10-17 | 0 | 0 | 0 | 0 | -12.5669 | -12.5669 | 3884.7614 | 29058.0153 |  | 0
1927-10-18 | 0 | 0 | 0 | 0 | -12.5669 | -12.5669 | 3872.1945 | 28964.0152 |  | 0
1927-10-19 | 0 | 0 | 0 | 0 | -12.5669 | -12.5669 | 3859.6277 | 28870.015 |  | 0
1927-10-20 | 0 | 0 | 0 | 0 | -12.5669 | -12.5669 | 3847.0608 | 28776.0149 |  | 0
1927-10-21 | 0 | 0 | 0 | 0 | -12.5669 | -12.5669 | 3834.494 | 28682.0148 |  | 0
1927-10-22 | 0 | 0 | 0 | 0 | -12.5669 | -12.5669 | 3821.9271 | 28588.0147 |  | 0
1927-10-23 | 0 | 0 | 0 | 0 | -12.5669 | -12.5669 | 3809.3602 | 28494.0146 |  | 0
1927-10-24 | 0 | 0 | 0 | 0 | -12.5669 | -12.5669 | 3796.7934 | 28400.0145 |  | 0
1927-10-25 | 0 | 0 | 0 | 0 | -12.5669 | -12.5669 | 3784.2265 | 28306.0144 |  | 0
1927-10-26 | 0 | 0 | 0 | 0 | -12.5669 | -12.5669 | 3771.6597 | 28212.0143 |  | 0
1927-10-27 | 0 | 0 | 0 | 0 | -12.5669 | -12.5669 | 3759.0928 | 28118.0141 |  | 0
1927-10-28 | 0 | 0 | 0 | 0 | -12.5669 | -12.5669 | 3746.5259 | 28024.014 |  | 0
1927-10-29 | 0.0025 | 6.9 | 4.0107 | 4.0107 | -9.6776 | -9.6776 | 3736.8484 | 27951.6259 |  | 0
1927-10-30 | 0 | 0 | 0 | 0 | -12.5669 | -12.5669 | 3724.2815 | 27857.6258 |  | 0
1927-10-31 | 0 | 0 | 0 | 0 | -12.5669 | -12.5669 | 3711.7147 | 27763.6257 |  | 0
1927-11-01 | 0 | 0 | 0 | 0 | -12.5669 | -12.5669 | 3699.1478 | 27669.6256 |  | 0
1927-11-02 | 0.13917 | 384.1 | 4.0107 | 4.0107 | 367.5224 | 367.5224 | 3997.8631 | 29904.0163 |  | 56.2402
1927-11-03 | 0 | 0 | 0 | 0 | -12.5669 | -12.5669 | 3985.2963 | 29810.0162 |  | 0
1927-11-04 | 0 | 0 | 0 | 0 | -12.5669 | -12.5669 | 3972.7294 | 29716.0161 |  | 0
1927-11-05 | 0 | 0 | 0 | 0 | -12.5669 | -12.5669 | 3960.1626 | 29622.0159 |  | 0
1927-11-06 | 0 | 0 | 0 | 0 | -12.5669 | -12.5669 | 3947.5957 | 29528.0158 |  | 0
1927-11-07 | 0 | 0 | 0 | 0 | -12.5669 | -12.5669 | 3935.0288 | 29434.0157 |  | 0
1927-11-08 | 0 | 0 | 0 | 0 | -12.5669 | -12.5669 | 3922.462 | 29340.0156 |  | 0
1927-11-09 | 0 | 0 | 0 | 0 | -12.5669 | -12.5669 | 3909.8951 | 29246.0155 |  | 0
1927-11-10 | 0 | 0 | 0 | 0 | -12.5669 | -12.5669 | 3897.3283 | 29152.0154 |  | 0
1927-11-11 | 0 | 0 | 0 | 0 | -12.5669 | -12.5669 | 3884.7614 | 29058.0153 |  | 0
1927-11-12 | 0 | 0 | 0 | 0 | -12.5669 | -12.5669 | 3872.1945 | 28964.0152 |  | 0
1927-11-13 | 0 | 0 | 0 | 0 | -12.5669 | -12.5669 | 3859.6277 | 28870.015 |  | 0
1927-11-14 | 0 | 0 | 0 | 0 | -12.5669 | -12.5669 | 3847.0608 | 28776.0149 |  | 0
1927-11-15 | 0.0091667 | 25.3 | 4.0107 | 4.0107 | 8.7224 | 8.7224 | 3855.7833 | 28841.2588 |  | 0
1927-11-16 | 0 | 0 | 0 | 0 | -12.5669 | -12.5669 | 3843.2164 | 28747.2587 |  | 0
1927-11-17 | 0 | 0 | 0 | 0 | -12.5669 | -12.5669 | 3830.6495 | 28653.2586 |  | 0
1927-11-18 | 0 | 0 | 0 | 0 | -12.5669 | -12.5669 | 3818.0827 | 28559.2585 |  | 0
1927-11-19 | 0 | 0 | 0 | 0 | -12.5669 | -12.5669 | 3805.5158 | 28465.2584 |  | 0
1927-11-20 | 0 | 0 | 0 | 0 | -12.5669 | -12.5669 | 3792.949 | 28371.2583 |  | 0
1927-11-21 | 0 | 0 | 0 | 0 | -12.5669 | -12.5669 | 3780.3821 | 28277.2581 |  | 0
1927-11-22 | 0 | 0 | 0 | 0 | -12.5669 | -12.5669 | 3767.8152 | 28183.258 |  | 0
1927-11-23 | 0 | 0 | 0 | 0 | -12.5669 | -12.5669 | 3755.2484 | 28089.2579 |  | 0
1927-11-24 | 0 | 0 | 0 | 0 | -12.5669 | -12.5669 | 3742.6815 | 27995.2578 |  | 0
1927-11-25 | 0 | 0 | 0 | 0 | -12.5669 | -12.5669 | 3730.1147 | 27901.2577 |  | 0
1927-11-26 | 0 | 0 | 0 | 0 | -12.5669 | -12.5669 | 3717.5478 | 27807.2576 |  | 0
1927-11-27 | 0 | 0 | 0 | 0 | -12.5669 | -12.5669 | 3704.9809 | 27713.2575 |  | 0
1927-11-28 | 0 | 0 | 0 | 0 | -12.5669 | -12.5669 | 3692.4141 | 27619.2574 |  | 0
1927-11-29 | 0 | 0 | 0 | 0 | -12.5669 | -12.5669 | 3679.8472 | 27525.2572 |  | 0
1927-11-30 | 0 | 0 | 0 | 0 | -12.5669 | -12.5669 | 3667.2804 | 27431.2571 |  | 0
1927-12-01 | 0 | 0 | 0 | 0 | -12.5669 | -12.5669 | 3654.7135 | 27337.257 |  | 0
1927-12-02 | 0 | 0 | 0 | 0 | -12.5669 | -12.5669 | 3642.1466 | 27243.2569 |  | 0
1927-12-03 | 0 | 0 | 0 | 0 | -12.5669 | -12.5669 | 3629.5798 | 27149.2568 |  | 0
1927-12-04 | 0 | 0 | 0 | 0 | -12.5669 | -12.5669 | 3617.0129 | 27055.2567 |  | 0
1927-12-05 | 0 | 0 | 0 | 0 | -12.5669 | -12.5669 | 3604.4461 | 26961.2566 |  | 0
1927-12-06 | 0.0016667 | 4.6 | 4.0107 | 4.0107 | -11.9776 | -11.9776 | 3592.4685 | 26871.6645 |  | 0
1927-12-07 | 0 | 0 | 0 | 0 | -12.5669 | -12.5669 | 3579.9016 | 26777.6643 |  | 0
1927-12-08 | 0 | 0 | 0 | 0 | -12.5669 | -12.5669 | 3567.3348 | 26683.6642 |  | 0
1927-12-09 | 0 | 0 | 0 | 0 | -12.5669 | -12.5669 | 3554.7679 | 26589.6641 |  | 0
1927-12-10 | 0 | 0 | 0 | 0 | -12.5669 | -12.5669 | 3542.2011 | 26495.664 |  | 0
1927-12-11 | 0 | 0 | 0 | 0 | -12.5669 | -12.5669 | 3529.6342 | 26401.6639 |  | 0
1927-12-12 | 0.0016667 | 4.6 | 4.0107 | 4.0107 | -11.9776 | -11.9776 | 3517.6567 | 26312.0718 |  | 0
1927-12-13 | 0 | 0 | 0 | 0 | -12.5669 | -12.5669 | 3505.0898 | 26218.0717 |  | 0
1927-12-14 | 0 | 0 | 0 | 0 | -12.5669 | -12.5669 | 3492.5229 | 26124.0715 |  | 0
1927-12-15 | 0 | 0 | 0 | 0 | -12.5669 | -12.5669 | 3479.9561 | 26030.0714 |  | 0
1927-12-16 | 0 | 0 | 0 | 0 | -12.5669 | -12.5669 | 3467.3892 | 25936.0713 |  | 0
1927-12-17 | 0 | 0 | 0 | 0 | -12.5669 | -12.5669 | 3454.8224 | 25842.0712 |  | 0
1927-12-18 | 0 | 0 | 0 | 0 | -12.5669 | -12.5669 | 3442.2555 | 25748.0711 |  | 0
1927-12-19 | 0 | 0 | 0 | 0 | -12.5669 | -12.5669 | 3429.6886 | 25654.071 |  | 0
1927-12-20 | 0 | 0 | 0 | 0 | -12.5669 | -12.5669 | 3417.1218 | 25560.0709 |  | 0
1927-12-21 | 0 | 0 | 0 | 0 | -12.5669 | -12.5669 | 3404.5549 | 25466.0708 |  | 0
1927-12-22 | 0 | 0 | 0 | 0 | -12.5669 | -12.5669 | 3391.9881 | 25372.0706 |  | 0
1927-12-23 | 0 | 0 | 0 | 0 | -12.5669 | -12.5669 | 3379.4212 | 25278.0705 |  | 0
1927-12-24 | 0 | 0 | 0 | 0 | -12.5669 | -12.5669 | 3366.8543 | 25184.0704 |  | 0
1927-12-25 | 0 | 0 | 0 | 0 | -12.5669 | -12.5669 | 3354.2875 | 25090.0703 |  | 0
1927-12-26 | 0 | 0 | 0 | 0 | -12.5669 | -12.5669 | 3341.7206 | 24996.0702 |  | 0
1927-12-27 | 0.090833 | 250.7 | 4.0107 | 4.0107 | 234.1224 | 234.1224 | 3575.8431 | 26747.3061 |  | 0
1927-12-28 | 0.014167 | 39.1 | 4.0107 | 4.0107 | 22.5224 | 22.5224 | 3598.3655 | 26915.774 |  | 0
1927-12-29 | 0 | 0 | 0 | 0 | -12.5669 | -12.5669 | 3585.7986 | 26821.7739 |  | 0
1927-12-30 | 0 | 0 | 0 | 0 | -12.5669 | -12.5669 | 3573.2318 | 26727.7737 |  | 0
1927-12-31 | 0 | 0 | 0 | 0 | -12.5669 | -12.5669 | 3560.6649 | 26633.7736 |  | 0
1928-01-01 | 0 | 0 | 0 | 0 | -12.5669 | -12.5669 | 3548.0981 | 26539.7735 |  | 0
1928-01-02 | 0 | 0 | 0 | 0 | -12.5669 | -12.5669 | 3535.5312 | 26445.7734 |  | 0
1928-01-03 | 0 | 0 | 0 | 0 | -12.5669 | -12.5669 | 3522.9643 | 26351.7733 |  | 0
1928-01-04 | 0 | 0 | 0 | 0 | -12.5669 | -12.5669 | 3510.3975 | 26257.7732 |  | 0
1928-01-05 | 0 | 0 | 0 | 0 | -12.5669 | -12.5669 | 3497.8306 | 26163.7731 |  | 0
1928-01-06 | 0 | 0 | 0 | 0 | -12.5669 | -12.5669 | 3485.2638 | 26069.773 |  | 0
1928-01-07 | 0 | 0 | 0 | 0 | -12.5669 | -12.5669 | 3472.6969 | 25975.7728 |  | 0
1928-01-08 | 0 | 0 | 0 | 0 | -12.5669 | -12.5669 | 3460.13 | 25881.7727 |  | 0
1928-01-09 | 0 | 0 | 0 | 0 | -12.5669 | -12.5669 | 3447.5632 | 25787.7726 |  | 0
1928-01-10 | 0 | 0 | 0 | 0 | -12.5669 | -12.5669 | 3434.9963 | 25693.7725 |  | 0
1928-01-11 | 0 | 0 | 0 | 0 | -12.5669 | -12.5669 | 3422.4295 | 25599.7724 |  | 0
1928-01-12 | 0 | 0 | 0 | 0 | -12.5669 | -12.5669 | 3409.8626 | 25505.7723 |  | 0
1928-01-13 | 0 | 0 | 0 | 0 | -12.5669 | -12.5669 | 3397.2957 | 25411.7722 |  | 0
1928-01-14 | 0 | 0 | 0 | 0 | -12.5669 | -12.5669 | 3384.7289 | 25317.7721 |  | 0
1928-01-15 | 0 | 0 | 0 | 0 | -12.5669 | -12.5669 | 3372.162 | 25223.7719 |  | 0
1928-01-16 | 0 | 0 | 0 | 0 | -12.5669 | -12.5669 | 3359.5952 | 25129.7718 |  | 0
1928-01-17 | 0.085 | 234.6 | 4.0107 | 4.0107 | 218.0224 | 218.0224 | 3577.6176 | 26760.5797 |  | 0
1928-01-18 | 0.0016667 | 4.6 | 4.0107 | 4.0107 | -11.9776 | -11.9776 | 3565.6401 | 26670.9876 |  | 0
1928-01-19 | 0 | 0 | 0 | 0 | -12.5669 | -12.5669 | 3553.0732 | 26576.9875 |  | 0
1928-01-20 | 0 | 0 | 0 | 0 | -12.5669 | -12.5669 | 3540.5063 | 26482.9874 |  | 0
1928-01-21 | 0 | 0 | 0 | 0 | -12.5669 | -12.5669 | 3527.9395 | 26388.9873 |  | 0
1928-01-22 | 0 | 0 | 0 | 0 | -12.5669 | -12.5669 | 3515.3726 | 26294.9872 |  | 0
1928-01-23 | 0 | 0 | 0 | 0 | -12.5669 | -12.5669 | 3502.8058 | 26200.987 |  | 0
1928-01-24 | 0 | 0 | 0 | 0 | -12.5669 | -12.5669 | 3490.2389 | 26106.9869 |  | 0
1928-01-25 | 0 | 0 | 0 | 0 | -12.5669 | -12.5669 | 3477.672 | 26012.9868 |  | 0
1928-01-26 | 0 | 0 | 0 | 0 | -12.5669 | -12.5669 | 3465.1052 | 25918.9867 |  | 0
1928-01-27 | 0 | 0 | 0 | 0 | -12.5669 | -12.5669 | 3452.5383 | 25824.9866 |  | 0
1928-01-28 | 0 | 0 | 0 | 0 | -12.5669 | -12.5669 | 3439.9715 | 25730.9865 |  | 0
1928-01-29 | 0 | 0 | 0 | 0 | -12.5669 | -12.5669 | 3427.4046 | 25636.9864 |  | 0
1928-01-30 | 0 | 0 | 0 | 0 | -12.5669 | -12.5669 | 3414.8377 | 25542.9862 |  | 0
1928-01-31 | 0 | 0 | 0 | 0 | -12.5669 | -12.5669 | 3402.2709 | 25448.9861 |  | 0
1928-02-01 | 0 | 0 | 0 | 0 | -12.5669 | -12.5669 | 3389.704 | 25354.986 |  | 0
1928-02-02 | 0 | 0 | 0 | 0 | -12.5669 | -12.5669 | 3377.1372 | 25260.9859 |  | 0
1928-02-03 | 0 | 0 | 0 | 0 | -12.5669 | -12.5669 | 3364.5703 | 25166.9858 |  | 0
1928-02-04 | 0.0041667 | 11.5 | 4.0107 | 4.0107 | -5.0776 | -5.0776 | 3359.4927 | 25129.0057 |  | 0
1928-02-05 | 0 | 0 | 0 | 0 | -12.5669 | -12.5669 | 3346.9259 | 25035.0056 |  | 0
1928-02-06 | 0.011667 | 32.2 | 4.0107 | 4.0107 | 15.6224 | 15.6224 | 3362.5483 | 25151.8615 |  | 0
1928-02-07 | 0 | 0 | 0 | 0 | -12.5669 | -12.5669 | 3349.9815 | 25057.8613 |  | 0
1928-02-08 | 0 | 0 | 0 | 0 | -12.5669 | -12.5669 | 3337.4146 | 24963.8612 |  | 0
1928-02-09 | 0 | 0 | 0 | 0 | -12.5669 | -12.5669 | 3324.8477 | 24869.8611 |  | 0
1928-02-10 | 0 | 0 | 0 | 0 | -12.5669 | -12.5669 | 3312.2809 | 24775.861 |  | 0
1928-02-11 | 0 | 0 | 0 | 0 | -12.5669 | -12.5669 | 3299.714 | 24681.8609 |  | 0
1928-02-12 | 0.0275 | 75.9 | 4.0107 | 4.0107 | 59.3224 | 59.3224 | 3359.0365 | 25125.5928 |  | 0
1928-02-13 | 0.045833 | 126.5 | 4.0107 | 4.0107 | 109.9224 | 109.9224 | 3468.9589 | 25947.8127 |  | 0
1928-02-14 | 0 | 0 | 0 | 0 | -12.5669 | -12.5669 | 3456.3921 | 25853.8126 |  | 0
1928-02-15 | 0 | 0 | 0 | 0 | -12.5669 | -12.5669 | 3443.8252 | 25759.8124 |  | 0
1928-02-16 | 0.025 | 69 | 4.0107 | 4.0107 | 52.4224 | 52.4224 | 3496.2476 | 26151.9323 |  | 0
1928-02-17 | 0.0066667 | 18.4 | 4.0107 | 4.0107 | 1.8224 | 1.8224 | 3498.0701 | 26165.5642 |  | 0
1928-02-18 | 0 | 0 | 0 | 0 | -12.5669 | -12.5669 | 3485.5032 | 26071.5641 |  | 0
1928-02-19 | 0 | 0 | 0 | 0 | -12.5669 | -12.5669 | 3472.9364 | 25977.564 |  | 0
1928-02-20 | 0 | 0 | 0 | 0 | -12.5669 | -12.5669 | 3460.3695 | 25883.5639 |  | 0
1928-02-21 | 0 | 0 | 0 | 0 | -12.5669 | -12.5669 | 3447.8026 | 25789.5638 |  | 0
1928-02-22 | 0 | 0 | 0 | 0 | -12.5669 | -12.5669 | 3435.2358 | 25695.5637 |  | 0
1928-02-23 | 0 | 0 | 0 | 0 | -12.5669 | -12.5669 | 3422.6689 | 25601.5635 |  | 0
1928-02-24 | 0 | 0 | 0 | 0 | -12.5669 | -12.5669 | 3410.1021 | 25507.5634 |  | 0
1928-02-25 | 0 | 0 | 0 | 0 | -12.5669 | -12.5669 | 3397.5352 | 25413.5633 |  | 0
1928-02-26 | 0 | 0 | 0 | 0 | -12.5669 | -12.5669 | 3384.9683 | 25319.5632 |  | 0
1928-02-27 | 0 | 0 | 0 | 0 | -12.5669 | -12.5669 | 3372.4015 | 25225.5631 |  | 0
1928-02-28 | 0 | 0 | 0 | 0 | -12.5669 | -12.5669 | 3359.8346 | 25131.563 |  | 0
1928-02-29 | 0 | 0 | 0 | 0 | -12.5669 | -12.5669 | 3347.2678 | 25037.5629 |  | 0
1928-03-01 | 0 | 0 | 0 | 0 | -12.5669 | -12.5669 | 3334.7009 | 24943.5628 |  | 0
1928-03-02 | 0 | 0 | 0 | 0 | -12.5669 | -12.5669 | 3322.134 | 24849.5626 |  | 0
1928-03-03 | 0 | 0 | 0 | 0 | -12.5669 | -12.5669 | 3309.5672 | 24755.5625 |  | 0
1928-03-04 | 0.041667 | 115 | 4.0107 | 4.0107 | 98.4224 | 98.4224 | 3407.9896 | 25491.7624 |  | 0
1928-03-05 | 0 | 0 | 0 | 0 | -12.5669 | -12.5669 | 3395.4228 | 25397.7623 |  | 0
1928-03-06 | 0 | 0 | 0 | 0 | -12.5669 | -12.5669 | 3382.8559 | 25303.7622 |  | 0
1928-03-07 | 0 | 0 | 0 | 0 | -12.5669 | -12.5669 | 3370.289 | 25209.7621 |  | 0
1928-03-08 | 0 | 0 | 0 | 0 | -12.5669 | -12.5669 | 3357.7222 | 25115.762 |  | 0
1928-03-09 | 0 | 0 | 0 | 0 | -12.5669 | -12.5669 | 3345.1553 | 25021.7618 |  | 0
1928-03-10 | 0 | 0 | 0 | 0 | -12.5669 | -12.5669 | 3332.5885 | 24927.7617 |  | 0
1928-03-11 | 0 | 0 | 0 | 0 | -12.5669 | -12.5669 | 3320.0216 | 24833.7616 |  | 0
1928-03-12 | 0 | 0 | 0 | 0 | -12.5669 | -12.5669 | 3307.4547 | 24739.7615 |  | 0
1928-03-13 | 0 | 0 | 0 | 0 | -12.5669 | -12.5669 | 3294.8879 | 24645.7614 |  | 0
1928-03-14 | 0 | 0 | 0 | 0 | -12.5669 | -12.5669 | 3282.321 | 24551.7613 |  | 0
1928-03-15 | 0.050833 | 140.3 | 4.0107 | 4.0107 | 123.7224 | 123.7224 | 3406.0435 | 25477.2052 |  | 0
1928-03-16 | 0 | 0 | 0 | 0 | -12.5669 | -12.5669 | 3393.4766 | 25383.2051 |  | 0
1928-03-17 | 0 | 0 | 0 | 0 | -12.5669 | -12.5669 | 3380.9098 | 25289.2049 |  | 0
1928-03-18 | 0 | 0 | 0 | 0 | -12.5669 | -12.5669 | 3368.3429 | 25195.2048 |  | 0
1928-03-19 | 0 | 0 | 0 | 0 | -12.5669 | -12.5669 | 3355.776 | 25101.2047 |  | 0
1928-03-20 | 0 | 0 | 0 | 0 | -12.5669 | -12.5669 | 3343.2092 | 25007.2046 |  | 0
1928-03-21 | 0 | 0 | 0 | 0 | -12.5669 | -12.5669 | 3330.6423 | 24913.2045 |  | 0
1928-03-22 | 0 | 0 | 0 | 0 | -12.5669 | -12.5669 | 3318.0755 | 24819.2044 |  | 0
1928-03-23 | 0 | 0 | 0 | 0 | -12.5669 | -12.5669 | 3305.5086 | 24725.2043 |  | 0
1928-03-24 | 0 | 0 | 0 | 0 | -12.5669 | -12.5669 | 3292.9417 | 24631.2042 |  | 0
1928-03-25 | 0 | 0 | 0 | 0 | -12.5669 | -12.5669 | 3280.3749 | 24537.204 |  | 0
1928-03-26 | 0 | 0 | 0 | 0 | -12.5669 | -12.5669 | 3267.808 | 24443.2039 |  | 0
1928-03-27 | 0 | 0 | 0 | 0 | -12.5669 | -12.5669 | 3255.2412 | 24349.2038 |  | 0
1928-03-28 | 0 | 0 | 0 | 0 | -12.5669 | -12.5669 | 3242.6743 | 24255.2037 |  | 0
1928-03-29 | 0 | 0 | 0 | 0 | -12.5669 | -12.5669 | 3230.1074 | 24161.2036 |  | 0
1928-03-30 | 0 | 0 | 0 | 0 | -12.5669 | -12.5669 | 3217.5406 | 24067.2035 |  | 0
1928-03-31 | 0 | 0 | 0 | 0 | -12.5669 | -12.5669 | 3204.9737 | 23973.2034 |  | 0
1928-04-01 | 0 | 0 | 0 | 0 | -12.5669 | -12.5669 | 3192.4069 | 23879.2033 |  | 0
1928-04-02 | 0 | 0 | 0 | 0 | -12.5669 | -12.5669 | 3179.84 | 23785.2031 |  | 0
1928-04-03 | 0 | 0 | 0 | 0 | -12.5669 | -12.5669 | 3167.2731 | 23691.203 |  | 0
1928-04-04 | 0 | 0 | 0 | 0 | -12.5669 | -12.5669 | 3154.7063 | 23597.2029 |  | 0
1928-04-05 | 0.03 | 82.8 | 4.0107 | 4.0107 | 66.2224 | 66.2224 | 3220.9287 | 24092.5468 |  | 0
1928-04-06 | 0 | 0 | 0 | 0 | -12.5669 | -12.5669 | 3208.3619 | 23998.5467 |  | 0
1928-04-07 | 0.0125 | 34.5 | 4.0107 | 4.0107 | 17.9224 | 17.9224 | 3226.2843 | 24132.6066 |  | 0
1928-04-08 | 0.00083333 | 2.3 | 4.0107 | 2.3 | -12.5669 | -12.5669 | 3213.7174 | 24038.6065 |  | 0
1928-04-09 | 0 | 0 | 0 | 0 | -12.5669 | -12.5669 | 3201.1506 | 23944.6064 |  | 0
1928-04-10 | 0 | 0 | 0 | 0 | -12.5669 | -12.5669 | 3188.5837 | 23850.6062 |  | 0
1928-04-11 | 0 | 0 | 0 | 0 | -12.5669 | -12.5669 | 3176.0169 | 23756.6061 |  | 0
1928-04-12 | 0 | 0 | 0 | 0 | -12.5669 | -12.5669 | 3163.45 | 23662.606 |  | 0
1928-04-13 | 0 | 0 | 0 | 0 | -12.5669 | -12.5669 | 3150.8831 | 23568.6059 |  | 0
1928-04-14 | 0 | 0 | 0 | 0 | -12.5669 | -12.5669 | 3138.3163 | 23474.6058 |  | 0
1928-04-15 | 0 | 0 | 0 | 0 | -12.5669 | -12.5669 | 3125.7494 | 23380.6057 |  | 0
1928-04-16 | 0 | 0 | 0 | 0 | -12.5669 | -12.5669 | 3113.1826 | 23286.6056 |  | 0
1928-04-17 | 0 | 0 | 0 | 0 | -12.5669 | -12.5669 | 3100.6157 | 23192.6054 |  | 0
1928-04-18 | 0 | 0 | 0 | 0 | -12.5669 | -12.5669 | 3088.0488 | 23098.6053 |  | 0
1928-04-19 | 0 | 0 | 0 | 0 | -12.5669 | -12.5669 | 3075.482 | 23004.6052 |  | 0
1928-04-20 | 0 | 0 | 0 | 0 | -12.5669 | -12.5669 | 3062.9151 | 22910.6051 |  | 0
1928-04-21 | 0 | 0 | 0 | 0 | -12.5669 | -12.5669 | 3050.3483 | 22816.605 |  | 0
1928-04-22 | 0 | 0 | 0 | 0 | -12.5669 | -12.5669 | 3037.7814 | 22722.6049 |  | 0
1928-04-23 | 0 | 0 | 0 | 0 | -12.5669 | -12.5669 | 3025.2145 | 22628.6048 |  | 0
1928-04-24 | 0 | 0 | 0 | 0 | -12.5669 | -12.5669 | 3012.6477 | 22534.6047 |  | 0
1928-04-25 | 0 | 0 | 0 | 0 | -12.5669 | -12.5669 | 3000.0808 | 22440.6045 |  | 0
1928-04-26 | 0.078333 | 216.2 | 4.0107 | 4.0107 | 199.6224 | 199.6224 | 3199.7033 | 23933.7804 |  | 0
1928-04-27 | 0.00083333 | 2.3 | 4.0107 | 2.3 | -12.5669 | -12.5669 | 3187.1364 | 23839.7803 |  | 0
1928-04-28 | 0 | 0 | 0 | 0 | -12.5669 | -12.5669 | 3174.5695 | 23745.7802 |  | 0
1928-04-29 | 0 | 0 | 0 | 0 | -12.5669 | -12.5669 | 3162.0027 | 23651.7801 |  | 0
1928-04-30 | 0 | 0 | 0 | 0 | -12.5669 | -12.5669 | 3149.4358 | 23557.78 |  | 0
1928-05-01 | 0 | 0 | 0 | 0 | -12.5669 | -12.5669 | 3136.869 | 23463.7799 |  | 0
1928-05-02 | 0 | 0 | 0 | 0 | -12.5669 | -12.5669 | 3124.3021 | 23369.7798 |  | 0
1928-05-03 | 0.020833 | 57.5 | 4.0107 | 4.0107 | 40.9224 | 40.9224 | 3165.2246 | 23675.8796 |  | 0
1928-05-04 | 0.0016667 | 4.6 | 4.0107 | 4.0107 | -11.9776 | -11.9776 | 3153.247 | 23586.2875 |  | 0
1928-05-05 | 0 | 0 | 0 | 0 | -12.5669 | -12.5669 | 3140.6801 | 23492.2874 |  | 0
1928-05-06 | 0 | 0 | 0 | 0 | -12.5669 | -12.5669 | 3128.1133 | 23398.2873 |  | 0
1928-05-07 | 0 | 0 | 0 | 0 | -12.5669 | -12.5669 | 3115.5464 | 23304.2872 |  | 0
1928-05-08 | 0 | 0 | 0 | 0 | -12.5669 | -12.5669 | 3102.9796 | 23210.2871 |  | 0
1928-05-09 | 0 | 0 | 0 | 0 | -12.5669 | -12.5669 | 3090.4127 | 23116.287 |  | 0
1928-05-10 | 0 | 0 | 0 | 0 | -12.5669 | -12.5669 | 3077.8458 | 23022.2869 |  | 0
1928-05-11 | 0 | 0 | 0 | 0 | -12.5669 | -12.5669 | 3065.279 | 22928.2867 |  | 0
1928-05-12 | 0 | 0 | 0 | 0 | -12.5669 | -12.5669 | 3052.7121 | 22834.2866 |  | 0
1928-05-13 | 0 | 0 | 0 | 0 | -12.5669 | -12.5669 | 3040.1453 | 22740.2865 |  | 0
1928-05-14 | 0.0091667 | 25.3 | 4.0107 | 4.0107 | 8.7224 | 8.7224 | 3048.8677 | 22805.5304 |  | 0
1928-05-15 | 0.06 | 165.6 | 4.0107 | 4.0107 | 149.0224 | 149.0224 | 3197.8901 | 23920.2183 |  | 0
1928-05-16 | 0 | 0 | 0 | 0 | -12.5669 | -12.5669 | 3185.3233 | 23826.2182 |  | 0
1928-05-17 | 0.015 | 41.4 | 4.0107 | 4.0107 | 24.8224 | 24.8224 | 3210.1457 | 24011.8901 |  | 0
1928-05-18 | 0.19833 | 547.4 | 4.0107 | 4.0107 | 530.8224 | 530.8224 | 3740.9682 | 27982.442 |  | 0
1928-05-19 | 0 | 0 | 0 | 0 | -12.5669 | -12.5669 | 3728.4013 | 27888.4418 |  | 0
1928-05-20 | 0 | 0 | 0 | 0 | -12.5669 | -12.5669 | 3715.8345 | 27794.4417 |  | 0
1928-05-21 | 0.0275 | 75.9 | 4.0107 | 4.0107 | 59.3224 | 59.3224 | 3775.1569 | 28238.1736 |  | 0
1928-05-22 | 0 | 0 | 0 | 0 | -12.5669 | -12.5669 | 3762.59 | 28144.1735 |  | 0
1928-05-23 | 0 | 0 | 0 | 0 | -12.5669 | -12.5669 | 3750.0232 | 28050.1734 |  | 0
1928-05-24 | 0 | 0 | 0 | 0 | -12.5669 | -12.5669 | 3737.4563 | 27956.1733 |  | 0
1928-05-25 | 0 | 0 | 0 | 0 | -12.5669 | -12.5669 | 3724.8895 | 27862.1732 |  | 0
1928-05-26 | 0 | 0 | 0 | 0 | -12.5669 | -12.5669 | 3712.3226 | 27768.1731 |  | 0
1928-05-27 | 0 | 0 | 0 | 0 | -12.5669 | -12.5669 | 3699.7557 | 27674.1729 |  | 0
1928-05-28 | 0 | 0 | 0 | 0 | -12.5669 | -12.5669 | 3687.1889 | 27580.1728 |  | 0
1928-05-29 | 0 | 0 | 0 | 0 | -12.5669 | -12.5669 | 3674.622 | 27486.1727 |  | 0
1928-05-30 | 0 | 0 | 0 | 0 | -12.5669 | -12.5669 | 3662.0552 | 27392.1726 |  | 0
1928-05-31 | 0 | 0 | 0 | 0 | -12.5669 | -12.5669 | 3649.4883 | 27298.1725 |  | 0
1928-06-01 | 0 | 0 | 0 | 0 | -12.5669 | -12.5669 | 3636.9214 | 27204.1724 |  | 0
1928-06-02 | 0 | 0 | 0 | 0 | -12.5669 | -12.5669 | 3624.3546 | 27110.1723 |  | 0
1928-06-03 | 0.018333 | 50.6 | 4.0107 | 4.0107 | 34.0224 | 34.0224 | 3658.377 | 27364.6601 |  | 0
1928-06-04 | 0.088333 | 243.8 | 4.0107 | 4.0107 | 227.2224 | 227.2224 | 3885.5995 | 29064.284 |  | 0
1928-06-05 | 0 | 0 | 0 | 0 | -12.5669 | -12.5669 | 3873.0326 | 28970.2839 |  | 0
1928-06-06 | 0 | 0 | 0 | 0 | -12.5669 | -12.5669 | 3860.4657 | 28876.2838 |  | 0
1928-06-07 | 0 | 0 | 0 | 0 | -12.5669 | -12.5669 | 3847.8989 | 28782.2837 |  | 0
1928-06-08 | 0 | 0 | 0 | 0 | -12.5669 | -12.5669 | 3835.332 | 28688.2836 |  | 0
1928-06-09 | 0 | 0 | 0 | 0 | -12.5669 | -12.5669 | 3822.7652 | 28594.2835 |  | 0
1928-06-10 | 0.22083 | 609.5 | 4.0107 | 4.0107 | 592.9224 | 592.9224 | 3997.8631 | 29904.0163 |  | 405.2576
1928-06-11 | 0.0033333 | 9.2 | 4.0107 | 4.0107 | -7.3776 | -7.3776 | 3990.4856 | 29848.8322 |  | 0
1928-06-12 | 0.0058333 | 16.1 | 4.0107 | 4.0107 | -0.47756 | -0.47756 | 3990.008 | 29845.2601 |  | 0
1928-06-13 | 0 | 0 | 0 | 0 | -12.5669 | -12.5669 | 3977.4412 | 29751.2599 |  | 0
1928-06-14 | 0 | 0 | 0 | 0 | -12.5669 | -12.5669 | 3964.8743 | 29657.2598 |  | 0
1928-06-15 | 0.095 | 262.2 | 4.0107 | 4.0107 | 245.6224 | 245.6224 | 3997.8631 | 29904.0163 |  | 200.0668
1928-06-16 | 0 | 0 | 0 | 0 | -12.5669 | -12.5669 | 3985.2963 | 29810.0162 |  | 0
1928-06-17 | 0 | 0 | 0 | 0 | -12.5669 | -12.5669 | 3972.7294 | 29716.0161 |  | 0
1928-06-18 | 0 | 0 | 0 | 0 | -12.5669 | -12.5669 | 3960.1626 | 29622.0159 |  | 0
1928-06-19 | 0 | 0 | 0 | 0 | -12.5669 | -12.5669 | 3947.5957 | 29528.0158 |  | 0
1928-06-20 | 0 | 0 | 0 | 0 | -12.5669 | -12.5669 | 3935.0288 | 29434.0157 |  | 0
1928-06-21 | 0 | 0 | 0 | 0 | -12.5669 | -12.5669 | 3922.462 | 29340.0156 |  | 0
1928-06-22 | 0.00083333 | 2.3 | 4.0107 | 2.3 | -12.5669 | -12.5669 | 3909.8951 | 29246.0155 |  | 0
1928-06-23 | 0 | 0 | 0 | 0 | -12.5669 | -12.5669 | 3897.3283 | 29152.0154 |  | 0
1928-06-24 | 0 | 0 | 0 | 0 | -12.5669 | -12.5669 | 3884.7614 | 29058.0153 |  | 0
1928-06-25 | 0 | 0 | 0 | 0 | -12.5669 | -12.5669 | 3872.1945 | 28964.0152 |  | 0
1928-06-26 | 0.018333 | 50.6 | 4.0107 | 4.0107 | 34.0224 | 34.0224 | 3906.217 | 29218.503 |  | 0
1928-06-27 | 0.054167 | 149.5 | 4.0107 | 4.0107 | 132.9224 | 132.9224 | 3997.8631 | 29904.0163 |  | 28.7094
1928-06-28 | 0.0033333 | 9.2 | 4.0107 | 4.0107 | -7.3776 | -7.3776 | 3990.4856 | 29848.8322 |  | 0
1928-06-29 | 0 | 0 | 0 | 0 | -12.5669 | -12.5669 | 3977.9187 | 29754.8321 |  | 0
1928-06-30 | 0.015 | 41.4 | 4.0107 | 4.0107 | 24.8224 | 24.8224 | 4002.7412 | 29940.5039 |  | 0
1928-07-01 | 0 | 0 | 0 | 0 | -12.5669 | -12.5669 | 3990.1743 | 29846.5038 |  | 0
1928-07-02 | 0 | 0 | 0 | 0 | -12.5669 | -12.5669 | 3977.6074 | 29752.5037 |  | 0
1928-07-03 | 0 | 0 | 0 | 0 | -12.5669 | -12.5669 | 3965.0406 | 29658.5036 |  | 0
1928-07-04 | 0 | 0 | 0 | 0 | -12.5669 | -12.5669 | 3952.4737 | 29564.5035 |  | 0
1928-07-05 | 0 | 0 | 0 | 0 | -12.5669 | -12.5669 | 3939.9069 | 29470.5034 |  | 0
1928-07-06 | 0 | 0 | 0 | 0 | -12.5669 | -12.5669 | 3927.34 | 29376.5033 |  | 0
1928-07-07 | 0 | 0 | 0 | 0 | -12.5669 | -12.5669 | 3914.7731 | 29282.5032 |  | 0
1928-07-08 | 0.068333 | 188.6 | 4.0107 | 4.0107 | 172.0224 | 172.0224 | 3997.8631 | 29904.0163 |  | 76.3656
1928-07-09 | 0 | 0 | 0 | 0 | -12.5669 | -12.5669 | 3985.2963 | 29810.0162 |  | 0
1928-07-10 | 0 | 0 | 0 | 0 | -12.5669 | -12.5669 | 3972.7294 | 29716.0161 |  | 0
1928-07-11 | 0 | 0 | 0 | 0 | -12.5669 | -12.5669 | 3960.1626 | 29622.0159 |  | 0
1928-07-12 | 0.0058333 | 16.1 | 4.0107 | 4.0107 | -0.47756 | -0.47756 | 3959.685 | 29618.4438 |  | 0
1928-07-13 | 0 | 0 | 0 | 0 | -12.5669 | -12.5669 | 3947.1181 | 29524.4437 |  | 0
1928-07-14 | 0 | 0 | 0 | 0 | -12.5669 | -12.5669 | 3934.5513 | 29430.4436 |  | 0
1928-07-15 | 0 | 0 | 0 | 0 | -12.5669 | -12.5669 | 3921.9844 | 29336.4435 |  | 0
1928-07-16 | 0 | 0 | 0 | 0 | -12.5669 | -12.5669 | 3909.4176 | 29242.4434 |  | 0
1928-07-17 | 0 | 0 | 0 | 0 | -12.5669 | -12.5669 | 3896.8507 | 29148.4433 |  | 0
1928-07-18 | 0 | 0 | 0 | 0 | -12.5669 | -12.5669 | 3884.2838 | 29054.4432 |  | 0
1928-07-19 | 0 | 0 | 0 | 0 | -12.5669 | -12.5669 | 3871.717 | 28960.443 |  | 0
1928-07-20 | 0 | 0 | 0 | 0 | -12.5669 | -12.5669 | 3859.1501 | 28866.4429 |  | 0
1928-07-21 | 0.066667 | 184 | 4.0107 | 4.0107 | 167.4224 | 167.4224 | 3997.8631 | 29904.0163 |  | 16.1426
1928-07-22 | 0.016667 | 46 | 4.0107 | 4.0107 | 29.4224 | 29.4224 | 3997.8631 | 29904.0163 |  | 16.8556
1928-07-23 | 0.0075 | 20.7 | 4.0107 | 4.0107 | 4.1224 | 4.1224 | 4001.9856 | 29934.8522 |  | 0
1928-07-24 | 0.15333 | 423.2 | 4.0107 | 4.0107 | 406.6224 | 406.6224 | 3997.8631 | 29904.0163 |  | 398.178
1928-07-25 | 0.053333 | 147.2 | 4.0107 | 4.0107 | 130.6224 | 130.6224 | 3997.8631 | 29904.0163 |  | 118.0556
1928-07-26 | 0.033333 | 92 | 4.0107 | 4.0107 | 75.4224 | 75.4224 | 3997.8631 | 29904.0163 |  | 62.8556
1928-07-27 | 0 | 0 | 0 | 0 | -12.5669 | -12.5669 | 3985.2963 | 29810.0162 |  | 0
1928-07-28 | 0.066667 | 184 | 4.0107 | 4.0107 | 167.4224 | 167.4224 | 3997.8631 | 29904.0163 |  | 142.2887
1928-07-29 | 0.0016667 | 4.6 | 4.0107 | 4.0107 | -11.9776 | -11.9776 | 3985.8856 | 29814.4242 |  | 0
1928-07-30 | 0 | 0 | 0 | 0 | -12.5669 | -12.5669 | 3973.3187 | 29720.4241 |  | 0
1928-07-31 | 0 | 0 | 0 | 0 | -12.5669 | -12.5669 | 3960.7519 | 29626.4239 |  | 0
1928-08-01 | 0 | 0 | 0 | 0 | -12.5669 | -12.5669 | 3948.185 | 29532.4238 |  | 0
1928-08-02 | 0 | 0 | 0 | 0 | -12.5669 | -12.5669 | 3935.6181 | 29438.4237 |  | 0
1928-08-03 | 0.00083333 | 2.3 | 4.0107 | 2.3 | -12.5669 | -12.5669 | 3923.0513 | 29344.4236 |  | 0
1928-08-04 | 0.056667 | 156.4 | 4.0107 | 4.0107 | 139.8224 | 139.8224 | 3997.8631 | 29904.0163 |  | 52.4437
1928-08-05 | 0.021667 | 59.8 | 4.0107 | 4.0107 | 43.2224 | 43.2224 | 3997.8631 | 29904.0163 |  | 30.6556
1928-08-06 | 0 | 0 | 0 | 0 | -12.5669 | -12.5669 | 3985.2963 | 29810.0162 |  | 0
1928-08-07 | 0 | 0 | 0 | 0 | -12.5669 | -12.5669 | 3972.7294 | 29716.0161 |  | 0
1928-08-08 | 0 | 0 | 0 | 0 | -12.5669 | -12.5669 | 3960.1626 | 29622.0159 |  | 0
1928-08-09 | 0 | 0 | 0 | 0 | -12.5669 | -12.5669 | 3947.5957 | 29528.0158 |  | 0
1928-08-10 | 0 | 0 | 0 | 0 | -12.5669 | -12.5669 | 3935.0288 | 29434.0157 |  | 0
1928-08-11 | 0 | 0 | 0 | 0 | -12.5669 | -12.5669 | 3922.462 | 29340.0156 |  | 0
1928-08-12 | 0 | 0 | 0 | 0 | -12.5669 | -12.5669 | 3909.8951 | 29246.0155 |  | 0
1928-08-13 | 0 | 0 | 0 | 0 | -12.5669 | -12.5669 | 3897.3283 | 29152.0154 |  | 0
1928-08-14 | 0 | 0 | 0 | 0 | -12.5669 | -12.5669 | 3884.7614 | 29058.0153 |  | 0
1928-08-15 | 0 | 0 | 0 | 0 | -12.5669 | -12.5669 | 3872.1945 | 28964.0152 |  | 0
1928-08-16 | 0 | 0 | 0 | 0 | -12.5669 | -12.5669 | 3859.6277 | 28870.015 |  | 0
1928-08-17 | 0 | 0 | 0 | 0 | -12.5669 | -12.5669 | 3847.0608 | 28776.0149 |  | 0
1928-08-18 | 0.0058333 | 16.1 | 4.0107 | 4.0107 | -0.47756 | -0.47756 | 3846.5833 | 28772.4428 |  | 0
1928-08-19 | 0 | 0 | 0 | 0 | -12.5669 | -12.5669 | 3834.0164 | 28678.4427 |  | 0
1928-08-20 | 0 | 0 | 0 | 0 | -12.5669 | -12.5669 | 3821.4495 | 28584.4426 |  | 0
1928-08-21 | 0 | 0 | 0 | 0 | -12.5669 | -12.5669 | 3808.8827 | 28490.4425 |  | 0
1928-08-22 | 0 | 0 | 0 | 0 | -12.5669 | -12.5669 | 3796.3158 | 28396.4424 |  | 0
1928-08-23 | 0.011667 | 32.2 | 4.0107 | 4.0107 | 15.6224 | 15.6224 | 3811.9383 | 28513.2983 |  | 0
1928-08-24 | 0.0091667 | 25.3 | 4.0107 | 4.0107 | 8.7224 | 8.7224 | 3820.6607 | 28578.5421 |  | 0
1928-08-25 | 0.066667 | 184 | 4.0107 | 4.0107 | 167.4224 | 167.4224 | 3988.0832 | 29830.862 |  | 0
1928-08-26 | 0 | 0 | 0 | 0 | -12.5669 | -12.5669 | 3975.5163 | 29736.8619 |  | 0
1928-08-27 | 0 | 0 | 0 | 0 | -12.5669 | -12.5669 | 3962.9494 | 29642.8618 |  | 0
1928-08-28 | 0 | 0 | 0 | 0 | -12.5669 | -12.5669 | 3950.3826 | 29548.8617 |  | 0
1928-08-29 | 0 | 0 | 0 | 0 | -12.5669 | -12.5669 | 3937.8157 | 29454.8616 |  | 0
1928-08-30 | 0.05 | 138 | 4.0107 | 4.0107 | 121.4224 | 121.4224 | 3997.8631 | 29904.0163 |  | 48.8082
1928-08-31 | 0 | 0 | 0 | 0 | -12.5669 | -12.5669 | 3985.2963 | 29810.0162 |  | 0
1928-09-01 | 0 | 0 | 0 | 0 | -12.5669 | -12.5669 | 3972.7294 | 29716.0161 |  | 0
1928-09-02 | 0 | 0 | 0 | 0 | -12.5669 | -12.5669 | 3960.1626 | 29622.0159 |  | 0
1928-09-03 | 0 | 0 | 0 | 0 | -12.5669 | -12.5669 | 3947.5957 | 29528.0158 |  | 0
1928-09-04 | 0 | 0 | 0 | 0 | -12.5669 | -12.5669 | 3935.0288 | 29434.0157 |  | 0
1928-09-05 | 0.0033333 | 9.2 | 4.0107 | 4.0107 | -7.3776 | -7.3776 | 3927.6513 | 29378.8316 |  | 0
1928-09-06 | 0 | 0 | 0 | 0 | -12.5669 | -12.5669 | 3915.0844 | 29284.8315 |  | 0
1928-09-07 | 0 | 0 | 0 | 0 | -12.5669 | -12.5669 | 3902.5176 | 29190.8314 |  | 0
1928-09-08 | 0 | 0 | 0 | 0 | -12.5669 | -12.5669 | 3889.9507 | 29096.8313 |  | 0
1928-09-09 | 0.014167 | 39.1 | 4.0107 | 4.0107 | 22.5224 | 22.5224 | 3912.4731 | 29265.2992 |  | 0
1928-09-10 | 0.0075 | 20.7 | 4.0107 | 4.0107 | 4.1224 | 4.1224 | 3916.5956 | 29296.135 |  | 0
1928-09-11 | 0 | 0 | 0 | 0 | -12.5669 | -12.5669 | 3904.0287 | 29202.1349 |  | 0
1928-09-12 | 0 | 0 | 0 | 0 | -12.5669 | -12.5669 | 3891.4619 | 29108.1348 |  | 0
1928-09-13 | 0 | 0 | 0 | 0 | -12.5669 | -12.5669 | 3878.895 | 29014.1347 |  | 0
1928-09-14 | 0 | 0 | 0 | 0 | -12.5669 | -12.5669 | 3866.3282 | 28920.1346 |  | 0
1928-09-15 | 0 | 0 | 0 | 0 | -12.5669 | -12.5669 | 3853.7613 | 28826.1345 |  | 0
1928-09-16 | 0 | 0 | 0 | 0 | -12.5669 | -12.5669 | 3841.1944 | 28732.1344 |  | 0
1928-09-17 | 0 | 0 | 0 | 0 | -12.5669 | -12.5669 | 3828.6276 | 28638.1343 |  | 0
1928-09-18 | 0 | 0 | 0 | 0 | -12.5669 | -12.5669 | 3816.0607 | 28544.1341 |  | 0
1928-09-19 | 0 | 0 | 0 | 0 | -12.5669 | -12.5669 | 3803.4939 | 28450.134 |  | 0
1928-09-20 | 0 | 0 | 0 | 0 | -12.5669 | -12.5669 | 3790.927 | 28356.1339 |  | 0
1928-09-21 | 0 | 0 | 0 | 0 | -12.5669 | -12.5669 | 3778.3601 | 28262.1338 |  | 0
1928-09-22 | 0 | 0 | 0 | 0 | -12.5669 | -12.5669 | 3765.7933 | 28168.1337 |  | 0
1928-09-23 | 0 | 0 | 0 | 0 | -12.5669 | -12.5669 | 3753.2264 | 28074.1336 |  | 0
1928-09-24 | 0 | 0 | 0 | 0 | -12.5669 | -12.5669 | 3740.6596 | 27980.1335 |  | 0
1928-09-25 | 0 | 0 | 0 | 0 | -12.5669 | -12.5669 | 3728.0927 | 27886.1334 |  | 0
1928-09-26 | 0 | 0 | 0 | 0 | -12.5669 | -12.5669 | 3715.5258 | 27792.1332 |  | 0
1928-09-27 | 0 | 0 | 0 | 0 | -12.5669 | -12.5669 | 3702.959 | 27698.1331 |  | 0
1928-09-28 | 0 | 0 | 0 | 0 | -12.5669 | -12.5669 | 3690.3921 | 27604.133 |  | 0
1928-09-29 | 0 | 0 | 0 | 0 | -12.5669 | -12.5669 | 3677.8253 | 27510.1329 |  | 0
1928-09-30 | 0 | 0 | 0 | 0 | -12.5669 | -12.5669 | 3665.2584 | 27416.1328 |  | 0
1928-10-01 | 0 | 0 | 0 | 0 | -12.5669 | -12.5669 | 3652.6915 | 27322.1327 |  | 0
1928-10-02 | 0.0025 | 6.9 | 4.0107 | 4.0107 | -9.6776 | -9.6776 | 3643.014 | 27249.7446 |  | 0
1928-10-03 | 0.0083333 | 23 | 4.0107 | 4.0107 | 6.4224 | 6.4224 | 3649.4364 | 27297.7845 |  | 0
1928-10-04 | 0 | 0 | 0 | 0 | -12.5669 | -12.5669 | 3636.8696 | 27203.7843 |  | 0
1928-10-05 | 0 | 0 | 0 | 0 | -12.5669 | -12.5669 | 3624.3027 | 27109.7842 |  | 0
1928-10-06 | 0 | 0 | 0 | 0 | -12.5669 | -12.5669 | 3611.7358 | 27015.7841 |  | 0
1928-10-07 | 0 | 0 | 0 | 0 | -12.5669 | -12.5669 | 3599.169 | 26921.784 |  | 0
1928-10-08 | 0 | 0 | 0 | 0 | -12.5669 | -12.5669 | 3586.6021 | 26827.7839 |  | 0
1928-10-09 | 0 | 0 | 0 | 0 | -12.5669 | -12.5669 | 3574.0353 | 26733.7838 |  | 0
1928-10-10 | 0 | 0 | 0 | 0 | -12.5669 | -12.5669 | 3561.4684 | 26639.7837 |  | 0
1928-10-11 | 0 | 0 | 0 | 0 | -12.5669 | -12.5669 | 3548.9015 | 26545.7835 |  | 0
1928-10-12 | 0 | 0 | 0 | 0 | -12.5669 | -12.5669 | 3536.3347 | 26451.7834 |  | 0
1928-10-13 | 0 | 0 | 0 | 0 | -12.5669 | -12.5669 | 3523.7678 | 26357.7833 |  | 0
1928-10-14 | 0 | 0 | 0 | 0 | -12.5669 | -12.5669 | 3511.201 | 26263.7832 |  | 0
1928-10-15 | 0.0041667 | 11.5 | 4.0107 | 4.0107 | -5.0776 | -5.0776 | 3506.1234 | 26225.8031 |  | 0
1928-10-16 | 0 | 0 | 0 | 0 | -12.5669 | -12.5669 | 3493.5565 | 26131.803 |  | 0
1928-10-17 | 0 | 0 | 0 | 0 | -12.5669 | -12.5669 | 3480.9897 | 26037.8029 |  | 0
1928-10-18 | 0 | 0 | 0 | 0 | -12.5669 | -12.5669 | 3468.4228 | 25943.8028 |  | 0
1928-10-19 | 0 | 0 | 0 | 0 | -12.5669 | -12.5669 | 3455.856 | 25849.8026 |  | 0
1928-10-20 | 0 | 0 | 0 | 0 | -12.5669 | -12.5669 | 3443.2891 | 25755.8025 |  | 0
1928-10-21 | 0 | 0 | 0 | 0 | -12.5669 | -12.5669 | 3430.7222 | 25661.8024 |  | 0
1928-10-22 | 0.00083333 | 2.3 | 4.0107 | 2.3 | -12.5669 | -12.5669 | 3418.1554 | 25567.8023 |  | 0
1928-10-23 | 0 | 0 | 0 | 0 | -12.5669 | -12.5669 | 3405.5885 | 25473.8022 |  | 0
1928-10-24 | 0 | 0 | 0 | 0 | -12.5669 | -12.5669 | 3393.0217 | 25379.8021 |  | 0
1928-10-25 | 0 | 0 | 0 | 0 | -12.5669 | -12.5669 | 3380.4548 | 25285.802 |  | 0
1928-10-26 | 0 | 0 | 0 | 0 | -12.5669 | -12.5669 | 3367.8879 | 25191.8019 |  | 0
1928-10-27 | 0 | 0 | 0 | 0 | -12.5669 | -12.5669 | 3355.3211 | 25097.8017 |  | 0
1928-10-28 | 0.035833 | 98.9 | 4.0107 | 4.0107 | 82.3224 | 82.3224 | 3437.6435 | 25713.5736 |  | 0
1928-10-29 | 0.0525 | 144.9 | 4.0107 | 4.0107 | 128.3224 | 128.3224 | 3565.966 | 26673.4255 |  | 0
1928-10-30 | 0.0041667 | 11.5 | 4.0107 | 4.0107 | -5.0776 | -5.0776 | 3560.8884 | 26635.4454 |  | 0
1928-10-31 | 0.0525 | 144.9 | 4.0107 | 4.0107 | 128.3224 | 128.3224 | 3689.2109 | 27595.2973 |  | 0
1928-11-01 | 0.0075 | 20.7 | 4.0107 | 4.0107 | 4.1224 | 4.1224 | 3693.3333 | 27626.1332 |  | 0
1928-11-02 | 0 | 0 | 0 | 0 | -12.5669 | -12.5669 | 3680.7665 | 27532.1331 |  | 0
1928-11-03 | 0 | 0 | 0 | 0 | -12.5669 | -12.5669 | 3668.1996 | 27438.133 |  | 0
1928-11-04 | 0 | 0 | 0 | 0 | -12.5669 | -12.5669 | 3655.6327 | 27344.1328 |  | 0
1928-11-05 | 0.00083333 | 2.3 | 4.0107 | 2.3 | -12.5669 | -12.5669 | 3643.0659 | 27250.1327 |  | 0
1928-11-06 | 0.0066667 | 18.4 | 4.0107 | 4.0107 | 1.8224 | 1.8224 | 3644.8883 | 27263.7646 |  | 0
1928-11-07 | 0 | 0 | 0 | 0 | -12.5669 | -12.5669 | 3632.3215 | 27169.7645 |  | 0
1928-11-08 | 0 | 0 | 0 | 0 | -12.5669 | -12.5669 | 3619.7546 | 27075.7644 |  | 0
1928-11-09 | 0.0033333 | 9.2 | 4.0107 | 4.0107 | -7.3776 | -7.3776 | 3612.377 | 27020.5803 |  | 0
1928-11-10 | 0.00083333 | 2.3 | 4.0107 | 2.3 | -12.5669 | -12.5669 | 3599.8102 | 26926.5802 |  | 0
1928-11-11 | 0 | 0 | 0 | 0 | -12.5669 | -12.5669 | 3587.2433 | 26832.5801 |  | 0
1928-11-12 | 0 | 0 | 0 | 0 | -12.5669 | -12.5669 | 3574.6765 | 26738.5799 |  | 0
1928-11-13 | 0 | 0 | 0 | 0 | -12.5669 | -12.5669 | 3562.1096 | 26644.5798 |  | 0
1928-11-14 | 0.030833 | 85.1 | 4.0107 | 4.0107 | 68.5224 | 68.5224 | 3630.632 | 27157.1277 |  | 0
1928-11-15 | 0 | 0 | 0 | 0 | -12.5669 | -12.5669 | 3618.0652 | 27063.1276 |  | 0
1928-11-16 | 0.03 | 82.8 | 4.0107 | 4.0107 | 66.2224 | 66.2224 | 3684.2876 | 27558.4715 |  | 0
1928-11-17 | 0 | 0 | 0 | 0 | -12.5669 | -12.5669 | 3671.7208 | 27464.4714 |  | 0
1928-11-18 | 0.0025 | 6.9 | 4.0107 | 4.0107 | -9.6776 | -9.6776 | 3662.0432 | 27392.0833 |  | 0
1928-11-19 | 0.0033333 | 9.2 | 4.0107 | 4.0107 | -7.3776 | -7.3776 | 3654.6657 | 27336.8992 |  | 0
1928-11-20 | 0 | 0 | 0 | 0 | -12.5669 | -12.5669 | 3642.0988 | 27242.899 |  | 0
1928-11-21 | 0 | 0 | 0 | 0 | -12.5669 | -12.5669 | 3629.5319 | 27148.8989 |  | 0
1928-11-22 | 0 | 0 | 0 | 0 | -12.5669 | -12.5669 | 3616.9651 | 27054.8988 |  | 0
1928-11-23 | 0 | 0 | 0 | 0 | -12.5669 | -12.5669 | 3604.3982 | 26960.8987 |  | 0
1928-11-24 | 0 | 0 | 0 | 0 | -12.5669 | -12.5669 | 3591.8314 | 26866.8986 |  | 0
1928-11-25 | 0 | 0 | 0 | 0 | -12.5669 | -12.5669 | 3579.2645 | 26772.8985 |  | 0
1928-11-26 | 0 | 0 | 0 | 0 | -12.5669 | -12.5669 | 3566.6976 | 26678.8984 |  | 0
1928-11-27 | 0.0016667 | 4.6 | 4.0107 | 4.0107 | -11.9776 | -11.9776 | 3554.7201 | 26589.3062 |  | 0
1928-11-28 | 0 | 0 | 0 | 0 | -12.5669 | -12.5669 | 3542.1532 | 26495.3061 |  | 0
1928-11-29 | 0 | 0 | 0 | 0 | -12.5669 | -12.5669 | 3529.5864 | 26401.306 |  | 0
1928-11-30 | 0 | 0 | 0 | 0 | -12.5669 | -12.5669 | 3517.0195 | 26307.3059 |  | 0
1928-12-01 | 0 | 0 | 0 | 0 | -12.5669 | -12.5669 | 3504.4526 | 26213.3058 |  | 0
1928-12-02 | 0 | 0 | 0 | 0 | -12.5669 | -12.5669 | 3491.8858 | 26119.3057 |  | 0
1928-12-03 | 0 | 0 | 0 | 0 | -12.5669 | -12.5669 | 3479.3189 | 26025.3056 |  | 0
1928-12-04 | 0 | 0 | 0 | 0 | -12.5669 | -12.5669 | 3466.7521 | 25931.3055 |  | 0
1928-12-05 | 0 | 0 | 0 | 0 | -12.5669 | -12.5669 | 3454.1852 | 25837.3053 |  | 0
1928-12-06 | 0.00083333 | 2.3 | 4.0107 | 2.3 | -12.5669 | -12.5669 | 3441.6183 | 25743.3052 |  | 0
1928-12-07 | 0 | 0 | 0 | 0 | -12.5669 | -12.5669 | 3429.0515 | 25649.3051 |  | 0
1928-12-08 | 0 | 0 | 0 | 0 | -12.5669 | -12.5669 | 3416.4846 | 25555.305 |  | 0
1928-12-09 | 0 | 0 | 0 | 0 | -12.5669 | -12.5669 | 3403.9178 | 25461.3049 |  | 0
1928-12-10 | 0.0091667 | 25.3 | 4.0107 | 4.0107 | 8.7224 | 8.7224 | 3412.6402 | 25526.5488 |  | 0
1928-12-11 | 0.0083333 | 23 | 4.0107 | 4.0107 | 6.4224 | 6.4224 | 3419.0627 | 25574.5887 |  | 0
1928-12-12 | 0.04 | 110.4 | 4.0107 | 4.0107 | 93.8224 | 93.8224 | 3512.8851 | 26276.3806 |  | 0
1928-12-13 | 0.023333 | 64.4 | 4.0107 | 4.0107 | 47.8224 | 47.8224 | 3560.7075 | 26634.0924 |  | 0
1928-12-14 | 0 | 0 | 0 | 0 | -12.5669 | -12.5669 | 3548.1407 | 26540.0923 |  | 0
1928-12-15 | 0 | 0 | 0 | 0 | -12.5669 | -12.5669 | 3535.5738 | 26446.0922 |  | 0
1928-12-16 | 0.0058333 | 16.1 | 4.0107 | 4.0107 | -0.47756 | -0.47756 | 3535.0963 | 26442.5201 |  | 0
1928-12-17 | 0.00083333 | 2.3 | 4.0107 | 2.3 | -12.5669 | -12.5669 | 3522.5294 | 26348.52 |  | 0
1928-12-18 | 0 | 0 | 0 | 0 | -12.5669 | -12.5669 | 3509.9626 | 26254.5199 |  | 0
1928-12-19 | 0 | 0 | 0 | 0 | -12.5669 | -12.5669 | 3497.3957 | 26160.5198 |  | 0
1928-12-20 | 0 | 0 | 0 | 0 | -12.5669 | -12.5669 | 3484.8288 | 26066.5197 |  | 0
1928-12-21 | 0 | 0 | 0 | 0 | -12.5669 | -12.5669 | 3472.262 | 25972.5195 |  | 0
1928-12-22 | 0 | 0 | 0 | 0 | -12.5669 | -12.5669 | 3459.6951 | 25878.5194 |  | 0
1928-12-23 | 0 | 0 | 0 | 0 | -12.5669 | -12.5669 | 3447.1283 | 25784.5193 |  | 0
1928-12-24 | 0 | 0 | 0 | 0 | -12.5669 | -12.5669 | 3434.5614 | 25690.5192 |  | 0
1928-12-25 | 0 | 0 | 0 | 0 | -12.5669 | -12.5669 | 3421.9945 | 25596.5191 |  | 0
1928-12-26 | 0 | 0 | 0 | 0 | -12.5669 | -12.5669 | 3409.4277 | 25502.519 |  | 0
1928-12-27 | 0 | 0 | 0 | 0 | -12.5669 | -12.5669 | 3396.8608 | 25408.5189 |  | 0
1928-12-28 | 0 | 0 | 0 | 0 | -12.5669 | -12.5669 | 3384.294 | 25314.5188 |  | 0
1928-12-29 | 0 | 0 | 0 | 0 | -12.5669 | -12.5669 | 3371.7271 | 25220.5186 |  | 0
1928-12-30 | 0 | 0 | 0 | 0 | -12.5669 | -12.5669 | 3359.1602 | 25126.5185 |  | 0
1928-12-31 | 0 | 0 | 0 | 0 | -12.5669 | -12.5669 | 3346.5934 | 25032.5184 |  | 0
1929-01-01 | 0 | 0 | 0 | 0 | -12.5669 | -12.5669 | 3334.0265 | 24938.5183 |  | 0
1929-01-02 | 0 | 0 | 0 | 0 | -12.5669 | -12.5669 | 3321.4597 | 24844.5182 |  | 0
1929-01-03 | 0 | 0 | 0 | 0 | -12.5669 | -12.5669 | 3308.8928 | 24750.5181 |  | 0
1929-01-04 | 0.054167 | 149.5 | 4.0107 | 4.0107 | 132.9224 | 132.9224 | 3441.8152 | 25744.778 |  | 0
1929-01-05 | 0 | 0 | 0 | 0 | -12.5669 | -12.5669 | 3429.2484 | 25650.7778 |  | 0
1929-01-06 | 0 | 0 | 0 | 0 | -12.5669 | -12.5669 | 3416.6815 | 25556.7777 |  | 0
1929-01-07 | 0 | 0 | 0 | 0 | -12.5669 | -12.5669 | 3404.1147 | 25462.7776 |  | 0
1929-01-08 | 0 | 0 | 0 | 0 | -12.5669 | -12.5669 | 3391.5478 | 25368.7775 |  | 0
1929-01-09 | 0.0033333 | 9.2 | 4.0107 | 4.0107 | -7.3776 | -7.3776 | 3384.1702 | 25313.5934 |  | 0
1929-01-10 | 0 | 0 | 0 | 0 | -12.5669 | -12.5669 | 3371.6034 | 25219.5933 |  | 0
1929-01-11 | 0 | 0 | 0 | 0 | -12.5669 | -12.5669 | 3359.0365 | 25125.5932 |  | 0
1929-01-12 | 0 | 0 | 0 | 0 | -12.5669 | -12.5669 | 3346.4697 | 25031.5931 |  | 0
1929-01-13 | 0 | 0 | 0 | 0 | -12.5669 | -12.5669 | 3333.9028 | 24937.5929 |  | 0
1929-01-14 | 0 | 0 | 0 | 0 | -12.5669 | -12.5669 | 3321.3359 | 24843.5928 |  | 0
1929-01-15 | 0 | 0 | 0 | 0 | -12.5669 | -12.5669 | 3308.7691 | 24749.5927 |  | 0
1929-01-16 | 0 | 0 | 0 | 0 | -12.5669 | -12.5669 | 3296.2022 | 24655.5926 |  | 0
1929-01-17 | 0 | 0 | 0 | 0 | -12.5669 | -12.5669 | 3283.6354 | 24561.5925 |  | 0
1929-01-18 | 0.0025 | 6.9 | 4.0107 | 4.0107 | -9.6776 | -9.6776 | 3273.9578 | 24489.2044 |  | 0
1929-01-19 | 0 | 0 | 0 | 0 | -12.5669 | -12.5669 | 3261.3909 | 24395.2043 |  | 0
1929-01-20 | 0 | 0 | 0 | 0 | -12.5669 | -12.5669 | 3248.8241 | 24301.2042 |  | 0
1929-01-21 | 0 | 0 | 0 | 0 | -12.5669 | -12.5669 | 3236.2572 | 24207.204 |  | 0
1929-01-22 | 0 | 0 | 0 | 0 | -12.5669 | -12.5669 | 3223.6904 | 24113.2039 |  | 0
1929-01-23 | 0.0025 | 6.9 | 4.0107 | 4.0107 | -9.6776 | -9.6776 | 3214.0128 | 24040.8158 |  | 0
1929-01-24 | 0.056667 | 156.4 | 4.0107 | 4.0107 | 139.8224 | 139.8224 | 3353.8353 | 25086.6877 |  | 0
1929-01-25 | 0 | 0 | 0 | 0 | -12.5669 | -12.5669 | 3341.2684 | 24992.6876 |  | 0
1929-01-26 | 0 | 0 | 0 | 0 | -12.5669 | -12.5669 | 3328.7015 | 24898.6875 |  | 0
1929-01-27 | 0 | 0 | 0 | 0 | -12.5669 | -12.5669 | 3316.1347 | 24804.6874 |  | 0
1929-01-28 | 0 | 0 | 0 | 0 | -12.5669 | -12.5669 | 3303.5678 | 24710.6873 |  | 0
1929-01-29 | 0 | 0 | 0 | 0 | -12.5669 | -12.5669 | 3291.001 | 24616.6871 |  | 0
1929-01-30 | 0 | 0 | 0 | 0 | -12.5669 | -12.5669 | 3278.4341 | 24522.687 |  | 0
1929-01-31 | 0 | 0 | 0 | 0 | -12.5669 | -12.5669 | 3265.8672 | 24428.6869 |  | 0
1929-02-01 | 0.02 | 55.2 | 4.0107 | 4.0107 | 38.6224 | 38.6224 | 3304.4897 | 24717.5828 |  | 0
1929-02-02 | 0.00083333 | 2.3 | 4.0107 | 2.3 | -12.5669 | -12.5669 | 3291.9228 | 24623.5827 |  | 0
1929-02-03 | 0.0016667 | 4.6 | 4.0107 | 4.0107 | -11.9776 | -11.9776 | 3279.9453 | 24533.9906 |  | 0
1929-02-04 | 0 | 0 | 0 | 0 | -12.5669 | -12.5669 | 3267.3784 | 24439.9905 |  | 0
1929-02-05 | 0.0041667 | 11.5 | 4.0107 | 4.0107 | -5.0776 | -5.0776 | 3262.3008 | 24402.0104 |  | 0
1929-02-06 | 0 | 0 | 0 | 0 | -12.5669 | -12.5669 | 3249.734 | 24308.0102 |  | 0
1929-02-07 | 0.016667 | 46 | 4.0107 | 4.0107 | 29.4224 | 29.4224 | 3279.1564 | 24528.0901 |  | 0
1929-02-08 | 0.0058333 | 16.1 | 4.0107 | 4.0107 | -0.47756 | -0.47756 | 3278.6789 | 24524.518 |  | 0
1929-02-09 | 0 | 0 | 0 | 0 | -12.5669 | -12.5669 | 3266.112 | 24430.5179 |  | 0
1929-02-10 | 0 | 0 | 0 | 0 | -12.5669 | -12.5669 | 3253.5452 | 24336.5178 |  | 0
1929-02-11 | 0 | 0 | 0 | 0 | -12.5669 | -12.5669 | 3240.9783 | 24242.5177 |  | 0
1929-02-12 | 0 | 0 | 0 | 0 | -12.5669 | -12.5669 | 3228.4114 | 24148.5176 |  | 0
1929-02-13 | 0 | 0 | 0 | 0 | -12.5669 | -12.5669 | 3215.8446 | 24054.5174 |  | 0
1929-02-14 | 0 | 0 | 0 | 0 | -12.5669 | -12.5669 | 3203.2777 | 23960.5173 |  | 0
1929-02-15 | 0 | 0 | 0 | 0 | -12.5669 | -12.5669 | 3190.7109 | 23866.5172 |  | 0
1929-02-16 | 0 | 0 | 0 | 0 | -12.5669 | -12.5669 | 3178.144 | 23772.5171 |  | 0
1929-02-17 | 0 | 0 | 0 | 0 | -12.5669 | -12.5669 | 3165.5771 | 23678.517 |  | 0
1929-02-18 | 0 | 0 | 0 | 0 | -12.5669 | -12.5669 | 3153.0103 | 23584.5169 |  | 0
1929-02-19 | 0 | 0 | 0 | 0 | -12.5669 | -12.5669 | 3140.4434 | 23490.5168 |  | 0
1929-02-20 | 0.015833 | 43.7 | 4.0107 | 4.0107 | 27.1224 | 27.1224 | 3167.5659 | 23693.3927 |  | 0
1929-02-21 | 0.00083333 | 2.3 | 4.0107 | 2.3 | -12.5669 | -12.5669 | 3154.999 | 23599.3925 |  | 0
1929-02-22 | 0 | 0 | 0 | 0 | -12.5669 | -12.5669 | 3142.4321 | 23505.3924 |  | 0
1929-02-23 | 0 | 0 | 0 | 0 | -12.5669 | -12.5669 | 3129.8653 | 23411.3923 |  | 0
1929-02-24 | 0 | 0 | 0 | 0 | -12.5669 | -12.5669 | 3117.2984 | 23317.3922 |  | 0
1929-02-25 | 0.015 | 41.4 | 4.0107 | 4.0107 | 24.8224 | 24.8224 | 3142.1209 | 23503.0641 |  | 0
1929-02-26 | 0 | 0 | 0 | 0 | -12.5669 | -12.5669 | 3129.554 | 23409.064 |  | 0
1929-02-27 | 0 | 0 | 0 | 0 | -12.5669 | -12.5669 | 3116.9871 | 23315.0639 |  | 0
1929-02-28 | 0 | 0 | 0 | 0 | -12.5669 | -12.5669 | 3104.4203 | 23221.0638 |  | 0
1929-03-01 | 0 | 0 | 0 | 0 | -12.5669 | -12.5669 | 3091.8534 | 23127.0636 |  | 0
1929-03-02 | 0 | 0 | 0 | 0 | -12.5669 | -12.5669 | 3079.2866 | 23033.0635 |  | 0
1929-03-03 | 0 | 0 | 0 | 0 | -12.5669 | -12.5669 | 3066.7197 | 22939.0634 |  | 0
1929-03-04 | 0 | 0 | 0 | 0 | -12.5669 | -12.5669 | 3054.1528 | 22845.0633 |  | 0
1929-03-05 | 0 | 0 | 0 | 0 | -12.5669 | -12.5669 | 3041.586 | 22751.0632 |  | 0
1929-03-06 | 0 | 0 | 0 | 0 | -12.5669 | -12.5669 | 3029.0191 | 22657.0631 |  | 0
1929-03-07 | 0 | 0 | 0 | 0 | -12.5669 | -12.5669 | 3016.4523 | 22563.063 |  | 0
1929-03-08 | 0 | 0 | 0 | 0 | -12.5669 | -12.5669 | 3003.8854 | 22469.0629 |  | 0
1929-03-09 | 0 | 0 | 0 | 0 | -12.5669 | -12.5669 | 2991.3185 | 22375.0627 |  | 0
1929-03-10 | 0 | 0 | 0 | 0 | -12.5669 | -12.5669 | 2978.7517 | 22281.0626 |  | 0
1929-03-11 | 0 | 0 | 0 | 0 | -12.5669 | -12.5669 | 2966.1848 | 22187.0625 |  | 0
1929-03-12 | 0.070833 | 195.5 | 4.0107 | 4.0107 | 178.9224 | 178.9224 | 3145.1073 | 23525.4024 |  | 0
1929-03-13 | 0 | 0 | 0 | 0 | -12.5669 | -12.5669 | 3132.5404 | 23431.4023 |  | 0
1929-03-14 | 0.011667 | 32.2 | 4.0107 | 4.0107 | 15.6224 | 15.6224 | 3148.1629 | 23548.2582 |  | 0
1929-03-15 | 0.0025 | 6.9 | 4.0107 | 4.0107 | -9.6776 | -9.6776 | 3138.4853 | 23475.8701 |  | 0
1929-03-16 | 0 | 0 | 0 | 0 | -12.5669 | -12.5669 | 3125.9184 | 23381.87 |  | 0
1929-03-17 | 0 | 0 | 0 | 0 | -12.5669 | -12.5669 | 3113.3516 | 23287.8698 |  | 0
1929-03-18 | 0 | 0 | 0 | 0 | -12.5669 | -12.5669 | 3100.7847 | 23193.8697 |  | 0
1929-03-19 | 0 | 0 | 0 | 0 | -12.5669 | -12.5669 | 3088.2179 | 23099.8696 |  | 0
1929-03-20 | 0 | 0 | 0 | 0 | -12.5669 | -12.5669 | 3075.651 | 23005.8695 |  | 0
1929-03-21 | 0 | 0 | 0 | 0 | -12.5669 | -12.5669 | 3063.0841 | 22911.8694 |  | 0
1929-03-22 | 0 | 0 | 0 | 0 | -12.5669 | -12.5669 | 3050.5173 | 22817.8693 |  | 0
1929-03-23 | 0 | 0 | 0 | 0 | -12.5669 | -12.5669 | 3037.9504 | 22723.8692 |  | 0
1929-03-24 | 0 | 0 | 0 | 0 | -12.5669 | -12.5669 | 3025.3836 | 22629.8691 |  | 0
1929-03-25 | 0 | 0 | 0 | 0 | -12.5669 | -12.5669 | 3012.8167 | 22535.8689 |  | 0
1929-03-26 | 0 | 0 | 0 | 0 | -12.5669 | -12.5669 | 3000.2498 | 22441.8688 |  | 0
1929-03-27 | 0.0066667 | 18.4 | 4.0107 | 4.0107 | 1.8224 | 1.8224 | 3002.0723 | 22455.5007 |  | 0
1929-03-28 | 0.081667 | 225.4 | 4.0107 | 4.0107 | 208.8224 | 208.8224 | 3210.8947 | 24017.4926 |  | 0
1929-03-29 | 0 | 0 | 0 | 0 | -12.5669 | -12.5669 | 3198.3279 | 23923.4925 |  | 0
1929-03-30 | 0 | 0 | 0 | 0 | -12.5669 | -12.5669 | 3185.761 | 23829.4924 |  | 0
1929-03-31 | 0 | 0 | 0 | 0 | -12.5669 | -12.5669 | 3173.1942 | 23735.4923 |  | 0
1929-04-01 | 0 | 0 | 0 | 0 | -12.5669 | -12.5669 | 3160.6273 | 23641.4921 |  | 0
1929-04-02 | 0 | 0 | 0 | 0 | -12.5669 | -12.5669 | 3148.0604 | 23547.492 |  | 0
1929-04-03 | 0 | 0 | 0 | 0 | -12.5669 | -12.5669 | 3135.4936 | 23453.4919 |  | 0
1929-04-04 | 0 | 0 | 0 | 0 | -12.5669 | -12.5669 | 3122.9267 | 23359.4918 |  | 0
1929-04-05 | 0 | 0 | 0 | 0 | -12.5669 | -12.5669 | 3110.3599 | 23265.4917 |  | 0
1929-04-06 | 0 | 0 | 0 | 0 | -12.5669 | -12.5669 | 3097.793 | 23171.4916 |  | 0
1929-04-07 | 0 | 0 | 0 | 0 | -12.5669 | -12.5669 | 3085.2261 | 23077.4915 |  | 0
1929-04-08 | 0.0025 | 6.9 | 4.0107 | 4.0107 | -9.6776 | -9.6776 | 3075.5486 | 23005.1034 |  | 0
1929-04-09 | 0.00083333 | 2.3 | 4.0107 | 2.3 | -12.5669 | -12.5669 | 3062.9817 | 22911.1032 |  | 0
1929-04-10 | 0 | 0 | 0 | 0 | -12.5669 | -12.5669 | 3050.4149 | 22817.1031 |  | 0
1929-04-11 | 0 | 0 | 0 | 0 | -12.5669 | -12.5669 | 3037.848 | 22723.103 |  | 0
1929-04-12 | 0 | 0 | 0 | 0 | -12.5669 | -12.5669 | 3025.2811 | 22629.1029 |  | 0
1929-04-13 | 0 | 0 | 0 | 0 | -12.5669 | -12.5669 | 3012.7143 | 22535.1028 |  | 0
1929-04-14 | 0 | 0 | 0 | 0 | -12.5669 | -12.5669 | 3000.1474 | 22441.1027 |  | 0
1929-04-15 | 0 | 0 | 0 | 0 | -12.5669 | -12.5669 | 2987.5806 | 22347.1026 |  | 0
1929-04-16 | 0 | 0 | 0 | 0 | -12.5669 | -12.5669 | 2975.0137 | 22253.1025 |  | 0
1929-04-17 | 0 | 0 | 0 | 0 | -12.5669 | -12.5669 | 2962.4468 | 22159.1023 |  | 0
1929-04-18 | 0 | 0 | 0 | 0 | -12.5669 | -12.5669 | 2949.88 | 22065.1022 |  | 0
1929-04-19 | 0 | 0 | 0 | 0 | -12.5669 | -12.5669 | 2937.3131 | 21971.1021 |  | 0
1929-04-20 | 0 | 0 | 0 | 0 | -12.5669 | -12.5669 | 2924.7463 | 21877.102 |  | 0
1929-04-21 | 0 | 0 | 0 | 0 | -12.5669 | -12.5669 | 2912.1794 | 21783.1019 |  | 0
1929-04-22 | 0 | 0 | 0 | 0 | -12.5669 | -12.5669 | 2899.6125 | 21689.1018 |  | 0
1929-04-23 | 0 | 0 | 0 | 0 | -12.5669 | -12.5669 | 2887.0457 | 21595.1017 |  | 0
1929-04-24 | 0.035 | 96.6 | 4.0107 | 4.0107 | 80.0224 | 80.0224 | 2967.0681 | 22193.6696 |  | 0
1929-04-25 | 0 | 0 | 0 | 0 | -12.5669 | -12.5669 | 2954.5013 | 22099.6694 |  | 0
1929-04-26 | 0 | 0 | 0 | 0 | -12.5669 | -12.5669 | 2941.9344 | 22005.6693 |  | 0
1929-04-27 | 0 | 0 | 0 | 0 | -12.5669 | -12.5669 | 2929.3675 | 21911.6692 |  | 0
1929-04-28 | 0 | 0 | 0 | 0 | -12.5669 | -12.5669 | 2916.8007 | 21817.6691 |  | 0
1929-04-29 | 0 | 0 | 0 | 0 | -12.5669 | -12.5669 | 2904.2338 | 21723.669 |  | 0
1929-04-30 | 0 | 0 | 0 | 0 | -12.5669 | -12.5669 | 2891.667 | 21629.6689 |  | 0
1929-05-01 | 0 | 0 | 0 | 0 | -12.5669 | -12.5669 | 2879.1001 | 21535.6688 |  | 0
1929-05-02 | 0 | 0 | 0 | 0 | -12.5669 | -12.5669 | 2866.5332 | 21441.6687 |  | 0
1929-05-03 | 0 | 0 | 0 | 0 | -12.5669 | -12.5669 | 2853.9664 | 21347.6685 |  | 0
1929-05-04 | 0 | 0 | 0 | 0 | -12.5669 | -12.5669 | 2841.3995 | 21253.6684 |  | 0
1929-05-05 | 0 | 0 | 0 | 0 | -12.5669 | -12.5669 | 2828.8327 | 21159.6683 |  | 0
1929-05-06 | 0 | 0 | 0 | 0 | -12.5669 | -12.5669 | 2816.2658 | 21065.6682 |  | 0
1929-05-07 | 0 | 0 | 0 | 0 | -12.5669 | -12.5669 | 2803.6989 | 20971.6681 |  | 0
1929-05-08 | 0 | 0 | 0 | 0 | -12.5669 | -12.5669 | 2791.1321 | 20877.668 |  | 0
1929-05-09 | 0 | 0 | 0 | 0 | -12.5669 | -12.5669 | 2778.5652 | 20783.6679 |  | 0
1929-05-10 | 0 | 0 | 0 | 0 | -12.5669 | -12.5669 | 2765.9984 | 20689.6677 |  | 0
1929-05-11 | 0.015833 | 43.7 | 4.0107 | 4.0107 | 27.1224 | 27.1224 | 2793.1208 | 20892.5436 |  | 0
1929-05-12 | 0.21833 | 602.6 | 4.0107 | 4.0107 | 586.0224 | 586.0224 | 3379.1433 | 25275.9915 |  | 0
1929-05-13 | 0.028333 | 78.2 | 4.0107 | 4.0107 | 61.6224 | 61.6224 | 3440.7657 | 25736.9274 |  | 0
1929-05-14 | 0 | 0 | 0 | 0 | -12.5669 | -12.5669 | 3428.1988 | 25642.9273 |  | 0
1929-05-15 | 0 | 0 | 0 | 0 | -12.5669 | -12.5669 | 3415.632 | 25548.9272 |  | 0
1929-05-16 | 0.0025 | 6.9 | 4.0107 | 4.0107 | -9.6776 | -9.6776 | 3405.9544 | 25476.5391 |  | 0
1929-05-17 | 0.0875 | 241.5 | 4.0107 | 4.0107 | 224.9224 | 224.9224 | 3630.8769 | 27158.959 |  | 0
1929-05-18 | 0.010833 | 29.9 | 4.0107 | 4.0107 | 13.3224 | 13.3224 | 3644.1993 | 27258.6108 |  | 0
1929-05-19 | 0 | 0 | 0 | 0 | -12.5669 | -12.5669 | 3631.6325 | 27164.6107 |  | 0
1929-05-20 | 0 | 0 | 0 | 0 | -12.5669 | -12.5669 | 3619.0656 | 27070.6106 |  | 0
1929-05-21 | 0 | 0 | 0 | 0 | -12.5669 | -12.5669 | 3606.4987 | 26976.6105 |  | 0
1929-05-22 | 0.00083333 | 2.3 | 4.0107 | 2.3 | -12.5669 | -12.5669 | 3593.9319 | 26882.6104 |  | 0
1929-05-23 | 0.00083333 | 2.3 | 4.0107 | 2.3 | -12.5669 | -12.5669 | 3581.365 | 26788.6103 |  | 0
1929-05-24 | 0.048333 | 133.4 | 4.0107 | 4.0107 | 116.8224 | 116.8224 | 3698.1875 | 27662.4422 |  | 0
1929-05-25 | 0 | 0 | 0 | 0 | -12.5669 | -12.5669 | 3685.6206 | 27568.4421 |  | 0
1929-05-26 | 0.071667 | 197.8 | 4.0107 | 4.0107 | 181.2224 | 181.2224 | 3866.843 | 28923.9859 |  | 0
1929-05-27 | 0 | 0 | 0 | 0 | -12.5669 | -12.5669 | 3854.2762 | 28829.9858 |  | 0
1929-05-28 | 0 | 0 | 0 | 0 | -12.5669 | -12.5669 | 3841.7093 | 28735.9857 |  | 0
1929-05-29 | 0 | 0 | 0 | 0 | -12.5669 | -12.5669 | 3829.1425 | 28641.9856 |  | 0
1929-05-30 | 0.12167 | 335.8 | 4.0107 | 4.0107 | 319.2224 | 319.2224 | 3997.8631 | 29904.0163 |  | 137.9349
1929-05-31 | 0.0041667 | 11.5 | 4.0107 | 4.0107 | -5.0776 | -5.0776 | 3992.7856 | 29866.0362 |  | 0
1929-06-01 | 0 | 0 | 0 | 0 | -12.5669 | -12.5669 | 3980.2187 | 29772.0361 |  | 0
1929-06-02 | 0 | 0 | 0 | 0 | -12.5669 | -12.5669 | 3967.6519 | 29678.0359 |  | 0
1929-06-03 | 0 | 0 | 0 | 0 | -12.5669 | -12.5669 | 3955.085 | 29584.0358 |  | 0
1929-06-04 | 0 | 0 | 0 | 0 | -12.5669 | -12.5669 | 3942.5181 | 29490.0357 |  | 0
1929-06-05 | 0.095833 | 264.5 | 4.0107 | 4.0107 | 247.9224 | 247.9224 | 3997.8631 | 29904.0163 |  | 180.0106
1929-06-06 | 0.021667 | 59.8 | 4.0107 | 4.0107 | 43.2224 | 43.2224 | 3997.8631 | 29904.0163 |  | 30.6556
1929-06-07 | 0 | 0 | 0 | 0 | -12.5669 | -12.5669 | 3985.2963 | 29810.0162 |  | 0
1929-06-08 | 0 | 0 | 0 | 0 | -12.5669 | -12.5669 | 3972.7294 | 29716.0161 |  | 0
1929-06-09 | 0 | 0 | 0 | 0 | -12.5669 | -12.5669 | 3960.1626 | 29622.0159 |  | 0
1929-06-10 | 0 | 0 | 0 | 0 | -12.5669 | -12.5669 | 3947.5957 | 29528.0158 |  | 0
1929-06-11 | 0 | 0 | 0 | 0 | -12.5669 | -12.5669 | 3935.0288 | 29434.0157 |  | 0
1929-06-12 | 0.010833 | 29.9 | 4.0107 | 4.0107 | 13.3224 | 13.3224 | 3948.3513 | 29533.6676 |  | 0
1929-06-13 | 0 | 0 | 0 | 0 | -12.5669 | -12.5669 | 3935.7844 | 29439.6675 |  | 0
1929-06-14 | 0 | 0 | 0 | 0 | -12.5669 | -12.5669 | 3923.2176 | 29345.6674 |  | 0
1929-06-15 | 0 | 0 | 0 | 0 | -12.5669 | -12.5669 | 3910.6507 | 29251.6673 |  | 0
1929-06-16 | 0 | 0 | 0 | 0 | -12.5669 | -12.5669 | 3898.0838 | 29157.6672 |  | 0
1929-06-17 | 0 | 0 | 0 | 0 | -12.5669 | -12.5669 | 3885.517 | 29063.667 |  | 0
1929-06-18 | 0 | 0 | 0 | 0 | -12.5669 | -12.5669 | 3872.9501 | 28969.6669 |  | 0
1929-06-19 | 0 | 0 | 0 | 0 | -12.5669 | -12.5669 | 3860.3833 | 28875.6668 |  | 0
1929-06-20 | 0 | 0 | 0 | 0 | -12.5669 | -12.5669 | 3847.8164 | 28781.6667 |  | 0
1929-06-21 | 0 | 0 | 0 | 0 | -12.5669 | -12.5669 | 3835.2495 | 28687.6666 |  | 0
1929-06-22 | 0 | 0 | 0 | 0 | -12.5669 | -12.5669 | 3822.6827 | 28593.6665 |  | 0
1929-06-23 | 0 | 0 | 0 | 0 | -12.5669 | -12.5669 | 3810.1158 | 28499.6664 |  | 0
1929-06-24 | 0 | 0 | 0 | 0 | -12.5669 | -12.5669 | 3797.549 | 28405.6663 |  | 0
1929-06-25 | 0 | 0 | 0 | 0 | -12.5669 | -12.5669 | 3784.9821 | 28311.6661 |  | 0
1929-06-26 | 0 | 0 | 0 | 0 | -12.5669 | -12.5669 | 3772.4152 | 28217.666 |  | 0
1929-06-27 | 0 | 0 | 0 | 0 | -12.5669 | -12.5669 | 3759.8484 | 28123.6659 |  | 0
1929-06-28 | 0 | 0 | 0 | 0 | -12.5669 | -12.5669 | 3747.2815 | 28029.6658 |  | 0
1929-06-29 | 0 | 0 | 0 | 0 | -12.5669 | -12.5669 | 3734.7147 | 27935.6657 |  | 0
1929-06-30 | 0 | 0 | 0 | 0 | -12.5669 | -12.5669 | 3722.1478 | 27841.6656 |  | 0
1929-07-01 | 0 | 0 | 0 | 0 | -12.5669 | -12.5669 | 3709.5809 | 27747.6655 |  | 0
1929-07-02 | 0.074167 | 204.7 | 4.0107 | 4.0107 | 188.1224 | 188.1224 | 3897.7034 | 29154.8214 |  | 0
1929-07-03 | 0 | 0 | 0 | 0 | -12.5669 | -12.5669 | 3885.1365 | 29060.8212 |  | 0
1929-07-04 | 0 | 0 | 0 | 0 | -12.5669 | -12.5669 | 3872.5697 | 28966.8211 |  | 0
1929-07-05 | 0 | 0 | 0 | 0 | -12.5669 | -12.5669 | 3860.0028 | 28872.821 |  | 0
1929-07-06 | 0 | 0 | 0 | 0 | -12.5669 | -12.5669 | 3847.4359 | 28778.8209 |  | 0
1929-07-07 | 0 | 0 | 0 | 0 | -12.5669 | -12.5669 | 3834.8691 | 28684.8208 |  | 0
1929-07-08 | 0 | 0 | 0 | 0 | -12.5669 | -12.5669 | 3822.3022 | 28590.8207 |  | 0
1929-07-09 | 0 | 0 | 0 | 0 | -12.5669 | -12.5669 | 3809.7354 | 28496.8206 |  | 0
1929-07-10 | 0 | 0 | 0 | 0 | -12.5669 | -12.5669 | 3797.1685 | 28402.8205 |  | 0
1929-07-11 | 0 | 0 | 0 | 0 | -12.5669 | -12.5669 | 3784.6016 | 28308.8203 |  | 0
1929-07-12 | 0 | 0 | 0 | 0 | -12.5669 | -12.5669 | 3772.0348 | 28214.8202 |  | 0
1929-07-13 | 0 | 0 | 0 | 0 | -12.5669 | -12.5669 | 3759.4679 | 28120.8201 |  | 0
1929-07-14 | 0 | 0 | 0 | 0 | -12.5669 | -12.5669 | 3746.9011 | 28026.82 |  | 0
1929-07-15 | 0 | 0 | 0 | 0 | -12.5669 | -12.5669 | 3734.3342 | 27932.8199 |  | 0
1929-07-16 | 0 | 0 | 0 | 0 | -12.5669 | -12.5669 | 3721.7673 | 27838.8198 |  | 0
1929-07-17 | 0 | 0 | 0 | 0 | -12.5669 | -12.5669 | 3709.2005 | 27744.8197 |  | 0
1929-07-18 | 0 | 0 | 0 | 0 | -12.5669 | -12.5669 | 3696.6336 | 27650.8195 |  | 0
1929-07-19 | 0.20667 | 570.4 | 4.0107 | 4.0107 | 553.8224 | 553.8224 | 3997.8631 | 29904.0163 |  | 240.0261
1929-07-20 | 0 | 0 | 0 | 0 | -12.5669 | -12.5669 | 3985.2963 | 29810.0162 |  | 0
1929-07-21 | 0 | 0 | 0 | 0 | -12.5669 | -12.5669 | 3972.7294 | 29716.0161 |  | 0
1929-07-22 | 0 | 0 | 0 | 0 | -12.5669 | -12.5669 | 3960.1626 | 29622.0159 |  | 0
1929-07-23 | 0 | 0 | 0 | 0 | -12.5669 | -12.5669 | 3947.5957 | 29528.0158 |  | 0
1929-07-24 | 0 | 0 | 0 | 0 | -12.5669 | -12.5669 | 3935.0288 | 29434.0157 |  | 0
1929-07-25 | 0 | 0 | 0 | 0 | -12.5669 | -12.5669 | 3922.462 | 29340.0156 |  | 0
1929-07-26 | 0 | 0 | 0 | 0 | -12.5669 | -12.5669 | 3909.8951 | 29246.0155 |  | 0
1929-07-27 | 0 | 0 | 0 | 0 | -12.5669 | -12.5669 | 3897.3283 | 29152.0154 |  | 0
1929-07-28 | 0.028333 | 78.2 | 4.0107 | 4.0107 | 61.6224 | 61.6224 | 3958.9507 | 29612.9513 |  | 0
1929-07-29 | 0 | 0 | 0 | 0 | -12.5669 | -12.5669 | 3946.3838 | 29518.9512 |  | 0
1929-07-30 | 0 | 0 | 0 | 0 | -12.5669 | -12.5669 | 3933.817 | 29424.951 |  | 0
1929-07-31 | 0 | 0 | 0 | 0 | -12.5669 | -12.5669 | 3921.2501 | 29330.9509 |  | 0
1929-08-01 | 0 | 0 | 0 | 0 | -12.5669 | -12.5669 | 3908.6833 | 29236.9508 |  | 0
1929-08-02 | 0 | 0 | 0 | 0 | -12.5669 | -12.5669 | 3896.1164 | 29142.9507 |  | 0
1929-08-03 | 0 | 0 | 0 | 0 | -12.5669 | -12.5669 | 3883.5495 | 29048.9506 |  | 0
1929-08-04 | 0 | 0 | 0 | 0 | -12.5669 | -12.5669 | 3870.9827 | 28954.9505 |  | 0
1929-08-05 | 0 | 0 | 0 | 0 | -12.5669 | -12.5669 | 3858.4158 | 28860.9504 |  | 0
1929-08-06 | 0 | 0 | 0 | 0 | -12.5669 | -12.5669 | 3845.849 | 28766.9503 |  | 0
1929-08-07 | 0 | 0 | 0 | 0 | -12.5669 | -12.5669 | 3833.2821 | 28672.9501 |  | 0
1929-08-08 | 0 | 0 | 0 | 0 | -12.5669 | -12.5669 | 3820.7152 | 28578.95 |  | 0
1929-08-09 | 0 | 0 | 0 | 0 | -12.5669 | -12.5669 | 3808.1484 | 28484.9499 |  | 0
1929-08-10 | 0 | 0 | 0 | 0 | -12.5669 | -12.5669 | 3795.5815 | 28390.9498 |  | 0
1929-08-11 | 0 | 0 | 0 | 0 | -12.5669 | -12.5669 | 3783.0147 | 28296.9497 |  | 0
1929-08-12 | 0 | 0 | 0 | 0 | -12.5669 | -12.5669 | 3770.4478 | 28202.9496 |  | 0
1929-08-13 | 0.0875 | 241.5 | 4.0107 | 4.0107 | 224.9224 | 224.9224 | 3995.3702 | 29885.3695 |  | 0
1929-08-14 | 0 | 0 | 0 | 0 | -12.5669 | -12.5669 | 3982.8034 | 29791.3694 |  | 0
1929-08-15 | 0 | 0 | 0 | 0 | -12.5669 | -12.5669 | 3970.2365 | 29697.3692 |  | 0
1929-08-16 | 0 | 0 | 0 | 0 | -12.5669 | -12.5669 | 3957.6697 | 29603.3691 |  | 0
1929-08-17 | 0 | 0 | 0 | 0 | -12.5669 | -12.5669 | 3945.1028 | 29509.369 |  | 0
1929-08-18 | 0 | 0 | 0 | 0 | -12.5669 | -12.5669 | 3932.5359 | 29415.3689 |  | 0
1929-08-19 | 0 | 0 | 0 | 0 | -12.5669 | -12.5669 | 3919.9691 | 29321.3688 |  | 0
1929-08-20 | 0 | 0 | 0 | 0 | -12.5669 | -12.5669 | 3907.4022 | 29227.3687 |  | 0
1929-08-21 | 0 | 0 | 0 | 0 | -12.5669 | -12.5669 | 3894.8354 | 29133.3686 |  | 0
1929-08-22 | 0 | 0 | 0 | 0 | -12.5669 | -12.5669 | 3882.2685 | 29039.3685 |  | 0
1929-08-23 | 0 | 0 | 0 | 0 | -12.5669 | -12.5669 | 3869.7016 | 28945.3683 |  | 0
1929-08-24 | 0 | 0 | 0 | 0 | -12.5669 | -12.5669 | 3857.1348 | 28851.3682 |  | 0
1929-08-25 | 0 | 0 | 0 | 0 | -12.5669 | -12.5669 | 3844.5679 | 28757.3681 |  | 0
1929-08-26 | 0 | 0 | 0 | 0 | -12.5669 | -12.5669 | 3832.0011 | 28663.368 |  | 0
1929-08-27 | 0 | 0 | 0 | 0 | -12.5669 | -12.5669 | 3819.4342 | 28569.3679 |  | 0
1929-08-28 | 0 | 0 | 0 | 0 | -12.5669 | -12.5669 | 3806.8673 | 28475.3678 |  | 0
1929-08-29 | 0 | 0 | 0 | 0 | -12.5669 | -12.5669 | 3794.3005 | 28381.3677 |  | 0
1929-08-30 | 0 | 0 | 0 | 0 | -12.5669 | -12.5669 | 3781.7336 | 28287.3675 |  | 0
1929-08-31 | 0 | 0 | 0 | 0 | -12.5669 | -12.5669 | 3769.1668 | 28193.3674 |  | 0
1929-09-01 | 0 | 0 | 0 | 0 | -12.5669 | -12.5669 | 3756.5999 | 28099.3673 |  | 0
1929-09-02 | 0 | 0 | 0 | 0 | -12.5669 | -12.5669 | 3744.033 | 28005.3672 |  | 0
1929-09-03 | 0 | 0 | 0 | 0 | -12.5669 | -12.5669 | 3731.4662 | 27911.3671 |  | 0
1929-09-04 | 0 | 0 | 0 | 0 | -12.5669 | -12.5669 | 3718.8993 | 27817.367 |  | 0
1929-09-05 | 0.060833 | 167.9 | 4.0107 | 4.0107 | 151.3224 | 151.3224 | 3870.2218 | 28949.2589 |  | 0
1929-09-06 | 0.044167 | 121.9 | 4.0107 | 4.0107 | 105.3224 | 105.3224 | 3975.5442 | 29737.0708 |  | 0
1929-09-07 | 0 | 0 | 0 | 0 | -12.5669 | -12.5669 | 3962.9774 | 29643.0706 |  | 0
1929-09-08 | 0.005 | 13.8 | 4.0107 | 4.0107 | -2.7776 | -2.7776 | 3960.1998 | 29622.2945 |  | 0
1929-09-09 | 0.099167 | 273.7 | 4.0107 | 4.0107 | 257.1224 | 257.1224 | 3997.8631 | 29904.0163 |  | 206.8922
1929-09-10 | 0.074167 | 204.7 | 4.0107 | 4.0107 | 188.1224 | 188.1224 | 3997.8631 | 29904.0163 |  | 175.5556
1929-09-11 | 0 | 0 | 0 | 0 | -12.5669 | -12.5669 | 3985.2963 | 29810.0162 |  | 0
1929-09-12 | 0 | 0 | 0 | 0 | -12.5669 | -12.5669 | 3972.7294 | 29716.0161 |  | 0
1929-09-13 | 0 | 0 | 0 | 0 | -12.5669 | -12.5669 | 3960.1626 | 29622.0159 |  | 0
1929-09-14 | 0 | 0 | 0 | 0 | -12.5669 | -12.5669 | 3947.5957 | 29528.0158 |  | 0
1929-09-15 | 0 | 0 | 0 | 0 | -12.5669 | -12.5669 | 3935.0288 | 29434.0157 |  | 0
1929-09-16 | 0.010833 | 29.9 | 4.0107 | 4.0107 | 13.3224 | 13.3224 | 3948.3513 | 29533.6676 |  | 0
1929-09-17 | 0 | 0 | 0 | 0 | -12.5669 | -12.5669 | 3935.7844 | 29439.6675 |  | 0
1929-09-18 | 0 | 0 | 0 | 0 | -12.5669 | -12.5669 | 3923.2176 | 29345.6674 |  | 0
1929-09-19 | 0 | 0 | 0 | 0 | -12.5669 | -12.5669 | 3910.6507 | 29251.6673 |  | 0
1929-09-20 | 0 | 0 | 0 | 0 | -12.5669 | -12.5669 | 3898.0838 | 29157.6672 |  | 0
1929-09-21 | 0 | 0 | 0 | 0 | -12.5669 | -12.5669 | 3885.517 | 29063.667 |  | 0
1929-09-22 | 0 | 0 | 0 | 0 | -12.5669 | -12.5669 | 3872.9501 | 28969.6669 |  | 0
1929-09-23 | 0 | 0 | 0 | 0 | -12.5669 | -12.5669 | 3860.3833 | 28875.6668 |  | 0
1929-09-24 | 0 | 0 | 0 | 0 | -12.5669 | -12.5669 | 3847.8164 | 28781.6667 |  | 0
1929-09-25 | 0 | 0 | 0 | 0 | -12.5669 | -12.5669 | 3835.2495 | 28687.6666 |  | 0
1929-09-26 | 0 | 0 | 0 | 0 | -12.5669 | -12.5669 | 3822.6827 | 28593.6665 |  | 0
1929-09-27 | 0 | 0 | 0 | 0 | -12.5669 | -12.5669 | 3810.1158 | 28499.6664 |  | 0
1929-09-28 | 0 | 0 | 0 | 0 | -12.5669 | -12.5669 | 3797.549 | 28405.6663 |  | 0
1929-09-29 | 0 | 0 | 0 | 0 | -12.5669 | -12.5669 | 3784.9821 | 28311.6661 |  | 0
1929-09-30 | 0 | 0 | 0 | 0 | -12.5669 | -12.5669 | 3772.4152 | 28217.666 |  | 0
1929-10-01 | 0 | 0 | 0 | 0 | -12.5669 | -12.5669 | 3759.8484 | 28123.6659 |  | 0
1929-10-02 | 0 | 0 | 0 | 0 | -12.5669 | -12.5669 | 3747.2815 | 28029.6658 |  | 0
1929-10-03 | 0 | 0 | 0 | 0 | -12.5669 | -12.5669 | 3734.7147 | 27935.6657 |  | 0
1929-10-04 | 0 | 0 | 0 | 0 | -12.5669 | -12.5669 | 3722.1478 | 27841.6656 |  | 0
1929-10-05 | 0 | 0 | 0 | 0 | -12.5669 | -12.5669 | 3709.5809 | 27747.6655 |  | 0
1929-10-06 | 0 | 0 | 0 | 0 | -12.5669 | -12.5669 | 3697.0141 | 27653.6654 |  | 0
1929-10-07 | 0 | 0 | 0 | 0 | -12.5669 | -12.5669 | 3684.4472 | 27559.6652 |  | 0
1929-10-08 | 0 | 0 | 0 | 0 | -12.5669 | -12.5669 | 3671.8804 | 27465.6651 |  | 0
1929-10-09 | 0 | 0 | 0 | 0 | -12.5669 | -12.5669 | 3659.3135 | 27371.665 |  | 0
1929-10-10 | 0 | 0 | 0 | 0 | -12.5669 | -12.5669 | 3646.7466 | 27277.6649 |  | 0
1929-10-11 | 0 | 0 | 0 | 0 | -12.5669 | -12.5669 | 3634.1798 | 27183.6648 |  | 0
1929-10-12 | 0.035 | 96.6 | 4.0107 | 4.0107 | 80.0224 | 80.0224 | 3714.2022 | 27782.2327 |  | 0
1929-10-13 | 0.039167 | 108.1 | 4.0107 | 4.0107 | 91.5224 | 91.5224 | 3805.7247 | 28466.8206 |  | 0
1929-10-14 | 0 | 0 | 0 | 0 | -12.5669 | -12.5669 | 3793.1578 | 28372.8205 |  | 0
1929-10-15 | 0 | 0 | 0 | 0 | -12.5669 | -12.5669 | 3780.591 | 28278.8203 |  | 0
1929-10-16 | 0 | 0 | 0 | 0 | -12.5669 | -12.5669 | 3768.0241 | 28184.8202 |  | 0
1929-10-17 | 0 | 0 | 0 | 0 | -12.5669 | -12.5669 | 3755.4572 | 28090.8201 |  | 0
1929-10-18 | 0.0025 | 6.9 | 4.0107 | 4.0107 | -9.6776 | -9.6776 | 3745.7797 | 28018.432 |  | 0
1929-10-19 | 0.00083333 | 2.3 | 4.0107 | 2.3 | -12.5669 | -12.5669 | 3733.2128 | 27924.4319 |  | 0
1929-10-20 | 0 | 0 | 0 | 0 | -12.5669 | -12.5669 | 3720.646 | 27830.4318 |  | 0
1929-10-21 | 0 | 0 | 0 | 0 | -12.5669 | -12.5669 | 3708.0791 | 27736.4317 |  | 0
1929-10-22 | 0.0016667 | 4.6 | 4.0107 | 4.0107 | -11.9776 | -11.9776 | 3696.1015 | 27646.8395 |  | 0
1929-10-23 | 0 | 0 | 0 | 0 | -12.5669 | -12.5669 | 3683.5347 | 27552.8394 |  | 0
1929-10-24 | 0 | 0 | 0 | 0 | -12.5669 | -12.5669 | 3670.9678 | 27458.8393 |  | 0
1929-10-25 | 0 | 0 | 0 | 0 | -12.5669 | -12.5669 | 3658.401 | 27364.8392 |  | 0
1929-10-26 | 0 | 0 | 0 | 0 | -12.5669 | -12.5669 | 3645.8341 | 27270.8391 |  | 0
1929-10-27 | 0.06 | 165.6 | 4.0107 | 4.0107 | 149.0224 | 149.0224 | 3794.8565 | 28385.527 |  | 0
1929-10-28 | 0.005 | 13.8 | 4.0107 | 4.0107 | -2.7776 | -2.7776 | 3792.079 | 28364.7509 |  | 0
1929-10-29 | 0 | 0 | 0 | 0 | -12.5669 | -12.5669 | 3779.5121 | 28270.7508 |  | 0
1929-10-30 | 0.0041667 | 11.5 | 4.0107 | 4.0107 | -5.0776 | -5.0776 | 3774.4346 | 28232.7706 |  | 0
1929-10-31 | 0.0016667 | 4.6 | 4.0107 | 4.0107 | -11.9776 | -11.9776 | 3762.457 | 28143.1785 |  | 0
1929-11-01 | 0 | 0 | 0 | 0 | -12.5669 | -12.5669 | 3749.8902 | 28049.1784 |  | 0
1929-11-02 | 0 | 0 | 0 | 0 | -12.5669 | -12.5669 | 3737.3233 | 27955.1783 |  | 0
1929-11-03 | 0 | 0 | 0 | 0 | -12.5669 | -12.5669 | 3724.7564 | 27861.1782 |  | 0
1929-11-04 | 0 | 0 | 0 | 0 | -12.5669 | -12.5669 | 3712.1896 | 27767.1781 |  | 0
1929-11-05 | 0 | 0 | 0 | 0 | -12.5669 | -12.5669 | 3699.6227 | 27673.178 |  | 0
1929-11-06 | 0.035833 | 98.9 | 4.0107 | 4.0107 | 82.3224 | 82.3224 | 3781.9452 | 28288.9499 |  | 0
1929-11-07 | 0 | 0 | 0 | 0 | -12.5669 | -12.5669 | 3769.3783 | 28194.9497 |  | 0
1929-11-08 | 0.0033333 | 9.2 | 4.0107 | 4.0107 | -7.3776 | -7.3776 | 3762.0008 | 28139.7656 |  | 0
1929-11-09 | 0.035833 | 98.9 | 4.0107 | 4.0107 | 82.3224 | 82.3224 | 3844.3232 | 28755.5375 |  | 0
1929-11-10 | 0 | 0 | 0 | 0 | -12.5669 | -12.5669 | 3831.7563 | 28661.5374 |  | 0
1929-11-11 | 0 | 0 | 0 | 0 | -12.5669 | -12.5669 | 3819.1895 | 28567.5373 |  | 0
1929-11-12 | 0 | 0 | 0 | 0 | -12.5669 | -12.5669 | 3806.6226 | 28473.5372 |  | 0
1929-11-13 | 0 | 0 | 0 | 0 | -12.5669 | -12.5669 | 3794.0558 | 28379.5371 |  | 0
1929-11-14 | 0 | 0 | 0 | 0 | -12.5669 | -12.5669 | 3781.4889 | 28285.537 |  | 0
1929-11-15 | 0 | 0 | 0 | 0 | -12.5669 | -12.5669 | 3768.922 | 28191.5368 |  | 0
1929-11-16 | 0.0041667 | 11.5 | 4.0107 | 4.0107 | -5.0776 | -5.0776 | 3763.8445 | 28153.5567 |  | 0
1929-11-17 | 0 | 0 | 0 | 0 | -12.5669 | -12.5669 | 3751.2776 | 28059.5566 |  | 0
1929-11-18 | 0 | 0 | 0 | 0 | -12.5669 | -12.5669 | 3738.7108 | 27965.5565 |  | 0
1929-11-19 | 0 | 0 | 0 | 0 | -12.5669 | -12.5669 | 3726.1439 | 27871.5564 |  | 0
1929-11-20 | 0 | 0 | 0 | 0 | -12.5669 | -12.5669 | 3713.577 | 27777.5563 |  | 0
1929-11-21 | 0.010833 | 29.9 | 4.0107 | 4.0107 | 13.3224 | 13.3224 | 3726.8995 | 27877.2082 |  | 0
1929-11-22 | 0.00083333 | 2.3 | 4.0107 | 2.3 | -12.5669 | -12.5669 | 3714.3326 | 27783.2081 |  | 0
1929-11-23 | 0 | 0 | 0 | 0 | -12.5669 | -12.5669 | 3701.7658 | 27689.2079 |  | 0
1929-11-24 | 0 | 0 | 0 | 0 | -12.5669 | -12.5669 | 3689.1989 | 27595.2078 |  | 0
1929-11-25 | 0 | 0 | 0 | 0 | -12.5669 | -12.5669 | 3676.632 | 27501.2077 |  | 0
1929-11-26 | 0 | 0 | 0 | 0 | -12.5669 | -12.5669 | 3664.0652 | 27407.2076 |  | 0
1929-11-27 | 0 | 0 | 0 | 0 | -12.5669 | -12.5669 | 3651.4983 | 27313.2075 |  | 0
1929-11-28 | 0 | 0 | 0 | 0 | -12.5669 | -12.5669 | 3638.9315 | 27219.2074 |  | 0
1929-11-29 | 0 | 0 | 0 | 0 | -12.5669 | -12.5669 | 3626.3646 | 27125.2073 |  | 0
1929-11-30 | 0 | 0 | 0 | 0 | -12.5669 | -12.5669 | 3613.7977 | 27031.2072 |  | 0
1929-12-01 | 0 | 0 | 0 | 0 | -12.5669 | -12.5669 | 3601.2309 | 26937.207 |  | 0
1929-12-02 | 0 | 0 | 0 | 0 | -12.5669 | -12.5669 | 3588.664 | 26843.2069 |  | 0
1929-12-03 | 0 | 0 | 0 | 0 | -12.5669 | -12.5669 | 3576.0972 | 26749.2068 |  | 0
1929-12-04 | 0 | 0 | 0 | 0 | -12.5669 | -12.5669 | 3563.5303 | 26655.2067 |  | 0
1929-12-05 | 0 | 0 | 0 | 0 | -12.5669 | -12.5669 | 3550.9634 | 26561.2066 |  | 0
1929-12-06 | 0 | 0 | 0 | 0 | -12.5669 | -12.5669 | 3538.3966 | 26467.2065 |  | 0
1929-12-07 | 0 | 0 | 0 | 0 | -12.5669 | -12.5669 | 3525.8297 | 26373.2064 |  | 0
1929-12-08 | 0 | 0 | 0 | 0 | -12.5669 | -12.5669 | 3513.2629 | 26279.2062 |  | 0
1929-12-09 | 0 | 0 | 0 | 0 | -12.5669 | -12.5669 | 3500.696 | 26185.2061 |  | 0
1929-12-10 | 0 | 0 | 0 | 0 | -12.5669 | -12.5669 | 3488.1291 | 26091.206 |  | 0
1929-12-11 | 0 | 0 | 0 | 0 | -12.5669 | -12.5669 | 3475.5623 | 25997.2059 |  | 0
1929-12-12 | 0 | 0 | 0 | 0 | -12.5669 | -12.5669 | 3462.9954 | 25903.2058 |  | 0
1929-12-13 | 0 | 0 | 0 | 0 | -12.5669 | -12.5669 | 3450.4286 | 25809.2057 |  | 0
1929-12-14 | 0.013333 | 36.8 | 4.0107 | 4.0107 | 20.2224 | 20.2224 | 3470.651 | 25960.4696 |  | 0
1929-12-15 | 0 | 0 | 0 | 0 | -12.5669 | -12.5669 | 3458.0842 | 25866.4695 |  | 0
1929-12-16 | 0.00083333 | 2.3 | 4.0107 | 2.3 | -12.5669 | -12.5669 | 3445.5173 | 25772.4693 |  | 0
1929-12-17 | 0 | 0 | 0 | 0 | -12.5669 | -12.5669 | 3432.9504 | 25678.4692 |  | 0
1929-12-18 | 0 | 0 | 0 | 0 | -12.5669 | -12.5669 | 3420.3836 | 25584.4691 |  | 0
1929-12-19 | 0 | 0 | 0 | 0 | -12.5669 | -12.5669 | 3407.8167 | 25490.469 |  | 0
1929-12-20 | 0.00083333 | 2.3 | 4.0107 | 2.3 | -12.5669 | -12.5669 | 3395.2499 | 25396.4689 |  | 0
1929-12-21 | 0 | 0 | 0 | 0 | -12.5669 | -12.5669 | 3382.683 | 25302.4688 |  | 0
1929-12-22 | 0 | 0 | 0 | 0 | -12.5669 | -12.5669 | 3370.1161 | 25208.4687 |  | 0
1929-12-23 | 0 | 0 | 0 | 0 | -12.5669 | -12.5669 | 3357.5493 | 25114.4686 |  | 0
1929-12-24 | 0 | 0 | 0 | 0 | -12.5669 | -12.5669 | 3344.9824 | 25020.4684 |  | 0
1929-12-25 | 0 | 0 | 0 | 0 | -12.5669 | -12.5669 | 3332.4156 | 24926.4683 |  | 0
1929-12-26 | 0 | 0 | 0 | 0 | -12.5669 | -12.5669 | 3319.8487 | 24832.4682 |  | 0
1929-12-27 | 0 | 0 | 0 | 0 | -12.5669 | -12.5669 | 3307.2818 | 24738.4681 |  | 0
1929-12-28 | 0 | 0 | 0 | 0 | -12.5669 | -12.5669 | 3294.715 | 24644.468 |  | 0
1929-12-29 | 0 | 0 | 0 | 0 | -12.5669 | -12.5669 | 3282.1481 | 24550.4679 |  | 0
1929-12-30 | 0 | 0 | 0 | 0 | -12.5669 | -12.5669 | 3269.5813 | 24456.4678 |  | 0
1929-12-31 | 0 | 0 | 0 | 0 | -12.5669 | -12.5669 | 3257.0144 | 24362.4677 |  | 0
1930-01-01 | 0 | 0 | 0 | 0 | -12.5669 | -12.5669 | 3244.4475 | 24268.4675 |  | 0
1930-01-02 | 0 | 0 | 0 | 0 | -12.5669 | -12.5669 | 3231.8807 | 24174.4674 |  | 0
1930-01-03 | 0 | 0 | 0 | 0 | -12.5669 | -12.5669 | 3219.3138 | 24080.4673 |  | 0
1930-01-04 | 0 | 0 | 0 | 0 | -12.5669 | -12.5669 | 3206.747 | 23986.4672 |  | 0
1930-01-05 | 0 | 0 | 0 | 0 | -12.5669 | -12.5669 | 3194.1801 | 23892.4671 |  | 0
1930-01-06 | 0 | 0 | 0 | 0 | -12.5669 | -12.5669 | 3181.6132 | 23798.467 |  | 0
1930-01-07 | 0 | 0 | 0 | 0 | -12.5669 | -12.5669 | 3169.0464 | 23704.4669 |  | 0
1930-01-08 | 0.033333 | 92 | 4.0107 | 4.0107 | 75.4224 | 75.4224 | 3244.4688 | 24268.6268 |  | 0
1930-01-09 | 0.039167 | 108.1 | 4.0107 | 4.0107 | 91.5224 | 91.5224 | 3335.9913 | 24953.2146 |  | 0
1930-01-10 | 0 | 0 | 0 | 0 | -12.5669 | -12.5669 | 3323.4244 | 24859.2145 |  | 0
1930-01-11 | 0 | 0 | 0 | 0 | -12.5669 | -12.5669 | 3310.8575 | 24765.2144 |  | 0
1930-01-12 | 0.0058333 | 16.1 | 4.0107 | 4.0107 | -0.47756 | -0.47756 | 3310.38 | 24761.6423 |  | 0
1930-01-13 | 0.00083333 | 2.3 | 4.0107 | 2.3 | -12.5669 | -12.5669 | 3297.8131 | 24667.6422 |  | 0
1930-01-14 | 0 | 0 | 0 | 0 | -12.5669 | -12.5669 | 3285.2463 | 24573.6421 |  | 0
1930-01-15 | 0 | 0 | 0 | 0 | -12.5669 | -12.5669 | 3272.6794 | 24479.642 |  | 0
1930-01-16 | 0 | 0 | 0 | 0 | -12.5669 | -12.5669 | 3260.1125 | 24385.6418 |  | 0
1930-01-17 | 0.025 | 69 | 4.0107 | 4.0107 | 52.4224 | 52.4224 | 3312.535 | 24777.7617 |  | 0
1930-01-18 | 0 | 0 | 0 | 0 | -12.5669 | -12.5669 | 3299.9681 | 24683.7616 |  | 0
1930-01-19 | 0 | 0 | 0 | 0 | -12.5669 | -12.5669 | 3287.4013 | 24589.7615 |  | 0
1930-01-20 | 0.0125 | 34.5 | 4.0107 | 4.0107 | 17.9224 | 17.9224 | 3305.3237 | 24723.8214 |  | 0
1930-01-21 | 0.0083333 | 23 | 4.0107 | 4.0107 | 6.4224 | 6.4224 | 3311.7462 | 24771.8613 |  | 0
1930-01-22 | 0 | 0 | 0 | 0 | -12.5669 | -12.5669 | 3299.1793 | 24677.8612 |  | 0
1930-01-23 | 0 | 0 | 0 | 0 | -12.5669 | -12.5669 | 3286.6124 | 24583.8611 |  | 0
1930-01-24 | 0 | 0 | 0 | 0 | -12.5669 | -12.5669 | 3274.0456 | 24489.8609 |  | 0
1930-01-25 | 0 | 0 | 0 | 0 | -12.5669 | -12.5669 | 3261.4787 | 24395.8608 |  | 0
1930-01-26 | 0 | 0 | 0 | 0 | -12.5669 | -12.5669 | 3248.9119 | 24301.8607 |  | 0
1930-01-27 | 0 | 0 | 0 | 0 | -12.5669 | -12.5669 | 3236.345 | 24207.8606 |  | 0
1930-01-28 | 0.018333 | 50.6 | 4.0107 | 4.0107 | 34.0224 | 34.0224 | 3270.3674 | 24462.3485 |  | 0
1930-01-29 | 0.0083333 | 23 | 4.0107 | 4.0107 | 6.4224 | 6.4224 | 3276.7899 | 24510.3884 |  | 0
1930-01-30 | 0 | 0 | 0 | 0 | -12.5669 | -12.5669 | 3264.223 | 24416.3883 |  | 0
1930-01-31 | 0 | 0 | 0 | 0 | -12.5669 | -12.5669 | 3251.6562 | 24322.3882 |  | 0
1930-02-01 | 0 | 0 | 0 | 0 | -12.5669 | -12.5669 | 3239.0893 | 24228.388 |  | 0
1930-02-02 | 0 | 0 | 0 | 0 | -12.5669 | -12.5669 | 3226.5225 | 24134.3879 |  | 0
1930-02-03 | 0.0041667 | 11.5 | 4.0107 | 4.0107 | -5.0776 | -5.0776 | 3221.4449 | 24096.4078 |  | 0
1930-02-04 | 0.010833 | 29.9 | 4.0107 | 4.0107 | 13.3224 | 13.3224 | 3234.7673 | 24196.0597 |  | 0
1930-02-05 | 0 | 0 | 0 | 0 | -12.5669 | -12.5669 | 3222.2005 | 24102.0596 |  | 0
1930-02-06 | 0 | 0 | 0 | 0 | -12.5669 | -12.5669 | 3209.6336 | 24008.0595 |  | 0
1930-02-07 | 0 | 0 | 0 | 0 | -12.5669 | -12.5669 | 3197.0668 | 23914.0594 |  | 0
1930-02-08 | 0 | 0 | 0 | 0 | -12.5669 | -12.5669 | 3184.4999 | 23820.0593 |  | 0
1930-02-09 | 0 | 0 | 0 | 0 | -12.5669 | -12.5669 | 3171.933 | 23726.0591 |  | 0
1930-02-10 | 0 | 0 | 0 | 0 | -12.5669 | -12.5669 | 3159.3662 | 23632.059 |  | 0
1930-02-11 | 0 | 0 | 0 | 0 | -12.5669 | -12.5669 | 3146.7993 | 23538.0589 |  | 0
1930-02-12 | 0 | 0 | 0 | 0 | -12.5669 | -12.5669 | 3134.2325 | 23444.0588 |  | 0
1930-02-13 | 0 | 0 | 0 | 0 | -12.5669 | -12.5669 | 3121.6656 | 23350.0587 |  | 0
1930-02-14 | 0 | 0 | 0 | 0 | -12.5669 | -12.5669 | 3109.0987 | 23256.0586 |  | 0
1930-02-15 | 0 | 0 | 0 | 0 | -12.5669 | -12.5669 | 3096.5319 | 23162.0585 |  | 0
1930-02-16 | 0 | 0 | 0 | 0 | -12.5669 | -12.5669 | 3083.965 | 23068.0584 |  | 0
1930-02-17 | 0 | 0 | 0 | 0 | -12.5669 | -12.5669 | 3071.3982 | 22974.0582 |  | 0
1930-02-18 | 0 | 0 | 0 | 0 | -12.5669 | -12.5669 | 3058.8313 | 22880.0581 |  | 0
1930-02-19 | 0 | 0 | 0 | 0 | -12.5669 | -12.5669 | 3046.2644 | 22786.058 |  | 0
1930-02-20 | 0 | 0 | 0 | 0 | -12.5669 | -12.5669 | 3033.6976 | 22692.0579 |  | 0
1930-02-21 | 0 | 0 | 0 | 0 | -12.5669 | -12.5669 | 3021.1307 | 22598.0578 |  | 0
1930-02-22 | 0.06 | 165.6 | 4.0107 | 4.0107 | 149.0224 | 149.0224 | 3170.1532 | 23712.7457 |  | 0
1930-02-23 | 0 | 0 | 0 | 0 | -12.5669 | -12.5669 | 3157.5863 | 23618.7456 |  | 0
1930-02-24 | 0 | 0 | 0 | 0 | -12.5669 | -12.5669 | 3145.0194 | 23524.7454 |  | 0
1930-02-25 | 0.015833 | 43.7 | 4.0107 | 4.0107 | 27.1224 | 27.1224 | 3172.1419 | 23727.6213 |  | 0
1930-02-26 | 0 | 0 | 0 | 0 | -12.5669 | -12.5669 | 3159.575 | 23633.6212 |  | 0
1930-02-27 | 0 | 0 | 0 | 0 | -12.5669 | -12.5669 | 3147.0082 | 23539.6211 |  | 0
1930-02-28 | 0 | 0 | 0 | 0 | -12.5669 | -12.5669 | 3134.4413 | 23445.621 |  | 0
1930-03-01 | 0 | 0 | 0 | 0 | -12.5669 | -12.5669 | 3121.8744 | 23351.6209 |  | 0
1930-03-02 | 0 | 0 | 0 | 0 | -12.5669 | -12.5669 | 3109.3076 | 23257.6208 |  | 0
1930-03-03 | 0 | 0 | 0 | 0 | -12.5669 | -12.5669 | 3096.7407 | 23163.6207 |  | 0
1930-03-04 | 0 | 0 | 0 | 0 | -12.5669 | -12.5669 | 3084.1739 | 23069.6205 |  | 0
1930-03-05 | 0 | 0 | 0 | 0 | -12.5669 | -12.5669 | 3071.607 | 22975.6204 |  | 0
1930-03-06 | 0 | 0 | 0 | 0 | -12.5669 | -12.5669 | 3059.0401 | 22881.6203 |  | 0
1930-03-07 | 0 | 0 | 0 | 0 | -12.5669 | -12.5669 | 3046.4733 | 22787.6202 |  | 0
1930-03-08 | 0 | 0 | 0 | 0 | -12.5669 | -12.5669 | 3033.9064 | 22693.6201 |  | 0
1930-03-09 | 0 | 0 | 0 | 0 | -12.5669 | -12.5669 | 3021.3396 | 22599.62 |  | 0
1930-03-10 | 0 | 0 | 0 | 0 | -12.5669 | -12.5669 | 3008.7727 | 22505.6199 |  | 0
1930-03-11 | 0 | 0 | 0 | 0 | -12.5669 | -12.5669 | 2996.2058 | 22411.6198 |  | 0
1930-03-12 | 0 | 0 | 0 | 0 | -12.5669 | -12.5669 | 2983.639 | 22317.6196 |  | 0
1930-03-13 | 0 | 0 | 0 | 0 | -12.5669 | -12.5669 | 2971.0721 | 22223.6195 |  | 0
1930-03-14 | 0 | 0 | 0 | 0 | -12.5669 | -12.5669 | 2958.5053 | 22129.6194 |  | 0
1930-03-15 | 0.08 | 220.8 | 4.0107 | 4.0107 | 204.2224 | 204.2224 | 3162.7277 | 23657.2033 |  | 0
1930-03-16 | 0 | 0 | 0 | 0 | -12.5669 | -12.5669 | 3150.1609 | 23563.2032 |  | 0
1930-03-17 | 0 | 0 | 0 | 0 | -12.5669 | -12.5669 | 3137.594 | 23469.2031 |  | 0
1930-03-18 | 0.015 | 41.4 | 4.0107 | 4.0107 | 24.8224 | 24.8224 | 3162.4164 | 23654.875 |  | 0
1930-03-19 | 0 | 0 | 0 | 0 | -12.5669 | -12.5669 | 3149.8496 | 23560.8749 |  | 0
1930-03-20 | 0 | 0 | 0 | 0 | -12.5669 | -12.5669 | 3137.2827 | 23466.8747 |  | 0
1930-03-21 | 0.0016667 | 4.6 | 4.0107 | 4.0107 | -11.9776 | -11.9776 | 3125.3052 | 23377.2826 |  | 0
1930-03-22 | 0 | 0 | 0 | 0 | -12.5669 | -12.5669 | 3112.7383 | 23283.2825 |  | 0
1930-03-23 | 0 | 0 | 0 | 0 | -12.5669 | -12.5669 | 3100.1714 | 23189.2824 |  | 0
1930-03-24 | 0.010833 | 29.9 | 4.0107 | 4.0107 | 13.3224 | 13.3224 | 3113.4939 | 23288.9343 |  | 0
1930-03-25 | 0 | 0 | 0 | 0 | -12.5669 | -12.5669 | 3100.927 | 23194.9342 |  | 0
1930-03-26 | 0 | 0 | 0 | 0 | -12.5669 | -12.5669 | 3088.3602 | 23100.9341 |  | 0
1930-03-27 | 0.015 | 41.4 | 4.0107 | 4.0107 | 24.8224 | 24.8224 | 3113.1826 | 23286.606 |  | 0
1930-03-28 | 0 | 0 | 0 | 0 | -12.5669 | -12.5669 | 3100.6158 | 23192.6058 |  | 0
1930-03-29 | 0 | 0 | 0 | 0 | -12.5669 | -12.5669 | 3088.0489 | 23098.6057 |  | 0
1930-03-30 | 0 | 0 | 0 | 0 | -12.5669 | -12.5669 | 3075.482 | 23004.6056 |  | 0
1930-03-31 | 0 | 0 | 0 | 0 | -12.5669 | -12.5669 | 3062.9152 | 22910.6055 |  | 0
1930-04-01 | 0 | 0 | 0 | 0 | -12.5669 | -12.5669 | 3050.3483 | 22816.6054 |  | 0
1930-04-02 | 0 | 0 | 0 | 0 | -12.5669 | -12.5669 | 3037.7815 | 22722.6053 |  | 0
1930-04-03 | 0 | 0 | 0 | 0 | -12.5669 | -12.5669 | 3025.2146 | 22628.6052 |  | 0
1930-04-04 | 0 | 0 | 0 | 0 | -12.5669 | -12.5669 | 3012.6477 | 22534.6051 |  | 0
1930-04-05 | 0 | 0 | 0 | 0 | -12.5669 | -12.5669 | 3000.0809 | 22440.6049 |  | 0
1930-04-06 | 0 | 0 | 0 | 0 | -12.5669 | -12.5669 | 2987.514 | 22346.6048 |  | 0
1930-04-07 | 0 | 0 | 0 | 0 | -12.5669 | -12.5669 | 2974.9472 | 22252.6047 |  | 0
1930-04-08 | 0 | 0 | 0 | 0 | -12.5669 | -12.5669 | 2962.3803 | 22158.6046 |  | 0
1930-04-09 | 0 | 0 | 0 | 0 | -12.5669 | -12.5669 | 2949.8134 | 22064.6045 |  | 0
1930-04-10 | 0 | 0 | 0 | 0 | -12.5669 | -12.5669 | 2937.2466 | 21970.6044 |  | 0
1930-04-11 | 0 | 0 | 0 | 0 | -12.5669 | -12.5669 | 2924.6797 | 21876.6043 |  | 0
1930-04-12 | 0 | 0 | 0 | 0 | -12.5669 | -12.5669 | 2912.1129 | 21782.6041 |  | 0
1930-04-13 | 0 | 0 | 0 | 0 | -12.5669 | -12.5669 | 2899.546 | 21688.604 |  | 0
1930-04-14 | 0 | 0 | 0 | 0 | -12.5669 | -12.5669 | 2886.9791 | 21594.6039 |  | 0
1930-04-15 | 0 | 0 | 0 | 0 | -12.5669 | -12.5669 | 2874.4123 | 21500.6038 |  | 0
1930-04-16 | 0 | 0 | 0 | 0 | -12.5669 | -12.5669 | 2861.8454 | 21406.6037 |  | 0
1930-04-17 | 0 | 0 | 0 | 0 | -12.5669 | -12.5669 | 2849.2786 | 21312.6036 |  | 0
1930-04-18 | 0 | 0 | 0 | 0 | -12.5669 | -12.5669 | 2836.7117 | 21218.6035 |  | 0
1930-04-19 | 0.00083333 | 2.3 | 4.0107 | 2.3 | -12.5669 | -12.5669 | 2824.1448 | 21124.6034 |  | 0
1930-04-20 | 0 | 0 | 0 | 0 | -12.5669 | -12.5669 | 2811.578 | 21030.6032 |  | 0
1930-04-21 | 0 | 0 | 0 | 0 | -12.5669 | -12.5669 | 2799.0111 | 20936.6031 |  | 0
1930-04-22 | 0 | 0 | 0 | 0 | -12.5669 | -12.5669 | 2786.4443 | 20842.603 |  | 0
1930-04-23 | 0 | 0 | 0 | 0 | -12.5669 | -12.5669 | 2773.8774 | 20748.6029 |  | 0
1930-04-24 | 0 | 0 | 0 | 0 | -12.5669 | -12.5669 | 2761.3105 | 20654.6028 |  | 0
1930-04-25 | 0.0033333 | 9.2 | 4.0107 | 4.0107 | -7.3776 | -7.3776 | 2753.933 | 20599.4187 |  | 0
1930-04-26 | 0 | 0 | 0 | 0 | -12.5669 | -12.5669 | 2741.3661 | 20505.4186 |  | 0
1930-04-27 | 0 | 0 | 0 | 0 | -12.5669 | -12.5669 | 2728.7993 | 20411.4185 |  | 0
1930-04-28 | 0.045 | 124.2 | 4.0107 | 4.0107 | 107.6224 | 107.6224 | 2836.4217 | 21216.4343 |  | 0
1930-04-29 | 0.059167 | 163.3 | 4.0107 | 4.0107 | 146.7224 | 146.7224 | 2983.1441 | 22313.9182 |  | 0
1930-04-30 | 0 | 0 | 0 | 0 | -12.5669 | -12.5669 | 2970.5773 | 22219.9181 |  | 0
1930-05-01 | 0 | 0 | 0 | 0 | -12.5669 | -12.5669 | 2958.0104 | 22125.918 |  | 0
1930-05-02 | 0.023333 | 64.4 | 4.0107 | 4.0107 | 47.8224 | 47.8224 | 3005.8329 | 22483.6299 |  | 0
1930-05-03 | 0.0175 | 48.3 | 4.0107 | 4.0107 | 31.7224 | 31.7224 | 3037.5553 | 22720.9138 |  | 0
1930-05-04 | 0.0016667 | 4.6 | 4.0107 | 4.0107 | -11.9776 | -11.9776 | 3025.5778 | 22631.3217 |  | 0
1930-05-05 | 0 | 0 | 0 | 0 | -12.5669 | -12.5669 | 3013.0109 | 22537.3216 |  | 0
1930-05-06 | 0.021667 | 59.8 | 4.0107 | 4.0107 | 43.2224 | 43.2224 | 3056.2333 | 22860.6254 |  | 0
1930-05-07 | 0.00083333 | 2.3 | 4.0107 | 2.3 | -12.5669 | -12.5669 | 3043.6665 | 22766.6253 |  | 0
1930-05-08 | 0 | 0 | 0 | 0 | -12.5669 | -12.5669 | 3031.0996 | 22672.6252 |  | 0
1930-05-09 | 0 | 0 | 0 | 0 | -12.5669 | -12.5669 | 3018.5328 | 22578.6251 |  | 0
1930-05-10 | 0.051667 | 142.6 | 4.0107 | 4.0107 | 126.0224 | 126.0224 | 3144.5552 | 23521.273 |  | 0
1930-05-11 | 0 | 0 | 0 | 0 | -12.5669 | -12.5669 | 3131.9884 | 23427.2729 |  | 0
1930-05-12 | 0 | 0 | 0 | 0 | -12.5669 | -12.5669 | 3119.4215 | 23333.2728 |  | 0
1930-05-13 | 0.046667 | 128.8 | 4.0107 | 4.0107 | 112.2224 | 112.2224 | 3231.6439 | 24172.6967 |  | 0
1930-05-14 | 0.0033333 | 9.2 | 4.0107 | 4.0107 | -7.3776 | -7.3776 | 3224.2664 | 24117.5125 |  | 0
1930-05-15 | 0 | 0 | 0 | 0 | -12.5669 | -12.5669 | 3211.6995 | 24023.5124 |  | 0
1930-05-16 | 0.055 | 151.8 | 4.0107 | 4.0107 | 135.2224 | 135.2224 | 3346.922 | 25034.9763 |  | 0
1930-05-17 | 0.018333 | 50.6 | 4.0107 | 4.0107 | 34.0224 | 34.0224 | 3380.9444 | 25289.4642 |  | 0
1930-05-18 | 0.0083333 | 23 | 4.0107 | 4.0107 | 6.4224 | 6.4224 | 3387.3669 | 25337.5041 |  | 0
1930-05-19 | 0 | 0 | 0 | 0 | -12.5669 | -12.5669 | 3374.8 | 25243.504 |  | 0
1930-05-20 | 0 | 0 | 0 | 0 | -12.5669 | -12.5669 | 3362.2331 | 25149.5039 |  | 0
1930-05-21 | 0 | 0 | 0 | 0 | -12.5669 | -12.5669 | 3349.6663 | 25055.5037 |  | 0
1930-05-22 | 0 | 0 | 0 | 0 | -12.5669 | -12.5669 | 3337.0994 | 24961.5036 |  | 0
1930-05-23 | 0.005 | 13.8 | 4.0107 | 4.0107 | -2.7776 | -2.7776 | 3334.3219 | 24940.7275 |  | 0
1930-05-24 | 0 | 0 | 0 | 0 | -12.5669 | -12.5669 | 3321.755 | 24846.7274 |  | 0
1930-05-25 | 0 | 0 | 0 | 0 | -12.5669 | -12.5669 | 3309.1881 | 24752.7273 |  | 0
1930-05-26 | 0 | 0 | 0 | 0 | -12.5669 | -12.5669 | 3296.6213 | 24658.7272 |  | 0
1930-05-27 | 0 | 0 | 0 | 0 | -12.5669 | -12.5669 | 3284.0544 | 24564.7271 |  | 0
1930-05-28 | 0 | 0 | 0 | 0 | -12.5669 | -12.5669 | 3271.4876 | 24470.727 |  | 0
1930-05-29 | 0 | 0 | 0 | 0 | -12.5669 | -12.5669 | 3258.9207 | 24376.7268 |  | 0
1930-05-30 | 0 | 0 | 0 | 0 | -12.5669 | -12.5669 | 3246.3538 | 24282.7267 |  | 0
1930-05-31 | 0 | 0 | 0 | 0 | -12.5669 | -12.5669 | 3233.787 | 24188.7266 |  | 0
1930-06-01 | 0 | 0 | 0 | 0 | -12.5669 | -12.5669 | 3221.2201 | 24094.7265 |  | 0
1930-06-02 | 0 | 0 | 0 | 0 | -12.5669 | -12.5669 | 3208.6533 | 24000.7264 |  | 0
1930-06-03 | 0 | 0 | 0 | 0 | -12.5669 | -12.5669 | 3196.0864 | 23906.7263 |  | 0
1930-06-04 | 0 | 0 | 0 | 0 | -12.5669 | -12.5669 | 3183.5195 | 23812.7262 |  | 0
1930-06-05 | 0.019167 | 52.9 | 4.0107 | 4.0107 | 36.3224 | 36.3224 | 3219.842 | 24084.4181 |  | 0
1930-06-06 | 0 | 0 | 0 | 0 | -12.5669 | -12.5669 | 3207.2751 | 23990.4179 |  | 0
1930-06-07 | 0 | 0 | 0 | 0 | -12.5669 | -12.5669 | 3194.7083 | 23896.4178 |  | 0
1930-06-08 | 0 | 0 | 0 | 0 | -12.5669 | -12.5669 | 3182.1414 | 23802.4177 |  | 0
1930-06-09 | 0 | 0 | 0 | 0 | -12.5669 | -12.5669 | 3169.5745 | 23708.4176 |  | 0
1930-06-10 | 0.035833 | 98.9 | 4.0107 | 4.0107 | 82.3224 | 82.3224 | 3251.897 | 24324.1895 |  | 0
1930-06-11 | 0 | 0 | 0 | 0 | -12.5669 | -12.5669 | 3239.3301 | 24230.1894 |  | 0
1930-06-12 | 0 | 0 | 0 | 0 | -12.5669 | -12.5669 | 3226.7633 | 24136.1893 |  | 0
1930-06-13 | 0.0016667 | 4.6 | 4.0107 | 4.0107 | -11.9776 | -11.9776 | 3214.7857 | 24046.5972 |  | 0
1930-06-14 | 0.185 | 510.6 | 4.0107 | 4.0107 | 494.0224 | 494.0224 | 3708.8082 | 27741.885 |  | 0
1930-06-15 | 0.098333 | 271.4 | 4.0107 | 4.0107 | 254.8224 | 254.8224 | 3963.6306 | 29647.9569 |  | 0
1930-06-16 | 0 | 0 | 0 | 0 | -12.5669 | -12.5669 | 3951.0637 | 29553.9568 |  | 0
1930-06-17 | 0 | 0 | 0 | 0 | -12.5669 | -12.5669 | 3938.4969 | 29459.9567 |  | 0
1930-06-18 | 0 | 0 | 0 | 0 | -12.5669 | -12.5669 | 3925.93 | 29365.9566 |  | 0
1930-06-19 | 0 | 0 | 0 | 0 | -12.5669 | -12.5669 | 3913.3632 | 29271.9565 |  | 0
1930-06-20 | 0 | 0 | 0 | 0 | -12.5669 | -12.5669 | 3900.7963 | 29177.9564 |  | 0
1930-06-21 | 0 | 0 | 0 | 0 | -12.5669 | -12.5669 | 3888.2294 | 29083.9563 |  | 0
1930-06-22 | 0 | 0 | 0 | 0 | -12.5669 | -12.5669 | 3875.6626 | 28989.9561 |  | 0
1930-06-23 | 0 | 0 | 0 | 0 | -12.5669 | -12.5669 | 3863.0957 | 28895.956 |  | 0
1930-06-24 | 0 | 0 | 0 | 0 | -12.5669 | -12.5669 | 3850.5289 | 28801.9559 |  | 0
1930-06-25 | 0 | 0 | 0 | 0 | -12.5669 | -12.5669 | 3837.962 | 28707.9558 |  | 0
1930-06-26 | 0 | 0 | 0 | 0 | -12.5669 | -12.5669 | 3825.3951 | 28613.9557 |  | 0
1930-06-27 | 0 | 0 | 0 | 0 | -12.5669 | -12.5669 | 3812.8283 | 28519.9556 |  | 0
1930-06-28 | 0 | 0 | 0 | 0 | -12.5669 | -12.5669 | 3800.2614 | 28425.9555 |  | 0
1930-06-29 | 0 | 0 | 0 | 0 | -12.5669 | -12.5669 | 3787.6946 | 28331.9553 |  | 0
1930-06-30 | 0 | 0 | 0 | 0 | -12.5669 | -12.5669 | 3775.1277 | 28237.9552 |  | 0
1930-07-01 | 0.0075 | 20.7 | 4.0107 | 4.0107 | 4.1224 | 4.1224 | 3779.2502 | 28268.7911 |  | 0
1930-07-02 | 0 | 0 | 0 | 0 | -12.5669 | -12.5669 | 3766.6833 | 28174.791 |  | 0
1930-07-03 | 0 | 0 | 0 | 0 | -12.5669 | -12.5669 | 3754.1164 | 28080.7909 |  | 0
1930-07-04 | 0 | 0 | 0 | 0 | -12.5669 | -12.5669 | 3741.5496 | 27986.7908 |  | 0
1930-07-05 | 0 | 0 | 0 | 0 | -12.5669 | -12.5669 | 3728.9827 | 27892.7907 |  | 0
1930-07-06 | 0 | 0 | 0 | 0 | -12.5669 | -12.5669 | 3716.4159 | 27798.7906 |  | 0
1930-07-07 | 0.0275 | 75.9 | 4.0107 | 4.0107 | 59.3224 | 59.3224 | 3775.7383 | 28242.5224 |  | 0
1930-07-08 | 0 | 0 | 0 | 0 | -12.5669 | -12.5669 | 3763.1714 | 28148.5223 |  | 0
1930-07-09 | 0 | 0 | 0 | 0 | -12.5669 | -12.5669 | 3750.6046 | 28054.5222 |  | 0
1930-07-10 | 0 | 0 | 0 | 0 | -12.5669 | -12.5669 | 3738.0377 | 27960.5221 |  | 0
1930-07-11 | 0 | 0 | 0 | 0 | -12.5669 | -12.5669 | 3725.4709 | 27866.522 |  | 0
1930-07-12 | 0 | 0 | 0 | 0 | -12.5669 | -12.5669 | 3712.904 | 27772.5219 |  | 0
1930-07-13 | 0 | 0 | 0 | 0 | -12.5669 | -12.5669 | 3700.3371 | 27678.5218 |  | 0
1930-07-14 | 0 | 0 | 0 | 0 | -12.5669 | -12.5669 | 3687.7703 | 27584.5217 |  | 0
1930-07-15 | 0 | 0 | 0 | 0 | -12.5669 | -12.5669 | 3675.2034 | 27490.5215 |  | 0
1930-07-16 | 0 | 0 | 0 | 0 | -12.5669 | -12.5669 | 3662.6366 | 27396.5214 |  | 0
1930-07-17 | 0 | 0 | 0 | 0 | -12.5669 | -12.5669 | 3650.0697 | 27302.5213 |  | 0
1930-07-18 | 0 | 0 | 0 | 0 | -12.5669 | -12.5669 | 3637.5028 | 27208.5212 |  | 0
1930-07-19 | 0 | 0 | 0 | 0 | -12.5669 | -12.5669 | 3624.936 | 27114.5211 |  | 0
1930-07-20 | 0 | 0 | 0 | 0 | -12.5669 | -12.5669 | 3612.3691 | 27020.521 |  | 0
1930-07-21 | 0 | 0 | 0 | 0 | -12.5669 | -12.5669 | 3599.8023 | 26926.5209 |  | 0
1930-07-22 | 0 | 0 | 0 | 0 | -12.5669 | -12.5669 | 3587.2354 | 26832.5208 |  | 0
1930-07-23 | 0 | 0 | 0 | 0 | -12.5669 | -12.5669 | 3574.6685 | 26738.5206 |  | 0
1930-07-24 | 0 | 0 | 0 | 0 | -12.5669 | -12.5669 | 3562.1017 | 26644.5205 |  | 0
1930-07-25 | 0 | 0 | 0 | 0 | -12.5669 | -12.5669 | 3549.5348 | 26550.5204 |  | 0
1930-07-26 | 0 | 0 | 0 | 0 | -12.5669 | -12.5669 | 3536.968 | 26456.5203 |  | 0
1930-07-27 | 0 | 0 | 0 | 0 | -12.5669 | -12.5669 | 3524.4011 | 26362.5202 |  | 0
1930-07-28 | 0 | 0 | 0 | 0 | -12.5669 | -12.5669 | 3511.8342 | 26268.5201 |  | 0
1930-07-29 | 0 | 0 | 0 | 0 | -12.5669 | -12.5669 | 3499.2674 | 26174.52 |  | 0
1930-07-30 | 0 | 0 | 0 | 0 | -12.5669 | -12.5669 | 3486.7005 | 26080.5199 |  | 0
1930-07-31 | 0 | 0 | 0 | 0 | -12.5669 | -12.5669 | 3474.1337 | 25986.5197 |  | 0
1930-08-01 | 0 | 0 | 0 | 0 | -12.5669 | -12.5669 | 3461.5668 | 25892.5196 |  | 0
1930-08-02 | 0 | 0 | 0 | 0 | -12.5669 | -12.5669 | 3448.9999 | 25798.5195 |  | 0
1930-08-03 | 0 | 0 | 0 | 0 | -12.5669 | -12.5669 | 3436.4331 | 25704.5194 |  | 0
1930-08-04 | 0 | 0 | 0 | 0 | -12.5669 | -12.5669 | 3423.8662 | 25610.5193 |  | 0
1930-08-05 | 0.011667 | 32.2 | 4.0107 | 4.0107 | 15.6224 | 15.6224 | 3439.4887 | 25727.3752 |  | 0
1930-08-06 | 0 | 0 | 0 | 0 | -12.5669 | -12.5669 | 3426.9218 | 25633.3751 |  | 0
1930-08-07 | 0 | 0 | 0 | 0 | -12.5669 | -12.5669 | 3414.3549 | 25539.375 |  | 0
1930-08-08 | 0 | 0 | 0 | 0 | -12.5669 | -12.5669 | 3401.7881 | 25445.3748 |  | 0
1930-08-09 | 0 | 0 | 0 | 0 | -12.5669 | -12.5669 | 3389.2212 | 25351.3747 |  | 0
1930-08-10 | 0 | 0 | 0 | 0 | -12.5669 | -12.5669 | 3376.6544 | 25257.3746 |  | 0
1930-08-11 | 0 | 0 | 0 | 0 | -12.5669 | -12.5669 | 3364.0875 | 25163.3745 |  | 0
1930-08-12 | 0 | 0 | 0 | 0 | -12.5669 | -12.5669 | 3351.5206 | 25069.3744 |  | 0
1930-08-13 | 0 | 0 | 0 | 0 | -12.5669 | -12.5669 | 3338.9538 | 24975.3743 |  | 0
1930-08-14 | 0 | 0 | 0 | 0 | -12.5669 | -12.5669 | 3326.3869 | 24881.3742 |  | 0
1930-08-15 | 0 | 0 | 0 | 0 | -12.5669 | -12.5669 | 3313.8201 | 24787.374 |  | 0
1930-08-16 | 0 | 0 | 0 | 0 | -12.5669 | -12.5669 | 3301.2532 | 24693.3739 |  | 0
1930-08-17 | 0.034167 | 94.3 | 4.0107 | 4.0107 | 77.7224 | 77.7224 | 3378.9756 | 25274.7378 |  | 0
1930-08-18 | 0.021667 | 59.8 | 4.0107 | 4.0107 | 43.2224 | 43.2224 | 3422.1981 | 25598.0417 |  | 0
1930-08-19 | 0 | 0 | 0 | 0 | -12.5669 | -12.5669 | 3409.6312 | 25504.0416 |  | 0
1930-08-20 | 0.00083333 | 2.3 | 4.0107 | 2.3 | -12.5669 | -12.5669 | 3397.0644 | 25410.0415 |  | 0
1930-08-21 | 0 | 0 | 0 | 0 | -12.5669 | -12.5669 | 3384.4975 | 25316.0414 |  | 0
1930-08-22 | 0 | 0 | 0 | 0 | -12.5669 | -12.5669 | 3371.9306 | 25222.0413 |  | 0
1930-08-23 | 0.025833 | 71.3 | 4.0107 | 4.0107 | 54.7224 | 54.7224 | 3426.6531 | 25631.3651 |  | 0
1930-08-24 | 0.0175 | 48.3 | 4.0107 | 4.0107 | 31.7224 | 31.7224 | 3458.3755 | 25868.649 |  | 0
1930-08-25 | 0.00083333 | 2.3 | 4.0107 | 2.3 | -12.5669 | -12.5669 | 3445.8087 | 25774.6489 |  | 0
1930-08-26 | 0 | 0 | 0 | 0 | -12.5669 | -12.5669 | 3433.2418 | 25680.6488 |  | 0
1930-08-27 | 0 | 0 | 0 | 0 | -12.5669 | -12.5669 | 3420.675 | 25586.6487 |  | 0
1930-08-28 | 0 | 0 | 0 | 0 | -12.5669 | -12.5669 | 3408.1081 | 25492.6486 |  | 0
1930-08-29 | 0 | 0 | 0 | 0 | -12.5669 | -12.5669 | 3395.5412 | 25398.6485 |  | 0
1930-08-30 | 0 | 0 | 0 | 0 | -12.5669 | -12.5669 | 3382.9744 | 25304.6484 |  | 0
1930-08-31 | 0 | 0 | 0 | 0 | -12.5669 | -12.5669 | 3370.4075 | 25210.6482 |  | 0
1930-09-01 | 0 | 0 | 0 | 0 | -12.5669 | -12.5669 | 3357.8407 | 25116.6481 |  | 0
1930-09-02 | 0 | 0 | 0 | 0 | -12.5669 | -12.5669 | 3345.2738 | 25022.648 |  | 0
1930-09-03 | 0.015 | 41.4 | 4.0107 | 4.0107 | 24.8224 | 24.8224 | 3370.0962 | 25208.3199 |  | 0
1930-09-04 | 0 | 0 | 0 | 0 | -12.5669 | -12.5669 | 3357.5294 | 25114.3198 |  | 0
1930-09-05 | 0 | 0 | 0 | 0 | -12.5669 | -12.5669 | 3344.9625 | 25020.3197 |  | 0
1930-09-06 | 0 | 0 | 0 | 0 | -12.5669 | -12.5669 | 3332.3957 | 24926.3196 |  | 0
1930-09-07 | 0 | 0 | 0 | 0 | -12.5669 | -12.5669 | 3319.8288 | 24832.3195 |  | 0
1930-09-08 | 0 | 0 | 0 | 0 | -12.5669 | -12.5669 | 3307.2619 | 24738.3193 |  | 0
1930-09-09 | 0.029167 | 80.5 | 4.0107 | 4.0107 | 63.9224 | 63.9224 | 3371.1844 | 25216.4592 |  | 0
1930-09-10 | 0 | 0 | 0 | 0 | -12.5669 | -12.5669 | 3358.6175 | 25122.4591 |  | 0
1930-09-11 | 0 | 0 | 0 | 0 | -12.5669 | -12.5669 | 3346.0507 | 25028.459 |  | 0
1930-09-12 | 0 | 0 | 0 | 0 | -12.5669 | -12.5669 | 3333.4838 | 24934.4589 |  | 0
1930-09-13 | 0.005 | 13.8 | 4.0107 | 4.0107 | -2.7776 | -2.7776 | 3330.7063 | 24913.6828 |  | 0
1930-09-14 | 0.0016667 | 4.6 | 4.0107 | 4.0107 | -11.9776 | -11.9776 | 3318.7287 | 24824.0907 |  | 0
1930-09-15 | 0 | 0 | 0 | 0 | -12.5669 | -12.5669 | 3306.1618 | 24730.0906 |  | 0
1930-09-16 | 0 | 0 | 0 | 0 | -12.5669 | -12.5669 | 3293.595 | 24636.0904 |  | 0
1930-09-17 | 0 | 0 | 0 | 0 | -12.5669 | -12.5669 | 3281.0281 | 24542.0903 |  | 0
1930-09-18 | 0 | 0 | 0 | 0 | -12.5669 | -12.5669 | 3268.4613 | 24448.0902 |  | 0
1930-09-19 | 0 | 0 | 0 | 0 | -12.5669 | -12.5669 | 3255.8944 | 24354.0901 |  | 0
1930-09-20 | 0 | 0 | 0 | 0 | -12.5669 | -12.5669 | 3243.3275 | 24260.09 |  | 0
1930-09-21 | 0 | 0 | 0 | 0 | -12.5669 | -12.5669 | 3230.7607 | 24166.0899 |  | 0
1930-09-22 | 0 | 0 | 0 | 0 | -12.5669 | -12.5669 | 3218.1938 | 24072.0898 |  | 0
1930-09-23 | 0 | 0 | 0 | 0 | -12.5669 | -12.5669 | 3205.627 | 23978.0896 |  | 0
1930-09-24 | 0 | 0 | 0 | 0 | -12.5669 | -12.5669 | 3193.0601 | 23884.0895 |  | 0
1930-09-25 | 0 | 0 | 0 | 0 | -12.5669 | -12.5669 | 3180.4932 | 23790.0894 |  | 0
1930-09-26 | 0 | 0 | 0 | 0 | -12.5669 | -12.5669 | 3167.9264 | 23696.0893 |  | 0
1930-09-27 | 0 | 0 | 0 | 0 | -12.5669 | -12.5669 | 3155.3595 | 23602.0892 |  | 0
1930-09-28 | 0.034167 | 94.3 | 4.0107 | 4.0107 | 77.7224 | 77.7224 | 3233.082 | 24183.4531 |  | 0
1930-09-29 | 0 | 0 | 0 | 0 | -12.5669 | -12.5669 | 3220.5151 | 24089.453 |  | 0
1930-09-30 | 0 | 0 | 0 | 0 | -12.5669 | -12.5669 | 3207.9482 | 23995.4529 |  | 0
1930-10-01 | 0 | 0 | 0 | 0 | -12.5669 | -12.5669 | 3195.3814 | 23901.4527 |  | 0
1930-10-02 | 0 | 0 | 0 | 0 | -12.5669 | -12.5669 | 3182.8145 | 23807.4526 |  | 0
1930-10-03 | 0 | 0 | 0 | 0 | -12.5669 | -12.5669 | 3170.2477 | 23713.4525 |  | 0
1930-10-04 | 0.1475 | 407.1 | 4.0107 | 4.0107 | 390.5224 | 390.5224 | 3560.7701 | 26634.5604 |  | 0
1930-10-05 | 0.16583 | 457.7 | 4.0107 | 4.0107 | 441.1224 | 441.1224 | 4001.8926 | 29934.1563 |  | 0
1930-10-06 | 0.19667 | 542.8 | 4.0107 | 4.0107 | 526.2224 | 526.2224 | 3997.8631 | 29904.0163 |  | 517.685
1930-10-07 | 0.00083333 | 2.3 | 4.0107 | 2.3 | -12.5669 | -12.5669 | 3985.2963 | 29810.0162 |  | 0
1930-10-08 | 0 | 0 | 0 | 0 | -12.5669 | -12.5669 | 3972.7294 | 29716.0161 |  | 0
1930-10-09 | 0 | 0 | 0 | 0 | -12.5669 | -12.5669 | 3960.1626 | 29622.0159 |  | 0
1930-10-10 | 0 | 0 | 0 | 0 | -12.5669 | -12.5669 | 3947.5957 | 29528.0158 |  | 0
1930-10-11 | 0 | 0 | 0 | 0 | -12.5669 | -12.5669 | 3935.0288 | 29434.0157 |  | 0
1930-10-12 | 0.2075 | 572.7 | 4.0107 | 4.0107 | 556.1224 | 556.1224 | 3997.8631 | 29904.0163 |  | 480.7213
1930-10-13 | 0.0016667 | 4.6 | 4.0107 | 4.0107 | -11.9776 | -11.9776 | 3985.8856 | 29814.4242 |  | 0
1930-10-14 | 0.011667 | 32.2 | 4.0107 | 4.0107 | 15.6224 | 15.6224 | 4001.508 | 29931.2801 |  | 0
1930-10-15 | 0 | 0 | 0 | 0 | -12.5669 | -12.5669 | 3988.9412 | 29837.2799 |  | 0
1930-10-16 | 0 | 0 | 0 | 0 | -12.5669 | -12.5669 | 3976.3743 | 29743.2798 |  | 0
1930-10-17 | 0 | 0 | 0 | 0 | -12.5669 | -12.5669 | 3963.8074 | 29649.2797 |  | 0
1930-10-18 | 0 | 0 | 0 | 0 | -12.5669 | -12.5669 | 3951.2406 | 29555.2796 |  | 0
1930-10-19 | 0.010833 | 29.9 | 4.0107 | 4.0107 | 13.3224 | 13.3224 | 3964.563 | 29654.9315 |  | 0
1930-10-20 | 0 | 0 | 0 | 0 | -12.5669 | -12.5669 | 3951.9962 | 29560.9314 |  | 0
1930-10-21 | 0 | 0 | 0 | 0 | -12.5669 | -12.5669 | 3939.4293 | 29466.9313 |  | 0
1930-10-22 | 0 | 0 | 0 | 0 | -12.5669 | -12.5669 | 3926.8625 | 29372.9312 |  | 0
1930-10-23 | 0.045833 | 126.5 | 4.0107 | 4.0107 | 109.9224 | 109.9224 | 3997.8631 | 29904.0163 |  | 26.3549
1930-10-24 | 0 | 0 | 0 | 0 | -12.5669 | -12.5669 | 3985.2963 | 29810.0162 |  | 0
1930-10-25 | 0 | 0 | 0 | 0 | -12.5669 | -12.5669 | 3972.7294 | 29716.0161 |  | 0
1930-10-26 | 0 | 0 | 0 | 0 | -12.5669 | -12.5669 | 3960.1626 | 29622.0159 |  | 0
1930-10-27 | 0.0275 | 75.9 | 4.0107 | 4.0107 | 59.3224 | 59.3224 | 3997.8631 | 29904.0163 |  | 9.055
1930-10-28 | 0 | 0 | 0 | 0 | -12.5669 | -12.5669 | 3985.2963 | 29810.0162 |  | 0
1930-10-29 | 0 | 0 | 0 | 0 | -12.5669 | -12.5669 | 3972.7294 | 29716.0161 |  | 0
1930-10-30 | 0 | 0 | 0 | 0 | -12.5669 | -12.5669 | 3960.1626 | 29622.0159 |  | 0
1930-10-31 | 0 | 0 | 0 | 0 | -12.5669 | -12.5669 | 3947.5957 | 29528.0158 |  | 0
1930-11-01 | 0 | 0 | 0 | 0 | -12.5669 | -12.5669 | 3935.0288 | 29434.0157 |  | 0
1930-11-02 | 0 | 0 | 0 | 0 | -12.5669 | -12.5669 | 3922.462 | 29340.0156 |  | 0
1930-11-03 | 0 | 0 | 0 | 0 | -12.5669 | -12.5669 | 3909.8951 | 29246.0155 |  | 0
1930-11-04 | 0 | 0 | 0 | 0 | -12.5669 | -12.5669 | 3897.3283 | 29152.0154 |  | 0
1930-11-05 | 0 | 0 | 0 | 0 | -12.5669 | -12.5669 | 3884.7614 | 29058.0153 |  | 0
1930-11-06 | 0 | 0 | 0 | 0 | -12.5669 | -12.5669 | 3872.1945 | 28964.0152 |  | 0
1930-11-07 | 0 | 0 | 0 | 0 | -12.5669 | -12.5669 | 3859.6277 | 28870.015 |  | 0
1930-11-08 | 0 | 0 | 0 | 0 | -12.5669 | -12.5669 | 3847.0608 | 28776.0149 |  | 0
1930-11-09 | 0 | 0 | 0 | 0 | -12.5669 | -12.5669 | 3834.494 | 28682.0148 |  | 0
1930-11-10 | 0 | 0 | 0 | 0 | -12.5669 | -12.5669 | 3821.9271 | 28588.0147 |  | 0
1930-11-11 | 0.0058333 | 16.1 | 4.0107 | 4.0107 | -0.47756 | -0.47756 | 3821.4495 | 28584.4426 |  | 0
1930-11-12 | 0 | 0 | 0 | 0 | -12.5669 | -12.5669 | 3808.8827 | 28490.4425 |  | 0
1930-11-13 | 0 | 0 | 0 | 0 | -12.5669 | -12.5669 | 3796.3158 | 28396.4424 |  | 0
1930-11-14 | 0 | 0 | 0 | 0 | -12.5669 | -12.5669 | 3783.749 | 28302.4423 |  | 0
1930-11-15 | 0.050833 | 140.3 | 4.0107 | 4.0107 | 123.7224 | 123.7224 | 3907.4714 | 29227.8861 |  | 0
1930-11-16 | 0 | 0 | 0 | 0 | -12.5669 | -12.5669 | 3894.9045 | 29133.886 |  | 0
1930-11-17 | 0 | 0 | 0 | 0 | -12.5669 | -12.5669 | 3882.3377 | 29039.8859 |  | 0
1930-11-18 | 0 | 0 | 0 | 0 | -12.5669 | -12.5669 | 3869.7708 | 28945.8858 |  | 0
1930-11-19 | 0.02 | 55.2 | 4.0107 | 4.0107 | 38.6224 | 38.6224 | 3908.3933 | 29234.7817 |  | 0
1930-11-20 | 0.0033333 | 9.2 | 4.0107 | 4.0107 | -7.3776 | -7.3776 | 3901.0157 | 29179.5976 |  | 0
1930-11-21 | 0 | 0 | 0 | 0 | -12.5669 | -12.5669 | 3888.4489 | 29085.5975 |  | 0
1930-11-22 | 0 | 0 | 0 | 0 | -12.5669 | -12.5669 | 3875.882 | 28991.5974 |  | 0
1930-11-23 | 0 | 0 | 0 | 0 | -12.5669 | -12.5669 | 3863.3151 | 28897.5972 |  | 0
1930-11-24 | 0 | 0 | 0 | 0 | -12.5669 | -12.5669 | 3850.7483 | 28803.5971 |  | 0
1930-11-25 | 0 | 0 | 0 | 0 | -12.5669 | -12.5669 | 3838.1814 | 28709.597 |  | 0
1930-11-26 | 0 | 0 | 0 | 0 | -12.5669 | -12.5669 | 3825.6146 | 28615.5969 |  | 0
1930-11-27 | 0 | 0 | 0 | 0 | -12.5669 | -12.5669 | 3813.0477 | 28521.5968 |  | 0
1930-11-28 | 0 | 0 | 0 | 0 | -12.5669 | -12.5669 | 3800.4808 | 28427.5967 |  | 0
1930-11-29 | 0.043333 | 119.6 | 4.0107 | 4.0107 | 103.0224 | 103.0224 | 3903.5033 | 29198.2046 |  | 0
1930-11-30 | 0 | 0 | 0 | 0 | -12.5669 | -12.5669 | 3890.9364 | 29104.2045 |  | 0
1930-12-01 | 0 | 0 | 0 | 0 | -12.5669 | -12.5669 | 3878.3696 | 29010.2043 |  | 0
1930-12-02 | 0 | 0 | 0 | 0 | -12.5669 | -12.5669 | 3865.8027 | 28916.2042 |  | 0
1930-12-03 | 0.0025 | 6.9 | 4.0107 | 4.0107 | -9.6776 | -9.6776 | 3856.1251 | 28843.8161 |  | 0
1930-12-04 | 0.16667 | 460 | 4.0107 | 4.0107 | 443.4224 | 443.4224 | 3997.8631 | 29904.0163 |  | 289.1176
1930-12-05 | 0.023333 | 64.4 | 4.0107 | 4.0107 | 47.8224 | 47.8224 | 3997.8631 | 29904.0163 |  | 35.2556
1930-12-06 | 0 | 0 | 0 | 0 | -12.5669 | -12.5669 | 3985.2963 | 29810.0162 |  | 0
1930-12-07 | 0 | 0 | 0 | 0 | -12.5669 | -12.5669 | 3972.7294 | 29716.0161 |  | 0
1930-12-08 | 0 | 0 | 0 | 0 | -12.5669 | -12.5669 | 3960.1626 | 29622.0159 |  | 0
1930-12-09 | 0 | 0 | 0 | 0 | -12.5669 | -12.5669 | 3947.5957 | 29528.0158 |  | 0
1930-12-10 | 0 | 0 | 0 | 0 | -12.5669 | -12.5669 | 3935.0288 | 29434.0157 |  | 0
1930-12-11 | 0 | 0 | 0 | 0 | -12.5669 | -12.5669 | 3922.462 | 29340.0156 |  | 0
1930-12-12 | 0 | 0 | 0 | 0 | -12.5669 | -12.5669 | 3909.8951 | 29246.0155 |  | 0
1930-12-13 | 0 | 0 | 0 | 0 | -12.5669 | -12.5669 | 3897.3283 | 29152.0154 |  | 0
1930-12-14 | 0 | 0 | 0 | 0 | -12.5669 | -12.5669 | 3884.7614 | 29058.0153 |  | 0
1930-12-15 | 0 | 0 | 0 | 0 | -12.5669 | -12.5669 | 3872.1945 | 28964.0152 |  | 0
1930-12-16 | 0 | 0 | 0 | 0 | -12.5669 | -12.5669 | 3859.6277 | 28870.015 |  | 0
1930-12-17 | 0 | 0 | 0 | 0 | -12.5669 | -12.5669 | 3847.0608 | 28776.0149 |  | 0
1930-12-18 | 0 | 0 | 0 | 0 | -12.5669 | -12.5669 | 3834.494 | 28682.0148 |  | 0
1930-12-19 | 0 | 0 | 0 | 0 | -12.5669 | -12.5669 | 3821.9271 | 28588.0147 |  | 0
1930-12-20 | 0 | 0 | 0 | 0 | -12.5669 | -12.5669 | 3809.3602 | 28494.0146 |  | 0
1930-12-21 | 0.0016667 | 4.6 | 4.0107 | 4.0107 | -11.9776 | -11.9776 | 3797.3827 | 28404.4225 |  | 0
1930-12-22 | 0 | 0 | 0 | 0 | -12.5669 | -12.5669 | 3784.8158 | 28310.4224 |  | 0
1930-12-23 | 0 | 0 | 0 | 0 | -12.5669 | -12.5669 | 3772.249 | 28216.4223 |  | 0
1930-12-24 | 0 | 0 | 0 | 0 | -12.5669 | -12.5669 | 3759.6821 | 28122.4221 |  | 0
1930-12-25 | 0 | 0 | 0 | 0 | -12.5669 | -12.5669 | 3747.1152 | 28028.422 |  | 0
1930-12-26 | 0 | 0 | 0 | 0 | -12.5669 | -12.5669 | 3734.5484 | 27934.4219 |  | 0
1930-12-27 | 0.00083333 | 2.3 | 4.0107 | 2.3 | -12.5669 | -12.5669 | 3721.9815 | 27840.4218 |  | 0
1930-12-28 | 0 | 0 | 0 | 0 | -12.5669 | -12.5669 | 3709.4147 | 27746.4217 |  | 0
1930-12-29 | 0 | 0 | 0 | 0 | -12.5669 | -12.5669 | 3696.8478 | 27652.4216 |  | 0
1930-12-30 | 0 | 0 | 0 | 0 | -12.5669 | -12.5669 | 3684.2809 | 27558.4215 |  | 0
1930-12-31 | 0 | 0 | 0 | 0 | -12.5669 | -12.5669 | 3671.7141 | 27464.4214 |  | 0
1931-01-01 | 0 | 0 | 0 | 0 | -12.5669 | -12.5669 | 3659.1472 | 27370.4212 |  | 0
1931-01-02 | 0 | 0 | 0 | 0 | -12.5669 | -12.5669 | 3646.5804 | 27276.4211 |  | 0
1931-01-03 | 0 | 0 | 0 | 0 | -12.5669 | -12.5669 | 3634.0135 | 27182.421 |  | 0
1931-01-04 | 0 | 0 | 0 | 0 | -12.5669 | -12.5669 | 3621.4466 | 27088.4209 |  | 0
1931-01-05 | 0 | 0 | 0 | 0 | -12.5669 | -12.5669 | 3608.8798 | 26994.4208 |  | 0
1931-01-06 | 0 | 0 | 0 | 0 | -12.5669 | -12.5669 | 3596.3129 | 26900.4207 |  | 0
1931-01-07 | 0 | 0 | 0 | 0 | -12.5669 | -12.5669 | 3583.7461 | 26806.4206 |  | 0
1931-01-08 | 0 | 0 | 0 | 0 | -12.5669 | -12.5669 | 3571.1792 | 26712.4205 |  | 0
1931-01-09 | 0 | 0 | 0 | 0 | -12.5669 | -12.5669 | 3558.6123 | 26618.4203 |  | 0
1931-01-10 | 0.014167 | 39.1 | 4.0107 | 4.0107 | 22.5224 | 22.5224 | 3581.1348 | 26786.8882 |  | 0
1931-01-11 | 0.013333 | 36.8 | 4.0107 | 4.0107 | 20.2224 | 20.2224 | 3601.3572 | 26938.1521 |  | 0
1931-01-12 | 0 | 0 | 0 | 0 | -12.5669 | -12.5669 | 3588.7904 | 26844.152 |  | 0
1931-01-13 | 0 | 0 | 0 | 0 | -12.5669 | -12.5669 | 3576.2235 | 26750.1519 |  | 0
1931-01-14 | 0 | 0 | 0 | 0 | -12.5669 | -12.5669 | 3563.6567 | 26656.1518 |  | 0
1931-01-15 | 0 | 0 | 0 | 0 | -12.5669 | -12.5669 | 3551.0898 | 26562.1517 |  | 0
1931-01-16 | 0.018333 | 50.6 | 4.0107 | 4.0107 | 34.0224 | 34.0224 | 3585.1122 | 26816.6395 |  | 0
1931-01-17 | 0.018333 | 50.6 | 4.0107 | 4.0107 | 34.0224 | 34.0224 | 3619.1347 | 27071.1274 |  | 0
1931-01-18 | 0 | 0 | 0 | 0 | -12.5669 | -12.5669 | 3606.5678 | 26977.1273 |  | 0
1931-01-19 | 0 | 0 | 0 | 0 | -12.5669 | -12.5669 | 3594.001 | 26883.1272 |  | 0
1931-01-20 | 0 | 0 | 0 | 0 | -12.5669 | -12.5669 | 3581.4341 | 26789.1271 |  | 0
1931-01-21 | 0 | 0 | 0 | 0 | -12.5669 | -12.5669 | 3568.8672 | 26695.127 |  | 0
1931-01-22 | 0 | 0 | 0 | 0 | -12.5669 | -12.5669 | 3556.3004 | 26601.1269 |  | 0
1931-01-23 | 0 | 0 | 0 | 0 | -12.5669 | -12.5669 | 3543.7335 | 26507.1268 |  | 0
1931-01-24 | 0 | 0 | 0 | 0 | -12.5669 | -12.5669 | 3531.1667 | 26413.1266 |  | 0
1931-01-25 | 0 | 0 | 0 | 0 | -12.5669 | -12.5669 | 3518.5998 | 26319.1265 |  | 0
1931-01-26 | 0.0275 | 75.9 | 4.0107 | 4.0107 | 59.3224 | 59.3224 | 3577.9222 | 26762.8584 |  | 0
1931-01-27 | 0.0225 | 62.1 | 4.0107 | 4.0107 | 45.5224 | 45.5224 | 3623.4447 | 27103.3663 |  | 0
1931-01-28 | 0 | 0 | 0 | 0 | -12.5669 | -12.5669 | 3610.8778 | 27009.3662 |  | 0
1931-01-29 | 0 | 0 | 0 | 0 | -12.5669 | -12.5669 | 3598.311 | 26915.3661 |  | 0
1931-01-30 | 0 | 0 | 0 | 0 | -12.5669 | -12.5669 | 3585.7441 | 26821.366 |  | 0
1931-01-31 | 0 | 0 | 0 | 0 | -12.5669 | -12.5669 | 3573.1773 | 26727.3659 |  | 0
1931-02-01 | 0 | 0 | 0 | 0 | -12.5669 | -12.5669 | 3560.6104 | 26633.3657 |  | 0
1931-02-02 | 0 | 0 | 0 | 0 | -12.5669 | -12.5669 | 3548.0435 | 26539.3656 |  | 0
1931-02-03 | 0 | 0 | 0 | 0 | -12.5669 | -12.5669 | 3535.4767 | 26445.3655 |  | 0
1931-02-04 | 0 | 0 | 0 | 0 | -12.5669 | -12.5669 | 3522.9098 | 26351.3654 |  | 0
1931-02-05 | 0 | 0 | 0 | 0 | -12.5669 | -12.5669 | 3510.343 | 26257.3653 |  | 0
1931-02-06 | 0 | 0 | 0 | 0 | -12.5669 | -12.5669 | 3497.7761 | 26163.3652 |  | 0
1931-02-07 | 0.024167 | 66.7 | 4.0107 | 4.0107 | 50.1224 | 50.1224 | 3547.8985 | 26538.2811 |  | 0
1931-02-08 | 0.2175 | 600.3 | 4.0107 | 4.0107 | 583.7224 | 583.7224 | 3997.8631 | 29904.0163 |  | 121.191
1931-02-09 | 0.0025 | 6.9 | 4.0107 | 4.0107 | -9.6776 | -9.6776 | 3988.1856 | 29831.6282 |  | 0
1931-02-10 | 0 | 0 | 0 | 0 | -12.5669 | -12.5669 | 3975.6187 | 29737.6281 |  | 0
1931-02-11 | 0 | 0 | 0 | 0 | -12.5669 | -12.5669 | 3963.0519 | 29643.6279 |  | 0
1931-02-12 | 0 | 0 | 0 | 0 | -12.5669 | -12.5669 | 3950.485 | 29549.6278 |  | 0
1931-02-13 | 0.0275 | 75.9 | 4.0107 | 4.0107 | 59.3224 | 59.3224 | 4009.8074 | 29993.3597 |  | 0
1931-02-14 | 0 | 0 | 0 | 0 | -12.5669 | -12.5669 | 3997.2406 | 29899.3596 |  | 0
1931-02-15 | 0 | 0 | 0 | 0 | -12.5669 | -12.5669 | 3984.6737 | 29805.3595 |  | 0
1931-02-16 | 0 | 0 | 0 | 0 | -12.5669 | -12.5669 | 3972.1069 | 29711.3594 |  | 0
1931-02-17 | 0 | 0 | 0 | 0 | -12.5669 | -12.5669 | 3959.54 | 29617.3593 |  | 0
1931-02-18 | 0 | 0 | 0 | 0 | -12.5669 | -12.5669 | 3946.9731 | 29523.3592 |  | 0
1931-02-19 | 0 | 0 | 0 | 0 | -12.5669 | -12.5669 | 3934.4063 | 29429.359 |  | 0
1931-02-20 | 0 | 0 | 0 | 0 | -12.5669 | -12.5669 | 3921.8394 | 29335.3589 |  | 0
1931-02-21 | 0 | 0 | 0 | 0 | -12.5669 | -12.5669 | 3909.2726 | 29241.3588 |  | 0
1931-02-22 | 0.019167 | 52.9 | 4.0107 | 4.0107 | 36.3224 | 36.3224 | 3945.595 | 29513.0507 |  | 0
1931-02-23 | 0.00083333 | 2.3 | 4.0107 | 2.3 | -12.5669 | -12.5669 | 3933.0282 | 29419.0506 |  | 0
1931-02-24 | 0.055 | 151.8 | 4.0107 | 4.0107 | 135.2224 | 135.2224 | 3997.8631 | 29904.0163 |  | 57.8206
1931-02-25 | 0 | 0 | 0 | 0 | -12.5669 | -12.5669 | 3985.2963 | 29810.0162 |  | 0
1931-02-26 | 0 | 0 | 0 | 0 | -12.5669 | -12.5669 | 3972.7294 | 29716.0161 |  | 0
1931-02-27 | 0 | 0 | 0 | 0 | -12.5669 | -12.5669 | 3960.1626 | 29622.0159 |  | 0
1931-02-28 | 0 | 0 | 0 | 0 | -12.5669 | -12.5669 | 3947.5957 | 29528.0158 |  | 0
1931-03-01 | 0.125 | 345 | 4.0107 | 4.0107 | 328.4224 | 328.4224 | 3997.8631 | 29904.0163 |  | 265.5881
1931-03-02 | 0.0033333 | 9.2 | 4.0107 | 4.0107 | -7.3776 | -7.3776 | 3990.4856 | 29848.8322 |  | 0
1931-03-03 | 0 | 0 | 0 | 0 | -12.5669 | -12.5669 | 3977.9187 | 29754.8321 |  | 0
1931-03-04 | 0 | 0 | 0 | 0 | -12.5669 | -12.5669 | 3965.3519 | 29660.8319 |  | 0
1931-03-05 | 0 | 0 | 0 | 0 | -12.5669 | -12.5669 | 3952.785 | 29566.8318 |  | 0
1931-03-06 | 0 | 0 | 0 | 0 | -12.5669 | -12.5669 | 3940.2181 | 29472.8317 |  | 0
1931-03-07 | 0 | 0 | 0 | 0 | -12.5669 | -12.5669 | 3927.6513 | 29378.8316 |  | 0
1931-03-08 | 0 | 0 | 0 | 0 | -12.5669 | -12.5669 | 3915.0844 | 29284.8315 |  | 0
1931-03-09 | 0 | 0 | 0 | 0 | -12.5669 | -12.5669 | 3902.5176 | 29190.8314 |  | 0
1931-03-10 | 0 | 0 | 0 | 0 | -12.5669 | -12.5669 | 3889.9507 | 29096.8313 |  | 0
1931-03-11 | 0 | 0 | 0 | 0 | -12.5669 | -12.5669 | 3877.3838 | 29002.8312 |  | 0
1931-03-12 | 0 | 0 | 0 | 0 | -12.5669 | -12.5669 | 3864.817 | 28908.831 |  | 0
1931-03-13 | 0 | 0 | 0 | 0 | -12.5669 | -12.5669 | 3852.2501 | 28814.8309 |  | 0
1931-03-14 | 0 | 0 | 0 | 0 | -12.5669 | -12.5669 | 3839.6833 | 28720.8308 |  | 0
1931-03-15 | 0 | 0 | 0 | 0 | -12.5669 | -12.5669 | 3827.1164 | 28626.8307 |  | 0
1931-03-16 | 0 | 0 | 0 | 0 | -12.5669 | -12.5669 | 3814.5495 | 28532.8306 |  | 0
1931-03-17 | 0 | 0 | 0 | 0 | -12.5669 | -12.5669 | 3801.9827 | 28438.8305 |  | 0
1931-03-18 | 0 | 0 | 0 | 0 | -12.5669 | -12.5669 | 3789.4158 | 28344.8304 |  | 0
1931-03-19 | 0 | 0 | 0 | 0 | -12.5669 | -12.5669 | 3776.849 | 28250.8303 |  | 0
1931-03-20 | 0 | 0 | 0 | 0 | -12.5669 | -12.5669 | 3764.2821 | 28156.8301 |  | 0
1931-03-21 | 0 | 0 | 0 | 0 | -12.5669 | -12.5669 | 3751.7152 | 28062.83 |  | 0
1931-03-22 | 0 | 0 | 0 | 0 | -12.5669 | -12.5669 | 3739.1484 | 27968.8299 |  | 0
1931-03-23 | 0 | 0 | 0 | 0 | -12.5669 | -12.5669 | 3726.5815 | 27874.8298 |  | 0
1931-03-24 | 0 | 0 | 0 | 0 | -12.5669 | -12.5669 | 3714.0147 | 27780.8297 |  | 0
1931-03-25 | 0 | 0 | 0 | 0 | -12.5669 | -12.5669 | 3701.4478 | 27686.8296 |  | 0
1931-03-26 | 0.034167 | 94.3 | 4.0107 | 4.0107 | 77.7224 | 77.7224 | 3779.1702 | 28268.1935 |  | 0
1931-03-27 | 0.016667 | 46 | 4.0107 | 4.0107 | 29.4224 | 29.4224 | 3808.5927 | 28488.2734 |  | 0
1931-03-28 | 0 | 0 | 0 | 0 | -12.5669 | -12.5669 | 3796.0258 | 28394.2732 |  | 0
1931-03-29 | 0 | 0 | 0 | 0 | -12.5669 | -12.5669 | 3783.459 | 28300.2731 |  | 0
1931-03-30 | 0.076667 | 211.6 | 4.0107 | 4.0107 | 195.0224 | 195.0224 | 3978.4814 | 29759.041 |  | 0
1931-03-31 | 0.0091667 | 25.3 | 4.0107 | 4.0107 | 8.7224 | 8.7224 | 3987.2039 | 29824.2849 |  | 0
1931-04-01 | 0 | 0 | 0 | 0 | -12.5669 | -12.5669 | 3974.637 | 29730.2848 |  | 0
1931-04-02 | 0 | 0 | 0 | 0 | -12.5669 | -12.5669 | 3962.0701 | 29636.2847 |  | 0
1931-04-03 | 0 | 0 | 0 | 0 | -12.5669 | -12.5669 | 3949.5033 | 29542.2846 |  | 0
1931-04-04 | 0 | 0 | 0 | 0 | -12.5669 | -12.5669 | 3936.9364 | 29448.2845 |  | 0
1931-04-05 | 0 | 0 | 0 | 0 | -12.5669 | -12.5669 | 3924.3696 | 29354.2843 |  | 0
1931-04-06 | 0 | 0 | 0 | 0 | -12.5669 | -12.5669 | 3911.8027 | 29260.2842 |  | 0
1931-04-07 | 0 | 0 | 0 | 0 | -12.5669 | -12.5669 | 3899.2358 | 29166.2841 |  | 0
1931-04-08 | 0 | 0 | 0 | 0 | -12.5669 | -12.5669 | 3886.669 | 29072.284 |  | 0
1931-04-09 | 0.01 | 27.6 | 4.0107 | 4.0107 | 11.0224 | 11.0224 | 3897.6914 | 29154.7319 |  | 0
1931-04-10 | 0 | 0 | 0 | 0 | -12.5669 | -12.5669 | 3885.1246 | 29060.7318 |  | 0
1931-04-11 | 0 | 0 | 0 | 0 | -12.5669 | -12.5669 | 3872.5577 | 28966.7317 |  | 0
1931-04-12 | 0 | 0 | 0 | 0 | -12.5669 | -12.5669 | 3859.9908 | 28872.7315 |  | 0
1931-04-13 | 0 | 0 | 0 | 0 | -12.5669 | -12.5669 | 3847.424 | 28778.7314 |  | 0
1931-04-14 | 0 | 0 | 0 | 0 | -12.5669 | -12.5669 | 3834.8571 | 28684.7313 |  | 0
1931-04-15 | 0 | 0 | 0 | 0 | -12.5669 | -12.5669 | 3822.2903 | 28590.7312 |  | 0
1931-04-16 | 0 | 0 | 0 | 0 | -12.5669 | -12.5669 | 3809.7234 | 28496.7311 |  | 0
1931-04-17 | 0 | 0 | 0 | 0 | -12.5669 | -12.5669 | 3797.1565 | 28402.731 |  | 0
1931-04-18 | 0 | 0 | 0 | 0 | -12.5669 | -12.5669 | 3784.5897 | 28308.7309 |  | 0
1931-04-19 | 0 | 0 | 0 | 0 | -12.5669 | -12.5669 | 3772.0228 | 28214.7308 |  | 0
1931-04-20 | 0.00083333 | 2.3 | 4.0107 | 2.3 | -12.5669 | -12.5669 | 3759.456 | 28120.7306 |  | 0
1931-04-21 | 0 | 0 | 0 | 0 | -12.5669 | -12.5669 | 3746.8891 | 28026.7305 |  | 0
1931-04-22 | 0 | 0 | 0 | 0 | -12.5669 | -12.5669 | 3734.3222 | 27932.7304 |  | 0
1931-04-23 | 0.018333 | 50.6 | 4.0107 | 4.0107 | 34.0224 | 34.0224 | 3768.3447 | 28187.2183 |  | 0
1931-04-24 | 0.0091667 | 25.3 | 4.0107 | 4.0107 | 8.7224 | 8.7224 | 3777.0671 | 28252.4622 |  | 0
1931-04-25 | 0 | 0 | 0 | 0 | -12.5669 | -12.5669 | 3764.5003 | 28158.4621 |  | 0
1931-04-26 | 0 | 0 | 0 | 0 | -12.5669 | -12.5669 | 3751.9334 | 28064.462 |  | 0
1931-04-27 | 0 | 0 | 0 | 0 | -12.5669 | -12.5669 | 3739.3666 | 27970.4619 |  | 0
1931-04-28 | 0.0025 | 6.9 | 4.0107 | 4.0107 | -9.6776 | -9.6776 | 3729.689 | 27898.0737 |  | 0
1931-04-29 | 0.04 | 110.4 | 4.0107 | 4.0107 | 93.8224 | 93.8224 | 3823.5114 | 28599.8656 |  | 0
1931-04-30 | 0.016667 | 46 | 4.0107 | 4.0107 | 29.4224 | 29.4224 | 3852.9339 | 28819.9455 |  | 0
1931-05-01 | 0 | 0 | 0 | 0 | -12.5669 | -12.5669 | 3840.367 | 28725.9454 |  | 0
1931-05-02 | 0 | 0 | 0 | 0 | -12.5669 | -12.5669 | 3827.8002 | 28631.9453 |  | 0
1931-05-03 | 0 | 0 | 0 | 0 | -12.5669 | -12.5669 | 3815.2333 | 28537.9452 |  | 0
1931-05-04 | 0 | 0 | 0 | 0 | -12.5669 | -12.5669 | 3802.6665 | 28443.9451 |  | 0
1931-05-05 | 0.20833 | 575 | 4.0107 | 4.0107 | 558.4224 | 558.4224 | 3997.8631 | 29904.0163 |  | 350.6589
1931-05-06 | 0.010833 | 29.9 | 4.0107 | 4.0107 | 13.3224 | 13.3224 | 3997.8631 | 29904.0163 |  | 0.75558
1931-05-07 | 0 | 0 | 0 | 0 | -12.5669 | -12.5669 | 3985.2963 | 29810.0162 |  | 0
1931-05-08 | 0 | 0 | 0 | 0 | -12.5669 | -12.5669 | 3972.7294 | 29716.0161 |  | 0
1931-05-09 | 0 | 0 | 0 | 0 | -12.5669 | -12.5669 | 3960.1626 | 29622.0159 |  | 0
1931-05-10 | 0 | 0 | 0 | 0 | -12.5669 | -12.5669 | 3947.5957 | 29528.0158 |  | 0
1931-05-11 | 0 | 0 | 0 | 0 | -12.5669 | -12.5669 | 3935.0288 | 29434.0157 |  | 0
1931-05-12 | 0 | 0 | 0 | 0 | -12.5669 | -12.5669 | 3922.462 | 29340.0156 |  | 0
1931-05-13 | 0 | 0 | 0 | 0 | -12.5669 | -12.5669 | 3909.8951 | 29246.0155 |  | 0
1931-05-14 | 0 | 0 | 0 | 0 | -12.5669 | -12.5669 | 3897.3283 | 29152.0154 |  | 0
1931-05-15 | 0 | 0 | 0 | 0 | -12.5669 | -12.5669 | 3884.7614 | 29058.0153 |  | 0
1931-05-16 | 0 | 0 | 0 | 0 | -12.5669 | -12.5669 | 3872.1945 | 28964.0152 |  | 0
1931-05-17 | 0 | 0 | 0 | 0 | -12.5669 | -12.5669 | 3859.6277 | 28870.015 |  | 0
1931-05-18 | 0 | 0 | 0 | 0 | -12.5669 | -12.5669 | 3847.0608 | 28776.0149 |  | 0
1931-05-19 | 0.043333 | 119.6 | 4.0107 | 4.0107 | 103.0224 | 103.0224 | 3950.0833 | 29546.6228 |  | 0
1931-05-20 | 0 | 0 | 0 | 0 | -12.5669 | -12.5669 | 3937.5164 | 29452.6227 |  | 0
1931-05-21 | 0.0041667 | 11.5 | 4.0107 | 4.0107 | -5.0776 | -5.0776 | 3932.4388 | 29414.6426 |  | 0
1931-05-22 | 0 | 0 | 0 | 0 | -12.5669 | -12.5669 | 3919.872 | 29320.6425 |  | 0
1931-05-23 | 0 | 0 | 0 | 0 | -12.5669 | -12.5669 | 3907.3051 | 29226.6424 |  | 0
1931-05-24 | 0 | 0 | 0 | 0 | -12.5669 | -12.5669 | 3894.7383 | 29132.6423 |  | 0
1931-05-25 | 0.0058333 | 16.1 | 4.0107 | 4.0107 | -0.47756 | -0.47756 | 3894.2607 | 29129.0701 |  | 0
1931-05-26 | 0 | 0 | 0 | 0 | -12.5669 | -12.5669 | 3881.6939 | 29035.07 |  | 0
1931-05-27 | 0 | 0 | 0 | 0 | -12.5669 | -12.5669 | 3869.127 | 28941.0699 |  | 0
1931-05-28 | 0 | 0 | 0 | 0 | -12.5669 | -12.5669 | 3856.5601 | 28847.0698 |  | 0
1931-05-29 | 0 | 0 | 0 | 0 | -12.5669 | -12.5669 | 3843.9933 | 28753.0697 |  | 0
1931-05-30 | 0.0066667 | 18.4 | 4.0107 | 4.0107 | 1.8224 | 1.8224 | 3845.8157 | 28766.7016 |  | 0
1931-05-31 | 0 | 0 | 0 | 0 | -12.5669 | -12.5669 | 3833.2489 | 28672.7015 |  | 0
1931-06-01 | 0 | 0 | 0 | 0 | -12.5669 | -12.5669 | 3820.682 | 28578.7014 |  | 0
1931-06-02 | 0 | 0 | 0 | 0 | -12.5669 | -12.5669 | 3808.1151 | 28484.7012 |  | 0
1931-06-03 | 0 | 0 | 0 | 0 | -12.5669 | -12.5669 | 3795.5483 | 28390.7011 |  | 0
1931-06-04 | 0 | 0 | 0 | 0 | -12.5669 | -12.5669 | 3782.9814 | 28296.701 |  | 0
1931-06-05 | 0 | 0 | 0 | 0 | -12.5669 | -12.5669 | 3770.4146 | 28202.7009 |  | 0
1931-06-06 | 0 | 0 | 0 | 0 | -12.5669 | -12.5669 | 3757.8477 | 28108.7008 |  | 0
1931-06-07 | 0 | 0 | 0 | 0 | -12.5669 | -12.5669 | 3745.2808 | 28014.7007 |  | 0
1931-06-08 | 0 | 0 | 0 | 0 | -12.5669 | -12.5669 | 3732.714 | 27920.7006 |  | 0
1931-06-09 | 0 | 0 | 0 | 0 | -12.5669 | -12.5669 | 3720.1471 | 27826.7005 |  | 0
1931-06-10 | 0.021667 | 59.8 | 4.0107 | 4.0107 | 43.2224 | 43.2224 | 3763.3696 | 28150.0043 |  | 0
1931-06-11 | 0 | 0 | 0 | 0 | -12.5669 | -12.5669 | 3750.8027 | 28056.0042 |  | 0
1931-06-12 | 0 | 0 | 0 | 0 | -12.5669 | -12.5669 | 3738.2358 | 27962.0041 |  | 0
1931-06-13 | 0.01 | 27.6 | 4.0107 | 4.0107 | 11.0224 | 11.0224 | 3749.2583 | 28044.452 |  | 0
1931-06-14 | 0 | 0 | 0 | 0 | -12.5669 | -12.5669 | 3736.6914 | 27950.4519 |  | 0
1931-06-15 | 0.0016667 | 4.6 | 4.0107 | 4.0107 | -11.9776 | -11.9776 | 3724.7139 | 27860.8598 |  | 0
1931-06-16 | 0.011667 | 32.2 | 4.0107 | 4.0107 | 15.6224 | 15.6224 | 3740.3363 | 27977.7157 |  | 0
1931-06-17 | 0 | 0 | 0 | 0 | -12.5669 | -12.5669 | 3727.7695 | 27883.7155 |  | 0
1931-06-18 | 0.038333 | 105.8 | 4.0107 | 4.0107 | 89.2224 | 89.2224 | 3816.9919 | 28551.0994 |  | 0
1931-06-19 | 0 | 0 | 0 | 0 | -12.5669 | -12.5669 | 3804.425 | 28457.0993 |  | 0
1931-06-20 | 0 | 0 | 0 | 0 | -12.5669 | -12.5669 | 3791.8582 | 28363.0992 |  | 0
1931-06-21 | 0 | 0 | 0 | 0 | -12.5669 | -12.5669 | 3779.2913 | 28269.0991 |  | 0
1931-06-22 | 0 | 0 | 0 | 0 | -12.5669 | -12.5669 | 3766.7245 | 28175.099 |  | 0
1931-06-23 | 0 | 0 | 0 | 0 | -12.5669 | -12.5669 | 3754.1576 | 28081.0989 |  | 0
1931-06-24 | 0 | 0 | 0 | 0 | -12.5669 | -12.5669 | 3741.5907 | 27987.0988 |  | 0
1931-06-25 | 0 | 0 | 0 | 0 | -12.5669 | -12.5669 | 3729.0239 | 27893.0986 |  | 0
1931-06-26 | 0 | 0 | 0 | 0 | -12.5669 | -12.5669 | 3716.457 | 27799.0985 |  | 0
1931-06-27 | 0 | 0 | 0 | 0 | -12.5669 | -12.5669 | 3703.8902 | 27705.0984 |  | 0
1931-06-28 | 0 | 0 | 0 | 0 | -12.5669 | -12.5669 | 3691.3233 | 27611.0983 |  | 0
1931-06-29 | 0 | 0 | 0 | 0 | -12.5669 | -12.5669 | 3678.7564 | 27517.0982 |  | 0
1931-06-30 | 0 | 0 | 0 | 0 | -12.5669 | -12.5669 | 3666.1896 | 27423.0981 |  | 0
1931-07-01 | 0 | 0 | 0 | 0 | -12.5669 | -12.5669 | 3653.6227 | 27329.098 |  | 0
1931-07-02 | 0 | 0 | 0 | 0 | -12.5669 | -12.5669 | 3641.0559 | 27235.0979 |  | 0
1931-07-03 | 0 | 0 | 0 | 0 | -12.5669 | -12.5669 | 3628.489 | 27141.0977 |  | 0
1931-07-04 | 0 | 0 | 0 | 0 | -12.5669 | -12.5669 | 3615.9221 | 27047.0976 |  | 0
1931-07-05 | 0 | 0 | 0 | 0 | -12.5669 | -12.5669 | 3603.3553 | 26953.0975 |  | 0
1931-07-06 | 0 | 0 | 0 | 0 | -12.5669 | -12.5669 | 3590.7884 | 26859.0974 |  | 0
1931-07-07 | 0 | 0 | 0 | 0 | -12.5669 | -12.5669 | 3578.2216 | 26765.0973 |  | 0
1931-07-08 | 0 | 0 | 0 | 0 | -12.5669 | -12.5669 | 3565.6547 | 26671.0972 |  | 0
1931-07-09 | 0.00083333 | 2.3 | 4.0107 | 2.3 | -12.5669 | -12.5669 | 3553.0878 | 26577.0971 |  | 0
1931-07-10 | 0 | 0 | 0 | 0 | -12.5669 | -12.5669 | 3540.521 | 26483.097 |  | 0
1931-07-11 | 0 | 0 | 0 | 0 | -12.5669 | -12.5669 | 3527.9541 | 26389.0968 |  | 0
1931-07-12 | 0 | 0 | 0 | 0 | -12.5669 | -12.5669 | 3515.3873 | 26295.0967 |  | 0
1931-07-13 | 0 | 0 | 0 | 0 | -12.5669 | -12.5669 | 3502.8204 | 26201.0966 |  | 0
1931-07-14 | 0 | 0 | 0 | 0 | -12.5669 | -12.5669 | 3490.2535 | 26107.0965 |  | 0
1931-07-15 | 0.00083333 | 2.3 | 4.0107 | 2.3 | -12.5669 | -12.5669 | 3477.6867 | 26013.0964 |  | 0
1931-07-16 | 0 | 0 | 0 | 0 | -12.5669 | -12.5669 | 3465.1198 | 25919.0963 |  | 0
1931-07-17 | 0 | 0 | 0 | 0 | -12.5669 | -12.5669 | 3452.553 | 25825.0962 |  | 0
1931-07-18 | 0.081667 | 225.4 | 4.0107 | 4.0107 | 208.8224 | 208.8224 | 3661.3754 | 27387.0881 |  | 0
1931-07-19 | 0.03 | 82.8 | 4.0107 | 4.0107 | 66.2224 | 66.2224 | 3727.5979 | 27882.4319 |  | 0
1931-07-20 | 0.0325 | 89.7 | 4.0107 | 4.0107 | 73.1224 | 73.1224 | 3800.7203 | 28429.3878 |  | 0
1931-07-21 | 0.00083333 | 2.3 | 4.0107 | 2.3 | -12.5669 | -12.5669 | 3788.1534 | 28335.3877 |  | 0
1931-07-22 | 0 | 0 | 0 | 0 | -12.5669 | -12.5669 | 3775.5866 | 28241.3876 |  | 0
1931-07-23 | 0 | 0 | 0 | 0 | -12.5669 | -12.5669 | 3763.0197 | 28147.3875 |  | 0
1931-07-24 | 0 | 0 | 0 | 0 | -12.5669 | -12.5669 | 3750.4529 | 28053.3874 |  | 0
1931-07-25 | 0 | 0 | 0 | 0 | -12.5669 | -12.5669 | 3737.886 | 27959.3873 |  | 0
1931-07-26 | 0 | 0 | 0 | 0 | -12.5669 | -12.5669 | 3725.3191 | 27865.3872 |  | 0
1931-07-27 | 0 | 0 | 0 | 0 | -12.5669 | -12.5669 | 3712.7523 | 27771.387 |  | 0
1931-07-28 | 0 | 0 | 0 | 0 | -12.5669 | -12.5669 | 3700.1854 | 27677.3869 |  | 0
1931-07-29 | 0 | 0 | 0 | 0 | -12.5669 | -12.5669 | 3687.6186 | 27583.3868 |  | 0
1931-07-30 | 0 | 0 | 0 | 0 | -12.5669 | -12.5669 | 3675.0517 | 27489.3867 |  | 0
1931-07-31 | 0 | 0 | 0 | 0 | -12.5669 | -12.5669 | 3662.4848 | 27395.3866 |  | 0
1931-08-01 | 0 | 0 | 0 | 0 | -12.5669 | -12.5669 | 3649.918 | 27301.3865 |  | 0
1931-08-02 | 0 | 0 | 0 | 0 | -12.5669 | -12.5669 | 3637.3511 | 27207.3864 |  | 0
1931-08-03 | 0 | 0 | 0 | 0 | -12.5669 | -12.5669 | 3624.7843 | 27113.3862 |  | 0
1931-08-04 | 0 | 0 | 0 | 0 | -12.5669 | -12.5669 | 3612.2174 | 27019.3861 |  | 0
1931-08-05 | 0 | 0 | 0 | 0 | -12.5669 | -12.5669 | 3599.6505 | 26925.386 |  | 0
1931-08-06 | 0 | 0 | 0 | 0 | -12.5669 | -12.5669 | 3587.0837 | 26831.3859 |  | 0
1931-08-07 | 0 | 0 | 0 | 0 | -12.5669 | -12.5669 | 3574.5168 | 26737.3858 |  | 0
1931-08-08 | 0 | 0 | 0 | 0 | -12.5669 | -12.5669 | 3561.95 | 26643.3857 |  | 0
1931-08-09 | 0 | 0 | 0 | 0 | -12.5669 | -12.5669 | 3549.3831 | 26549.3856 |  | 0
1931-08-10 | 0.025 | 69 | 4.0107 | 4.0107 | 52.4224 | 52.4224 | 3601.8055 | 26941.5055 |  | 0
1931-08-11 | 0 | 0 | 0 | 0 | -12.5669 | -12.5669 | 3589.2387 | 26847.5053 |  | 0
1931-08-12 | 0 | 0 | 0 | 0 | -12.5669 | -12.5669 | 3576.6718 | 26753.5052 |  | 0
1931-08-13 | 0 | 0 | 0 | 0 | -12.5669 | -12.5669 | 3564.105 | 26659.5051 |  | 0
1931-08-14 | 0 | 0 | 0 | 0 | -12.5669 | -12.5669 | 3551.5381 | 26565.505 |  | 0
1931-08-15 | 0 | 0 | 0 | 0 | -12.5669 | -12.5669 | 3538.9712 | 26471.5049 |  | 0
1931-08-16 | 0.0175 | 48.3 | 4.0107 | 4.0107 | 31.7224 | 31.7224 | 3570.6937 | 26708.7888 |  | 0
1931-08-17 | 0.00083333 | 2.3 | 4.0107 | 2.3 | -12.5669 | -12.5669 | 3558.1268 | 26614.7887 |  | 0
1931-08-18 | 0 | 0 | 0 | 0 | -12.5669 | -12.5669 | 3545.56 | 26520.7886 |  | 0
1931-08-19 | 0.0016667 | 4.6 | 4.0107 | 4.0107 | -11.9776 | -11.9776 | 3533.5824 | 26431.1964 |  | 0
1931-08-20 | 0 | 0 | 0 | 0 | -12.5669 | -12.5669 | 3521.0156 | 26337.1963 |  | 0
1931-08-21 | 0 | 0 | 0 | 0 | -12.5669 | -12.5669 | 3508.4487 | 26243.1962 |  | 0
1931-08-22 | 0 | 0 | 0 | 0 | -12.5669 | -12.5669 | 3495.8818 | 26149.1961 |  | 0
1931-08-23 | 0 | 0 | 0 | 0 | -12.5669 | -12.5669 | 3483.315 | 26055.196 |  | 0
1931-08-24 | 0 | 0 | 0 | 0 | -12.5669 | -12.5669 | 3470.7481 | 25961.1959 |  | 0
1931-08-25 | 0 | 0 | 0 | 0 | -12.5669 | -12.5669 | 3458.1813 | 25867.1958 |  | 0
1931-08-26 | 0 | 0 | 0 | 0 | -12.5669 | -12.5669 | 3445.6144 | 25773.1957 |  | 0
1931-08-27 | 0 | 0 | 0 | 0 | -12.5669 | -12.5669 | 3433.0475 | 25679.1955 |  | 0
1931-08-28 | 0 | 0 | 0 | 0 | -12.5669 | -12.5669 | 3420.4807 | 25585.1954 |  | 0
1931-08-29 | 0 | 0 | 0 | 0 | -12.5669 | -12.5669 | 3407.9138 | 25491.1953 |  | 0
1931-08-30 | 0 | 0 | 0 | 0 | -12.5669 | -12.5669 | 3395.347 | 25397.1952 |  | 0
1931-08-31 | 0 | 0 | 0 | 0 | -12.5669 | -12.5669 | 3382.7801 | 25303.1951 |  | 0
1931-09-01 | 0 | 0 | 0 | 0 | -12.5669 | -12.5669 | 3370.2132 | 25209.195 |  | 0
1931-09-02 | 0.045833 | 126.5 | 4.0107 | 4.0107 | 109.9224 | 109.9224 | 3480.1357 | 26031.4149 |  | 0
1931-09-03 | 0 | 0 | 0 | 0 | -12.5669 | -12.5669 | 3467.5688 | 25937.4148 |  | 0
1931-09-04 | 0 | 0 | 0 | 0 | -12.5669 | -12.5669 | 3455.002 | 25843.4146 |  | 0
1931-09-05 | 0 | 0 | 0 | 0 | -12.5669 | -12.5669 | 3442.4351 | 25749.4145 |  | 0
1931-09-06 | 0 | 0 | 0 | 0 | -12.5669 | -12.5669 | 3429.8682 | 25655.4144 |  | 0
1931-09-07 | 0 | 0 | 0 | 0 | -12.5669 | -12.5669 | 3417.3014 | 25561.4143 |  | 0
1931-09-08 | 0 | 0 | 0 | 0 | -12.5669 | -12.5669 | 3404.7345 | 25467.4142 |  | 0
1931-09-09 | 0 | 0 | 0 | 0 | -12.5669 | -12.5669 | 3392.1677 | 25373.4141 |  | 0
1931-09-10 | 0 | 0 | 0 | 0 | -12.5669 | -12.5669 | 3379.6008 | 25279.414 |  | 0
1931-09-11 | 0 | 0 | 0 | 0 | -12.5669 | -12.5669 | 3367.0339 | 25185.4138 |  | 0
1931-09-12 | 0 | 0 | 0 | 0 | -12.5669 | -12.5669 | 3354.4671 | 25091.4137 |  | 0
1931-09-13 | 0 | 0 | 0 | 0 | -12.5669 | -12.5669 | 3341.9002 | 24997.4136 |  | 0
1931-09-14 | 0 | 0 | 0 | 0 | -12.5669 | -12.5669 | 3329.3334 | 24903.4135 |  | 0
1931-09-15 | 0 | 0 | 0 | 0 | -12.5669 | -12.5669 | 3316.7665 | 24809.4134 |  | 0
1931-09-16 | 0 | 0 | 0 | 0 | -12.5669 | -12.5669 | 3304.1996 | 24715.4133 |  | 0
1931-09-17 | 0 | 0 | 0 | 0 | -12.5669 | -12.5669 | 3291.6328 | 24621.4132 |  | 0
1931-09-18 | 0 | 0 | 0 | 0 | -12.5669 | -12.5669 | 3279.0659 | 24527.4131 |  | 0
1931-09-19 | 0 | 0 | 0 | 0 | -12.5669 | -12.5669 | 3266.4991 | 24433.4129 |  | 0
1931-09-20 | 0 | 0 | 0 | 0 | -12.5669 | -12.5669 | 3253.9322 | 24339.4128 |  | 0
1931-09-21 | 0 | 0 | 0 | 0 | -12.5669 | -12.5669 | 3241.3653 | 24245.4127 |  | 0
1931-09-22 | 0 | 0 | 0 | 0 | -12.5669 | -12.5669 | 3228.7985 | 24151.4126 |  | 0
1931-09-23 | 0 | 0 | 0 | 0 | -12.5669 | -12.5669 | 3216.2316 | 24057.4125 |  | 0
1931-09-24 | 0 | 0 | 0 | 0 | -12.5669 | -12.5669 | 3203.6648 | 23963.4124 |  | 0
1931-09-25 | 0 | 0 | 0 | 0 | -12.5669 | -12.5669 | 3191.0979 | 23869.4123 |  | 0
1931-09-26 | 0 | 0 | 0 | 0 | -12.5669 | -12.5669 | 3178.531 | 23775.4122 |  | 0
1931-09-27 | 0 | 0 | 0 | 0 | -12.5669 | -12.5669 | 3165.9642 | 23681.412 |  | 0
1931-09-28 | 0.0041667 | 11.5 | 4.0107 | 4.0107 | -5.0776 | -5.0776 | 3160.8866 | 23643.4319 |  | 0
1931-09-29 | 0 | 0 | 0 | 0 | -12.5669 | -12.5669 | 3148.3198 | 23549.4318 |  | 0
1931-09-30 | 0 | 0 | 0 | 0 | -12.5669 | -12.5669 | 3135.7529 | 23455.4317 |  | 0
1931-10-01 | 0 | 0 | 0 | 0 | -12.5669 | -12.5669 | 3123.186 | 23361.4316 |  | 0
1931-10-02 | 0 | 0 | 0 | 0 | -12.5669 | -12.5669 | 3110.6192 | 23267.4315 |  | 0
1931-10-03 | 0 | 0 | 0 | 0 | -12.5669 | -12.5669 | 3098.0523 | 23173.4314 |  | 0
1931-10-04 | 0 | 0 | 0 | 0 | -12.5669 | -12.5669 | 3085.4855 | 23079.4313 |  | 0
1931-10-05 | 0 | 0 | 0 | 0 | -12.5669 | -12.5669 | 3072.9186 | 22985.4311 |  | 0
1931-10-06 | 0 | 0 | 0 | 0 | -12.5669 | -12.5669 | 3060.3517 | 22891.431 |  | 0
1931-10-07 | 0 | 0 | 0 | 0 | -12.5669 | -12.5669 | 3047.7849 | 22797.4309 |  | 0
1931-10-08 | 0 | 0 | 0 | 0 | -12.5669 | -12.5669 | 3035.218 | 22703.4308 |  | 0
1931-10-09 | 0 | 0 | 0 | 0 | -12.5669 | -12.5669 | 3022.6512 | 22609.4307 |  | 0
1931-10-10 | 0 | 0 | 0 | 0 | -12.5669 | -12.5669 | 3010.0843 | 22515.4306 |  | 0
1931-10-11 | 0.035833 | 98.9 | 4.0107 | 4.0107 | 82.3224 | 82.3224 | 3092.4067 | 23131.2025 |  | 0
1931-10-12 | 0.066667 | 184 | 4.0107 | 4.0107 | 167.4224 | 167.4224 | 3259.8292 | 24383.5224 |  | 0
1931-10-13 | 0.03 | 82.8 | 4.0107 | 4.0107 | 66.2224 | 66.2224 | 3326.0516 | 24878.8662 |  | 0
1931-10-14 | 0.055833 | 154.1 | 4.0107 | 4.0107 | 137.5224 | 137.5224 | 3463.5741 | 25907.5341 |  | 0
1931-10-15 | 0.14167 | 391 | 4.0107 | 4.0107 | 374.4224 | 374.4224 | 3837.9965 | 28708.214 |  | 0
1931-10-16 | 0 | 0 | 0 | 0 | -12.5669 | -12.5669 | 3825.4297 | 28614.2139 |  | 0
1931-10-17 | 0 | 0 | 0 | 0 | -12.5669 | -12.5669 | 3812.8628 | 28520.2138 |  | 0
1931-10-18 | 0 | 0 | 0 | 0 | -12.5669 | -12.5669 | 3800.2959 | 28426.2137 |  | 0
1931-10-19 | 0 | 0 | 0 | 0 | -12.5669 | -12.5669 | 3787.7291 | 28332.2136 |  | 0
1931-10-20 | 0 | 0 | 0 | 0 | -12.5669 | -12.5669 | 3775.1622 | 28238.2134 |  | 0
1931-10-21 | 0.081667 | 225.4 | 4.0107 | 4.0107 | 208.8224 | 208.8224 | 3983.9847 | 29800.2053 |  | 0
1931-10-22 | 0.046667 | 128.8 | 4.0107 | 4.0107 | 112.2224 | 112.2224 | 3997.8631 | 29904.0163 |  | 85.7771
1931-10-23 | 0.025833 | 71.3 | 4.0107 | 4.0107 | 54.7224 | 54.7224 | 3997.8631 | 29904.0163 |  | 42.1556
1931-10-24 | 0 | 0 | 0 | 0 | -12.5669 | -12.5669 | 3985.2963 | 29810.0162 |  | 0
1931-10-25 | 0 | 0 | 0 | 0 | -12.5669 | -12.5669 | 3972.7294 | 29716.0161 |  | 0
1931-10-26 | 0 | 0 | 0 | 0 | -12.5669 | -12.5669 | 3960.1626 | 29622.0159 |  | 0
1931-10-27 | 0 | 0 | 0 | 0 | -12.5669 | -12.5669 | 3947.5957 | 29528.0158 |  | 0
1931-10-28 | 0 | 0 | 0 | 0 | -12.5669 | -12.5669 | 3935.0288 | 29434.0157 |  | 0
1931-10-29 | 0 | 0 | 0 | 0 | -12.5669 | -12.5669 | 3922.462 | 29340.0156 |  | 0
1931-10-30 | 0 | 0 | 0 | 0 | -12.5669 | -12.5669 | 3909.8951 | 29246.0155 |  | 0
1931-10-31 | 0 | 0 | 0 | 0 | -12.5669 | -12.5669 | 3897.3283 | 29152.0154 |  | 0
1931-11-01 | 0 | 0 | 0 | 0 | -12.5669 | -12.5669 | 3884.7614 | 29058.0153 |  | 0
1931-11-02 | 0 | 0 | 0 | 0 | -12.5669 | -12.5669 | 3872.1945 | 28964.0152 |  | 0
1931-11-03 | 0 | 0 | 0 | 0 | -12.5669 | -12.5669 | 3859.6277 | 28870.015 |  | 0
1931-11-04 | 0 | 0 | 0 | 0 | -12.5669 | -12.5669 | 3847.0608 | 28776.0149 |  | 0
1931-11-05 | 0 | 0 | 0 | 0 | -12.5669 | -12.5669 | 3834.494 | 28682.0148 |  | 0
1931-11-06 | 0 | 0 | 0 | 0 | -12.5669 | -12.5669 | 3821.9271 | 28588.0147 |  | 0
1931-11-07 | 0 | 0 | 0 | 0 | -12.5669 | -12.5669 | 3809.3602 | 28494.0146 |  | 0
1931-11-08 | 0 | 0 | 0 | 0 | -12.5669 | -12.5669 | 3796.7934 | 28400.0145 |  | 0
1931-11-09 | 0 | 0 | 0 | 0 | -12.5669 | -12.5669 | 3784.2265 | 28306.0144 |  | 0
1931-11-10 | 0 | 0 | 0 | 0 | -12.5669 | -12.5669 | 3771.6597 | 28212.0143 |  | 0
1931-11-11 | 0 | 0 | 0 | 0 | -12.5669 | -12.5669 | 3759.0928 | 28118.0141 |  | 0
1931-11-12 | 0 | 0 | 0 | 0 | -12.5669 | -12.5669 | 3746.5259 | 28024.014 |  | 0
1931-11-13 | 0 | 0 | 0 | 0 | -12.5669 | -12.5669 | 3733.9591 | 27930.0139 |  | 0
1931-11-14 | 0.018333 | 50.6 | 4.0107 | 4.0107 | 34.0224 | 34.0224 | 3767.9815 | 28184.5018 |  | 0
1931-11-15 | 0 | 0 | 0 | 0 | -12.5669 | -12.5669 | 3755.4147 | 28090.5017 |  | 0
1931-11-16 | 0.014167 | 39.1 | 4.0107 | 4.0107 | 22.5224 | 22.5224 | 3777.9371 | 28258.9696 |  | 0
1931-11-17 | 0.075 | 207 | 4.0107 | 4.0107 | 190.4224 | 190.4224 | 3968.3596 | 29683.3295 |  | 0
1931-11-18 | 0 | 0 | 0 | 0 | -12.5669 | -12.5669 | 3955.7927 | 29589.3294 |  | 0
1931-11-19 | 0 | 0 | 0 | 0 | -12.5669 | -12.5669 | 3943.2258 | 29495.3292 |  | 0
1931-11-20 | 0 | 0 | 0 | 0 | -12.5669 | -12.5669 | 3930.659 | 29401.3291 |  | 0
1931-11-21 | 0.024167 | 66.7 | 4.0107 | 4.0107 | 50.1224 | 50.1224 | 3980.7814 | 29776.245 |  | 0
1931-11-22 | 0.0425 | 117.3 | 4.0107 | 4.0107 | 100.7224 | 100.7224 | 3997.8631 | 29904.0163 |  | 71.0739
1931-11-23 | 0.0041667 | 11.5 | 4.0107 | 4.0107 | -5.0776 | -5.0776 | 3992.7856 | 29866.0362 |  | 0
1931-11-24 | 0 | 0 | 0 | 0 | -12.5669 | -12.5669 | 3980.2187 | 29772.0361 |  | 0
1931-11-25 | 0 | 0 | 0 | 0 | -12.5669 | -12.5669 | 3967.6519 | 29678.0359 |  | 0
1931-11-26 | 0.035 | 96.6 | 4.0107 | 4.0107 | 80.0224 | 80.0224 | 3997.8631 | 29904.0163 |  | 37.2443
1931-11-27 | 0 | 0 | 0 | 0 | -12.5669 | -12.5669 | 3985.2963 | 29810.0162 |  | 0
1931-11-28 | 0.013333 | 36.8 | 4.0107 | 4.0107 | 20.2224 | 20.2224 | 4005.5187 | 29961.2801 |  | 0
1931-11-29 | 0.031667 | 87.4 | 4.0107 | 4.0107 | 70.8224 | 70.8224 | 3997.8631 | 29904.0163 |  | 65.9112
1931-11-30 | 0 | 0 | 0 | 0 | -12.5669 | -12.5669 | 3985.2963 | 29810.0162 |  | 0
1931-12-01 | 0.016667 | 46 | 4.0107 | 4.0107 | 29.4224 | 29.4224 | 3997.8631 | 29904.0163 |  | 4.2887
1931-12-02 | 0 | 0 | 0 | 0 | -12.5669 | -12.5669 | 3985.2963 | 29810.0162 |  | 0
1931-12-03 | 0 | 0 | 0 | 0 | -12.5669 | -12.5669 | 3972.7294 | 29716.0161 |  | 0
1931-12-04 | 0 | 0 | 0 | 0 | -12.5669 | -12.5669 | 3960.1626 | 29622.0159 |  | 0
1931-12-05 | 0 | 0 | 0 | 0 | -12.5669 | -12.5669 | 3947.5957 | 29528.0158 |  | 0
1931-12-06 | 0 | 0 | 0 | 0 | -12.5669 | -12.5669 | 3935.0288 | 29434.0157 |  | 0
1931-12-07 | 0 | 0 | 0 | 0 | -12.5669 | -12.5669 | 3922.462 | 29340.0156 |  | 0
1931-12-08 | 0.016667 | 46 | 4.0107 | 4.0107 | 29.4224 | 29.4224 | 3951.8844 | 29560.0955 |  | 0
1931-12-09 | 0 | 0 | 0 | 0 | -12.5669 | -12.5669 | 3939.3176 | 29466.0954 |  | 0
1931-12-10 | 0 | 0 | 0 | 0 | -12.5669 | -12.5669 | 3926.7507 | 29372.0953 |  | 0
1931-12-11 | 0 | 0 | 0 | 0 | -12.5669 | -12.5669 | 3914.1838 | 29278.0952 |  | 0
1931-12-12 | 0 | 0 | 0 | 0 | -12.5669 | -12.5669 | 3901.617 | 29184.095 |  | 0
1931-12-13 | 0 | 0 | 0 | 0 | -12.5669 | -12.5669 | 3889.0501 | 29090.0949 |  | 0
1931-12-14 | 0 | 0 | 0 | 0 | -12.5669 | -12.5669 | 3876.4833 | 28996.0948 |  | 0
1931-12-15 | 0 | 0 | 0 | 0 | -12.5669 | -12.5669 | 3863.9164 | 28902.0947 |  | 0
1931-12-16 | 0.054167 | 149.5 | 4.0107 | 4.0107 | 132.9224 | 132.9224 | 3996.8388 | 29896.3546 |  | 0
1931-12-17 | 0.05 | 138 | 4.0107 | 4.0107 | 121.4224 | 121.4224 | 3997.8631 | 29904.0163 |  | 107.8313
1931-12-18 | 0.0033333 | 9.2 | 4.0107 | 4.0107 | -7.3776 | -7.3776 | 3990.4856 | 29848.8322 |  | 0
1931-12-19 | 0 | 0 | 0 | 0 | -12.5669 | -12.5669 | 3977.9187 | 29754.8321 |  | 0
1931-12-20 | 0.046667 | 128.8 | 4.0107 | 4.0107 | 112.2224 | 112.2224 | 3997.8631 | 29904.0163 |  | 79.7112
1931-12-21 | 0 | 0 | 0 | 0 | -12.5669 | -12.5669 | 3985.2963 | 29810.0162 |  | 0
1931-12-22 | 0 | 0 | 0 | 0 | -12.5669 | -12.5669 | 3972.7294 | 29716.0161 |  | 0
1931-12-23 | 0 | 0 | 0 | 0 | -12.5669 | -12.5669 | 3960.1626 | 29622.0159 |  | 0
1931-12-24 | 0 | 0 | 0 | 0 | -12.5669 | -12.5669 | 3947.5957 | 29528.0158 |  | 0
1931-12-25 | 0 | 0 | 0 | 0 | -12.5669 | -12.5669 | 3935.0288 | 29434.0157 |  | 0
1931-12-26 | 0 | 0 | 0 | 0 | -12.5669 | -12.5669 | 3922.462 | 29340.0156 |  | 0
1931-12-27 | 0 | 0 | 0 | 0 | -12.5669 | -12.5669 | 3909.8951 | 29246.0155 |  | 0
1931-12-28 | 0 | 0 | 0 | 0 | -12.5669 | -12.5669 | 3897.3283 | 29152.0154 |  | 0
1931-12-29 | 0 | 0 | 0 | 0 | -12.5669 | -12.5669 | 3884.7614 | 29058.0153 |  | 0
1931-12-30 | 0 | 0 | 0 | 0 | -12.5669 | -12.5669 | 3872.1945 | 28964.0152 |  | 0
1931-12-31 | 0 | 0 | 0 | 0 | -12.5669 | -12.5669 | 3859.6277 | 28870.015 |  | 0
1932-01-01 | 0 | 0 | 0 | 0 | -12.5669 | -12.5669 | 3847.0608 | 28776.0149 |  | 0
1932-01-02 | 0 | 0 | 0 | 0 | -12.5669 | -12.5669 | 3834.494 | 28682.0148 |  | 0
1932-01-03 | 0.0066667 | 18.4 | 4.0107 | 4.0107 | 1.8224 | 1.8224 | 3836.3164 | 28695.6467 |  | 0
1932-01-04 | 0.13333 | 368 | 4.0107 | 4.0107 | 351.4224 | 351.4224 | 3997.8631 | 29904.0163 |  | 177.3088
1932-01-05 | 0.0033333 | 9.2 | 4.0107 | 4.0107 | -7.3776 | -7.3776 | 3990.4856 | 29848.8322 |  | 0
1932-01-06 | 0 | 0 | 0 | 0 | -12.5669 | -12.5669 | 3977.9187 | 29754.8321 |  | 0
1932-01-07 | 0 | 0 | 0 | 0 | -12.5669 | -12.5669 | 3965.3519 | 29660.8319 |  | 0
1932-01-08 | 0 | 0 | 0 | 0 | -12.5669 | -12.5669 | 3952.785 | 29566.8318 |  | 0
1932-01-09 | 0 | 0 | 0 | 0 | -12.5669 | -12.5669 | 3940.2181 | 29472.8317 |  | 0
1932-01-10 | 0 | 0 | 0 | 0 | -12.5669 | -12.5669 | 3927.6513 | 29378.8316 |  | 0
1932-01-11 | 0 | 0 | 0 | 0 | -12.5669 | -12.5669 | 3915.0844 | 29284.8315 |  | 0
1932-01-12 | 0 | 0 | 0 | 0 | -12.5669 | -12.5669 | 3902.5176 | 29190.8314 |  | 0
1932-01-13 | 0 | 0 | 0 | 0 | -12.5669 | -12.5669 | 3889.9507 | 29096.8313 |  | 0
1932-01-14 | 0 | 0 | 0 | 0 | -12.5669 | -12.5669 | 3877.3838 | 29002.8312 |  | 0
1932-01-15 | 0.0016667 | 4.6 | 4.0107 | 4.0107 | -11.9776 | -11.9776 | 3865.4063 | 28913.239 |  | 0
1932-01-16 | 0.068333 | 188.6 | 4.0107 | 4.0107 | 172.0224 | 172.0224 | 3997.8631 | 29904.0163 |  | 26.9987
1932-01-17 | 0 | 0 | 0 | 0 | -12.5669 | -12.5669 | 3985.2963 | 29810.0162 |  | 0
1932-01-18 | 0 | 0 | 0 | 0 | -12.5669 | -12.5669 | 3972.7294 | 29716.0161 |  | 0
1932-01-19 | 0 | 0 | 0 | 0 | -12.5669 | -12.5669 | 3960.1626 | 29622.0159 |  | 0
1932-01-20 | 0 | 0 | 0 | 0 | -12.5669 | -12.5669 | 3947.5957 | 29528.0158 |  | 0
1932-01-21 | 0.015 | 41.4 | 4.0107 | 4.0107 | 24.8224 | 24.8224 | 3972.4181 | 29713.6877 |  | 0
1932-01-22 | 0.039167 | 108.1 | 4.0107 | 4.0107 | 91.5224 | 91.5224 | 3997.8631 | 29904.0163 |  | 53.5106
1932-01-23 | 0 | 0 | 0 | 0 | -12.5669 | -12.5669 | 3985.2963 | 29810.0162 |  | 0
1932-01-24 | 0 | 0 | 0 | 0 | -12.5669 | -12.5669 | 3972.7294 | 29716.0161 |  | 0
1932-01-25 | 0.018333 | 50.6 | 4.0107 | 4.0107 | 34.0224 | 34.0224 | 4006.7519 | 29970.5039 |  | 0
1932-01-26 | 0.00083333 | 2.3 | 4.0107 | 2.3 | -12.5669 | -12.5669 | 3994.185 | 29876.5038 |  | 0
1932-01-27 | 0 | 0 | 0 | 0 | -12.5669 | -12.5669 | 3981.6181 | 29782.5037 |  | 0
1932-01-28 | 0 | 0 | 0 | 0 | -12.5669 | -12.5669 | 3969.0513 | 29688.5036 |  | 0
1932-01-29 | 0 | 0 | 0 | 0 | -12.5669 | -12.5669 | 3956.4844 | 29594.5035 |  | 0
1932-01-30 | 0 | 0 | 0 | 0 | -12.5669 | -12.5669 | 3943.9176 | 29500.5034 |  | 0
1932-01-31 | 0 | 0 | 0 | 0 | -12.5669 | -12.5669 | 3931.3507 | 29406.5033 |  | 0
1932-02-01 | 0 | 0 | 0 | 0 | -12.5669 | -12.5669 | 3918.7838 | 29312.5032 |  | 0
1932-02-02 | 0.0016667 | 4.6 | 4.0107 | 4.0107 | -11.9776 | -11.9776 | 3906.8063 | 29222.911 |  | 0
1932-02-03 | 0 | 0 | 0 | 0 | -12.5669 | -12.5669 | 3894.2394 | 29128.9109 |  | 0
1932-02-04 | 0 | 0 | 0 | 0 | -12.5669 | -12.5669 | 3881.6726 | 29034.9108 |  | 0
1932-02-05 | 0 | 0 | 0 | 0 | -12.5669 | -12.5669 | 3869.1057 | 28940.9107 |  | 0
1932-02-06 | 0 | 0 | 0 | 0 | -12.5669 | -12.5669 | 3856.5388 | 28846.9106 |  | 0
1932-02-07 | 0 | 0 | 0 | 0 | -12.5669 | -12.5669 | 3843.972 | 28752.9105 |  | 0
1932-02-08 | 0 | 0 | 0 | 0 | -12.5669 | -12.5669 | 3831.4051 | 28658.9104 |  | 0
1932-02-09 | 0 | 0 | 0 | 0 | -12.5669 | -12.5669 | 3818.8383 | 28564.9103 |  | 0
1932-02-10 | 0 | 0 | 0 | 0 | -12.5669 | -12.5669 | 3806.2714 | 28470.9101 |  | 0
1932-02-11 | 0.0083333 | 23 | 4.0107 | 4.0107 | 6.4224 | 6.4224 | 3812.6939 | 28518.95 |  | 0
1932-02-12 | 0 | 0 | 0 | 0 | -12.5669 | -12.5669 | 3800.127 | 28424.9499 |  | 0
1932-02-13 | 0.0016667 | 4.6 | 4.0107 | 4.0107 | -11.9776 | -11.9776 | 3788.1494 | 28335.3578 |  | 0
1932-02-14 | 0.030833 | 85.1 | 4.0107 | 4.0107 | 68.5224 | 68.5224 | 3856.6719 | 28847.9057 |  | 0
1932-02-15 | 0.035833 | 98.9 | 4.0107 | 4.0107 | 82.3224 | 82.3224 | 3938.9943 | 29463.6776 |  | 0
1932-02-16 | 0.043333 | 119.6 | 4.0107 | 4.0107 | 103.0224 | 103.0224 | 3997.8631 | 29904.0163 |  | 31.5868
1932-02-17 | 0.005 | 13.8 | 4.0107 | 4.0107 | -2.7776 | -2.7776 | 3995.0856 | 29883.2402 |  | 0
1932-02-18 | 0.0025 | 6.9 | 4.0107 | 4.0107 | -9.6776 | -9.6776 | 3985.408 | 29810.8521 |  | 0
1932-02-19 | 0 | 0 | 0 | 0 | -12.5669 | -12.5669 | 3972.8412 | 29716.8519 |  | 0
1932-02-20 | 0.035833 | 98.9 | 4.0107 | 4.0107 | 82.3224 | 82.3224 | 3997.8631 | 29904.0163 |  | 44.7336
1932-02-21 | 0.0016667 | 4.6 | 4.0107 | 4.0107 | -11.9776 | -11.9776 | 3985.8856 | 29814.4242 |  | 0
1932-02-22 | 0.17667 | 487.6 | 4.0107 | 4.0107 | 471.0224 | 471.0224 | 3997.8631 | 29904.0163 |  | 446.478
1932-02-23 | 0.0016667 | 4.6 | 4.0107 | 4.0107 | -11.9776 | -11.9776 | 3985.8856 | 29814.4242 |  | 0
1932-02-24 | 0 | 0 | 0 | 0 | -12.5669 | -12.5669 | 3973.3187 | 29720.4241 |  | 0
1932-02-25 | 0 | 0 | 0 | 0 | -12.5669 | -12.5669 | 3960.7519 | 29626.4239 |  | 0
1932-02-26 | 0 | 0 | 0 | 0 | -12.5669 | -12.5669 | 3948.185 | 29532.4238 |  | 0
1932-02-27 | 0 | 0 | 0 | 0 | -12.5669 | -12.5669 | 3935.6181 | 29438.4237 |  | 0
1932-02-28 | 0 | 0 | 0 | 0 | -12.5669 | -12.5669 | 3923.0513 | 29344.4236 |  | 0
1932-02-29 | 0 | 0 | 0 | 0 | -12.5669 | -12.5669 | 3910.4844 | 29250.4235 |  | 0
1932-03-01 | 0 | 0 | 0 | 0 | -12.5669 | -12.5669 | 3897.9176 | 29156.4234 |  | 0
1932-03-02 | 0 | 0 | 0 | 0 | -12.5669 | -12.5669 | 3885.3507 | 29062.4233 |  | 0
1932-03-03 | 0.0025 | 6.9 | 4.0107 | 4.0107 | -9.6776 | -9.6776 | 3875.6731 | 28990.0352 |  | 0
1932-03-04 | 0.0016667 | 4.6 | 4.0107 | 4.0107 | -11.9776 | -11.9776 | 3863.6956 | 28900.443 |  | 0
1932-03-05 | 0 | 0 | 0 | 0 | -12.5669 | -12.5669 | 3851.1287 | 28806.4429 |  | 0
1932-03-06 | 0 | 0 | 0 | 0 | -12.5669 | -12.5669 | 3838.5619 | 28712.4428 |  | 0
1932-03-07 | 0 | 0 | 0 | 0 | -12.5669 | -12.5669 | 3825.995 | 28618.4427 |  | 0
1932-03-08 | 0 | 0 | 0 | 0 | -12.5669 | -12.5669 | 3813.4282 | 28524.4426 |  | 0
1932-03-09 | 0 | 0 | 0 | 0 | -12.5669 | -12.5669 | 3800.8613 | 28430.4425 |  | 0
1932-03-10 | 0 | 0 | 0 | 0 | -12.5669 | -12.5669 | 3788.2944 | 28336.4424 |  | 0
1932-03-11 | 0 | 0 | 0 | 0 | -12.5669 | -12.5669 | 3775.7276 | 28242.4423 |  | 0
1932-03-12 | 0 | 0 | 0 | 0 | -12.5669 | -12.5669 | 3763.1607 | 28148.4421 |  | 0
1932-03-13 | 0 | 0 | 0 | 0 | -12.5669 | -12.5669 | 3750.5939 | 28054.442 |  | 0
1932-03-14 | 0 | 0 | 0 | 0 | -12.5669 | -12.5669 | 3738.027 | 27960.4419 |  | 0
1932-03-15 | 0 | 0 | 0 | 0 | -12.5669 | -12.5669 | 3725.4601 | 27866.4418 |  | 0
1932-03-16 | 0 | 0 | 0 | 0 | -12.5669 | -12.5669 | 3712.8933 | 27772.4417 |  | 0
1932-03-17 | 0 | 0 | 0 | 0 | -12.5669 | -12.5669 | 3700.3264 | 27678.4416 |  | 0
1932-03-18 | 0 | 0 | 0 | 0 | -12.5669 | -12.5669 | 3687.7596 | 27584.4415 |  | 0
1932-03-19 | 0 | 0 | 0 | 0 | -12.5669 | -12.5669 | 3675.1927 | 27490.4414 |  | 0
1932-03-20 | 0 | 0 | 0 | 0 | -12.5669 | -12.5669 | 3662.6258 | 27396.4412 |  | 0
1932-03-21 | 0 | 0 | 0 | 0 | -12.5669 | -12.5669 | 3650.059 | 27302.4411 |  | 0
1932-03-22 | 0 | 0 | 0 | 0 | -12.5669 | -12.5669 | 3637.4921 | 27208.441 |  | 0
1932-03-23 | 0 | 0 | 0 | 0 | -12.5669 | -12.5669 | 3624.9253 | 27114.4409 |  | 0
1932-03-24 | 0 | 0 | 0 | 0 | -12.5669 | -12.5669 | 3612.3584 | 27020.4408 |  | 0
1932-03-25 | 0 | 0 | 0 | 0 | -12.5669 | -12.5669 | 3599.7915 | 26926.4407 |  | 0
1932-03-26 | 0 | 0 | 0 | 0 | -12.5669 | -12.5669 | 3587.2247 | 26832.4406 |  | 0
1932-03-27 | 0.02 | 55.2 | 4.0107 | 4.0107 | 38.6224 | 38.6224 | 3625.8471 | 27121.3365 |  | 0
1932-03-28 | 0 | 0 | 0 | 0 | -12.5669 | -12.5669 | 3613.2803 | 27027.3363 |  | 0
1932-03-29 | 0 | 0 | 0 | 0 | -12.5669 | -12.5669 | 3600.7134 | 26933.3362 |  | 0
1932-03-30 | 0 | 0 | 0 | 0 | -12.5669 | -12.5669 | 3588.1465 | 26839.3361 |  | 0
1932-03-31 | 0 | 0 | 0 | 0 | -12.5669 | -12.5669 | 3575.5797 | 26745.336 |  | 0
1932-04-01 | 0 | 0 | 0 | 0 | -12.5669 | -12.5669 | 3563.0128 | 26651.3359 |  | 0
1932-04-02 | 0 | 0 | 0 | 0 | -12.5669 | -12.5669 | 3550.446 | 26557.3358 |  | 0
1932-04-03 | 0 | 0 | 0 | 0 | -12.5669 | -12.5669 | 3537.8791 | 26463.3357 |  | 0
1932-04-04 | 0 | 0 | 0 | 0 | -12.5669 | -12.5669 | 3525.3122 | 26369.3355 |  | 0
1932-04-05 | 0 | 0 | 0 | 0 | -12.5669 | -12.5669 | 3512.7454 | 26275.3354 |  | 0
1932-04-06 | 0 | 0 | 0 | 0 | -12.5669 | -12.5669 | 3500.1785 | 26181.3353 |  | 0
1932-04-07 | 0 | 0 | 0 | 0 | -12.5669 | -12.5669 | 3487.6117 | 26087.3352 |  | 0
1932-04-08 | 0 | 0 | 0 | 0 | -12.5669 | -12.5669 | 3475.0448 | 25993.3351 |  | 0
1932-04-09 | 0 | 0 | 0 | 0 | -12.5669 | -12.5669 | 3462.4779 | 25899.335 |  | 0
1932-04-10 | 0.01 | 27.6 | 4.0107 | 4.0107 | 11.0224 | 11.0224 | 3473.5004 | 25981.7829 |  | 0
1932-04-11 | 0 | 0 | 0 | 0 | -12.5669 | -12.5669 | 3460.9335 | 25887.7828 |  | 0
1932-04-12 | 0 | 0 | 0 | 0 | -12.5669 | -12.5669 | 3448.3667 | 25793.7826 |  | 0
1932-04-13 | 0 | 0 | 0 | 0 | -12.5669 | -12.5669 | 3435.7998 | 25699.7825 |  | 0
1932-04-14 | 0 | 0 | 0 | 0 | -12.5669 | -12.5669 | 3423.2329 | 25605.7824 |  | 0
1932-04-15 | 0 | 0 | 0 | 0 | -12.5669 | -12.5669 | 3410.6661 | 25511.7823 |  | 0
1932-04-16 | 0 | 0 | 0 | 0 | -12.5669 | -12.5669 | 3398.0992 | 25417.7822 |  | 0
1932-04-17 | 0 | 0 | 0 | 0 | -12.5669 | -12.5669 | 3385.5324 | 25323.7821 |  | 0
1932-04-18 | 0 | 0 | 0 | 0 | -12.5669 | -12.5669 | 3372.9655 | 25229.782 |  | 0
1932-04-19 | 0.019167 | 52.9 | 4.0107 | 4.0107 | 36.3224 | 36.3224 | 3409.2879 | 25501.4739 |  | 0
1932-04-20 | 0 | 0 | 0 | 0 | -12.5669 | -12.5669 | 3396.7211 | 25407.4737 |  | 0
1932-04-21 | 0 | 0 | 0 | 0 | -12.5669 | -12.5669 | 3384.1542 | 25313.4736 |  | 0
1932-04-22 | 0 | 0 | 0 | 0 | -12.5669 | -12.5669 | 3371.5874 | 25219.4735 |  | 0
1932-04-23 | 0.070833 | 195.5 | 4.0107 | 4.0107 | 178.9224 | 178.9224 | 3550.5098 | 26557.8134 |  | 0
1932-04-24 | 0 | 0 | 0 | 0 | -12.5669 | -12.5669 | 3537.943 | 26463.8133 |  | 0
1932-04-25 | 0 | 0 | 0 | 0 | -12.5669 | -12.5669 | 3525.3761 | 26369.8132 |  | 0
1932-04-26 | 0 | 0 | 0 | 0 | -12.5669 | -12.5669 | 3512.8092 | 26275.8131 |  | 0
1932-04-27 | 0 | 0 | 0 | 0 | -12.5669 | -12.5669 | 3500.2424 | 26181.813 |  | 0
1932-04-28 | 0.074167 | 204.7 | 4.0107 | 4.0107 | 188.1224 | 188.1224 | 3688.3648 | 27588.9688 |  | 0
1932-04-29 | 0.0016667 | 4.6 | 4.0107 | 4.0107 | -11.9776 | -11.9776 | 3676.3873 | 27499.3767 |  | 0
1932-04-30 | 0 | 0 | 0 | 0 | -12.5669 | -12.5669 | 3663.8204 | 27405.3766 |  | 0
1932-05-01 | 0 | 0 | 0 | 0 | -12.5669 | -12.5669 | 3651.2535 | 27311.3765 |  | 0
1932-05-02 | 0 | 0 | 0 | 0 | -12.5669 | -12.5669 | 3638.6867 | 27217.3764 |  | 0
1932-05-03 | 0 | 0 | 0 | 0 | -12.5669 | -12.5669 | 3626.1198 | 27123.3763 |  | 0
1932-05-04 | 0 | 0 | 0 | 0 | -12.5669 | -12.5669 | 3613.553 | 27029.3762 |  | 0
1932-05-05 | 0 | 0 | 0 | 0 | -12.5669 | -12.5669 | 3600.9861 | 26935.3761 |  | 0
1932-05-06 | 0 | 0 | 0 | 0 | -12.5669 | -12.5669 | 3588.4192 | 26841.3759 |  | 0
1932-05-07 | 0.038333 | 105.8 | 4.0107 | 4.0107 | 89.2224 | 89.2224 | 3677.6417 | 27508.7598 |  | 0
1932-05-08 | 0 | 0 | 0 | 0 | -12.5669 | -12.5669 | 3665.0748 | 27414.7597 |  | 0
1932-05-09 | 0 | 0 | 0 | 0 | -12.5669 | -12.5669 | 3652.508 | 27320.7596 |  | 0
1932-05-10 | 0 | 0 | 0 | 0 | -12.5669 | -12.5669 | 3639.9411 | 27226.7595 |  | 0
1932-05-11 | 0 | 0 | 0 | 0 | -12.5669 | -12.5669 | 3627.3742 | 27132.7594 |  | 0
1932-05-12 | 0 | 0 | 0 | 0 | -12.5669 | -12.5669 | 3614.8074 | 27038.7593 |  | 0
1932-05-13 | 0 | 0 | 0 | 0 | -12.5669 | -12.5669 | 3602.2405 | 26944.7592 |  | 0
1932-05-14 | 0 | 0 | 0 | 0 | -12.5669 | -12.5669 | 3589.6737 | 26850.759 |  | 0
1932-05-15 | 0.021667 | 59.8 | 4.0107 | 4.0107 | 43.2224 | 43.2224 | 3632.8961 | 27174.0629 |  | 0
1932-05-16 | 0 | 0 | 0 | 0 | -12.5669 | -12.5669 | 3620.3293 | 27080.0628 |  | 0
1932-05-17 | 0 | 0 | 0 | 0 | -12.5669 | -12.5669 | 3607.7624 | 26986.0627 |  | 0
1932-05-18 | 0 | 0 | 0 | 0 | -12.5669 | -12.5669 | 3595.1955 | 26892.0626 |  | 0
1932-05-19 | 0 | 0 | 0 | 0 | -12.5669 | -12.5669 | 3582.6287 | 26798.0625 |  | 0
1932-05-20 | 0 | 0 | 0 | 0 | -12.5669 | -12.5669 | 3570.0618 | 26704.0624 |  | 0
1932-05-21 | 0.011667 | 32.2 | 4.0107 | 4.0107 | 15.6224 | 15.6224 | 3585.6843 | 26820.9182 |  | 0
1932-05-22 | 0 | 0 | 0 | 0 | -12.5669 | -12.5669 | 3573.1174 | 26726.9181 |  | 0
1932-05-23 | 0 | 0 | 0 | 0 | -12.5669 | -12.5669 | 3560.5505 | 26632.918 |  | 0
1932-05-24 | 0.0225 | 62.1 | 4.0107 | 4.0107 | 45.5224 | 45.5224 | 3606.073 | 26973.4259 |  | 0
1932-05-25 | 0.0025 | 6.9 | 4.0107 | 4.0107 | -9.6776 | -9.6776 | 3596.3954 | 26901.0378 |  | 0
1932-05-26 | 0 | 0 | 0 | 0 | -12.5669 | -12.5669 | 3583.8286 | 26807.0377 |  | 0
1932-05-27 | 0 | 0 | 0 | 0 | -12.5669 | -12.5669 | 3571.2617 | 26713.0376 |  | 0
1932-05-28 | 0 | 0 | 0 | 0 | -12.5669 | -12.5669 | 3558.6948 | 26619.0375 |  | 0
1932-05-29 | 0.01 | 27.6 | 4.0107 | 4.0107 | 11.0224 | 11.0224 | 3569.7173 | 26701.4853 |  | 0
1932-05-30 | 0 | 0 | 0 | 0 | -12.5669 | -12.5669 | 3557.1504 | 26607.4852 |  | 0
1932-05-31 | 0 | 0 | 0 | 0 | -12.5669 | -12.5669 | 3544.5836 | 26513.4851 |  | 0
1932-06-01 | 0.00083333 | 2.3 | 4.0107 | 2.3 | -12.5669 | -12.5669 | 3532.0167 | 26419.485 |  | 0
1932-06-02 | 0 | 0 | 0 | 0 | -12.5669 | -12.5669 | 3519.4499 | 26325.4849 |  | 0
1932-06-03 | 0 | 0 | 0 | 0 | -12.5669 | -12.5669 | 3506.883 | 26231.4848 |  | 0
1932-06-04 | 0 | 0 | 0 | 0 | -12.5669 | -12.5669 | 3494.3161 | 26137.4847 |  | 0
1932-06-05 | 0 | 0 | 0 | 0 | -12.5669 | -12.5669 | 3481.7493 | 26043.4846 |  | 0
1932-06-06 | 0.06 | 165.6 | 4.0107 | 4.0107 | 149.0224 | 149.0224 | 3630.7717 | 27158.1724 |  | 0
1932-06-07 | 0 | 0 | 0 | 0 | -12.5669 | -12.5669 | 3618.2049 | 27064.1723 |  | 0
1932-06-08 | 0.0066667 | 18.4 | 4.0107 | 4.0107 | 1.8224 | 1.8224 | 3620.0273 | 27077.8042 |  | 0
1932-06-09 | 0.056667 | 156.4 | 4.0107 | 4.0107 | 139.8224 | 139.8224 | 3759.8497 | 28123.6761 |  | 0
1932-06-10 | 0.0125 | 34.5 | 4.0107 | 4.0107 | 17.9224 | 17.9224 | 3777.7722 | 28257.736 |  | 0
1932-06-11 | 0.016667 | 46 | 4.0107 | 4.0107 | 29.4224 | 29.4224 | 3807.1946 | 28477.8159 |  | 0
1932-06-12 | 0 | 0 | 0 | 0 | -12.5669 | -12.5669 | 3794.6278 | 28383.8158 |  | 0
1932-06-13 | 0.020833 | 57.5 | 4.0107 | 4.0107 | 40.9224 | 40.9224 | 3835.5502 | 28689.9157 |  | 0
1932-06-14 | 0.0091667 | 25.3 | 4.0107 | 4.0107 | 8.7224 | 8.7224 | 3844.2727 | 28755.1595 |  | 0
1932-06-15 | 0 | 0 | 0 | 0 | -12.5669 | -12.5669 | 3831.7058 | 28661.1594 |  | 0
1932-06-16 | 0 | 0 | 0 | 0 | -12.5669 | -12.5669 | 3819.1389 | 28567.1593 |  | 0
1932-06-17 | 0 | 0 | 0 | 0 | -12.5669 | -12.5669 | 3806.5721 | 28473.1592 |  | 0
1932-06-18 | 0 | 0 | 0 | 0 | -12.5669 | -12.5669 | 3794.0052 | 28379.1591 |  | 0
1932-06-19 | 0 | 0 | 0 | 0 | -12.5669 | -12.5669 | 3781.4384 | 28285.159 |  | 0
1932-06-20 | 0 | 0 | 0 | 0 | -12.5669 | -12.5669 | 3768.8715 | 28191.1589 |  | 0
1932-06-21 | 0.0275 | 75.9 | 4.0107 | 4.0107 | 59.3224 | 59.3224 | 3828.194 | 28634.8908 |  | 0
1932-06-22 | 0 | 0 | 0 | 0 | -12.5669 | -12.5669 | 3815.6271 | 28540.8906 |  | 0
1932-06-23 | 0.00083333 | 2.3 | 4.0107 | 2.3 | -12.5669 | -12.5669 | 3803.0602 | 28446.8905 |  | 0
1932-06-24 | 0.0325 | 89.7 | 4.0107 | 4.0107 | 73.1224 | 73.1224 | 3876.1827 | 28993.8464 |  | 0
1932-06-25 | 0 | 0 | 0 | 0 | -12.5669 | -12.5669 | 3863.6158 | 28899.8463 |  | 0
1932-06-26 | 0 | 0 | 0 | 0 | -12.5669 | -12.5669 | 3851.049 | 28805.8462 |  | 0
1932-06-27 | 0.0016667 | 4.6 | 4.0107 | 4.0107 | -11.9776 | -11.9776 | 3839.0714 | 28716.2541 |  | 0
1932-06-28 | 0.033333 | 92 | 4.0107 | 4.0107 | 75.4224 | 75.4224 | 3914.4938 | 29280.414 |  | 0
1932-06-29 | 0 | 0 | 0 | 0 | -12.5669 | -12.5669 | 3901.927 | 29186.4138 |  | 0
1932-06-30 | 0 | 0 | 0 | 0 | -12.5669 | -12.5669 | 3889.3601 | 29092.4137 |  | 0
1932-07-01 | 0 | 0 | 0 | 0 | -12.5669 | -12.5669 | 3876.7933 | 28998.4136 |  | 0
1932-07-02 | 0.019167 | 52.9 | 4.0107 | 4.0107 | 36.3224 | 36.3224 | 3913.1157 | 29270.1055 |  | 0
1932-07-03 | 0.0066667 | 18.4 | 4.0107 | 4.0107 | 1.8224 | 1.8224 | 3914.9382 | 29283.7374 |  | 0
1932-07-04 | 0 | 0 | 0 | 0 | -12.5669 | -12.5669 | 3902.3713 | 29189.7373 |  | 0
1932-07-05 | 0 | 0 | 0 | 0 | -12.5669 | -12.5669 | 3889.8044 | 29095.7372 |  | 0
1932-07-06 | 0.125 | 345 | 4.0107 | 4.0107 | 328.4224 | 328.4224 | 3997.8631 | 29904.0163 |  | 207.7969
1932-07-07 | 0 | 0 | 0 | 0 | -12.5669 | -12.5669 | 3985.2963 | 29810.0162 |  | 0
1932-07-08 | 0 | 0 | 0 | 0 | -12.5669 | -12.5669 | 3972.7294 | 29716.0161 |  | 0
1932-07-09 | 0 | 0 | 0 | 0 | -12.5669 | -12.5669 | 3960.1626 | 29622.0159 |  | 0
1932-07-10 | 0 | 0 | 0 | 0 | -12.5669 | -12.5669 | 3947.5957 | 29528.0158 |  | 0
1932-07-11 | 0 | 0 | 0 | 0 | -12.5669 | -12.5669 | 3935.0288 | 29434.0157 |  | 0
1932-07-12 | 0 | 0 | 0 | 0 | -12.5669 | -12.5669 | 3922.462 | 29340.0156 |  | 0
1932-07-13 | 0 | 0 | 0 | 0 | -12.5669 | -12.5669 | 3909.8951 | 29246.0155 |  | 0
1932-07-14 | 0 | 0 | 0 | 0 | -12.5669 | -12.5669 | 3897.3283 | 29152.0154 |  | 0
1932-07-15 | 0 | 0 | 0 | 0 | -12.5669 | -12.5669 | 3884.7614 | 29058.0153 |  | 0
1932-07-16 | 0 | 0 | 0 | 0 | -12.5669 | -12.5669 | 3872.1945 | 28964.0152 |  | 0
1932-07-17 | 0 | 0 | 0 | 0 | -12.5669 | -12.5669 | 3859.6277 | 28870.015 |  | 0
1932-07-18 | 0 | 0 | 0 | 0 | -12.5669 | -12.5669 | 3847.0608 | 28776.0149 |  | 0
1932-07-19 | 0 | 0 | 0 | 0 | -12.5669 | -12.5669 | 3834.494 | 28682.0148 |  | 0
1932-07-20 | 0 | 0 | 0 | 0 | -12.5669 | -12.5669 | 3821.9271 | 28588.0147 |  | 0
1932-07-21 | 0.10083 | 278.3 | 4.0107 | 4.0107 | 261.7224 | 261.7224 | 3997.8631 | 29904.0163 |  | 73.2195
1932-07-22 | 0 | 0 | 0 | 0 | -12.5669 | -12.5669 | 3985.2963 | 29810.0162 |  | 0
1932-07-23 | 0 | 0 | 0 | 0 | -12.5669 | -12.5669 | 3972.7294 | 29716.0161 |  | 0
1932-07-24 | 0 | 0 | 0 | 0 | -12.5669 | -12.5669 | 3960.1626 | 29622.0159 |  | 0
1932-07-25 | 0 | 0 | 0 | 0 | -12.5669 | -12.5669 | 3947.5957 | 29528.0158 |  | 0
1932-07-26 | 0 | 0 | 0 | 0 | -12.5669 | -12.5669 | 3935.0288 | 29434.0157 |  | 0
1932-07-27 | 0 | 0 | 0 | 0 | -12.5669 | -12.5669 | 3922.462 | 29340.0156 |  | 0
1932-07-28 | 0 | 0 | 0 | 0 | -12.5669 | -12.5669 | 3909.8951 | 29246.0155 |  | 0
1932-07-29 | 0 | 0 | 0 | 0 | -12.5669 | -12.5669 | 3897.3283 | 29152.0154 |  | 0
1932-07-30 | 0 | 0 | 0 | 0 | -12.5669 | -12.5669 | 3884.7614 | 29058.0153 |  | 0
1932-07-31 | 0 | 0 | 0 | 0 | -12.5669 | -12.5669 | 3872.1945 | 28964.0152 |  | 0
1932-08-01 | 0 | 0 | 0 | 0 | -12.5669 | -12.5669 | 3859.6277 | 28870.015 |  | 0
1932-08-02 | 0 | 0 | 0 | 0 | -12.5669 | -12.5669 | 3847.0608 | 28776.0149 |  | 0
1932-08-03 | 0 | 0 | 0 | 0 | -12.5669 | -12.5669 | 3834.494 | 28682.0148 |  | 0
1932-08-04 | 0 | 0 | 0 | 0 | -12.5669 | -12.5669 | 3821.9271 | 28588.0147 |  | 0
1932-08-05 | 0 | 0 | 0 | 0 | -12.5669 | -12.5669 | 3809.3602 | 28494.0146 |  | 0
1932-08-06 | 0 | 0 | 0 | 0 | -12.5669 | -12.5669 | 3796.7934 | 28400.0145 |  | 0
1932-08-07 | 0 | 0 | 0 | 0 | -12.5669 | -12.5669 | 3784.2265 | 28306.0144 |  | 0
1932-08-08 | 0 | 0 | 0 | 0 | -12.5669 | -12.5669 | 3771.6597 | 28212.0143 |  | 0
1932-08-09 | 0.089167 | 246.1 | 4.0107 | 4.0107 | 229.5224 | 229.5224 | 4001.1821 | 29928.8421 |  | 0
1932-08-10 | 0 | 0 | 0 | 0 | -12.5669 | -12.5669 | 3988.6152 | 29834.842 |  | 0
1932-08-11 | 0 | 0 | 0 | 0 | -12.5669 | -12.5669 | 3976.0484 | 29740.8419 |  | 0
1932-08-12 | 0.0125 | 34.5 | 4.0107 | 4.0107 | 17.9224 | 17.9224 | 3993.9708 | 29874.9018 |  | 0
1932-08-13 | 0 | 0 | 0 | 0 | -12.5669 | -12.5669 | 3981.404 | 29780.9017 |  | 0
1932-08-14 | 0.0016667 | 4.6 | 4.0107 | 4.0107 | -11.9776 | -11.9776 | 3969.4264 | 29691.3096 |  | 0
1932-08-15 | 0.025 | 69 | 4.0107 | 4.0107 | 52.4224 | 52.4224 | 3997.8631 | 29904.0163 |  | 11.4189
1932-08-16 | 0.0825 | 227.7 | 4.0107 | 4.0107 | 211.1224 | 211.1224 | 3997.8631 | 29904.0163 |  | 198.5556
1932-08-17 | 0 | 0 | 0 | 0 | -12.5669 | -12.5669 | 3985.2963 | 29810.0162 |  | 0
1932-08-18 | 0.0075 | 20.7 | 4.0107 | 4.0107 | 4.1224 | 4.1224 | 3989.4187 | 29840.8521 |  | 0
1932-08-19 | 0 | 0 | 0 | 0 | -12.5669 | -12.5669 | 3976.8519 | 29746.8519 |  | 0
1932-08-20 | 0 | 0 | 0 | 0 | -12.5669 | -12.5669 | 3964.285 | 29652.8518 |  | 0
1932-08-21 | 0 | 0 | 0 | 0 | -12.5669 | -12.5669 | 3951.7181 | 29558.8517 |  | 0
1932-08-22 | 0 | 0 | 0 | 0 | -12.5669 | -12.5669 | 3939.1513 | 29464.8516 |  | 0
1932-08-23 | 0 | 0 | 0 | 0 | -12.5669 | -12.5669 | 3926.5844 | 29370.8515 |  | 0
1932-08-24 | 0 | 0 | 0 | 0 | -12.5669 | -12.5669 | 3914.0176 | 29276.8514 |  | 0
1932-08-25 | 0 | 0 | 0 | 0 | -12.5669 | -12.5669 | 3901.4507 | 29182.8513 |  | 0
1932-08-26 | 0 | 0 | 0 | 0 | -12.5669 | -12.5669 | 3888.8838 | 29088.8512 |  | 0
1932-08-27 | 0 | 0 | 0 | 0 | -12.5669 | -12.5669 | 3876.317 | 28994.851 |  | 0
1932-08-28 | 0 | 0 | 0 | 0 | -12.5669 | -12.5669 | 3863.7501 | 28900.8509 |  | 0
1932-08-29 | 0 | 0 | 0 | 0 | -12.5669 | -12.5669 | 3851.1833 | 28806.8508 |  | 0
1932-08-30 | 0.0083333 | 23 | 4.0107 | 4.0107 | 6.4224 | 6.4224 | 3857.6057 | 28854.8907 |  | 0
1932-08-31 | 0.048333 | 133.4 | 4.0107 | 4.0107 | 116.8224 | 116.8224 | 3974.4282 | 29728.7226 |  | 0
1932-09-01 | 0.10583 | 292.1 | 4.0107 | 4.0107 | 275.5224 | 275.5224 | 3997.8631 | 29904.0163 |  | 239.5206
1932-09-02 | 0 | 0 | 0 | 0 | -12.5669 | -12.5669 | 3985.2963 | 29810.0162 |  | 0
1932-09-03 | 0 | 0 | 0 | 0 | -12.5669 | -12.5669 | 3972.7294 | 29716.0161 |  | 0
1932-09-04 | 0 | 0 | 0 | 0 | -12.5669 | -12.5669 | 3960.1626 | 29622.0159 |  | 0
1932-09-05 | 0.013333 | 36.8 | 4.0107 | 4.0107 | 20.2224 | 20.2224 | 3980.385 | 29773.2798 |  | 0
1932-09-06 | 0.070833 | 195.5 | 4.0107 | 4.0107 | 178.9224 | 178.9224 | 3997.8631 | 29904.0163 |  | 148.8774
1932-09-07 | 0.013333 | 36.8 | 4.0107 | 4.0107 | 20.2224 | 20.2224 | 3997.8631 | 29904.0163 |  | 7.6556
1932-09-08 | 0 | 0 | 0 | 0 | -12.5669 | -12.5669 | 3985.2963 | 29810.0162 |  | 0
1932-09-09 | 0 | 0 | 0 | 0 | -12.5669 | -12.5669 | 3972.7294 | 29716.0161 |  | 0
1932-09-10 | 0 | 0 | 0 | 0 | -12.5669 | -12.5669 | 3960.1626 | 29622.0159 |  | 0
1932-09-11 | 0 | 0 | 0 | 0 | -12.5669 | -12.5669 | 3947.5957 | 29528.0158 |  | 0
1932-09-12 | 0 | 0 | 0 | 0 | -12.5669 | -12.5669 | 3935.0288 | 29434.0157 |  | 0
1932-09-13 | 0 | 0 | 0 | 0 | -12.5669 | -12.5669 | 3922.462 | 29340.0156 |  | 0
1932-09-14 | 0 | 0 | 0 | 0 | -12.5669 | -12.5669 | 3909.8951 | 29246.0155 |  | 0
1932-09-15 | 0 | 0 | 0 | 0 | -12.5669 | -12.5669 | 3897.3283 | 29152.0154 |  | 0
1932-09-16 | 0 | 0 | 0 | 0 | -12.5669 | -12.5669 | 3884.7614 | 29058.0153 |  | 0
1932-09-17 | 0 | 0 | 0 | 0 | -12.5669 | -12.5669 | 3872.1945 | 28964.0152 |  | 0
1932-09-18 | 0 | 0 | 0 | 0 | -12.5669 | -12.5669 | 3859.6277 | 28870.015 |  | 0
1932-09-19 | 0 | 0 | 0 | 0 | -12.5669 | -12.5669 | 3847.0608 | 28776.0149 |  | 0
1932-09-20 | 0 | 0 | 0 | 0 | -12.5669 | -12.5669 | 3834.494 | 28682.0148 |  | 0
1932-09-21 | 0 | 0 | 0 | 0 | -12.5669 | -12.5669 | 3821.9271 | 28588.0147 |  | 0
1932-09-22 | 0.0075 | 20.7 | 4.0107 | 4.0107 | 4.1224 | 4.1224 | 3826.0495 | 28618.8506 |  | 0
1932-09-23 | 0 | 0 | 0 | 0 | -12.5669 | -12.5669 | 3813.4827 | 28524.8505 |  | 0
1932-09-24 | 0 | 0 | 0 | 0 | -12.5669 | -12.5669 | 3800.9158 | 28430.8504 |  | 0
1932-09-25 | 0.0025 | 6.9 | 4.0107 | 4.0107 | -9.6776 | -9.6776 | 3791.2383 | 28358.4623 |  | 0
1932-09-26 | 0 | 0 | 0 | 0 | -12.5669 | -12.5669 | 3778.6714 | 28264.4621 |  | 0
1932-09-27 | 0 | 0 | 0 | 0 | -12.5669 | -12.5669 | 3766.1045 | 28170.462 |  | 0
1932-09-28 | 0 | 0 | 0 | 0 | -12.5669 | -12.5669 | 3753.5377 | 28076.4619 |  | 0
1932-09-29 | 0 | 0 | 0 | 0 | -12.5669 | -12.5669 | 3740.9708 | 27982.4618 |  | 0
1932-09-30 | 0.00083333 | 2.3 | 4.0107 | 2.3 | -12.5669 | -12.5669 | 3728.404 | 27888.4617 |  | 0
1932-10-01 | 0 | 0 | 0 | 0 | -12.5669 | -12.5669 | 3715.8371 | 27794.4616 |  | 0
1932-10-02 | 0.0325 | 89.7 | 4.0107 | 4.0107 | 73.1224 | 73.1224 | 3788.9596 | 28341.4175 |  | 0
1932-10-03 | 0.00083333 | 2.3 | 4.0107 | 2.3 | -12.5669 | -12.5669 | 3776.3927 | 28247.4174 |  | 0
1932-10-04 | 0.016667 | 46 | 4.0107 | 4.0107 | 29.4224 | 29.4224 | 3805.8151 | 28467.4972 |  | 0
1932-10-05 | 0 | 0 | 0 | 0 | -12.5669 | -12.5669 | 3793.2483 | 28373.4971 |  | 0
1932-10-06 | 0 | 0 | 0 | 0 | -12.5669 | -12.5669 | 3780.6814 | 28279.497 |  | 0
1932-10-07 | 0 | 0 | 0 | 0 | -12.5669 | -12.5669 | 3768.1146 | 28185.4969 |  | 0
1932-10-08 | 0 | 0 | 0 | 0 | -12.5669 | -12.5669 | 3755.5477 | 28091.4968 |  | 0
1932-10-09 | 0 | 0 | 0 | 0 | -12.5669 | -12.5669 | 3742.9808 | 27997.4967 |  | 0
1932-10-10 | 0 | 0 | 0 | 0 | -12.5669 | -12.5669 | 3730.414 | 27903.4966 |  | 0
1932-10-11 | 0 | 0 | 0 | 0 | -12.5669 | -12.5669 | 3717.8471 | 27809.4965 |  | 0
1932-10-12 | 0 | 0 | 0 | 0 | -12.5669 | -12.5669 | 3705.2803 | 27715.4963 |  | 0
1932-10-13 | 0 | 0 | 0 | 0 | -12.5669 | -12.5669 | 3692.7134 | 27621.4962 |  | 0
1932-10-14 | 0 | 0 | 0 | 0 | -12.5669 | -12.5669 | 3680.1465 | 27527.4961 |  | 0
1932-10-15 | 0 | 0 | 0 | 0 | -12.5669 | -12.5669 | 3667.5797 | 27433.496 |  | 0
1932-10-16 | 0 | 0 | 0 | 0 | -12.5669 | -12.5669 | 3655.0128 | 27339.4959 |  | 0
1932-10-17 | 0 | 0 | 0 | 0 | -12.5669 | -12.5669 | 3642.446 | 27245.4958 |  | 0
1932-10-18 | 0 | 0 | 0 | 0 | -12.5669 | -12.5669 | 3629.8791 | 27151.4957 |  | 0
1932-10-19 | 0 | 0 | 0 | 0 | -12.5669 | -12.5669 | 3617.3122 | 27057.4955 |  | 0
1932-10-20 | 0 | 0 | 0 | 0 | -12.5669 | -12.5669 | 3604.7454 | 26963.4954 |  | 0
1932-10-21 | 0 | 0 | 0 | 0 | -12.5669 | -12.5669 | 3592.1785 | 26869.4953 |  | 0
1932-10-22 | 0.00083333 | 2.3 | 4.0107 | 2.3 | -12.5669 | -12.5669 | 3579.6117 | 26775.4952 |  | 0
1932-10-23 | 0 | 0 | 0 | 0 | -12.5669 | -12.5669 | 3567.0448 | 26681.4951 |  | 0
1932-10-24 | 0 | 0 | 0 | 0 | -12.5669 | -12.5669 | 3554.4779 | 26587.495 |  | 0
1932-10-25 | 0.034167 | 94.3 | 4.0107 | 4.0107 | 77.7224 | 77.7224 | 3632.2004 | 27168.8589 |  | 0
1932-10-26 | 0 | 0 | 0 | 0 | -12.5669 | -12.5669 | 3619.6335 | 27074.8588 |  | 0
1932-10-27 | 0 | 0 | 0 | 0 | -12.5669 | -12.5669 | 3607.0667 | 26980.8586 |  | 0
1932-10-28 | 0 | 0 | 0 | 0 | -12.5669 | -12.5669 | 3594.4998 | 26886.8585 |  | 0
1932-10-29 | 0 | 0 | 0 | 0 | -12.5669 | -12.5669 | 3581.9329 | 26792.8584 |  | 0
1932-10-30 | 0 | 0 | 0 | 0 | -12.5669 | -12.5669 | 3569.3661 | 26698.8583 |  | 0
1932-10-31 | 0 | 0 | 0 | 0 | -12.5669 | -12.5669 | 3556.7992 | 26604.8582 |  | 0
1932-11-01 | 0 | 0 | 0 | 0 | -12.5669 | -12.5669 | 3544.2324 | 26510.8581 |  | 0
1932-11-02 | 0 | 0 | 0 | 0 | -12.5669 | -12.5669 | 3531.6655 | 26416.858 |  | 0
1932-11-03 | 0.0041667 | 11.5 | 4.0107 | 4.0107 | -5.0776 | -5.0776 | 3526.5879 | 26378.8779 |  | 0
1932-11-04 | 0 | 0 | 0 | 0 | -12.5669 | -12.5669 | 3514.0211 | 26284.8777 |  | 0
1932-11-05 | 0 | 0 | 0 | 0 | -12.5669 | -12.5669 | 3501.4542 | 26190.8776 |  | 0
1932-11-06 | 0 | 0 | 0 | 0 | -12.5669 | -12.5669 | 3488.8874 | 26096.8775 |  | 0
1932-11-07 | 0 | 0 | 0 | 0 | -12.5669 | -12.5669 | 3476.3205 | 26002.8774 |  | 0
1932-11-08 | 0 | 0 | 0 | 0 | -12.5669 | -12.5669 | 3463.7536 | 25908.8773 |  | 0
1932-11-09 | 0 | 0 | 0 | 0 | -12.5669 | -12.5669 | 3451.1868 | 25814.8772 |  | 0
1932-11-10 | 0 | 0 | 0 | 0 | -12.5669 | -12.5669 | 3438.6199 | 25720.8771 |  | 0
1932-11-11 | 0 | 0 | 0 | 0 | -12.5669 | -12.5669 | 3426.0531 | 25626.877 |  | 0
1932-11-12 | 0 | 0 | 0 | 0 | -12.5669 | -12.5669 | 3413.4862 | 25532.8768 |  | 0
1932-11-13 | 0 | 0 | 0 | 0 | -12.5669 | -12.5669 | 3400.9193 | 25438.8767 |  | 0
1932-11-14 | 0 | 0 | 0 | 0 | -12.5669 | -12.5669 | 3388.3525 | 25344.8766 |  | 0
1932-11-15 | 0 | 0 | 0 | 0 | -12.5669 | -12.5669 | 3375.7856 | 25250.8765 |  | 0
1932-11-16 | 0 | 0 | 0 | 0 | -12.5669 | -12.5669 | 3363.2188 | 25156.8764 |  | 0
1932-11-17 | 0 | 0 | 0 | 0 | -12.5669 | -12.5669 | 3350.6519 | 25062.8763 |  | 0
1932-11-18 | 0 | 0 | 0 | 0 | -12.5669 | -12.5669 | 3338.085 | 24968.8762 |  | 0
1932-11-19 | 0 | 0 | 0 | 0 | -12.5669 | -12.5669 | 3325.5182 | 24874.8761 |  | 0
1932-11-20 | 0 | 0 | 0 | 0 | -12.5669 | -12.5669 | 3312.9513 | 24780.8759 |  | 0
1932-11-21 | 0 | 0 | 0 | 0 | -12.5669 | -12.5669 | 3300.3845 | 24686.8758 |  | 0
1932-11-22 | 0 | 0 | 0 | 0 | -12.5669 | -12.5669 | 3287.8176 | 24592.8757 |  | 0
1932-11-23 | 0 | 0 | 0 | 0 | -12.5669 | -12.5669 | 3275.2507 | 24498.8756 |  | 0
1932-11-24 | 0 | 0 | 0 | 0 | -12.5669 | -12.5669 | 3262.6839 | 24404.8755 |  | 0
1932-11-25 | 0 | 0 | 0 | 0 | -12.5669 | -12.5669 | 3250.117 | 24310.8754 |  | 0
1932-11-26 | 0 | 0 | 0 | 0 | -12.5669 | -12.5669 | 3237.5502 | 24216.8753 |  | 0
1932-11-27 | 0 | 0 | 0 | 0 | -12.5669 | -12.5669 | 3224.9833 | 24122.8752 |  | 0
1932-11-28 | 0 | 0 | 0 | 0 | -12.5669 | -12.5669 | 3212.4164 | 24028.875 |  | 0
1932-11-29 | 0 | 0 | 0 | 0 | -12.5669 | -12.5669 | 3199.8496 | 23934.8749 |  | 0
1932-11-30 | 0 | 0 | 0 | 0 | -12.5669 | -12.5669 | 3187.2827 | 23840.8748 |  | 0
1932-12-01 | 0 | 0 | 0 | 0 | -12.5669 | -12.5669 | 3174.7159 | 23746.8747 |  | 0
1932-12-02 | 0 | 0 | 0 | 0 | -12.5669 | -12.5669 | 3162.149 | 23652.8746 |  | 0
1932-12-03 | 0 | 0 | 0 | 0 | -12.5669 | -12.5669 | 3149.5821 | 23558.8745 |  | 0
1932-12-04 | 0 | 0 | 0 | 0 | -12.5669 | -12.5669 | 3137.0153 | 23464.8744 |  | 0
1932-12-05 | 0 | 0 | 0 | 0 | -12.5669 | -12.5669 | 3124.4484 | 23370.8742 |  | 0
1932-12-06 | 0 | 0 | 0 | 0 | -12.5669 | -12.5669 | 3111.8816 | 23276.8741 |  | 0
1932-12-07 | 0 | 0 | 0 | 0 | -12.5669 | -12.5669 | 3099.3147 | 23182.874 |  | 0
1932-12-08 | 0 | 0 | 0 | 0 | -12.5669 | -12.5669 | 3086.7478 | 23088.8739 |  | 0
1932-12-09 | 0.029167 | 80.5 | 4.0107 | 4.0107 | 63.9224 | 63.9224 | 3150.6703 | 23567.0138 |  | 0
1932-12-10 | 0.00083333 | 2.3 | 4.0107 | 2.3 | -12.5669 | -12.5669 | 3138.1034 | 23473.0137 |  | 0
1932-12-11 | 0 | 0 | 0 | 0 | -12.5669 | -12.5669 | 3125.5366 | 23379.0136 |  | 0
1932-12-12 | 0 | 0 | 0 | 0 | -12.5669 | -12.5669 | 3112.9697 | 23285.0135 |  | 0
1932-12-13 | 0 | 0 | 0 | 0 | -12.5669 | -12.5669 | 3100.4029 | 23191.0133 |  | 0
1932-12-14 | 0.028333 | 78.2 | 4.0107 | 4.0107 | 61.6224 | 61.6224 | 3162.0253 | 23651.9492 |  | 0
1932-12-15 | 0.015833 | 43.7 | 4.0107 | 4.0107 | 27.1224 | 27.1224 | 3189.1477 | 23854.8251 |  | 0
1932-12-16 | 0 | 0 | 0 | 0 | -12.5669 | -12.5669 | 3176.5809 | 23760.825 |  | 0
1932-12-17 | 0 | 0 | 0 | 0 | -12.5669 | -12.5669 | 3164.014 | 23666.8249 |  | 0
1932-12-18 | 0 | 0 | 0 | 0 | -12.5669 | -12.5669 | 3151.4472 | 23572.8248 |  | 0
1932-12-19 | 0 | 0 | 0 | 0 | -12.5669 | -12.5669 | 3138.8803 | 23478.8247 |  | 0
1932-12-20 | 0 | 0 | 0 | 0 | -12.5669 | -12.5669 | 3126.3134 | 23384.8246 |  | 0
1932-12-21 | 0 | 0 | 0 | 0 | -12.5669 | -12.5669 | 3113.7466 | 23290.8244 |  | 0
1932-12-22 | 0.054167 | 149.5 | 4.0107 | 4.0107 | 132.9224 | 132.9224 | 3246.669 | 24285.0843 |  | 0
1932-12-23 | 0.20083 | 554.3 | 4.0107 | 4.0107 | 537.7224 | 537.7224 | 3784.3915 | 28307.2482 |  | 0
1932-12-24 | 0.024167 | 66.7 | 4.0107 | 4.0107 | 50.1224 | 50.1224 | 3834.5139 | 28682.1641 |  | 0
1932-12-25 | 0 | 0 | 0 | 0 | -12.5669 | -12.5669 | 3821.9471 | 28588.164 |  | 0
1932-12-26 | 0 | 0 | 0 | 0 | -12.5669 | -12.5669 | 3809.3802 | 28494.1639 |  | 0
1932-12-27 | 0 | 0 | 0 | 0 | -12.5669 | -12.5669 | 3796.8133 | 28400.1638 |  | 0
1932-12-28 | 0 | 0 | 0 | 0 | -12.5669 | -12.5669 | 3784.2465 | 28306.1637 |  | 0
1932-12-29 | 0 | 0 | 0 | 0 | -12.5669 | -12.5669 | 3771.6796 | 28212.1635 |  | 0
1932-12-30 | 0.0325 | 89.7 | 4.0107 | 4.0107 | 73.1224 | 73.1224 | 3844.8021 | 28759.1194 |  | 0
1932-12-31 | 0 | 0 | 0 | 0 | -12.5669 | -12.5669 | 3832.2352 | 28665.1193 |  | 0
1933-01-01 | 0 | 0 | 0 | 0 | -12.5669 | -12.5669 | 3819.6683 | 28571.1192 |  | 0
1933-01-02 | 0 | 0 | 0 | 0 | -12.5669 | -12.5669 | 3807.1015 | 28477.1191 |  | 0
1933-01-03 | 0 | 0 | 0 | 0 | -12.5669 | -12.5669 | 3794.5346 | 28383.119 |  | 0
1933-01-04 | 0 | 0 | 0 | 0 | -12.5669 | -12.5669 | 3781.9678 | 28289.1189 |  | 0
1933-01-05 | 0 | 0 | 0 | 0 | -12.5669 | -12.5669 | 3769.4009 | 28195.1188 |  | 0
1933-01-06 | 0 | 0 | 0 | 0 | -12.5669 | -12.5669 | 3756.834 | 28101.1186 |  | 0
1933-01-07 | 0.005 | 13.8 | 4.0107 | 4.0107 | -2.7776 | -2.7776 | 3754.0565 | 28080.3425 |  | 0
1933-01-08 | 0 | 0 | 0 | 0 | -12.5669 | -12.5669 | 3741.4896 | 27986.3424 |  | 0
1933-01-09 | 0 | 0 | 0 | 0 | -12.5669 | -12.5669 | 3728.9228 | 27892.3423 |  | 0
1933-01-10 | 0 | 0 | 0 | 0 | -12.5669 | -12.5669 | 3716.3559 | 27798.3422 |  | 0
1933-01-11 | 0 | 0 | 0 | 0 | -12.5669 | -12.5669 | 3703.789 | 27704.3421 |  | 0
1933-01-12 | 0 | 0 | 0 | 0 | -12.5669 | -12.5669 | 3691.2222 | 27610.342 |  | 0
1933-01-13 | 0 | 0 | 0 | 0 | -12.5669 | -12.5669 | 3678.6553 | 27516.3418 |  | 0
1933-01-14 | 0 | 0 | 0 | 0 | -12.5669 | -12.5669 | 3666.0885 | 27422.3417 |  | 0
1933-01-15 | 0 | 0 | 0 | 0 | -12.5669 | -12.5669 | 3653.5216 | 27328.3416 |  | 0
1933-01-16 | 0 | 0 | 0 | 0 | -12.5669 | -12.5669 | 3640.9547 | 27234.3415 |  | 0
1933-01-17 | 0 | 0 | 0 | 0 | -12.5669 | -12.5669 | 3628.3879 | 27140.3414 |  | 0
1933-01-18 | 0 | 0 | 0 | 0 | -12.5669 | -12.5669 | 3615.821 | 27046.3413 |  | 0
1933-01-19 | 0 | 0 | 0 | 0 | -12.5669 | -12.5669 | 3603.2542 | 26952.3412 |  | 0
1933-01-20 | 0 | 0 | 0 | 0 | -12.5669 | -12.5669 | 3590.6873 | 26858.3411 |  | 0
1933-01-21 | 0 | 0 | 0 | 0 | -12.5669 | -12.5669 | 3578.1204 | 26764.3409 |  | 0
1933-01-22 | 0 | 0 | 0 | 0 | -12.5669 | -12.5669 | 3565.5536 | 26670.3408 |  | 0
1933-01-23 | 0 | 0 | 0 | 0 | -12.5669 | -12.5669 | 3552.9867 | 26576.3407 |  | 0
1933-01-24 | 0 | 0 | 0 | 0 | -12.5669 | -12.5669 | 3540.4199 | 26482.3406 |  | 0
1933-01-25 | 0 | 0 | 0 | 0 | -12.5669 | -12.5669 | 3527.853 | 26388.3405 |  | 0
1933-01-26 | 0 | 0 | 0 | 0 | -12.5669 | -12.5669 | 3515.2861 | 26294.3404 |  | 0
1933-01-27 | 0 | 0 | 0 | 0 | -12.5669 | -12.5669 | 3502.7193 | 26200.3403 |  | 0
1933-01-28 | 0 | 0 | 0 | 0 | -12.5669 | -12.5669 | 3490.1524 | 26106.3402 |  | 0
1933-01-29 | 0 | 0 | 0 | 0 | -12.5669 | -12.5669 | 3477.5856 | 26012.34 |  | 0
1933-01-30 | 0 | 0 | 0 | 0 | -12.5669 | -12.5669 | 3465.0187 | 25918.3399 |  | 0
1933-01-31 | 0.0175 | 48.3 | 4.0107 | 4.0107 | 31.7224 | 31.7224 | 3496.7412 | 26155.6238 |  | 0
1933-02-01 | 0 | 0 | 0 | 0 | -12.5669 | -12.5669 | 3484.1743 | 26061.6237 |  | 0
1933-02-02 | 0 | 0 | 0 | 0 | -12.5669 | -12.5669 | 3471.6074 | 25967.6236 |  | 0
1933-02-03 | 0 | 0 | 0 | 0 | -12.5669 | -12.5669 | 3459.0406 | 25873.6235 |  | 0
1933-02-04 | 0 | 0 | 0 | 0 | -12.5669 | -12.5669 | 3446.4737 | 25779.6234 |  | 0
1933-02-05 | 0 | 0 | 0 | 0 | -12.5669 | -12.5669 | 3433.9069 | 25685.6233 |  | 0
1933-02-06 | 0 | 0 | 0 | 0 | -12.5669 | -12.5669 | 3421.34 | 25591.6231 |  | 0
1933-02-07 | 0.005 | 13.8 | 4.0107 | 4.0107 | -2.7776 | -2.7776 | 3418.5624 | 25570.847 |  | 0
1933-02-08 | 0 | 0 | 0 | 0 | -12.5669 | -12.5669 | 3405.9956 | 25476.8469 |  | 0
1933-02-09 | 0 | 0 | 0 | 0 | -12.5669 | -12.5669 | 3393.4287 | 25382.8468 |  | 0
1933-02-10 | 0.00083333 | 2.3 | 4.0107 | 2.3 | -12.5669 | -12.5669 | 3380.8619 | 25288.8467 |  | 0
1933-02-11 | 0 | 0 | 0 | 0 | -12.5669 | -12.5669 | 3368.295 | 25194.8466 |  | 0
1933-02-12 | 0 | 0 | 0 | 0 | -12.5669 | -12.5669 | 3355.7281 | 25100.8465 |  | 0
1933-02-13 | 0 | 0 | 0 | 0 | -12.5669 | -12.5669 | 3343.1613 | 25006.8464 |  | 0
1933-02-14 | 0 | 0 | 0 | 0 | -12.5669 | -12.5669 | 3330.5944 | 24912.8462 |  | 0
1933-02-15 | 0 | 0 | 0 | 0 | -12.5669 | -12.5669 | 3318.0276 | 24818.8461 |  | 0
1933-02-16 | 0 | 0 | 0 | 0 | -12.5669 | -12.5669 | 3305.4607 | 24724.846 |  | 0
1933-02-17 | 0 | 0 | 0 | 0 | -12.5669 | -12.5669 | 3292.8938 | 24630.8459 |  | 0
1933-02-18 | 0 | 0 | 0 | 0 | -12.5669 | -12.5669 | 3280.327 | 24536.8458 |  | 0
1933-02-19 | 0 | 0 | 0 | 0 | -12.5669 | -12.5669 | 3267.7601 | 24442.8457 |  | 0
1933-02-20 | 0 | 0 | 0 | 0 | -12.5669 | -12.5669 | 3255.1933 | 24348.8456 |  | 0
1933-02-21 | 0 | 0 | 0 | 0 | -12.5669 | -12.5669 | 3242.6264 | 24254.8454 |  | 0
1933-02-22 | 0 | 0 | 0 | 0 | -12.5669 | -12.5669 | 3230.0595 | 24160.8453 |  | 0
1933-02-23 | 0 | 0 | 0 | 0 | -12.5669 | -12.5669 | 3217.4927 | 24066.8452 |  | 0
1933-02-24 | 0 | 0 | 0 | 0 | -12.5669 | -12.5669 | 3204.9258 | 23972.8451 |  | 0
1933-02-25 | 0.02 | 55.2 | 4.0107 | 4.0107 | 38.6224 | 38.6224 | 3243.5483 | 24261.741 |  | 0
1933-02-26 | 0 | 0 | 0 | 0 | -12.5669 | -12.5669 | 3230.9814 | 24167.7409 |  | 0
1933-02-27 | 0.034167 | 94.3 | 4.0107 | 4.0107 | 77.7224 | 77.7224 | 3308.7038 | 24749.1048 |  | 0
1933-02-28 | 0.0058333 | 16.1 | 4.0107 | 4.0107 | -0.47756 | -0.47756 | 3308.2263 | 24745.5327 |  | 0
1933-03-01 | 0 | 0 | 0 | 0 | -12.5669 | -12.5669 | 3295.6594 | 24651.5325 |  | 0
1933-03-02 | 0 | 0 | 0 | 0 | -12.5669 | -12.5669 | 3283.0926 | 24557.5324 |  | 0
1933-03-03 | 0 | 0 | 0 | 0 | -12.5669 | -12.5669 | 3270.5257 | 24463.5323 |  | 0
1933-03-04 | 0 | 0 | 0 | 0 | -12.5669 | -12.5669 | 3257.9589 | 24369.5322 |  | 0
1933-03-05 | 0.16333 | 450.8 | 4.0107 | 4.0107 | 434.2224 | 434.2224 | 3692.1813 | 27617.5161 |  | 0
1933-03-06 | 0 | 0 | 0 | 0 | -12.5669 | -12.5669 | 3679.6144 | 27523.516 |  | 0
1933-03-07 | 0 | 0 | 0 | 0 | -12.5669 | -12.5669 | 3667.0476 | 27429.5159 |  | 0
1933-03-08 | 0 | 0 | 0 | 0 | -12.5669 | -12.5669 | 3654.4807 | 27335.5158 |  | 0
1933-03-09 | 0 | 0 | 0 | 0 | -12.5669 | -12.5669 | 3641.9139 | 27241.5156 |  | 0
1933-03-10 | 0 | 0 | 0 | 0 | -12.5669 | -12.5669 | 3629.347 | 27147.5155 |  | 0
1933-03-11 | 0 | 0 | 0 | 0 | -12.5669 | -12.5669 | 3616.7801 | 27053.5154 |  | 0
1933-03-12 | 0 | 0 | 0 | 0 | -12.5669 | -12.5669 | 3604.2133 | 26959.5153 |  | 0
1933-03-13 | 0 | 0 | 0 | 0 | -12.5669 | -12.5669 | 3591.6464 | 26865.5152 |  | 0
1933-03-14 | 0 | 0 | 0 | 0 | -12.5669 | -12.5669 | 3579.0796 | 26771.5151 |  | 0
1933-03-15 | 0 | 0 | 0 | 0 | -12.5669 | -12.5669 | 3566.5127 | 26677.515 |  | 0
1933-03-16 | 0 | 0 | 0 | 0 | -12.5669 | -12.5669 | 3553.9458 | 26583.5149 |  | 0
1933-03-17 | 0 | 0 | 0 | 0 | -12.5669 | -12.5669 | 3541.379 | 26489.5147 |  | 0
1933-03-18 | 0.0091667 | 25.3 | 4.0107 | 4.0107 | 8.7224 | 8.7224 | 3550.1014 | 26554.7586 |  | 0
1933-03-19 | 0 | 0 | 0 | 0 | -12.5669 | -12.5669 | 3537.5346 | 26460.7585 |  | 0
1933-03-20 | 0 | 0 | 0 | 0 | -12.5669 | -12.5669 | 3524.9677 | 26366.7584 |  | 0
1933-03-21 | 0 | 0 | 0 | 0 | -12.5669 | -12.5669 | 3512.4008 | 26272.7583 |  | 0
1933-03-22 | 0 | 0 | 0 | 0 | -12.5669 | -12.5669 | 3499.834 | 26178.7582 |  | 0
1933-03-23 | 0 | 0 | 0 | 0 | -12.5669 | -12.5669 | 3487.2671 | 26084.7581 |  | 0
1933-03-24 | 0 | 0 | 0 | 0 | -12.5669 | -12.5669 | 3474.7003 | 25990.758 |  | 0
1933-03-25 | 0 | 0 | 0 | 0 | -12.5669 | -12.5669 | 3462.1334 | 25896.7578 |  | 0
1933-03-26 | 0 | 0 | 0 | 0 | -12.5669 | -12.5669 | 3449.5665 | 25802.7577 |  | 0
1933-03-27 | 0 | 0 | 0 | 0 | -12.5669 | -12.5669 | 3436.9997 | 25708.7576 |  | 0
1933-03-28 | 0 | 0 | 0 | 0 | -12.5669 | -12.5669 | 3424.4328 | 25614.7575 |  | 0
1933-03-29 | 0.076667 | 211.6 | 4.0107 | 4.0107 | 195.0224 | 195.0224 | 3619.4553 | 27073.5254 |  | 0
1933-03-30 | 0 | 0 | 0 | 0 | -12.5669 | -12.5669 | 3606.8884 | 26979.5253 |  | 0
1933-03-31 | 0.0025 | 6.9 | 4.0107 | 4.0107 | -9.6776 | -9.6776 | 3597.2109 | 26907.1372 |  | 0
1933-04-01 | 0 | 0 | 0 | 0 | -12.5669 | -12.5669 | 3584.644 | 26813.1371 |  | 0
1933-04-02 | 0 | 0 | 0 | 0 | -12.5669 | -12.5669 | 3572.0771 | 26719.1369 |  | 0
1933-04-03 | 0 | 0 | 0 | 0 | -12.5669 | -12.5669 | 3559.5103 | 26625.1368 |  | 0
1933-04-04 | 0 | 0 | 0 | 0 | -12.5669 | -12.5669 | 3546.9434 | 26531.1367 |  | 0
1933-04-05 | 0 | 0 | 0 | 0 | -12.5669 | -12.5669 | 3534.3766 | 26437.1366 |  | 0
1933-04-06 | 0 | 0 | 0 | 0 | -12.5669 | -12.5669 | 3521.8097 | 26343.1365 |  | 0
1933-04-07 | 0 | 0 | 0 | 0 | -12.5669 | -12.5669 | 3509.2428 | 26249.1364 |  | 0
1933-04-08 | 0 | 0 | 0 | 0 | -12.5669 | -12.5669 | 3496.676 | 26155.1363 |  | 0
1933-04-09 | 0 | 0 | 0 | 0 | -12.5669 | -12.5669 | 3484.1091 | 26061.1361 |  | 0
1933-04-10 | 0 | 0 | 0 | 0 | -12.5669 | -12.5669 | 3471.5423 | 25967.136 |  | 0
1933-04-11 | 0 | 0 | 0 | 0 | -12.5669 | -12.5669 | 3458.9754 | 25873.1359 |  | 0
1933-04-12 | 0 | 0 | 0 | 0 | -12.5669 | -12.5669 | 3446.4085 | 25779.1358 |  | 0
1933-04-13 | 0 | 0 | 0 | 0 | -12.5669 | -12.5669 | 3433.8417 | 25685.1357 |  | 0
1933-04-14 | 0 | 0 | 0 | 0 | -12.5669 | -12.5669 | 3421.2748 | 25591.1356 |  | 0
1933-04-15 | 0 | 0 | 0 | 0 | -12.5669 | -12.5669 | 3408.708 | 25497.1355 |  | 0
1933-04-16 | 0 | 0 | 0 | 0 | -12.5669 | -12.5669 | 3396.1411 | 25403.1354 |  | 0
1933-04-17 | 0 | 0 | 0 | 0 | -12.5669 | -12.5669 | 3383.5742 | 25309.1352 |  | 0
1933-04-18 | 0 | 0 | 0 | 0 | -12.5669 | -12.5669 | 3371.0074 | 25215.1351 |  | 0
1933-04-19 | 0 | 0 | 0 | 0 | -12.5669 | -12.5669 | 3358.4405 | 25121.135 |  | 0
1933-04-20 | 0.014167 | 39.1 | 4.0107 | 4.0107 | 22.5224 | 22.5224 | 3380.963 | 25289.6029 |  | 0
1933-04-21 | 0 | 0 | 0 | 0 | -12.5669 | -12.5669 | 3368.3961 | 25195.6028 |  | 0
1933-04-22 | 0.0016667 | 4.6 | 4.0107 | 4.0107 | -11.9776 | -11.9776 | 3356.4185 | 25106.0107 |  | 0
1933-04-23 | 0.021667 | 59.8 | 4.0107 | 4.0107 | 43.2224 | 43.2224 | 3399.641 | 25429.3146 |  | 0
1933-04-24 | 0 | 0 | 0 | 0 | -12.5669 | -12.5669 | 3387.0741 | 25335.3145 |  | 0
1933-04-25 | 0 | 0 | 0 | 0 | -12.5669 | -12.5669 | 3374.5073 | 25241.3143 |  | 0
1933-04-26 | 0 | 0 | 0 | 0 | -12.5669 | -12.5669 | 3361.9404 | 25147.3142 |  | 0
1933-04-27 | 0 | 0 | 0 | 0 | -12.5669 | -12.5669 | 3349.3735 | 25053.3141 |  | 0
1933-04-28 | 0 | 0 | 0 | 0 | -12.5669 | -12.5669 | 3336.8067 | 24959.314 |  | 0
1933-04-29 | 0 | 0 | 0 | 0 | -12.5669 | -12.5669 | 3324.2398 | 24865.3139 |  | 0
1933-04-30 | 0 | 0 | 0 | 0 | -12.5669 | -12.5669 | 3311.673 | 24771.3138 |  | 0
1933-05-01 | 0 | 0 | 0 | 0 | -12.5669 | -12.5669 | 3299.1061 | 24677.3137 |  | 0
1933-05-02 | 0 | 0 | 0 | 0 | -12.5669 | -12.5669 | 3286.5392 | 24583.3136 |  | 0
1933-05-03 | 0.00083333 | 2.3 | 4.0107 | 2.3 | -12.5669 | -12.5669 | 3273.9724 | 24489.3134 |  | 0
1933-05-04 | 0.028333 | 78.2 | 4.0107 | 4.0107 | 61.6224 | 61.6224 | 3335.5948 | 24950.2493 |  | 0
1933-05-05 | 0 | 0 | 0 | 0 | -12.5669 | -12.5669 | 3323.028 | 24856.2492 |  | 0
1933-05-06 | 0 | 0 | 0 | 0 | -12.5669 | -12.5669 | 3310.4611 | 24762.2491 |  | 0
1933-05-07 | 0 | 0 | 0 | 0 | -12.5669 | -12.5669 | 3297.8942 | 24668.249 |  | 0
1933-05-08 | 0 | 0 | 0 | 0 | -12.5669 | -12.5669 | 3285.3274 | 24574.2489 |  | 0
1933-05-09 | 0 | 0 | 0 | 0 | -12.5669 | -12.5669 | 3272.7605 | 24480.2488 |  | 0
1933-05-10 | 0 | 0 | 0 | 0 | -12.5669 | -12.5669 | 3260.1937 | 24386.2487 |  | 0
1933-05-11 | 0.0025 | 6.9 | 4.0107 | 4.0107 | -9.6776 | -9.6776 | 3250.5161 | 24313.8605 |  | 0
1933-05-12 | 0.061667 | 170.2 | 4.0107 | 4.0107 | 153.6224 | 153.6224 | 3404.1386 | 25462.9564 |  | 0
1933-05-13 | 0.1425 | 393.3 | 4.0107 | 4.0107 | 376.7224 | 376.7224 | 3780.861 | 28280.8403 |  | 0
1933-05-14 | 0.0925 | 255.3 | 4.0107 | 4.0107 | 238.7224 | 238.7224 | 3997.8631 | 29904.0163 |  | 9.1534
1933-05-15 | 0.0525 | 144.9 | 4.0107 | 4.0107 | 128.3224 | 128.3224 | 3997.8631 | 29904.0163 |  | 115.7556
1933-05-16 | 0 | 0 | 0 | 0 | -12.5669 | -12.5669 | 3985.2963 | 29810.0162 |  | 0
1933-05-17 | 0 | 0 | 0 | 0 | -12.5669 | -12.5669 | 3972.7294 | 29716.0161 |  | 0
1933-05-18 | 0 | 0 | 0 | 0 | -12.5669 | -12.5669 | 3960.1626 | 29622.0159 |  | 0
1933-05-19 | 0 | 0 | 0 | 0 | -12.5669 | -12.5669 | 3947.5957 | 29528.0158 |  | 0
1933-05-20 | 0 | 0 | 0 | 0 | -12.5669 | -12.5669 | 3935.0288 | 29434.0157 |  | 0
1933-05-21 | 0.096667 | 266.8 | 4.0107 | 4.0107 | 250.2224 | 250.2224 | 3997.8631 | 29904.0163 |  | 174.8213
1933-05-22 | 0 | 0 | 0 | 0 | -12.5669 | -12.5669 | 3985.2963 | 29810.0162 |  | 0
1933-05-23 | 0.0066667 | 18.4 | 4.0107 | 4.0107 | 1.8224 | 1.8224 | 3987.1187 | 29823.6481 |  | 0
1933-05-24 | 0.11583 | 319.7 | 4.0107 | 4.0107 | 303.1224 | 303.1224 | 3997.8631 | 29904.0163 |  | 279.8112
1933-05-25 | 0.14 | 386.4 | 4.0107 | 4.0107 | 369.8224 | 369.8224 | 3997.8631 | 29904.0163 |  | 357.2556
1933-05-26 | 0 | 0 | 0 | 0 | -12.5669 | -12.5669 | 3985.2963 | 29810.0162 |  | 0
1933-05-27 | 0 | 0 | 0 | 0 | -12.5669 | -12.5669 | 3972.7294 | 29716.0161 |  | 0
1933-05-28 | 0 | 0 | 0 | 0 | -12.5669 | -12.5669 | 3960.1626 | 29622.0159 |  | 0
1933-05-29 | 0.005 | 13.8 | 4.0107 | 4.0107 | -2.7776 | -2.7776 | 3957.385 | 29601.2398 |  | 0
1933-05-30 | 0 | 0 | 0 | 0 | -12.5669 | -12.5669 | 3944.8181 | 29507.2397 |  | 0
1933-05-31 | 0 | 0 | 0 | 0 | -12.5669 | -12.5669 | 3932.2513 | 29413.2396 |  | 0
1933-06-01 | 0 | 0 | 0 | 0 | -12.5669 | -12.5669 | 3919.6844 | 29319.2395 |  | 0
1933-06-02 | 0 | 0 | 0 | 0 | -12.5669 | -12.5669 | 3907.1176 | 29225.2394 |  | 0
1933-06-03 | 0 | 0 | 0 | 0 | -12.5669 | -12.5669 | 3894.5507 | 29131.2393 |  | 0
1933-06-04 | 0 | 0 | 0 | 0 | -12.5669 | -12.5669 | 3881.9838 | 29037.2392 |  | 0
1933-06-05 | 0 | 0 | 0 | 0 | -12.5669 | -12.5669 | 3869.417 | 28943.239 |  | 0
1933-06-06 | 0 | 0 | 0 | 0 | -12.5669 | -12.5669 | 3856.8501 | 28849.2389 |  | 0
1933-06-07 | 0 | 0 | 0 | 0 | -12.5669 | -12.5669 | 3844.2833 | 28755.2388 |  | 0
1933-06-08 | 0 | 0 | 0 | 0 | -12.5669 | -12.5669 | 3831.7164 | 28661.2387 |  | 0
1933-06-09 | 0 | 0 | 0 | 0 | -12.5669 | -12.5669 | 3819.1495 | 28567.2386 |  | 0
1933-06-10 | 0 | 0 | 0 | 0 | -12.5669 | -12.5669 | 3806.5827 | 28473.2385 |  | 0
1933-06-11 | 0 | 0 | 0 | 0 | -12.5669 | -12.5669 | 3794.0158 | 28379.2384 |  | 0
1933-06-12 | 0.0041667 | 11.5 | 4.0107 | 4.0107 | -5.0776 | -5.0776 | 3788.9383 | 28341.2583 |  | 0
1933-06-13 | 0 | 0 | 0 | 0 | -12.5669 | -12.5669 | 3776.3714 | 28247.2581 |  | 0
1933-06-14 | 0 | 0 | 0 | 0 | -12.5669 | -12.5669 | 3763.8045 | 28153.258 |  | 0
1933-06-15 | 0 | 0 | 0 | 0 | -12.5669 | -12.5669 | 3751.2377 | 28059.2579 |  | 0
1933-06-16 | 0 | 0 | 0 | 0 | -12.5669 | -12.5669 | 3738.6708 | 27965.2578 |  | 0
1933-06-17 | 0 | 0 | 0 | 0 | -12.5669 | -12.5669 | 3726.104 | 27871.2577 |  | 0
1933-06-18 | 0 | 0 | 0 | 0 | -12.5669 | -12.5669 | 3713.5371 | 27777.2576 |  | 0
1933-06-19 | 0 | 0 | 0 | 0 | -12.5669 | -12.5669 | 3700.9702 | 27683.2575 |  | 0
1933-06-20 | 0 | 0 | 0 | 0 | -12.5669 | -12.5669 | 3688.4034 | 27589.2574 |  | 0
1933-06-21 | 0 | 0 | 0 | 0 | -12.5669 | -12.5669 | 3675.8365 | 27495.2572 |  | 0
1933-06-22 | 0 | 0 | 0 | 0 | -12.5669 | -12.5669 | 3663.2697 | 27401.2571 |  | 0
1933-06-23 | 0 | 0 | 0 | 0 | -12.5669 | -12.5669 | 3650.7028 | 27307.257 |  | 0
1933-06-24 | 0 | 0 | 0 | 0 | -12.5669 | -12.5669 | 3638.1359 | 27213.2569 |  | 0
1933-06-25 | 0 | 0 | 0 | 0 | -12.5669 | -12.5669 | 3625.5691 | 27119.2568 |  | 0
1933-06-26 | 0 | 0 | 0 | 0 | -12.5669 | -12.5669 | 3613.0022 | 27025.2567 |  | 0
1933-06-27 | 0 | 0 | 0 | 0 | -12.5669 | -12.5669 | 3600.4354 | 26931.2566 |  | 0
1933-06-28 | 0 | 0 | 0 | 0 | -12.5669 | -12.5669 | 3587.8685 | 26837.2565 |  | 0
1933-06-29 | 0 | 0 | 0 | 0 | -12.5669 | -12.5669 | 3575.3016 | 26743.2563 |  | 0
1933-06-30 | 0 | 0 | 0 | 0 | -12.5669 | -12.5669 | 3562.7348 | 26649.2562 |  | 0
1933-07-01 | 0 | 0 | 0 | 0 | -12.5669 | -12.5669 | 3550.1679 | 26555.2561 |  | 0
1933-07-02 | 0 | 0 | 0 | 0 | -12.5669 | -12.5669 | 3537.6011 | 26461.256 |  | 0
1933-07-03 | 0 | 0 | 0 | 0 | -12.5669 | -12.5669 | 3525.0342 | 26367.2559 |  | 0
1933-07-04 | 0 | 0 | 0 | 0 | -12.5669 | -12.5669 | 3512.4673 | 26273.2558 |  | 0
1933-07-05 | 0 | 0 | 0 | 0 | -12.5669 | -12.5669 | 3499.9005 | 26179.2557 |  | 0
1933-07-06 | 0.045 | 124.2 | 4.0107 | 4.0107 | 107.6224 | 107.6224 | 3607.5229 | 26984.2715 |  | 0
1933-07-07 | 0 | 0 | 0 | 0 | -12.5669 | -12.5669 | 3594.9561 | 26890.2714 |  | 0
1933-07-08 | 0 | 0 | 0 | 0 | -12.5669 | -12.5669 | 3582.3892 | 26796.2713 |  | 0
1933-07-09 | 0 | 0 | 0 | 0 | -12.5669 | -12.5669 | 3569.8224 | 26702.2712 |  | 0
1933-07-10 | 0 | 0 | 0 | 0 | -12.5669 | -12.5669 | 3557.2555 | 26608.2711 |  | 0
1933-07-11 | 0 | 0 | 0 | 0 | -12.5669 | -12.5669 | 3544.6886 | 26514.271 |  | 0
1933-07-12 | 0.0041667 | 11.5 | 4.0107 | 4.0107 | -5.0776 | -5.0776 | 3539.6111 | 26476.2909 |  | 0
1933-07-13 | 0 | 0 | 0 | 0 | -12.5669 | -12.5669 | 3527.0442 | 26382.2908 |  | 0
1933-07-14 | 0 | 0 | 0 | 0 | -12.5669 | -12.5669 | 3514.4774 | 26288.2906 |  | 0
1933-07-15 | 0.0075 | 20.7 | 4.0107 | 4.0107 | 4.1224 | 4.1224 | 3518.5998 | 26319.1265 |  | 0
1933-07-16 | 0 | 0 | 0 | 0 | -12.5669 | -12.5669 | 3506.0329 | 26225.1264 |  | 0
1933-07-17 | 0 | 0 | 0 | 0 | -12.5669 | -12.5669 | 3493.4661 | 26131.1263 |  | 0
1933-07-18 | 0.0066667 | 18.4 | 4.0107 | 4.0107 | 1.8224 | 1.8224 | 3495.2885 | 26144.7582 |  | 0
1933-07-19 | 0 | 0 | 0 | 0 | -12.5669 | -12.5669 | 3482.7217 | 26050.7581 |  | 0
1933-07-20 | 0 | 0 | 0 | 0 | -12.5669 | -12.5669 | 3470.1548 | 25956.758 |  | 0
1933-07-21 | 0 | 0 | 0 | 0 | -12.5669 | -12.5669 | 3457.5879 | 25862.7579 |  | 0
1933-07-22 | 0 | 0 | 0 | 0 | -12.5669 | -12.5669 | 3445.0211 | 25768.7577 |  | 0
1933-07-23 | 0 | 0 | 0 | 0 | -12.5669 | -12.5669 | 3432.4542 | 25674.7576 |  | 0
1933-07-24 | 0.0033333 | 9.2 | 4.0107 | 4.0107 | -7.3776 | -7.3776 | 3425.0767 | 25619.5735 |  | 0
1933-07-25 | 0 | 0 | 0 | 0 | -12.5669 | -12.5669 | 3412.5098 | 25525.5734 |  | 0
1933-07-26 | 0 | 0 | 0 | 0 | -12.5669 | -12.5669 | 3399.943 | 25431.5733 |  | 0
1933-07-27 | 0 | 0 | 0 | 0 | -12.5669 | -12.5669 | 3387.3761 | 25337.5732 |  | 0
1933-07-28 | 0 | 0 | 0 | 0 | -12.5669 | -12.5669 | 3374.8092 | 25243.5731 |  | 0
1933-07-29 | 0 | 0 | 0 | 0 | -12.5669 | -12.5669 | 3362.2424 | 25149.573 |  | 0
1933-07-30 | 0 | 0 | 0 | 0 | -12.5669 | -12.5669 | 3349.6755 | 25055.5728 |  | 0
1933-07-31 | 0.015833 | 43.7 | 4.0107 | 4.0107 | 27.1224 | 27.1224 | 3376.798 | 25258.4487 |  | 0
1933-08-01 | 0.15 | 414 | 4.0107 | 4.0107 | 397.4224 | 397.4224 | 3774.2204 | 28231.1686 |  | 0
1933-08-02 | 0 | 0 | 0 | 0 | -12.5669 | -12.5669 | 3761.6535 | 28137.1685 |  | 0
1933-08-03 | 0 | 0 | 0 | 0 | -12.5669 | -12.5669 | 3749.0867 | 28043.1684 |  | 0
1933-08-04 | 0.0025 | 6.9 | 4.0107 | 4.0107 | -9.6776 | -9.6776 | 3739.4091 | 27970.7803 |  | 0
1933-08-05 | 0 | 0 | 0 | 0 | -12.5669 | -12.5669 | 3726.8423 | 27876.7802 |  | 0
1933-08-06 | 0 | 0 | 0 | 0 | -12.5669 | -12.5669 | 3714.2754 | 27782.7801 |  | 0
1933-08-07 | 0 | 0 | 0 | 0 | -12.5669 | -12.5669 | 3701.7085 | 27688.7799 |  | 0
1933-08-08 | 0 | 0 | 0 | 0 | -12.5669 | -12.5669 | 3689.1417 | 27594.7798 |  | 0
1933-08-09 | 0 | 0 | 0 | 0 | -12.5669 | -12.5669 | 3676.5748 | 27500.7797 |  | 0
1933-08-10 | 0 | 0 | 0 | 0 | -12.5669 | -12.5669 | 3664.008 | 27406.7796 |  | 0
1933-08-11 | 0 | 0 | 0 | 0 | -12.5669 | -12.5669 | 3651.4411 | 27312.7795 |  | 0
1933-08-12 | 0 | 0 | 0 | 0 | -12.5669 | -12.5669 | 3638.8742 | 27218.7794 |  | 0
1933-08-13 | 0 | 0 | 0 | 0 | -12.5669 | -12.5669 | 3626.3074 | 27124.7793 |  | 0
1933-08-14 | 0.0058333 | 16.1 | 4.0107 | 4.0107 | -0.47756 | -0.47756 | 3625.8298 | 27121.2072 |  | 0
1933-08-15 | 0.026667 | 73.6 | 4.0107 | 4.0107 | 57.0224 | 57.0224 | 3682.8523 | 27547.735 |  | 0
1933-08-16 | 0 | 0 | 0 | 0 | -12.5669 | -12.5669 | 3670.2854 | 27453.7349 |  | 0
1933-08-17 | 0 | 0 | 0 | 0 | -12.5669 | -12.5669 | 3657.7186 | 27359.7348 |  | 0
1933-08-18 | 0.0083333 | 23 | 4.0107 | 4.0107 | 6.4224 | 6.4224 | 3664.141 | 27407.7747 |  | 0
1933-08-19 | 0.011667 | 32.2 | 4.0107 | 4.0107 | 15.6224 | 15.6224 | 3679.7634 | 27524.6306 |  | 0
1933-08-20 | 0 | 0 | 0 | 0 | -12.5669 | -12.5669 | 3667.1966 | 27430.6305 |  | 0
1933-08-21 | 0 | 0 | 0 | 0 | -12.5669 | -12.5669 | 3654.6297 | 27336.6304 |  | 0
1933-08-22 | 0 | 0 | 0 | 0 | -12.5669 | -12.5669 | 3642.0629 | 27242.6302 |  | 0
1933-08-23 | 0.00083333 | 2.3 | 4.0107 | 2.3 | -12.5669 | -12.5669 | 3629.496 | 27148.6301 |  | 0
1933-08-24 | 0 | 0 | 0 | 0 | -12.5669 | -12.5669 | 3616.9291 | 27054.63 |  | 0
1933-08-25 | 0 | 0 | 0 | 0 | -12.5669 | -12.5669 | 3604.3623 | 26960.6299 |  | 0
1933-08-26 | 0.0575 | 158.7 | 4.0107 | 4.0107 | 142.1224 | 142.1224 | 3746.4847 | 28023.7058 |  | 0
1933-08-27 | 0.0225 | 62.1 | 4.0107 | 4.0107 | 45.5224 | 45.5224 | 3792.0072 | 28364.2137 |  | 0
1933-08-28 | 0.064167 | 177.1 | 4.0107 | 4.0107 | 160.5224 | 160.5224 | 3952.5296 | 29564.9216 |  | 0
1933-08-29 | 0 | 0 | 0 | 0 | -12.5669 | -12.5669 | 3939.9628 | 29470.9215 |  | 0
1933-08-30 | 0 | 0 | 0 | 0 | -12.5669 | -12.5669 | 3927.3959 | 29376.9213 |  | 0
1933-08-31 | 0 | 0 | 0 | 0 | -12.5669 | -12.5669 | 3914.829 | 29282.9212 |  | 0
1933-09-01 | 0 | 0 | 0 | 0 | -12.5669 | -12.5669 | 3902.2622 | 29188.9211 |  | 0
1933-09-02 | 0 | 0 | 0 | 0 | -12.5669 | -12.5669 | 3889.6953 | 29094.921 |  | 0
1933-09-03 | 0.0083333 | 23 | 4.0107 | 4.0107 | 6.4224 | 6.4224 | 3896.1178 | 29142.9609 |  | 0
1933-09-04 | 0 | 0 | 0 | 0 | -12.5669 | -12.5669 | 3883.5509 | 29048.9608 |  | 0
1933-09-05 | 0 | 0 | 0 | 0 | -12.5669 | -12.5669 | 3870.984 | 28954.9607 |  | 0
1933-09-06 | 0 | 0 | 0 | 0 | -12.5669 | -12.5669 | 3858.4172 | 28860.9606 |  | 0
1933-09-07 | 0 | 0 | 0 | 0 | -12.5669 | -12.5669 | 3845.8503 | 28766.9604 |  | 0
1933-09-08 | 0 | 0 | 0 | 0 | -12.5669 | -12.5669 | 3833.2835 | 28672.9603 |  | 0
1933-09-09 | 0 | 0 | 0 | 0 | -12.5669 | -12.5669 | 3820.7166 | 28578.9602 |  | 0
1933-09-10 | 0 | 0 | 0 | 0 | -12.5669 | -12.5669 | 3808.1497 | 28484.9601 |  | 0
1933-09-11 | 0 | 0 | 0 | 0 | -12.5669 | -12.5669 | 3795.5829 | 28390.96 |  | 0
1933-09-12 | 0 | 0 | 0 | 0 | -12.5669 | -12.5669 | 3783.016 | 28296.9599 |  | 0
1933-09-13 | 0.0675 | 186.3 | 4.0107 | 4.0107 | 169.7224 | 169.7224 | 3952.7385 | 29566.4838 |  | 0
1933-09-14 | 0.00083333 | 2.3 | 4.0107 | 2.3 | -12.5669 | -12.5669 | 3940.1716 | 29472.4837 |  | 0
1933-09-15 | 0 | 0 | 0 | 0 | -12.5669 | -12.5669 | 3927.6048 | 29378.4835 |  | 0
1933-09-16 | 0 | 0 | 0 | 0 | -12.5669 | -12.5669 | 3915.0379 | 29284.4834 |  | 0
1933-09-17 | 0 | 0 | 0 | 0 | -12.5669 | -12.5669 | 3902.471 | 29190.4833 |  | 0
1933-09-18 | 0 | 0 | 0 | 0 | -12.5669 | -12.5669 | 3889.9042 | 29096.4832 |  | 0
1933-09-19 | 0 | 0 | 0 | 0 | -12.5669 | -12.5669 | 3877.3373 | 29002.4831 |  | 0
1933-09-20 | 0 | 0 | 0 | 0 | -12.5669 | -12.5669 | 3864.7705 | 28908.483 |  | 0
1933-09-21 | 0 | 0 | 0 | 0 | -12.5669 | -12.5669 | 3852.2036 | 28814.4829 |  | 0
1933-09-22 | 0 | 0 | 0 | 0 | -12.5669 | -12.5669 | 3839.6367 | 28720.4828 |  | 0
1933-09-23 | 0 | 0 | 0 | 0 | -12.5669 | -12.5669 | 3827.0699 | 28626.4826 |  | 0
1933-09-24 | 0 | 0 | 0 | 0 | -12.5669 | -12.5669 | 3814.503 | 28532.4825 |  | 0
1933-09-25 | 0 | 0 | 0 | 0 | -12.5669 | -12.5669 | 3801.9362 | 28438.4824 |  | 0
1933-09-26 | 0 | 0 | 0 | 0 | -12.5669 | -12.5669 | 3789.3693 | 28344.4823 |  | 0
1933-09-27 | 0 | 0 | 0 | 0 | -12.5669 | -12.5669 | 3776.8024 | 28250.4822 |  | 0
1933-09-28 | 0 | 0 | 0 | 0 | -12.5669 | -12.5669 | 3764.2356 | 28156.4821 |  | 0
1933-09-29 | 0 | 0 | 0 | 0 | -12.5669 | -12.5669 | 3751.6687 | 28062.482 |  | 0
1933-09-30 | 0 | 0 | 0 | 0 | -12.5669 | -12.5669 | 3739.1019 | 27968.4818 |  | 0
1933-10-01 | 0 | 0 | 0 | 0 | -12.5669 | -12.5669 | 3726.535 | 27874.4817 |  | 0
1933-10-02 | 0 | 0 | 0 | 0 | -12.5669 | -12.5669 | 3713.9681 | 27780.4816 |  | 0
1933-10-03 | 0 | 0 | 0 | 0 | -12.5669 | -12.5669 | 3701.4013 | 27686.4815 |  | 0
1933-10-04 | 0 | 0 | 0 | 0 | -12.5669 | -12.5669 | 3688.8344 | 27592.4814 |  | 0
1933-10-05 | 0 | 0 | 0 | 0 | -12.5669 | -12.5669 | 3676.2676 | 27498.4813 |  | 0
1933-10-06 | 0 | 0 | 0 | 0 | -12.5669 | -12.5669 | 3663.7007 | 27404.4812 |  | 0
1933-10-07 | 0 | 0 | 0 | 0 | -12.5669 | -12.5669 | 3651.1338 | 27310.4811 |  | 0
1933-10-08 | 0 | 0 | 0 | 0 | -12.5669 | -12.5669 | 3638.567 | 27216.4809 |  | 0
1933-10-09 | 0 | 0 | 0 | 0 | -12.5669 | -12.5669 | 3626.0001 | 27122.4808 |  | 0
1933-10-10 | 0 | 0 | 0 | 0 | -12.5669 | -12.5669 | 3613.4333 | 27028.4807 |  | 0
1933-10-11 | 0 | 0 | 0 | 0 | -12.5669 | -12.5669 | 3600.8664 | 26934.4806 |  | 0
1933-10-12 | 0 | 0 | 0 | 0 | -12.5669 | -12.5669 | 3588.2995 | 26840.4805 |  | 0
1933-10-13 | 0 | 0 | 0 | 0 | -12.5669 | -12.5669 | 3575.7327 | 26746.4804 |  | 0
1933-10-14 | 0.014167 | 39.1 | 4.0107 | 4.0107 | 22.5224 | 22.5224 | 3598.2551 | 26914.9483 |  | 0
1933-10-15 | 0.0016667 | 4.6 | 4.0107 | 4.0107 | -11.9776 | -11.9776 | 3586.2776 | 26825.3562 |  | 0
1933-10-16 | 0 | 0 | 0 | 0 | -12.5669 | -12.5669 | 3573.7107 | 26731.356 |  | 0
1933-10-17 | 0 | 0 | 0 | 0 | -12.5669 | -12.5669 | 3561.1438 | 26637.3559 |  | 0
1933-10-18 | 0 | 0 | 0 | 0 | -12.5669 | -12.5669 | 3548.577 | 26543.3558 |  | 0
1933-10-19 | 0 | 0 | 0 | 0 | -12.5669 | -12.5669 | 3536.0101 | 26449.3557 |  | 0
1933-10-20 | 0 | 0 | 0 | 0 | -12.5669 | -12.5669 | 3523.4433 | 26355.3556 |  | 0
1933-10-21 | 0 | 0 | 0 | 0 | -12.5669 | -12.5669 | 3510.8764 | 26261.3555 |  | 0
1933-10-22 | 0 | 0 | 0 | 0 | -12.5669 | -12.5669 | 3498.3095 | 26167.3554 |  | 0
1933-10-23 | 0 | 0 | 0 | 0 | -12.5669 | -12.5669 | 3485.7427 | 26073.3553 |  | 0
1933-10-24 | 0 | 0 | 0 | 0 | -12.5669 | -12.5669 | 3473.1758 | 25979.3551 |  | 0
1933-10-25 | 0 | 0 | 0 | 0 | -12.5669 | -12.5669 | 3460.609 | 25885.355 |  | 0
1933-10-26 | 0 | 0 | 0 | 0 | -12.5669 | -12.5669 | 3448.0421 | 25791.3549 |  | 0
1933-10-27 | 0 | 0 | 0 | 0 | -12.5669 | -12.5669 | 3435.4752 | 25697.3548 |  | 0
1933-10-28 | 0 | 0 | 0 | 0 | -12.5669 | -12.5669 | 3422.9084 | 25603.3547 |  | 0
1933-10-29 | 0 | 0 | 0 | 0 | -12.5669 | -12.5669 | 3410.3415 | 25509.3546 |  | 0
1933-10-30 | 0 | 0 | 0 | 0 | -12.5669 | -12.5669 | 3397.7747 | 25415.3545 |  | 0
1933-10-31 | 0 | 0 | 0 | 0 | -12.5669 | -12.5669 | 3385.2078 | 25321.3544 |  | 0
1933-11-01 | 0 | 0 | 0 | 0 | -12.5669 | -12.5669 | 3372.6409 | 25227.3542 |  | 0
1933-11-02 | 0.019167 | 52.9 | 4.0107 | 4.0107 | 36.3224 | 36.3224 | 3408.9634 | 25499.0461 |  | 0
1933-11-03 | 0.043333 | 119.6 | 4.0107 | 4.0107 | 103.0224 | 103.0224 | 3511.9858 | 26269.654 |  | 0
1933-11-04 | 0 | 0 | 0 | 0 | -12.5669 | -12.5669 | 3499.419 | 26175.6539 |  | 0
1933-11-05 | 0 | 0 | 0 | 0 | -12.5669 | -12.5669 | 3486.8521 | 26081.6538 |  | 0
1933-11-06 | 0 | 0 | 0 | 0 | -12.5669 | -12.5669 | 3474.2853 | 25987.6537 |  | 0
1933-11-07 | 0 | 0 | 0 | 0 | -12.5669 | -12.5669 | 3461.7184 | 25893.6536 |  | 0
1933-11-08 | 0 | 0 | 0 | 0 | -12.5669 | -12.5669 | 3449.1515 | 25799.6534 |  | 0
1933-11-09 | 0 | 0 | 0 | 0 | -12.5669 | -12.5669 | 3436.5847 | 25705.6533 |  | 0
1933-11-10 | 0 | 0 | 0 | 0 | -12.5669 | -12.5669 | 3424.0178 | 25611.6532 |  | 0
1933-11-11 | 0 | 0 | 0 | 0 | -12.5669 | -12.5669 | 3411.451 | 25517.6531 |  | 0
1933-11-12 | 0 | 0 | 0 | 0 | -12.5669 | -12.5669 | 3398.8841 | 25423.653 |  | 0
1933-11-13 | 0 | 0 | 0 | 0 | -12.5669 | -12.5669 | 3386.3172 | 25329.6529 |  | 0
1933-11-14 | 0 | 0 | 0 | 0 | -12.5669 | -12.5669 | 3373.7504 | 25235.6528 |  | 0
1933-11-15 | 0 | 0 | 0 | 0 | -12.5669 | -12.5669 | 3361.1835 | 25141.6527 |  | 0
1933-11-16 | 0 | 0 | 0 | 0 | -12.5669 | -12.5669 | 3348.6167 | 25047.6525 |  | 0
1933-11-17 | 0 | 0 | 0 | 0 | -12.5669 | -12.5669 | 3336.0498 | 24953.6524 |  | 0
1933-11-18 | 0 | 0 | 0 | 0 | -12.5669 | -12.5669 | 3323.4829 | 24859.6523 |  | 0
1933-11-19 | 0 | 0 | 0 | 0 | -12.5669 | -12.5669 | 3310.9161 | 24765.6522 |  | 0
1933-11-20 | 0.0375 | 103.5 | 4.0107 | 4.0107 | 86.9224 | 86.9224 | 3397.8385 | 25415.8321 |  | 0
1933-11-21 | 0 | 0 | 0 | 0 | -12.5669 | -12.5669 | 3385.2717 | 25321.832 |  | 0
1933-11-22 | 0 | 0 | 0 | 0 | -12.5669 | -12.5669 | 3372.7048 | 25227.8319 |  | 0
1933-11-23 | 0 | 0 | 0 | 0 | -12.5669 | -12.5669 | 3360.1379 | 25133.8318 |  | 0
1933-11-24 | 0 | 0 | 0 | 0 | -12.5669 | -12.5669 | 3347.5711 | 25039.8316 |  | 0
1933-11-25 | 0 | 0 | 0 | 0 | -12.5669 | -12.5669 | 3335.0042 | 24945.8315 |  | 0
1933-11-26 | 0 | 0 | 0 | 0 | -12.5669 | -12.5669 | 3322.4374 | 24851.8314 |  | 0
1933-11-27 | 0 | 0 | 0 | 0 | -12.5669 | -12.5669 | 3309.8705 | 24757.8313 |  | 0
1933-11-28 | 0 | 0 | 0 | 0 | -12.5669 | -12.5669 | 3297.3036 | 24663.8312 |  | 0
1933-11-29 | 0 | 0 | 0 | 0 | -12.5669 | -12.5669 | 3284.7368 | 24569.8311 |  | 0
1933-11-30 | 0 | 0 | 0 | 0 | -12.5669 | -12.5669 | 3272.1699 | 24475.831 |  | 0
1933-12-01 | 0 | 0 | 0 | 0 | -12.5669 | -12.5669 | 3259.6031 | 24381.8309 |  | 0
1933-12-02 | 0.033333 | 92 | 4.0107 | 4.0107 | 75.4224 | 75.4224 | 3335.0255 | 24945.9907 |  | 0
1933-12-03 | 0 | 0 | 0 | 0 | -12.5669 | -12.5669 | 3322.4586 | 24851.9906 |  | 0
1933-12-04 | 0 | 0 | 0 | 0 | -12.5669 | -12.5669 | 3309.8918 | 24757.9905 |  | 0
1933-12-05 | 0 | 0 | 0 | 0 | -12.5669 | -12.5669 | 3297.3249 | 24663.9904 |  | 0
1933-12-06 | 0 | 0 | 0 | 0 | -12.5669 | -12.5669 | 3284.7581 | 24569.9903 |  | 0
1933-12-07 | 0 | 0 | 0 | 0 | -12.5669 | -12.5669 | 3272.1912 | 24475.9902 |  | 0
1933-12-08 | 0 | 0 | 0 | 0 | -12.5669 | -12.5669 | 3259.6243 | 24381.9901 |  | 0
1933-12-09 | 0 | 0 | 0 | 0 | -12.5669 | -12.5669 | 3247.0575 | 24287.99 |  | 0
1933-12-10 | 0 | 0 | 0 | 0 | -12.5669 | -12.5669 | 3234.4906 | 24193.9898 |  | 0
1933-12-11 | 0 | 0 | 0 | 0 | -12.5669 | -12.5669 | 3221.9238 | 24099.9897 |  | 0
1933-12-12 | 0 | 0 | 0 | 0 | -12.5669 | -12.5669 | 3209.3569 | 24005.9896 |  | 0
1933-12-13 | 0 | 0 | 0 | 0 | -12.5669 | -12.5669 | 3196.79 | 23911.9895 |  | 0
1933-12-14 | 0 | 0 | 0 | 0 | -12.5669 | -12.5669 | 3184.2232 | 23817.9894 |  | 0
1933-12-15 | 0 | 0 | 0 | 0 | -12.5669 | -12.5669 | 3171.6563 | 23723.9893 |  | 0
1933-12-16 | 0 | 0 | 0 | 0 | -12.5669 | -12.5669 | 3159.0895 | 23629.9892 |  | 0
1933-12-17 | 0 | 0 | 0 | 0 | -12.5669 | -12.5669 | 3146.5226 | 23535.9891 |  | 0
1933-12-18 | 0.0425 | 117.3 | 4.0107 | 4.0107 | 100.7224 | 100.7224 | 3247.245 | 24289.3929 |  | 0
1933-12-19 | 0.011667 | 32.2 | 4.0107 | 4.0107 | 15.6224 | 15.6224 | 3262.8675 | 24406.2488 |  | 0
1933-12-20 | 0 | 0 | 0 | 0 | -12.5669 | -12.5669 | 3250.3006 | 24312.2487 |  | 0
1933-12-21 | 0 | 0 | 0 | 0 | -12.5669 | -12.5669 | 3237.7338 | 24218.2486 |  | 0
1933-12-22 | 0 | 0 | 0 | 0 | -12.5669 | -12.5669 | 3225.1669 | 24124.2485 |  | 0
1933-12-23 | 0 | 0 | 0 | 0 | -12.5669 | -12.5669 | 3212.6 | 24030.2484 |  | 0
1933-12-24 | 0 | 0 | 0 | 0 | -12.5669 | -12.5669 | 3200.0332 | 23936.2483 |  | 0
1933-12-25 | 0 | 0 | 0 | 0 | -12.5669 | -12.5669 | 3187.4663 | 23842.2481 |  | 0
1933-12-26 | 0 | 0 | 0 | 0 | -12.5669 | -12.5669 | 3174.8995 | 23748.248 |  | 0
1933-12-27 | 0 | 0 | 0 | 0 | -12.5669 | -12.5669 | 3162.3326 | 23654.2479 |  | 0
1933-12-28 | 0 | 0 | 0 | 0 | -12.5669 | -12.5669 | 3149.7657 | 23560.2478 |  | 0
1933-12-29 | 0.058333 | 161 | 4.0107 | 4.0107 | 144.4224 | 144.4224 | 3294.1882 | 24640.5277 |  | 0
1933-12-30 | 0.040833 | 112.7 | 4.0107 | 4.0107 | 96.1224 | 96.1224 | 3390.3106 | 25359.5236 |  | 0
1933-12-31 | 0 | 0 | 0 | 0 | -12.5669 | -12.5669 | 3377.7438 | 25265.5235 |  | 0
1934-01-01 | 0 | 0 | 0 | 0 | -12.5669 | -12.5669 | 3365.1769 | 25171.5234 |  | 0
1934-01-02 | 0 | 0 | 0 | 0 | -12.5669 | -12.5669 | 3352.6101 | 25077.5232 |  | 0
1934-01-03 | 0.05 | 138 | 4.0107 | 4.0107 | 121.4224 | 121.4224 | 3474.0325 | 25985.7631 |  | 0
1934-01-04 | 0 | 0 | 0 | 0 | -12.5669 | -12.5669 | 3461.4656 | 25891.763 |  | 0
1934-01-05 | 0 | 0 | 0 | 0 | -12.5669 | -12.5669 | 3448.8988 | 25797.7629 |  | 0
1934-01-06 | 0 | 0 | 0 | 0 | -12.5669 | -12.5669 | 3436.3319 | 25703.7628 |  | 0
1934-01-07 | 0.0041667 | 11.5 | 4.0107 | 4.0107 | -5.0776 | -5.0776 | 3431.2544 | 25665.7827 |  | 0
1934-01-08 | 0 | 0 | 0 | 0 | -12.5669 | -12.5669 | 3418.6875 | 25571.7826 |  | 0
1934-01-09 | 0 | 0 | 0 | 0 | -12.5669 | -12.5669 | 3406.1206 | 25477.7825 |  | 0
1934-01-10 | 0 | 0 | 0 | 0 | -12.5669 | -12.5669 | 3393.5538 | 25383.7823 |  | 0
1934-01-11 | 0 | 0 | 0 | 0 | -12.5669 | -12.5669 | 3380.9869 | 25289.7822 |  | 0
1934-01-12 | 0 | 0 | 0 | 0 | -12.5669 | -12.5669 | 3368.4201 | 25195.7821 |  | 0
1934-01-13 | 0 | 0 | 0 | 0 | -12.5669 | -12.5669 | 3355.8532 | 25101.782 |  | 0
1934-01-14 | 0 | 0 | 0 | 0 | -12.5669 | -12.5669 | 3343.2863 | 25007.7819 |  | 0
1934-01-15 | 0 | 0 | 0 | 0 | -12.5669 | -12.5669 | 3330.7195 | 24913.7818 |  | 0
1934-01-16 | 0 | 0 | 0 | 0 | -12.5669 | -12.5669 | 3318.1526 | 24819.7817 |  | 0
1934-01-17 | 0 | 0 | 0 | 0 | -12.5669 | -12.5669 | 3305.5858 | 24725.7816 |  | 0
1934-01-18 | 0 | 0 | 0 | 0 | -12.5669 | -12.5669 | 3293.0189 | 24631.7814 |  | 0
1934-01-19 | 0 | 0 | 0 | 0 | -12.5669 | -12.5669 | 3280.452 | 24537.7813 |  | 0
1934-01-20 | 0 | 0 | 0 | 0 | -12.5669 | -12.5669 | 3267.8852 | 24443.7812 |  | 0
1934-01-21 | 0 | 0 | 0 | 0 | -12.5669 | -12.5669 | 3255.3183 | 24349.7811 |  | 0
1934-01-22 | 0 | 0 | 0 | 0 | -12.5669 | -12.5669 | 3242.7515 | 24255.781 |  | 0
1934-01-23 | 0 | 0 | 0 | 0 | -12.5669 | -12.5669 | 3230.1846 | 24161.7809 |  | 0
1934-01-24 | 0 | 0 | 0 | 0 | -12.5669 | -12.5669 | 3217.6177 | 24067.7808 |  | 0
1934-01-25 | 0 | 0 | 0 | 0 | -12.5669 | -12.5669 | 3205.0509 | 23973.7807 |  | 0
1934-01-26 | 0.0016667 | 4.6 | 4.0107 | 4.0107 | -11.9776 | -11.9776 | 3193.0733 | 23884.1885 |  | 0
1934-01-27 | 0 | 0 | 0 | 0 | -12.5669 | -12.5669 | 3180.5065 | 23790.1884 |  | 0
1934-01-28 | 0 | 0 | 0 | 0 | -12.5669 | -12.5669 | 3167.9396 | 23696.1883 |  | 0
1934-01-29 | 0 | 0 | 0 | 0 | -12.5669 | -12.5669 | 3155.3728 | 23602.1882 |  | 0
1934-01-30 | 0 | 0 | 0 | 0 | -12.5669 | -12.5669 | 3142.8059 | 23508.1881 |  | 0
1934-01-31 | 0 | 0 | 0 | 0 | -12.5669 | -12.5669 | 3130.239 | 23414.188 |  | 0
1934-02-01 | 0 | 0 | 0 | 0 | -12.5669 | -12.5669 | 3117.6722 | 23320.1879 |  | 0
1934-02-02 | 0 | 0 | 0 | 0 | -12.5669 | -12.5669 | 3105.1053 | 23226.1877 |  | 0
1934-02-03 | 0 | 0 | 0 | 0 | -12.5669 | -12.5669 | 3092.5385 | 23132.1876 |  | 0
1934-02-04 | 0 | 0 | 0 | 0 | -12.5669 | -12.5669 | 3079.9716 | 23038.1875 |  | 0
1934-02-05 | 0 | 0 | 0 | 0 | -12.5669 | -12.5669 | 3067.4047 | 22944.1874 |  | 0
1934-02-06 | 0 | 0 | 0 | 0 | -12.5669 | -12.5669 | 3054.8379 | 22850.1873 |  | 0
1934-02-07 | 0 | 0 | 0 | 0 | -12.5669 | -12.5669 | 3042.271 | 22756.1872 |  | 0
1934-02-08 | 0.0175 | 48.3 | 4.0107 | 4.0107 | 31.7224 | 31.7224 | 3073.9935 | 22993.4711 |  | 0
1934-02-09 | 0.035 | 96.6 | 4.0107 | 4.0107 | 80.0224 | 80.0224 | 3154.0159 | 23592.039 |  | 0
1934-02-10 | 0 | 0 | 0 | 0 | -12.5669 | -12.5669 | 3141.449 | 23498.0388 |  | 0
1934-02-11 | 0.0033333 | 9.2 | 4.0107 | 4.0107 | -7.3776 | -7.3776 | 3134.0715 | 23442.8547 |  | 0
1934-02-12 | 0 | 0 | 0 | 0 | -12.5669 | -12.5669 | 3121.5046 | 23348.8546 |  | 0
1934-02-13 | 0 | 0 | 0 | 0 | -12.5669 | -12.5669 | 3108.9378 | 23254.8545 |  | 0
1934-02-14 | 0 | 0 | 0 | 0 | -12.5669 | -12.5669 | 3096.3709 | 23160.8544 |  | 0
1934-02-15 | 0 | 0 | 0 | 0 | -12.5669 | -12.5669 | 3083.804 | 23066.8543 |  | 0
1934-02-16 | 0 | 0 | 0 | 0 | -12.5669 | -12.5669 | 3071.2372 | 22972.8542 |  | 0
1934-02-17 | 0 | 0 | 0 | 0 | -12.5669 | -12.5669 | 3058.6703 | 22878.8541 |  | 0
1934-02-18 | 0.016667 | 46 | 4.0107 | 4.0107 | 29.4224 | 29.4224 | 3088.0928 | 23098.9339 |  | 0
1934-02-19 | 0 | 0 | 0 | 0 | -12.5669 | -12.5669 | 3075.5259 | 23004.9338 |  | 0
1934-02-20 | 0 | 0 | 0 | 0 | -12.5669 | -12.5669 | 3062.9591 | 22910.9337 |  | 0
1934-02-21 | 0 | 0 | 0 | 0 | -12.5669 | -12.5669 | 3050.3922 | 22816.9336 |  | 0
1934-02-22 | 0 | 0 | 0 | 0 | -12.5669 | -12.5669 | 3037.8253 | 22722.9335 |  | 0
1934-02-23 | 0 | 0 | 0 | 0 | -12.5669 | -12.5669 | 3025.2585 | 22628.9334 |  | 0
1934-02-24 | 0 | 0 | 0 | 0 | -12.5669 | -12.5669 | 3012.6916 | 22534.9333 |  | 0
1934-02-25 | 0 | 0 | 0 | 0 | -12.5669 | -12.5669 | 3000.1248 | 22440.9332 |  | 0
1934-02-26 | 0 | 0 | 0 | 0 | -12.5669 | -12.5669 | 2987.5579 | 22346.933 |  | 0
1934-02-27 | 0 | 0 | 0 | 0 | -12.5669 | -12.5669 | 2974.991 | 22252.9329 |  | 0
1934-02-28 | 0 | 0 | 0 | 0 | -12.5669 | -12.5669 | 2962.4242 | 22158.9328 |  | 0
1934-03-01 | 0.14917 | 411.7 | 4.0107 | 4.0107 | 395.1224 | 395.1224 | 3357.5466 | 25114.4487 |  | 0
1934-03-02 | 0 | 0 | 0 | 0 | -12.5669 | -12.5669 | 3344.9798 | 25020.4486 |  | 0
1934-03-03 | 0 | 0 | 0 | 0 | -12.5669 | -12.5669 | 3332.4129 | 24926.4485 |  | 0
1934-03-04 | 0.0083333 | 23 | 4.0107 | 4.0107 | 6.4224 | 6.4224 | 3338.8353 | 24974.4884 |  | 0
1934-03-05 | 0 | 0 | 0 | 0 | -12.5669 | -12.5669 | 3326.2685 | 24880.4883 |  | 0
1934-03-06 | 0 | 0 | 0 | 0 | -12.5669 | -12.5669 | 3313.7016 | 24786.4881 |  | 0
1934-03-07 | 0 | 0 | 0 | 0 | -12.5669 | -12.5669 | 3301.1348 | 24692.488 |  | 0
1934-03-08 | 0 | 0 | 0 | 0 | -12.5669 | -12.5669 | 3288.5679 | 24598.4879 |  | 0
1934-03-09 | 0 | 0 | 0 | 0 | -12.5669 | -12.5669 | 3276.001 | 24504.4878 |  | 0
1934-03-10 | 0 | 0 | 0 | 0 | -12.5669 | -12.5669 | 3263.4342 | 24410.4877 |  | 0
1934-03-11 | 0 | 0 | 0 | 0 | -12.5669 | -12.5669 | 3250.8673 | 24316.4876 |  | 0
1934-03-12 | 0 | 0 | 0 | 0 | -12.5669 | -12.5669 | 3238.3005 | 24222.4875 |  | 0
1934-03-13 | 0 | 0 | 0 | 0 | -12.5669 | -12.5669 | 3225.7336 | 24128.4873 |  | 0
1934-03-14 | 0 | 0 | 0 | 0 | -12.5669 | -12.5669 | 3213.1667 | 24034.4872 |  | 0
1934-03-15 | 0 | 0 | 0 | 0 | -12.5669 | -12.5669 | 3200.5999 | 23940.4871 |  | 0
1934-03-16 | 0 | 0 | 0 | 0 | -12.5669 | -12.5669 | 3188.033 | 23846.487 |  | 0
1934-03-17 | 0 | 0 | 0 | 0 | -12.5669 | -12.5669 | 3175.4662 | 23752.4869 |  | 0
1934-03-18 | 0.0033333 | 9.2 | 4.0107 | 4.0107 | -7.3776 | -7.3776 | 3168.0886 | 23697.3028 |  | 0
1934-03-19 | 0 | 0 | 0 | 0 | -12.5669 | -12.5669 | 3155.5217 | 23603.3027 |  | 0
1934-03-20 | 0 | 0 | 0 | 0 | -12.5669 | -12.5669 | 3142.9549 | 23509.3026 |  | 0
1934-03-21 | 0 | 0 | 0 | 0 | -12.5669 | -12.5669 | 3130.388 | 23415.3024 |  | 0
1934-03-22 | 0 | 0 | 0 | 0 | -12.5669 | -12.5669 | 3117.8212 | 23321.3023 |  | 0
1934-03-23 | 0 | 0 | 0 | 0 | -12.5669 | -12.5669 | 3105.2543 | 23227.3022 |  | 0
1934-03-24 | 0.013333 | 36.8 | 4.0107 | 4.0107 | 20.2224 | 20.2224 | 3125.4768 | 23378.5661 |  | 0
1934-03-25 | 0.043333 | 119.6 | 4.0107 | 4.0107 | 103.0224 | 103.0224 | 3228.4992 | 24149.174 |  | 0
1934-03-26 | 0.0091667 | 25.3 | 4.0107 | 4.0107 | 8.7224 | 8.7224 | 3237.2216 | 24214.4179 |  | 0
1934-03-27 | 0 | 0 | 0 | 0 | -12.5669 | -12.5669 | 3224.6548 | 24120.4178 |  | 0
1934-03-28 | 0 | 0 | 0 | 0 | -12.5669 | -12.5669 | 3212.0879 | 24026.4177 |  | 0
1934-03-29 | 0 | 0 | 0 | 0 | -12.5669 | -12.5669 | 3199.5211 | 23932.4175 |  | 0
1934-03-30 | 0 | 0 | 0 | 0 | -12.5669 | -12.5669 | 3186.9542 | 23838.4174 |  | 0
1934-03-31 | 0 | 0 | 0 | 0 | -12.5669 | -12.5669 | 3174.3873 | 23744.4173 |  | 0
1934-04-01 | 0 | 0 | 0 | 0 | -12.5669 | -12.5669 | 3161.8205 | 23650.4172 |  | 0
1934-04-02 | 0 | 0 | 0 | 0 | -12.5669 | -12.5669 | 3149.2536 | 23556.4171 |  | 0
1934-04-03 | 0 | 0 | 0 | 0 | -12.5669 | -12.5669 | 3136.6868 | 23462.417 |  | 0
1934-04-04 | 0 | 0 | 0 | 0 | -12.5669 | -12.5669 | 3124.1199 | 23368.4169 |  | 0
1934-04-05 | 0.005 | 13.8 | 4.0107 | 4.0107 | -2.7776 | -2.7776 | 3121.3423 | 23347.6408 |  | 0
1934-04-06 | 0 | 0 | 0 | 0 | -12.5669 | -12.5669 | 3108.7755 | 23253.6406 |  | 0
1934-04-07 | 0 | 0 | 0 | 0 | -12.5669 | -12.5669 | 3096.2086 | 23159.6405 |  | 0
1934-04-08 | 0 | 0 | 0 | 0 | -12.5669 | -12.5669 | 3083.6418 | 23065.6404 |  | 0
1934-04-09 | 0 | 0 | 0 | 0 | -12.5669 | -12.5669 | 3071.0749 | 22971.6403 |  | 0
1934-04-10 | 0 | 0 | 0 | 0 | -12.5669 | -12.5669 | 3058.508 | 22877.6402 |  | 0
1934-04-11 | 0 | 0 | 0 | 0 | -12.5669 | -12.5669 | 3045.9412 | 22783.6401 |  | 0
1934-04-12 | 0 | 0 | 0 | 0 | -12.5669 | -12.5669 | 3033.3743 | 22689.64 |  | 0
1934-04-13 | 0 | 0 | 0 | 0 | -12.5669 | -12.5669 | 3020.8075 | 22595.6399 |  | 0
1934-04-14 | 0 | 0 | 0 | 0 | -12.5669 | -12.5669 | 3008.2406 | 22501.6397 |  | 0
1934-04-15 | 0 | 0 | 0 | 0 | -12.5669 | -12.5669 | 2995.6737 | 22407.6396 |  | 0
1934-04-16 | 0.0025 | 6.9 | 4.0107 | 4.0107 | -9.6776 | -9.6776 | 2985.9962 | 22335.2515 |  | 0
1934-04-17 | 0 | 0 | 0 | 0 | -12.5669 | -12.5669 | 2973.4293 | 22241.2514 |  | 0
1934-04-18 | 0.0425 | 117.3 | 4.0107 | 4.0107 | 100.7224 | 100.7224 | 3074.1518 | 22994.6553 |  | 0
1934-04-19 | 0 | 0 | 0 | 0 | -12.5669 | -12.5669 | 3061.5849 | 22900.6552 |  | 0
1934-04-20 | 0.0033333 | 9.2 | 4.0107 | 4.0107 | -7.3776 | -7.3776 | 3054.2074 | 22845.4711 |  | 0
1934-04-21 | 0 | 0 | 0 | 0 | -12.5669 | -12.5669 | 3041.6405 | 22751.471 |  | 0
1934-04-22 | 0 | 0 | 0 | 0 | -12.5669 | -12.5669 | 3029.0736 | 22657.4708 |  | 0
1934-04-23 | 0 | 0 | 0 | 0 | -12.5669 | -12.5669 | 3016.5068 | 22563.4707 |  | 0
1934-04-24 | 0.0041667 | 11.5 | 4.0107 | 4.0107 | -5.0776 | -5.0776 | 3011.4292 | 22525.4906 |  | 0
1934-04-25 | 0.041667 | 115 | 4.0107 | 4.0107 | 98.4224 | 98.4224 | 3109.8517 | 23261.6905 |  | 0
1934-04-26 | 0 | 0 | 0 | 0 | -12.5669 | -12.5669 | 3097.2848 | 23167.6904 |  | 0
1934-04-27 | 0 | 0 | 0 | 0 | -12.5669 | -12.5669 | 3084.718 | 23073.6903 |  | 0
1934-04-28 | 0 | 0 | 0 | 0 | -12.5669 | -12.5669 | 3072.1511 | 22979.6902 |  | 0
1934-04-29 | 0 | 0 | 0 | 0 | -12.5669 | -12.5669 | 3059.5842 | 22885.69 |  | 0
1934-04-30 | 0 | 0 | 0 | 0 | -12.5669 | -12.5669 | 3047.0174 | 22791.6899 |  | 0
1934-05-01 | 0.005 | 13.8 | 4.0107 | 4.0107 | -2.7776 | -2.7776 | 3044.2398 | 22770.9138 |  | 0
1934-05-02 | 0.00083333 | 2.3 | 4.0107 | 2.3 | -12.5669 | -12.5669 | 3031.673 | 22676.9137 |  | 0
1934-05-03 | 0.1225 | 338.1 | 4.0107 | 4.0107 | 321.5224 | 321.5224 | 3353.1954 | 25081.9016 |  | 0
1934-05-04 | 0.039167 | 108.1 | 4.0107 | 4.0107 | 91.5224 | 91.5224 | 3444.7178 | 25766.4895 |  | 0
1934-05-05 | 0 | 0 | 0 | 0 | -12.5669 | -12.5669 | 3432.151 | 25672.4894 |  | 0
1934-05-06 | 0 | 0 | 0 | 0 | -12.5669 | -12.5669 | 3419.5841 | 25578.4893 |  | 0
1934-05-07 | 0 | 0 | 0 | 0 | -12.5669 | -12.5669 | 3407.0173 | 25484.4891 |  | 0
1934-05-08 | 0 | 0 | 0 | 0 | -12.5669 | -12.5669 | 3394.4504 | 25390.489 |  | 0
1934-05-09 | 0 | 0 | 0 | 0 | -12.5669 | -12.5669 | 3381.8835 | 25296.4889 |  | 0
1934-05-10 | 0 | 0 | 0 | 0 | -12.5669 | -12.5669 | 3369.3167 | 25202.4888 |  | 0
1934-05-11 | 0 | 0 | 0 | 0 | -12.5669 | -12.5669 | 3356.7498 | 25108.4887 |  | 0
1934-05-12 | 0 | 0 | 0 | 0 | -12.5669 | -12.5669 | 3344.183 | 25014.4886 |  | 0
1934-05-13 | 0 | 0 | 0 | 0 | -12.5669 | -12.5669 | 3331.6161 | 24920.4885 |  | 0
1934-05-14 | 0.0275 | 75.9 | 4.0107 | 4.0107 | 59.3224 | 59.3224 | 3390.9386 | 25364.2204 |  | 0
1934-05-15 | 0.0025 | 6.9 | 4.0107 | 4.0107 | -9.6776 | -9.6776 | 3381.261 | 25291.8322 |  | 0
1934-05-16 | 0 | 0 | 0 | 0 | -12.5669 | -12.5669 | 3368.6941 | 25197.8321 |  | 0
1934-05-17 | 0 | 0 | 0 | 0 | -12.5669 | -12.5669 | 3356.1273 | 25103.832 |  | 0
1934-05-18 | 0 | 0 | 0 | 0 | -12.5669 | -12.5669 | 3343.5604 | 25009.8319 |  | 0
1934-05-19 | 0 | 0 | 0 | 0 | -12.5669 | -12.5669 | 3330.9936 | 24915.8318 |  | 0
1934-05-20 | 0 | 0 | 0 | 0 | -12.5669 | -12.5669 | 3318.4267 | 24821.8317 |  | 0
1934-05-21 | 0 | 0 | 0 | 0 | -12.5669 | -12.5669 | 3305.8598 | 24727.8316 |  | 0
1934-05-22 | 0 | 0 | 0 | 0 | -12.5669 | -12.5669 | 3293.293 | 24633.8315 |  | 0
1934-05-23 | 0.0016667 | 4.6 | 4.0107 | 4.0107 | -11.9776 | -11.9776 | 3281.3154 | 24544.2393 |  | 0
1934-05-24 | 0.049167 | 135.7 | 4.0107 | 4.0107 | 119.1224 | 119.1224 | 3400.4379 | 25435.2752 |  | 0
1934-05-25 | 0 | 0 | 0 | 0 | -12.5669 | -12.5669 | 3387.871 | 25341.2751 |  | 0
1934-05-26 | 0 | 0 | 0 | 0 | -12.5669 | -12.5669 | 3375.3041 | 25247.275 |  | 0
1934-05-27 | 0 | 0 | 0 | 0 | -12.5669 | -12.5669 | 3362.7373 | 25153.2749 |  | 0
1934-05-28 | 0 | 0 | 0 | 0 | -12.5669 | -12.5669 | 3350.1704 | 25059.2748 |  | 0
1934-05-29 | 0 | 0 | 0 | 0 | -12.5669 | -12.5669 | 3337.6036 | 24965.2747 |  | 0
1934-05-30 | 0 | 0 | 0 | 0 | -12.5669 | -12.5669 | 3325.0367 | 24871.2746 |  | 0
1934-05-31 | 0 | 0 | 0 | 0 | -12.5669 | -12.5669 | 3312.4698 | 24777.2744 |  | 0
1934-06-01 | 0 | 0 | 0 | 0 | -12.5669 | -12.5669 | 3299.903 | 24683.2743 |  | 0
1934-06-02 | 0 | 0 | 0 | 0 | -12.5669 | -12.5669 | 3287.3361 | 24589.2742 |  | 0
1934-06-03 | 0 | 0 | 0 | 0 | -12.5669 | -12.5669 | 3274.7693 | 24495.2741 |  | 0
1934-06-04 | 0 | 0 | 0 | 0 | -12.5669 | -12.5669 | 3262.2024 | 24401.274 |  | 0
1934-06-05 | 0 | 0 | 0 | 0 | -12.5669 | -12.5669 | 3249.6355 | 24307.2739 |  | 0
1934-06-06 | 0 | 0 | 0 | 0 | -12.5669 | -12.5669 | 3237.0687 | 24213.2738 |  | 0
1934-06-07 | 0 | 0 | 0 | 0 | -12.5669 | -12.5669 | 3224.5018 | 24119.2736 |  | 0
1934-06-08 | 0 | 0 | 0 | 0 | -12.5669 | -12.5669 | 3211.935 | 24025.2735 |  | 0
1934-06-09 | 0 | 0 | 0 | 0 | -12.5669 | -12.5669 | 3199.3681 | 23931.2734 |  | 0
1934-06-10 | 0 | 0 | 0 | 0 | -12.5669 | -12.5669 | 3186.8012 | 23837.2733 |  | 0
1934-06-11 | 0 | 0 | 0 | 0 | -12.5669 | -12.5669 | 3174.2344 | 23743.2732 |  | 0
1934-06-12 | 0 | 0 | 0 | 0 | -12.5669 | -12.5669 | 3161.6675 | 23649.2731 |  | 0
1934-06-13 | 0.056667 | 156.4 | 4.0107 | 4.0107 | 139.8224 | 139.8224 | 3301.49 | 24695.145 |  | 0
1934-06-14 | 0 | 0 | 0 | 0 | -12.5669 | -12.5669 | 3288.9231 | 24601.1449 |  | 0
1934-06-15 | 0 | 0 | 0 | 0 | -12.5669 | -12.5669 | 3276.3562 | 24507.1447 |  | 0
1934-06-16 | 0 | 0 | 0 | 0 | -12.5669 | -12.5669 | 3263.7894 | 24413.1446 |  | 0
1934-06-17 | 0.07 | 193.2 | 4.0107 | 4.0107 | 176.6224 | 176.6224 | 3440.4118 | 25734.2805 |  | 0
1934-06-18 | 0 | 0 | 0 | 0 | -12.5669 | -12.5669 | 3427.845 | 25640.2804 |  | 0
1934-06-19 | 0 | 0 | 0 | 0 | -12.5669 | -12.5669 | 3415.2781 | 25546.2803 |  | 0
1934-06-20 | 0 | 0 | 0 | 0 | -12.5669 | -12.5669 | 3402.7113 | 25452.2802 |  | 0
1934-06-21 | 0 | 0 | 0 | 0 | -12.5669 | -12.5669 | 3390.1444 | 25358.2801 |  | 0
1934-06-22 | 0 | 0 | 0 | 0 | -12.5669 | -12.5669 | 3377.5775 | 25264.28 |  | 0
1934-06-23 | 0 | 0 | 0 | 0 | -12.5669 | -12.5669 | 3365.0107 | 25170.2798 |  | 0
1934-06-24 | 0 | 0 | 0 | 0 | -12.5669 | -12.5669 | 3352.4438 | 25076.2797 |  | 0
1934-06-25 | 0 | 0 | 0 | 0 | -12.5669 | -12.5669 | 3339.877 | 24982.2796 |  | 0
1934-06-26 | 0 | 0 | 0 | 0 | -12.5669 | -12.5669 | 3327.3101 | 24888.2795 |  | 0
1934-06-27 | 0 | 0 | 0 | 0 | -12.5669 | -12.5669 | 3314.7432 | 24794.2794 |  | 0
1934-06-28 | 0 | 0 | 0 | 0 | -12.5669 | -12.5669 | 3302.1764 | 24700.2793 |  | 0
1934-06-29 | 0 | 0 | 0 | 0 | -12.5669 | -12.5669 | 3289.6095 | 24606.2792 |  | 0
1934-06-30 | 0 | 0 | 0 | 0 | -12.5669 | -12.5669 | 3277.0427 | 24512.2791 |  | 0
1934-07-01 | 0 | 0 | 0 | 0 | -12.5669 | -12.5669 | 3264.4758 | 24418.2789 |  | 0
1934-07-02 | 0 | 0 | 0 | 0 | -12.5669 | -12.5669 | 3251.9089 | 24324.2788 |  | 0
1934-07-03 | 0 | 0 | 0 | 0 | -12.5669 | -12.5669 | 3239.3421 | 24230.2787 |  | 0
1934-07-04 | 0 | 0 | 0 | 0 | -12.5669 | -12.5669 | 3226.7752 | 24136.2786 |  | 0
1934-07-05 | 0 | 0 | 0 | 0 | -12.5669 | -12.5669 | 3214.2084 | 24042.2785 |  | 0
1934-07-06 | 0 | 0 | 0 | 0 | -12.5669 | -12.5669 | 3201.6415 | 23948.2784 |  | 0
1934-07-07 | 0 | 0 | 0 | 0 | -12.5669 | -12.5669 | 3189.0746 | 23854.2783 |  | 0
1934-07-08 | 0 | 0 | 0 | 0 | -12.5669 | -12.5669 | 3176.5078 | 23760.2782 |  | 0
1934-07-09 | 0 | 0 | 0 | 0 | -12.5669 | -12.5669 | 3163.9409 | 23666.278 |  | 0
1934-07-10 | 0 | 0 | 0 | 0 | -12.5669 | -12.5669 | 3151.3741 | 23572.2779 |  | 0
1934-07-11 | 0 | 0 | 0 | 0 | -12.5669 | -12.5669 | 3138.8072 | 23478.2778 |  | 0
1934-07-12 | 0 | 0 | 0 | 0 | -12.5669 | -12.5669 | 3126.2403 | 23384.2777 |  | 0
1934-07-13 | 0 | 0 | 0 | 0 | -12.5669 | -12.5669 | 3113.6735 | 23290.2776 |  | 0
1934-07-14 | 0 | 0 | 0 | 0 | -12.5669 | -12.5669 | 3101.1066 | 23196.2775 |  | 0
1934-07-15 | 0 | 0 | 0 | 0 | -12.5669 | -12.5669 | 3088.5398 | 23102.2774 |  | 0
1934-07-16 | 0 | 0 | 0 | 0 | -12.5669 | -12.5669 | 3075.9729 | 23008.2772 |  | 0
1934-07-17 | 0 | 0 | 0 | 0 | -12.5669 | -12.5669 | 3063.406 | 22914.2771 |  | 0
1934-07-18 | 0 | 0 | 0 | 0 | -12.5669 | -12.5669 | 3050.8392 | 22820.277 |  | 0
1934-07-19 | 0 | 0 | 0 | 0 | -12.5669 | -12.5669 | 3038.2723 | 22726.2769 |  | 0
1934-07-20 | 0 | 0 | 0 | 0 | -12.5669 | -12.5669 | 3025.7055 | 22632.2768 |  | 0
1934-07-21 | 0 | 0 | 0 | 0 | -12.5669 | -12.5669 | 3013.1386 | 22538.2767 |  | 0
1934-07-22 | 0 | 0 | 0 | 0 | -12.5669 | -12.5669 | 3000.5717 | 22444.2766 |  | 0
1934-07-23 | 0 | 0 | 0 | 0 | -12.5669 | -12.5669 | 2988.0049 | 22350.2765 |  | 0
1934-07-24 | 0 | 0 | 0 | 0 | -12.5669 | -12.5669 | 2975.438 | 22256.2763 |  | 0
1934-07-25 | 0 | 0 | 0 | 0 | -12.5669 | -12.5669 | 2962.8712 | 22162.2762 |  | 0
1934-07-26 | 0 | 0 | 0 | 0 | -12.5669 | -12.5669 | 2950.3043 | 22068.2761 |  | 0
1934-07-27 | 0 | 0 | 0 | 0 | -12.5669 | -12.5669 | 2937.7374 | 21974.276 |  | 0
1934-07-28 | 0.005 | 13.8 | 4.0107 | 4.0107 | -2.7776 | -2.7776 | 2934.9599 | 21953.4999 |  | 0
1934-07-29 | 0 | 0 | 0 | 0 | -12.5669 | -12.5669 | 2922.393 | 21859.4998 |  | 0
1934-07-30 | 0 | 0 | 0 | 0 | -12.5669 | -12.5669 | 2909.8262 | 21765.4997 |  | 0
1934-07-31 | 0 | 0 | 0 | 0 | -12.5669 | -12.5669 | 2897.2593 | 21671.4996 |  | 0
1934-08-01 | 0 | 0 | 0 | 0 | -12.5669 | -12.5669 | 2884.6924 | 21577.4994 |  | 0
1934-08-02 | 0 | 0 | 0 | 0 | -12.5669 | -12.5669 | 2872.1256 | 21483.4993 |  | 0
1934-08-03 | 0 | 0 | 0 | 0 | -12.5669 | -12.5669 | 2859.5587 | 21389.4992 |  | 0
1934-08-04 | 0 | 0 | 0 | 0 | -12.5669 | -12.5669 | 2846.9919 | 21295.4991 |  | 0
1934-08-05 | 0 | 0 | 0 | 0 | -12.5669 | -12.5669 | 2834.425 | 21201.499 |  | 0
1934-08-06 | 0 | 0 | 0 | 0 | -12.5669 | -12.5669 | 2821.8581 | 21107.4989 |  | 0
1934-08-07 | 0 | 0 | 0 | 0 | -12.5669 | -12.5669 | 2809.2913 | 21013.4988 |  | 0
1934-08-08 | 0 | 0 | 0 | 0 | -12.5669 | -12.5669 | 2796.7244 | 20919.4987 |  | 0
1934-08-09 | 0 | 0 | 0 | 0 | -12.5669 | -12.5669 | 2784.1576 | 20825.4985 |  | 0
1934-08-10 | 0 | 0 | 0 | 0 | -12.5669 | -12.5669 | 2771.5907 | 20731.4984 |  | 0
1934-08-11 | 0 | 0 | 0 | 0 | -12.5669 | -12.5669 | 2759.0238 | 20637.4983 |  | 0
1934-08-12 | 0 | 0 | 0 | 0 | -12.5669 | -12.5669 | 2746.457 | 20543.4982 |  | 0
1934-08-13 | 0 | 0 | 0 | 0 | -12.5669 | -12.5669 | 2733.8901 | 20449.4981 |  | 0
1934-08-14 | 0 | 0 | 0 | 0 | -12.5669 | -12.5669 | 2721.3233 | 20355.498 |  | 0
1934-08-15 | 0 | 0 | 0 | 0 | -12.5669 | -12.5669 | 2708.7564 | 20261.4979 |  | 0
1934-08-16 | 0 | 0 | 0 | 0 | -12.5669 | -12.5669 | 2696.1895 | 20167.4978 |  | 0
1934-08-17 | 0 | 0 | 0 | 0 | -12.5669 | -12.5669 | 2683.6227 | 20073.4976 |  | 0
1934-08-18 | 0 | 0 | 0 | 0 | -12.5669 | -12.5669 | 2671.0558 | 19979.4975 |  | 0
1934-08-19 | 0 | 0 | 0 | 0 | -12.5669 | -12.5669 | 2658.489 | 19885.4974 |  | 0
1934-08-20 | 0 | 0 | 0 | 0 | -12.5669 | -12.5669 | 2645.9221 | 19791.4973 |  | 0
1934-08-21 | 0 | 0 | 0 | 0 | -12.5669 | -12.5669 | 2633.3552 | 19697.4972 |  | 0
1934-08-22 | 0 | 0 | 0 | 0 | -12.5669 | -12.5669 | 2620.7884 | 19603.4971 |  | 0
1934-08-23 | 0 | 0 | 0 | 0 | -12.5669 | -12.5669 | 2608.2215 | 19509.497 |  | 0
1934-08-24 | 0.12917 | 356.5 | 4.0107 | 4.0107 | 339.9224 | 339.9224 | 2948.144 | 22052.1169 |  | 0
1934-08-25 | 0.071667 | 197.8 | 4.0107 | 4.0107 | 181.2224 | 181.2224 | 3129.3664 | 23407.6607 |  | 0
1934-08-26 | 0 | 0 | 0 | 0 | -12.5669 | -12.5669 | 3116.7995 | 23313.6606 |  | 0
1934-08-27 | 0 | 0 | 0 | 0 | -12.5669 | -12.5669 | 3104.2327 | 23219.6605 |  | 0
1934-08-28 | 0 | 0 | 0 | 0 | -12.5669 | -12.5669 | 3091.6658 | 23125.6604 |  | 0
1934-08-29 | 0 | 0 | 0 | 0 | -12.5669 | -12.5669 | 3079.099 | 23031.6603 |  | 0
1934-08-30 | 0 | 0 | 0 | 0 | -12.5669 | -12.5669 | 3066.5321 | 22937.6602 |  | 0
1934-08-31 | 0 | 0 | 0 | 0 | -12.5669 | -12.5669 | 3053.9652 | 22843.6601 |  | 0
1934-09-01 | 0 | 0 | 0 | 0 | -12.5669 | -12.5669 | 3041.3984 | 22749.6599 |  | 0
1934-09-02 | 0.0033333 | 9.2 | 4.0107 | 4.0107 | -7.3776 | -7.3776 | 3034.0208 | 22694.4758 |  | 0
1934-09-03 | 0.041667 | 115 | 4.0107 | 4.0107 | 98.4224 | 98.4224 | 3132.4433 | 23430.6757 |  | 0
1934-09-04 | 0 | 0 | 0 | 0 | -12.5669 | -12.5669 | 3119.8764 | 23336.6756 |  | 0
1934-09-05 | 0 | 0 | 0 | 0 | -12.5669 | -12.5669 | 3107.3096 | 23242.6755 |  | 0 | 1
1934-09-06 | 0 | 0 | 0 | 0 | -12.5669 | -12.5669 | 3094.7427 | 23148.6754 |  | 0
1934-09-07 | 0 | 0 | 0 | 0 | -12.5669 | -12.5669 | 3082.1758 | 23054.6753 |  | 0
1934-09-08 | 0 | 0 | 0 | 0 | -12.5669 | -12.5669 | 3069.609 | 22960.6752 |  | 0
1934-09-09 | 0.070833 | 195.5 | 4.0107 | 4.0107 | 178.9224 | 178.9224 | 3248.5314 | 24299.015 |  | 0
1934-09-10 | 0.066667 | 184 | 4.0107 | 4.0107 | 167.4224 | 167.4224 | 3415.9539 | 25551.3349 |  | 0
1934-09-11 | 0 | 0 | 0 | 0 | -12.5669 | -12.5669 | 3403.387 | 25457.3348 |  | 0
1934-09-12 | 0 | 0 | 0 | 0 | -12.5669 | -12.5669 | 3390.8201 | 25363.3347 |  | 0
1934-09-13 | 0 | 0 | 0 | 0 | -12.5669 | -12.5669 | 3378.2533 | 25269.3346 |  | 0
1934-09-14 | 0.095833 | 264.5 | 4.0107 | 4.0107 | 247.9224 | 247.9224 | 3626.1757 | 27123.7945 |  | 0
1934-09-15 | 0 | 0 | 0 | 0 | -12.5669 | -12.5669 | 3613.6089 | 27029.7944 |  | 0
1934-09-16 | 0 | 0 | 0 | 0 | -12.5669 | -12.5669 | 3601.042 | 26935.7943 |  | 0
1934-09-17 | 0 | 0 | 0 | 0 | -12.5669 | -12.5669 | 3588.4752 | 26841.7941 |  | 0
1934-09-18 | 0 | 0 | 0 | 0 | -12.5669 | -12.5669 | 3575.9083 | 26747.794 |  | 0
1934-09-19 | 0 | 0 | 0 | 0 | -12.5669 | -12.5669 | 3563.3414 | 26653.7939 |  | 0
1934-09-20 | 0 | 0 | 0 | 0 | -12.5669 | -12.5669 | 3550.7746 | 26559.7938 |  | 0
1934-09-21 | 0.023333 | 64.4 | 4.0107 | 4.0107 | 47.8224 | 47.8224 | 3598.597 | 26917.5057 |  | 0
1934-09-22 | 0 | 0 | 0 | 0 | -12.5669 | -12.5669 | 3586.0302 | 26823.5056 |  | 0
1934-09-23 | 0 | 0 | 0 | 0 | -12.5669 | -12.5669 | 3573.4633 | 26729.5055 |  | 0
1934-09-24 | 0 | 0 | 0 | 0 | -12.5669 | -12.5669 | 3560.8964 | 26635.5054 |  | 0
1934-09-25 | 0 | 0 | 0 | 0 | -12.5669 | -12.5669 | 3548.3296 | 26541.5052 |  | 0
1934-09-26 | 0 | 0 | 0 | 0 | -12.5669 | -12.5669 | 3535.7627 | 26447.5051 |  | 0
1934-09-27 | 0 | 0 | 0 | 0 | -12.5669 | -12.5669 | 3523.1959 | 26353.505 |  | 0
1934-09-28 | 0 | 0 | 0 | 0 | -12.5669 | -12.5669 | 3510.629 | 26259.5049 |  | 0
1934-09-29 | 0 | 0 | 0 | 0 | -12.5669 | -12.5669 | 3498.0621 | 26165.5048 |  | 0
1934-09-30 | 0 | 0 | 0 | 0 | -12.5669 | -12.5669 | 3485.4953 | 26071.5047 |  | 0
1934-10-01 | 0 | 0 | 0 | 0 | -12.5669 | -12.5669 | 3472.9284 | 25977.5046 |  | 0
1934-10-02 | 0 | 0 | 0 | 0 | -12.5669 | -12.5669 | 3460.3616 | 25883.5045 |  | 0
1934-10-03 | 0 | 0 | 0 | 0 | -12.5669 | -12.5669 | 3447.7947 | 25789.5043 |  | 0
1934-10-04 | 0 | 0 | 0 | 0 | -12.5669 | -12.5669 | 3435.2278 | 25695.5042 |  | 0
1934-10-05 | 0 | 0 | 0 | 0 | -12.5669 | -12.5669 | 3422.661 | 25601.5041 |  | 0
1934-10-06 | 0 | 0 | 0 | 0 | -12.5669 | -12.5669 | 3410.0941 | 25507.504 |  | 0
1934-10-07 | 0 | 0 | 0 | 0 | -12.5669 | -12.5669 | 3397.5273 | 25413.5039 |  | 0
1934-10-08 | 0 | 0 | 0 | 0 | -12.5669 | -12.5669 | 3384.9604 | 25319.5038 |  | 0
1934-10-09 | 0 | 0 | 0 | 0 | -12.5669 | -12.5669 | 3372.3935 | 25225.5037 |  | 0
1934-10-10 | 0 | 0 | 0 | 0 | -12.5669 | -12.5669 | 3359.8267 | 25131.5035 |  | 0
1934-10-11 | 0 | 0 | 0 | 0 | -12.5669 | -12.5669 | 3347.2598 | 25037.5034 |  | 0
1934-10-12 | 0 | 0 | 0 | 0 | -12.5669 | -12.5669 | 3334.693 | 24943.5033 |  | 0
1934-10-13 | 0.034167 | 94.3 | 4.0107 | 4.0107 | 77.7224 | 77.7224 | 3412.4154 | 25524.8672 |  | 0
1934-10-14 | 0 | 0 | 0 | 0 | -12.5669 | -12.5669 | 3399.8485 | 25430.8671 |  | 0
1934-10-15 | 0 | 0 | 0 | 0 | -12.5669 | -12.5669 | 3387.2817 | 25336.867 |  | 0
1934-10-16 | 0 | 0 | 0 | 0 | -12.5669 | -12.5669 | 3374.7148 | 25242.8669 |  | 0
1934-10-17 | 0.058333 | 161 | 4.0107 | 4.0107 | 144.4224 | 144.4224 | 3519.1373 | 26323.1468 |  | 0
1934-10-18 | 0.0025 | 6.9 | 4.0107 | 4.0107 | -9.6776 | -9.6776 | 3509.4597 | 26250.7586 |  | 0
1934-10-19 | 0 | 0 | 0 | 0 | -12.5669 | -12.5669 | 3496.8929 | 26156.7585 |  | 0
1934-10-20 | 0 | 0 | 0 | 0 | -12.5669 | -12.5669 | 3484.326 | 26062.7584 |  | 0
1934-10-21 | 0 | 0 | 0 | 0 | -12.5669 | -12.5669 | 3471.7591 | 25968.7583 |  | 0
1934-10-22 | 0 | 0 | 0 | 0 | -12.5669 | -12.5669 | 3459.1923 | 25874.7582 |  | 0
1934-10-23 | 0 | 0 | 0 | 0 | -12.5669 | -12.5669 | 3446.6254 | 25780.7581 |  | 0
1934-10-24 | 0 | 0 | 0 | 0 | -12.5669 | -12.5669 | 3434.0586 | 25686.758 |  | 0
1934-10-25 | 0 | 0 | 0 | 0 | -12.5669 | -12.5669 | 3421.4917 | 25592.7579 |  | 0
1934-10-26 | 0 | 0 | 0 | 0 | -12.5669 | -12.5669 | 3408.9248 | 25498.7577 |  | 0
1934-10-27 | 0 | 0 | 0 | 0 | -12.5669 | -12.5669 | 3396.358 | 25404.7576 |  | 0
1934-10-28 | 0 | 0 | 0 | 0 | -12.5669 | -12.5669 | 3383.7911 | 25310.7575 |  | 0
1934-10-29 | 0 | 0 | 0 | 0 | -12.5669 | -12.5669 | 3371.2243 | 25216.7574 |  | 0
1934-10-30 | 0 | 0 | 0 | 0 | -12.5669 | -12.5669 | 3358.6574 | 25122.7573 |  | 0
1934-10-31 | 0 | 0 | 0 | 0 | -12.5669 | -12.5669 | 3346.0905 | 25028.7572 |  | 0
1934-11-01 | 0 | 0 | 0 | 0 | -12.5669 | -12.5669 | 3333.5237 | 24934.7571 |  | 0
1934-11-02 | 0 | 0 | 0 | 0 | -12.5669 | -12.5669 | 3320.9568 | 24840.757 |  | 0
1934-11-03 | 0 | 0 | 0 | 0 | -12.5669 | -12.5669 | 3308.39 | 24746.7568 |  | 0
1934-11-04 | 0 | 0 | 0 | 0 | -12.5669 | -12.5669 | 3295.8231 | 24652.7567 |  | 0
1934-11-05 | 0 | 0 | 0 | 0 | -12.5669 | -12.5669 | 3283.2562 | 24558.7566 |  | 0
1934-11-06 | 0 | 0 | 0 | 0 | -12.5669 | -12.5669 | 3270.6894 | 24464.7565 |  | 0
1934-11-07 | 0 | 0 | 0 | 0 | -12.5669 | -12.5669 | 3258.1225 | 24370.7564 |  | 0
1934-11-08 | 0 | 0 | 0 | 0 | -12.5669 | -12.5669 | 3245.5557 | 24276.7563 |  | 0
1934-11-09 | 0 | 0 | 0 | 0 | -12.5669 | -12.5669 | 3232.9888 | 24182.7562 |  | 0
1934-11-10 | 0 | 0 | 0 | 0 | -12.5669 | -12.5669 | 3220.4219 | 24088.7561 |  | 0
1934-11-11 | 0 | 0 | 0 | 0 | -12.5669 | -12.5669 | 3207.8551 | 23994.7559 |  | 0
1934-11-12 | 0 | 0 | 0 | 0 | -12.5669 | -12.5669 | 3195.2882 | 23900.7558 |  | 0
1934-11-13 | 0 | 0 | 0 | 0 | -12.5669 | -12.5669 | 3182.7214 | 23806.7557 |  | 0
1934-11-14 | 0 | 0 | 0 | 0 | -12.5669 | -12.5669 | 3170.1545 | 23712.7556 |  | 0
1934-11-15 | 0.0775 | 213.9 | 4.0107 | 4.0107 | 197.3224 | 197.3224 | 3367.4769 | 25188.7275 |  | 0
1934-11-16 | 0.00083333 | 2.3 | 4.0107 | 2.3 | -12.5669 | -12.5669 | 3354.9101 | 25094.7274 |  | 0
1934-11-17 | 0 | 0 | 0 | 0 | -12.5669 | -12.5669 | 3342.3432 | 25000.7273 |  | 0
1934-11-18 | 0 | 0 | 0 | 0 | -12.5669 | -12.5669 | 3329.7764 | 24906.7271 |  | 0
1934-11-19 | 0.095 | 262.2 | 4.0107 | 4.0107 | 245.6224 | 245.6224 | 3575.3988 | 26743.983 |  | 0
1934-11-20 | 0 | 0 | 0 | 0 | -12.5669 | -12.5669 | 3562.8319 | 26649.9829 |  | 0
1934-11-21 | 0.13917 | 384.1 | 4.0107 | 4.0107 | 367.5224 | 367.5224 | 3930.3544 | 29399.0508 |  | 0
1934-11-22 | 0.02 | 55.2 | 4.0107 | 4.0107 | 38.6224 | 38.6224 | 3968.9768 | 29687.9467 |  | 0
1934-11-23 | 0 | 0 | 0 | 0 | -12.5669 | -12.5669 | 3956.41 | 29593.9466 |  | 0
1934-11-24 | 0 | 0 | 0 | 0 | -12.5669 | -12.5669 | 3943.8431 | 29499.9465 |  | 0
1934-11-25 | 0 | 0 | 0 | 0 | -12.5669 | -12.5669 | 3931.2763 | 29405.9464 |  | 0
1934-11-26 | 0 | 0 | 0 | 0 | -12.5669 | -12.5669 | 3918.7094 | 29311.9462 |  | 0
1934-11-27 | 0 | 0 | 0 | 0 | -12.5669 | -12.5669 | 3906.1425 | 29217.9461 |  | 0
1934-11-28 | 0 | 0 | 0 | 0 | -12.5669 | -12.5669 | 3893.5757 | 29123.946 |  | 0
1934-11-29 | 0.030833 | 85.1 | 4.0107 | 4.0107 | 68.5224 | 68.5224 | 3962.0981 | 29636.4939 |  | 0
1934-11-30 | 0.00083333 | 2.3 | 4.0107 | 2.3 | -12.5669 | -12.5669 | 3949.5313 | 29542.4938 |  | 0
1934-12-01 | 0 | 0 | 0 | 0 | -12.5669 | -12.5669 | 3936.9644 | 29448.4937 |  | 0
1934-12-02 | 0 | 0 | 0 | 0 | -12.5669 | -12.5669 | 3924.3975 | 29354.4936 |  | 0
1934-12-03 | 0 | 0 | 0 | 0 | -12.5669 | -12.5669 | 3911.8307 | 29260.4935 |  | 0
1934-12-04 | 0 | 0 | 0 | 0 | -12.5669 | -12.5669 | 3899.2638 | 29166.4933 |  | 0
1934-12-05 | 0 | 0 | 0 | 0 | -12.5669 | -12.5669 | 3886.697 | 29072.4932 |  | 0
1934-12-06 | 0 | 0 | 0 | 0 | -12.5669 | -12.5669 | 3874.1301 | 28978.4931 |  | 0
1934-12-07 | 0 | 0 | 0 | 0 | -12.5669 | -12.5669 | 3861.5632 | 28884.493 |  | 0
1934-12-08 | 0 | 0 | 0 | 0 | -12.5669 | -12.5669 | 3848.9964 | 28790.4929 |  | 0
1934-12-09 | 0 | 0 | 0 | 0 | -12.5669 | -12.5669 | 3836.4295 | 28696.4928 |  | 0
1934-12-10 | 0 | 0 | 0 | 0 | -12.5669 | -12.5669 | 3823.8627 | 28602.4927 |  | 0
1934-12-11 | 0 | 0 | 0 | 0 | -12.5669 | -12.5669 | 3811.2958 | 28508.4926 |  | 0
1934-12-12 | 0 | 0 | 0 | 0 | -12.5669 | -12.5669 | 3798.7289 | 28414.4924 |  | 0
1934-12-13 | 0 | 0 | 0 | 0 | -12.5669 | -12.5669 | 3786.1621 | 28320.4923 |  | 0
1934-12-14 | 0 | 0 | 0 | 0 | -12.5669 | -12.5669 | 3773.5952 | 28226.4922 |  | 0
1934-12-15 | 0 | 0 | 0 | 0 | -12.5669 | -12.5669 | 3761.0284 | 28132.4921 |  | 0
1934-12-16 | 0 | 0 | 0 | 0 | -12.5669 | -12.5669 | 3748.4615 | 28038.492 |  | 0
1934-12-17 | 0 | 0 | 0 | 0 | -12.5669 | -12.5669 | 3735.8946 | 27944.4919 |  | 0
1934-12-18 | 0.0033333 | 9.2 | 4.0107 | 4.0107 | -7.3776 | -7.3776 | 3728.5171 | 27889.3078 |  | 0
1934-12-19 | 0 | 0 | 0 | 0 | -12.5669 | -12.5669 | 3715.9502 | 27795.3077 |  | 0
1934-12-20 | 0 | 0 | 0 | 0 | -12.5669 | -12.5669 | 3703.3834 | 27701.3075 |  | 0
1934-12-21 | 0 | 0 | 0 | 0 | -12.5669 | -12.5669 | 3690.8165 | 27607.3074 |  | 0
1934-12-22 | 0 | 0 | 0 | 0 | -12.5669 | -12.5669 | 3678.2496 | 27513.3073 |  | 0
1934-12-23 | 0 | 0 | 0 | 0 | -12.5669 | -12.5669 | 3665.6828 | 27419.3072 |  | 0
1934-12-24 | 0 | 0 | 0 | 0 | -12.5669 | -12.5669 | 3653.1159 | 27325.3071 |  | 0
1934-12-25 | 0 | 0 | 0 | 0 | -12.5669 | -12.5669 | 3640.5491 | 27231.307 |  | 0
1934-12-26 | 0 | 0 | 0 | 0 | -12.5669 | -12.5669 | 3627.9822 | 27137.3069 |  | 0
1934-12-27 | 0 | 0 | 0 | 0 | -12.5669 | -12.5669 | 3615.4153 | 27043.3068 |  | 0
1934-12-28 | 0 | 0 | 0 | 0 | -12.5669 | -12.5669 | 3602.8485 | 26949.3066 |  | 0
1934-12-29 | 0 | 0 | 0 | 0 | -12.5669 | -12.5669 | 3590.2816 | 26855.3065 |  | 0
1934-12-30 | 0 | 0 | 0 | 0 | -12.5669 | -12.5669 | 3577.7148 | 26761.3064 |  | 0
1934-12-31 | 0.00083333 | 2.3 | 4.0107 | 2.3 | -12.5669 | -12.5669 | 3565.1479 | 26667.3063 |  | 0
1935-01-01 | 0 | 0 | 0 | 0 | -12.5669 | -12.5669 | 3552.581 | 26573.3062 |  | 0
1935-01-02 | 0 | 0 | 0 | 0 | -12.5669 | -12.5669 | 3540.0142 | 26479.3061 |  | 0
1935-01-03 | 0 | 0 | 0 | 0 | -12.5669 | -12.5669 | 3527.4473 | 26385.306 |  | 0
1935-01-04 | 0 | 0 | 0 | 0 | -12.5669 | -12.5669 | 3514.8805 | 26291.3058 |  | 0
1935-01-05 | 0 | 0 | 0 | 0 | -12.5669 | -12.5669 | 3502.3136 | 26197.3057 |  | 0
1935-01-06 | 0 | 0 | 0 | 0 | -12.5669 | -12.5669 | 3489.7467 | 26103.3056 |  | 0
1935-01-07 | 0.016667 | 46 | 4.0107 | 4.0107 | 29.4224 | 29.4224 | 3519.1692 | 26323.3855 |  | 0
1935-01-08 | 0 | 0 | 0 | 0 | -12.5669 | -12.5669 | 3506.6023 | 26229.3854 |  | 0
1935-01-09 | 0 | 0 | 0 | 0 | -12.5669 | -12.5669 | 3494.0355 | 26135.3853 |  | 0
1935-01-10 | 0 | 0 | 0 | 0 | -12.5669 | -12.5669 | 3481.4686 | 26041.3852 |  | 0
1935-01-11 | 0 | 0 | 0 | 0 | -12.5669 | -12.5669 | 3468.9017 | 25947.3851 |  | 0
1935-01-12 | 0 | 0 | 0 | 0 | -12.5669 | -12.5669 | 3456.3349 | 25853.3849 |  | 0
1935-01-13 | 0 | 0 | 0 | 0 | -12.5669 | -12.5669 | 3443.768 | 25759.3848 |  | 0
1935-01-14 | 0 | 0 | 0 | 0 | -12.5669 | -12.5669 | 3431.2012 | 25665.3847 |  | 0
1935-01-15 | 0 | 0 | 0 | 0 | -12.5669 | -12.5669 | 3418.6343 | 25571.3846 |  | 0
1935-01-16 | 0 | 0 | 0 | 0 | -12.5669 | -12.5669 | 3406.0674 | 25477.3845 |  | 0
1935-01-17 | 0 | 0 | 0 | 0 | -12.5669 | -12.5669 | 3393.5006 | 25383.3844 |  | 0
1935-01-18 | 0.010833 | 29.9 | 4.0107 | 4.0107 | 13.3224 | 13.3224 | 3406.823 | 25483.0363 |  | 0
1935-01-19 | 0.0025 | 6.9 | 4.0107 | 4.0107 | -9.6776 | -9.6776 | 3397.1455 | 25410.6482 |  | 0
1935-01-20 | 0.0041667 | 11.5 | 4.0107 | 4.0107 | -5.0776 | -5.0776 | 3392.0679 | 25372.668 |  | 0
1935-01-21 | 0 | 0 | 0 | 0 | -12.5669 | -12.5669 | 3379.5011 | 25278.6679 |  | 0
1935-01-22 | 0 | 0 | 0 | 0 | -12.5669 | -12.5669 | 3366.9342 | 25184.6678 |  | 0
1935-01-23 | 0 | 0 | 0 | 0 | -12.5669 | -12.5669 | 3354.3673 | 25090.6677 |  | 0
1935-01-24 | 0 | 0 | 0 | 0 | -12.5669 | -12.5669 | 3341.8005 | 24996.6676 |  | 0
1935-01-25 | 0 | 0 | 0 | 0 | -12.5669 | -12.5669 | 3329.2336 | 24902.6675 |  | 0
1935-01-26 | 0 | 0 | 0 | 0 | -12.5669 | -12.5669 | 3316.6668 | 24808.6674 |  | 0
1935-01-27 | 0 | 0 | 0 | 0 | -12.5669 | -12.5669 | 3304.0999 | 24714.6673 |  | 0
1935-01-28 | 0 | 0 | 0 | 0 | -12.5669 | -12.5669 | 3291.533 | 24620.6671 |  | 0
1935-01-29 | 0 | 0 | 0 | 0 | -12.5669 | -12.5669 | 3278.9662 | 24526.667 |  | 0
1935-01-30 | 0 | 0 | 0 | 0 | -12.5669 | -12.5669 | 3266.3993 | 24432.6669 |  | 0
1935-01-31 | 0 | 0 | 0 | 0 | -12.5669 | -12.5669 | 3253.8325 | 24338.6668 |  | 0
1935-02-01 | 0.023333 | 64.4 | 4.0107 | 4.0107 | 47.8224 | 47.8224 | 3301.6549 | 24696.3787 |  | 0
1935-02-02 | 0 | 0 | 0 | 0 | -12.5669 | -12.5669 | 3289.088 | 24602.3786 |  | 0
1935-02-03 | 0 | 0 | 0 | 0 | -12.5669 | -12.5669 | 3276.5212 | 24508.3785 |  | 0
1935-02-04 | 0 | 0 | 0 | 0 | -12.5669 | -12.5669 | 3263.9543 | 24414.3784 |  | 0
1935-02-05 | 0 | 0 | 0 | 0 | -12.5669 | -12.5669 | 3251.3875 | 24320.3782 |  | 0
1935-02-06 | 0 | 0 | 0 | 0 | -12.5669 | -12.5669 | 3238.8206 | 24226.3781 |  | 0
1935-02-07 | 0.050833 | 140.3 | 4.0107 | 4.0107 | 123.7224 | 123.7224 | 3362.543 | 25151.822 |  | 0
1935-02-08 | 0.0025 | 6.9 | 4.0107 | 4.0107 | -9.6776 | -9.6776 | 3352.8655 | 25079.4339 |  | 0
1935-02-09 | 0 | 0 | 0 | 0 | -12.5669 | -12.5669 | 3340.2986 | 24985.4338 |  | 0
1935-02-10 | 0 | 0 | 0 | 0 | -12.5669 | -12.5669 | 3327.7318 | 24891.4337 |  | 0
1935-02-11 | 0.010833 | 29.9 | 4.0107 | 4.0107 | 13.3224 | 13.3224 | 3341.0542 | 24991.0856 |  | 0
1935-02-12 | 0.010833 | 29.9 | 4.0107 | 4.0107 | 13.3224 | 13.3224 | 3354.3767 | 25090.7374 |  | 0
1935-02-13 | 0.013333 | 36.8 | 4.0107 | 4.0107 | 20.2224 | 20.2224 | 3374.5991 | 25242.0013 |  | 0
1935-02-14 | 0 | 0 | 0 | 0 | -12.5669 | -12.5669 | 3362.0322 | 25148.0012 |  | 0
1935-02-15 | 0 | 0 | 0 | 0 | -12.5669 | -12.5669 | 3349.4654 | 25054.0011 |  | 0
1935-02-16 | 0 | 0 | 0 | 0 | -12.5669 | -12.5669 | 3336.8985 | 24960.001 |  | 0
1935-02-17 | 0 | 0 | 0 | 0 | -12.5669 | -12.5669 | 3324.3317 | 24866.0009 |  | 0
1935-02-18 | 0 | 0 | 0 | 0 | -12.5669 | -12.5669 | 3311.7648 | 24772.0008 |  | 0
1935-02-19 | 0 | 0 | 0 | 0 | -12.5669 | -12.5669 | 3299.1979 | 24678.0007 |  | 0
1935-02-20 | 0 | 0 | 0 | 0 | -12.5669 | -12.5669 | 3286.6311 | 24584.0005 |  | 0
1935-02-21 | 0 | 0 | 0 | 0 | -12.5669 | -12.5669 | 3274.0642 | 24490.0004 |  | 0
1935-02-22 | 0 | 0 | 0 | 0 | -12.5669 | -12.5669 | 3261.4974 | 24396.0003 |  | 0
1935-02-23 | 0 | 0 | 0 | 0 | -12.5669 | -12.5669 | 3248.9305 | 24302.0002 |  | 0
1935-02-24 | 0 | 0 | 0 | 0 | -12.5669 | -12.5669 | 3236.3636 | 24208.0001 |  | 0
1935-02-25 | 0 | 0 | 0 | 0 | -12.5669 | -12.5669 | 3223.7968 | 24114 |  | 0
1935-02-26 | 0 | 0 | 0 | 0 | -12.5669 | -12.5669 | 3211.2299 | 24019.9999 |  | 0
1935-02-27 | 0 | 0 | 0 | 0 | -12.5669 | -12.5669 | 3198.6631 | 23925.9998 |  | 0
1935-02-28 | 0 | 0 | 0 | 0 | -12.5669 | -12.5669 | 3186.0962 | 23831.9996 |  | 0
1935-03-01 | 0 | 0 | 0 | 0 | -12.5669 | -12.5669 | 3173.5293 | 23737.9995 |  | 0
1935-03-02 | 0 | 0 | 0 | 0 | -12.5669 | -12.5669 | 3160.9625 | 23643.9994 |  | 0
1935-03-03 | 0 | 0 | 0 | 0 | -12.5669 | -12.5669 | 3148.3956 | 23549.9993 |  | 0
1935-03-04 | 0.030833 | 85.1 | 4.0107 | 4.0107 | 68.5224 | 68.5224 | 3216.9181 | 24062.5472 |  | 0
1935-03-05 | 0 | 0 | 0 | 0 | -12.5669 | -12.5669 | 3204.3512 | 23968.5471 |  | 0
1935-03-06 | 0 | 0 | 0 | 0 | -12.5669 | -12.5669 | 3191.7844 | 23874.547 |  | 0
1935-03-07 | 0 | 0 | 0 | 0 | -12.5669 | -12.5669 | 3179.2175 | 23780.5469 |  | 0
1935-03-08 | 0 | 0 | 0 | 0 | -12.5669 | -12.5669 | 3166.6506 | 23686.5467 |  | 0
1935-03-09 | 0 | 0 | 0 | 0 | -12.5669 | -12.5669 | 3154.0838 | 23592.5466 |  | 0
1935-03-10 | 0 | 0 | 0 | 0 | -12.5669 | -12.5669 | 3141.5169 | 23498.5465 |  | 0
1935-03-11 | 0.015833 | 43.7 | 4.0107 | 4.0107 | 27.1224 | 27.1224 | 3168.6394 | 23701.4224 |  | 0
1935-03-12 | 0.0016667 | 4.6 | 4.0107 | 4.0107 | -11.9776 | -11.9776 | 3156.6618 | 23611.8303 |  | 0
1935-03-13 | 0 | 0 | 0 | 0 | -12.5669 | -12.5669 | 3144.0949 | 23517.8302 |  | 0
1935-03-14 | 0 | 0 | 0 | 0 | -12.5669 | -12.5669 | 3131.5281 | 23423.8301 |  | 0
1935-03-15 | 0 | 0 | 0 | 0 | -12.5669 | -12.5669 | 3118.9612 | 23329.83 |  | 0
1935-03-16 | 0 | 0 | 0 | 0 | -12.5669 | -12.5669 | 3106.3944 | 23235.8298 |  | 0
1935-03-17 | 0 | 0 | 0 | 0 | -12.5669 | -12.5669 | 3093.8275 | 23141.8297 |  | 0
1935-03-18 | 0.005 | 13.8 | 4.0107 | 4.0107 | -2.7776 | -2.7776 | 3091.0499 | 23121.0536 |  | 0
1935-03-19 | 0 | 0 | 0 | 0 | -12.5669 | -12.5669 | 3078.4831 | 23027.0535 |  | 0
1935-03-20 | 0 | 0 | 0 | 0 | -12.5669 | -12.5669 | 3065.9162 | 22933.0534 |  | 0
1935-03-21 | 0.0675 | 186.3 | 4.0107 | 4.0107 | 169.7224 | 169.7224 | 3235.6387 | 24202.5773 |  | 0
1935-03-22 | 0.0325 | 89.7 | 4.0107 | 4.0107 | 73.1224 | 73.1224 | 3308.7611 | 24749.5332 |  | 0
1935-03-23 | 0 | 0 | 0 | 0 | -12.5669 | -12.5669 | 3296.1943 | 24655.533 |  | 0
1935-03-24 | 0 | 0 | 0 | 0 | -12.5669 | -12.5669 | 3283.6274 | 24561.5329 |  | 0
1935-03-25 | 0 | 0 | 0 | 0 | -12.5669 | -12.5669 | 3271.0605 | 24467.5328 |  | 0
1935-03-26 | 0 | 0 | 0 | 0 | -12.5669 | -12.5669 | 3258.4937 | 24373.5327 |  | 0
1935-03-27 | 0 | 0 | 0 | 0 | -12.5669 | -12.5669 | 3245.9268 | 24279.5326 |  | 0
1935-03-28 | 0 | 0 | 0 | 0 | -12.5669 | -12.5669 | 3233.36 | 24185.5325 |  | 0
1935-03-29 | 0 | 0 | 0 | 0 | -12.5669 | -12.5669 | 3220.7931 | 24091.5324 |  | 0
1935-03-30 | 0 | 0 | 0 | 0 | -12.5669 | -12.5669 | 3208.2262 | 23997.5323 |  | 0
1935-03-31 | 0 | 0 | 0 | 0 | -12.5669 | -12.5669 | 3195.6594 | 23903.5321 |  | 0
1935-04-01 | 0 | 0 | 0 | 0 | -12.5669 | -12.5669 | 3183.0925 | 23809.532 |  | 0
1935-04-02 | 0 | 0 | 0 | 0 | -12.5669 | -12.5669 | 3170.5257 | 23715.5319 |  | 0
1935-04-03 | 0 | 0 | 0 | 0 | -12.5669 | -12.5669 | 3157.9588 | 23621.5318 |  | 0
1935-04-04 | 0 | 0 | 0 | 0 | -12.5669 | -12.5669 | 3145.3919 | 23527.5317 |  | 0
1935-04-05 | 0.0025 | 6.9 | 4.0107 | 4.0107 | -9.6776 | -9.6776 | 3135.7144 | 23455.1436 |  | 0
1935-04-06 | 0 | 0 | 0 | 0 | -12.5669 | -12.5669 | 3123.1475 | 23361.1435 |  | 0
1935-04-07 | 0 | 0 | 0 | 0 | -12.5669 | -12.5669 | 3110.5807 | 23267.1434 |  | 0
1935-04-08 | 0 | 0 | 0 | 0 | -12.5669 | -12.5669 | 3098.0138 | 23173.1432 |  | 0
1935-04-09 | 0 | 0 | 0 | 0 | -12.5669 | -12.5669 | 3085.4469 | 23079.1431 |  | 0
1935-04-10 | 0 | 0 | 0 | 0 | -12.5669 | -12.5669 | 3072.8801 | 22985.143 |  | 0
1935-04-11 | 0 | 0 | 0 | 0 | -12.5669 | -12.5669 | 3060.3132 | 22891.1429 |  | 0
1935-04-12 | 0 | 0 | 0 | 0 | -12.5669 | -12.5669 | 3047.7464 | 22797.1428 |  | 0
1935-04-13 | 0 | 0 | 0 | 0 | -12.5669 | -12.5669 | 3035.1795 | 22703.1427 |  | 0
1935-04-14 | 0 | 0 | 0 | 0 | -12.5669 | -12.5669 | 3022.6126 | 22609.1426 |  | 0
1935-04-15 | 0 | 0 | 0 | 0 | -12.5669 | -12.5669 | 3010.0458 | 22515.1425 |  | 0
1935-04-16 | 0 | 0 | 0 | 0 | -12.5669 | -12.5669 | 2997.4789 | 22421.1423 |  | 0
1935-04-17 | 0 | 0 | 0 | 0 | -12.5669 | -12.5669 | 2984.9121 | 22327.1422 |  | 0
1935-04-18 | 0.0075 | 20.7 | 4.0107 | 4.0107 | 4.1224 | 4.1224 | 2989.0345 | 22357.9781 |  | 0
1935-04-19 | 0 | 0 | 0 | 0 | -12.5669 | -12.5669 | 2976.4676 | 22263.978 |  | 0
1935-04-20 | 0 | 0 | 0 | 0 | -12.5669 | -12.5669 | 2963.9008 | 22169.9779 |  | 0
1935-04-21 | 0 | 0 | 0 | 0 | -12.5669 | -12.5669 | 2951.3339 | 22075.9778 |  | 0
1935-04-22 | 0 | 0 | 0 | 0 | -12.5669 | -12.5669 | 2938.7671 | 21981.9777 |  | 0
1935-04-23 | 0.04 | 110.4 | 4.0107 | 4.0107 | 93.8224 | 93.8224 | 3032.5895 | 22683.7696 |  | 0
1935-04-24 | 0 | 0 | 0 | 0 | -12.5669 | -12.5669 | 3020.0227 | 22589.7694 |  | 0
1935-04-25 | 0.05 | 138 | 4.0107 | 4.0107 | 121.4224 | 121.4224 | 3141.4451 | 23498.0093 |  | 0
1935-04-26 | 0 | 0 | 0 | 0 | -12.5669 | -12.5669 | 3128.8782 | 23404.0092 |  | 0
1935-04-27 | 0 | 0 | 0 | 0 | -12.5669 | -12.5669 | 3116.3114 | 23310.0091 |  | 0
1935-04-28 | 0.0075 | 20.7 | 4.0107 | 4.0107 | 4.1224 | 4.1224 | 3120.4338 | 23340.845 |  | 0
1935-04-29 | 0 | 0 | 0 | 0 | -12.5669 | -12.5669 | 3107.867 | 23246.8449 |  | 0
1935-04-30 | 0 | 0 | 0 | 0 | -12.5669 | -12.5669 | 3095.3001 | 23152.8448 |  | 0
1935-05-01 | 0 | 0 | 0 | 0 | -12.5669 | -12.5669 | 3082.7332 | 23058.8447 |  | 0
1935-05-02 | 0 | 0 | 0 | 0 | -12.5669 | -12.5669 | 3070.1664 | 22964.8445 |  | 0
1935-05-03 | 0 | 0 | 0 | 0 | -12.5669 | -12.5669 | 3057.5995 | 22870.8444 |  | 0
1935-05-04 | 0.1775 | 489.9 | 4.0107 | 4.0107 | 473.3224 | 473.3224 | 3530.922 | 26411.2963 |  | 0
1935-05-05 | 0.00083333 | 2.3 | 4.0107 | 2.3 | -12.5669 | -12.5669 | 3518.3551 | 26317.2962 |  | 0
1935-05-06 | 0 | 0 | 0 | 0 | -12.5669 | -12.5669 | 3505.7882 | 26223.2961 |  | 0
1935-05-07 | 0 | 0 | 0 | 0 | -12.5669 | -12.5669 | 3493.2214 | 26129.296 |  | 0
1935-05-08 | 0 | 0 | 0 | 0 | -12.5669 | -12.5669 | 3480.6545 | 26035.2959 |  | 0
1935-05-09 | 0 | 0 | 0 | 0 | -12.5669 | -12.5669 | 3468.0877 | 25941.2957 |  | 0
1935-05-10 | 0.00083333 | 2.3 | 4.0107 | 2.3 | -12.5669 | -12.5669 | 3455.5208 | 25847.2956 |  | 0
1935-05-11 | 0 | 0 | 0 | 0 | -12.5669 | -12.5669 | 3442.9539 | 25753.2955 |  | 0
1935-05-12 | 0 | 0 | 0 | 0 | -12.5669 | -12.5669 | 3430.3871 | 25659.2954 |  | 0
1935-05-13 | 0.079167 | 218.5 | 4.0107 | 4.0107 | 201.9224 | 201.9224 | 3632.3095 | 27169.6753 |  | 0
1935-05-14 | 0.018333 | 50.6 | 4.0107 | 4.0107 | 34.0224 | 34.0224 | 3666.332 | 27424.1632 |  | 0
1935-05-15 | 0.1175 | 324.3 | 4.0107 | 4.0107 | 307.7224 | 307.7224 | 3974.0544 | 29725.9271 |  | 0
1935-05-16 | 0 | 0 | 0 | 0 | -12.5669 | -12.5669 | 3961.4876 | 29631.927 |  | 0
1935-05-17 | 0.04 | 110.4 | 4.0107 | 4.0107 | 93.8224 | 93.8224 | 3997.8631 | 29904.0163 |  | 44.88
1935-05-18 | 0.0675 | 186.3 | 4.0107 | 4.0107 | 169.7224 | 169.7224 | 3997.8631 | 29904.0163 |  | 157.1556
1935-05-19 | 0 | 0 | 0 | 0 | -12.5669 | -12.5669 | 3985.2963 | 29810.0162 |  | 0
1935-05-20 | 0 | 0 | 0 | 0 | -12.5669 | -12.5669 | 3972.7294 | 29716.0161 |  | 0
1935-05-21 | 0 | 0 | 0 | 0 | -12.5669 | -12.5669 | 3960.1626 | 29622.0159 |  | 0
1935-05-22 | 0 | 0 | 0 | 0 | -12.5669 | -12.5669 | 3947.5957 | 29528.0158 |  | 0
1935-05-23 | 0.0041667 | 11.5 | 4.0107 | 4.0107 | -5.0776 | -5.0776 | 3942.5181 | 29490.0357 |  | 0
1935-05-24 | 0 | 0 | 0 | 0 | -12.5669 | -12.5669 | 3929.9513 | 29396.0356 |  | 0
1935-05-25 | 0 | 0 | 0 | 0 | -12.5669 | -12.5669 | 3917.3844 | 29302.0355 |  | 0
1935-05-26 | 0 | 0 | 0 | 0 | -12.5669 | -12.5669 | 3904.8176 | 29208.0354 |  | 0
1935-05-27 | 0 | 0 | 0 | 0 | -12.5669 | -12.5669 | 3892.2507 | 29114.0353 |  | 0
1935-05-28 | 0 | 0 | 0 | 0 | -12.5669 | -12.5669 | 3879.6838 | 29020.0352 |  | 0
1935-05-29 | 0 | 0 | 0 | 0 | -12.5669 | -12.5669 | 3867.117 | 28926.035 |  | 0
1935-05-30 | 0 | 0 | 0 | 0 | -12.5669 | -12.5669 | 3854.5501 | 28832.0349 |  | 0
1935-05-31 | 0.031667 | 87.4 | 4.0107 | 4.0107 | 70.8224 | 70.8224 | 3925.3726 | 29361.7868 |  | 0
1935-06-01 | 0.036667 | 101.2 | 4.0107 | 4.0107 | 84.6224 | 84.6224 | 4009.995 | 29994.7627 |  | 0
1935-06-02 | 0 | 0 | 0 | 0 | -12.5669 | -12.5669 | 3997.4282 | 29900.7626 |  | 0
1935-06-03 | 0.011667 | 32.2 | 4.0107 | 4.0107 | 15.6224 | 15.6224 | 3997.8631 | 29904.0163 |  | 2.6206
1935-06-04 | 0 | 0 | 0 | 0 | -12.5669 | -12.5669 | 3985.2963 | 29810.0162 |  | 0
1935-06-05 | 0 | 0 | 0 | 0 | -12.5669 | -12.5669 | 3972.7294 | 29716.0161 |  | 0
1935-06-06 | 0 | 0 | 0 | 0 | -12.5669 | -12.5669 | 3960.1626 | 29622.0159 |  | 0
1935-06-07 | 0 | 0 | 0 | 0 | -12.5669 | -12.5669 | 3947.5957 | 29528.0158 |  | 0
1935-06-08 | 0 | 0 | 0 | 0 | -12.5669 | -12.5669 | 3935.0288 | 29434.0157 |  | 0
1935-06-09 | 0 | 0 | 0 | 0 | -12.5669 | -12.5669 | 3922.462 | 29340.0156 |  | 0
1935-06-10 | 0 | 0 | 0 | 0 | -12.5669 | -12.5669 | 3909.8951 | 29246.0155 |  | 0
1935-06-11 | 0 | 0 | 0 | 0 | -12.5669 | -12.5669 | 3897.3283 | 29152.0154 |  | 0
1935-06-12 | 0.044167 | 121.9 | 4.0107 | 4.0107 | 105.3224 | 105.3224 | 4002.6507 | 29939.8273 |  | 0
1935-06-13 | 0.20583 | 568.1 | 4.0107 | 4.0107 | 551.5224 | 551.5224 | 3997.8631 | 29904.0163 |  | 543.7431
1935-06-14 | 0 | 0 | 0 | 0 | -12.5669 | -12.5669 | 3985.2963 | 29810.0162 |  | 0
1935-06-15 | 0.12833 | 354.2 | 4.0107 | 4.0107 | 337.6224 | 337.6224 | 3997.8631 | 29904.0163 |  | 312.4887
1935-06-16 | 0 | 0 | 0 | 0 | -12.5669 | -12.5669 | 3985.2963 | 29810.0162 |  | 0
1935-06-17 | 0 | 0 | 0 | 0 | -12.5669 | -12.5669 | 3972.7294 | 29716.0161 |  | 0
1935-06-18 | 0 | 0 | 0 | 0 | -12.5669 | -12.5669 | 3960.1626 | 29622.0159 |  | 0
1935-06-19 | 0 | 0 | 0 | 0 | -12.5669 | -12.5669 | 3947.5957 | 29528.0158 |  | 0
1935-06-20 | 0 | 0 | 0 | 0 | -12.5669 | -12.5669 | 3935.0288 | 29434.0157 |  | 0
1935-06-21 | 0 | 0 | 0 | 0 | -12.5669 | -12.5669 | 3922.462 | 29340.0156 |  | 0
1935-06-22 | 0 | 0 | 0 | 0 | -12.5669 | -12.5669 | 3909.8951 | 29246.0155 |  | 0
1935-06-23 | 0 | 0 | 0 | 0 | -12.5669 | -12.5669 | 3897.3283 | 29152.0154 |  | 0
1935-06-24 | 0 | 0 | 0 | 0 | -12.5669 | -12.5669 | 3884.7614 | 29058.0153 |  | 0
1935-06-25 | 0 | 0 | 0 | 0 | -12.5669 | -12.5669 | 3872.1945 | 28964.0152 |  | 0
1935-06-26 | 0.016667 | 46 | 4.0107 | 4.0107 | 29.4224 | 29.4224 | 3901.617 | 29184.095 |  | 0
1935-06-27 | 0 | 0 | 0 | 0 | -12.5669 | -12.5669 | 3889.0501 | 29090.0949 |  | 0
1935-06-28 | 0 | 0 | 0 | 0 | -12.5669 | -12.5669 | 3876.4833 | 28996.0948 |  | 0
1935-06-29 | 0.061667 | 170.2 | 4.0107 | 4.0107 | 153.6224 | 153.6224 | 3997.8631 | 29904.0163 |  | 19.6757
1935-06-30 | 0.0425 | 117.3 | 4.0107 | 4.0107 | 100.7224 | 100.7224 | 3997.8631 | 29904.0163 |  | 88.1556
1935-07-01 | 0 | 0 | 0 | 0 | -12.5669 | -12.5669 | 3985.2963 | 29810.0162 |  | 0
1935-07-02 | 0 | 0 | 0 | 0 | -12.5669 | -12.5669 | 3972.7294 | 29716.0161 |  | 0
1935-07-03 | 0 | 0 | 0 | 0 | -12.5669 | -12.5669 | 3960.1626 | 29622.0159 |  | 0
1935-07-04 | 0 | 0 | 0 | 0 | -12.5669 | -12.5669 | 3947.5957 | 29528.0158 |  | 0
1935-07-05 | 0 | 0 | 0 | 0 | -12.5669 | -12.5669 | 3935.0288 | 29434.0157 |  | 0
1935-07-06 | 0 | 0 | 0 | 0 | -12.5669 | -12.5669 | 3922.462 | 29340.0156 |  | 0
1935-07-07 | 0 | 0 | 0 | 0 | -12.5669 | -12.5669 | 3909.8951 | 29246.0155 |  | 0
1935-07-08 | 0 | 0 | 0 | 0 | -12.5669 | -12.5669 | 3897.3283 | 29152.0154 |  | 0
1935-07-09 | 0 | 0 | 0 | 0 | -12.5669 | -12.5669 | 3884.7614 | 29058.0153 |  | 0
1935-07-10 | 0 | 0 | 0 | 0 | -12.5669 | -12.5669 | 3872.1945 | 28964.0152 |  | 0
1935-07-11 | 0 | 0 | 0 | 0 | -12.5669 | -12.5669 | 3859.6277 | 28870.015 |  | 0
1935-07-12 | 0 | 0 | 0 | 0 | -12.5669 | -12.5669 | 3847.0608 | 28776.0149 |  | 0
1935-07-13 | 0.081667 | 225.4 | 4.0107 | 4.0107 | 208.8224 | 208.8224 | 3997.8631 | 29904.0163 |  | 45.4533
1935-07-14 | 0 | 0 | 0 | 0 | -12.5669 | -12.5669 | 3985.2963 | 29810.0162 |  | 0
1935-07-15 | 0 | 0 | 0 | 0 | -12.5669 | -12.5669 | 3972.7294 | 29716.0161 |  | 0
1935-07-16 | 0 | 0 | 0 | 0 | -12.5669 | -12.5669 | 3960.1626 | 29622.0159 |  | 0
1935-07-17 | 0.00083333 | 2.3 | 4.0107 | 2.3 | -12.5669 | -12.5669 | 3947.5957 | 29528.0158 |  | 0
1935-07-18 | 0 | 0 | 0 | 0 | -12.5669 | -12.5669 | 3935.0288 | 29434.0157 |  | 0
1935-07-19 | 0.015 | 41.4 | 4.0107 | 4.0107 | 24.8224 | 24.8224 | 3959.8513 | 29619.6876 |  | 0
1935-07-20 | 0 | 0 | 0 | 0 | -12.5669 | -12.5669 | 3947.2844 | 29525.6875 |  | 0
1935-07-21 | 0 | 0 | 0 | 0 | -12.5669 | -12.5669 | 3934.7176 | 29431.6874 |  | 0
1935-07-22 | 0.00083333 | 2.3 | 4.0107 | 2.3 | -12.5669 | -12.5669 | 3922.1507 | 29337.6873 |  | 0
1935-07-23 | 0.0475 | 131.1 | 4.0107 | 4.0107 | 114.5224 | 114.5224 | 3997.8631 | 29904.0163 |  | 26.2431
1935-07-24 | 0 | 0 | 0 | 0 | -12.5669 | -12.5669 | 3985.2963 | 29810.0162 |  | 0
1935-07-25 | 0 | 0 | 0 | 0 | -12.5669 | -12.5669 | 3972.7294 | 29716.0161 |  | 0
1935-07-26 | 0 | 0 | 0 | 0 | -12.5669 | -12.5669 | 3960.1626 | 29622.0159 |  | 0
1935-07-27 | 0 | 0 | 0 | 0 | -12.5669 | -12.5669 | 3947.5957 | 29528.0158 |  | 0
1935-07-28 | 0 | 0 | 0 | 0 | -12.5669 | -12.5669 | 3935.0288 | 29434.0157 |  | 0
1935-07-29 | 0 | 0 | 0 | 0 | -12.5669 | -12.5669 | 3922.462 | 29340.0156 |  | 0
1935-07-30 | 0 | 0 | 0 | 0 | -12.5669 | -12.5669 | 3909.8951 | 29246.0155 |  | 0
1935-07-31 | 0 | 0 | 0 | 0 | -12.5669 | -12.5669 | 3897.3283 | 29152.0154 |  | 0
1935-08-01 | 0 | 0 | 0 | 0 | -12.5669 | -12.5669 | 3884.7614 | 29058.0153 |  | 0
1935-08-02 | 0 | 0 | 0 | 0 | -12.5669 | -12.5669 | 3872.1945 | 28964.0152 |  | 0
1935-08-03 | 0 | 0 | 0 | 0 | -12.5669 | -12.5669 | 3859.6277 | 28870.015 |  | 0
1935-08-04 | 0 | 0 | 0 | 0 | -12.5669 | -12.5669 | 3847.0608 | 28776.0149 |  | 0
1935-08-05 | 0 | 0 | 0 | 0 | -12.5669 | -12.5669 | 3834.494 | 28682.0148 |  | 0
1935-08-06 | 0 | 0 | 0 | 0 | -12.5669 | -12.5669 | 3821.9271 | 28588.0147 |  | 0
1935-08-07 | 0 | 0 | 0 | 0 | -12.5669 | -12.5669 | 3809.3602 | 28494.0146 |  | 0
1935-08-08 | 0 | 0 | 0 | 0 | -12.5669 | -12.5669 | 3796.7934 | 28400.0145 |  | 0
1935-08-09 | 0 | 0 | 0 | 0 | -12.5669 | -12.5669 | 3784.2265 | 28306.0144 |  | 0
1935-08-10 | 0 | 0 | 0 | 0 | -12.5669 | -12.5669 | 3771.6597 | 28212.0143 |  | 0
1935-08-11 | 0 | 0 | 0 | 0 | -12.5669 | -12.5669 | 3759.0928 | 28118.0141 |  | 0
1935-08-12 | 0 | 0 | 0 | 0 | -12.5669 | -12.5669 | 3746.5259 | 28024.014 |  | 0
1935-08-13 | 0.028333 | 78.2 | 4.0107 | 4.0107 | 61.6224 | 61.6224 | 3808.1484 | 28484.9499 |  | 0
1935-08-14 | 0 | 0 | 0 | 0 | -12.5669 | -12.5669 | 3795.5815 | 28390.9498 |  | 0
1935-08-15 | 0 | 0 | 0 | 0 | -12.5669 | -12.5669 | 3783.0147 | 28296.9497 |  | 0
1935-08-16 | 0 | 0 | 0 | 0 | -12.5669 | -12.5669 | 3770.4478 | 28202.9496 |  | 0
1935-08-17 | 0 | 0 | 0 | 0 | -12.5669 | -12.5669 | 3757.8809 | 28108.9495 |  | 0
1935-08-18 | 0 | 0 | 0 | 0 | -12.5669 | -12.5669 | 3745.3141 | 28014.9494 |  | 0
1935-08-19 | 0 | 0 | 0 | 0 | -12.5669 | -12.5669 | 3732.7472 | 27920.9492 |  | 0
1935-08-20 | 0 | 0 | 0 | 0 | -12.5669 | -12.5669 | 3720.1804 | 27826.9491 |  | 0
1935-08-21 | 0 | 0 | 0 | 0 | -12.5669 | -12.5669 | 3707.6135 | 27732.949 |  | 0
1935-08-22 | 0 | 0 | 0 | 0 | -12.5669 | -12.5669 | 3695.0466 | 27638.9489 |  | 0
1935-08-23 | 0 | 0 | 0 | 0 | -12.5669 | -12.5669 | 3682.4798 | 27544.9488 |  | 0
1935-08-24 | 0 | 0 | 0 | 0 | -12.5669 | -12.5669 | 3669.9129 | 27450.9487 |  | 0
1935-08-25 | 0 | 0 | 0 | 0 | -12.5669 | -12.5669 | 3657.3461 | 27356.9486 |  | 0
1935-08-26 | 0 | 0 | 0 | 0 | -12.5669 | -12.5669 | 3644.7792 | 27262.9485 |  | 0
1935-08-27 | 0.026667 | 73.6 | 4.0107 | 4.0107 | 57.0224 | 57.0224 | 3701.8016 | 27689.4763 |  | 0
1935-08-28 | 0 | 0 | 0 | 0 | -12.5669 | -12.5669 | 3689.2348 | 27595.4762 |  | 0
1935-08-29 | 0.025 | 69 | 4.0107 | 4.0107 | 52.4224 | 52.4224 | 3741.6572 | 27987.5961 |  | 0
1935-08-30 | 0 | 0 | 0 | 0 | -12.5669 | -12.5669 | 3729.0904 | 27893.596 |  | 0
1935-08-31 | 0 | 0 | 0 | 0 | -12.5669 | -12.5669 | 3716.5235 | 27799.5959 |  | 0
1935-09-01 | 0.00083333 | 2.3 | 4.0107 | 2.3 | -12.5669 | -12.5669 | 3703.9567 | 27705.5958 |  | 0
1935-09-02 | 0.0925 | 255.3 | 4.0107 | 4.0107 | 238.7224 | 238.7224 | 3942.6791 | 29491.2397 |  | 0
1935-09-03 | 0.0016667 | 4.6 | 4.0107 | 4.0107 | -11.9776 | -11.9776 | 3930.7015 | 29401.6475 |  | 0
1935-09-04 | 0 | 0 | 0 | 0 | -12.5669 | -12.5669 | 3918.1347 | 29307.6474 |  | 0
1935-09-05 | 0 | 0 | 0 | 0 | -12.5669 | -12.5669 | 3905.5678 | 29213.6473 |  | 0
1935-09-06 | 0.0058333 | 16.1 | 4.0107 | 4.0107 | -0.47756 | -0.47756 | 3905.0903 | 29210.0752 |  | 0
1935-09-07 | 0.00083333 | 2.3 | 4.0107 | 2.3 | -12.5669 | -12.5669 | 3892.5234 | 29116.0751 |  | 0
1935-09-08 | 0.045833 | 126.5 | 4.0107 | 4.0107 | 109.9224 | 109.9224 | 4002.4459 | 29938.295 |  | 0
1935-09-09 | 0.00083333 | 2.3 | 4.0107 | 2.3 | -12.5669 | -12.5669 | 3989.879 | 29844.2949 |  | 0
1935-09-10 | 0 | 0 | 0 | 0 | -12.5669 | -12.5669 | 3977.3121 | 29750.2948 |  | 0
1935-09-11 | 0 | 0 | 0 | 0 | -12.5669 | -12.5669 | 3964.7453 | 29656.2946 |  | 0
1935-09-12 | 0 | 0 | 0 | 0 | -12.5669 | -12.5669 | 3952.1784 | 29562.2945 |  | 0
1935-09-13 | 0 | 0 | 0 | 0 | -12.5669 | -12.5669 | 3939.6116 | 29468.2944 |  | 0
1935-09-14 | 0 | 0 | 0 | 0 | -12.5669 | -12.5669 | 3927.0447 | 29374.2943 |  | 0
1935-09-15 | 0 | 0 | 0 | 0 | -12.5669 | -12.5669 | 3914.4778 | 29280.2942 |  | 0
1935-09-16 | 0 | 0 | 0 | 0 | -12.5669 | -12.5669 | 3901.911 | 29186.2941 |  | 0
1935-09-17 | 0 | 0 | 0 | 0 | -12.5669 | -12.5669 | 3889.3441 | 29092.294 |  | 0
1935-09-18 | 0 | 0 | 0 | 0 | -12.5669 | -12.5669 | 3876.7773 | 28998.2939 |  | 0
1935-09-19 | 0 | 0 | 0 | 0 | -12.5669 | -12.5669 | 3864.2104 | 28904.2937 |  | 0
1935-09-20 | 0 | 0 | 0 | 0 | -12.5669 | -12.5669 | 3851.6435 | 28810.2936 |  | 0
1935-09-21 | 0 | 0 | 0 | 0 | -12.5669 | -12.5669 | 3839.0767 | 28716.2935 |  | 0
1935-09-22 | 0 | 0 | 0 | 0 | -12.5669 | -12.5669 | 3826.5098 | 28622.2934 |  | 0
1935-09-23 | 0 | 0 | 0 | 0 | -12.5669 | -12.5669 | 3813.943 | 28528.2933 |  | 0
1935-09-24 | 0.011667 | 32.2 | 4.0107 | 4.0107 | 15.6224 | 15.6224 | 3829.5654 | 28645.1492 |  | 0
1935-09-25 | 0.024167 | 66.7 | 4.0107 | 4.0107 | 50.1224 | 50.1224 | 3879.6878 | 29020.0651 |  | 0
1935-09-26 | 0.00083333 | 2.3 | 4.0107 | 2.3 | -12.5669 | -12.5669 | 3867.121 | 28926.065 |  | 0
1935-09-27 | 0 | 0 | 0 | 0 | -12.5669 | -12.5669 | 3854.5541 | 28832.0648 |  | 0
1935-09-28 | 0 | 0 | 0 | 0 | -12.5669 | -12.5669 | 3841.9873 | 28738.0647 |  | 0
1935-09-29 | 0 | 0 | 0 | 0 | -12.5669 | -12.5669 | 3829.4204 | 28644.0646 |  | 0
1935-09-30 | 0 | 0 | 0 | 0 | -12.5669 | -12.5669 | 3816.8535 | 28550.0645 |  | 0
1935-10-01 | 0 | 0 | 0 | 0 | -12.5669 | -12.5669 | 3804.2867 | 28456.0644 |  | 0
1935-10-02 | 0 | 0 | 0 | 0 | -12.5669 | -12.5669 | 3791.7198 | 28362.0643 |  | 0
1935-10-03 | 0 | 0 | 0 | 0 | -12.5669 | -12.5669 | 3779.153 | 28268.0642 |  | 0
1935-10-04 | 0 | 0 | 0 | 0 | -12.5669 | -12.5669 | 3766.5861 | 28174.0641 |  | 0
1935-10-05 | 0 | 0 | 0 | 0 | -12.5669 | -12.5669 | 3754.0192 | 28080.0639 |  | 0
1935-10-06 | 0 | 0 | 0 | 0 | -12.5669 | -12.5669 | 3741.4524 | 27986.0638 |  | 0
1935-10-07 | 0 | 0 | 0 | 0 | -12.5669 | -12.5669 | 3728.8855 | 27892.0637 |  | 0
1935-10-08 | 0 | 0 | 0 | 0 | -12.5669 | -12.5669 | 3716.3187 | 27798.0636 |  | 0
1935-10-09 | 0.030833 | 85.1 | 4.0107 | 4.0107 | 68.5224 | 68.5224 | 3784.8411 | 28310.6115 |  | 0
1935-10-10 | 0.053333 | 147.2 | 4.0107 | 4.0107 | 130.6224 | 130.6224 | 3915.4636 | 29287.6674 |  | 0
1935-10-11 | 0 | 0 | 0 | 0 | -12.5669 | -12.5669 | 3902.8967 | 29193.6673 |  | 0
1935-10-12 | 0 | 0 | 0 | 0 | -12.5669 | -12.5669 | 3890.3298 | 29099.6672 |  | 0
1935-10-13 | 0 | 0 | 0 | 0 | -12.5669 | -12.5669 | 3877.763 | 29005.667 |  | 0
1935-10-14 | 0 | 0 | 0 | 0 | -12.5669 | -12.5669 | 3865.1961 | 28911.6669 |  | 0
1935-10-15 | 0 | 0 | 0 | 0 | -12.5669 | -12.5669 | 3852.6293 | 28817.6668 |  | 0
1935-10-16 | 0 | 0 | 0 | 0 | -12.5669 | -12.5669 | 3840.0624 | 28723.6667 |  | 0
1935-10-17 | 0 | 0 | 0 | 0 | -12.5669 | -12.5669 | 3827.4955 | 28629.6666 |  | 0
1935-10-18 | 0 | 0 | 0 | 0 | -12.5669 | -12.5669 | 3814.9287 | 28535.6665 |  | 0
1935-10-19 | 0 | 0 | 0 | 0 | -12.5669 | -12.5669 | 3802.3618 | 28441.6664 |  | 0
1935-10-20 | 0.0025 | 6.9 | 4.0107 | 4.0107 | -9.6776 | -9.6776 | 3792.6843 | 28369.2782 |  | 0
1935-10-21 | 0 | 0 | 0 | 0 | -12.5669 | -12.5669 | 3780.1174 | 28275.2781 |  | 0
1935-10-22 | 0 | 0 | 0 | 0 | -12.5669 | -12.5669 | 3767.5505 | 28181.278 |  | 0
1935-10-23 | 0.010833 | 29.9 | 4.0107 | 4.0107 | 13.3224 | 13.3224 | 3780.873 | 28280.9299 |  | 0
1935-10-24 | 0.0675 | 186.3 | 4.0107 | 4.0107 | 169.7224 | 169.7224 | 3950.5954 | 29550.4538 |  | 0
1935-10-25 | 0.11417 | 315.1 | 4.0107 | 4.0107 | 298.5224 | 298.5224 | 3997.8631 | 29904.0163 |  | 238.6879
1935-10-26 | 0.020833 | 57.5 | 4.0107 | 4.0107 | 40.9224 | 40.9224 | 3997.8631 | 29904.0163 |  | 28.3556
1935-10-27 | 0.00083333 | 2.3 | 4.0107 | 2.3 | -12.5669 | -12.5669 | 3985.2963 | 29810.0162 |  | 0
1935-10-28 | 0 | 0 | 0 | 0 | -12.5669 | -12.5669 | 3972.7294 | 29716.0161 |  | 0
1935-10-29 | 0 | 0 | 0 | 0 | -12.5669 | -12.5669 | 3960.1626 | 29622.0159 |  | 0
1935-10-30 | 0 | 0 | 0 | 0 | -12.5669 | -12.5669 | 3947.5957 | 29528.0158 |  | 0
1935-10-31 | 0 | 0 | 0 | 0 | -12.5669 | -12.5669 | 3935.0288 | 29434.0157 |  | 0
1935-11-01 | 0.0058333 | 16.1 | 4.0107 | 4.0107 | -0.47756 | -0.47756 | 3934.5513 | 29430.4436 |  | 0
1935-11-02 | 0 | 0 | 0 | 0 | -12.5669 | -12.5669 | 3921.9844 | 29336.4435 |  | 0
1935-11-03 | 0 | 0 | 0 | 0 | -12.5669 | -12.5669 | 3909.4176 | 29242.4434 |  | 0
1935-11-04 | 0.0083333 | 23 | 4.0107 | 4.0107 | 6.4224 | 6.4224 | 3915.84 | 29290.4833 |  | 0
1935-11-05 | 0 | 0 | 0 | 0 | -12.5669 | -12.5669 | 3903.2731 | 29196.4832 |  | 0
1935-11-06 | 0.005 | 13.8 | 4.0107 | 4.0107 | -2.7776 | -2.7776 | 3900.4956 | 29175.707 |  | 0
1935-11-07 | 0 | 0 | 0 | 0 | -12.5669 | -12.5669 | 3887.9287 | 29081.7069 |  | 0
1935-11-08 | 0 | 0 | 0 | 0 | -12.5669 | -12.5669 | 3875.3619 | 28987.7068 |  | 0
1935-11-09 | 0.046667 | 128.8 | 4.0107 | 4.0107 | 112.2224 | 112.2224 | 3987.5843 | 29827.1307 |  | 0
1935-11-10 | 0 | 0 | 0 | 0 | -12.5669 | -12.5669 | 3975.0175 | 29733.1306 |  | 0
1935-11-11 | 0 | 0 | 0 | 0 | -12.5669 | -12.5669 | 3962.4506 | 29639.1305 |  | 0
1935-11-12 | 0 | 0 | 0 | 0 | -12.5669 | -12.5669 | 3949.8837 | 29545.1304 |  | 0
1935-11-13 | 0 | 0 | 0 | 0 | -12.5669 | -12.5669 | 3937.3169 | 29451.1303 |  | 0
1935-11-14 | 0 | 0 | 0 | 0 | -12.5669 | -12.5669 | 3924.75 | 29357.1301 |  | 0
1935-11-15 | 0.016667 | 46 | 4.0107 | 4.0107 | 29.4224 | 29.4224 | 3954.1725 | 29577.21 |  | 0
1935-11-16 | 0 | 0 | 0 | 0 | -12.5669 | -12.5669 | 3941.6056 | 29483.2099 |  | 0
1935-11-17 | 0 | 0 | 0 | 0 | -12.5669 | -12.5669 | 3929.0387 | 29389.2098 |  | 0
1935-11-18 | 0 | 0 | 0 | 0 | -12.5669 | -12.5669 | 3916.4719 | 29295.2097 |  | 0
1935-11-19 | 0 | 0 | 0 | 0 | -12.5669 | -12.5669 | 3903.905 | 29201.2096 |  | 0
1935-11-20 | 0 | 0 | 0 | 0 | -12.5669 | -12.5669 | 3891.3382 | 29107.2095 |  | 0
1935-11-21 | 0 | 0 | 0 | 0 | -12.5669 | -12.5669 | 3878.7713 | 29013.2094 |  | 0
1935-11-22 | 0 | 0 | 0 | 0 | -12.5669 | -12.5669 | 3866.2044 | 28919.2092 |  | 0
1935-11-23 | 0 | 0 | 0 | 0 | -12.5669 | -12.5669 | 3853.6376 | 28825.2091 |  | 0
1935-11-24 | 0.00083333 | 2.3 | 4.0107 | 2.3 | -12.5669 | -12.5669 | 3841.0707 | 28731.209 |  | 0
1935-11-25 | 0.0066667 | 18.4 | 4.0107 | 4.0107 | 1.8224 | 1.8224 | 3842.8932 | 28744.8409 |  | 0
1935-11-26 | 0.024167 | 66.7 | 4.0107 | 4.0107 | 50.1224 | 50.1224 | 3893.0156 | 29119.7568 |  | 0
1935-11-27 | 0 | 0 | 0 | 0 | -12.5669 | -12.5669 | 3880.4488 | 29025.7567 |  | 0
1935-11-28 | 0 | 0 | 0 | 0 | -12.5669 | -12.5669 | 3867.8819 | 28931.7566 |  | 0
1935-11-29 | 0 | 0 | 0 | 0 | -12.5669 | -12.5669 | 3855.315 | 28837.7565 |  | 0
1935-11-30 | 0 | 0 | 0 | 0 | -12.5669 | -12.5669 | 3842.7482 | 28743.7563 |  | 0
1935-12-01 | 0 | 0 | 0 | 0 | -12.5669 | -12.5669 | 3830.1813 | 28649.7562 |  | 0
1935-12-02 | 0 | 0 | 0 | 0 | -12.5669 | -12.5669 | 3817.6145 | 28555.7561 |  | 0
1935-12-03 | 0 | 0 | 0 | 0 | -12.5669 | -12.5669 | 3805.0476 | 28461.756 |  | 0
1935-12-04 | 0 | 0 | 0 | 0 | -12.5669 | -12.5669 | 3792.4807 | 28367.7559 |  | 0
1935-12-05 | 0.051667 | 142.6 | 4.0107 | 4.0107 | 126.0224 | 126.0224 | 3918.5032 | 29310.4038 |  | 0
1935-12-06 | 0.015833 | 43.7 | 4.0107 | 4.0107 | 27.1224 | 27.1224 | 3945.6256 | 29513.2797 |  | 0
1935-12-07 | 0 | 0 | 0 | 0 | -12.5669 | -12.5669 | 3933.0588 | 29419.2795 |  | 0
1935-12-08 | 0 | 0 | 0 | 0 | -12.5669 | -12.5669 | 3920.4919 | 29325.2794 |  | 0
1935-12-09 | 0 | 0 | 0 | 0 | -12.5669 | -12.5669 | 3907.925 | 29231.2793 |  | 0
1935-12-10 | 0 | 0 | 0 | 0 | -12.5669 | -12.5669 | 3895.3582 | 29137.2792 |  | 0
1935-12-11 | 0 | 0 | 0 | 0 | -12.5669 | -12.5669 | 3882.7913 | 29043.2791 |  | 0
1935-12-12 | 0 | 0 | 0 | 0 | -12.5669 | -12.5669 | 3870.2245 | 28949.279 |  | 0
1935-12-13 | 0 | 0 | 0 | 0 | -12.5669 | -12.5669 | 3857.6576 | 28855.2789 |  | 0
1935-12-14 | 0 | 0 | 0 | 0 | -12.5669 | -12.5669 | 3845.0907 | 28761.2788 |  | 0
1935-12-15 | 0 | 0 | 0 | 0 | -12.5669 | -12.5669 | 3832.5239 | 28667.2786 |  | 0
1935-12-16 | 0 | 0 | 0 | 0 | -12.5669 | -12.5669 | 3819.957 | 28573.2785 |  | 0
1935-12-17 | 0 | 0 | 0 | 0 | -12.5669 | -12.5669 | 3807.3902 | 28479.2784 |  | 0
1935-12-18 | 0 | 0 | 0 | 0 | -12.5669 | -12.5669 | 3794.8233 | 28385.2783 |  | 0
1935-12-19 | 0 | 0 | 0 | 0 | -12.5669 | -12.5669 | 3782.2564 | 28291.2782 |  | 0
1935-12-20 | 0 | 0 | 0 | 0 | -12.5669 | -12.5669 | 3769.6896 | 28197.2781 |  | 0
1935-12-21 | 0.01 | 27.6 | 4.0107 | 4.0107 | 11.0224 | 11.0224 | 3780.712 | 28279.726 |  | 0
1935-12-22 | 0 | 0 | 0 | 0 | -12.5669 | -12.5669 | 3768.1452 | 28185.7259 |  | 0
1935-12-23 | 0 | 0 | 0 | 0 | -12.5669 | -12.5669 | 3755.5783 | 28091.7257 |  | 0
1935-12-24 | 0 | 0 | 0 | 0 | -12.5669 | -12.5669 | 3743.0114 | 27997.7256 |  | 0
1935-12-25 | 0 | 0 | 0 | 0 | -12.5669 | -12.5669 | 3730.4446 | 27903.7255 |  | 0
1935-12-26 | 0 | 0 | 0 | 0 | -12.5669 | -12.5669 | 3717.8777 | 27809.7254 |  | 0
1935-12-27 | 0 | 0 | 0 | 0 | -12.5669 | -12.5669 | 3705.3109 | 27715.7253 |  | 0
1935-12-28 | 0 | 0 | 0 | 0 | -12.5669 | -12.5669 | 3692.744 | 27621.7252 |  | 0
1935-12-29 | 0 | 0 | 0 | 0 | -12.5669 | -12.5669 | 3680.1771 | 27527.7251 |  | 0
1935-12-30 | 0 | 0 | 0 | 0 | -12.5669 | -12.5669 | 3667.6103 | 27433.725 |  | 0
1935-12-31 | 0.0025 | 6.9 | 4.0107 | 4.0107 | -9.6776 | -9.6776 | 3657.9327 | 27361.3368 |  | 0
1936-01-01 | 0 | 0 | 0 | 0 | -12.5669 | -12.5669 | 3645.3659 | 27267.3367 |  | 0
1936-01-02 | 0.0175 | 48.3 | 4.0107 | 4.0107 | 31.7224 | 31.7224 | 3677.0883 | 27504.6206 |  | 0
1936-01-03 | 0 | 0 | 0 | 0 | -12.5669 | -12.5669 | 3664.5215 | 27410.6205 |  | 0
1936-01-04 | 0 | 0 | 0 | 0 | -12.5669 | -12.5669 | 3651.9546 | 27316.6204 |  | 0
1936-01-05 | 0 | 0 | 0 | 0 | -12.5669 | -12.5669 | 3639.3877 | 27222.6203 |  | 0
1936-01-06 | 0 | 0 | 0 | 0 | -12.5669 | -12.5669 | 3626.8209 | 27128.6202 |  | 0
1936-01-07 | 0 | 0 | 0 | 0 | -12.5669 | -12.5669 | 3614.254 | 27034.6201 |  | 0
1936-01-08 | 0 | 0 | 0 | 0 | -12.5669 | -12.5669 | 3601.6872 | 26940.6199 |  | 0
1936-01-09 | 0 | 0 | 0 | 0 | -12.5669 | -12.5669 | 3589.1203 | 26846.6198 |  | 0
1936-01-10 | 0 | 0 | 0 | 0 | -12.5669 | -12.5669 | 3576.5534 | 26752.6197 |  | 0
1936-01-11 | 0 | 0 | 0 | 0 | -12.5669 | -12.5669 | 3563.9866 | 26658.6196 |  | 0
1936-01-12 | 0 | 0 | 0 | 0 | -12.5669 | -12.5669 | 3551.4197 | 26564.6195 |  | 0
1936-01-13 | 0 | 0 | 0 | 0 | -12.5669 | -12.5669 | 3538.8529 | 26470.6194 |  | 0
1936-01-14 | 0 | 0 | 0 | 0 | -12.5669 | -12.5669 | 3526.286 | 26376.6193 |  | 0
1936-01-15 | 0 | 0 | 0 | 0 | -12.5669 | -12.5669 | 3513.7191 | 26282.6192 |  | 0
1936-01-16 | 0 | 0 | 0 | 0 | -12.5669 | -12.5669 | 3501.1523 | 26188.619 |  | 0
1936-01-17 | 0 | 0 | 0 | 0 | -12.5669 | -12.5669 | 3488.5854 | 26094.6189 |  | 0
1936-01-18 | 0.025 | 69 | 4.0107 | 4.0107 | 52.4224 | 52.4224 | 3541.0079 | 26486.7388 |  | 0
1936-01-19 | 0 | 0 | 0 | 0 | -12.5669 | -12.5669 | 3528.441 | 26392.7387 |  | 0
1936-01-20 | 0 | 0 | 0 | 0 | -12.5669 | -12.5669 | 3515.8741 | 26298.7386 |  | 0
1936-01-21 | 0 | 0 | 0 | 0 | -12.5669 | -12.5669 | 3503.3073 | 26204.7385 |  | 0
1936-01-22 | 0 | 0 | 0 | 0 | -12.5669 | -12.5669 | 3490.7404 | 26110.7384 |  | 0
1936-01-23 | 0 | 0 | 0 | 0 | -12.5669 | -12.5669 | 3478.1736 | 26016.7382 |  | 0
1936-01-24 | 0 | 0 | 0 | 0 | -12.5669 | -12.5669 | 3465.6067 | 25922.7381 |  | 0
1936-01-25 | 0 | 0 | 0 | 0 | -12.5669 | -12.5669 | 3453.0398 | 25828.738 |  | 0
1936-01-26 | 0 | 0 | 0 | 0 | -12.5669 | -12.5669 | 3440.473 | 25734.7379 |  | 0
1936-01-27 | 0 | 0 | 0 | 0 | -12.5669 | -12.5669 | 3427.9061 | 25640.7378 |  | 0
1936-01-28 | 0 | 0 | 0 | 0 | -12.5669 | -12.5669 | 3415.3393 | 25546.7377 |  | 0
1936-01-29 | 0.010833 | 29.9 | 4.0107 | 4.0107 | 13.3224 | 13.3224 | 3428.6617 | 25646.3896 |  | 0
1936-01-30 | 0.0083333 | 23 | 4.0107 | 4.0107 | 6.4224 | 6.4224 | 3435.0842 | 25694.4295 |  | 0
1936-01-31 | 0 | 0 | 0 | 0 | -12.5669 | -12.5669 | 3422.5173 | 25600.4293 |  | 0
1936-02-01 | 0 | 0 | 0 | 0 | -12.5669 | -12.5669 | 3409.9504 | 25506.4292 |  | 0
1936-02-02 | 0 | 0 | 0 | 0 | -12.5669 | -12.5669 | 3397.3836 | 25412.4291 |  | 0
1936-02-03 | 0 | 0 | 0 | 0 | -12.5669 | -12.5669 | 3384.8167 | 25318.429 |  | 0
1936-02-04 | 0 | 0 | 0 | 0 | -12.5669 | -12.5669 | 3372.2499 | 25224.4289 |  | 0
1936-02-05 | 0 | 0 | 0 | 0 | -12.5669 | -12.5669 | 3359.683 | 25130.4288 |  | 0
1936-02-06 | 0 | 0 | 0 | 0 | -12.5669 | -12.5669 | 3347.1161 | 25036.4287 |  | 0
1936-02-07 | 0 | 0 | 0 | 0 | -12.5669 | -12.5669 | 3334.5493 | 24942.4286 |  | 0
1936-02-08 | 0 | 0 | 0 | 0 | -12.5669 | -12.5669 | 3321.9824 | 24848.4284 |  | 0
1936-02-09 | 0 | 0 | 0 | 0 | -12.5669 | -12.5669 | 3309.4156 | 24754.4283 |  | 0
1936-02-10 | 0 | 0 | 0 | 0 | -12.5669 | -12.5669 | 3296.8487 | 24660.4282 |  | 0
1936-02-11 | 0 | 0 | 0 | 0 | -12.5669 | -12.5669 | 3284.2818 | 24566.4281 |  | 0
1936-02-12 | 0 | 0 | 0 | 0 | -12.5669 | -12.5669 | 3271.715 | 24472.428 |  | 0
1936-02-13 | 0 | 0 | 0 | 0 | -12.5669 | -12.5669 | 3259.1481 | 24378.4279 |  | 0
1936-02-14 | 0 | 0 | 0 | 0 | -12.5669 | -12.5669 | 3246.5813 | 24284.4278 |  | 0
1936-02-15 | 0 | 0 | 0 | 0 | -12.5669 | -12.5669 | 3234.0144 | 24190.4277 |  | 0
1936-02-16 | 0.0025 | 6.9 | 4.0107 | 4.0107 | -9.6776 | -9.6776 | 3224.3368 | 24118.0395 |  | 0
1936-02-17 | 0 | 0 | 0 | 0 | -12.5669 | -12.5669 | 3211.77 | 24024.0394 |  | 0
1936-02-18 | 0 | 0 | 0 | 0 | -12.5669 | -12.5669 | 3199.2031 | 23930.0393 |  | 0
1936-02-19 | 0 | 0 | 0 | 0 | -12.5669 | -12.5669 | 3186.6363 | 23836.0392 |  | 0
1936-02-20 | 0 | 0 | 0 | 0 | -12.5669 | -12.5669 | 3174.0694 | 23742.0391 |  | 0
1936-02-21 | 0 | 0 | 0 | 0 | -12.5669 | -12.5669 | 3161.5025 | 23648.039 |  | 0
1936-02-22 | 0 | 0 | 0 | 0 | -12.5669 | -12.5669 | 3148.9357 | 23554.0389 |  | 0
1936-02-23 | 0 | 0 | 0 | 0 | -12.5669 | -12.5669 | 3136.3688 | 23460.0388 |  | 0
1936-02-24 | 0 | 0 | 0 | 0 | -12.5669 | -12.5669 | 3123.802 | 23366.0386 |  | 0
1936-02-25 | 0 | 0 | 0 | 0 | -12.5669 | -12.5669 | 3111.2351 | 23272.0385 |  | 0
1936-02-26 | 0.005 | 13.8 | 4.0107 | 4.0107 | -2.7776 | -2.7776 | 3108.4575 | 23251.2624 |  | 0
1936-02-27 | 0 | 0 | 0 | 0 | -12.5669 | -12.5669 | 3095.8907 | 23157.2623 |  | 0
1936-02-28 | 0 | 0 | 0 | 0 | -12.5669 | -12.5669 | 3083.3238 | 23063.2622 |  | 0
1936-02-29 | 0 | 0 | 0 | 0 | -12.5669 | -12.5669 | 3070.757 | 22969.2621 |  | 0
1936-03-01 | 0 | 0 | 0 | 0 | -12.5669 | -12.5669 | 3058.1901 | 22875.262 |  | 0
1936-03-02 | 0.005 | 13.8 | 4.0107 | 4.0107 | -2.7776 | -2.7776 | 3055.4125 | 22854.4858 |  | 0
1936-03-03 | 0 | 0 | 0 | 0 | -12.5669 | -12.5669 | 3042.8457 | 22760.4857 |  | 0
1936-03-04 | 0.00083333 | 2.3 | 4.0107 | 2.3 | -12.5669 | -12.5669 | 3030.2788 | 22666.4856 |  | 0
1936-03-05 | 0 | 0 | 0 | 0 | -12.5669 | -12.5669 | 3017.712 | 22572.4855 |  | 0
1936-03-06 | 0 | 0 | 0 | 0 | -12.5669 | -12.5669 | 3005.1451 | 22478.4854 |  | 0
1936-03-07 | 0.0016667 | 4.6 | 4.0107 | 4.0107 | -11.9776 | -11.9776 | 2993.1676 | 22388.8933 |  | 0
1936-03-08 | 0 | 0 | 0 | 0 | -12.5669 | -12.5669 | 2980.6007 | 22294.8932 |  | 0
1936-03-09 | 0 | 0 | 0 | 0 | -12.5669 | -12.5669 | 2968.0338 | 22200.8931 |  | 0
1936-03-10 | 0 | 0 | 0 | 0 | -12.5669 | -12.5669 | 2955.467 | 22106.8929 |  | 0
1936-03-11 | 0 | 0 | 0 | 0 | -12.5669 | -12.5669 | 2942.9001 | 22012.8928 |  | 0
1936-03-12 | 0 | 0 | 0 | 0 | -12.5669 | -12.5669 | 2930.3333 | 21918.8927 |  | 0
1936-03-13 | 0 | 0 | 0 | 0 | -12.5669 | -12.5669 | 2917.7664 | 21824.8926 |  | 0
1936-03-14 | 0 | 0 | 0 | 0 | -12.5669 | -12.5669 | 2905.1995 | 21730.8925 |  | 0
1936-03-15 | 0 | 0 | 0 | 0 | -12.5669 | -12.5669 | 2892.6327 | 21636.8924 |  | 0
1936-03-16 | 0 | 0 | 0 | 0 | -12.5669 | -12.5669 | 2880.0658 | 21542.8923 |  | 0
1936-03-17 | 0 | 0 | 0 | 0 | -12.5669 | -12.5669 | 2867.499 | 21448.8922 |  | 0
1936-03-18 | 0 | 0 | 0 | 0 | -12.5669 | -12.5669 | 2854.9321 | 21354.892 |  | 0
1936-03-19 | 0 | 0 | 0 | 0 | -12.5669 | -12.5669 | 2842.3652 | 21260.8919 |  | 0
1936-03-20 | 0 | 0 | 0 | 0 | -12.5669 | -12.5669 | 2829.7984 | 21166.8918 |  | 0
1936-03-21 | 0 | 0 | 0 | 0 | -12.5669 | -12.5669 | 2817.2315 | 21072.8917 |  | 0
1936-03-22 | 0 | 0 | 0 | 0 | -12.5669 | -12.5669 | 2804.6647 | 20978.8916 |  | 0
1936-03-23 | 0 | 0 | 0 | 0 | -12.5669 | -12.5669 | 2792.0978 | 20884.8915 |  | 0
1936-03-24 | 0 | 0 | 0 | 0 | -12.5669 | -12.5669 | 2779.5309 | 20790.8914 |  | 0
1936-03-25 | 0 | 0 | 0 | 0 | -12.5669 | -12.5669 | 2766.9641 | 20696.8913 |  | 0
1936-03-26 | 0 | 0 | 0 | 0 | -12.5669 | -12.5669 | 2754.3972 | 20602.8911 |  | 0
1936-03-27 | 0 | 0 | 0 | 0 | -12.5669 | -12.5669 | 2741.8304 | 20508.891 |  | 0
1936-03-28 | 0 | 0 | 0 | 0 | -12.5669 | -12.5669 | 2729.2635 | 20414.8909 |  | 0
1936-03-29 | 0 | 0 | 0 | 0 | -12.5669 | -12.5669 | 2716.6966 | 20320.8908 |  | 0
1936-03-30 | 0 | 0 | 0 | 0 | -12.5669 | -12.5669 | 2704.1298 | 20226.8907 |  | 0
1936-03-31 | 0 | 0 | 0 | 0 | -12.5669 | -12.5669 | 2691.5629 | 20132.8906 |  | 0
1936-04-01 | 0 | 0 | 0 | 0 | -12.5669 | -12.5669 | 2678.9961 | 20038.8905 |  | 0
1936-04-02 | 0 | 0 | 0 | 0 | -12.5669 | -12.5669 | 2666.4292 | 19944.8904 |  | 0
1936-04-03 | 0 | 0 | 0 | 0 | -12.5669 | -12.5669 | 2653.8623 | 19850.8902 |  | 0
1936-04-04 | 0 | 0 | 0 | 0 | -12.5669 | -12.5669 | 2641.2955 | 19756.8901 |  | 0
1936-04-05 | 0 | 0 | 0 | 0 | -12.5669 | -12.5669 | 2628.7286 | 19662.89 |  | 0
1936-04-06 | 0 | 0 | 0 | 0 | -12.5669 | -12.5669 | 2616.1618 | 19568.8899 |  | 0
1936-04-07 | 0 | 0 | 0 | 0 | -12.5669 | -12.5669 | 2603.5949 | 19474.8898 |  | 0
1936-04-08 | 0 | 0 | 0 | 0 | -12.5669 | -12.5669 | 2591.028 | 19380.8897 |  | 0
1936-04-09 | 0 | 0 | 0 | 0 | -12.5669 | -12.5669 | 2578.4612 | 19286.8896 |  | 0
1936-04-10 | 0 | 0 | 0 | 0 | -12.5669 | -12.5669 | 2565.8943 | 19192.8894 |  | 0
1936-04-11 | 0 | 0 | 0 | 0 | -12.5669 | -12.5669 | 2553.3275 | 19098.8893 |  | 0
1936-04-12 | 0 | 0 | 0 | 0 | -12.5669 | -12.5669 | 2540.7606 | 19004.8892 |  | 0
1936-04-13 | 0 | 0 | 0 | 0 | -12.5669 | -12.5669 | 2528.1937 | 18910.8891 |  | 0
1936-04-14 | 0 | 0 | 0 | 0 | -12.5669 | -12.5669 | 2515.6269 | 18816.889 |  | 0
1936-04-15 | 0 | 0 | 0 | 0 | -12.5669 | -12.5669 | 2503.06 | 18722.8889 |  | 0
1936-04-16 | 0.0075 | 20.7 | 4.0107 | 4.0107 | 4.1224 | 4.1224 | 2507.1825 | 18753.7248 |  | 0
1936-04-17 | 0 | 0 | 0 | 0 | -12.5669 | -12.5669 | 2494.6156 | 18659.7247 |  | 0
1936-04-18 | 0 | 0 | 0 | 0 | -12.5669 | -12.5669 | 2482.0487 | 18565.7245 |  | 0
1936-04-19 | 0 | 0 | 0 | 0 | -12.5669 | -12.5669 | 2469.4819 | 18471.7244 |  | 0
1936-04-20 | 0 | 0 | 0 | 0 | -12.5669 | -12.5669 | 2456.915 | 18377.7243 |  | 0
1936-04-21 | 0.02 | 55.2 | 4.0107 | 4.0107 | 38.6224 | 38.6224 | 2495.5375 | 18666.6202 |  | 0
1936-04-22 | 0.0058333 | 16.1 | 4.0107 | 4.0107 | -0.47756 | -0.47756 | 2495.0599 | 18663.0481 |  | 0
1936-04-23 | 0 | 0 | 0 | 0 | -12.5669 | -12.5669 | 2482.493 | 18569.048 |  | 0
1936-04-24 | 0 | 0 | 0 | 0 | -12.5669 | -12.5669 | 2469.9262 | 18475.0479 |  | 0
1936-04-25 | 0 | 0 | 0 | 0 | -12.5669 | -12.5669 | 2457.3593 | 18381.0478 |  | 0
1936-04-26 | 0 | 0 | 0 | 0 | -12.5669 | -12.5669 | 2444.7925 | 18287.0476 |  | 0
1936-04-27 | 0.081667 | 225.4 | 4.0107 | 4.0107 | 208.8224 | 208.8224 | 2653.6149 | 19849.0395 |  | 0
1936-04-28 | 0.013333 | 36.8 | 4.0107 | 4.0107 | 20.2224 | 20.2224 | 2673.8374 | 20000.3034 |  | 0
1936-04-29 | 0 | 0 | 0 | 0 | -12.5669 | -12.5669 | 2661.2705 | 19906.3033 |  | 0
1936-04-30 | 0 | 0 | 0 | 0 | -12.5669 | -12.5669 | 2648.7036 | 19812.3032 |  | 0
1936-05-01 | 0 | 0 | 0 | 0 | -12.5669 | -12.5669 | 2636.1368 | 19718.3031 |  | 0
1936-05-02 | 0 | 0 | 0 | 0 | -12.5669 | -12.5669 | 2623.5699 | 19624.303 |  | 0
1936-05-03 | 0.044167 | 121.9 | 4.0107 | 4.0107 | 105.3224 | 105.3224 | 2728.8924 | 20412.1149 |  | 0
1936-05-04 | 0.02 | 55.2 | 4.0107 | 4.0107 | 38.6224 | 38.6224 | 2767.5148 | 20701.0107 |  | 0
1936-05-05 | 0 | 0 | 0 | 0 | -12.5669 | -12.5669 | 2754.9479 | 20607.0106 |  | 0
1936-05-06 | 0 | 0 | 0 | 0 | -12.5669 | -12.5669 | 2742.3811 | 20513.0105 |  | 0
1936-05-07 | 0 | 0 | 0 | 0 | -12.5669 | -12.5669 | 2729.8142 | 20419.0104 |  | 0
1936-05-08 | 0.0575 | 158.7 | 4.0107 | 4.0107 | 142.1224 | 142.1224 | 2871.9367 | 21482.0863 |  | 0
1936-05-09 | 0 | 0 | 0 | 0 | -12.5669 | -12.5669 | 2859.3698 | 21388.0862 |  | 0
1936-05-10 | 0 | 0 | 0 | 0 | -12.5669 | -12.5669 | 2846.8029 | 21294.0861 |  | 0
1936-05-11 | 0 | 0 | 0 | 0 | -12.5669 | -12.5669 | 2834.2361 | 21200.086 |  | 0
1936-05-12 | 0 | 0 | 0 | 0 | -12.5669 | -12.5669 | 2821.6692 | 21106.0858 |  | 0
1936-05-13 | 0 | 0 | 0 | 0 | -12.5669 | -12.5669 | 2809.1024 | 21012.0857 |  | 0
1936-05-14 | 0 | 0 | 0 | 0 | -12.5669 | -12.5669 | 2796.5355 | 20918.0856 |  | 0
1936-05-15 | 0 | 0 | 0 | 0 | -12.5669 | -12.5669 | 2783.9686 | 20824.0855 |  | 0
1936-05-16 | 0 | 0 | 0 | 0 | -12.5669 | -12.5669 | 2771.4018 | 20730.0854 |  | 0
1936-05-17 | 0 | 0 | 0 | 0 | -12.5669 | -12.5669 | 2758.8349 | 20636.0853 |  | 0
1936-05-18 | 0 | 0 | 0 | 0 | -12.5669 | -12.5669 | 2746.2681 | 20542.0852 |  | 0
1936-05-19 | 0 | 0 | 0 | 0 | -12.5669 | -12.5669 | 2733.7012 | 20448.0851 |  | 0
1936-05-20 | 0 | 0 | 0 | 0 | -12.5669 | -12.5669 | 2721.1343 | 20354.0849 |  | 0
1936-05-21 | 0 | 0 | 0 | 0 | -12.5669 | -12.5669 | 2708.5675 | 20260.0848 |  | 0
1936-05-22 | 0.013333 | 36.8 | 4.0107 | 4.0107 | 20.2224 | 20.2224 | 2728.7899 | 20411.3487 |  | 0
1936-05-23 | 0.0425 | 117.3 | 4.0107 | 4.0107 | 100.7224 | 100.7224 | 2829.5124 | 21164.7526 |  | 0
1936-05-24 | 0.0775 | 213.9 | 4.0107 | 4.0107 | 197.3224 | 197.3224 | 3026.8348 | 22640.7245 |  | 0
1936-05-25 | 0 | 0 | 0 | 0 | -12.5669 | -12.5669 | 3014.268 | 22546.7244 |  | 0
1936-05-26 | 0 | 0 | 0 | 0 | -12.5669 | -12.5669 | 3001.7011 | 22452.7243 |  | 0
1936-05-27 | 0.081667 | 225.4 | 4.0107 | 4.0107 | 208.8224 | 208.8224 | 3210.5235 | 24014.7161 |  | 0
1936-05-28 | 0.015 | 41.4 | 4.0107 | 4.0107 | 24.8224 | 24.8224 | 3235.346 | 24200.388 |  | 0
1936-05-29 | 0 | 0 | 0 | 0 | -12.5669 | -12.5669 | 3222.7791 | 24106.3879 |  | 0
1936-05-30 | 0 | 0 | 0 | 0 | -12.5669 | -12.5669 | 3210.2123 | 24012.3878 |  | 0
1936-05-31 | 0 | 0 | 0 | 0 | -12.5669 | -12.5669 | 3197.6454 | 23918.3877 |  | 0
1936-06-01 | 0 | 0 | 0 | 0 | -12.5669 | -12.5669 | 3185.0786 | 23824.3876 |  | 0
1936-06-02 | 0 | 0 | 0 | 0 | -12.5669 | -12.5669 | 3172.5117 | 23730.3875 |  | 0
1936-06-03 | 0 | 0 | 0 | 0 | -12.5669 | -12.5669 | 3159.9448 | 23636.3874 |  | 0
1936-06-04 | 0 | 0 | 0 | 0 | -12.5669 | -12.5669 | 3147.378 | 23542.3872 |  | 0
1936-06-05 | 0 | 0 | 0 | 0 | -12.5669 | -12.5669 | 3134.8111 | 23448.3871 |  | 0
1936-06-06 | 0.0016667 | 4.6 | 4.0107 | 4.0107 | -11.9776 | -11.9776 | 3122.8336 | 23358.795 |  | 0
1936-06-07 | 0.033333 | 92 | 4.0107 | 4.0107 | 75.4224 | 75.4224 | 3198.256 | 23922.9549 |  | 0
1936-06-08 | 0 | 0 | 0 | 0 | -12.5669 | -12.5669 | 3185.6891 | 23828.9548 |  | 0
1936-06-09 | 0 | 0 | 0 | 0 | -12.5669 | -12.5669 | 3173.1223 | 23734.9547 |  | 0
1936-06-10 | 0 | 0 | 0 | 0 | -12.5669 | -12.5669 | 3160.5554 | 23640.9546 |  | 0
1936-06-11 | 0 | 0 | 0 | 0 | -12.5669 | -12.5669 | 3147.9886 | 23546.9545 |  | 0
1936-06-12 | 0 | 0 | 0 | 0 | -12.5669 | -12.5669 | 3135.4217 | 23452.9543 |  | 0
1936-06-13 | 0 | 0 | 0 | 0 | -12.5669 | -12.5669 | 3122.8548 | 23358.9542 |  | 0
1936-06-14 | 0 | 0 | 0 | 0 | -12.5669 | -12.5669 | 3110.288 | 23264.9541 |  | 0
1936-06-15 | 0 | 0 | 0 | 0 | -12.5669 | -12.5669 | 3097.7211 | 23170.954 |  | 0
1936-06-16 | 0 | 0 | 0 | 0 | -12.5669 | -12.5669 | 3085.1543 | 23076.9539 |  | 0
1936-06-17 | 0 | 0 | 0 | 0 | -12.5669 | -12.5669 | 3072.5874 | 22982.9538 |  | 0
1936-06-18 | 0 | 0 | 0 | 0 | -12.5669 | -12.5669 | 3060.0205 | 22888.9537 |  | 0
1936-06-19 | 0 | 0 | 0 | 0 | -12.5669 | -12.5669 | 3047.4537 | 22794.9536 |  | 0
1936-06-20 | 0 | 0 | 0 | 0 | -12.5669 | -12.5669 | 3034.8868 | 22700.9534 |  | 0
1936-06-21 | 0 | 0 | 0 | 0 | -12.5669 | -12.5669 | 3022.32 | 22606.9533 |  | 0
1936-06-22 | 0 | 0 | 0 | 0 | -12.5669 | -12.5669 | 3009.7531 | 22512.9532 |  | 0
1936-06-23 | 0.016667 | 46 | 4.0107 | 4.0107 | 29.4224 | 29.4224 | 3039.1755 | 22733.0331 |  | 0
1936-06-24 | 0 | 0 | 0 | 0 | -12.5669 | -12.5669 | 3026.6087 | 22639.033 |  | 0
1936-06-25 | 0 | 0 | 0 | 0 | -12.5669 | -12.5669 | 3014.0418 | 22545.0329 |  | 0
1936-06-26 | 0 | 0 | 0 | 0 | -12.5669 | -12.5669 | 3001.475 | 22451.0328 |  | 0
1936-06-27 | 0 | 0 | 0 | 0 | -12.5669 | -12.5669 | 2988.9081 | 22357.0327 |  | 0
1936-06-28 | 0 | 0 | 0 | 0 | -12.5669 | -12.5669 | 2976.3412 | 22263.0325 |  | 0
1936-06-29 | 0 | 0 | 0 | 0 | -12.5669 | -12.5669 | 2963.7744 | 22169.0324 |  | 0
1936-06-30 | 0 | 0 | 0 | 0 | -12.5669 | -12.5669 | 2951.2075 | 22075.0323 |  | 0
1936-07-01 | 0 | 0 | 0 | 0 | -12.5669 | -12.5669 | 2938.6407 | 21981.0322 |  | 0
1936-07-02 | 0 | 0 | 0 | 0 | -12.5669 | -12.5669 | 2926.0738 | 21887.0321 |  | 0
1936-07-03 | 0 | 0 | 0 | 0 | -12.5669 | -12.5669 | 2913.5069 | 21793.032 |  | 0
1936-07-04 | 0 | 0 | 0 | 0 | -12.5669 | -12.5669 | 2900.9401 | 21699.0319 |  | 0
1936-07-05 | 0.051667 | 142.6 | 4.0107 | 4.0107 | 126.0224 | 126.0224 | 3026.9625 | 22641.6797 |  | 0
1936-07-06 | 0 | 0 | 0 | 0 | -12.5669 | -12.5669 | 3014.3957 | 22547.6796 |  | 0
1936-07-07 | 0 | 0 | 0 | 0 | -12.5669 | -12.5669 | 3001.8288 | 22453.6795 |  | 0
1936-07-08 | 0 | 0 | 0 | 0 | -12.5669 | -12.5669 | 2989.262 | 22359.6794 |  | 0
1936-07-09 | 0 | 0 | 0 | 0 | -12.5669 | -12.5669 | 2976.6951 | 22265.6793 |  | 0
1936-07-10 | 0 | 0 | 0 | 0 | -12.5669 | -12.5669 | 2964.1282 | 22171.6792 |  | 0
1936-07-11 | 0 | 0 | 0 | 0 | -12.5669 | -12.5669 | 2951.5614 | 22077.6791 |  | 0
1936-07-12 | 0 | 0 | 0 | 0 | -12.5669 | -12.5669 | 2938.9945 | 21983.679 |  | 0
1936-07-13 | 0 | 0 | 0 | 0 | -12.5669 | -12.5669 | 2926.4277 | 21889.6788 |  | 0
1936-07-14 | 0 | 0 | 0 | 0 | -12.5669 | -12.5669 | 2913.8608 | 21795.6787 |  | 0
1936-07-15 | 0 | 0 | 0 | 0 | -12.5669 | -12.5669 | 2901.2939 | 21701.6786 |  | 0
1936-07-16 | 0 | 0 | 0 | 0 | -12.5669 | -12.5669 | 2888.7271 | 21607.6785 |  | 0
1936-07-17 | 0 | 0 | 0 | 0 | -12.5669 | -12.5669 | 2876.1602 | 21513.6784 |  | 0
1936-07-18 | 0 | 0 | 0 | 0 | -12.5669 | -12.5669 | 2863.5934 | 21419.6783 |  | 0
1936-07-19 | 0 | 0 | 0 | 0 | -12.5669 | -12.5669 | 2851.0265 | 21325.6782 |  | 0
1936-07-20 | 0 | 0 | 0 | 0 | -12.5669 | -12.5669 | 2838.4596 | 21231.6781 |  | 0
1936-07-21 | 0 | 0 | 0 | 0 | -12.5669 | -12.5669 | 2825.8928 | 21137.6779 |  | 0
1936-07-22 | 0 | 0 | 0 | 0 | -12.5669 | -12.5669 | 2813.3259 | 21043.6778 |  | 0
1936-07-23 | 0 | 0 | 0 | 0 | -12.5669 | -12.5669 | 2800.7591 | 20949.6777 |  | 0
1936-07-24 | 0 | 0 | 0 | 0 | -12.5669 | -12.5669 | 2788.1922 | 20855.6776 |  | 0
1936-07-25 | 0 | 0 | 0 | 0 | -12.5669 | -12.5669 | 2775.6253 | 20761.6775 |  | 0
1936-07-26 | 0 | 0 | 0 | 0 | -12.5669 | -12.5669 | 2763.0585 | 20667.6774 |  | 0
1936-07-27 | 0 | 0 | 0 | 0 | -12.5669 | -12.5669 | 2750.4916 | 20573.6773 |  | 0
1936-07-28 | 0 | 0 | 0 | 0 | -12.5669 | -12.5669 | 2737.9248 | 20479.6772 |  | 0
1936-07-29 | 0 | 0 | 0 | 0 | -12.5669 | -12.5669 | 2725.3579 | 20385.677 |  | 0
1936-07-30 | 0 | 0 | 0 | 0 | -12.5669 | -12.5669 | 2712.791 | 20291.6769 |  | 0
1936-07-31 | 0 | 0 | 0 | 0 | -12.5669 | -12.5669 | 2700.2242 | 20197.6768 |  | 0
1936-08-01 | 0 | 0 | 0 | 0 | -12.5669 | -12.5669 | 2687.6573 | 20103.6767 |  | 0
1936-08-02 | 0 | 0 | 0 | 0 | -12.5669 | -12.5669 | 2675.0905 | 20009.6766 |  | 0
1936-08-03 | 0 | 0 | 0 | 0 | -12.5669 | -12.5669 | 2662.5236 | 19915.6765 |  | 0
1936-08-04 | 0 | 0 | 0 | 0 | -12.5669 | -12.5669 | 2649.9567 | 19821.6764 |  | 0
1936-08-05 | 0 | 0 | 0 | 0 | -12.5669 | -12.5669 | 2637.3899 | 19727.6763 |  | 0
1936-08-06 | 0 | 0 | 0 | 0 | -12.5669 | -12.5669 | 2624.823 | 19633.6761 |  | 0
1936-08-07 | 0 | 0 | 0 | 0 | -12.5669 | -12.5669 | 2612.2562 | 19539.676 |  | 0
1936-08-08 | 0 | 0 | 0 | 0 | -12.5669 | -12.5669 | 2599.6893 | 19445.6759 |  | 0
1936-08-09 | 0 | 0 | 0 | 0 | -12.5669 | -12.5669 | 2587.1224 | 19351.6758 |  | 0
1936-08-10 | 0 | 0 | 0 | 0 | -12.5669 | -12.5669 | 2574.5556 | 19257.6757 |  | 0
1936-08-11 | 0 | 0 | 0 | 0 | -12.5669 | -12.5669 | 2561.9887 | 19163.6756 |  | 0
1936-08-12 | 0 | 0 | 0 | 0 | -12.5669 | -12.5669 | 2549.4219 | 19069.6755 |  | 0
1936-08-13 | 0 | 0 | 0 | 0 | -12.5669 | -12.5669 | 2536.855 | 18975.6753 |  | 0
1936-08-14 | 0 | 0 | 0 | 0 | -12.5669 | -12.5669 | 2524.2881 | 18881.6752 |  | 0
1936-08-15 | 0 | 0 | 0 | 0 | -12.5669 | -12.5669 | 2511.7213 | 18787.6751 |  | 0
1936-08-16 | 0 | 0 | 0 | 0 | -12.5669 | -12.5669 | 2499.1544 | 18693.675 |  | 0
1936-08-17 | 0 | 0 | 0 | 0 | -12.5669 | -12.5669 | 2486.5876 | 18599.6749 |  | 0
1936-08-18 | 0 | 0 | 0 | 0 | -12.5669 | -12.5669 | 2474.0207 | 18505.6748 |  | 0
1936-08-19 | 0 | 0 | 0 | 0 | -12.5669 | -12.5669 | 2461.4538 | 18411.6747 |  | 0
1936-08-20 | 0 | 0 | 0 | 0 | -12.5669 | -12.5669 | 2448.887 | 18317.6746 |  | 0
1936-08-21 | 0 | 0 | 0 | 0 | -12.5669 | -12.5669 | 2436.3201 | 18223.6744 |  | 0
1936-08-22 | 0 | 0 | 0 | 0 | -12.5669 | -12.5669 | 2423.7533 | 18129.6743 |  | 0
1936-08-23 | 0 | 0 | 0 | 0 | -12.5669 | -12.5669 | 2411.1864 | 18035.6742 |  | 0
1936-08-24 | 0 | 0 | 0 | 0 | -12.5669 | -12.5669 | 2398.6195 | 17941.6741 |  | 0
1936-08-25 | 0 | 0 | 0 | 0 | -12.5669 | -12.5669 | 2386.0527 | 17847.674 |  | 0
1936-08-26 | 0 | 0 | 0 | 0 | -12.5669 | -12.5669 | 2373.4858 | 17753.6739 |  | 0
1936-08-27 | 0 | 0 | 0 | 0 | -12.5669 | -12.5669 | 2360.919 | 17659.6738 |  | 0
1936-08-28 | 0 | 0 | 0 | 0 | -12.5669 | -12.5669 | 2348.3521 | 17565.6737 |  | 0
1936-08-29 | 0 | 0 | 0 | 0 | -12.5669 | -12.5669 | 2335.7852 | 17471.6735 |  | 0
1936-08-30 | 0 | 0 | 0 | 0 | -12.5669 | -12.5669 | 2323.2184 | 17377.6734 |  | 0
1936-08-31 | 0 | 0 | 0 | 0 | -12.5669 | -12.5669 | 2310.6515 | 17283.6733 |  | 0
1936-09-01 | 0 | 0 | 0 | 0 | -12.5669 | -12.5669 | 2298.0847 | 17189.6732 |  | 0
1936-09-02 | 0 | 0 | 0 | 0 | -12.5669 | -12.5669 | 2285.5178 | 17095.6731 |  | 0
1936-09-03 | 0.015833 | 43.7 | 4.0107 | 4.0107 | 27.1224 | 27.1224 | 2312.6402 | 17298.549 |  | 0
1936-09-04 | 0 | 0 | 0 | 0 | -12.5669 | -12.5669 | 2300.0734 | 17204.5489 |  | 0
1936-09-05 | 0 | 0 | 0 | 0 | -12.5669 | -12.5669 | 2287.5065 | 17110.5488 |  | 0
1936-09-06 | 0 | 0 | 0 | 0 | -12.5669 | -12.5669 | 2274.9397 | 17016.5486 |  | 0
1936-09-07 | 0.0091667 | 25.3 | 4.0107 | 4.0107 | 8.7224 | 8.7224 | 2283.6621 | 17081.7925 |  | 0
1936-09-08 | 0 | 0 | 0 | 0 | -12.5669 | -12.5669 | 2271.0952 | 16987.7924 |  | 0
1936-09-09 | 0 | 0 | 0 | 0 | -12.5669 | -12.5669 | 2258.5284 | 16893.7923 |  | 0
1936-09-10 | 0 | 0 | 0 | 0 | -12.5669 | -12.5669 | 2245.9615 | 16799.7922 |  | 0
1936-09-11 | 0 | 0 | 0 | 0 | -12.5669 | -12.5669 | 2233.3947 | 16705.7921 |  | 0
1936-09-12 | 0 | 0 | 0 | 0 | -12.5669 | -12.5669 | 2220.8278 | 16611.792 |  | 0
1936-09-13 | 0 | 0 | 0 | 0 | -12.5669 | -12.5669 | 2208.2609 | 16517.7919 |  | 0
1936-09-14 | 0 | 0 | 0 | 0 | -12.5669 | -12.5669 | 2195.6941 | 16423.7917 |  | 0
1936-09-15 | 0.035 | 96.6 | 4.0107 | 4.0107 | 80.0224 | 80.0224 | 2275.7165 | 17022.3596 |  | 0
1936-09-16 | 0.18333 | 506 | 4.0107 | 4.0107 | 489.4224 | 489.4224 | 2765.139 | 20683.2395 |  | 0
1936-09-17 | 0.18083 | 499.1 | 4.0107 | 4.0107 | 482.5224 | 482.5224 | 3247.6614 | 24292.5074 |  | 0
1936-09-18 | 0.0041667 | 11.5 | 4.0107 | 4.0107 | -5.0776 | -5.0776 | 3242.5839 | 24254.5273 |  | 0
1936-09-19 | 0 | 0 | 0 | 0 | -12.5669 | -12.5669 | 3230.017 | 24160.5272 |  | 0
1936-09-20 | 0 | 0 | 0 | 0 | -12.5669 | -12.5669 | 3217.4501 | 24066.5271 |  | 0
1936-09-21 | 0.048333 | 133.4 | 4.0107 | 4.0107 | 116.8224 | 116.8224 | 3334.2726 | 24940.359 |  | 0
1936-09-22 | 0.08 | 220.8 | 4.0107 | 4.0107 | 204.2224 | 204.2224 | 3538.495 | 26467.9428 |  | 0
1936-09-23 | 0 | 0 | 0 | 0 | -12.5669 | -12.5669 | 3525.9282 | 26373.9427 |  | 0
1936-09-24 | 0.025833 | 71.3 | 4.0107 | 4.0107 | 54.7224 | 54.7224 | 3580.6506 | 26783.2666 |  | 0
1936-09-25 | 0 | 0 | 0 | 0 | -12.5669 | -12.5669 | 3568.0838 | 26689.2665 |  | 0
1936-09-26 | 0.12583 | 347.3 | 4.0107 | 4.0107 | 330.7224 | 330.7224 | 3898.8062 | 29163.0704 |  | 0
1936-09-27 | 0.11917 | 328.9 | 4.0107 | 4.0107 | 312.3224 | 312.3224 | 3997.8631 | 29904.0163 |  | 200.6986
1936-09-28 | 0 | 0 | 0 | 0 | -12.5669 | -12.5669 | 3985.2963 | 29810.0162 |  | 0
1936-09-29 | 0 | 0 | 0 | 0 | -12.5669 | -12.5669 | 3972.7294 | 29716.0161 |  | 0
1936-09-30 | 0 | 0 | 0 | 0 | -12.5669 | -12.5669 | 3960.1626 | 29622.0159 |  | 0
1936-10-01 | 0 | 0 | 0 | 0 | -12.5669 | -12.5669 | 3947.5957 | 29528.0158 |  | 0
1936-10-02 | 0 | 0 | 0 | 0 | -12.5669 | -12.5669 | 3935.0288 | 29434.0157 |  | 0
1936-10-03 | 0 | 0 | 0 | 0 | -12.5669 | -12.5669 | 3922.462 | 29340.0156 |  | 0
1936-10-04 | 0 | 0 | 0 | 0 | -12.5669 | -12.5669 | 3909.8951 | 29246.0155 |  | 0
1936-10-05 | 0 | 0 | 0 | 0 | -12.5669 | -12.5669 | 3897.3283 | 29152.0154 |  | 0
1936-10-06 | 0 | 0 | 0 | 0 | -12.5669 | -12.5669 | 3884.7614 | 29058.0153 |  | 0
1936-10-07 | 0.0025 | 6.9 | 4.0107 | 4.0107 | -9.6776 | -9.6776 | 3875.0838 | 28985.6272 |  | 0
1936-10-08 | 0.010833 | 29.9 | 4.0107 | 4.0107 | 13.3224 | 13.3224 | 3888.4063 | 29085.279 |  | 0
1936-10-09 | 0 | 0 | 0 | 0 | -12.5669 | -12.5669 | 3875.8394 | 28991.2789 |  | 0
1936-10-10 | 0 | 0 | 0 | 0 | -12.5669 | -12.5669 | 3863.2726 | 28897.2788 |  | 0
1936-10-11 | 0 | 0 | 0 | 0 | -12.5669 | -12.5669 | 3850.7057 | 28803.2787 |  | 0
1936-10-12 | 0 | 0 | 0 | 0 | -12.5669 | -12.5669 | 3838.1388 | 28709.2786 |  | 0
1936-10-13 | 0 | 0 | 0 | 0 | -12.5669 | -12.5669 | 3825.572 | 28615.2785 |  | 0
1936-10-14 | 0 | 0 | 0 | 0 | -12.5669 | -12.5669 | 3813.0051 | 28521.2784 |  | 0
1936-10-15 | 0 | 0 | 0 | 0 | -12.5669 | -12.5669 | 3800.4383 | 28427.2783 |  | 0
1936-10-16 | 0 | 0 | 0 | 0 | -12.5669 | -12.5669 | 3787.8714 | 28333.2781 |  | 0
1936-10-17 | 0 | 0 | 0 | 0 | -12.5669 | -12.5669 | 3775.3045 | 28239.278 |  | 0
1936-10-18 | 0 | 0 | 0 | 0 | -12.5669 | -12.5669 | 3762.7377 | 28145.2779 |  | 0
1936-10-19 | 0 | 0 | 0 | 0 | -12.5669 | -12.5669 | 3750.1708 | 28051.2778 |  | 0
1936-10-20 | 0 | 0 | 0 | 0 | -12.5669 | -12.5669 | 3737.604 | 27957.2777 |  | 0
1936-10-21 | 0 | 0 | 0 | 0 | -12.5669 | -12.5669 | 3725.0371 | 27863.2776 |  | 0
1936-10-22 | 0.093333 | 257.6 | 4.0107 | 4.0107 | 241.0224 | 241.0224 | 3966.0596 | 29666.1255 |  | 0
1936-10-23 | 0.023333 | 64.4 | 4.0107 | 4.0107 | 47.8224 | 47.8224 | 3997.8631 | 29904.0163 |  | 3.452
1936-10-24 | 0 | 0 | 0 | 0 | -12.5669 | -12.5669 | 3985.2963 | 29810.0162 |  | 0
1936-10-25 | 0.0175 | 48.3 | 4.0107 | 4.0107 | 31.7224 | 31.7224 | 3997.8631 | 29904.0163 |  | 6.5887
1936-10-26 | 0.0041667 | 11.5 | 4.0107 | 4.0107 | -5.0776 | -5.0776 | 3992.7856 | 29866.0362 |  | 0
1936-10-27 | 0 | 0 | 0 | 0 | -12.5669 | -12.5669 | 3980.2187 | 29772.0361 |  | 0
1936-10-28 | 0 | 0 | 0 | 0 | -12.5669 | -12.5669 | 3967.6519 | 29678.0359 |  | 0
1936-10-29 | 0 | 0 | 0 | 0 | -12.5669 | -12.5669 | 3955.085 | 29584.0358 |  | 0
1936-10-30 | 0 | 0 | 0 | 0 | -12.5669 | -12.5669 | 3942.5181 | 29490.0357 |  | 0
1936-10-31 | 0 | 0 | 0 | 0 | -12.5669 | -12.5669 | 3929.9513 | 29396.0356 |  | 0
1936-11-01 | 0 | 0 | 0 | 0 | -12.5669 | -12.5669 | 3917.3844 | 29302.0355 |  | 0
1936-11-02 | 0 | 0 | 0 | 0 | -12.5669 | -12.5669 | 3904.8176 | 29208.0354 |  | 0
1936-11-03 | 0 | 0 | 0 | 0 | -12.5669 | -12.5669 | 3892.2507 | 29114.0353 |  | 0
1936-11-04 | 0 | 0 | 0 | 0 | -12.5669 | -12.5669 | 3879.6838 | 29020.0352 |  | 0
1936-11-05 | 0 | 0 | 0 | 0 | -12.5669 | -12.5669 | 3867.117 | 28926.035 |  | 0
1936-11-06 | 0 | 0 | 0 | 0 | -12.5669 | -12.5669 | 3854.5501 | 28832.0349 |  | 0
1936-11-07 | 0 | 0 | 0 | 0 | -12.5669 | -12.5669 | 3841.9833 | 28738.0348 |  | 0
1936-11-08 | 0 | 0 | 0 | 0 | -12.5669 | -12.5669 | 3829.4164 | 28644.0347 |  | 0
1936-11-09 | 0.0083333 | 23 | 4.0107 | 4.0107 | 6.4224 | 6.4224 | 3835.8388 | 28692.0746 |  | 0
1936-11-10 | 0 | 0 | 0 | 0 | -12.5669 | -12.5669 | 3823.272 | 28598.0745 |  | 0
1936-11-11 | 0 | 0 | 0 | 0 | -12.5669 | -12.5669 | 3810.7051 | 28504.0744 |  | 0
1936-11-12 | 0 | 0 | 0 | 0 | -12.5669 | -12.5669 | 3798.1383 | 28410.0743 |  | 0
1936-11-13 | 0 | 0 | 0 | 0 | -12.5669 | -12.5669 | 3785.5714 | 28316.0741 |  | 0
1936-11-14 | 0 | 0 | 0 | 0 | -12.5669 | -12.5669 | 3773.0045 | 28222.074 |  | 0
1936-11-15 | 0 | 0 | 0 | 0 | -12.5669 | -12.5669 | 3760.4377 | 28128.0739 |  | 0
1936-11-16 | 0 | 0 | 0 | 0 | -12.5669 | -12.5669 | 3747.8708 | 28034.0738 |  | 0
1936-11-17 | 0 | 0 | 0 | 0 | -12.5669 | -12.5669 | 3735.304 | 27940.0737 |  | 0
1936-11-18 | 0 | 0 | 0 | 0 | -12.5669 | -12.5669 | 3722.7371 | 27846.0736 |  | 0
1936-11-19 | 0 | 0 | 0 | 0 | -12.5669 | -12.5669 | 3710.1702 | 27752.0735 |  | 0
1936-11-20 | 0 | 0 | 0 | 0 | -12.5669 | -12.5669 | 3697.6034 | 27658.0734 |  | 0
1936-11-21 | 0 | 0 | 0 | 0 | -12.5669 | -12.5669 | 3685.0365 | 27564.0732 |  | 0
1936-11-22 | 0 | 0 | 0 | 0 | -12.5669 | -12.5669 | 3672.4697 | 27470.0731 |  | 0
1936-11-23 | 0.0025 | 6.9 | 4.0107 | 4.0107 | -9.6776 | -9.6776 | 3662.7921 | 27397.685 |  | 0
1936-11-24 | 0 | 0 | 0 | 0 | -12.5669 | -12.5669 | 3650.2253 | 27303.6849 |  | 0
1936-11-25 | 0 | 0 | 0 | 0 | -12.5669 | -12.5669 | 3637.6584 | 27209.6848 |  | 0
1936-11-26 | 0 | 0 | 0 | 0 | -12.5669 | -12.5669 | 3625.0915 | 27115.6847 |  | 0
1936-11-27 | 0 | 0 | 0 | 0 | -12.5669 | -12.5669 | 3612.5247 | 27021.6846 |  | 0
1936-11-28 | 0 | 0 | 0 | 0 | -12.5669 | -12.5669 | 3599.9578 | 26927.6845 |  | 0
1936-11-29 | 0 | 0 | 0 | 0 | -12.5669 | -12.5669 | 3587.391 | 26833.6843 |  | 0
1936-11-30 | 0.0025 | 6.9 | 4.0107 | 4.0107 | -9.6776 | -9.6776 | 3577.7134 | 26761.2962 |  | 0
1936-12-01 | 0.0041667 | 11.5 | 4.0107 | 4.0107 | -5.0776 | -5.0776 | 3572.6358 | 26723.3161 |  | 0
1936-12-02 | 0.018333 | 50.6 | 4.0107 | 4.0107 | 34.0224 | 34.0224 | 3606.6583 | 26977.804 |  | 0
1936-12-03 | 0 | 0 | 0 | 0 | -12.5669 | -12.5669 | 3594.0914 | 26883.8039 |  | 0
1936-12-04 | 0 | 0 | 0 | 0 | -12.5669 | -12.5669 | 3581.5246 | 26789.8038 |  | 0
1936-12-05 | 0.0083333 | 23 | 4.0107 | 4.0107 | 6.4224 | 6.4224 | 3587.947 | 26837.8437 |  | 0
1936-12-06 | 0 | 0 | 0 | 0 | -12.5669 | -12.5669 | 3575.3802 | 26743.8435 |  | 0
1936-12-07 | 0 | 0 | 0 | 0 | -12.5669 | -12.5669 | 3562.8133 | 26649.8434 |  | 0
1936-12-08 | 0 | 0 | 0 | 0 | -12.5669 | -12.5669 | 3550.2464 | 26555.8433 |  | 0
1936-12-09 | 0 | 0 | 0 | 0 | -12.5669 | -12.5669 | 3537.6796 | 26461.8432 |  | 0
1936-12-10 | 0 | 0 | 0 | 0 | -12.5669 | -12.5669 | 3525.1127 | 26367.8431 |  | 0
1936-12-11 | 0 | 0 | 0 | 0 | -12.5669 | -12.5669 | 3512.5459 | 26273.843 |  | 0
1936-12-12 | 0 | 0 | 0 | 0 | -12.5669 | -12.5669 | 3499.979 | 26179.8429 |  | 0
1936-12-13 | 0 | 0 | 0 | 0 | -12.5669 | -12.5669 | 3487.4121 | 26085.8428 |  | 0
1936-12-14 | 0 | 0 | 0 | 0 | -12.5669 | -12.5669 | 3474.8453 | 25991.8426 |  | 0
1936-12-15 | 0 | 0 | 0 | 0 | -12.5669 | -12.5669 | 3462.2784 | 25897.8425 |  | 0
1936-12-16 | 0 | 0 | 0 | 0 | -12.5669 | -12.5669 | 3449.7116 | 25803.8424 |  | 0
1936-12-17 | 0 | 0 | 0 | 0 | -12.5669 | -12.5669 | 3437.1447 | 25709.8423 |  | 0
1936-12-18 | 0 | 0 | 0 | 0 | -12.5669 | -12.5669 | 3424.5778 | 25615.8422 |  | 0
1936-12-19 | 0 | 0 | 0 | 0 | -12.5669 | -12.5669 | 3412.011 | 25521.8421 |  | 0
1936-12-20 | 0 | 0 | 0 | 0 | -12.5669 | -12.5669 | 3399.4441 | 25427.842 |  | 0
1936-12-21 | 0 | 0 | 0 | 0 | -12.5669 | -12.5669 | 3386.8773 | 25333.8419 |  | 0
1936-12-22 | 0 | 0 | 0 | 0 | -12.5669 | -12.5669 | 3374.3104 | 25239.8417 |  | 0
1936-12-23 | 0 | 0 | 0 | 0 | -12.5669 | -12.5669 | 3361.7435 | 25145.8416 |  | 0
1936-12-24 | 0 | 0 | 0 | 0 | -12.5669 | -12.5669 | 3349.1767 | 25051.8415 |  | 0
1936-12-25 | 0 | 0 | 0 | 0 | -12.5669 | -12.5669 | 3336.6098 | 24957.8414 |  | 0
1936-12-26 | 0.01 | 27.6 | 4.0107 | 4.0107 | 11.0224 | 11.0224 | 3347.6323 | 25040.2893 |  | 0
1936-12-27 | 0.00083333 | 2.3 | 4.0107 | 2.3 | -12.5669 | -12.5669 | 3335.0654 | 24946.2892 |  | 0
1936-12-28 | 0 | 0 | 0 | 0 | -12.5669 | -12.5669 | 3322.4985 | 24852.2891 |  | 0
1936-12-29 | 0 | 0 | 0 | 0 | -12.5669 | -12.5669 | 3309.9317 | 24758.289 |  | 0
1936-12-30 | 0.0016667 | 4.6 | 4.0107 | 4.0107 | -11.9776 | -11.9776 | 3297.9541 | 24668.6968 |  | 0
1936-12-31 | 0 | 0 | 0 | 0 | -12.5669 | -12.5669 | 3285.3873 | 24574.6967 |  | 0
1937-01-01 | 0.0016667 | 4.6 | 4.0107 | 4.0107 | -11.9776 | -11.9776 | 3273.4097 | 24485.1046 |  | 0
1937-01-02 | 0 | 0 | 0 | 0 | -12.5669 | -12.5669 | 3260.8428 | 24391.1045 |  | 0
1937-01-03 | 0 | 0 | 0 | 0 | -12.5669 | -12.5669 | 3248.276 | 24297.1044 |  | 0
1937-01-04 | 0 | 0 | 0 | 0 | -12.5669 | -12.5669 | 3235.7091 | 24203.1043 |  | 0
1937-01-05 | 0 | 0 | 0 | 0 | -12.5669 | -12.5669 | 3223.1423 | 24109.1042 |  | 0
1937-01-06 | 0 | 0 | 0 | 0 | -12.5669 | -12.5669 | 3210.5754 | 24015.1041 |  | 0
1937-01-07 | 0.00083333 | 2.3 | 4.0107 | 2.3 | -12.5669 | -12.5669 | 3198.0085 | 23921.1039 |  | 0
1937-01-08 | 0.00083333 | 2.3 | 4.0107 | 2.3 | -12.5669 | -12.5669 | 3185.4417 | 23827.1038 |  | 0
1937-01-09 | 0 | 0 | 0 | 0 | -12.5669 | -12.5669 | 3172.8748 | 23733.1037 |  | 0
1937-01-10 | 0 | 0 | 0 | 0 | -12.5669 | -12.5669 | 3160.308 | 23639.1036 |  | 0
1937-01-11 | 0 | 0 | 0 | 0 | -12.5669 | -12.5669 | 3147.7411 | 23545.1035 |  | 0
1937-01-12 | 0 | 0 | 0 | 0 | -12.5669 | -12.5669 | 3135.1742 | 23451.1034 |  | 0
1937-01-13 | 0 | 0 | 0 | 0 | -12.5669 | -12.5669 | 3122.6074 | 23357.1033 |  | 0
1937-01-14 | 0.01 | 27.6 | 4.0107 | 4.0107 | 11.0224 | 11.0224 | 3133.6298 | 23439.5512 |  | 0
1937-01-15 | 0 | 0 | 0 | 0 | -12.5669 | -12.5669 | 3121.063 | 23345.551 |  | 0
1937-01-16 | 0 | 0 | 0 | 0 | -12.5669 | -12.5669 | 3108.4961 | 23251.5509 |  | 0
1937-01-17 | 0 | 0 | 0 | 0 | -12.5669 | -12.5669 | 3095.9293 | 23157.5508 |  | 0
1937-01-18 | 0 | 0 | 0 | 0 | -12.5669 | -12.5669 | 3083.3624 | 23063.5507 |  | 0
1937-01-19 | 0 | 0 | 0 | 0 | -12.5669 | -12.5669 | 3070.7955 | 22969.5506 |  | 0
1937-01-20 | 0 | 0 | 0 | 0 | -12.5669 | -12.5669 | 3058.2287 | 22875.5505 |  | 0
1937-01-21 | 0 | 0 | 0 | 0 | -12.5669 | -12.5669 | 3045.6618 | 22781.5504 |  | 0
1937-01-22 | 0.015 | 41.4 | 4.0107 | 4.0107 | 24.8224 | 24.8224 | 3070.4843 | 22967.2222 |  | 0
1937-01-23 | 0 | 0 | 0 | 0 | -12.5669 | -12.5669 | 3057.9174 | 22873.2221 |  | 0
1937-01-24 | 0 | 0 | 0 | 0 | -12.5669 | -12.5669 | 3045.3505 | 22779.222 |  | 0
1937-01-25 | 0 | 0 | 0 | 0 | -12.5669 | -12.5669 | 3032.7837 | 22685.2219 |  | 0
1937-01-26 | 0 | 0 | 0 | 0 | -12.5669 | -12.5669 | 3020.2168 | 22591.2218 |  | 0
1937-01-27 | 0 | 0 | 0 | 0 | -12.5669 | -12.5669 | 3007.65 | 22497.2217 |  | 0
1937-01-28 | 0 | 0 | 0 | 0 | -12.5669 | -12.5669 | 2995.0831 | 22403.2216 |  | 0
1937-01-29 | 0 | 0 | 0 | 0 | -12.5669 | -12.5669 | 2982.5162 | 22309.2215 |  | 0
1937-01-30 | 0.00083333 | 2.3 | 4.0107 | 2.3 | -12.5669 | -12.5669 | 2969.9494 | 22215.2213 |  | 0
1937-01-31 | 0.0041667 | 11.5 | 4.0107 | 4.0107 | -5.0776 | -5.0776 | 2964.8718 | 22177.2412 |  | 0
1937-02-01 | 0.0016667 | 4.6 | 4.0107 | 4.0107 | -11.9776 | -11.9776 | 2952.8943 | 22087.6491 |  | 0
1937-02-02 | 0 | 0 | 0 | 0 | -12.5669 | -12.5669 | 2940.3274 | 21993.649 |  | 0
1937-02-03 | 0 | 0 | 0 | 0 | -12.5669 | -12.5669 | 2927.7605 | 21899.6489 |  | 0
1937-02-04 | 0 | 0 | 0 | 0 | -12.5669 | -12.5669 | 2915.1937 | 21805.6488 |  | 0
1937-02-05 | 0 | 0 | 0 | 0 | -12.5669 | -12.5669 | 2902.6268 | 21711.6487 |  | 0
1937-02-06 | 0 | 0 | 0 | 0 | -12.5669 | -12.5669 | 2890.06 | 21617.6486 |  | 0
1937-02-07 | 0 | 0 | 0 | 0 | -12.5669 | -12.5669 | 2877.4931 | 21523.6484 |  | 0
1937-02-08 | 0 | 0 | 0 | 0 | -12.5669 | -12.5669 | 2864.9262 | 21429.6483 |  | 0
1937-02-09 | 0 | 0 | 0 | 0 | -12.5669 | -12.5669 | 2852.3594 | 21335.6482 |  | 0
1937-02-10 | 0 | 0 | 0 | 0 | -12.5669 | -12.5669 | 2839.7925 | 21241.6481 |  | 0
1937-02-11 | 0 | 0 | 0 | 0 | -12.5669 | -12.5669 | 2827.2257 | 21147.648 |  | 0
1937-02-12 | 0 | 0 | 0 | 0 | -12.5669 | -12.5669 | 2814.6588 | 21053.6479 |  | 0
1937-02-13 | 0 | 0 | 0 | 0 | -12.5669 | -12.5669 | 2802.0919 | 20959.6478 |  | 0
1937-02-14 | 0 | 0 | 0 | 0 | -12.5669 | -12.5669 | 2789.5251 | 20865.6477 |  | 0
1937-02-15 | 0 | 0 | 0 | 0 | -12.5669 | -12.5669 | 2776.9582 | 20771.6475 |  | 0
1937-02-16 | 0 | 0 | 0 | 0 | -12.5669 | -12.5669 | 2764.3914 | 20677.6474 |  | 0
1937-02-17 | 0 | 0 | 0 | 0 | -12.5669 | -12.5669 | 2751.8245 | 20583.6473 |  | 0
1937-02-18 | 0 | 0 | 0 | 0 | -12.5669 | -12.5669 | 2739.2576 | 20489.6472 |  | 0
1937-02-19 | 0 | 0 | 0 | 0 | -12.5669 | -12.5669 | 2726.6908 | 20395.6471 |  | 0
1937-02-20 | 0 | 0 | 0 | 0 | -12.5669 | -12.5669 | 2714.1239 | 20301.647 |  | 0
1937-02-21 | 0 | 0 | 0 | 0 | -12.5669 | -12.5669 | 2701.5571 | 20207.6469 |  | 0
1937-02-22 | 0 | 0 | 0 | 0 | -12.5669 | -12.5669 | 2688.9902 | 20113.6468 |  | 0
1937-02-23 | 0 | 0 | 0 | 0 | -12.5669 | -12.5669 | 2676.4233 | 20019.6466 |  | 0
1937-02-24 | 0 | 0 | 0 | 0 | -12.5669 | -12.5669 | 2663.8565 | 19925.6465 |  | 0
1937-02-25 | 0 | 0 | 0 | 0 | -12.5669 | -12.5669 | 2651.2896 | 19831.6464 |  | 0
1937-02-26 | 0.0016667 | 4.6 | 4.0107 | 4.0107 | -11.9776 | -11.9776 | 2639.3121 | 19742.0543 |  | 0
1937-02-27 | 0 | 0 | 0 | 0 | -12.5669 | -12.5669 | 2626.7452 | 19648.0542 |  | 0
1937-02-28 | 0 | 0 | 0 | 0 | -12.5669 | -12.5669 | 2614.1784 | 19554.0541 |  | 0
1937-03-01 | 0 | 0 | 0 | 0 | -12.5669 | -12.5669 | 2601.6115 | 19460.054 |  | 0
1937-03-02 | 0 | 0 | 0 | 0 | -12.5669 | -12.5669 | 2589.0446 | 19366.0538 |  | 0
1937-03-03 | 0 | 0 | 0 | 0 | -12.5669 | -12.5669 | 2576.4778 | 19272.0537 |  | 0
1937-03-04 | 0.066667 | 184 | 4.0107 | 4.0107 | 167.4224 | 167.4224 | 2743.9002 | 20524.3736 |  | 0
1937-03-05 | 0 | 0 | 0 | 0 | -12.5669 | -12.5669 | 2731.3334 | 20430.3735 |  | 0
1937-03-06 | 0.040833 | 112.7 | 4.0107 | 4.0107 | 96.1224 | 96.1224 | 2827.4558 | 21149.3694 |  | 0
1937-03-07 | 0.0025 | 6.9 | 4.0107 | 4.0107 | -9.6776 | -9.6776 | 2817.7782 | 21076.9813 |  | 0
1937-03-08 | 0 | 0 | 0 | 0 | -12.5669 | -12.5669 | 2805.2114 | 20982.9812 |  | 0
1937-03-09 | 0 | 0 | 0 | 0 | -12.5669 | -12.5669 | 2792.6445 | 20888.9811 |  | 0
1937-03-10 | 0 | 0 | 0 | 0 | -12.5669 | -12.5669 | 2780.0777 | 20794.9809 |  | 0
1937-03-11 | 0 | 0 | 0 | 0 | -12.5669 | -12.5669 | 2767.5108 | 20700.9808 |  | 0
1937-03-12 | 0 | 0 | 0 | 0 | -12.5669 | -12.5669 | 2754.9439 | 20606.9807 |  | 0
1937-03-13 | 0.0425 | 117.3 | 4.0107 | 4.0107 | 100.7224 | 100.7224 | 2855.6664 | 21360.3846 |  | 0
1937-03-14 | 0.0058333 | 16.1 | 4.0107 | 4.0107 | -0.47756 | -0.47756 | 2855.1888 | 21356.8125 |  | 0
1937-03-15 | 0 | 0 | 0 | 0 | -12.5669 | -12.5669 | 2842.622 | 21262.8124 |  | 0
1937-03-16 | 0 | 0 | 0 | 0 | -12.5669 | -12.5669 | 2830.0551 | 21168.8123 |  | 0
1937-03-17 | 0.0016667 | 4.6 | 4.0107 | 4.0107 | -11.9776 | -11.9776 | 2818.0776 | 21079.2202 |  | 0
1937-03-18 | 0 | 0 | 0 | 0 | -12.5669 | -12.5669 | 2805.5107 | 20985.22 |  | 0
1937-03-19 | 0 | 0 | 0 | 0 | -12.5669 | -12.5669 | 2792.9438 | 20891.2199 |  | 0
1937-03-20 | 0 | 0 | 0 | 0 | -12.5669 | -12.5669 | 2780.377 | 20797.2198 |  | 0
1937-03-21 | 0 | 0 | 0 | 0 | -12.5669 | -12.5669 | 2767.8101 | 20703.2197 |  | 0
1937-03-22 | 0 | 0 | 0 | 0 | -12.5669 | -12.5669 | 2755.2433 | 20609.2196 |  | 0
1937-03-23 | 0 | 0 | 0 | 0 | -12.5669 | -12.5669 | 2742.6764 | 20515.2195 |  | 0
1937-03-24 | 0 | 0 | 0 | 0 | -12.5669 | -12.5669 | 2730.1095 | 20421.2194 |  | 0
1937-03-25 | 0 | 0 | 0 | 0 | -12.5669 | -12.5669 | 2717.5427 | 20327.2193 |  | 0
1937-03-26 | 0 | 0 | 0 | 0 | -12.5669 | -12.5669 | 2704.9758 | 20233.2191 |  | 0
1937-03-27 | 0 | 0 | 0 | 0 | -12.5669 | -12.5669 | 2692.409 | 20139.219 |  | 0
1937-03-28 | 0 | 0 | 0 | 0 | -12.5669 | -12.5669 | 2679.8421 | 20045.2189 |  | 0
1937-03-29 | 0.0058333 | 16.1 | 4.0107 | 4.0107 | -0.47756 | -0.47756 | 2679.3645 | 20041.6468 |  | 0
1937-03-30 | 0 | 0 | 0 | 0 | -12.5669 | -12.5669 | 2666.7977 | 19947.6467 |  | 0
1937-03-31 | 0 | 0 | 0 | 0 | -12.5669 | -12.5669 | 2654.2308 | 19853.6466 |  | 0
1937-04-01 | 0 | 0 | 0 | 0 | -12.5669 | -12.5669 | 2641.664 | 19759.6465 |  | 0
1937-04-02 | 0 | 0 | 0 | 0 | -12.5669 | -12.5669 | 2629.0971 | 19665.6464 |  | 0
1937-04-03 | 0 | 0 | 0 | 0 | -12.5669 | -12.5669 | 2616.5302 | 19571.6462 |  | 0
1937-04-04 | 0.011667 | 32.2 | 4.0107 | 4.0107 | 15.6224 | 15.6224 | 2632.1527 | 19688.5021 |  | 0
1937-04-05 | 0.00083333 | 2.3 | 4.0107 | 2.3 | -12.5669 | -12.5669 | 2619.5858 | 19594.502 |  | 0
1937-04-06 | 0 | 0 | 0 | 0 | -12.5669 | -12.5669 | 2607.019 | 19500.5019 |  | 0
1937-04-07 | 0 | 0 | 0 | 0 | -12.5669 | -12.5669 | 2594.4521 | 19406.5018 |  | 0
1937-04-08 | 0 | 0 | 0 | 0 | -12.5669 | -12.5669 | 2581.8853 | 19312.5017 |  | 0
1937-04-09 | 0 | 0 | 0 | 0 | -12.5669 | -12.5669 | 2569.3184 | 19218.5016 |  | 0
1937-04-10 | 0 | 0 | 0 | 0 | -12.5669 | -12.5669 | 2556.7515 | 19124.5014 |  | 0
1937-04-11 | 0 | 0 | 0 | 0 | -12.5669 | -12.5669 | 2544.1847 | 19030.5013 |  | 0
1937-04-12 | 0 | 0 | 0 | 0 | -12.5669 | -12.5669 | 2531.6178 | 18936.5012 |  | 0
1937-04-13 | 0 | 0 | 0 | 0 | -12.5669 | -12.5669 | 2519.051 | 18842.5011 |  | 0
1937-04-14 | 0 | 0 | 0 | 0 | -12.5669 | -12.5669 | 2506.4841 | 18748.501 |  | 0
1937-04-15 | 0 | 0 | 0 | 0 | -12.5669 | -12.5669 | 2493.9172 | 18654.5009 |  | 0
1937-04-16 | 0 | 0 | 0 | 0 | -12.5669 | -12.5669 | 2481.3504 | 18560.5008 |  | 0
1937-04-17 | 0 | 0 | 0 | 0 | -12.5669 | -12.5669 | 2468.7835 | 18466.5007 |  | 0
1937-04-18 | 0 | 0 | 0 | 0 | -12.5669 | -12.5669 | 2456.2167 | 18372.5005 |  | 0
1937-04-19 | 0 | 0 | 0 | 0 | -12.5669 | -12.5669 | 2443.6498 | 18278.5004 |  | 0
1937-04-20 | 0.07 | 193.2 | 4.0107 | 4.0107 | 176.6224 | 176.6224 | 2620.2722 | 19599.6363 |  | 0
1937-04-21 | 0.0058333 | 16.1 | 4.0107 | 4.0107 | -0.47756 | -0.47756 | 2619.7947 | 19596.0642 |  | 0
1937-04-22 | 0 | 0 | 0 | 0 | -12.5669 | -12.5669 | 2607.2278 | 19502.0641 |  | 0
1937-04-23 | 0 | 0 | 0 | 0 | -12.5669 | -12.5669 | 2594.661 | 19408.064 |  | 0
1937-04-24 | 0 | 0 | 0 | 0 | -12.5669 | -12.5669 | 2582.0941 | 19314.0639 |  | 0
1937-04-25 | 0 | 0 | 0 | 0 | -12.5669 | -12.5669 | 2569.5272 | 19220.0638 |  | 0
1937-04-26 | 0 | 0 | 0 | 0 | -12.5669 | -12.5669 | 2556.9604 | 19126.0636 |  | 0
1937-04-27 | 0 | 0 | 0 | 0 | -12.5669 | -12.5669 | 2544.3935 | 19032.0635 |  | 0
1937-04-28 | 0 | 0 | 0 | 0 | -12.5669 | -12.5669 | 2531.8267 | 18938.0634 |  | 0
1937-04-29 | 0 | 0 | 0 | 0 | -12.5669 | -12.5669 | 2519.2598 | 18844.0633 |  | 0
1937-04-30 | 0 | 0 | 0 | 0 | -12.5669 | -12.5669 | 2506.6929 | 18750.0632 |  | 0
1937-05-01 | 0.038333 | 105.8 | 4.0107 | 4.0107 | 89.2224 | 89.2224 | 2595.9154 | 19417.4471 |  | 0
1937-05-02 | 0 | 0 | 0 | 0 | -12.5669 | -12.5669 | 2583.3485 | 19323.447 |  | 0
1937-05-03 | 0.014167 | 39.1 | 4.0107 | 4.0107 | 22.5224 | 22.5224 | 2605.871 | 19491.9149 |  | 0
1937-05-04 | 0 | 0 | 0 | 0 | -12.5669 | -12.5669 | 2593.3041 | 19397.9147 |  | 0
1937-05-05 | 0 | 0 | 0 | 0 | -12.5669 | -12.5669 | 2580.7372 | 19303.9146 |  | 0
1937-05-06 | 0 | 0 | 0 | 0 | -12.5669 | -12.5669 | 2568.1704 | 19209.9145 |  | 0
1937-05-07 | 0 | 0 | 0 | 0 | -12.5669 | -12.5669 | 2555.6035 | 19115.9144 |  | 0
1937-05-08 | 0.0175 | 48.3 | 4.0107 | 4.0107 | 31.7224 | 31.7224 | 2587.326 | 19353.1983 |  | 0
1937-05-09 | 0 | 0 | 0 | 0 | -12.5669 | -12.5669 | 2574.7591 | 19259.1982 |  | 0
1937-05-10 | 0.00083333 | 2.3 | 4.0107 | 2.3 | -12.5669 | -12.5669 | 2562.1923 | 19165.1981 |  | 0
1937-05-11 | 0.0091667 | 25.3 | 4.0107 | 4.0107 | 8.7224 | 8.7224 | 2570.9147 | 19230.442 |  | 0
1937-05-12 | 0 | 0 | 0 | 0 | -12.5669 | -12.5669 | 2558.3478 | 19136.4418 |  | 0
1937-05-13 | 0.0041667 | 11.5 | 4.0107 | 4.0107 | -5.0776 | -5.0776 | 2553.2703 | 19098.4617 |  | 0
1937-05-14 | 0 | 0 | 0 | 0 | -12.5669 | -12.5669 | 2540.7034 | 19004.4616 |  | 0
1937-05-15 | 0 | 0 | 0 | 0 | -12.5669 | -12.5669 | 2528.1366 | 18910.4615 |  | 0
1937-05-16 | 0 | 0 | 0 | 0 | -12.5669 | -12.5669 | 2515.5697 | 18816.4614 |  | 0
1937-05-17 | 0 | 0 | 0 | 0 | -12.5669 | -12.5669 | 2503.0028 | 18722.4613 |  | 0
1937-05-18 | 0 | 0 | 0 | 0 | -12.5669 | -12.5669 | 2490.436 | 18628.4612 |  | 0
1937-05-19 | 0 | 0 | 0 | 0 | -12.5669 | -12.5669 | 2477.8691 | 18534.4611 |  | 0
1937-05-20 | 0 | 0 | 0 | 0 | -12.5669 | -12.5669 | 2465.3023 | 18440.4609 |  | 0
1937-05-21 | 0 | 0 | 0 | 0 | -12.5669 | -12.5669 | 2452.7354 | 18346.4608 |  | 0
1937-05-22 | 0 | 0 | 0 | 0 | -12.5669 | -12.5669 | 2440.1685 | 18252.4607 |  | 0
1937-05-23 | 0 | 0 | 0 | 0 | -12.5669 | -12.5669 | 2427.6017 | 18158.4606 |  | 0
1937-05-24 | 0 | 0 | 0 | 0 | -12.5669 | -12.5669 | 2415.0348 | 18064.4605 |  | 0
1937-05-25 | 0 | 0 | 0 | 0 | -12.5669 | -12.5669 | 2402.468 | 17970.4604 |  | 0
1937-05-26 | 0 | 0 | 0 | 0 | -12.5669 | -12.5669 | 2389.9011 | 17876.4603 |  | 0
1937-05-27 | 0 | 0 | 0 | 0 | -12.5669 | -12.5669 | 2377.3342 | 17782.4601 |  | 0
1937-05-28 | 0 | 0 | 0 | 0 | -12.5669 | -12.5669 | 2364.7674 | 17688.46 |  | 0
1937-05-29 | 0.0033333 | 9.2 | 4.0107 | 4.0107 | -7.3776 | -7.3776 | 2357.3898 | 17633.2759 |  | 0
1937-05-30 | 0.045 | 124.2 | 4.0107 | 4.0107 | 107.6224 | 107.6224 | 2465.0123 | 18438.2918 |  | 0
1937-05-31 | 0 | 0 | 0 | 0 | -12.5669 | -12.5669 | 2452.4454 | 18344.2917 |  | 0
1937-06-01 | 0 | 0 | 0 | 0 | -12.5669 | -12.5669 | 2439.8786 | 18250.2916 |  | 0
1937-06-02 | 0 | 0 | 0 | 0 | -12.5669 | -12.5669 | 2427.3117 | 18156.2915 |  | 0
1937-06-03 | 0 | 0 | 0 | 0 | -12.5669 | -12.5669 | 2414.7448 | 18062.2914 |  | 0
1937-06-04 | 0.08 | 220.8 | 4.0107 | 4.0107 | 204.2224 | 204.2224 | 2618.9673 | 19589.8752 |  | 0
1937-06-05 | 0 | 0 | 0 | 0 | -12.5669 | -12.5669 | 2606.4004 | 19495.8751 |  | 0
1937-06-06 | 0 | 0 | 0 | 0 | -12.5669 | -12.5669 | 2593.8336 | 19401.875 |  | 0
1937-06-07 | 0.019167 | 52.9 | 4.0107 | 4.0107 | 36.3224 | 36.3224 | 2630.156 | 19673.5669 |  | 0
1937-06-08 | 0.091667 | 253 | 4.0107 | 4.0107 | 236.4224 | 236.4224 | 2866.5784 | 21442.0068 |  | 0
1937-06-09 | 0 | 0 | 0 | 0 | -12.5669 | -12.5669 | 2854.0116 | 21348.0067 |  | 0
1937-06-10 | 0 | 0 | 0 | 0 | -12.5669 | -12.5669 | 2841.4447 | 21254.0066 |  | 0
1937-06-11 | 0 | 0 | 0 | 0 | -12.5669 | -12.5669 | 2828.8779 | 21160.0065 |  | 0
1937-06-12 | 0 | 0 | 0 | 0 | -12.5669 | -12.5669 | 2816.311 | 21066.0063 |  | 0
1937-06-13 | 0 | 0 | 0 | 0 | -12.5669 | -12.5669 | 2803.7441 | 20972.0062 |  | 0
1937-06-14 | 0 | 0 | 0 | 0 | -12.5669 | -12.5669 | 2791.1773 | 20878.0061 |  | 0
1937-06-15 | 0 | 0 | 0 | 0 | -12.5669 | -12.5669 | 2778.6104 | 20784.006 |  | 0
1937-06-16 | 0.0025 | 6.9 | 4.0107 | 4.0107 | -9.6776 | -9.6776 | 2768.9329 | 20711.6179 |  | 0
1937-06-17 | 0 | 0 | 0 | 0 | -12.5669 | -12.5669 | 2756.366 | 20617.6178 |  | 0
1937-06-18 | 0 | 0 | 0 | 0 | -12.5669 | -12.5669 | 2743.7992 | 20523.6177 |  | 0
1937-06-19 | 0 | 0 | 0 | 0 | -12.5669 | -12.5669 | 2731.2323 | 20429.6176 |  | 0
1937-06-20 | 0 | 0 | 0 | 0 | -12.5669 | -12.5669 | 2718.6654 | 20335.6174 |  | 0
1937-06-21 | 0 | 0 | 0 | 0 | -12.5669 | -12.5669 | 2706.0986 | 20241.6173 |  | 0
1937-06-22 | 0 | 0 | 0 | 0 | -12.5669 | -12.5669 | 2693.5317 | 20147.6172 |  | 0
1937-06-23 | 0 | 0 | 0 | 0 | -12.5669 | -12.5669 | 2680.9649 | 20053.6171 |  | 0
1937-06-24 | 0 | 0 | 0 | 0 | -12.5669 | -12.5669 | 2668.398 | 19959.617 |  | 0
1937-06-25 | 0 | 0 | 0 | 0 | -12.5669 | -12.5669 | 2655.8311 | 19865.6169 |  | 0
1937-06-26 | 0 | 0 | 0 | 0 | -12.5669 | -12.5669 | 2643.2643 | 19771.6168 |  | 0
1937-06-27 | 0 | 0 | 0 | 0 | -12.5669 | -12.5669 | 2630.6974 | 19677.6167 |  | 0
1937-06-28 | 0 | 0 | 0 | 0 | -12.5669 | -12.5669 | 2618.1306 | 19583.6165 |  | 0
1937-06-29 | 0 | 0 | 0 | 0 | -12.5669 | -12.5669 | 2605.5637 | 19489.6164 |  | 0
1937-06-30 | 0 | 0 | 0 | 0 | -12.5669 | -12.5669 | 2592.9968 | 19395.6163 |  | 0
1937-07-01 | 0 | 0 | 0 | 0 | -12.5669 | -12.5669 | 2580.43 | 19301.6162 |  | 0
1937-07-02 | 0 | 0 | 0 | 0 | -12.5669 | -12.5669 | 2567.8631 | 19207.6161 |  | 0
1937-07-03 | 0 | 0 | 0 | 0 | -12.5669 | -12.5669 | 2555.2963 | 19113.616 |  | 0
1937-07-04 | 0 | 0 | 0 | 0 | -12.5669 | -12.5669 | 2542.7294 | 19019.6159 |  | 0
1937-07-05 | 0 | 0 | 0 | 0 | -12.5669 | -12.5669 | 2530.1625 | 18925.6157 |  | 0
1937-07-06 | 0 | 0 | 0 | 0 | -12.5669 | -12.5669 | 2517.5957 | 18831.6156 |  | 0
1937-07-07 | 0.0033333 | 9.2 | 4.0107 | 4.0107 | -7.3776 | -7.3776 | 2510.2181 | 18776.4315 |  | 0
1937-07-08 | 0 | 0 | 0 | 0 | -12.5669 | -12.5669 | 2497.6513 | 18682.4314 |  | 0
1937-07-09 | 0 | 0 | 0 | 0 | -12.5669 | -12.5669 | 2485.0844 | 18588.4313 |  | 0
1937-07-10 | 0 | 0 | 0 | 0 | -12.5669 | -12.5669 | 2472.5175 | 18494.4312 |  | 0
1937-07-11 | 0 | 0 | 0 | 0 | -12.5669 | -12.5669 | 2459.9507 | 18400.4311 |  | 0
1937-07-12 | 0 | 0 | 0 | 0 | -12.5669 | -12.5669 | 2447.3838 | 18306.431 |  | 0
1937-07-13 | 0 | 0 | 0 | 0 | -12.5669 | -12.5669 | 2434.817 | 18212.4308 |  | 0
1937-07-14 | 0 | 0 | 0 | 0 | -12.5669 | -12.5669 | 2422.2501 | 18118.4307 |  | 0
1937-07-15 | 0.0016667 | 4.6 | 4.0107 | 4.0107 | -11.9776 | -11.9776 | 2410.2725 | 18028.8386 |  | 0
1937-07-16 | 0 | 0 | 0 | 0 | -12.5669 | -12.5669 | 2397.7057 | 17934.8385 |  | 0
1937-07-17 | 0 | 0 | 0 | 0 | -12.5669 | -12.5669 | 2385.1388 | 17840.8384 |  | 0
1937-07-18 | 0 | 0 | 0 | 0 | -12.5669 | -12.5669 | 2372.572 | 17746.8383 |  | 0
1937-07-19 | 0 | 0 | 0 | 0 | -12.5669 | -12.5669 | 2360.0051 | 17652.8382 |  | 0
1937-07-20 | 0.015833 | 43.7 | 4.0107 | 4.0107 | 27.1224 | 27.1224 | 2387.1275 | 17855.7141 |  | 0
1937-07-21 | 0 | 0 | 0 | 0 | -12.5669 | -12.5669 | 2374.5607 | 17761.7139 |  | 0
1937-07-22 | 0 | 0 | 0 | 0 | -12.5669 | -12.5669 | 2361.9938 | 17667.7138 |  | 0
1937-07-23 | 0 | 0 | 0 | 0 | -12.5669 | -12.5669 | 2349.427 | 17573.7137 |  | 0
1937-07-24 | 0 | 0 | 0 | 0 | -12.5669 | -12.5669 | 2336.8601 | 17479.7136 |  | 0
1937-07-25 | 0.00083333 | 2.3 | 4.0107 | 2.3 | -12.5669 | -12.5669 | 2324.2932 | 17385.7135 |  | 0
1937-07-26 | 0 | 0 | 0 | 0 | -12.5669 | -12.5669 | 2311.7264 | 17291.7134 |  | 0
1937-07-27 | 0 | 0 | 0 | 0 | -12.5669 | -12.5669 | 2299.1595 | 17197.7133 |  | 0
1937-07-28 | 0 | 0 | 0 | 0 | -12.5669 | -12.5669 | 2286.5927 | 17103.7132 |  | 0
1937-07-29 | 0 | 0 | 0 | 0 | -12.5669 | -12.5669 | 2274.0258 | 17009.713 |  | 0
1937-07-30 | 0.0225 | 62.1 | 4.0107 | 4.0107 | 45.5224 | 45.5224 | 2319.5483 | 17350.2209 |  | 0
1937-07-31 | 0 | 0 | 0 | 0 | -12.5669 | -12.5669 | 2306.9814 | 17256.2208 |  | 0
1937-08-01 | 0 | 0 | 0 | 0 | -12.5669 | -12.5669 | 2294.4145 | 17162.2207 |  | 0
1937-08-02 | 0 | 0 | 0 | 0 | -12.5669 | -12.5669 | 2281.8477 | 17068.2206 |  | 0
1937-08-03 | 0 | 0 | 0 | 0 | -12.5669 | -12.5669 | 2269.2808 | 16974.2205 |  | 0
1937-08-04 | 0 | 0 | 0 | 0 | -12.5669 | -12.5669 | 2256.714 | 16880.2204 |  | 0
1937-08-05 | 0 | 0 | 0 | 0 | -12.5669 | -12.5669 | 2244.1471 | 16786.2203 |  | 0
1937-08-06 | 0 | 0 | 0 | 0 | -12.5669 | -12.5669 | 2231.5802 | 16692.2201 |  | 0
1937-08-07 | 0 | 0 | 0 | 0 | -12.5669 | -12.5669 | 2219.0134 | 16598.22 |  | 0
1937-08-08 | 0 | 0 | 0 | 0 | -12.5669 | -12.5669 | 2206.4465 | 16504.2199 |  | 0
1937-08-09 | 0 | 0 | 0 | 0 | -12.5669 | -12.5669 | 2193.8797 | 16410.2198 |  | 0
1937-08-10 | 0 | 0 | 0 | 0 | -12.5669 | -12.5669 | 2181.3128 | 16316.2197 |  | 0
1937-08-11 | 0 | 0 | 0 | 0 | -12.5669 | -12.5669 | 2168.7459 | 16222.2196 |  | 0
1937-08-12 | 0 | 0 | 0 | 0 | -12.5669 | -12.5669 | 2156.1791 | 16128.2195 |  | 0
1937-08-13 | 0 | 0 | 0 | 0 | -12.5669 | -12.5669 | 2143.6122 | 16034.2193 |  | 0
1937-08-14 | 0 | 0 | 0 | 0 | -12.5669 | -12.5669 | 2131.0454 | 15940.2192 |  | 0
1937-08-15 | 0 | 0 | 0 | 0 | -12.5669 | -12.5669 | 2118.4785 | 15846.2191 |  | 0
1937-08-16 | 0 | 0 | 0 | 0 | -12.5669 | -12.5669 | 2105.9116 | 15752.219 |  | 0
1937-08-17 | 0 | 0 | 0 | 0 | -12.5669 | -12.5669 | 2093.3448 | 15658.2189 |  | 0
1937-08-18 | 0.0075 | 20.7 | 4.0107 | 4.0107 | 4.1224 | 4.1224 | 2097.4672 | 15689.0548 |  | 0
1937-08-19 | 0.015833 | 43.7 | 4.0107 | 4.0107 | 27.1224 | 27.1224 | 2124.5897 | 15891.9307 |  | 0
1937-08-20 | 0 | 0 | 0 | 0 | -12.5669 | -12.5669 | 2112.0228 | 15797.9306 |  | 0
1937-08-21 | 0.081667 | 225.4 | 4.0107 | 4.0107 | 208.8224 | 208.8224 | 2320.8452 | 17359.9224 |  | 0
1937-08-22 | 0.0091667 | 25.3 | 4.0107 | 4.0107 | 8.7224 | 8.7224 | 2329.5677 | 17425.1663 |  | 0
1937-08-23 | 0.18667 | 515.2 | 4.0107 | 4.0107 | 498.6224 | 498.6224 | 2828.1901 | 21154.8622 |  | 0
1937-08-24 | 0.021667 | 59.8 | 4.0107 | 4.0107 | 43.2224 | 43.2224 | 2871.4126 | 21478.1661 |  | 0
1937-08-25 | 0 | 0 | 0 | 0 | -12.5669 | -12.5669 | 2858.8457 | 21384.166 |  | 0
1937-08-26 | 0 | 0 | 0 | 0 | -12.5669 | -12.5669 | 2846.2789 | 21290.1659 |  | 0
1937-08-27 | 0 | 0 | 0 | 0 | -12.5669 | -12.5669 | 2833.712 | 21196.1658 |  | 0
1937-08-28 | 0 | 0 | 0 | 0 | -12.5669 | -12.5669 | 2821.1451 | 21102.1657 |  | 0
1937-08-29 | 0 | 0 | 0 | 0 | -12.5669 | -12.5669 | 2808.5783 | 21008.1655 |  | 0
1937-08-30 | 0 | 0 | 0 | 0 | -12.5669 | -12.5669 | 2796.0114 | 20914.1654 |  | 0
1937-08-31 | 0 | 0 | 0 | 0 | -12.5669 | -12.5669 | 2783.4446 | 20820.1653 |  | 0
1937-09-01 | 0 | 0 | 0 | 0 | -12.5669 | -12.5669 | 2770.8777 | 20726.1652 |  | 0
1937-09-02 | 0.0016667 | 4.6 | 4.0107 | 4.0107 | -11.9776 | -11.9776 | 2758.9001 | 20636.5731 |  | 0
1937-09-03 | 0 | 0 | 0 | 0 | -12.5669 | -12.5669 | 2746.3333 | 20542.573 |  | 0
1937-09-04 | 0 | 0 | 0 | 0 | -12.5669 | -12.5669 | 2733.7664 | 20448.5729 |  | 0
1937-09-05 | 0.035 | 96.6 | 4.0107 | 4.0107 | 80.0224 | 80.0224 | 2813.7889 | 21047.1408 |  | 0
1937-09-06 | 0 | 0 | 0 | 0 | -12.5669 | -12.5669 | 2801.222 | 20953.1406 |  | 0
1937-09-07 | 0 | 0 | 0 | 0 | -12.5669 | -12.5669 | 2788.6552 | 20859.1405 |  | 0
1937-09-08 | 0 | 0 | 0 | 0 | -12.5669 | -12.5669 | 2776.0883 | 20765.1404 |  | 0
1937-09-09 | 0 | 0 | 0 | 0 | -12.5669 | -12.5669 | 2763.5214 | 20671.1403 |  | 0
1937-09-10 | 0 | 0 | 0 | 0 | -12.5669 | -12.5669 | 2750.9546 | 20577.1402 |  | 0
1937-09-11 | 0 | 0 | 0 | 0 | -12.5669 | -12.5669 | 2738.3877 | 20483.1401 |  | 0
1937-09-12 | 0 | 0 | 0 | 0 | -12.5669 | -12.5669 | 2725.8209 | 20389.14 |  | 0
1937-09-13 | 0 | 0 | 0 | 0 | -12.5669 | -12.5669 | 2713.254 | 20295.1399 |  | 0
1937-09-14 | 0 | 0 | 0 | 0 | -12.5669 | -12.5669 | 2700.6871 | 20201.1397 |  | 0
1937-09-15 | 0 | 0 | 0 | 0 | -12.5669 | -12.5669 | 2688.1203 | 20107.1396 |  | 0
1937-09-16 | 0 | 0 | 0 | 0 | -12.5669 | -12.5669 | 2675.5534 | 20013.1395 |  | 0
1937-09-17 | 0 | 0 | 0 | 0 | -12.5669 | -12.5669 | 2662.9866 | 19919.1394 |  | 0
1937-09-18 | 0 | 0 | 0 | 0 | -12.5669 | -12.5669 | 2650.4197 | 19825.1393 |  | 0
1937-09-19 | 0 | 0 | 0 | 0 | -12.5669 | -12.5669 | 2637.8528 | 19731.1392 |  | 0
1937-09-20 | 0 | 0 | 0 | 0 | -12.5669 | -12.5669 | 2625.286 | 19637.1391 |  | 0
1937-09-21 | 0 | 0 | 0 | 0 | -12.5669 | -12.5669 | 2612.7191 | 19543.139 |  | 0
1937-09-22 | 0 | 0 | 0 | 0 | -12.5669 | -12.5669 | 2600.1523 | 19449.1388 |  | 0
1937-09-23 | 0 | 0 | 0 | 0 | -12.5669 | -12.5669 | 2587.5854 | 19355.1387 |  | 0
1937-09-24 | 0 | 0 | 0 | 0 | -12.5669 | -12.5669 | 2575.0185 | 19261.1386 |  | 0
1937-09-25 | 0 | 0 | 0 | 0 | -12.5669 | -12.5669 | 2562.4517 | 19167.1385 |  | 0
1937-09-26 | 0 | 0 | 0 | 0 | -12.5669 | -12.5669 | 2549.8848 | 19073.1384 |  | 0
1937-09-27 | 0 | 0 | 0 | 0 | -12.5669 | -12.5669 | 2537.318 | 18979.1383 |  | 0
1937-09-28 | 0 | 0 | 0 | 0 | -12.5669 | -12.5669 | 2524.7511 | 18885.1382 |  | 0
1937-09-29 | 0 | 0 | 0 | 0 | -12.5669 | -12.5669 | 2512.1842 | 18791.138 |  | 0
1937-09-30 | 0 | 0 | 0 | 0 | -12.5669 | -12.5669 | 2499.6174 | 18697.1379 |  | 0
1937-10-01 | 0 | 0 | 0 | 0 | -12.5669 | -12.5669 | 2487.0505 | 18603.1378 |  | 0
1937-10-02 | 0 | 0 | 0 | 0 | -12.5669 | -12.5669 | 2474.4837 | 18509.1377 |  | 0
1937-10-03 | 0 | 0 | 0 | 0 | -12.5669 | -12.5669 | 2461.9168 | 18415.1376 |  | 0
1937-10-04 | 0 | 0 | 0 | 0 | -12.5669 | -12.5669 | 2449.3499 | 18321.1375 |  | 0
1937-10-05 | 0 | 0 | 0 | 0 | -12.5669 | -12.5669 | 2436.7831 | 18227.1374 |  | 0
1937-10-06 | 0 | 0 | 0 | 0 | -12.5669 | -12.5669 | 2424.2162 | 18133.1373 |  | 0
1937-10-07 | 0 | 0 | 0 | 0 | -12.5669 | -12.5669 | 2411.6494 | 18039.1371 |  | 0
1937-10-08 | 0.00083333 | 2.3 | 4.0107 | 2.3 | -12.5669 | -12.5669 | 2399.0825 | 17945.137 |  | 0
1937-10-09 | 0.15333 | 423.2 | 4.0107 | 4.0107 | 406.6224 | 406.6224 | 2805.7049 | 20986.6729 |  | 0
1937-10-10 | 0 | 0 | 0 | 0 | -12.5669 | -12.5669 | 2793.1381 | 20892.6728 |  | 0
1937-10-11 | 0 | 0 | 0 | 0 | -12.5669 | -12.5669 | 2780.5712 | 20798.6727 |  | 0
1937-10-12 | 0.19833 | 547.4 | 4.0107 | 4.0107 | 530.8224 | 530.8224 | 3311.3937 | 24769.2246 |  | 0
1937-10-13 | 0.023333 | 64.4 | 4.0107 | 4.0107 | 47.8224 | 47.8224 | 3359.2161 | 25126.9365 |  | 0
1937-10-14 | 0 | 0 | 0 | 0 | -12.5669 | -12.5669 | 3346.6492 | 25032.9364 |  | 0
1937-10-15 | 0 | 0 | 0 | 0 | -12.5669 | -12.5669 | 3334.0824 | 24938.9362 |  | 0
1937-10-16 | 0.0016667 | 4.6 | 4.0107 | 4.0107 | -11.9776 | -11.9776 | 3322.1048 | 24849.3441 |  | 0
1937-10-17 | 0.016667 | 46 | 4.0107 | 4.0107 | 29.4224 | 29.4224 | 3351.5273 | 25069.424 |  | 0
1937-10-18 | 0 | 0 | 0 | 0 | -12.5669 | -12.5669 | 3338.9604 | 24975.4239 |  | 0
1937-10-19 | 0 | 0 | 0 | 0 | -12.5669 | -12.5669 | 3326.3936 | 24881.4238 |  | 0
1937-10-20 | 0 | 0 | 0 | 0 | -12.5669 | -12.5669 | 3313.8267 | 24787.4237 |  | 0
1937-10-21 | 0 | 0 | 0 | 0 | -12.5669 | -12.5669 | 3301.2598 | 24693.4236 |  | 0
1937-10-22 | 0 | 0 | 0 | 0 | -12.5669 | -12.5669 | 3288.693 | 24599.4235 |  | 0
1937-10-23 | 0 | 0 | 0 | 0 | -12.5669 | -12.5669 | 3276.1261 | 24505.4233 |  | 0
1937-10-24 | 0 | 0 | 0 | 0 | -12.5669 | -12.5669 | 3263.5593 | 24411.4232 |  | 0
1937-10-25 | 0 | 0 | 0 | 0 | -12.5669 | -12.5669 | 3250.9924 | 24317.4231 |  | 0
1937-10-26 | 0 | 0 | 0 | 0 | -12.5669 | -12.5669 | 3238.4255 | 24223.423 |  | 0
1937-10-27 | 0 | 0 | 0 | 0 | -12.5669 | -12.5669 | 3225.8587 | 24129.4229 |  | 0
1937-10-28 | 0 | 0 | 0 | 0 | -12.5669 | -12.5669 | 3213.2918 | 24035.4228 |  | 0
1937-10-29 | 0 | 0 | 0 | 0 | -12.5669 | -12.5669 | 3200.725 | 23941.4227 |  | 0
1937-10-30 | 0 | 0 | 0 | 0 | -12.5669 | -12.5669 | 3188.1581 | 23847.4226 |  | 0
1937-10-31 | 0 | 0 | 0 | 0 | -12.5669 | -12.5669 | 3175.5912 | 23753.4224 |  | 0
1937-11-01 | 0 | 0 | 0 | 0 | -12.5669 | -12.5669 | 3163.0244 | 23659.4223 |  | 0
1937-11-02 | 0.0016667 | 4.6 | 4.0107 | 4.0107 | -11.9776 | -11.9776 | 3151.0468 | 23569.8302 |  | 0
1937-11-03 | 0 | 0 | 0 | 0 | -12.5669 | -12.5669 | 3138.48 | 23475.8301 |  | 0
1937-11-04 | 0.0041667 | 11.5 | 4.0107 | 4.0107 | -5.0776 | -5.0776 | 3133.4024 | 23437.85 |  | 0
1937-11-05 | 0 | 0 | 0 | 0 | -12.5669 | -12.5669 | 3120.8355 | 23343.8499 |  | 0
1937-11-06 | 0 | 0 | 0 | 0 | -12.5669 | -12.5669 | 3108.2687 | 23249.8498 |  | 0
1937-11-07 | 0 | 0 | 0 | 0 | -12.5669 | -12.5669 | 3095.7018 | 23155.8496 |  | 0
1937-11-08 | 0 | 0 | 0 | 0 | -12.5669 | -12.5669 | 3083.135 | 23061.8495 |  | 0
1937-11-09 | 0.096667 | 266.8 | 4.0107 | 4.0107 | 250.2224 | 250.2224 | 3333.3574 | 24933.5134 |  | 0
1937-11-10 | 0.060833 | 167.9 | 4.0107 | 4.0107 | 151.3224 | 151.3224 | 3484.6799 | 26065.4053 |  | 0
1937-11-11 | 0 | 0 | 0 | 0 | -12.5669 | -12.5669 | 3472.113 | 25971.4052 |  | 0
1937-11-12 | 0 | 0 | 0 | 0 | -12.5669 | -12.5669 | 3459.5461 | 25877.4051 |  | 0
1937-11-13 | 0 | 0 | 0 | 0 | -12.5669 | -12.5669 | 3446.9793 | 25783.405 |  | 0
1937-11-14 | 0 | 0 | 0 | 0 | -12.5669 | -12.5669 | 3434.4124 | 25689.4049 |  | 0
1937-11-15 | 0 | 0 | 0 | 0 | -12.5669 | -12.5669 | 3421.8456 | 25595.4047 |  | 0
1937-11-16 | 0 | 0 | 0 | 0 | -12.5669 | -12.5669 | 3409.2787 | 25501.4046 |  | 0
1937-11-17 | 0 | 0 | 0 | 0 | -12.5669 | -12.5669 | 3396.7118 | 25407.4045 |  | 0
1937-11-18 | 0 | 0 | 0 | 0 | -12.5669 | -12.5669 | 3384.145 | 25313.4044 |  | 0
1937-11-19 | 0 | 0 | 0 | 0 | -12.5669 | -12.5669 | 3371.5781 | 25219.4043 |  | 0
1937-11-20 | 0 | 0 | 0 | 0 | -12.5669 | -12.5669 | 3359.0113 | 25125.4042 |  | 0
1937-11-21 | 0 | 0 | 0 | 0 | -12.5669 | -12.5669 | 3346.4444 | 25031.4041 |  | 0
1937-11-22 | 0 | 0 | 0 | 0 | -12.5669 | -12.5669 | 3333.8775 | 24937.404 |  | 0
1937-11-23 | 0 | 0 | 0 | 0 | -12.5669 | -12.5669 | 3321.3107 | 24843.4038 |  | 0
1937-11-24 | 0 | 0 | 0 | 0 | -12.5669 | -12.5669 | 3308.7438 | 24749.4037 |  | 0
1937-11-25 | 0 | 0 | 0 | 0 | -12.5669 | -12.5669 | 3296.177 | 24655.4036 |  | 0
1937-11-26 | 0 | 0 | 0 | 0 | -12.5669 | -12.5669 | 3283.6101 | 24561.4035 |  | 0
1937-11-27 | 0 | 0 | 0 | 0 | -12.5669 | -12.5669 | 3271.0432 | 24467.4034 |  | 0
1937-11-28 | 0 | 0 | 0 | 0 | -12.5669 | -12.5669 | 3258.4764 | 24373.4033 |  | 0
1937-11-29 | 0 | 0 | 0 | 0 | -12.5669 | -12.5669 | 3245.9095 | 24279.4032 |  | 0
1937-11-30 | 0 | 0 | 0 | 0 | -12.5669 | -12.5669 | 3233.3427 | 24185.4031 |  | 0
1937-12-01 | 0 | 0 | 0 | 0 | -12.5669 | -12.5669 | 3220.7758 | 24091.4029 |  | 0
1937-12-02 | 0 | 0 | 0 | 0 | -12.5669 | -12.5669 | 3208.2089 | 23997.4028 |  | 0
1937-12-03 | 0.020833 | 57.5 | 4.0107 | 4.0107 | 40.9224 | 40.9224 | 3249.1314 | 24303.5027 |  | 0
1937-12-04 | 0 | 0 | 0 | 0 | -12.5669 | -12.5669 | 3236.5645 | 24209.5026 |  | 0
1937-12-05 | 0 | 0 | 0 | 0 | -12.5669 | -12.5669 | 3223.9977 | 24115.5025 |  | 0
1937-12-06 | 0 | 0 | 0 | 0 | -12.5669 | -12.5669 | 3211.4308 | 24021.5024 |  | 0
1937-12-07 | 0 | 0 | 0 | 0 | -12.5669 | -12.5669 | 3198.8639 | 23927.5023 |  | 0
1937-12-08 | 0 | 0 | 0 | 0 | -12.5669 | -12.5669 | 3186.2971 | 23833.5022 |  | 0
1937-12-09 | 0 | 0 | 0 | 0 | -12.5669 | -12.5669 | 3173.7302 | 23739.502 |  | 0
1937-12-10 | 0 | 0 | 0 | 0 | -12.5669 | -12.5669 | 3161.1634 | 23645.5019 |  | 0
1937-12-11 | 0 | 0 | 0 | 0 | -12.5669 | -12.5669 | 3148.5965 | 23551.5018 |  | 0
1937-12-12 | 0 | 0 | 0 | 0 | -12.5669 | -12.5669 | 3136.0296 | 23457.5017 |  | 0
1937-12-13 | 0 | 0 | 0 | 0 | -12.5669 | -12.5669 | 3123.4628 | 23363.5016 |  | 0
1937-12-14 | 0.040833 | 112.7 | 4.0107 | 4.0107 | 96.1224 | 96.1224 | 3219.5852 | 24082.4975 |  | 0
1937-12-15 | 0.0025 | 6.9 | 4.0107 | 4.0107 | -9.6776 | -9.6776 | 3209.9077 | 24010.1094 |  | 0
1937-12-16 | 0.040833 | 112.7 | 4.0107 | 4.0107 | 96.1224 | 96.1224 | 3306.0301 | 24729.1052 |  | 0
1937-12-17 | 0.0066667 | 18.4 | 4.0107 | 4.0107 | 1.8224 | 1.8224 | 3307.8526 | 24742.7371 |  | 0
1937-12-18 | 0 | 0 | 0 | 0 | -12.5669 | -12.5669 | 3295.2857 | 24648.737 |  | 0
1937-12-19 | 0 | 0 | 0 | 0 | -12.5669 | -12.5669 | 3282.7188 | 24554.7369 |  | 0
1937-12-20 | 0 | 0 | 0 | 0 | -12.5669 | -12.5669 | 3270.152 | 24460.7368 |  | 0
1937-12-21 | 0 | 0 | 0 | 0 | -12.5669 | -12.5669 | 3257.5851 | 24366.7367 |  | 0
1937-12-22 | 0.0066667 | 18.4 | 4.0107 | 4.0107 | 1.8224 | 1.8224 | 3259.4076 | 24380.3686 |  | 0
1937-12-23 | 0 | 0 | 0 | 0 | -12.5669 | -12.5669 | 3246.8407 | 24286.3685 |  | 0
1937-12-24 | 0 | 0 | 0 | 0 | -12.5669 | -12.5669 | 3234.2738 | 24192.3683 |  | 0
1937-12-25 | 0 | 0 | 0 | 0 | -12.5669 | -12.5669 | 3221.707 | 24098.3682 |  | 0
1937-12-26 | 0 | 0 | 0 | 0 | -12.5669 | -12.5669 | 3209.1401 | 24004.3681 |  | 0
1937-12-27 | 0 | 0 | 0 | 0 | -12.5669 | -12.5669 | 3196.5733 | 23910.368 |  | 0
1937-12-28 | 0 | 0 | 0 | 0 | -12.5669 | -12.5669 | 3184.0064 | 23816.3679 |  | 0
1937-12-29 | 0.005 | 13.8 | 4.0107 | 4.0107 | -2.7776 | -2.7776 | 3181.2288 | 23795.5918 |  | 0
1937-12-30 | 0 | 0 | 0 | 0 | -12.5669 | -12.5669 | 3168.662 | 23701.5917 |  | 0
1937-12-31 | 0 | 0 | 0 | 0 | -12.5669 | -12.5669 | 3156.0951 | 23607.5916 |  | 0
1938-01-01 | 0 | 0 | 0 | 0 | -12.5669 | -12.5669 | 3143.5283 | 23513.5914 |  | 0
1938-01-02 | 0 | 0 | 0 | 0 | -12.5669 | -12.5669 | 3130.9614 | 23419.5913 |  | 0
1938-01-03 | 0 | 0 | 0 | 0 | -12.5669 | -12.5669 | 3118.3945 | 23325.5912 |  | 0
1938-01-04 | 0 | 0 | 0 | 0 | -12.5669 | -12.5669 | 3105.8277 | 23231.5911 |  | 0
1938-01-05 | 0 | 0 | 0 | 0 | -12.5669 | -12.5669 | 3093.2608 | 23137.591 |  | 0
1938-01-06 | 0 | 0 | 0 | 0 | -12.5669 | -12.5669 | 3080.694 | 23043.5909 |  | 0
1938-01-07 | 0 | 0 | 0 | 0 | -12.5669 | -12.5669 | 3068.1271 | 22949.5908 |  | 0
1938-01-08 | 0 | 0 | 0 | 0 | -12.5669 | -12.5669 | 3055.5602 | 22855.5907 |  | 0
1938-01-09 | 0 | 0 | 0 | 0 | -12.5669 | -12.5669 | 3042.9934 | 22761.5905 |  | 0
1938-01-10 | 0 | 0 | 0 | 0 | -12.5669 | -12.5669 | 3030.4265 | 22667.5904 |  | 0
1938-01-11 | 0 | 0 | 0 | 0 | -12.5669 | -12.5669 | 3017.8597 | 22573.5903 |  | 0
1938-01-12 | 0 | 0 | 0 | 0 | -12.5669 | -12.5669 | 3005.2928 | 22479.5902 |  | 0
1938-01-13 | 0 | 0 | 0 | 0 | -12.5669 | -12.5669 | 2992.7259 | 22385.5901 |  | 0
1938-01-14 | 0 | 0 | 0 | 0 | -12.5669 | -12.5669 | 2980.1591 | 22291.59 |  | 0
1938-01-15 | 0 | 0 | 0 | 0 | -12.5669 | -12.5669 | 2967.5922 | 22197.5899 |  | 0
1938-01-16 | 0 | 0 | 0 | 0 | -12.5669 | -12.5669 | 2955.0254 | 22103.5898 |  | 0
1938-01-17 | 0 | 0 | 0 | 0 | -12.5669 | -12.5669 | 2942.4585 | 22009.5896 |  | 0
1938-01-18 | 0 | 0 | 0 | 0 | -12.5669 | -12.5669 | 2929.8916 | 21915.5895 |  | 0
1938-01-19 | 0 | 0 | 0 | 0 | -12.5669 | -12.5669 | 2917.3248 | 21821.5894 |  | 0
1938-01-20 | 0 | 0 | 0 | 0 | -12.5669 | -12.5669 | 2904.7579 | 21727.5893 |  | 0
1938-01-21 | 0.02 | 55.2 | 4.0107 | 4.0107 | 38.6224 | 38.6224 | 2943.3804 | 22016.4852 |  | 0
1938-01-22 | 0.0016667 | 4.6 | 4.0107 | 4.0107 | -11.9776 | -11.9776 | 2931.4028 | 21926.8931 |  | 0
1938-01-23 | 0.13333 | 368 | 4.0107 | 4.0107 | 351.4224 | 351.4224 | 3282.8253 | 24555.533 |  | 0
1938-01-24 | 0 | 0 | 0 | 0 | -12.5669 | -12.5669 | 3270.2584 | 24461.5329 |  | 0
1938-01-25 | 0 | 0 | 0 | 0 | -12.5669 | -12.5669 | 3257.6915 | 24367.5327 |  | 0
1938-01-26 | 0 | 0 | 0 | 0 | -12.5669 | -12.5669 | 3245.1247 | 24273.5326 |  | 0
1938-01-27 | 0 | 0 | 0 | 0 | -12.5669 | -12.5669 | 3232.5578 | 24179.5325 |  | 0
1938-01-28 | 0 | 0 | 0 | 0 | -12.5669 | -12.5669 | 3219.991 | 24085.5324 |  | 0
1938-01-29 | 0 | 0 | 0 | 0 | -12.5669 | -12.5669 | 3207.4241 | 23991.5323 |  | 0
1938-01-30 | 0 | 0 | 0 | 0 | -12.5669 | -12.5669 | 3194.8572 | 23897.5322 |  | 0
1938-01-31 | 0 | 0 | 0 | 0 | -12.5669 | -12.5669 | 3182.2904 | 23803.5321 |  | 0
1938-02-01 | 0 | 0 | 0 | 0 | -12.5669 | -12.5669 | 3169.7235 | 23709.5319 |  | 0
1938-02-02 | 0 | 0 | 0 | 0 | -12.5669 | -12.5669 | 3157.1567 | 23615.5318 |  | 0
1938-02-03 | 0 | 0 | 0 | 0 | -12.5669 | -12.5669 | 3144.5898 | 23521.5317 |  | 0
1938-02-04 | 0 | 0 | 0 | 0 | -12.5669 | -12.5669 | 3132.0229 | 23427.5316 |  | 0
1938-02-05 | 0 | 0 | 0 | 0 | -12.5669 | -12.5669 | 3119.4561 | 23333.5315 |  | 0
1938-02-06 | 0 | 0 | 0 | 0 | -12.5669 | -12.5669 | 3106.8892 | 23239.5314 |  | 0
1938-02-07 | 0 | 0 | 0 | 0 | -12.5669 | -12.5669 | 3094.3224 | 23145.5313 |  | 0
1938-02-08 | 0 | 0 | 0 | 0 | -12.5669 | -12.5669 | 3081.7555 | 23051.5312 |  | 0
1938-02-09 | 0 | 0 | 0 | 0 | -12.5669 | -12.5669 | 3069.1886 | 22957.531 |  | 0
1938-02-10 | 0 | 0 | 0 | 0 | -12.5669 | -12.5669 | 3056.6218 | 22863.5309 |  | 0
1938-02-11 | 0 | 0 | 0 | 0 | -12.5669 | -12.5669 | 3044.0549 | 22769.5308 |  | 0
1938-02-12 | 0 | 0 | 0 | 0 | -12.5669 | -12.5669 | 3031.4881 | 22675.5307 |  | 0
1938-02-13 | 0 | 0 | 0 | 0 | -12.5669 | -12.5669 | 3018.9212 | 22581.5306 |  | 0
1938-02-14 | 0.0016667 | 4.6 | 4.0107 | 4.0107 | -11.9776 | -11.9776 | 3006.9436 | 22491.9385 |  | 0
1938-02-15 | 0.2475 | 683.1 | 4.0107 | 4.0107 | 666.5224 | 666.5224 | 3673.4661 | 27477.5264 |  | 0
1938-02-16 | 0.056667 | 156.4 | 4.0107 | 4.0107 | 139.8224 | 139.8224 | 3813.2885 | 28523.3983 |  | 0
1938-02-17 | 0.0575 | 158.7 | 4.0107 | 4.0107 | 142.1224 | 142.1224 | 3955.411 | 29586.4741 |  | 0
1938-02-18 | 0.0025 | 6.9 | 4.0107 | 4.0107 | -9.6776 | -9.6776 | 3945.7334 | 29514.086 |  | 0
1938-02-19 | 0 | 0 | 0 | 0 | -12.5669 | -12.5669 | 3933.1666 | 29420.0859 |  | 0
1938-02-20 | 0 | 0 | 0 | 0 | -12.5669 | -12.5669 | 3920.5997 | 29326.0858 |  | 0
1938-02-21 | 0.0091667 | 25.3 | 4.0107 | 4.0107 | 8.7224 | 8.7224 | 3929.3222 | 29391.3297 |  | 0
1938-02-22 | 0 | 0 | 0 | 0 | -12.5669 | -12.5669 | 3916.7553 | 29297.3296 |  | 0
1938-02-23 | 0 | 0 | 0 | 0 | -12.5669 | -12.5669 | 3904.1884 | 29203.3295 |  | 0
1938-02-24 | 0 | 0 | 0 | 0 | -12.5669 | -12.5669 | 3891.6216 | 29109.3294 |  | 0
1938-02-25 | 0 | 0 | 0 | 0 | -12.5669 | -12.5669 | 3879.0547 | 29015.3292 |  | 0
1938-02-26 | 0 | 0 | 0 | 0 | -12.5669 | -12.5669 | 3866.4879 | 28921.3291 |  | 0
1938-02-27 | 0 | 0 | 0 | 0 | -12.5669 | -12.5669 | 3853.921 | 28827.329 |  | 0
1938-02-28 | 0 | 0 | 0 | 0 | -12.5669 | -12.5669 | 3841.3541 | 28733.3289 |  | 0
1938-03-01 | 0 | 0 | 0 | 0 | -12.5669 | -12.5669 | 3828.7873 | 28639.3288 |  | 0
1938-03-02 | 0 | 0 | 0 | 0 | -12.5669 | -12.5669 | 3816.2204 | 28545.3287 |  | 0
1938-03-03 | 0 | 0 | 0 | 0 | -12.5669 | -12.5669 | 3803.6536 | 28451.3286 |  | 0
1938-03-04 | 0 | 0 | 0 | 0 | -12.5669 | -12.5669 | 3791.0867 | 28357.3285 |  | 0
1938-03-05 | 0 | 0 | 0 | 0 | -12.5669 | -12.5669 | 3778.5198 | 28263.3283 |  | 0
1938-03-06 | 0 | 0 | 0 | 0 | -12.5669 | -12.5669 | 3765.953 | 28169.3282 |  | 0
1938-03-07 | 0 | 0 | 0 | 0 | -12.5669 | -12.5669 | 3753.3861 | 28075.3281 |  | 0
1938-03-08 | 0 | 0 | 0 | 0 | -12.5669 | -12.5669 | 3740.8193 | 27981.328 |  | 0
1938-03-09 | 0.01 | 27.6 | 4.0107 | 4.0107 | 11.0224 | 11.0224 | 3751.8417 | 28063.7759 |  | 0
1938-03-10 | 0 | 0 | 0 | 0 | -12.5669 | -12.5669 | 3739.2748 | 27969.7758 |  | 0
1938-03-11 | 0 | 0 | 0 | 0 | -12.5669 | -12.5669 | 3726.708 | 27875.7757 |  | 0
1938-03-12 | 0 | 0 | 0 | 0 | -12.5669 | -12.5669 | 3714.1411 | 27781.7755 |  | 0
1938-03-13 | 0 | 0 | 0 | 0 | -12.5669 | -12.5669 | 3701.5743 | 27687.7754 |  | 0
1938-03-14 | 0 | 0 | 0 | 0 | -12.5669 | -12.5669 | 3689.0074 | 27593.7753 |  | 0
1938-03-15 | 0 | 0 | 0 | 0 | -12.5669 | -12.5669 | 3676.4405 | 27499.7752 |  | 0
1938-03-16 | 0 | 0 | 0 | 0 | -12.5669 | -12.5669 | 3663.8737 | 27405.7751 |  | 0
1938-03-17 | 0 | 0 | 0 | 0 | -12.5669 | -12.5669 | 3651.3068 | 27311.775 |  | 0
1938-03-18 | 0 | 0 | 0 | 0 | -12.5669 | -12.5669 | 3638.74 | 27217.7749 |  | 0
1938-03-19 | 0 | 0 | 0 | 0 | -12.5669 | -12.5669 | 3626.1731 | 27123.7748 |  | 0
1938-03-20 | 0 | 0 | 0 | 0 | -12.5669 | -12.5669 | 3613.6062 | 27029.7746 |  | 0
1938-03-21 | 0 | 0 | 0 | 0 | -12.5669 | -12.5669 | 3601.0394 | 26935.7745 |  | 0
1938-03-22 | 0.0066667 | 18.4 | 4.0107 | 4.0107 | 1.8224 | 1.8224 | 3602.8618 | 26949.4064 |  | 0
1938-03-23 | 0 | 0 | 0 | 0 | -12.5669 | -12.5669 | 3590.295 | 26855.4063 |  | 0
1938-03-24 | 0 | 0 | 0 | 0 | -12.5669 | -12.5669 | 3577.7281 | 26761.4062 |  | 0
1938-03-25 | 0 | 0 | 0 | 0 | -12.5669 | -12.5669 | 3565.1612 | 26667.4061 |  | 0
1938-03-26 | 0.12667 | 349.6 | 4.0107 | 4.0107 | 333.0224 | 333.0224 | 3898.1837 | 29158.414 |  | 0
1938-03-27 | 0.025833 | 71.3 | 4.0107 | 4.0107 | 54.7224 | 54.7224 | 3952.9061 | 29567.7379 |  | 0
1938-03-28 | 0.090833 | 250.7 | 4.0107 | 4.0107 | 234.1224 | 234.1224 | 3997.8631 | 29904.0163 |  | 176.5986
1938-03-29 | 0 | 0 | 0 | 0 | -12.5669 | -12.5669 | 3985.2963 | 29810.0162 |  | 0
1938-03-30 | 0 | 0 | 0 | 0 | -12.5669 | -12.5669 | 3972.7294 | 29716.0161 |  | 0
1938-03-31 | 0 | 0 | 0 | 0 | -12.5669 | -12.5669 | 3960.1626 | 29622.0159 |  | 0
1938-04-01 | 0 | 0 | 0 | 0 | -12.5669 | -12.5669 | 3947.5957 | 29528.0158 |  | 0
1938-04-02 | 0 | 0 | 0 | 0 | -12.5669 | -12.5669 | 3935.0288 | 29434.0157 |  | 0
1938-04-03 | 0 | 0 | 0 | 0 | -12.5669 | -12.5669 | 3922.462 | 29340.0156 |  | 0
1938-04-04 | 0 | 0 | 0 | 0 | -12.5669 | -12.5669 | 3909.8951 | 29246.0155 |  | 0
1938-04-05 | 0 | 0 | 0 | 0 | -12.5669 | -12.5669 | 3897.3283 | 29152.0154 |  | 0
1938-04-06 | 0 | 0 | 0 | 0 | -12.5669 | -12.5669 | 3884.7614 | 29058.0153 |  | 0
1938-04-07 | 0.019167 | 52.9 | 4.0107 | 4.0107 | 36.3224 | 36.3224 | 3921.0838 | 29329.7072 |  | 0
1938-04-08 | 0.0016667 | 4.6 | 4.0107 | 4.0107 | -11.9776 | -11.9776 | 3909.1063 | 29240.115 |  | 0
1938-04-09 | 0 | 0 | 0 | 0 | -12.5669 | -12.5669 | 3896.5394 | 29146.1149 |  | 0
1938-04-10 | 0 | 0 | 0 | 0 | -12.5669 | -12.5669 | 3883.9726 | 29052.1148 |  | 0
1938-04-11 | 0 | 0 | 0 | 0 | -12.5669 | -12.5669 | 3871.4057 | 28958.1147 |  | 0
1938-04-12 | 0 | 0 | 0 | 0 | -12.5669 | -12.5669 | 3858.8388 | 28864.1146 |  | 0
1938-04-13 | 0 | 0 | 0 | 0 | -12.5669 | -12.5669 | 3846.272 | 28770.1145 |  | 0
1938-04-14 | 0 | 0 | 0 | 0 | -12.5669 | -12.5669 | 3833.7051 | 28676.1144 |  | 0
1938-04-15 | 0.025 | 69 | 4.0107 | 4.0107 | 52.4224 | 52.4224 | 3886.1276 | 29068.2343 |  | 0
1938-04-16 | 0 | 0 | 0 | 0 | -12.5669 | -12.5669 | 3873.5607 | 28974.2341 |  | 0
1938-04-17 | 0 | 0 | 0 | 0 | -12.5669 | -12.5669 | 3860.9939 | 28880.234 |  | 0
1938-04-18 | 0 | 0 | 0 | 0 | -12.5669 | -12.5669 | 3848.427 | 28786.2339 |  | 0
1938-04-19 | 0 | 0 | 0 | 0 | -12.5669 | -12.5669 | 3835.8601 | 28692.2338 |  | 0
1938-04-20 | 0 | 0 | 0 | 0 | -12.5669 | -12.5669 | 3823.2933 | 28598.2337 |  | 0
1938-04-21 | 0.0033333 | 9.2 | 4.0107 | 4.0107 | -7.3776 | -7.3776 | 3815.9157 | 28543.0496 |  | 0
1938-04-22 | 0 | 0 | 0 | 0 | -12.5669 | -12.5669 | 3803.3489 | 28449.0495 |  | 0
1938-04-23 | 0 | 0 | 0 | 0 | -12.5669 | -12.5669 | 3790.782 | 28355.0494 |  | 0
1938-04-24 | 0 | 0 | 0 | 0 | -12.5669 | -12.5669 | 3778.2151 | 28261.0492 |  | 0
1938-04-25 | 0 | 0 | 0 | 0 | -12.5669 | -12.5669 | 3765.6483 | 28167.0491 |  | 0
1938-04-26 | 0 | 0 | 0 | 0 | -12.5669 | -12.5669 | 3753.0814 | 28073.049 |  | 0
1938-04-27 | 0.10833 | 299 | 4.0107 | 4.0107 | 282.4224 | 282.4224 | 3997.8631 | 29904.0163 |  | 25.0739
1938-04-28 | 0 | 0 | 0 | 0 | -12.5669 | -12.5669 | 3985.2963 | 29810.0162 |  | 0
1938-04-29 | 0 | 0 | 0 | 0 | -12.5669 | -12.5669 | 3972.7294 | 29716.0161 |  | 0
1938-04-30 | 0 | 0 | 0 | 0 | -12.5669 | -12.5669 | 3960.1626 | 29622.0159 |  | 0
1938-05-01 | 0 | 0 | 0 | 0 | -12.5669 | -12.5669 | 3947.5957 | 29528.0158 |  | 0
1938-05-02 | 0 | 0 | 0 | 0 | -12.5669 | -12.5669 | 3935.0288 | 29434.0157 |  | 0
1938-05-03 | 0 | 0 | 0 | 0 | -12.5669 | -12.5669 | 3922.462 | 29340.0156 |  | 0
1938-05-04 | 0.1 | 276 | 4.0107 | 4.0107 | 259.4224 | 259.4224 | 3997.8631 | 29904.0163 |  | 171.4544
1938-05-05 | 0 | 0 | 0 | 0 | -12.5669 | -12.5669 | 3985.2963 | 29810.0162 |  | 0
1938-05-06 | 0 | 0 | 0 | 0 | -12.5669 | -12.5669 | 3972.7294 | 29716.0161 |  | 0
1938-05-07 | 0 | 0 | 0 | 0 | -12.5669 | -12.5669 | 3960.1626 | 29622.0159 |  | 0
1938-05-08 | 0 | 0 | 0 | 0 | -12.5669 | -12.5669 | 3947.5957 | 29528.0158 |  | 0
1938-05-09 | 0 | 0 | 0 | 0 | -12.5669 | -12.5669 | 3935.0288 | 29434.0157 |  | 0
1938-05-10 | 0 | 0 | 0 | 0 | -12.5669 | -12.5669 | 3922.462 | 29340.0156 |  | 0
1938-05-11 | 0 | 0 | 0 | 0 | -12.5669 | -12.5669 | 3909.8951 | 29246.0155 |  | 0
1938-05-12 | 0 | 0 | 0 | 0 | -12.5669 | -12.5669 | 3897.3283 | 29152.0154 |  | 0
1938-05-13 | 0 | 0 | 0 | 0 | -12.5669 | -12.5669 | 3884.7614 | 29058.0153 |  | 0
1938-05-14 | 0 | 0 | 0 | 0 | -12.5669 | -12.5669 | 3872.1945 | 28964.0152 |  | 0
1938-05-15 | 0 | 0 | 0 | 0 | -12.5669 | -12.5669 | 3859.6277 | 28870.015 |  | 0
1938-05-16 | 0 | 0 | 0 | 0 | -12.5669 | -12.5669 | 3847.0608 | 28776.0149 |  | 0
1938-05-17 | 0.0033333 | 9.2 | 4.0107 | 4.0107 | -7.3776 | -7.3776 | 3839.6833 | 28720.8308 |  | 0
1938-05-18 | 0 | 0 | 0 | 0 | -12.5669 | -12.5669 | 3827.1164 | 28626.8307 |  | 0
1938-05-19 | 0.03 | 82.8 | 4.0107 | 4.0107 | 66.2224 | 66.2224 | 3893.3388 | 29122.1746 |  | 0
1938-05-20 | 0 | 0 | 0 | 0 | -12.5669 | -12.5669 | 3880.772 | 29028.1745 |  | 0
1938-05-21 | 0 | 0 | 0 | 0 | -12.5669 | -12.5669 | 3868.2051 | 28934.1744 |  | 0
1938-05-22 | 0.048333 | 133.4 | 4.0107 | 4.0107 | 116.8224 | 116.8224 | 3985.0276 | 29808.0063 |  | 0
1938-05-23 | 0.039167 | 108.1 | 4.0107 | 4.0107 | 91.5224 | 91.5224 | 3997.8631 | 29904.0163 |  | 66.12
1938-05-24 | 0 | 0 | 0 | 0 | -12.5669 | -12.5669 | 3985.2963 | 29810.0162 |  | 0
1938-05-25 | 0 | 0 | 0 | 0 | -12.5669 | -12.5669 | 3972.7294 | 29716.0161 |  | 0
1938-05-26 | 0 | 0 | 0 | 0 | -12.5669 | -12.5669 | 3960.1626 | 29622.0159 |  | 0
1938-05-27 | 0 | 0 | 0 | 0 | -12.5669 | -12.5669 | 3947.5957 | 29528.0158 |  | 0
1938-05-28 | 0 | 0 | 0 | 0 | -12.5669 | -12.5669 | 3935.0288 | 29434.0157 |  | 0
1938-05-29 | 0 | 0 | 0 | 0 | -12.5669 | -12.5669 | 3922.462 | 29340.0156 |  | 0
1938-05-30 | 0 | 0 | 0 | 0 | -12.5669 | -12.5669 | 3909.8951 | 29246.0155 |  | 0
1938-05-31 | 0.04 | 110.4 | 4.0107 | 4.0107 | 93.8224 | 93.8224 | 4003.7176 | 29947.8074 |  | 0
1938-06-01 | 0 | 0 | 0 | 0 | -12.5669 | -12.5669 | 3991.1507 | 29853.8073 |  | 0
1938-06-02 | 0 | 0 | 0 | 0 | -12.5669 | -12.5669 | 3978.5838 | 29759.8072 |  | 0
1938-06-03 | 0.024167 | 66.7 | 4.0107 | 4.0107 | 50.1224 | 50.1224 | 3997.8631 | 29904.0163 |  | 18.2763
1938-06-04 | 0.0675 | 186.3 | 4.0107 | 4.0107 | 169.7224 | 169.7224 | 3997.8631 | 29904.0163 |  | 157.1556
1938-06-05 | 0 | 0 | 0 | 0 | -12.5669 | -12.5669 | 3985.2963 | 29810.0162 |  | 0
1938-06-06 | 0 | 0 | 0 | 0 | -12.5669 | -12.5669 | 3972.7294 | 29716.0161 |  | 0
1938-06-07 | 0.019167 | 52.9 | 4.0107 | 4.0107 | 36.3224 | 36.3224 | 4009.0519 | 29987.7079 |  | 0
1938-06-08 | 0.070833 | 195.5 | 4.0107 | 4.0107 | 178.9224 | 178.9224 | 3997.8631 | 29904.0163 |  | 177.5443
1938-06-09 | 0.053333 | 147.2 | 4.0107 | 4.0107 | 130.6224 | 130.6224 | 3997.8631 | 29904.0163 |  | 118.0556
1938-06-10 | 0 | 0 | 0 | 0 | -12.5669 | -12.5669 | 3985.2963 | 29810.0162 |  | 0
1938-06-11 | 0 | 0 | 0 | 0 | -12.5669 | -12.5669 | 3972.7294 | 29716.0161 |  | 0
1938-06-12 | 0 | 0 | 0 | 0 | -12.5669 | -12.5669 | 3960.1626 | 29622.0159 |  | 0
1938-06-13 | 0 | 0 | 0 | 0 | -12.5669 | -12.5669 | 3947.5957 | 29528.0158 |  | 0
1938-06-14 | 0 | 0 | 0 | 0 | -12.5669 | -12.5669 | 3935.0288 | 29434.0157 |  | 0
1938-06-15 | 0 | 0 | 0 | 0 | -12.5669 | -12.5669 | 3922.462 | 29340.0156 |  | 0
1938-06-16 | 0 | 0 | 0 | 0 | -12.5669 | -12.5669 | 3909.8951 | 29246.0155 |  | 0
1938-06-17 | 0 | 0 | 0 | 0 | -12.5669 | -12.5669 | 3897.3283 | 29152.0154 |  | 0
1938-06-18 | 0 | 0 | 0 | 0 | -12.5669 | -12.5669 | 3884.7614 | 29058.0153 |  | 0
1938-06-19 | 0 | 0 | 0 | 0 | -12.5669 | -12.5669 | 3872.1945 | 28964.0152 |  | 0
1938-06-20 | 0 | 0 | 0 | 0 | -12.5669 | -12.5669 | 3859.6277 | 28870.015 |  | 0
1938-06-21 | 0 | 0 | 0 | 0 | -12.5669 | -12.5669 | 3847.0608 | 28776.0149 |  | 0
1938-06-22 | 0 | 0 | 0 | 0 | -12.5669 | -12.5669 | 3834.494 | 28682.0148 |  | 0
1938-06-23 | 0 | 0 | 0 | 0 | -12.5669 | -12.5669 | 3821.9271 | 28588.0147 |  | 0
1938-06-24 | 0 | 0 | 0 | 0 | -12.5669 | -12.5669 | 3809.3602 | 28494.0146 |  | 0
1938-06-25 | 0.043333 | 119.6 | 4.0107 | 4.0107 | 103.0224 | 103.0224 | 3912.3827 | 29264.6225 |  | 0
1938-06-26 | 0.00083333 | 2.3 | 4.0107 | 2.3 | -12.5669 | -12.5669 | 3899.8158 | 29170.6224 |  | 0
1938-06-27 | 0 | 0 | 0 | 0 | -12.5669 | -12.5669 | 3887.249 | 29076.6223 |  | 0
1938-06-28 | 0.043333 | 119.6 | 4.0107 | 4.0107 | 103.0224 | 103.0224 | 3990.2714 | 29847.2301 |  | 0
1938-06-29 | 0 | 0 | 0 | 0 | -12.5669 | -12.5669 | 3977.7045 | 29753.23 |  | 0
1938-06-30 | 0 | 0 | 0 | 0 | -12.5669 | -12.5669 | 3965.1377 | 29659.2299 |  | 0
1938-07-01 | 0 | 0 | 0 | 0 | -12.5669 | -12.5669 | 3952.5708 | 29565.2298 |  | 0
1938-07-02 | 0 | 0 | 0 | 0 | -12.5669 | -12.5669 | 3940.004 | 29471.2297 |  | 0
1938-07-03 | 0 | 0 | 0 | 0 | -12.5669 | -12.5669 | 3927.4371 | 29377.2296 |  | 0
1938-07-04 | 0 | 0 | 0 | 0 | -12.5669 | -12.5669 | 3914.8702 | 29283.2295 |  | 0
1938-07-05 | 0 | 0 | 0 | 0 | -12.5669 | -12.5669 | 3902.3034 | 29189.2294 |  | 0
1938-07-06 | 0 | 0 | 0 | 0 | -12.5669 | -12.5669 | 3889.7365 | 29095.2292 |  | 0
1938-07-07 | 0 | 0 | 0 | 0 | -12.5669 | -12.5669 | 3877.1697 | 29001.2291 |  | 0
1938-07-08 | 0.015833 | 43.7 | 4.0107 | 4.0107 | 27.1224 | 27.1224 | 3904.2921 | 29204.105 |  | 0
1938-07-09 | 0 | 0 | 0 | 0 | -12.5669 | -12.5669 | 3891.7253 | 29110.1049 |  | 0
1938-07-10 | 0 | 0 | 0 | 0 | -12.5669 | -12.5669 | 3879.1584 | 29016.1048 |  | 0
1938-07-11 | 0 | 0 | 0 | 0 | -12.5669 | -12.5669 | 3866.5915 | 28922.1047 |  | 0
1938-07-12 | 0 | 0 | 0 | 0 | -12.5669 | -12.5669 | 3854.0247 | 28828.1046 |  | 0
1938-07-13 | 0 | 0 | 0 | 0 | -12.5669 | -12.5669 | 3841.4578 | 28734.1045 |  | 0
1938-07-14 | 0 | 0 | 0 | 0 | -12.5669 | -12.5669 | 3828.891 | 28640.1043 |  | 0
1938-07-15 | 0 | 0 | 0 | 0 | -12.5669 | -12.5669 | 3816.3241 | 28546.1042 |  | 0
1938-07-16 | 0.0066667 | 18.4 | 4.0107 | 4.0107 | 1.8224 | 1.8224 | 3818.1465 | 28559.7361 |  | 0
1938-07-17 | 0 | 0 | 0 | 0 | -12.5669 | -12.5669 | 3805.5797 | 28465.736 |  | 0
1938-07-18 | 0 | 0 | 0 | 0 | -12.5669 | -12.5669 | 3793.0128 | 28371.7359 |  | 0
1938-07-19 | 0 | 0 | 0 | 0 | -12.5669 | -12.5669 | 3780.446 | 28277.7358 |  | 0
1938-07-20 | 0 | 0 | 0 | 0 | -12.5669 | -12.5669 | 3767.8791 | 28183.7357 |  | 0
1938-07-21 | 0.03 | 82.8 | 4.0107 | 4.0107 | 66.2224 | 66.2224 | 3834.1015 | 28679.0795 |  | 0
1938-07-22 | 0 | 0 | 0 | 0 | -12.5669 | -12.5669 | 3821.5347 | 28585.0794 |  | 0
1938-07-23 | 0 | 0 | 0 | 0 | -12.5669 | -12.5669 | 3808.9678 | 28491.0793 |  | 0
1938-07-24 | 0.0125 | 34.5 | 4.0107 | 4.0107 | 17.9224 | 17.9224 | 3826.8903 | 28625.1392 |  | 0
1938-07-25 | 0.048333 | 133.4 | 4.0107 | 4.0107 | 116.8224 | 116.8224 | 3943.7127 | 29498.9711 |  | 0
1938-07-26 | 0.098333 | 271.4 | 4.0107 | 4.0107 | 254.8224 | 254.8224 | 3997.8631 | 29904.0163 |  | 188.1052
1938-07-27 | 0 | 0 | 0 | 0 | -12.5669 | -12.5669 | 3985.2963 | 29810.0162 |  | 0
1938-07-28 | 0 | 0 | 0 | 0 | -12.5669 | -12.5669 | 3972.7294 | 29716.0161 |  | 0
1938-07-29 | 0.045833 | 126.5 | 4.0107 | 4.0107 | 109.9224 | 109.9224 | 3997.8631 | 29904.0163 |  | 72.2219
1938-07-30 | 0 | 0 | 0 | 0 | -12.5669 | -12.5669 | 3985.2963 | 29810.0162 |  | 0
1938-07-31 | 0 | 0 | 0 | 0 | -12.5669 | -12.5669 | 3972.7294 | 29716.0161 |  | 0
1938-08-01 | 0 | 0 | 0 | 0 | -12.5669 | -12.5669 | 3960.1626 | 29622.0159 |  | 0
1938-08-02 | 0 | 0 | 0 | 0 | -12.5669 | -12.5669 | 3947.5957 | 29528.0158 |  | 0
1938-08-03 | 0 | 0 | 0 | 0 | -12.5669 | -12.5669 | 3935.0288 | 29434.0157 |  | 0
1938-08-04 | 0.018333 | 50.6 | 4.0107 | 4.0107 | 34.0224 | 34.0224 | 3969.0513 | 29688.5036 |  | 0
1938-08-05 | 0.03 | 82.8 | 4.0107 | 4.0107 | 66.2224 | 66.2224 | 3997.8631 | 29904.0163 |  | 24.8437
1938-08-06 | 0 | 0 | 0 | 0 | -12.5669 | -12.5669 | 3985.2963 | 29810.0162 |  | 0
1938-08-07 | 0 | 0 | 0 | 0 | -12.5669 | -12.5669 | 3972.7294 | 29716.0161 |  | 0
1938-08-08 | 0 | 0 | 0 | 0 | -12.5669 | -12.5669 | 3960.1626 | 29622.0159 |  | 0
1938-08-09 | 0 | 0 | 0 | 0 | -12.5669 | -12.5669 | 3947.5957 | 29528.0158 |  | 0
1938-08-10 | 0 | 0 | 0 | 0 | -12.5669 | -12.5669 | 3935.0288 | 29434.0157 |  | 0
1938-08-11 | 0 | 0 | 0 | 0 | -12.5669 | -12.5669 | 3922.462 | 29340.0156 |  | 0
1938-08-12 | 0 | 0 | 0 | 0 | -12.5669 | -12.5669 | 3909.8951 | 29246.0155 |  | 0
1938-08-13 | 0 | 0 | 0 | 0 | -12.5669 | -12.5669 | 3897.3283 | 29152.0154 |  | 0
1938-08-14 | 0 | 0 | 0 | 0 | -12.5669 | -12.5669 | 3884.7614 | 29058.0153 |  | 0
1938-08-15 | 0 | 0 | 0 | 0 | -12.5669 | -12.5669 | 3872.1945 | 28964.0152 |  | 0
1938-08-16 | 0 | 0 | 0 | 0 | -12.5669 | -12.5669 | 3859.6277 | 28870.015 |  | 0
1938-08-17 | 0.0225 | 62.1 | 4.0107 | 4.0107 | 45.5224 | 45.5224 | 3905.1501 | 29210.5229 |  | 0
1938-08-18 | 0 | 0 | 0 | 0 | -12.5669 | -12.5669 | 3892.5833 | 29116.5228 |  | 0
1938-08-19 | 0 | 0 | 0 | 0 | -12.5669 | -12.5669 | 3880.0164 | 29022.5227 |  | 0
1938-08-20 | 0 | 0 | 0 | 0 | -12.5669 | -12.5669 | 3867.4495 | 28928.5226 |  | 0
1938-08-21 | 0 | 0 | 0 | 0 | -12.5669 | -12.5669 | 3854.8827 | 28834.5225 |  | 0
1938-08-22 | 0 | 0 | 0 | 0 | -12.5669 | -12.5669 | 3842.3158 | 28740.5224 |  | 0
1938-08-23 | 0 | 0 | 0 | 0 | -12.5669 | -12.5669 | 3829.749 | 28646.5223 |  | 0
1938-08-24 | 0 | 0 | 0 | 0 | -12.5669 | -12.5669 | 3817.1821 | 28552.5221 |  | 0
1938-08-25 | 0 | 0 | 0 | 0 | -12.5669 | -12.5669 | 3804.6152 | 28458.522 |  | 0
1938-08-26 | 0 | 0 | 0 | 0 | -12.5669 | -12.5669 | 3792.0484 | 28364.5219 |  | 0 | 1
1938-08-27 | 0 | 0 | 0 | 0 | -12.5669 | -12.5669 | 3779.4815 | 28270.5218 |  | 0
1938-08-28 | 0 | 0 | 0 | 0 | -12.5669 | -12.5669 | 3766.9147 | 28176.5217 |  | 0
1938-08-29 | 0 | 0 | 0 | 0 | -12.5669 | -12.5669 | 3754.3478 | 28082.5216 |  | 0
1938-08-30 | 0 | 0 | 0 | 0 | -12.5669 | -12.5669 | 3741.7809 | 27988.5215 |  | 0
1938-08-31 | 0 | 0 | 0 | 0 | -12.5669 | -12.5669 | 3729.2141 | 27894.5214 |  | 0
1938-09-01 | 0 | 0 | 0 | 0 | -12.5669 | -12.5669 | 3716.6472 | 27800.5212 |  | 0
1938-09-02 | 0.0016667 | 4.6 | 4.0107 | 4.0107 | -11.9776 | -11.9776 | 3704.6697 | 27710.9291 |  | 0
1938-09-03 | 0 | 0 | 0 | 0 | -12.5669 | -12.5669 | 3692.1028 | 27616.929 |  | 0
1938-09-04 | 0 | 0 | 0 | 0 | -12.5669 | -12.5669 | 3679.5359 | 27522.9289 |  | 0
1938-09-05 | 0 | 0 | 0 | 0 | -12.5669 | -12.5669 | 3666.9691 | 27428.9288 |  | 0
1938-09-06 | 0 | 0 | 0 | 0 | -12.5669 | -12.5669 | 3654.4022 | 27334.9287 |  | 0
1938-09-07 | 0 | 0 | 0 | 0 | -12.5669 | -12.5669 | 3641.8354 | 27240.9286 |  | 0
1938-09-08 | 0 | 0 | 0 | 0 | -12.5669 | -12.5669 | 3629.2685 | 27146.9285 |  | 0
1938-09-09 | 0 | 0 | 0 | 0 | -12.5669 | -12.5669 | 3616.7016 | 27052.9283 |  | 0
1938-09-10 | 0 | 0 | 0 | 0 | -12.5669 | -12.5669 | 3604.1348 | 26958.9282 |  | 0
1938-09-11 | 0.0058333 | 16.1 | 4.0107 | 4.0107 | -0.47756 | -0.47756 | 3603.6572 | 26955.3561 |  | 0
1938-09-12 | 0.0175 | 48.3 | 4.0107 | 4.0107 | 31.7224 | 31.7224 | 3635.3797 | 27192.64 |  | 0
1938-09-13 | 0 | 0 | 0 | 0 | -12.5669 | -12.5669 | 3622.8128 | 27098.6399 |  | 0
1938-09-14 | 0.0175 | 48.3 | 4.0107 | 4.0107 | 31.7224 | 31.7224 | 3654.5353 | 27335.9238 |  | 0
1938-09-15 | 0 | 0 | 0 | 0 | -12.5669 | -12.5669 | 3641.9684 | 27241.9237 |  | 0
1938-09-16 | 0 | 0 | 0 | 0 | -12.5669 | -12.5669 | 3629.4015 | 27147.9235 |  | 0
1938-09-17 | 0 | 0 | 0 | 0 | -12.5669 | -12.5669 | 3616.8347 | 27053.9234 |  | 0
1938-09-18 | 0 | 0 | 0 | 0 | -12.5669 | -12.5669 | 3604.2678 | 26959.9233 |  | 0
1938-09-19 | 0 | 0 | 0 | 0 | -12.5669 | -12.5669 | 3591.701 | 26865.9232 |  | 0
1938-09-20 | 0 | 0 | 0 | 0 | -12.5669 | -12.5669 | 3579.1341 | 26771.9231 |  | 0
1938-09-21 | 0 | 0 | 0 | 0 | -12.5669 | -12.5669 | 3566.5672 | 26677.923 |  | 0
1938-09-22 | 0 | 0 | 0 | 0 | -12.5669 | -12.5669 | 3554.0004 | 26583.9229 |  | 0
1938-09-23 | 0 | 0 | 0 | 0 | -12.5669 | -12.5669 | 3541.4335 | 26489.9228 |  | 0
1938-09-24 | 0 | 0 | 0 | 0 | -12.5669 | -12.5669 | 3528.8667 | 26395.9226 |  | 0
1938-09-25 | 0 | 0 | 0 | 0 | -12.5669 | -12.5669 | 3516.2998 | 26301.9225 |  | 0
1938-09-26 | 0 | 0 | 0 | 0 | -12.5669 | -12.5669 | 3503.7329 | 26207.9224 |  | 0
1938-09-27 | 0 | 0 | 0 | 0 | -12.5669 | -12.5669 | 3491.1661 | 26113.9223 |  | 0
1938-09-28 | 0 | 0 | 0 | 0 | -12.5669 | -12.5669 | 3478.5992 | 26019.9222 |  | 0
1938-09-29 | 0 | 0 | 0 | 0 | -12.5669 | -12.5669 | 3466.0324 | 25925.9221 |  | 0
1938-09-30 | 0 | 0 | 0 | 0 | -12.5669 | -12.5669 | 3453.4655 | 25831.922 |  | 0
1938-10-01 | 0 | 0 | 0 | 0 | -12.5669 | -12.5669 | 3440.8986 | 25737.9219 |  | 0
1938-10-02 | 0 | 0 | 0 | 0 | -12.5669 | -12.5669 | 3428.3318 | 25643.9217 |  | 0
1938-10-03 | 0 | 0 | 0 | 0 | -12.5669 | -12.5669 | 3415.7649 | 25549.9216 |  | 0
1938-10-04 | 0 | 0 | 0 | 0 | -12.5669 | -12.5669 | 3403.1981 | 25455.9215 |  | 0
1938-10-05 | 0 | 0 | 0 | 0 | -12.5669 | -12.5669 | 3390.6312 | 25361.9214 |  | 0
1938-10-06 | 0 | 0 | 0 | 0 | -12.5669 | -12.5669 | 3378.0643 | 25267.9213 |  | 0
1938-10-07 | 0 | 0 | 0 | 0 | -12.5669 | -12.5669 | 3365.4975 | 25173.9212 |  | 0
1938-10-08 | 0 | 0 | 0 | 0 | -12.5669 | -12.5669 | 3352.9306 | 25079.9211 |  | 0
1938-10-09 | 0 | 0 | 0 | 0 | -12.5669 | -12.5669 | 3340.3638 | 24985.921 |  | 0
1938-10-10 | 0.011667 | 32.2 | 4.0107 | 4.0107 | 15.6224 | 15.6224 | 3355.9862 | 25102.7768 |  | 0
1938-10-11 | 0 | 0 | 0 | 0 | -12.5669 | -12.5669 | 3343.4193 | 25008.7767 |  | 0
1938-10-12 | 0 | 0 | 0 | 0 | -12.5669 | -12.5669 | 3330.8525 | 24914.7766 |  | 0
1938-10-13 | 0 | 0 | 0 | 0 | -12.5669 | -12.5669 | 3318.2856 | 24820.7765 |  | 0
1938-10-14 | 0 | 0 | 0 | 0 | -12.5669 | -12.5669 | 3305.7188 | 24726.7764 |  | 0
1938-10-15 | 0 | 0 | 0 | 0 | -12.5669 | -12.5669 | 3293.1519 | 24632.7763 |  | 0
1938-10-16 | 0 | 0 | 0 | 0 | -12.5669 | -12.5669 | 3280.585 | 24538.7762 |  | 0
1938-10-17 | 0 | 0 | 0 | 0 | -12.5669 | -12.5669 | 3268.0182 | 24444.7761 |  | 0
1938-10-18 | 0 | 0 | 0 | 0 | -12.5669 | -12.5669 | 3255.4513 | 24350.7759 |  | 0
1938-10-19 | 0 | 0 | 0 | 0 | -12.5669 | -12.5669 | 3242.8845 | 24256.7758 |  | 0
1938-10-20 | 0 | 0 | 0 | 0 | -12.5669 | -12.5669 | 3230.3176 | 24162.7757 |  | 0
1938-10-21 | 0 | 0 | 0 | 0 | -12.5669 | -12.5669 | 3217.7507 | 24068.7756 |  | 0
1938-10-22 | 0 | 0 | 0 | 0 | -12.5669 | -12.5669 | 3205.1839 | 23974.7755 |  | 0
1938-10-23 | 0 | 0 | 0 | 0 | -12.5669 | -12.5669 | 3192.617 | 23880.7754 |  | 0
1938-10-24 | 0 | 0 | 0 | 0 | -12.5669 | -12.5669 | 3180.0502 | 23786.7753 |  | 0
1938-10-25 | 0 | 0 | 0 | 0 | -12.5669 | -12.5669 | 3167.4833 | 23692.7752 |  | 0
1938-10-26 | 0 | 0 | 0 | 0 | -12.5669 | -12.5669 | 3154.9164 | 23598.775 |  | 0
1938-10-27 | 0 | 0 | 0 | 0 | -12.5669 | -12.5669 | 3142.3496 | 23504.7749 |  | 0
1938-10-28 | 0 | 0 | 0 | 0 | -12.5669 | -12.5669 | 3129.7827 | 23410.7748 |  | 0
1938-10-29 | 0 | 0 | 0 | 0 | -12.5669 | -12.5669 | 3117.2159 | 23316.7747 |  | 0
1938-10-30 | 0 | 0 | 0 | 0 | -12.5669 | -12.5669 | 3104.649 | 23222.7746 |  | 0
1938-10-31 | 0 | 0 | 0 | 0 | -12.5669 | -12.5669 | 3092.0821 | 23128.7745 |  | 0
1938-11-01 | 0 | 0 | 0 | 0 | -12.5669 | -12.5669 | 3079.5153 | 23034.7744 |  | 0
1938-11-02 | 0 | 0 | 0 | 0 | -12.5669 | -12.5669 | 3066.9484 | 22940.7742 |  | 0
1938-11-03 | 0.14083 | 388.7 | 4.0107 | 4.0107 | 372.1224 | 372.1224 | 3439.0709 | 25724.2501 |  | 0
1938-11-04 | 0 | 0 | 0 | 0 | -12.5669 | -12.5669 | 3426.504 | 25630.25 |  | 0
1938-11-05 | 0 | 0 | 0 | 0 | -12.5669 | -12.5669 | 3413.9372 | 25536.2499 |  | 0
1938-11-06 | 0.0025 | 6.9 | 4.0107 | 4.0107 | -9.6776 | -9.6776 | 3404.2596 | 25463.8618 |  | 0
1938-11-07 | 0.0016667 | 4.6 | 4.0107 | 4.0107 | -11.9776 | -11.9776 | 3392.282 | 25374.2697 |  | 0
1938-11-08 | 0 | 0 | 0 | 0 | -12.5669 | -12.5669 | 3379.7152 | 25280.2696 |  | 0
1938-11-09 | 0 | 0 | 0 | 0 | -12.5669 | -12.5669 | 3367.1483 | 25186.2695 |  | 0
1938-11-10 | 0 | 0 | 0 | 0 | -12.5669 | -12.5669 | 3354.5815 | 25092.2693 |  | 0
1938-11-11 | 0 | 0 | 0 | 0 | -12.5669 | -12.5669 | 3342.0146 | 24998.2692 |  | 0
1938-11-12 | 0 | 0 | 0 | 0 | -12.5669 | -12.5669 | 3329.4477 | 24904.2691 |  | 0
1938-11-13 | 0 | 0 | 0 | 0 | -12.5669 | -12.5669 | 3316.8809 | 24810.269 |  | 0
1938-11-14 | 0 | 0 | 0 | 0 | -12.5669 | -12.5669 | 3304.314 | 24716.2689 |  | 0
1938-11-15 | 0 | 0 | 0 | 0 | -12.5669 | -12.5669 | 3291.7472 | 24622.2688 |  | 0
1938-11-16 | 0 | 0 | 0 | 0 | -12.5669 | -12.5669 | 3279.1803 | 24528.2687 |  | 0
1938-11-17 | 0 | 0 | 0 | 0 | -12.5669 | -12.5669 | 3266.6134 | 24434.2686 |  | 0
1938-11-18 | 0 | 0 | 0 | 0 | -12.5669 | -12.5669 | 3254.0466 | 24340.2684 |  | 0
1938-11-19 | 0 | 0 | 0 | 0 | -12.5669 | -12.5669 | 3241.4797 | 24246.2683 |  | 0
1938-11-20 | 0 | 0 | 0 | 0 | -12.5669 | -12.5669 | 3228.9129 | 24152.2682 |  | 0
1938-11-21 | 0 | 0 | 0 | 0 | -12.5669 | -12.5669 | 3216.346 | 24058.2681 |  | 0
1938-11-22 | 0 | 0 | 0 | 0 | -12.5669 | -12.5669 | 3203.7791 | 23964.268 |  | 0
1938-11-23 | 0 | 0 | 0 | 0 | -12.5669 | -12.5669 | 3191.2123 | 23870.2679 |  | 0
1938-11-24 | 0 | 0 | 0 | 0 | -12.5669 | -12.5669 | 3178.6454 | 23776.2678 |  | 0
1938-11-25 | 0 | 0 | 0 | 0 | -12.5669 | -12.5669 | 3166.0786 | 23682.2677 |  | 0
1938-11-26 | 0 | 0 | 0 | 0 | -12.5669 | -12.5669 | 3153.5117 | 23588.2675 |  | 0
1938-11-27 | 0 | 0 | 0 | 0 | -12.5669 | -12.5669 | 3140.9448 | 23494.2674 |  | 0
1938-11-28 | 0 | 0 | 0 | 0 | -12.5669 | -12.5669 | 3128.378 | 23400.2673 |  | 0
1938-11-29 | 0 | 0 | 0 | 0 | -12.5669 | -12.5669 | 3115.8111 | 23306.2672 |  | 0
1938-11-30 | 0 | 0 | 0 | 0 | -12.5669 | -12.5669 | 3103.2443 | 23212.2671 |  | 0
1938-12-01 | 0 | 0 | 0 | 0 | -12.5669 | -12.5669 | 3090.6774 | 23118.267 |  | 0
1938-12-02 | 0 | 0 | 0 | 0 | -12.5669 | -12.5669 | 3078.1105 | 23024.2669 |  | 0
1938-12-03 | 0 | 0 | 0 | 0 | -12.5669 | -12.5669 | 3065.5437 | 22930.2668 |  | 0
1938-12-04 | 0 | 0 | 0 | 0 | -12.5669 | -12.5669 | 3052.9768 | 22836.2666 |  | 0
1938-12-05 | 0 | 0 | 0 | 0 | -12.5669 | -12.5669 | 3040.41 | 22742.2665 |  | 0
1938-12-06 | 0 | 0 | 0 | 0 | -12.5669 | -12.5669 | 3027.8431 | 22648.2664 |  | 0
1938-12-07 | 0 | 0 | 0 | 0 | -12.5669 | -12.5669 | 3015.2762 | 22554.2663 |  | 0
1938-12-08 | 0 | 0 | 0 | 0 | -12.5669 | -12.5669 | 3002.7094 | 22460.2662 |  | 0
1938-12-09 | 0 | 0 | 0 | 0 | -12.5669 | -12.5669 | 2990.1425 | 22366.2661 |  | 0
1938-12-10 | 0 | 0 | 0 | 0 | -12.5669 | -12.5669 | 2977.5757 | 22272.266 |  | 0
1938-12-11 | 0 | 0 | 0 | 0 | -12.5669 | -12.5669 | 2965.0088 | 22178.2658 |  | 0
1938-12-12 | 0 | 0 | 0 | 0 | -12.5669 | -12.5669 | 2952.4419 | 22084.2657 |  | 0
1938-12-13 | 0 | 0 | 0 | 0 | -12.5669 | -12.5669 | 2939.8751 | 21990.2656 |  | 0
1938-12-14 | 0 | 0 | 0 | 0 | -12.5669 | -12.5669 | 2927.3082 | 21896.2655 |  | 0
1938-12-15 | 0 | 0 | 0 | 0 | -12.5669 | -12.5669 | 2914.7414 | 21802.2654 |  | 0
1938-12-16 | 0 | 0 | 0 | 0 | -12.5669 | -12.5669 | 2902.1745 | 21708.2653 |  | 0
1938-12-17 | 0 | 0 | 0 | 0 | -12.5669 | -12.5669 | 2889.6076 | 21614.2652 |  | 0
1938-12-18 | 0 | 0 | 0 | 0 | -12.5669 | -12.5669 | 2877.0408 | 21520.2651 |  | 0
1938-12-19 | 0 | 0 | 0 | 0 | -12.5669 | -12.5669 | 2864.4739 | 21426.2649 |  | 0
1938-12-20 | 0.0058333 | 16.1 | 4.0107 | 4.0107 | -0.47756 | -0.47756 | 2863.9964 | 21422.6928 |  | 0
1938-12-21 | 0 | 0 | 0 | 0 | -12.5669 | -12.5669 | 2851.4295 | 21328.6927 |  | 0
1938-12-22 | 0.0041667 | 11.5 | 4.0107 | 4.0107 | -5.0776 | -5.0776 | 2846.352 | 21290.7126 |  | 0
1938-12-23 | 0 | 0 | 0 | 0 | -12.5669 | -12.5669 | 2833.7851 | 21196.7125 |  | 0
1938-12-24 | 0 | 0 | 0 | 0 | -12.5669 | -12.5669 | 2821.2182 | 21102.7124 |  | 0
1938-12-25 | 0.014167 | 39.1 | 4.0107 | 4.0107 | 22.5224 | 22.5224 | 2843.7407 | 21271.1803 |  | 0
1938-12-26 | 0.0058333 | 16.1 | 4.0107 | 4.0107 | -0.47756 | -0.47756 | 2843.2631 | 21267.6082 |  | 0
1938-12-27 | 0 | 0 | 0 | 0 | -12.5669 | -12.5669 | 2830.6963 | 21173.608 |  | 0
1938-12-28 | 0 | 0 | 0 | 0 | -12.5669 | -12.5669 | 2818.1294 | 21079.6079 |  | 0
1938-12-29 | 0 | 0 | 0 | 0 | -12.5669 | -12.5669 | 2805.5625 | 20985.6078 |  | 0
1938-12-30 | 0 | 0 | 0 | 0 | -12.5669 | -12.5669 | 2792.9957 | 20891.6077 |  | 0
1938-12-31 | 0 | 0 | 0 | 0 | -12.5669 | -12.5669 | 2780.4288 | 20797.6076 |  | 0
1939-01-01 | 0 | 0 | 0 | 0 | -12.5669 | -12.5669 | 2767.862 | 20703.6075 |  | 0
1939-01-02 | 0 | 0 | 0 | 0 | -12.5669 | -12.5669 | 2755.2951 | 20609.6074 |  | 0
1939-01-03 | 0 | 0 | 0 | 0 | -12.5669 | -12.5669 | 2742.7282 | 20515.6073 |  | 0
1939-01-04 | 0 | 0 | 0 | 0 | -12.5669 | -12.5669 | 2730.1614 | 20421.6071 |  | 0
1939-01-05 | 0 | 0 | 0 | 0 | -12.5669 | -12.5669 | 2717.5945 | 20327.607 |  | 0
1939-01-06 | 0 | 0 | 0 | 0 | -12.5669 | -12.5669 | 2705.0277 | 20233.6069 |  | 0
1939-01-07 | 0.0025 | 6.9 | 4.0107 | 4.0107 | -9.6776 | -9.6776 | 2695.3501 | 20161.2188 |  | 0
1939-01-08 | 0.09 | 248.4 | 4.0107 | 4.0107 | 231.8224 | 231.8224 | 2927.1726 | 21895.2507 |  | 0
1939-01-09 | 0.0025 | 6.9 | 4.0107 | 4.0107 | -9.6776 | -9.6776 | 2917.495 | 21822.8626 |  | 0
1939-01-10 | 0 | 0 | 0 | 0 | -12.5669 | -12.5669 | 2904.9281 | 21728.8625 |  | 0
1939-01-11 | 0 | 0 | 0 | 0 | -12.5669 | -12.5669 | 2892.3613 | 21634.8624 |  | 0
1939-01-12 | 0 | 0 | 0 | 0 | -12.5669 | -12.5669 | 2879.7944 | 21540.8622 |  | 0
1939-01-13 | 0 | 0 | 0 | 0 | -12.5669 | -12.5669 | 2867.2276 | 21446.8621 |  | 0
1939-01-14 | 0 | 0 | 0 | 0 | -12.5669 | -12.5669 | 2854.6607 | 21352.862 |  | 0
1939-01-15 | 0 | 0 | 0 | 0 | -12.5669 | -12.5669 | 2842.0938 | 21258.8619 |  | 0
1939-01-16 | 0 | 0 | 0 | 0 | -12.5669 | -12.5669 | 2829.527 | 21164.8618 |  | 0
1939-01-17 | 0.0066667 | 18.4 | 4.0107 | 4.0107 | 1.8224 | 1.8224 | 2831.3494 | 21178.4937 |  | 0
1939-01-18 | 0 | 0 | 0 | 0 | -12.5669 | -12.5669 | 2818.7826 | 21084.4936 |  | 0
1939-01-19 | 0 | 0 | 0 | 0 | -12.5669 | -12.5669 | 2806.2157 | 20990.4934 |  | 0
1939-01-20 | 0 | 0 | 0 | 0 | -12.5669 | -12.5669 | 2793.6488 | 20896.4933 |  | 0
1939-01-21 | 0 | 0 | 0 | 0 | -12.5669 | -12.5669 | 2781.082 | 20802.4932 |  | 0
1939-01-22 | 0 | 0 | 0 | 0 | -12.5669 | -12.5669 | 2768.5151 | 20708.4931 |  | 0
1939-01-23 | 0.059167 | 163.3 | 4.0107 | 4.0107 | 146.7224 | 146.7224 | 2915.2376 | 21805.977 |  | 0
1939-01-24 | 0 | 0 | 0 | 0 | -12.5669 | -12.5669 | 2902.6707 | 21711.9769 |  | 0
1939-01-25 | 0 | 0 | 0 | 0 | -12.5669 | -12.5669 | 2890.1038 | 21617.9768 |  | 0
1939-01-26 | 0 | 0 | 0 | 0 | -12.5669 | -12.5669 | 2877.537 | 21523.9767 |  | 0
1939-01-27 | 0 | 0 | 0 | 0 | -12.5669 | -12.5669 | 2864.9701 | 21429.9765 |  | 0
1939-01-28 | 0 | 0 | 0 | 0 | -12.5669 | -12.5669 | 2852.4033 | 21335.9764 |  | 0
1939-01-29 | 0.015833 | 43.7 | 4.0107 | 4.0107 | 27.1224 | 27.1224 | 2879.5257 | 21538.8523 |  | 0
1939-01-30 | 0 | 0 | 0 | 0 | -12.5669 | -12.5669 | 2866.9589 | 21444.8522 |  | 0
1939-01-31 | 0 | 0 | 0 | 0 | -12.5669 | -12.5669 | 2854.392 | 21350.8521 |  | 0
1939-02-01 | 0 | 0 | 0 | 0 | -12.5669 | -12.5669 | 2841.8251 | 21256.852 |  | 0
1939-02-02 | 0 | 0 | 0 | 0 | -12.5669 | -12.5669 | 2829.2583 | 21162.8519 |  | 0
1939-02-03 | 0 | 0 | 0 | 0 | -12.5669 | -12.5669 | 2816.6914 | 21068.8518 |  | 0
1939-02-04 | 0 | 0 | 0 | 0 | -12.5669 | -12.5669 | 2804.1246 | 20974.8516 |  | 0
1939-02-05 | 0 | 0 | 0 | 0 | -12.5669 | -12.5669 | 2791.5577 | 20880.8515 |  | 0
1939-02-06 | 0 | 0 | 0 | 0 | -12.5669 | -12.5669 | 2778.9908 | 20786.8514 |  | 0
1939-02-07 | 0 | 0 | 0 | 0 | -12.5669 | -12.5669 | 2766.424 | 20692.8513 |  | 0
1939-02-08 | 0 | 0 | 0 | 0 | -12.5669 | -12.5669 | 2753.8571 | 20598.8512 |  | 0
1939-02-09 | 0 | 0 | 0 | 0 | -12.5669 | -12.5669 | 2741.2903 | 20504.8511 |  | 0
1939-02-10 | 0 | 0 | 0 | 0 | -12.5669 | -12.5669 | 2728.7234 | 20410.851 |  | 0
1939-02-11 | 0 | 0 | 0 | 0 | -12.5669 | -12.5669 | 2716.1565 | 20316.8509 |  | 0
1939-02-12 | 0 | 0 | 0 | 0 | -12.5669 | -12.5669 | 2703.5897 | 20222.8507 |  | 0
1939-02-13 | 0 | 0 | 0 | 0 | -12.5669 | -12.5669 | 2691.0228 | 20128.8506 |  | 0
1939-02-14 | 0 | 0 | 0 | 0 | -12.5669 | -12.5669 | 2678.456 | 20034.8505 |  | 0
1939-02-15 | 0 | 0 | 0 | 0 | -12.5669 | -12.5669 | 2665.8891 | 19940.8504 |  | 0
1939-02-16 | 0 | 0 | 0 | 0 | -12.5669 | -12.5669 | 2653.3222 | 19846.8503 |  | 0
1939-02-17 | 0.0016667 | 4.6 | 4.0107 | 4.0107 | -11.9776 | -11.9776 | 2641.3447 | 19757.2582 |  | 0
1939-02-18 | 0.00083333 | 2.3 | 4.0107 | 2.3 | -12.5669 | -12.5669 | 2628.7778 | 19663.2581 |  | 0
1939-02-19 | 0.00083333 | 2.3 | 4.0107 | 2.3 | -12.5669 | -12.5669 | 2616.211 | 19569.258 |  | 0
1939-02-20 | 0 | 0 | 0 | 0 | -12.5669 | -12.5669 | 2603.6441 | 19475.2578 |  | 0
1939-02-21 | 0 | 0 | 0 | 0 | -12.5669 | -12.5669 | 2591.0772 | 19381.2577 |  | 0
1939-02-22 | 0 | 0 | 0 | 0 | -12.5669 | -12.5669 | 2578.5104 | 19287.2576 |  | 0
1939-02-23 | 0 | 0 | 0 | 0 | -12.5669 | -12.5669 | 2565.9435 | 19193.2575 |  | 0
1939-02-24 | 0 | 0 | 0 | 0 | -12.5669 | -12.5669 | 2553.3767 | 19099.2574 |  | 0
1939-02-25 | 0.015833 | 43.7 | 4.0107 | 4.0107 | 27.1224 | 27.1224 | 2580.4991 | 19302.1333 |  | 0
1939-02-26 | 0 | 0 | 0 | 0 | -12.5669 | -12.5669 | 2567.9322 | 19208.1332 |  | 0
1939-02-27 | 0 | 0 | 0 | 0 | -12.5669 | -12.5669 | 2555.3654 | 19114.1331 |  | 0
1939-02-28 | 0 | 0 | 0 | 0 | -12.5669 | -12.5669 | 2542.7985 | 19020.1329 |  | 0
1939-03-01 | 0 | 0 | 0 | 0 | -12.5669 | -12.5669 | 2530.2317 | 18926.1328 |  | 0
1939-03-02 | 0 | 0 | 0 | 0 | -12.5669 | -12.5669 | 2517.6648 | 18832.1327 |  | 0
1939-03-03 | 0 | 0 | 0 | 0 | -12.5669 | -12.5669 | 2505.0979 | 18738.1326 |  | 0
1939-03-04 | 0 | 0 | 0 | 0 | -12.5669 | -12.5669 | 2492.5311 | 18644.1325 |  | 0
1939-03-05 | 0 | 0 | 0 | 0 | -12.5669 | -12.5669 | 2479.9642 | 18550.1324 |  | 0
1939-03-06 | 0 | 0 | 0 | 0 | -12.5669 | -12.5669 | 2467.3974 | 18456.1323 |  | 0
1939-03-07 | 0 | 0 | 0 | 0 | -12.5669 | -12.5669 | 2454.8305 | 18362.1321 |  | 0
1939-03-08 | 0 | 0 | 0 | 0 | -12.5669 | -12.5669 | 2442.2636 | 18268.132 |  | 0
1939-03-09 | 0 | 0 | 0 | 0 | -12.5669 | -12.5669 | 2429.6968 | 18174.1319 |  | 0
1939-03-10 | 0 | 0 | 0 | 0 | -12.5669 | -12.5669 | 2417.1299 | 18080.1318 |  | 0
1939-03-11 | 0 | 0 | 0 | 0 | -12.5669 | -12.5669 | 2404.5631 | 17986.1317 |  | 0
1939-03-12 | 0 | 0 | 0 | 0 | -12.5669 | -12.5669 | 2391.9962 | 17892.1316 |  | 0
1939-03-13 | 0 | 0 | 0 | 0 | -12.5669 | -12.5669 | 2379.4293 | 17798.1315 |  | 0
1939-03-14 | 0 | 0 | 0 | 0 | -12.5669 | -12.5669 | 2366.8625 | 17704.1314 |  | 0
1939-03-15 | 0 | 0 | 0 | 0 | -12.5669 | -12.5669 | 2354.2956 | 17610.1312 |  | 0
1939-03-16 | 0 | 0 | 0 | 0 | -12.5669 | -12.5669 | 2341.7288 | 17516.1311 |  | 0
1939-03-17 | 0 | 0 | 0 | 0 | -12.5669 | -12.5669 | 2329.1619 | 17422.131 |  | 0
1939-03-18 | 0 | 0 | 0 | 0 | -12.5669 | -12.5669 | 2316.595 | 17328.1309 |  | 0
1939-03-19 | 0 | 0 | 0 | 0 | -12.5669 | -12.5669 | 2304.0282 | 17234.1308 |  | 0
1939-03-20 | 0 | 0 | 0 | 0 | -12.5669 | -12.5669 | 2291.4613 | 17140.1307 |  | 0
1939-03-21 | 0 | 0 | 0 | 0 | -12.5669 | -12.5669 | 2278.8945 | 17046.1306 |  | 0
1939-03-22 | 0 | 0 | 0 | 0 | -12.5669 | -12.5669 | 2266.3276 | 16952.1305 |  | 0
1939-03-23 | 0 | 0 | 0 | 0 | -12.5669 | -12.5669 | 2253.7607 | 16858.1303 |  | 0
1939-03-24 | 0 | 0 | 0 | 0 | -12.5669 | -12.5669 | 2241.1939 | 16764.1302 |  | 0
1939-03-25 | 0.15833 | 437 | 4.0107 | 4.0107 | 420.4224 | 420.4224 | 2661.6163 | 19908.8901 |  | 0
1939-03-26 | 0.00083333 | 2.3 | 4.0107 | 2.3 | -12.5669 | -12.5669 | 2649.0495 | 19814.89 |  | 0
1939-03-27 | 0 | 0 | 0 | 0 | -12.5669 | -12.5669 | 2636.4826 | 19720.8899 |  | 0
1939-03-28 | 0.031667 | 87.4 | 4.0107 | 4.0107 | 70.8224 | 70.8224 | 2707.3051 | 20250.6418 |  | 0
1939-03-29 | 0.00083333 | 2.3 | 4.0107 | 2.3 | -12.5669 | -12.5669 | 2694.7382 | 20156.6417 |  | 0
1939-03-30 | 0 | 0 | 0 | 0 | -12.5669 | -12.5669 | 2682.1713 | 20062.6416 |  | 0
1939-03-31 | 0 | 0 | 0 | 0 | -12.5669 | -12.5669 | 2669.6045 | 19968.6414 |  | 0
1939-04-01 | 0 | 0 | 0 | 0 | -12.5669 | -12.5669 | 2657.0376 | 19874.6413 |  | 0
1939-04-02 | 0 | 0 | 0 | 0 | -12.5669 | -12.5669 | 2644.4708 | 19780.6412 |  | 0
1939-04-03 | 0 | 0 | 0 | 0 | -12.5669 | -12.5669 | 2631.9039 | 19686.6411 |  | 0
1939-04-04 | 0 | 0 | 0 | 0 | -12.5669 | -12.5669 | 2619.337 | 19592.641 |  | 0
1939-04-05 | 0.03 | 82.8 | 4.0107 | 4.0107 | 66.2224 | 66.2224 | 2685.5595 | 20087.9849 |  | 0
1939-04-06 | 0.013333 | 36.8 | 4.0107 | 4.0107 | 20.2224 | 20.2224 | 2705.7819 | 20239.2488 |  | 0
1939-04-07 | 0 | 0 | 0 | 0 | -12.5669 | -12.5669 | 2693.2151 | 20145.2487 |  | 0
1939-04-08 | 0 | 0 | 0 | 0 | -12.5669 | -12.5669 | 2680.6482 | 20051.2485 |  | 0
1939-04-09 | 0 | 0 | 0 | 0 | -12.5669 | -12.5669 | 2668.0813 | 19957.2484 |  | 0
1939-04-10 | 0 | 0 | 0 | 0 | -12.5669 | -12.5669 | 2655.5145 | 19863.2483 |  | 0
1939-04-11 | 0.0325 | 89.7 | 4.0107 | 4.0107 | 73.1224 | 73.1224 | 2728.6369 | 20410.2042 |  | 0
1939-04-12 | 0 | 0 | 0 | 0 | -12.5669 | -12.5669 | 2716.0701 | 20316.2041 |  | 0
1939-04-13 | 0 | 0 | 0 | 0 | -12.5669 | -12.5669 | 2703.5032 | 20222.204 |  | 0
1939-04-14 | 0 | 0 | 0 | 0 | -12.5669 | -12.5669 | 2690.9363 | 20128.2039 |  | 0
1939-04-15 | 0.005 | 13.8 | 4.0107 | 4.0107 | -2.7776 | -2.7776 | 2688.1588 | 20107.4277 |  | 0
1939-04-16 | 0.010833 | 29.9 | 4.0107 | 4.0107 | 13.3224 | 13.3224 | 2701.4812 | 20207.0796 |  | 0
1939-04-17 | 0 | 0 | 0 | 0 | -12.5669 | -12.5669 | 2688.9144 | 20113.0795 |  | 0
1939-04-18 | 0 | 0 | 0 | 0 | -12.5669 | -12.5669 | 2676.3475 | 20019.0794 |  | 0
1939-04-19 | 0 | 0 | 0 | 0 | -12.5669 | -12.5669 | 2663.7807 | 19925.0793 |  | 0
1939-04-20 | 0 | 0 | 0 | 0 | -12.5669 | -12.5669 | 2651.2138 | 19831.0792 |  | 0
1939-04-21 | 0 | 0 | 0 | 0 | -12.5669 | -12.5669 | 2638.6469 | 19737.0791 |  | 0
1939-04-22 | 0 | 0 | 0 | 0 | -12.5669 | -12.5669 | 2626.0801 | 19643.079 |  | 0
1939-04-23 | 0 | 0 | 0 | 0 | -12.5669 | -12.5669 | 2613.5132 | 19549.0788 |  | 0
1939-04-24 | 0 | 0 | 0 | 0 | -12.5669 | -12.5669 | 2600.9464 | 19455.0787 |  | 0
1939-04-25 | 0 | 0 | 0 | 0 | -12.5669 | -12.5669 | 2588.3795 | 19361.0786 |  | 0
1939-04-26 | 0 | 0 | 0 | 0 | -12.5669 | -12.5669 | 2575.8126 | 19267.0785 |  | 0
1939-04-27 | 0 | 0 | 0 | 0 | -12.5669 | -12.5669 | 2563.2458 | 19173.0784 |  | 0
1939-04-28 | 0 | 0 | 0 | 0 | -12.5669 | -12.5669 | 2550.6789 | 19079.0783 |  | 0
1939-04-29 | 0 | 0 | 0 | 0 | -12.5669 | -12.5669 | 2538.1121 | 18985.0782 |  | 0
1939-04-30 | 0 | 0 | 0 | 0 | -12.5669 | -12.5669 | 2525.5452 | 18891.0781 |  | 0
1939-05-01 | 0.00083333 | 2.3 | 4.0107 | 2.3 | -12.5669 | -12.5669 | 2512.9783 | 18797.0779 |  | 0
1939-05-02 | 0 | 0 | 0 | 0 | -12.5669 | -12.5669 | 2500.4115 | 18703.0778 |  | 0
1939-05-03 | 0 | 0 | 0 | 0 | -12.5669 | -12.5669 | 2487.8446 | 18609.0777 |  | 0
1939-05-04 | 0 | 0 | 0 | 0 | -12.5669 | -12.5669 | 2475.2778 | 18515.0776 |  | 0
1939-05-05 | 0 | 0 | 0 | 0 | -12.5669 | -12.5669 | 2462.7109 | 18421.0775 |  | 0
1939-05-06 | 0 | 0 | 0 | 0 | -12.5669 | -12.5669 | 2450.144 | 18327.0774 |  | 0
1939-05-07 | 0.0083333 | 23 | 4.0107 | 4.0107 | 6.4224 | 6.4224 | 2456.5665 | 18375.1173 |  | 0
1939-05-08 | 0 | 0 | 0 | 0 | -12.5669 | -12.5669 | 2443.9996 | 18281.1172 |  | 0
1939-05-09 | 0 | 0 | 0 | 0 | -12.5669 | -12.5669 | 2431.4328 | 18187.117 |  | 0
1939-05-10 | 0 | 0 | 0 | 0 | -12.5669 | -12.5669 | 2418.8659 | 18093.1169 |  | 0
1939-05-11 | 0 | 0 | 0 | 0 | -12.5669 | -12.5669 | 2406.299 | 17999.1168 |  | 0
1939-05-12 | 0 | 0 | 0 | 0 | -12.5669 | -12.5669 | 2393.7322 | 17905.1167 |  | 0
1939-05-13 | 0.18333 | 506 | 4.0107 | 4.0107 | 489.4224 | 489.4224 | 2883.1546 | 21565.9966 |  | 0
1939-05-14 | 0 | 0 | 0 | 0 | -12.5669 | -12.5669 | 2870.5878 | 21471.9965 |  | 0
1939-05-15 | 0 | 0 | 0 | 0 | -12.5669 | -12.5669 | 2858.0209 | 21377.9964 |  | 0
1939-05-16 | 0.016667 | 46 | 4.0107 | 4.0107 | 29.4224 | 29.4224 | 2887.4433 | 21598.0763 |  | 0
1939-05-17 | 0 | 0 | 0 | 0 | -12.5669 | -12.5669 | 2874.8765 | 21504.0761 |  | 0
1939-05-18 | 0 | 0 | 0 | 0 | -12.5669 | -12.5669 | 2862.3096 | 21410.076 |  | 0
1939-05-19 | 0 | 0 | 0 | 0 | -12.5669 | -12.5669 | 2849.7428 | 21316.0759 |  | 0
1939-05-20 | 0.01 | 27.6 | 4.0107 | 4.0107 | 11.0224 | 11.0224 | 2860.7652 | 21398.5238 |  | 0
1939-05-21 | 0 | 0 | 0 | 0 | -12.5669 | -12.5669 | 2848.1984 | 21304.5237 |  | 0
1939-05-22 | 0 | 0 | 0 | 0 | -12.5669 | -12.5669 | 2835.6315 | 21210.5236 |  | 0
1939-05-23 | 0 | 0 | 0 | 0 | -12.5669 | -12.5669 | 2823.0646 | 21116.5235 |  | 0
1939-05-24 | 0 | 0 | 0 | 0 | -12.5669 | -12.5669 | 2810.4978 | 21022.5233 |  | 0
1939-05-25 | 0 | 0 | 0 | 0 | -12.5669 | -12.5669 | 2797.9309 | 20928.5232 |  | 0
1939-05-26 | 0.014167 | 39.1 | 4.0107 | 4.0107 | 22.5224 | 22.5224 | 2820.4534 | 21096.9911 |  | 0
1939-05-27 | 0 | 0 | 0 | 0 | -12.5669 | -12.5669 | 2807.8865 | 21002.991 |  | 0
1939-05-28 | 0 | 0 | 0 | 0 | -12.5669 | -12.5669 | 2795.3196 | 20908.9909 |  | 0
1939-05-29 | 0 | 0 | 0 | 0 | -12.5669 | -12.5669 | 2782.7528 | 20814.9908 |  | 0
1939-05-30 | 0 | 0 | 0 | 0 | -12.5669 | -12.5669 | 2770.1859 | 20720.9907 |  | 0
1939-05-31 | 0.013333 | 36.8 | 4.0107 | 4.0107 | 20.2224 | 20.2224 | 2790.4084 | 20872.2546 |  | 0
1939-06-01 | 0.0041667 | 11.5 | 4.0107 | 4.0107 | -5.0776 | -5.0776 | 2785.3308 | 20834.2744 |  | 0
1939-06-02 | 0 | 0 | 0 | 0 | -12.5669 | -12.5669 | 2772.7639 | 20740.2743 |  | 0
1939-06-03 | 0 | 0 | 0 | 0 | -12.5669 | -12.5669 | 2760.1971 | 20646.2742 |  | 0
1939-06-04 | 0 | 0 | 0 | 0 | -12.5669 | -12.5669 | 2747.6302 | 20552.2741 |  | 0
1939-06-05 | 0.005 | 13.8 | 4.0107 | 4.0107 | -2.7776 | -2.7776 | 2744.8527 | 20531.498 |  | 0
1939-06-06 | 0 | 0 | 0 | 0 | -12.5669 | -12.5669 | 2732.2858 | 20437.4979 |  | 0
1939-06-07 | 0 | 0 | 0 | 0 | -12.5669 | -12.5669 | 2719.719 | 20343.4978 |  | 0
1939-06-08 | 0 | 0 | 0 | 0 | -12.5669 | -12.5669 | 2707.1521 | 20249.4977 |  | 0
1939-06-09 | 0 | 0 | 0 | 0 | -12.5669 | -12.5669 | 2694.5852 | 20155.4975 |  | 0
1939-06-10 | 0 | 0 | 0 | 0 | -12.5669 | -12.5669 | 2682.0184 | 20061.4974 |  | 0
1939-06-11 | 0 | 0 | 0 | 0 | -12.5669 | -12.5669 | 2669.4515 | 19967.4973 |  | 0
1939-06-12 | 0.035833 | 98.9 | 4.0107 | 4.0107 | 82.3224 | 82.3224 | 2751.774 | 20583.2692 |  | 0
1939-06-13 | 0 | 0 | 0 | 0 | -12.5669 | -12.5669 | 2739.2071 | 20489.2691 |  | 0
1939-06-14 | 0 | 0 | 0 | 0 | -12.5669 | -12.5669 | 2726.6402 | 20395.269 |  | 0
1939-06-15 | 0 | 0 | 0 | 0 | -12.5669 | -12.5669 | 2714.0734 | 20301.2689 |  | 0
1939-06-16 | 0 | 0 | 0 | 0 | -12.5669 | -12.5669 | 2701.5065 | 20207.2688 |  | 0
1939-06-17 | 0 | 0 | 0 | 0 | -12.5669 | -12.5669 | 2688.9397 | 20113.2686 |  | 0
1939-06-18 | 0 | 0 | 0 | 0 | -12.5669 | -12.5669 | 2676.3728 | 20019.2685 |  | 0
1939-06-19 | 0.014167 | 39.1 | 4.0107 | 4.0107 | 22.5224 | 22.5224 | 2698.8952 | 20187.7364 |  | 0
1939-06-20 | 0 | 0 | 0 | 0 | -12.5669 | -12.5669 | 2686.3284 | 20093.7363 |  | 0
1939-06-21 | 0.0083333 | 23 | 4.0107 | 4.0107 | 6.4224 | 6.4224 | 2692.7508 | 20141.7762 |  | 0
1939-06-22 | 0 | 0 | 0 | 0 | -12.5669 | -12.5669 | 2680.184 | 20047.7761 |  | 0
1939-06-23 | 0.0058333 | 16.1 | 4.0107 | 4.0107 | -0.47756 | -0.47756 | 2679.7064 | 20044.204 |  | 0
1939-06-24 | 0 | 0 | 0 | 0 | -12.5669 | -12.5669 | 2667.1396 | 19950.2039 |  | 0
1939-06-25 | 0 | 0 | 0 | 0 | -12.5669 | -12.5669 | 2654.5727 | 19856.2037 |  | 0
1939-06-26 | 0.044167 | 121.9 | 4.0107 | 4.0107 | 105.3224 | 105.3224 | 2759.8951 | 20644.0156 |  | 0
1939-06-27 | 0.00083333 | 2.3 | 4.0107 | 2.3 | -12.5669 | -12.5669 | 2747.3283 | 20550.0155 |  | 0
1939-06-28 | 0.0083333 | 23 | 4.0107 | 4.0107 | 6.4224 | 6.4224 | 2753.7507 | 20598.0554 |  | 0
1939-06-29 | 0.0083333 | 23 | 4.0107 | 4.0107 | 6.4224 | 6.4224 | 2760.1732 | 20646.0953 |  | 0
1939-06-30 | 0 | 0 | 0 | 0 | -12.5669 | -12.5669 | 2747.6063 | 20552.0952 |  | 0
1939-07-01 | 0.013333 | 36.8 | 4.0107 | 4.0107 | 20.2224 | 20.2224 | 2767.8288 | 20703.3591 |  | 0
1939-07-02 | 0.02 | 55.2 | 4.0107 | 4.0107 | 38.6224 | 38.6224 | 2806.4512 | 20992.255 |  | 0
1939-07-03 | 0 | 0 | 0 | 0 | -12.5669 | -12.5669 | 2793.8843 | 20898.2548 |  | 0
1939-07-04 | 0 | 0 | 0 | 0 | -12.5669 | -12.5669 | 2781.3175 | 20804.2547 |  | 0
1939-07-05 | 0 | 0 | 0 | 0 | -12.5669 | -12.5669 | 2768.7506 | 20710.2546 |  | 0
1939-07-06 | 0 | 0 | 0 | 0 | -12.5669 | -12.5669 | 2756.1838 | 20616.2545 |  | 0
1939-07-07 | 0 | 0 | 0 | 0 | -12.5669 | -12.5669 | 2743.6169 | 20522.2544 |  | 0
1939-07-08 | 0 | 0 | 0 | 0 | -12.5669 | -12.5669 | 2731.05 | 20428.2543 |  | 0
1939-07-09 | 0 | 0 | 0 | 0 | -12.5669 | -12.5669 | 2718.4832 | 20334.2542 |  | 0
1939-07-10 | 0 | 0 | 0 | 0 | -12.5669 | -12.5669 | 2705.9163 | 20240.254 |  | 0
1939-07-11 | 0 | 0 | 0 | 0 | -12.5669 | -12.5669 | 2693.3495 | 20146.2539 |  | 0
1939-07-12 | 0 | 0 | 0 | 0 | -12.5669 | -12.5669 | 2680.7826 | 20052.2538 |  | 0
1939-07-13 | 0 | 0 | 0 | 0 | -12.5669 | -12.5669 | 2668.2157 | 19958.2537 |  | 0
1939-07-14 | 0 | 0 | 0 | 0 | -12.5669 | -12.5669 | 2655.6489 | 19864.2536 |  | 0
1939-07-15 | 0 | 0 | 0 | 0 | -12.5669 | -12.5669 | 2643.082 | 19770.2535 |  | 0
1939-07-16 | 0 | 0 | 0 | 0 | -12.5669 | -12.5669 | 2630.5152 | 19676.2534 |  | 0
1939-07-17 | 0 | 0 | 0 | 0 | -12.5669 | -12.5669 | 2617.9483 | 19582.2533 |  | 0
1939-07-18 | 0 | 0 | 0 | 0 | -12.5669 | -12.5669 | 2605.3814 | 19488.2531 |  | 0
1939-07-19 | 0.020833 | 57.5 | 4.0107 | 4.0107 | 40.9224 | 40.9224 | 2646.3039 | 19794.353 |  | 0
1939-07-20 | 0 | 0 | 0 | 0 | -12.5669 | -12.5669 | 2633.737 | 19700.3529 |  | 0
1939-07-21 | 0 | 0 | 0 | 0 | -12.5669 | -12.5669 | 2621.1702 | 19606.3528 |  | 0
1939-07-22 | 0 | 0 | 0 | 0 | -12.5669 | -12.5669 | 2608.6033 | 19512.3527 |  | 0
1939-07-23 | 0 | 0 | 0 | 0 | -12.5669 | -12.5669 | 2596.0364 | 19418.3526 |  | 0
1939-07-24 | 0 | 0 | 0 | 0 | -12.5669 | -12.5669 | 2583.4696 | 19324.3525 |  | 0
1939-07-25 | 0 | 0 | 0 | 0 | -12.5669 | -12.5669 | 2570.9027 | 19230.3524 |  | 0
1939-07-26 | 0 | 0 | 0 | 0 | -12.5669 | -12.5669 | 2558.3359 | 19136.3522 |  | 0
1939-07-27 | 0.00083333 | 2.3 | 4.0107 | 2.3 | -12.5669 | -12.5669 | 2545.769 | 19042.3521 |  | 0
1939-07-28 | 0 | 0 | 0 | 0 | -12.5669 | -12.5669 | 2533.2021 | 18948.352 |  | 0
1939-07-29 | 0 | 0 | 0 | 0 | -12.5669 | -12.5669 | 2520.6353 | 18854.3519 |  | 0
1939-07-30 | 0 | 0 | 0 | 0 | -12.5669 | -12.5669 | 2508.0684 | 18760.3518 |  | 0
1939-07-31 | 0 | 0 | 0 | 0 | -12.5669 | -12.5669 | 2495.5016 | 18666.3517 |  | 0
1939-08-01 | 0 | 0 | 0 | 0 | -12.5669 | -12.5669 | 2482.9347 | 18572.3516 |  | 0
1939-08-02 | 0 | 0 | 0 | 0 | -12.5669 | -12.5669 | 2470.3678 | 18478.3515 |  | 0
1939-08-03 | 0.13083 | 361.1 | 4.0107 | 4.0107 | 344.5224 | 344.5224 | 2814.8903 | 21055.3793 |  | 0
1939-08-04 | 0.023333 | 64.4 | 4.0107 | 4.0107 | 47.8224 | 47.8224 | 2862.7127 | 21413.0912 |  | 0
1939-08-05 | 0 | 0 | 0 | 0 | -12.5669 | -12.5669 | 2850.1459 | 21319.0911 |  | 0
1939-08-06 | 0 | 0 | 0 | 0 | -12.5669 | -12.5669 | 2837.579 | 21225.091 |  | 0
1939-08-07 | 0 | 0 | 0 | 0 | -12.5669 | -12.5669 | 2825.0122 | 21131.0909 |  | 0
1939-08-08 | 0.01 | 27.6 | 4.0107 | 4.0107 | 11.0224 | 11.0224 | 2836.0346 | 21213.5388 |  | 0
1939-08-09 | 0.0083333 | 23 | 4.0107 | 4.0107 | 6.4224 | 6.4224 | 2842.457 | 21261.5787 |  | 0
1939-08-10 | 0 | 0 | 0 | 0 | -12.5669 | -12.5669 | 2829.8902 | 21167.5786 |  | 0
1939-08-11 | 0 | 0 | 0 | 0 | -12.5669 | -12.5669 | 2817.3233 | 21073.5784 |  | 0
1939-08-12 | 0 | 0 | 0 | 0 | -12.5669 | -12.5669 | 2804.7565 | 20979.5783 |  | 0
1939-08-13 | 0 | 0 | 0 | 0 | -12.5669 | -12.5669 | 2792.1896 | 20885.5782 |  | 0
1939-08-14 | 0 | 0 | 0 | 0 | -12.5669 | -12.5669 | 2779.6227 | 20791.5781 |  | 0
1939-08-15 | 0 | 0 | 0 | 0 | -12.5669 | -12.5669 | 2767.0559 | 20697.578 |  | 0
1939-08-16 | 0 | 0 | 0 | 0 | -12.5669 | -12.5669 | 2754.489 | 20603.5779 |  | 0
1939-08-17 | 0.00083333 | 2.3 | 4.0107 | 2.3 | -12.5669 | -12.5669 | 2741.9222 | 20509.5778 |  | 0
1939-08-18 | 0 | 0 | 0 | 0 | -12.5669 | -12.5669 | 2729.3553 | 20415.5776 |  | 0
1939-08-19 | 0 | 0 | 0 | 0 | -12.5669 | -12.5669 | 2716.7884 | 20321.5775 |  | 0
1939-08-20 | 0.053333 | 147.2 | 4.0107 | 4.0107 | 130.6224 | 130.6224 | 2847.4109 | 21298.6334 |  | 0
1939-08-21 | 0 | 0 | 0 | 0 | -12.5669 | -12.5669 | 2834.844 | 21204.6333 |  | 0
1939-08-22 | 0 | 0 | 0 | 0 | -12.5669 | -12.5669 | 2822.2772 | 21110.6332 |  | 0
1939-08-23 | 0.030833 | 85.1 | 4.0107 | 4.0107 | 68.5224 | 68.5224 | 2890.7996 | 21623.1811 |  | 0
1939-08-24 | 0 | 0 | 0 | 0 | -12.5669 | -12.5669 | 2878.2328 | 21529.181 |  | 0
1939-08-25 | 0 | 0 | 0 | 0 | -12.5669 | -12.5669 | 2865.6659 | 21435.1809 |  | 0
1939-08-26 | 0 | 0 | 0 | 0 | -12.5669 | -12.5669 | 2853.099 | 21341.1807 |  | 0
1939-08-27 | 0.005 | 13.8 | 4.0107 | 4.0107 | -2.7776 | -2.7776 | 2850.3215 | 21320.4046 |  | 0
1939-08-28 | 0 | 0 | 0 | 0 | -12.5669 | -12.5669 | 2837.7546 | 21226.4045 |  | 0
1939-08-29 | 0 | 0 | 0 | 0 | -12.5669 | -12.5669 | 2825.1878 | 21132.4044 |  | 0
1939-08-30 | 0 | 0 | 0 | 0 | -12.5669 | -12.5669 | 2812.6209 | 21038.4043 |  | 0
1939-08-31 | 0 | 0 | 0 | 0 | -12.5669 | -12.5669 | 2800.054 | 20944.4042 |  | 0
1939-09-01 | 0 | 0 | 0 | 0 | -12.5669 | -12.5669 | 2787.4872 | 20850.4041 |  | 0
1939-09-02 | 0 | 0 | 0 | 0 | -12.5669 | -12.5669 | 2774.9203 | 20756.404 |  | 0
1939-09-03 | 0 | 0 | 0 | 0 | -12.5669 | -12.5669 | 2762.3535 | 20662.4038 |  | 0
1939-09-04 | 0 | 0 | 0 | 0 | -12.5669 | -12.5669 | 2749.7866 | 20568.4037 |  | 0
1939-09-05 | 0 | 0 | 0 | 0 | -12.5669 | -12.5669 | 2737.2197 | 20474.4036 |  | 0
1939-09-06 | 0 | 0 | 0 | 0 | -12.5669 | -12.5669 | 2724.6529 | 20380.4035 |  | 0
1939-09-07 | 0 | 0 | 0 | 0 | -12.5669 | -12.5669 | 2712.086 | 20286.4034 |  | 0
1939-09-08 | 0 | 0 | 0 | 0 | -12.5669 | -12.5669 | 2699.5192 | 20192.4033 |  | 0
1939-09-09 | 0 | 0 | 0 | 0 | -12.5669 | -12.5669 | 2686.9523 | 20098.4032 |  | 0
1939-09-10 | 0 | 0 | 0 | 0 | -12.5669 | -12.5669 | 2674.3854 | 20004.4031 |  | 0
1939-09-11 | 0 | 0 | 0 | 0 | -12.5669 | -12.5669 | 2661.8186 | 19910.4029 |  | 0
1939-09-12 | 0 | 0 | 0 | 0 | -12.5669 | -12.5669 | 2649.2517 | 19816.4028 |  | 0
1939-09-13 | 0 | 0 | 0 | 0 | -12.5669 | -12.5669 | 2636.6849 | 19722.4027 |  | 0
1939-09-14 | 0 | 0 | 0 | 0 | -12.5669 | -12.5669 | 2624.118 | 19628.4026 |  | 0
1939-09-15 | 0 | 0 | 0 | 0 | -12.5669 | -12.5669 | 2611.5511 | 19534.4025 |  | 0
1939-09-16 | 0 | 0 | 0 | 0 | -12.5669 | -12.5669 | 2598.9843 | 19440.4024 |  | 0
1939-09-17 | 0 | 0 | 0 | 0 | -12.5669 | -12.5669 | 2586.4174 | 19346.4023 |  | 0
1939-09-18 | 0 | 0 | 0 | 0 | -12.5669 | -12.5669 | 2573.8506 | 19252.4022 |  | 0
1939-09-19 | 0 | 0 | 0 | 0 | -12.5669 | -12.5669 | 2561.2837 | 19158.402 |  | 0
1939-09-20 | 0 | 0 | 0 | 0 | -12.5669 | -12.5669 | 2548.7168 | 19064.4019 |  | 0
1939-09-21 | 0 | 0 | 0 | 0 | -12.5669 | -12.5669 | 2536.15 | 18970.4018 |  | 0
1939-09-22 | 0 | 0 | 0 | 0 | -12.5669 | -12.5669 | 2523.5831 | 18876.4017 |  | 0
1939-09-23 | 0 | 0 | 0 | 0 | -12.5669 | -12.5669 | 2511.0163 | 18782.4016 |  | 0
1939-09-24 | 0 | 0 | 0 | 0 | -12.5669 | -12.5669 | 2498.4494 | 18688.4015 |  | 0
1939-09-25 | 0 | 0 | 0 | 0 | -12.5669 | -12.5669 | 2485.8825 | 18594.4014 |  | 0
1939-09-26 | 0 | 0 | 0 | 0 | -12.5669 | -12.5669 | 2473.3157 | 18500.4012 |  | 0
1939-09-27 | 0 | 0 | 0 | 0 | -12.5669 | -12.5669 | 2460.7488 | 18406.4011 |  | 0
1939-09-28 | 0 | 0 | 0 | 0 | -12.5669 | -12.5669 | 2448.182 | 18312.401 |  | 0
1939-09-29 | 0 | 0 | 0 | 0 | -12.5669 | -12.5669 | 2435.6151 | 18218.4009 |  | 0
1939-09-30 | 0 | 0 | 0 | 0 | -12.5669 | -12.5669 | 2423.0482 | 18124.4008 |  | 0
1939-10-01 | 0 | 0 | 0 | 0 | -12.5669 | -12.5669 | 2410.4814 | 18030.4007 |  | 0
1939-10-02 | 0 | 0 | 0 | 0 | -12.5669 | -12.5669 | 2397.9145 | 17936.4006 |  | 0
1939-10-03 | 0 | 0 | 0 | 0 | -12.5669 | -12.5669 | 2385.3477 | 17842.4005 |  | 0
1939-10-04 | 0 | 0 | 0 | 0 | -12.5669 | -12.5669 | 2372.7808 | 17748.4003 |  | 0
1939-10-05 | 0 | 0 | 0 | 0 | -12.5669 | -12.5669 | 2360.2139 | 17654.4002 |  | 0
1939-10-06 | 0.0175 | 48.3 | 4.0107 | 4.0107 | 31.7224 | 31.7224 | 2391.9364 | 17891.6841 |  | 0
1939-10-07 | 0 | 0 | 0 | 0 | -12.5669 | -12.5669 | 2379.3695 | 17797.684 |  | 0
1939-10-08 | 0 | 0 | 0 | 0 | -12.5669 | -12.5669 | 2366.8027 | 17703.6839 |  | 0
1939-10-09 | 0.080833 | 223.1 | 4.0107 | 4.0107 | 206.5224 | 206.5224 | 2573.3251 | 19248.4718 |  | 0
1939-10-10 | 0 | 0 | 0 | 0 | -12.5669 | -12.5669 | 2560.7582 | 19154.4717 |  | 0
1939-10-11 | 0 | 0 | 0 | 0 | -12.5669 | -12.5669 | 2548.1914 | 19060.4716 |  | 0
1939-10-12 | 0 | 0 | 0 | 0 | -12.5669 | -12.5669 | 2535.6245 | 18966.4714 |  | 0
1939-10-13 | 0 | 0 | 0 | 0 | -12.5669 | -12.5669 | 2523.0577 | 18872.4713 |  | 0
1939-10-14 | 0 | 0 | 0 | 0 | -12.5669 | -12.5669 | 2510.4908 | 18778.4712 |  | 0
1939-10-15 | 0 | 0 | 0 | 0 | -12.5669 | -12.5669 | 2497.9239 | 18684.4711 |  | 0
1939-10-16 | 0 | 0 | 0 | 0 | -12.5669 | -12.5669 | 2485.3571 | 18590.471 |  | 0
1939-10-17 | 0 | 0 | 0 | 0 | -12.5669 | -12.5669 | 2472.7902 | 18496.4709 |  | 0
1939-10-18 | 0 | 0 | 0 | 0 | -12.5669 | -12.5669 | 2460.2234 | 18402.4708 |  | 0
1939-10-19 | 0 | 0 | 0 | 0 | -12.5669 | -12.5669 | 2447.6565 | 18308.4707 |  | 0
1939-10-20 | 0 | 0 | 0 | 0 | -12.5669 | -12.5669 | 2435.0896 | 18214.4705 |  | 0
1939-10-21 | 0 | 0 | 0 | 0 | -12.5669 | -12.5669 | 2422.5228 | 18120.4704 |  | 0
1939-10-22 | 0 | 0 | 0 | 0 | -12.5669 | -12.5669 | 2409.9559 | 18026.4703 |  | 0
1939-10-23 | 0 | 0 | 0 | 0 | -12.5669 | -12.5669 | 2397.3891 | 17932.4702 |  | 0
1939-10-24 | 0 | 0 | 0 | 0 | -12.5669 | -12.5669 | 2384.8222 | 17838.4701 |  | 0
1939-10-25 | 0 | 0 | 0 | 0 | -12.5669 | -12.5669 | 2372.2553 | 17744.47 |  | 0
1939-10-26 | 0.098333 | 271.4 | 4.0107 | 4.0107 | 254.8224 | 254.8224 | 2627.0778 | 19650.5419 |  | 0
1939-10-27 | 0 | 0 | 0 | 0 | -12.5669 | -12.5669 | 2614.5109 | 19556.5418 |  | 0
1939-10-28 | 0 | 0 | 0 | 0 | -12.5669 | -12.5669 | 2601.9441 | 19462.5416 |  | 0
1939-10-29 | 0 | 0 | 0 | 0 | -12.5669 | -12.5669 | 2589.3772 | 19368.5415 |  | 0
1939-10-30 | 0 | 0 | 0 | 0 | -12.5669 | -12.5669 | 2576.8103 | 19274.5414 |  | 0
1939-10-31 | 0 | 0 | 0 | 0 | -12.5669 | -12.5669 | 2564.2435 | 19180.5413 |  | 0
1939-11-01 | 0 | 0 | 0 | 0 | -12.5669 | -12.5669 | 2551.6766 | 19086.5412 |  | 0
1939-11-02 | 0 | 0 | 0 | 0 | -12.5669 | -12.5669 | 2539.1098 | 18992.5411 |  | 0
1939-11-03 | 0 | 0 | 0 | 0 | -12.5669 | -12.5669 | 2526.5429 | 18898.541 |  | 0
1939-11-04 | 0 | 0 | 0 | 0 | -12.5669 | -12.5669 | 2513.976 | 18804.5409 |  | 0
1939-11-05 | 0 | 0 | 0 | 0 | -12.5669 | -12.5669 | 2501.4092 | 18710.5407 |  | 0
1939-11-06 | 0 | 0 | 0 | 0 | -12.5669 | -12.5669 | 2488.8423 | 18616.5406 |  | 0
1939-11-07 | 0 | 0 | 0 | 0 | -12.5669 | -12.5669 | 2476.2755 | 18522.5405 |  | 0
1939-11-08 | 0 | 0 | 0 | 0 | -12.5669 | -12.5669 | 2463.7086 | 18428.5404 |  | 0
1939-11-09 | 0 | 0 | 0 | 0 | -12.5669 | -12.5669 | 2451.1417 | 18334.5403 |  | 0
1939-11-10 | 0.0058333 | 16.1 | 4.0107 | 4.0107 | -0.47756 | -0.47756 | 2450.6642 | 18330.9682 |  | 0
1939-11-11 | 0.00083333 | 2.3 | 4.0107 | 2.3 | -12.5669 | -12.5669 | 2438.0973 | 18236.9681 |  | 0
1939-11-12 | 0.005 | 13.8 | 4.0107 | 4.0107 | -2.7776 | -2.7776 | 2435.3198 | 18216.1919 |  | 0
1939-11-13 | 0 | 0 | 0 | 0 | -12.5669 | -12.5669 | 2422.7529 | 18122.1918 |  | 0
1939-11-14 | 0 | 0 | 0 | 0 | -12.5669 | -12.5669 | 2410.1861 | 18028.1917 |  | 0
1939-11-15 | 0 | 0 | 0 | 0 | -12.5669 | -12.5669 | 2397.6192 | 17934.1916 |  | 0
1939-11-16 | 0 | 0 | 0 | 0 | -12.5669 | -12.5669 | 2385.0523 | 17840.1915 |  | 0
1939-11-17 | 0.0025 | 6.9 | 4.0107 | 4.0107 | -9.6776 | -9.6776 | 2375.3748 | 17767.8034 |  | 0
1939-11-18 | 0 | 0 | 0 | 0 | -12.5669 | -12.5669 | 2362.8079 | 17673.8033 |  | 0
1939-11-19 | 0 | 0 | 0 | 0 | -12.5669 | -12.5669 | 2350.2411 | 17579.8032 |  | 0
1939-11-20 | 0 | 0 | 0 | 0 | -12.5669 | -12.5669 | 2337.6742 | 17485.803 |  | 0
1939-11-21 | 0 | 0 | 0 | 0 | -12.5669 | -12.5669 | 2325.1073 | 17391.8029 |  | 0
1939-11-22 | 0 | 0 | 0 | 0 | -12.5669 | -12.5669 | 2312.5405 | 17297.8028 |  | 0
1939-11-23 | 0 | 0 | 0 | 0 | -12.5669 | -12.5669 | 2299.9736 | 17203.8027 |  | 0
1939-11-24 | 0 | 0 | 0 | 0 | -12.5669 | -12.5669 | 2287.4068 | 17109.8026 |  | 0
1939-11-25 | 0 | 0 | 0 | 0 | -12.5669 | -12.5669 | 2274.8399 | 17015.8025 |  | 0
1939-11-26 | 0 | 0 | 0 | 0 | -12.5669 | -12.5669 | 2262.273 | 16921.8024 |  | 0
1939-11-27 | 0 | 0 | 0 | 0 | -12.5669 | -12.5669 | 2249.7062 | 16827.8023 |  | 0
1939-11-28 | 0 | 0 | 0 | 0 | -12.5669 | -12.5669 | 2237.1393 | 16733.8021 |  | 0
1939-11-29 | 0.06 | 165.6 | 4.0107 | 4.0107 | 149.0224 | 149.0224 | 2386.1618 | 17848.49 |  | 0
1939-11-30 | 0.035 | 96.6 | 4.0107 | 4.0107 | 80.0224 | 80.0224 | 2466.1842 | 18447.0579 |  | 0
1939-12-01 | 0 | 0 | 0 | 0 | -12.5669 | -12.5669 | 2453.6174 | 18353.0578 |  | 0
1939-12-02 | 0 | 0 | 0 | 0 | -12.5669 | -12.5669 | 2441.0505 | 18259.0577 |  | 0
1939-12-03 | 0 | 0 | 0 | 0 | -12.5669 | -12.5669 | 2428.4836 | 18165.0576 |  | 0
1939-12-04 | 0 | 0 | 0 | 0 | -12.5669 | -12.5669 | 2415.9168 | 18071.0575 |  | 0
1939-12-05 | 0 | 0 | 0 | 0 | -12.5669 | -12.5669 | 2403.3499 | 17977.0574 |  | 0
1939-12-06 | 0 | 0 | 0 | 0 | -12.5669 | -12.5669 | 2390.7831 | 17883.0572 |  | 0
1939-12-07 | 0 | 0 | 0 | 0 | -12.5669 | -12.5669 | 2378.2162 | 17789.0571 |  | 0
1939-12-08 | 0 | 0 | 0 | 0 | -12.5669 | -12.5669 | 2365.6493 | 17695.057 |  | 0 | 1
1939-12-09 | 0 | 0 | 0 | 0 | -12.5669 | -12.5669 | 2353.0825 | 17601.0569 |  | 0
1939-12-10 | 0 | 0 | 0 | 0 | -12.5669 | -12.5669 | 2340.5156 | 17507.0568 |  | 0
1939-12-11 | 0 | 0 | 0 | 0 | -12.5669 | -12.5669 | 2327.9488 | 17413.0567 |  | 0
1939-12-12 | 0 | 0 | 0 | 0 | -12.5669 | -12.5669 | 2315.3819 | 17319.0566 |  | 0
1939-12-13 | 0 | 0 | 0 | 0 | -12.5669 | -12.5669 | 2302.815 | 17225.0565 |  | 0
1939-12-14 | 0 | 0 | 0 | 0 | -12.5669 | -12.5669 | 2290.2482 | 17131.0563 |  | 0
1939-12-15 | 0 | 0 | 0 | 0 | -12.5669 | -12.5669 | 2277.6813 | 17037.0562 |  | 0
1939-12-16 | 0 | 0 | 0 | 0 | -12.5669 | -12.5669 | 2265.1145 | 16943.0561 |  | 0
1939-12-17 | 0 | 0 | 0 | 0 | -12.5669 | -12.5669 | 2252.5476 | 16849.056 |  | 0
1939-12-18 | 0 | 0 | 0 | 0 | -12.5669 | -12.5669 | 2239.9807 | 16755.0559 |  | 0
1939-12-19 | 0 | 0 | 0 | 0 | -12.5669 | -12.5669 | 2227.4139 | 16661.0558 |  | 0
1939-12-20 | 0 | 0 | 0 | 0 | -12.5669 | -12.5669 | 2214.847 | 16567.0557 |  | 0
1939-12-21 | 0 | 0 | 0 | 0 | -12.5669 | -12.5669 | 2202.2802 | 16473.0555 |  | 0
1939-12-22 | 0.0041667 | 11.5 | 4.0107 | 4.0107 | -5.0776 | -5.0776 | 2197.2026 | 16435.0754 |  | 0
1939-12-23 | 0.02 | 55.2 | 4.0107 | 4.0107 | 38.6224 | 38.6224 | 2235.825 | 16723.9713 |  | 0
1939-12-24 | 0 | 0 | 0 | 0 | -12.5669 | -12.5669 | 2223.2582 | 16629.9712 |  | 0
1939-12-25 | 0.010833 | 29.9 | 4.0107 | 4.0107 | 13.3224 | 13.3224 | 2236.5806 | 16729.6231 |  | 0
1939-12-26 | 0.0066667 | 18.4 | 4.0107 | 4.0107 | 1.8224 | 1.8224 | 2238.4031 | 16743.255 |  | 0
1939-12-27 | 0 | 0 | 0 | 0 | -12.5669 | -12.5669 | 2225.8362 | 16649.2549 |  | 0
1939-12-28 | 0 | 0 | 0 | 0 | -12.5669 | -12.5669 | 2213.2694 | 16555.2548 |  | 0
1939-12-29 | 0 | 0 | 0 | 0 | -12.5669 | -12.5669 | 2200.7025 | 16461.2546 |  | 0
1939-12-30 | 0 | 0 | 0 | 0 | -12.5669 | -12.5669 | 2188.1356 | 16367.2545 |  | 0
1939-12-31 | 0 | 0 | 0 | 0 | -12.5669 | -12.5669 | 2175.5688 | 16273.2544 |  | 0
1940-01-01 | 0 | 0 | 0 | 0 | -12.5669 | -12.5669 | 2163.0019 | 16179.2543 |  | 0
1940-01-02 | 0 | 0 | 0 | 0 | -12.5669 | -12.5669 | 2150.4351 | 16085.2542 |  | 0
1940-01-03 | 0 | 0 | 0 | 0 | -12.5669 | -12.5669 | 2137.8682 | 15991.2541 |  | 0
1940-01-04 | 0 | 0 | 0 | 0 | -12.5669 | -12.5669 | 2125.3013 | 15897.254 |  | 0
1940-01-05 | 0 | 0 | 0 | 0 | -12.5669 | -12.5669 | 2112.7345 | 15803.2539 |  | 0
1940-01-06 | 0.0066667 | 18.4 | 4.0107 | 4.0107 | 1.8224 | 1.8224 | 2114.5569 | 15816.8857 |  | 0
1940-01-07 | 0 | 0 | 0 | 0 | -12.5669 | -12.5669 | 2101.9901 | 15722.8856 |  | 0
1940-01-08 | 0 | 0 | 0 | 0 | -12.5669 | -12.5669 | 2089.4232 | 15628.8855 |  | 0
1940-01-09 | 0 | 0 | 0 | 0 | -12.5669 | -12.5669 | 2076.8563 | 15534.8854 |  | 0
1940-01-10 | 0 | 0 | 0 | 0 | -12.5669 | -12.5669 | 2064.2895 | 15440.8853 |  | 0
1940-01-11 | 0 | 0 | 0 | 0 | -12.5669 | -12.5669 | 2051.7226 | 15346.8852 |  | 0
1940-01-12 | 0 | 0 | 0 | 0 | -12.5669 | -12.5669 | 2039.1558 | 15252.8851 |  | 0
1940-01-13 | 0 | 0 | 0 | 0 | -12.5669 | -12.5669 | 2026.5889 | 15158.885 |  | 0
1940-01-14 | 0 | 0 | 0 | 0 | -12.5669 | -12.5669 | 2014.022 | 15064.8848 |  | 0
1940-01-15 | 0 | 0 | 0 | 0 | -12.5669 | -12.5669 | 2001.4552 | 14970.8847 |  | 0
1940-01-16 | 0 | 0 | 0 | 0 | -12.5669 | -12.5669 | 1988.8883 | 14876.8846 |  | 0
1940-01-17 | 0 | 0 | 0 | 0 | -12.5669 | -12.5669 | 1976.3215 | 14782.8845 |  | 0
1940-01-18 | 0 | 0 | 0 | 0 | -12.5669 | -12.5669 | 1963.7546 | 14688.8844 |  | 0
1940-01-19 | 0 | 0 | 0 | 0 | -12.5669 | -12.5669 | 1951.1877 | 14594.8843 |  | 0
1940-01-20 | 0 | 0 | 0 | 0 | -12.5669 | -12.5669 | 1938.6209 | 14500.8842 |  | 0
1940-01-21 | 0 | 0 | 0 | 0 | -12.5669 | -12.5669 | 1926.054 | 14406.8841 |  | 0
1940-01-22 | 0 | 0 | 0 | 0 | -12.5669 | -12.5669 | 1913.4872 | 14312.8839 |  | 0
1940-01-23 | 0 | 0 | 0 | 0 | -12.5669 | -12.5669 | 1900.9203 | 14218.8838 |  | 0
1940-01-24 | 0 | 0 | 0 | 0 | -12.5669 | -12.5669 | 1888.3534 | 14124.8837 |  | 0
1940-01-25 | 0 | 0 | 0 | 0 | -12.5669 | -12.5669 | 1875.7866 | 14030.8836 |  | 0
1940-01-26 | 0 | 0 | 0 | 0 | -12.5669 | -12.5669 | 1863.2197 | 13936.8835 |  | 0
1940-01-27 | 0 | 0 | 0 | 0 | -12.5669 | -12.5669 | 1850.6529 | 13842.8834 |  | 0
1940-01-28 | 0 | 0 | 0 | 0 | -12.5669 | -12.5669 | 1838.086 | 13748.8833 |  | 0
1940-01-29 | 0 | 0 | 0 | 0 | -12.5669 | -12.5669 | 1825.5191 | 13654.8831 |  | 0
1940-01-30 | 0 | 0 | 0 | 0 | -12.5669 | -12.5669 | 1812.9523 | 13560.883 |  | 0
1940-01-31 | 0 | 0 | 0 | 0 | -12.5669 | -12.5669 | 1800.3854 | 13466.8829 |  | 0
1940-02-01 | 0 | 0 | 0 | 0 | -12.5669 | -12.5669 | 1787.8186 | 13372.8828 |  | 0
1940-02-02 | 0.01 | 27.6 | 4.0107 | 4.0107 | 11.0224 | 11.0224 | 1798.841 | 13455.3307 |  | 0
1940-02-03 | 0.044167 | 121.9 | 4.0107 | 4.0107 | 105.3224 | 105.3224 | 1904.1634 | 14243.1426 |  | 0
1940-02-04 | 0 | 0 | 0 | 0 | -12.5669 | -12.5669 | 1891.5966 | 14149.1425 |  | 0
1940-02-05 | 0 | 0 | 0 | 0 | -12.5669 | -12.5669 | 1879.0297 | 14055.1424 |  | 0
1940-02-06 | 0 | 0 | 0 | 0 | -12.5669 | -12.5669 | 1866.4629 | 13961.1422 |  | 0
1940-02-07 | 0 | 0 | 0 | 0 | -12.5669 | -12.5669 | 1853.896 | 13867.1421 |  | 0
1940-02-08 | 0 | 0 | 0 | 0 | -12.5669 | -12.5669 | 1841.3291 | 13773.142 |  | 0
1940-02-09 | 0 | 0 | 0 | 0 | -12.5669 | -12.5669 | 1828.7623 | 13679.1419 |  | 0
1940-02-10 | 0 | 0 | 0 | 0 | -12.5669 | -12.5669 | 1816.1954 | 13585.1418 |  | 0
1940-02-11 | 0 | 0 | 0 | 0 | -12.5669 | -12.5669 | 1803.6286 | 13491.1417 |  | 0
1940-02-12 | 0 | 0 | 0 | 0 | -12.5669 | -12.5669 | 1791.0617 | 13397.1416 |  | 0
1940-02-13 | 0 | 0 | 0 | 0 | -12.5669 | -12.5669 | 1778.4948 | 13303.1415 |  | 0
1940-02-14 | 0 | 0 | 0 | 0 | -12.5669 | -12.5669 | 1765.928 | 13209.1413 |  | 0
1940-02-15 | 0 | 0 | 0 | 0 | -12.5669 | -12.5669 | 1753.3611 | 13115.1412 |  | 0
1940-02-16 | 0.035 | 96.6 | 4.0107 | 4.0107 | 80.0224 | 80.0224 | 1833.3836 | 13713.7091 |  | 0
1940-02-17 | 0.0025 | 6.9 | 4.0107 | 4.0107 | -9.6776 | -9.6776 | 1823.706 | 13641.321 |  | 0
1940-02-18 | 0 | 0 | 0 | 0 | -12.5669 | -12.5669 | 1811.1392 | 13547.3209 |  | 0
1940-02-19 | 0 | 0 | 0 | 0 | -12.5669 | -12.5669 | 1798.5723 | 13453.3208 |  | 0
1940-02-20 | 0 | 0 | 0 | 0 | -12.5669 | -12.5669 | 1786.0054 | 13359.3207 |  | 0
1940-02-21 | 0 | 0 | 0 | 0 | -12.5669 | -12.5669 | 1773.4386 | 13265.3206 |  | 0
1940-02-22 | 0 | 0 | 0 | 0 | -12.5669 | -12.5669 | 1760.8717 | 13171.3204 |  | 0
1940-02-23 | 0 | 0 | 0 | 0 | -12.5669 | -12.5669 | 1748.3049 | 13077.3203 |  | 0
1940-02-24 | 0 | 0 | 0 | 0 | -12.5669 | -12.5669 | 1735.738 | 12983.3202 |  | 0
1940-02-25 | 0 | 0 | 0 | 0 | -12.5669 | -12.5669 | 1723.1711 | 12889.3201 |  | 0
1940-02-26 | 0 | 0 | 0 | 0 | -12.5669 | -12.5669 | 1710.6043 | 12795.32 |  | 0
1940-02-27 | 0 | 0 | 0 | 0 | -12.5669 | -12.5669 | 1698.0374 | 12701.3199 |  | 0
1940-02-28 | 0 | 0 | 0 | 0 | -12.5669 | -12.5669 | 1685.4706 | 12607.3198 |  | 0
1940-02-29 | 0 | 0 | 0 | 0 | -12.5669 | -12.5669 | 1672.9037 | 12513.3197 |  | 0
1940-03-01 | 0 | 0 | 0 | 0 | -12.5669 | -12.5669 | 1660.3368 | 12419.3195 |  | 0
1940-03-02 | 0 | 0 | 0 | 0 | -12.5669 | -12.5669 | 1647.77 | 12325.3194 |  | 0
1940-03-03 | 0 | 0 | 0 | 0 | -12.5669 | -12.5669 | 1635.2031 | 12231.3193 |  | 0
1940-03-04 | 0 | 0 | 0 | 0 | -12.5669 | -12.5669 | 1622.6363 | 12137.3192 |  | 0
1940-03-05 | 0 | 0 | 0 | 0 | -12.5669 | -12.5669 | 1610.0694 | 12043.3191 |  | 0
1940-03-06 | 0 | 0 | 0 | 0 | -12.5669 | -12.5669 | 1597.5025 | 11949.319 |  | 0
1940-03-07 | 0 | 0 | 0 | 0 | -12.5669 | -12.5669 | 1584.9357 | 11855.3189 |  | 0
1940-03-08 | 0 | 0 | 0 | 0 | -12.5669 | -12.5669 | 1572.3688 | 11761.3188 |  | 0
1940-03-09 | 0 | 0 | 0 | 0 | -12.5669 | -12.5669 | 1559.802 | 11667.3186 |  | 0
1940-03-10 | 0 | 0 | 0 | 0 | -12.5669 | -12.5669 | 1547.2351 | 11573.3185 |  | 0
1940-03-11 | 0 | 0 | 0 | 0 | -12.5669 | -12.5669 | 1534.6682 | 11479.3184 |  | 0
1940-03-12 | 0 | 0 | 0 | 0 | -12.5669 | -12.5669 | 1522.1014 | 11385.3183 |  | 0
1940-03-13 | 0 | 0 | 0 | 0 | -12.5669 | -12.5669 | 1509.5345 | 11291.3182 |  | 0
1940-03-14 | 0 | 0 | 0 | 0 | -12.5669 | -12.5669 | 1496.9677 | 11197.3181 |  | 0
1940-03-15 | 0 | 0 | 0 | 0 | -12.5669 | -12.5669 | 1484.4008 | 11103.318 |  | 0
1940-03-16 | 0 | 0 | 0 | 0 | -12.5669 | -12.5669 | 1471.8339 | 11009.3178 |  | 0
1940-03-17 | 0 | 0 | 0 | 0 | -12.5669 | -12.5669 | 1459.2671 | 10915.3177 |  | 0
1940-03-18 | 0 | 0 | 0 | 0 | -12.5669 | -12.5669 | 1446.7002 | 10821.3176 |  | 0
1940-03-19 | 0 | 0 | 0 | 0 | -12.5669 | -12.5669 | 1434.1334 | 10727.3175 |  | 0
1940-03-20 | 0 | 0 | 0 | 0 | -12.5669 | -12.5669 | 1421.5665 | 10633.3174 |  | 0
1940-03-21 | 0 | 0 | 0 | 0 | -12.5669 | -12.5669 | 1408.9996 | 10539.3173 |  | 0
1940-03-22 | 0 | 0 | 0 | 0 | -12.5669 | -12.5669 | 1396.4328 | 10445.3172 |  | 0
1940-03-23 | 0 | 0 | 0 | 0 | -12.5669 | -12.5669 | 1383.8659 | 10351.3171 |  | 0
1940-03-24 | 0 | 0 | 0 | 0 | -12.5669 | -12.5669 | 1371.2991 | 10257.3169 |  | 0
1940-03-25 | 0 | 0 | 0 | 0 | -12.5669 | -12.5669 | 1358.7322 | 10163.3168 |  | 0
1940-03-26 | 0 | 0 | 0 | 0 | -12.5669 | -12.5669 | 1346.1653 | 10069.3167 |  | 0
1940-03-27 | 0 | 0 | 0 | 0 | -12.5669 | -12.5669 | 1333.5985 | 9975.3166 |  | 0
1940-03-28 | 0 | 0 | 0 | 0 | -12.5669 | -12.5669 | 1321.0316 | 9881.3165 |  | 0
1940-03-29 | 0 | 0 | 0 | 0 | -12.5669 | -12.5669 | 1308.4648 | 9787.3164 |  | 0
1940-03-30 | 0 | 0 | 0 | 0 | -12.5669 | -12.5669 | 1295.8979 | 9693.3163 |  | 0
1940-03-31 | 0 | 0 | 0 | 0 | -12.5669 | -12.5669 | 1283.331 | 9599.3162 |  | 0
1940-04-01 | 0 | 0 | 0 | 0 | -12.5669 | -12.5669 | 1270.7642 | 9505.316 |  | 0
1940-04-02 | 0 | 0 | 0 | 0 | -12.5669 | -12.5669 | 1258.1973 | 9411.3159 |  | 0
1940-04-03 | 0 | 0 | 0 | 0 | -12.5669 | -12.5669 | 1245.6305 | 9317.3158 |  | 0
1940-04-04 | 0 | 0 | 0 | 0 | -12.5669 | -12.5669 | 1233.0636 | 9223.3157 |  | 0
1940-04-05 | 0.053333 | 147.2 | 4.0107 | 4.0107 | 130.6224 | 130.6224 | 1363.686 | 10200.3716 |  | 0
1940-04-06 | 0.11583 | 319.7 | 4.0107 | 4.0107 | 303.1224 | 303.1224 | 1666.8085 | 12467.7275 |  | 0
1940-04-07 | 0 | 0 | 0 | 0 | -12.5669 | -12.5669 | 1654.2416 | 12373.7274 |  | 0
1940-04-08 | 0 | 0 | 0 | 0 | -12.5669 | -12.5669 | 1641.6748 | 12279.7273 |  | 0
1940-04-09 | 0 | 0 | 0 | 0 | -12.5669 | -12.5669 | 1629.1079 | 12185.7271 |  | 0
1940-04-10 | 0 | 0 | 0 | 0 | -12.5669 | -12.5669 | 1616.541 | 12091.727 |  | 0
1940-04-11 | 0.030833 | 85.1 | 4.0107 | 4.0107 | 68.5224 | 68.5224 | 1685.0635 | 12604.2749 |  | 0
1940-04-12 | 0 | 0 | 0 | 0 | -12.5669 | -12.5669 | 1672.4966 | 12510.2748 |  | 0
1940-04-13 | 0 | 0 | 0 | 0 | -12.5669 | -12.5669 | 1659.9298 | 12416.2747 |  | 0
1940-04-14 | 0 | 0 | 0 | 0 | -12.5669 | -12.5669 | 1647.3629 | 12322.2746 |  | 0
1940-04-15 | 0 | 0 | 0 | 0 | -12.5669 | -12.5669 | 1634.7961 | 12228.2745 |  | 0
1940-04-16 | 0 | 0 | 0 | 0 | -12.5669 | -12.5669 | 1622.2292 | 12134.2744 |  | 0
1940-04-17 | 0.0016667 | 4.6 | 4.0107 | 4.0107 | -11.9776 | -11.9776 | 1610.2516 | 12044.6822 |  | 0
1940-04-18 | 0 | 0 | 0 | 0 | -12.5669 | -12.5669 | 1597.6848 | 11950.6821 |  | 0
1940-04-19 | 0 | 0 | 0 | 0 | -12.5669 | -12.5669 | 1585.1179 | 11856.682 |  | 0
1940-04-20 | 0 | 0 | 0 | 0 | -12.5669 | -12.5669 | 1572.5511 | 11762.6819 |  | 0
1940-04-21 | 0 | 0 | 0 | 0 | -12.5669 | -12.5669 | 1559.9842 | 11668.6818 |  | 0
1940-04-22 | 0 | 0 | 0 | 0 | -12.5669 | -12.5669 | 1547.4173 | 11574.6817 |  | 0
1940-04-23 | 0 | 0 | 0 | 0 | -12.5669 | -12.5669 | 1534.8505 | 11480.6816 |  | 0
1940-04-24 | 0 | 0 | 0 | 0 | -12.5669 | -12.5669 | 1522.2836 | 11386.6814 |  | 0
1940-04-25 | 0 | 0 | 0 | 0 | -12.5669 | -12.5669 | 1509.7168 | 11292.6813 |  | 0
1940-04-26 | 0 | 0 | 0 | 0 | -12.5669 | -12.5669 | 1497.1499 | 11198.6812 |  | 0
1940-04-27 | 0 | 0 | 0 | 0 | -12.5669 | -12.5669 | 1484.583 | 11104.6811 |  | 0
1940-04-28 | 0.060833 | 167.9 | 4.0107 | 4.0107 | 151.3224 | 151.3224 | 1635.9055 | 12236.573 |  | 0
1940-04-29 | 0 | 0 | 0 | 0 | -12.5669 | -12.5669 | 1623.3386 | 12142.5729 |  | 0
1940-04-30 | 0 | 0 | 0 | 0 | -12.5669 | -12.5669 | 1610.7718 | 12048.5728 |  | 0
1940-05-01 | 0 | 0 | 0 | 0 | -12.5669 | -12.5669 | 1598.2049 | 11954.5727 |  | 0
1940-05-02 | 0 | 0 | 0 | 0 | -12.5669 | -12.5669 | 1585.638 | 11860.5725 |  | 0
1940-05-03 | 0 | 0 | 0 | 0 | -12.5669 | -12.5669 | 1573.0712 | 11766.5724 |  | 0
1940-05-04 | 0 | 0 | 0 | 0 | -12.5669 | -12.5669 | 1560.5043 | 11672.5723 |  | 0
1940-05-05 | 0 | 0 | 0 | 0 | -12.5669 | -12.5669 | 1547.9375 | 11578.5722 |  | 0
1940-05-06 | 0 | 0 | 0 | 0 | -12.5669 | -12.5669 | 1535.3706 | 11484.5721 |  | 0
1940-05-07 | 0 | 0 | 0 | 0 | -12.5669 | -12.5669 | 1522.8037 | 11390.572 |  | 0
1940-05-08 | 0.10833 | 299 | 4.0107 | 4.0107 | 282.4224 | 282.4224 | 1805.2262 | 13503.0919 |  | 0
1940-05-09 | 0 | 0 | 0 | 0 | -12.5669 | -12.5669 | 1792.6593 | 13409.0918 |  | 0
1940-05-10 | 0 | 0 | 0 | 0 | -12.5669 | -12.5669 | 1780.0925 | 13315.0916 |  | 0
1940-05-11 | 0 | 0 | 0 | 0 | -12.5669 | -12.5669 | 1767.5256 | 13221.0915 |  | 0
1940-05-12 | 0 | 0 | 0 | 0 | -12.5669 | -12.5669 | 1754.9587 | 13127.0914 |  | 0
1940-05-13 | 0 | 0 | 0 | 0 | -12.5669 | -12.5669 | 1742.3919 | 13033.0913 |  | 0
1940-05-14 | 0 | 0 | 0 | 0 | -12.5669 | -12.5669 | 1729.825 | 12939.0912 |  | 0
1940-05-15 | 0 | 0 | 0 | 0 | -12.5669 | -12.5669 | 1717.2582 | 12845.0911 |  | 0
1940-05-16 | 0 | 0 | 0 | 0 | -12.5669 | -12.5669 | 1704.6913 | 12751.091 |  | 0
1940-05-17 | 0 | 0 | 0 | 0 | -12.5669 | -12.5669 | 1692.1244 | 12657.0909 |  | 0
1940-05-18 | 0 | 0 | 0 | 0 | -12.5669 | -12.5669 | 1679.5576 | 12563.0907 |  | 0
1940-05-19 | 0 | 0 | 0 | 0 | -12.5669 | -12.5669 | 1666.9907 | 12469.0906 |  | 0
1940-05-20 | 0 | 0 | 0 | 0 | -12.5669 | -12.5669 | 1654.4239 | 12375.0905 |  | 0
1940-05-21 | 0 | 0 | 0 | 0 | -12.5669 | -12.5669 | 1641.857 | 12281.0904 |  | 0
1940-05-22 | 0.0125 | 34.5 | 4.0107 | 4.0107 | 17.9224 | 17.9224 | 1659.7795 | 12415.1503 |  | 0
1940-05-23 | 0.049167 | 135.7 | 4.0107 | 4.0107 | 119.1224 | 119.1224 | 1778.9019 | 13306.1862 |  | 0
1940-05-24 | 0.0058333 | 16.1 | 4.0107 | 4.0107 | -0.47756 | -0.47756 | 1778.4243 | 13302.6141 |  | 0
1940-05-25 | 0 | 0 | 0 | 0 | -12.5669 | -12.5669 | 1765.8575 | 13208.614 |  | 0
1940-05-26 | 0.0125 | 34.5 | 4.0107 | 4.0107 | 17.9224 | 17.9224 | 1783.7799 | 13342.6738 |  | 0
1940-05-27 | 0.033333 | 92 | 4.0107 | 4.0107 | 75.4224 | 75.4224 | 1859.2024 | 13906.8337 |  | 0
1940-05-28 | 0.044167 | 121.9 | 4.0107 | 4.0107 | 105.3224 | 105.3224 | 1964.5248 | 14694.6456 |  | 0
1940-05-29 | 0 | 0 | 0 | 0 | -12.5669 | -12.5669 | 1951.958 | 14600.6455 |  | 0
1940-05-30 | 0 | 0 | 0 | 0 | -12.5669 | -12.5669 | 1939.3911 | 14506.6454 |  | 0
1940-05-31 | 0.0033333 | 9.2 | 4.0107 | 4.0107 | -7.3776 | -7.3776 | 1932.0135 | 14451.4613 |  | 0
1940-06-01 | 0 | 0 | 0 | 0 | -12.5669 | -12.5669 | 1919.4467 | 14357.4612 |  | 0
1940-06-02 | 0 | 0 | 0 | 0 | -12.5669 | -12.5669 | 1906.8798 | 14263.461 |  | 0
1940-06-03 | 0 | 0 | 0 | 0 | -12.5669 | -12.5669 | 1894.313 | 14169.4609 |  | 0
1940-06-04 | 0 | 0 | 0 | 0 | -12.5669 | -12.5669 | 1881.7461 | 14075.4608 |  | 0
1940-06-05 | 0 | 0 | 0 | 0 | -12.5669 | -12.5669 | 1869.1792 | 13981.4607 |  | 0
1940-06-06 | 0 | 0 | 0 | 0 | -12.5669 | -12.5669 | 1856.6124 | 13887.4606 |  | 0
1940-06-07 | 0 | 0 | 0 | 0 | -12.5669 | -12.5669 | 1844.0455 | 13793.4605 |  | 0
1940-06-08 | 0 | 0 | 0 | 0 | -12.5669 | -12.5669 | 1831.4787 | 13699.4604 |  | 0
1940-06-09 | 0.021667 | 59.8 | 4.0107 | 4.0107 | 43.2224 | 43.2224 | 1874.7011 | 14022.7643 |  | 0
1940-06-10 | 0.059167 | 163.3 | 4.0107 | 4.0107 | 146.7224 | 146.7224 | 2021.4235 | 15120.2481 |  | 0
1940-06-11 | 0 | 0 | 0 | 0 | -12.5669 | -12.5669 | 2008.8567 | 15026.248 |  | 0
1940-06-12 | 0 | 0 | 0 | 0 | -12.5669 | -12.5669 | 1996.2898 | 14932.2479 |  | 0
1940-06-13 | 0.0016667 | 4.6 | 4.0107 | 4.0107 | -11.9776 | -11.9776 | 1984.3123 | 14842.6558 |  | 0
1940-06-14 | 0 | 0 | 0 | 0 | -12.5669 | -12.5669 | 1971.7454 | 14748.6557 |  | 0
1940-06-15 | 0 | 0 | 0 | 0 | -12.5669 | -12.5669 | 1959.1786 | 14654.6556 |  | 0
1940-06-16 | 0.0425 | 117.3 | 4.0107 | 4.0107 | 100.7224 | 100.7224 | 2059.901 | 15408.0595 |  | 0
1940-06-17 | 0.026667 | 73.6 | 4.0107 | 4.0107 | 57.0224 | 57.0224 | 2116.9234 | 15834.5874 |  | 0
1940-06-18 | 0 | 0 | 0 | 0 | -12.5669 | -12.5669 | 2104.3566 | 15740.5872 |  | 0
1940-06-19 | 0 | 0 | 0 | 0 | -12.5669 | -12.5669 | 2091.7897 | 15646.5871 |  | 0
1940-06-20 | 0 | 0 | 0 | 0 | -12.5669 | -12.5669 | 2079.2229 | 15552.587 |  | 0
1940-06-21 | 0 | 0 | 0 | 0 | -12.5669 | -12.5669 | 2066.656 | 15458.5869 |  | 0
1940-06-22 | 0 | 0 | 0 | 0 | -12.5669 | -12.5669 | 2054.0891 | 15364.5868 |  | 0
1940-06-23 | 0 | 0 | 0 | 0 | -12.5669 | -12.5669 | 2041.5223 | 15270.5867 |  | 0
1940-06-24 | 0.115 | 317.4 | 4.0107 | 4.0107 | 300.8224 | 300.8224 | 2342.3447 | 17520.7386 |  | 0
1940-06-25 | 0 | 0 | 0 | 0 | -12.5669 | -12.5669 | 2329.7779 | 17426.7385 |  | 0
1940-06-26 | 0 | 0 | 0 | 0 | -12.5669 | -12.5669 | 2317.211 | 17332.7383 |  | 0
1940-06-27 | 0 | 0 | 0 | 0 | -12.5669 | -12.5669 | 2304.6441 | 17238.7382 |  | 0
1940-06-28 | 0 | 0 | 0 | 0 | -12.5669 | -12.5669 | 2292.0773 | 17144.7381 |  | 0
1940-06-29 | 0 | 0 | 0 | 0 | -12.5669 | -12.5669 | 2279.5104 | 17050.738 |  | 0
1940-06-30 | 0 | 0 | 0 | 0 | -12.5669 | -12.5669 | 2266.9436 | 16956.7379 |  | 0
1940-07-01 | 0 | 0 | 0 | 0 | -12.5669 | -12.5669 | 2254.3767 | 16862.7378 |  | 0
1940-07-02 | 0 | 0 | 0 | 0 | -12.5669 | -12.5669 | 2241.8098 | 16768.7377 |  | 0
1940-07-03 | 0.010833 | 29.9 | 4.0107 | 4.0107 | 13.3224 | 13.3224 | 2255.1323 | 16868.3896 |  | 0
1940-07-04 | 0 | 0 | 0 | 0 | -12.5669 | -12.5669 | 2242.5654 | 16774.3894 |  | 0
1940-07-05 | 0 | 0 | 0 | 0 | -12.5669 | -12.5669 | 2229.9986 | 16680.3893 |  | 0
1940-07-06 | 0 | 0 | 0 | 0 | -12.5669 | -12.5669 | 2217.4317 | 16586.3892 |  | 0
1940-07-07 | 0 | 0 | 0 | 0 | -12.5669 | -12.5669 | 2204.8649 | 16492.3891 |  | 0
1940-07-08 | 0 | 0 | 0 | 0 | -12.5669 | -12.5669 | 2192.298 | 16398.389 |  | 0
1940-07-09 | 0 | 0 | 0 | 0 | -12.5669 | -12.5669 | 2179.7311 | 16304.3889 |  | 0
1940-07-10 | 0 | 0 | 0 | 0 | -12.5669 | -12.5669 | 2167.1643 | 16210.3888 |  | 0
1940-07-11 | 0 | 0 | 0 | 0 | -12.5669 | -12.5669 | 2154.5974 | 16116.3887 |  | 0
1940-07-12 | 0.13667 | 377.2 | 4.0107 | 4.0107 | 360.6224 | 360.6224 | 2515.2199 | 18813.8445 |  | 0
1940-07-13 | 0 | 0 | 0 | 0 | -12.5669 | -12.5669 | 2502.653 | 18719.8444 |  | 0
1940-07-14 | 0 | 0 | 0 | 0 | -12.5669 | -12.5669 | 2490.0861 | 18625.8443 |  | 0
1940-07-15 | 0 | 0 | 0 | 0 | -12.5669 | -12.5669 | 2477.5193 | 18531.8442 |  | 0
1940-07-17 | 0 | 0 | 0 | 0 | -12.5669 | -12.5669 | 2464.9524 | 18437.8441 |  | 0
1940-07-18 | 0 | 0 | 0 | 0 | -12.5669 | -12.5669 | 2452.3856 | 18343.844 |  | 0
1940-07-19 | 0 | 0 | 0 | 0 | -12.5669 | -12.5669 | 2439.8187 | 18249.8439 |  | 0
1940-07-20 | 0 | 0 | 0 | 0 | -12.5669 | -12.5669 | 2427.2518 | 18155.8437 |  | 0
1940-07-21 | 0.04 | 110.4 | 4.0107 | 4.0107 | 93.8224 | 93.8224 | 2521.0743 | 18857.6356 |  | 0
1940-07-22 | 0 | 0 | 0 | 0 | -12.5669 | -12.5669 | 2508.5074 | 18763.6355 |  | 0
1940-07-23 | 0 | 0 | 0 | 0 | -12.5669 | -12.5669 | 2495.9406 | 18669.6354 |  | 0
1940-07-24 | 0 | 0 | 0 | 0 | -12.5669 | -12.5669 | 2483.3737 | 18575.6353 |  | 0
1940-07-25 | 0 | 0 | 0 | 0 | -12.5669 | -12.5669 | 2470.8068 | 18481.6352 |  | 0
1940-07-26 | 0 | 0 | 0 | 0 | -12.5669 | -12.5669 | 2458.24 | 18387.6351 |  | 0
1940-07-28 | 0 | 0 | 0 | 0 | -12.5669 | -12.5669 | 2445.6731 | 18293.635 |  | 0
1940-07-29 | 0 | 0 | 0 | 0 | -12.5669 | -12.5669 | 2433.1063 | 18199.6348 |  | 0
1940-07-30 | 0 | 0 | 0 | 0 | -12.5669 | -12.5669 | 2420.5394 | 18105.6347 |  | 0
1940-07-31 | 0 | 0 | 0 | 0 | -12.5669 | -12.5669 | 2407.9725 | 18011.6346 |  | 0
1940-08-01 | 0 | 0 | 0 | 0 | -12.5669 | -12.5669 | 2395.4057 | 17917.6345 |  | 0
1940-08-02 | 0 | 0 | 0 | 0 | -12.5669 | -12.5669 | 2382.8388 | 17823.6344 |  | 0
1940-08-03 | 0 | 0 | 0 | 0 | -12.5669 | -12.5669 | 2370.272 | 17729.6343 |  | 0
1940-08-04 | 0.033333 | 92 | 4.0107 | 4.0107 | 75.4224 | 75.4224 | 2445.6944 | 18293.7942 |  | 0
1940-08-05 | 0 | 0 | 0 | 0 | -12.5669 | -12.5669 | 2433.1275 | 18199.7941 |  | 0
1940-08-06 | 0 | 0 | 0 | 0 | -12.5669 | -12.5669 | 2420.5607 | 18105.7939 |  | 0
1940-08-07 | 0 | 0 | 0 | 0 | -12.5669 | -12.5669 | 2407.9938 | 18011.7938 |  | 0
1940-08-08 | 0 | 0 | 0 | 0 | -12.5669 | -12.5669 | 2395.427 | 17917.7937 |  | 0
1940-08-09 | 0 | 0 | 0 | 0 | -12.5669 | -12.5669 | 2382.8601 | 17823.7936 |  | 0
1940-08-10 | 0 | 0 | 0 | 0 | -12.5669 | -12.5669 | 2370.2932 | 17729.7935 |  | 0
1940-08-11 | 0 | 0 | 0 | 0 | -12.5669 | -12.5669 | 2357.7264 | 17635.7934 |  | 0
1940-08-12 | 0 | 0 | 0 | 0 | -12.5669 | -12.5669 | 2345.1595 | 17541.7933 |  | 0
1940-08-13 | 0.0025 | 6.9 | 4.0107 | 4.0107 | -9.6776 | -9.6776 | 2335.482 | 17469.4052 |  | 0
1940-08-14 | 0.045 | 124.2 | 4.0107 | 4.0107 | 107.6224 | 107.6224 | 2443.1044 | 18274.421 |  | 0
1940-08-15 | 0.175 | 483 | 4.0107 | 4.0107 | 466.4224 | 466.4224 | 2909.5269 | 21763.2609 |  | 0
1940-08-16 | 0.056667 | 156.4 | 4.0107 | 4.0107 | 139.8224 | 139.8224 | 3049.3493 | 22809.1328 |  | 0
1940-08-17 | 0 | 0 | 0 | 0 | -12.5669 | -12.5669 | 3036.7824 | 22715.1327 |  | 0
1940-08-18 | 0 | 0 | 0 | 0 | -12.5669 | -12.5669 | 3024.2156 | 22621.1326 |  | 0
1940-08-19 | 0 | 0 | 0 | 0 | -12.5669 | -12.5669 | 3011.6487 | 22527.1325 |  | 0
1940-08-20 | 0 | 0 | 0 | 0 | -12.5669 | -12.5669 | 2999.0819 | 22433.1324 |  | 0
1940-08-21 | 0 | 0 | 0 | 0 | -12.5669 | -12.5669 | 2986.515 | 22339.1323 |  | 0
1940-08-22 | 0 | 0 | 0 | 0 | -12.5669 | -12.5669 | 2973.9481 | 22245.1321 |  | 0
1940-08-23 | 0 | 0 | 0 | 0 | -12.5669 | -12.5669 | 2961.3813 | 22151.132 |  | 0
1940-08-24 | 0 | 0 | 0 | 0 | -12.5669 | -12.5669 | 2948.8144 | 22057.1319 |  | 0
1940-08-25 | 0 | 0 | 0 | 0 | -12.5669 | -12.5669 | 2936.2476 | 21963.1318 |  | 0
1940-08-26 | 0.0016667 | 4.6 | 4.0107 | 4.0107 | -11.9776 | -11.9776 | 2924.27 | 21873.5397 |  | 0
1940-08-27 | 0 | 0 | 0 | 0 | -12.5669 | -12.5669 | 2911.7032 | 21779.5396 |  | 0
1940-08-28 | 0 | 0 | 0 | 0 | -12.5669 | -12.5669 | 2899.1363 | 21685.5395 |  | 0
1940-08-29 | 0 | 0 | 0 | 0 | -12.5669 | -12.5669 | 2886.5694 | 21591.5393 |  | 0
1940-08-30 | 0 | 0 | 0 | 0 | -12.5669 | -12.5669 | 2874.0026 | 21497.5392 |  | 0
1940-08-31 | 0 | 0 | 0 | 0 | -12.5669 | -12.5669 | 2861.4357 | 21403.5391 |  | 0
1940-09-01 | 0.01 | 27.6 | 4.0107 | 4.0107 | 11.0224 | 11.0224 | 2872.4582 | 21485.987 |  | 0
1940-09-02 | 0.0041667 | 11.5 | 4.0107 | 4.0107 | -5.0776 | -5.0776 | 2867.3806 | 21448.0069 |  | 0
1940-09-03 | 0.025 | 69 | 4.0107 | 4.0107 | 52.4224 | 52.4224 | 2919.803 | 21840.1268 |  | 0
1940-09-04 | 0 | 0 | 0 | 0 | -12.5669 | -12.5669 | 2907.2362 | 21746.1267 |  | 0
1940-09-05 | 0 | 0 | 0 | 0 | -12.5669 | -12.5669 | 2894.6693 | 21652.1266 |  | 0
1940-09-06 | 0 | 0 | 0 | 0 | -12.5669 | -12.5669 | 2882.1025 | 21558.1264 |  | 0
1940-09-07 | 0 | 0 | 0 | 0 | -12.5669 | -12.5669 | 2869.5356 | 21464.1263 |  | 0
1940-09-08 | 0 | 0 | 0 | 0 | -12.5669 | -12.5669 | 2856.9687 | 21370.1262 |  | 0
1940-09-09 | 0 | 0 | 0 | 0 | -12.5669 | -12.5669 | 2844.4019 | 21276.1261 |  | 0
1940-09-10 | 0 | 0 | 0 | 0 | -12.5669 | -12.5669 | 2831.835 | 21182.126 |  | 0
1940-09-11 | 0 | 0 | 0 | 0 | -12.5669 | -12.5669 | 2819.2682 | 21088.1259 |  | 0
1940-09-12 | 0 | 0 | 0 | 0 | -12.5669 | -12.5669 | 2806.7013 | 20994.1258 |  | 0
1940-09-13 | 0 | 0 | 0 | 0 | -12.5669 | -12.5669 | 2794.1344 | 20900.1257 |  | 0
1940-09-14 | 0 | 0 | 0 | 0 | -12.5669 | -12.5669 | 2781.5676 | 20806.1255 |  | 0
1940-09-15 | 0 | 0 | 0 | 0 | -12.5669 | -12.5669 | 2769.0007 | 20712.1254 |  | 0
1940-09-16 | 0 | 0 | 0 | 0 | -12.5669 | -12.5669 | 2756.4339 | 20618.1253 |  | 0
1940-09-17 | 0 | 0 | 0 | 0 | -12.5669 | -12.5669 | 2743.867 | 20524.1252 |  | 0
1940-09-18 | 0 | 0 | 0 | 0 | -12.5669 | -12.5669 | 2731.3001 | 20430.1251 |  | 0
1940-09-19 | 0 | 0 | 0 | 0 | -12.5669 | -12.5669 | 2718.7333 | 20336.125 |  | 0
1940-09-20 | 0 | 0 | 0 | 0 | -12.5669 | -12.5669 | 2706.1664 | 20242.1249 |  | 0
1940-09-21 | 0 | 0 | 0 | 0 | -12.5669 | -12.5669 | 2693.5996 | 20148.1248 |  | 0
1940-09-22 | 0.095833 | 264.5 | 4.0107 | 4.0107 | 247.9224 | 247.9224 | 2941.522 | 22002.5846 |  | 0
1940-09-23 | 0 | 0 | 0 | 0 | -12.5669 | -12.5669 | 2928.9552 | 21908.5845 |  | 0
1940-09-24 | 0.03 | 82.8 | 4.0107 | 4.0107 | 66.2224 | 66.2224 | 2995.1776 | 22403.9284 |  | 0
1940-09-25 | 0 | 0 | 0 | 0 | -12.5669 | -12.5669 | 2982.6107 | 22309.9283 |  | 0
1940-09-26 | 0 | 0 | 0 | 0 | -12.5669 | -12.5669 | 2970.0439 | 22215.9282 |  | 0
1940-09-27 | 0 | 0 | 0 | 0 | -12.5669 | -12.5669 | 2957.477 | 22121.9281 |  | 0
1940-09-28 | 0 | 0 | 0 | 0 | -12.5669 | -12.5669 | 2944.9102 | 22027.928 |  | 0
1940-09-29 | 0 | 0 | 0 | 0 | -12.5669 | -12.5669 | 2932.3433 | 21933.9279 |  | 0
1940-09-30 | 0 | 0 | 0 | 0 | -12.5669 | -12.5669 | 2919.7764 | 21839.9277 |  | 0
1940-10-01 | 0 | 0 | 0 | 0 | -12.5669 | -12.5669 | 2907.2096 | 21745.9276 |  | 0
1940-10-02 | 0 | 0 | 0 | 0 | -12.5669 | -12.5669 | 2894.6427 | 21651.9275 |  | 0
1940-10-03 | 0 | 0 | 0 | 0 | -12.5669 | -12.5669 | 2882.0759 | 21557.9274 |  | 0
1940-10-04 | 0 | 0 | 0 | 0 | -12.5669 | -12.5669 | 2869.509 | 21463.9273 |  | 0
1940-10-05 | 0 | 0 | 0 | 0 | -12.5669 | -12.5669 | 2856.9421 | 21369.9272 |  | 0
1940-10-06 | 0 | 0 | 0 | 0 | -12.5669 | -12.5669 | 2844.3753 | 21275.9271 |  | 0
1940-10-07 | 0 | 0 | 0 | 0 | -12.5669 | -12.5669 | 2831.8084 | 21181.9269 |  | 0
1940-10-08 | 0 | 0 | 0 | 0 | -12.5669 | -12.5669 | 2819.2416 | 21087.9268 |  | 0
1940-10-09 | 0 | 0 | 0 | 0 | -12.5669 | -12.5669 | 2806.6747 | 20993.9267 |  | 0
1940-10-10 | 0 | 0 | 0 | 0 | -12.5669 | -12.5669 | 2794.1078 | 20899.9266 |  | 0
1940-10-11 | 0 | 0 | 0 | 0 | -12.5669 | -12.5669 | 2781.541 | 20805.9265 |  | 0
1940-10-12 | 0 | 0 | 0 | 0 | -12.5669 | -12.5669 | 2768.9741 | 20711.9264 |  | 0
1940-10-13 | 0 | 0 | 0 | 0 | -12.5669 | -12.5669 | 2756.4073 | 20617.9263 |  | 0
1940-10-14 | 0.0125 | 34.5 | 4.0107 | 4.0107 | 17.9224 | 17.9224 | 2774.3297 | 20751.9862 |  | 0
1940-10-15 | 0 | 0 | 0 | 0 | -12.5669 | -12.5669 | 2761.7628 | 20657.986 |  | 0
1940-10-16 | 0 | 0 | 0 | 0 | -12.5669 | -12.5669 | 2749.196 | 20563.9859 |  | 0
1940-10-17 | 0 | 0 | 0 | 0 | -12.5669 | -12.5669 | 2736.6291 | 20469.9858 |  | 0
1940-10-18 | 0 | 0 | 0 | 0 | -12.5669 | -12.5669 | 2724.0623 | 20375.9857 |  | 0
1940-10-19 | 0 | 0 | 0 | 0 | -12.5669 | -12.5669 | 2711.4954 | 20281.9856 |  | 0
1940-10-20 | 0 | 0 | 0 | 0 | -12.5669 | -12.5669 | 2698.9285 | 20187.9855 |  | 0
1940-10-21 | 0 | 0 | 0 | 0 | -12.5669 | -12.5669 | 2686.3617 | 20093.9854 |  | 0
1940-10-22 | 0 | 0 | 0 | 0 | -12.5669 | -12.5669 | 2673.7948 | 19999.9853 |  | 0
1940-10-23 | 0 | 0 | 0 | 0 | -12.5669 | -12.5669 | 2661.228 | 19905.9851 |  | 0
1940-10-24 | 0 | 0 | 0 | 0 | -12.5669 | -12.5669 | 2648.6611 | 19811.985 |  | 0
1940-10-25 | 0 | 0 | 0 | 0 | -12.5669 | -12.5669 | 2636.0942 | 19717.9849 |  | 0
1940-10-26 | 0 | 0 | 0 | 0 | -12.5669 | -12.5669 | 2623.5274 | 19623.9848 |  | 0
1940-10-27 | 0 | 0 | 0 | 0 | -12.5669 | -12.5669 | 2610.9605 | 19529.9847 |  | 0
1940-10-28 | 0.044167 | 121.9 | 4.0107 | 4.0107 | 105.3224 | 105.3224 | 2716.283 | 20317.7966 |  | 0
1940-10-29 | 0 | 0 | 0 | 0 | -12.5669 | -12.5669 | 2703.7161 | 20223.7965 |  | 0
1940-10-30 | 0 | 0 | 0 | 0 | -12.5669 | -12.5669 | 2691.1492 | 20129.7964 |  | 0
1940-10-31 | 0.091667 | 253 | 4.0107 | 4.0107 | 236.4224 | 236.4224 | 2927.5717 | 21898.2362 |  | 0
1940-11-01 | 0 | 0 | 0 | 0 | -12.5669 | -12.5669 | 2915.0048 | 21804.2361 |  | 0
1940-11-02 | 0 | 0 | 0 | 0 | -12.5669 | -12.5669 | 2902.438 | 21710.236 |  | 0
1940-11-03 | 0 | 0 | 0 | 0 | -12.5669 | -12.5669 | 2889.8711 | 21616.2359 |  | 0
1940-11-04 | 0 | 0 | 0 | 0 | -12.5669 | -12.5669 | 2877.3043 | 21522.2358 |  | 0
1940-11-05 | 0 | 0 | 0 | 0 | -12.5669 | -12.5669 | 2864.7374 | 21428.2357 |  | 0
1940-11-06 | 0 | 0 | 0 | 0 | -12.5669 | -12.5669 | 2852.1705 | 21334.2356 |  | 0
1940-11-07 | 0 | 0 | 0 | 0 | -12.5669 | -12.5669 | 2839.6037 | 21240.2355 |  | 0
1940-11-08 | 0.0016667 | 4.6 | 4.0107 | 4.0107 | -11.9776 | -11.9776 | 2827.6261 | 21150.6433 |  | 0
1940-11-09 | 0.035 | 96.6 | 4.0107 | 4.0107 | 80.0224 | 80.0224 | 2907.6486 | 21749.2112 |  | 0
1940-11-10 | 0 | 0 | 0 | 0 | -12.5669 | -12.5669 | 2895.0817 | 21655.2111 |  | 0
1940-11-11 | 0 | 0 | 0 | 0 | -12.5669 | -12.5669 | 2882.5148 | 21561.211 |  | 0
1940-11-12 | 0 | 0 | 0 | 0 | -12.5669 | -12.5669 | 2869.948 | 21467.2109 |  | 0
1940-11-13 | 0 | 0 | 0 | 0 | -12.5669 | -12.5669 | 2857.3811 | 21373.2108 |  | 0
1940-11-14 | 0 | 0 | 0 | 0 | -12.5669 | -12.5669 | 2844.8143 | 21279.2107 |  | 0
1940-11-15 | 0 | 0 | 0 | 0 | -12.5669 | -12.5669 | 2832.2474 | 21185.2106 |  | 0
1940-11-16 | 0 | 0 | 0 | 0 | -12.5669 | -12.5669 | 2819.6805 | 21091.2104 |  | 0
1940-11-17 | 0 | 0 | 0 | 0 | -12.5669 | -12.5669 | 2807.1137 | 20997.2103 |  | 0
1940-11-18 | 0 | 0 | 0 | 0 | -12.5669 | -12.5669 | 2794.5468 | 20903.2102 |  | 0
1940-11-19 | 0 | 0 | 0 | 0 | -12.5669 | -12.5669 | 2781.98 | 20809.2101 |  | 0
1940-11-20 | 0.0091667 | 25.3 | 4.0107 | 4.0107 | 8.7224 | 8.7224 | 2790.7024 | 20874.454 |  | 0
1940-11-21 | 0.015833 | 43.7 | 4.0107 | 4.0107 | 27.1224 | 27.1224 | 2817.8248 | 21077.3299 |  | 0
1940-11-22 | 0.010833 | 29.9 | 4.0107 | 4.0107 | 13.3224 | 13.3224 | 2831.1473 | 21176.9818 |  | 0
1940-11-23 | 0.065833 | 181.7 | 4.0107 | 4.0107 | 165.1224 | 165.1224 | 2996.2697 | 22412.0976 |  | 0
1940-11-24 | 0.0058333 | 16.1 | 4.0107 | 4.0107 | -0.47756 | -0.47756 | 2995.7922 | 22408.5255 |  | 0
1940-11-25 | 0.085 | 234.6 | 4.0107 | 4.0107 | 218.0224 | 218.0224 | 3213.8146 | 24039.3334 |  | 0
1940-11-26 | 0.0066667 | 18.4 | 4.0107 | 4.0107 | 1.8224 | 1.8224 | 3215.6371 | 24052.9653 |  | 0
1940-11-27 | 0 | 0 | 0 | 0 | -12.5669 | -12.5669 | 3203.0702 | 23958.9652 |  | 0
1940-11-28 | 0 | 0 | 0 | 0 | -12.5669 | -12.5669 | 3190.5034 | 23864.9651 |  | 0
1940-11-29 | 0 | 0 | 0 | 0 | -12.5669 | -12.5669 | 3177.9365 | 23770.965 |  | 0
1940-11-30 | 0 | 0 | 0 | 0 | -12.5669 | -12.5669 | 3165.3696 | 23676.9649 |  | 0
1940-12-01 | 0 | 0 | 0 | 0 | -12.5669 | -12.5669 | 3152.8028 | 23582.9647 |  | 0
1940-12-02 | 0 | 0 | 0 | 0 | -12.5669 | -12.5669 | 3140.2359 | 23488.9646 |  | 0
1940-12-03 | 0 | 0 | 0 | 0 | -12.5669 | -12.5669 | 3127.6691 | 23394.9645 |  | 0
1940-12-04 | 0 | 0 | 0 | 0 | -12.5669 | -12.5669 | 3115.1022 | 23300.9644 |  | 0
1940-12-05 | 0 | 0 | 0 | 0 | -12.5669 | -12.5669 | 3102.5353 | 23206.9643 |  | 0
1940-12-06 | 0.0016667 | 4.6 | 4.0107 | 4.0107 | -11.9776 | -11.9776 | 3090.5578 | 23117.3722 |  | 0
1940-12-07 | 0 | 0 | 0 | 0 | -12.5669 | -12.5669 | 3077.9909 | 23023.3721 |  | 0
1940-12-08 | 0 | 0 | 0 | 0 | -12.5669 | -12.5669 | 3065.4241 | 22929.372 |  | 0
1940-12-09 | 0 | 0 | 0 | 0 | -12.5669 | -12.5669 | 3052.8572 | 22835.3718 |  | 0
1940-12-10 | 0 | 0 | 0 | 0 | -12.5669 | -12.5669 | 3040.2903 | 22741.3717 |  | 0
1940-12-11 | 0.018333 | 50.6 | 4.0107 | 4.0107 | 34.0224 | 34.0224 | 3074.3128 | 22995.8596 |  | 0
1940-12-12 | 0.0016667 | 4.6 | 4.0107 | 4.0107 | -11.9776 | -11.9776 | 3062.3352 | 22906.2675 |  | 0
1940-12-13 | 0.0033333 | 9.2 | 4.0107 | 4.0107 | -7.3776 | -7.3776 | 3054.9577 | 22851.0834 |  | 0
1940-12-14 | 0.0033333 | 9.2 | 4.0107 | 4.0107 | -7.3776 | -7.3776 | 3047.5801 | 22795.8993 |  | 0
1940-12-15 | 0.07 | 193.2 | 4.0107 | 4.0107 | 176.6224 | 176.6224 | 3224.2026 | 24117.0352 |  | 0
1940-12-16 | 0 | 0 | 0 | 0 | -12.5669 | -12.5669 | 3211.6357 | 24023.0351 |  | 0
1940-12-17 | 0 | 0 | 0 | 0 | -12.5669 | -12.5669 | 3199.0688 | 23929.0349 |  | 0
1940-12-18 | 0 | 0 | 0 | 0 | -12.5669 | -12.5669 | 3186.502 | 23835.0348 |  | 0
1940-12-19 | 0 | 0 | 0 | 0 | -12.5669 | -12.5669 | 3173.9351 | 23741.0347 |  | 0
1940-12-20 | 0 | 0 | 0 | 0 | -12.5669 | -12.5669 | 3161.3683 | 23647.0346 |  | 0
1940-12-21 | 0 | 0 | 0 | 0 | -12.5669 | -12.5669 | 3148.8014 | 23553.0345 |  | 0
1940-12-22 | 0 | 0 | 0 | 0 | -12.5669 | -12.5669 | 3136.2345 | 23459.0344 |  | 0
1940-12-23 | 0 | 0 | 0 | 0 | -12.5669 | -12.5669 | 3123.6677 | 23365.0343 |  | 0
1940-12-24 | 0 | 0 | 0 | 0 | -12.5669 | -12.5669 | 3111.1008 | 23271.0342 |  | 0
1940-12-25 | 0.00083333 | 2.3 | 4.0107 | 2.3 | -12.5669 | -12.5669 | 3098.534 | 23177.034 |  | 0
1940-12-26 | 0.051667 | 142.6 | 4.0107 | 4.0107 | 126.0224 | 126.0224 | 3224.5564 | 24119.6819 |  | 0
1940-12-27 | 0.00083333 | 2.3 | 4.0107 | 2.3 | -12.5669 | -12.5669 | 3211.9895 | 24025.6818 |  | 0
1940-12-28 | 0 | 0 | 0 | 0 | -12.5669 | -12.5669 | 3199.4227 | 23931.6817 |  | 0
1940-12-29 | 0 | 0 | 0 | 0 | -12.5669 | -12.5669 | 3186.8558 | 23837.6816 |  | 0
1940-12-30 | 0 | 0 | 0 | 0 | -12.5669 | -12.5669 | 3174.289 | 23743.6815 |  | 0
1940-12-31 | 0 | 0 | 0 | 0 | -12.5669 | -12.5669 | 3161.7221 | 23649.6814 |  | 0
1941-01-01 | 0.0016667 | 4.6 | 4.0107 | 4.0107 | -11.9776 | -11.9776 | 3149.7446 | 23560.0892 |  | 0
1941-01-02 | 0 | 0 | 0 | 0 | -12.5669 | -12.5669 | 3137.1777 | 23466.0891 |  | 0
1941-01-03 | 0 | 0 | 0 | 0 | -12.5669 | -12.5669 | 3124.6108 | 23372.089 |  | 0
1941-01-04 | 0 | 0 | 0 | 0 | -12.5669 | -12.5669 | 3112.044 | 23278.0889 |  | 0
1941-01-05 | 0 | 0 | 0 | 0 | -12.5669 | -12.5669 | 3099.4771 | 23184.0888 |  | 0
1941-01-06 | 0.026667 | 73.6 | 4.0107 | 4.0107 | 57.0224 | 57.0224 | 3156.4996 | 23610.6167 |  | 0
1941-01-07 | 0.0016667 | 4.6 | 4.0107 | 4.0107 | -11.9776 | -11.9776 | 3144.522 | 23521.0246 |  | 0
1941-01-08 | 0 | 0 | 0 | 0 | -12.5669 | -12.5669 | 3131.9551 | 23427.0245 |  | 0
1941-01-09 | 0 | 0 | 0 | 0 | -12.5669 | -12.5669 | 3119.3883 | 23333.0243 |  | 0
1941-01-10 | 0 | 0 | 0 | 0 | -12.5669 | -12.5669 | 3106.8214 | 23239.0242 |  | 0
1941-01-11 | 0 | 0 | 0 | 0 | -12.5669 | -12.5669 | 3094.2546 | 23145.0241 |  | 0
1941-01-12 | 0 | 0 | 0 | 0 | -12.5669 | -12.5669 | 3081.6877 | 23051.024 |  | 0
1941-01-13 | 0.0091667 | 25.3 | 4.0107 | 4.0107 | 8.7224 | 8.7224 | 3090.4101 | 23116.2679 |  | 0
1941-01-14 | 0.0041667 | 11.5 | 4.0107 | 4.0107 | -5.0776 | -5.0776 | 3085.3326 | 23078.2878 |  | 0
1941-01-15 | 0 | 0 | 0 | 0 | -12.5669 | -12.5669 | 3072.7657 | 22984.2877 |  | 0
1941-01-16 | 0.0066667 | 18.4 | 4.0107 | 4.0107 | 1.8224 | 1.8224 | 3074.5882 | 22997.9196 |  | 0
1941-01-17 | 0 | 0 | 0 | 0 | -12.5669 | -12.5669 | 3062.0213 | 22903.9194 |  | 0
1941-01-18 | 0 | 0 | 0 | 0 | -12.5669 | -12.5669 | 3049.4545 | 22809.9193 |  | 0
1941-01-19 | 0 | 0 | 0 | 0 | -12.5669 | -12.5669 | 3036.8876 | 22715.9192 |  | 0
1941-01-20 | 0 | 0 | 0 | 0 | -12.5669 | -12.5669 | 3024.3207 | 22621.9191 |  | 0
1941-01-21 | 0 | 0 | 0 | 0 | -12.5669 | -12.5669 | 3011.7539 | 22527.919 |  | 0
1941-01-22 | 0 | 0 | 0 | 0 | -12.5669 | -12.5669 | 2999.187 | 22433.9189 |  | 0
1941-01-23 | 0 | 0 | 0 | 0 | -12.5669 | -12.5669 | 2986.6202 | 22339.9188 |  | 0
1941-01-24 | 0 | 0 | 0 | 0 | -12.5669 | -12.5669 | 2974.0533 | 22245.9187 |  | 0
1941-01-25 | 0 | 0 | 0 | 0 | -12.5669 | -12.5669 | 2961.4864 | 22151.9185 |  | 0
1941-01-26 | 0 | 0 | 0 | 0 | -12.5669 | -12.5669 | 2948.9196 | 22057.9184 |  | 0
1941-01-27 | 0 | 0 | 0 | 0 | -12.5669 | -12.5669 | 2936.3527 | 21963.9183 |  | 0
1941-01-28 | 0 | 0 | 0 | 0 | -12.5669 | -12.5669 | 2923.7859 | 21869.9182 |  | 0
1941-01-29 | 0 | 0 | 0 | 0 | -12.5669 | -12.5669 | 2911.219 | 21775.9181 |  | 0
1941-01-30 | 0 | 0 | 0 | 0 | -12.5669 | -12.5669 | 2898.6521 | 21681.918 |  | 0
1941-01-31 | 0.098333 | 271.4 | 4.0107 | 4.0107 | 254.8224 | 254.8224 | 3153.4746 | 23587.9899 |  | 0
1941-02-01 | 0.066667 | 184 | 4.0107 | 4.0107 | 167.4224 | 167.4224 | 3320.897 | 24840.3098 |  | 0
1941-02-02 | 0.0016667 | 4.6 | 4.0107 | 4.0107 | -11.9776 | -11.9776 | 3308.9195 | 24750.7176 |  | 0
1941-02-03 | 0 | 0 | 0 | 0 | -12.5669 | -12.5669 | 3296.3526 | 24656.7175 |  | 0
1941-02-04 | 0 | 0 | 0 | 0 | -12.5669 | -12.5669 | 3283.7858 | 24562.7174 |  | 0
1941-02-05 | 0 | 0 | 0 | 0 | -12.5669 | -12.5669 | 3271.2189 | 24468.7173 |  | 0
1941-02-06 | 0 | 0 | 0 | 0 | -12.5669 | -12.5669 | 3258.652 | 24374.7172 |  | 0
1941-02-07 | 0 | 0 | 0 | 0 | -12.5669 | -12.5669 | 3246.0852 | 24280.7171 |  | 0
1941-02-08 | 0 | 0 | 0 | 0 | -12.5669 | -12.5669 | 3233.5183 | 24186.717 |  | 0
1941-02-09 | 0 | 0 | 0 | 0 | -12.5669 | -12.5669 | 3220.9515 | 24092.7168 |  | 0
1941-02-10 | 0 | 0 | 0 | 0 | -12.5669 | -12.5669 | 3208.3846 | 23998.7167 |  | 0
1941-02-11 | 0 | 0 | 0 | 0 | -12.5669 | -12.5669 | 3195.8177 | 23904.7166 |  | 0
1941-02-12 | 0 | 0 | 0 | 0 | -12.5669 | -12.5669 | 3183.2509 | 23810.7165 |  | 0
1941-02-13 | 0 | 0 | 0 | 0 | -12.5669 | -12.5669 | 3170.684 | 23716.7164 |  | 0
1941-02-14 | 0 | 0 | 0 | 0 | -12.5669 | -12.5669 | 3158.1172 | 23622.7163 |  | 0
1941-02-15 | 0 | 0 | 0 | 0 | -12.5669 | -12.5669 | 3145.5503 | 23528.7162 |  | 0
1941-02-16 | 0 | 0 | 0 | 0 | -12.5669 | -12.5669 | 3132.9834 | 23434.7161 |  | 0
1941-02-17 | 0 | 0 | 0 | 0 | -12.5669 | -12.5669 | 3120.4166 | 23340.7159 |  | 0
1941-02-18 | 0.0125 | 34.5 | 4.0107 | 4.0107 | 17.9224 | 17.9224 | 3138.339 | 23474.7758 |  | 0
1941-02-19 | 0.021667 | 59.8 | 4.0107 | 4.0107 | 43.2224 | 43.2224 | 3181.5615 | 23798.0797 |  | 0
1941-02-20 | 0.0066667 | 18.4 | 4.0107 | 4.0107 | 1.8224 | 1.8224 | 3183.3839 | 23811.7116 |  | 0
1941-02-21 | 0.0033333 | 9.2 | 4.0107 | 4.0107 | -7.3776 | -7.3776 | 3176.0063 | 23756.5275 |  | 0
1941-02-22 | 0.0033333 | 9.2 | 4.0107 | 4.0107 | -7.3776 | -7.3776 | 3168.6288 | 23701.3434 |  | 0
1941-02-23 | 0.0425 | 117.3 | 4.0107 | 4.0107 | 100.7224 | 100.7224 | 3269.3512 | 24454.7473 |  | 0
1941-02-24 | 0.0041667 | 11.5 | 4.0107 | 4.0107 | -5.0776 | -5.0776 | 3264.2737 | 24416.7672 |  | 0
1941-02-25 | 0.0125 | 34.5 | 4.0107 | 4.0107 | 17.9224 | 17.9224 | 3282.1961 | 24550.827 |  | 0
1941-02-26 | 0.015 | 41.4 | 4.0107 | 4.0107 | 24.8224 | 24.8224 | 3307.0186 | 24736.4989 |  | 0
1941-02-27 | 0 | 0 | 0 | 0 | -12.5669 | -12.5669 | 3294.4517 | 24642.4988 |  | 0
1941-02-28 | 0 | 0 | 0 | 0 | -12.5669 | -12.5669 | 3281.8849 | 24548.4987 |  | 0
1941-03-01 | 0 | 0 | 0 | 0 | -12.5669 | -12.5669 | 3269.318 | 24454.4986 |  | 0
1941-03-02 | 0 | 0 | 0 | 0 | -12.5669 | -12.5669 | 3256.7511 | 24360.4985 |  | 0
1941-03-03 | 0 | 0 | 0 | 0 | -12.5669 | -12.5669 | 3244.1843 | 24266.4984 |  | 0
1941-03-04 | 0 | 0 | 0 | 0 | -12.5669 | -12.5669 | 3231.6174 | 24172.4983 |  | 0
1941-03-05 | 0 | 0 | 0 | 0 | -12.5669 | -12.5669 | 3219.0506 | 24078.4981 |  | 0
1941-03-06 | 0.014167 | 39.1 | 4.0107 | 4.0107 | 22.5224 | 22.5224 | 3241.573 | 24246.966 |  | 0
1941-03-07 | 0 | 0 | 0 | 0 | -12.5669 | -12.5669 | 3229.0061 | 24152.9659 |  | 0
1941-03-08 | 0 | 0 | 0 | 0 | -12.5669 | -12.5669 | 3216.4393 | 24058.9658 |  | 0
1941-03-09 | 0 | 0 | 0 | 0 | -12.5669 | -12.5669 | 3203.8724 | 23964.9657 |  | 0
1941-03-10 | 0 | 0 | 0 | 0 | -12.5669 | -12.5669 | 3191.3056 | 23870.9656 |  | 0
1941-03-11 | 0 | 0 | 0 | 0 | -12.5669 | -12.5669 | 3178.7387 | 23776.9655 |  | 0
1941-03-12 | 0 | 0 | 0 | 0 | -12.5669 | -12.5669 | 3166.1718 | 23682.9654 |  | 0
1941-03-13 | 0 | 0 | 0 | 0 | -12.5669 | -12.5669 | 3153.605 | 23588.9652 |  | 0
1941-03-14 | 0 | 0 | 0 | 0 | -12.5669 | -12.5669 | 3141.0381 | 23494.9651 |  | 0
1941-03-15 | 0 | 0 | 0 | 0 | -12.5669 | -12.5669 | 3128.4713 | 23400.965 |  | 0
1941-03-16 | 0 | 0 | 0 | 0 | -12.5669 | -12.5669 | 3115.9044 | 23306.9649 |  | 0
1941-03-17 | 0 | 0 | 0 | 0 | -12.5669 | -12.5669 | 3103.3375 | 23212.9648 |  | 0
1941-03-18 | 0 | 0 | 0 | 0 | -12.5669 | -12.5669 | 3090.7707 | 23118.9647 |  | 0
1941-03-19 | 0 | 0 | 0 | 0 | -12.5669 | -12.5669 | 3078.2038 | 23024.9646 |  | 0
1941-03-20 | 0 | 0 | 0 | 0 | -12.5669 | -12.5669 | 3065.637 | 22930.9645 |  | 0
1941-03-21 | 0 | 0 | 0 | 0 | -12.5669 | -12.5669 | 3053.0701 | 22836.9643 |  | 0
1941-03-22 | 0 | 0 | 0 | 0 | -12.5669 | -12.5669 | 3040.5032 | 22742.9642 |  | 0
1941-03-23 | 0.0475 | 131.1 | 4.0107 | 4.0107 | 114.5224 | 114.5224 | 3155.0257 | 23599.5921 |  | 0
1941-03-24 | 0 | 0 | 0 | 0 | -12.5669 | -12.5669 | 3142.4588 | 23505.592 |  | 0
1941-03-25 | 0 | 0 | 0 | 0 | -12.5669 | -12.5669 | 3129.892 | 23411.5919 |  | 0
1941-03-26 | 0.0091667 | 25.3 | 4.0107 | 4.0107 | 8.7224 | 8.7224 | 3138.6144 | 23476.8358 |  | 0
1941-03-27 | 0 | 0 | 0 | 0 | -12.5669 | -12.5669 | 3126.0475 | 23382.8357 |  | 0
1941-03-28 | 0 | 0 | 0 | 0 | -12.5669 | -12.5669 | 3113.4807 | 23288.8355 |  | 0
1941-03-29 | 0 | 0 | 0 | 0 | -12.5669 | -12.5669 | 3100.9138 | 23194.8354 |  | 0
1941-03-30 | 0 | 0 | 0 | 0 | -12.5669 | -12.5669 | 3088.347 | 23100.8353 |  | 0
1941-03-31 | 0 | 0 | 0 | 0 | -12.5669 | -12.5669 | 3075.7801 | 23006.8352 |  | 0
1941-04-01 | 0 | 0 | 0 | 0 | -12.5669 | -12.5669 | 3063.2132 | 22912.8351 |  | 0
1941-04-02 | 0 | 0 | 0 | 0 | -12.5669 | -12.5669 | 3050.6464 | 22818.835 |  | 0
1941-04-03 | 0 | 0 | 0 | 0 | -12.5669 | -12.5669 | 3038.0795 | 22724.8349 |  | 0
1941-04-04 | 0 | 0 | 0 | 0 | -12.5669 | -12.5669 | 3025.5127 | 22630.8348 |  | 0
1941-04-05 | 0 | 0 | 0 | 0 | -12.5669 | -12.5669 | 3012.9458 | 22536.8346 |  | 0
1941-04-06 | 0 | 0 | 0 | 0 | -12.5669 | -12.5669 | 3000.3789 | 22442.8345 |  | 0
1941-04-07 | 0.00083333 | 2.3 | 4.0107 | 2.3 | -12.5669 | -12.5669 | 2987.8121 | 22348.8344 |  | 0
1941-04-08 | 0 | 0 | 0 | 0 | -12.5669 | -12.5669 | 2975.2452 | 22254.8343 |  | 0
1941-04-09 | 0.015 | 41.4 | 4.0107 | 4.0107 | 24.8224 | 24.8224 | 3000.0677 | 22440.5062 |  | 0
1941-04-10 | 0 | 0 | 0 | 0 | -12.5669 | -12.5669 | 2987.5008 | 22346.5061 |  | 0
1941-04-11 | 0 | 0 | 0 | 0 | -12.5669 | -12.5669 | 2974.934 | 22252.506 |  | 0
1941-04-12 | 0 | 0 | 0 | 0 | -12.5669 | -12.5669 | 2962.3671 | 22158.5059 |  | 0
1941-04-13 | 0.005 | 13.8 | 4.0107 | 4.0107 | -2.7776 | -2.7776 | 2959.5895 | 22137.7297 |  | 0
1941-04-14 | 0.068333 | 188.6 | 4.0107 | 4.0107 | 172.0224 | 172.0224 | 3131.612 | 23424.4576 |  | 0
1941-04-15 | 0.15417 | 425.5 | 4.0107 | 4.0107 | 408.9224 | 408.9224 | 3540.5344 | 26483.1975 |  | 0
1941-04-16 | 0 | 0 | 0 | 0 | -12.5669 | -12.5669 | 3527.9676 | 26389.1974 |  | 0
1941-04-17 | 0 | 0 | 0 | 0 | -12.5669 | -12.5669 | 3515.4007 | 26295.1973 |  | 0
1941-04-18 | 0.00083333 | 2.3 | 4.0107 | 2.3 | -12.5669 | -12.5669 | 3502.8338 | 26201.1972 |  | 0
1941-04-19 | 0.021667 | 59.8 | 4.0107 | 4.0107 | 43.2224 | 43.2224 | 3546.0563 | 26524.5011 |  | 0
1941-04-20 | 0 | 0 | 0 | 0 | -12.5669 | -12.5669 | 3533.4894 | 26430.501 |  | 0
1941-04-21 | 0 | 0 | 0 | 0 | -12.5669 | -12.5669 | 3520.9226 | 26336.5008 |  | 0
1941-04-22 | 0.020833 | 57.5 | 4.0107 | 4.0107 | 40.9224 | 40.9224 | 3561.845 | 26642.6007 |  | 0
1941-04-23 | 0.0275 | 75.9 | 4.0107 | 4.0107 | 59.3224 | 59.3224 | 3621.1675 | 27086.3326 |  | 0
1941-04-24 | 0 | 0 | 0 | 0 | -12.5669 | -12.5669 | 3608.6006 | 26992.3325 |  | 0
1941-04-25 | 0 | 0 | 0 | 0 | -12.5669 | -12.5669 | 3596.0337 | 26898.3324 |  | 0
1941-04-26 | 0.0025 | 6.9 | 4.0107 | 4.0107 | -9.6776 | -9.6776 | 3586.3562 | 26825.9443 |  | 0
1941-04-27 | 0.0016667 | 4.6 | 4.0107 | 4.0107 | -11.9776 | -11.9776 | 3574.3786 | 26736.3522 |  | 0
1941-04-28 | 0.045 | 124.2 | 4.0107 | 4.0107 | 107.6224 | 107.6224 | 3682.0011 | 27541.3681 |  | 0
1941-04-29 | 0.036667 | 101.2 | 4.0107 | 4.0107 | 84.6224 | 84.6224 | 3766.6235 | 28174.3439 |  | 0
1941-04-30 | 0.010833 | 29.9 | 4.0107 | 4.0107 | 13.3224 | 13.3224 | 3779.946 | 28273.9958 |  | 0
1941-05-01 | 0 | 0 | 0 | 0 | -12.5669 | -12.5669 | 3767.3791 | 28179.9957 |  | 0
1941-05-02 | 0.0275 | 75.9 | 4.0107 | 4.0107 | 59.3224 | 59.3224 | 3826.7016 | 28623.7276 |  | 0
1941-05-03 | 0.035 | 96.6 | 4.0107 | 4.0107 | 80.0224 | 80.0224 | 3906.724 | 29222.2955 |  | 0
1941-05-04 | 0.0075 | 20.7 | 4.0107 | 4.0107 | 4.1224 | 4.1224 | 3910.8464 | 29253.1314 |  | 0
1941-05-05 | 0 | 0 | 0 | 0 | -12.5669 | -12.5669 | 3898.2796 | 29159.1313 |  | 0
1941-05-06 | 0 | 0 | 0 | 0 | -12.5669 | -12.5669 | 3885.7127 | 29065.1311 |  | 0
1941-05-07 | 0 | 0 | 0 | 0 | -12.5669 | -12.5669 | 3873.1459 | 28971.131 |  | 0
1941-05-08 | 0 | 0 | 0 | 0 | -12.5669 | -12.5669 | 3860.579 | 28877.1309 |  | 0
1941-05-09 | 0.0025 | 6.9 | 4.0107 | 4.0107 | -9.6776 | -9.6776 | 3850.9014 | 28804.7428 |  | 0
1941-05-10 | 0.039167 | 108.1 | 4.0107 | 4.0107 | 91.5224 | 91.5224 | 3942.4239 | 29489.3307 |  | 0
1941-05-11 | 0.040833 | 112.7 | 4.0107 | 4.0107 | 96.1224 | 96.1224 | 3997.8631 | 29904.0163 |  | 28.1163
1941-05-12 | 0 | 0 | 0 | 0 | -12.5669 | -12.5669 | 3985.2963 | 29810.0162 |  | 0
1941-05-13 | 0 | 0 | 0 | 0 | -12.5669 | -12.5669 | 3972.7294 | 29716.0161 |  | 0
1941-05-14 | 0 | 0 | 0 | 0 | -12.5669 | -12.5669 | 3960.1626 | 29622.0159 |  | 0
1941-05-15 | 0 | 0 | 0 | 0 | -12.5669 | -12.5669 | 3947.5957 | 29528.0158 |  | 0
1941-05-16 | 0 | 0 | 0 | 0 | -12.5669 | -12.5669 | 3935.0288 | 29434.0157 |  | 0
1941-05-17 | 0 | 0 | 0 | 0 | -12.5669 | -12.5669 | 3922.462 | 29340.0156 |  | 0
1941-05-18 | 0 | 0 | 0 | 0 | -12.5669 | -12.5669 | 3909.8951 | 29246.0155 |  | 0
1941-05-19 | 0 | 0 | 0 | 0 | -12.5669 | -12.5669 | 3897.3283 | 29152.0154 |  | 0
1941-05-20 | 0 | 0 | 0 | 0 | -12.5669 | -12.5669 | 3884.7614 | 29058.0153 |  | 0
1941-05-21 | 0.15 | 414 | 4.0107 | 4.0107 | 397.4224 | 397.4224 | 3997.8631 | 29904.0163 |  | 271.7538
1941-05-22 | 0.02 | 55.2 | 4.0107 | 4.0107 | 38.6224 | 38.6224 | 3997.8631 | 29904.0163 |  | 26.0556
1941-05-23 | 0.0025 | 6.9 | 4.0107 | 4.0107 | -9.6776 | -9.6776 | 3988.1856 | 29831.6282 |  | 0
1941-05-24 | 0 | 0 | 0 | 0 | -12.5669 | -12.5669 | 3975.6187 | 29737.6281 |  | 0
1941-05-25 | 0.00083333 | 2.3 | 4.0107 | 2.3 | -12.5669 | -12.5669 | 3963.0519 | 29643.6279 |  | 0
1941-05-26 | 0 | 0 | 0 | 0 | -12.5669 | -12.5669 | 3950.485 | 29549.6278 |  | 0
1941-05-27 | 0 | 0 | 0 | 0 | -12.5669 | -12.5669 | 3937.9181 | 29455.6277 |  | 0
1941-05-28 | 0 | 0 | 0 | 0 | -12.5669 | -12.5669 | 3925.3513 | 29361.6276 |  | 0
1941-05-29 | 0 | 0 | 0 | 0 | -12.5669 | -12.5669 | 3912.7844 | 29267.6275 |  | 0
1941-05-30 | 0 | 0 | 0 | 0 | -12.5669 | -12.5669 | 3900.2176 | 29173.6274 |  | 0
1941-05-31 | 0 | 0 | 0 | 0 | -12.5669 | -12.5669 | 3887.6507 | 29079.6273 |  | 0
1941-06-01 | 0.066667 | 184 | 4.0107 | 4.0107 | 167.4224 | 167.4224 | 3997.8631 | 29904.0163 |  | 44.6431
1941-06-02 | 0.1725 | 476.1 | 4.0107 | 4.0107 | 459.5224 | 459.5224 | 3997.8631 | 29904.0163 |  | 446.9556
1941-06-03 | 0 | 0 | 0 | 0 | -12.5669 | -12.5669 | 3985.2963 | 29810.0162 |  | 0
1941-06-04 | 0 | 0 | 0 | 0 | -12.5669 | -12.5669 | 3972.7294 | 29716.0161 |  | 0
1941-06-05 | 0 | 0 | 0 | 0 | -12.5669 | -12.5669 | 3960.1626 | 29622.0159 |  | 0
1941-06-06 | 0.12417 | 342.7 | 4.0107 | 4.0107 | 326.1224 | 326.1224 | 3997.8631 | 29904.0163 |  | 275.855
1941-06-07 | 0 | 0 | 0 | 0 | -12.5669 | -12.5669 | 3985.2963 | 29810.0162 |  | 0
1941-06-08 | 0 | 0 | 0 | 0 | -12.5669 | -12.5669 | 3972.7294 | 29716.0161 |  | 0
1941-06-09 | 0.0225 | 62.1 | 4.0107 | 4.0107 | 45.5224 | 45.5224 | 3997.8631 | 29904.0163 |  | 7.8219
1941-06-10 | 0.049167 | 135.7 | 4.0107 | 4.0107 | 119.1224 | 119.1224 | 3997.8631 | 29904.0163 |  | 106.5556
1941-06-11 | 0 | 0 | 0 | 0 | -12.5669 | -12.5669 | 3985.2963 | 29810.0162 |  | 0
1941-06-12 | 0.0083333 | 23 | 4.0107 | 4.0107 | 6.4224 | 6.4224 | 3991.7187 | 29858.0561 |  | 0
1941-06-13 | 0.0016667 | 4.6 | 4.0107 | 4.0107 | -11.9776 | -11.9776 | 3979.7412 | 29768.4639 |  | 0
1941-06-14 | 0.01 | 27.6 | 4.0107 | 4.0107 | 11.0224 | 11.0224 | 3990.7636 | 29850.9118 |  | 0
1941-06-15 | 0.065833 | 181.7 | 4.0107 | 4.0107 | 165.1224 | 165.1224 | 3997.8631 | 29904.0163 |  | 145.4561
1941-06-16 | 0 | 0 | 0 | 0 | -12.5669 | -12.5669 | 3985.2963 | 29810.0162 |  | 0
1941-06-17 | 0 | 0 | 0 | 0 | -12.5669 | -12.5669 | 3972.7294 | 29716.0161 |  | 0
1941-06-18 | 0 | 0 | 0 | 0 | -12.5669 | -12.5669 | 3960.1626 | 29622.0159 |  | 0
1941-06-19 | 0 | 0 | 0 | 0 | -12.5669 | -12.5669 | 3947.5957 | 29528.0158 |  | 0
1941-06-20 | 0 | 0 | 0 | 0 | -12.5669 | -12.5669 | 3935.0288 | 29434.0157 |  | 0
1941-06-21 | 0 | 0 | 0 | 0 | -12.5669 | -12.5669 | 3922.462 | 29340.0156 |  | 0
1941-06-22 | 0 | 0 | 0 | 0 | -12.5669 | -12.5669 | 3909.8951 | 29246.0155 |  | 0
1941-06-23 | 0.15833 | 437 | 4.0107 | 4.0107 | 420.4224 | 420.4224 | 3997.8631 | 29904.0163 |  | 319.8876
1941-06-24 | 0 | 0 | 0 | 0 | -12.5669 | -12.5669 | 3985.2963 | 29810.0162 |  | 0
1941-06-25 | 0.0041667 | 11.5 | 4.0107 | 4.0107 | -5.0776 | -5.0776 | 3980.2187 | 29772.0361 |  | 0
1941-06-26 | 0 | 0 | 0 | 0 | -12.5669 | -12.5669 | 3967.6519 | 29678.0359 |  | 0
1941-06-27 | 0.0016667 | 4.6 | 4.0107 | 4.0107 | -11.9776 | -11.9776 | 3955.6743 | 29588.4438 |  | 0
1941-06-28 | 0 | 0 | 0 | 0 | -12.5669 | -12.5669 | 3943.1074 | 29494.4437 |  | 0
1941-06-29 | 0 | 0 | 0 | 0 | -12.5669 | -12.5669 | 3930.5406 | 29400.4436 |  | 0
1941-06-30 | 0 | 0 | 0 | 0 | -12.5669 | -12.5669 | 3917.9737 | 29306.4435 |  | 0
1941-07-01 | 0.0091667 | 25.3 | 4.0107 | 4.0107 | 8.7224 | 8.7224 | 3926.6962 | 29371.6874 |  | 0
1941-07-02 | 0.093333 | 257.6 | 4.0107 | 4.0107 | 241.0224 | 241.0224 | 3997.8631 | 29904.0163 |  | 157.2886
1941-07-03 | 0 | 0 | 0 | 0 | -12.5669 | -12.5669 | 3985.2963 | 29810.0162 |  | 0
1941-07-04 | 0 | 0 | 0 | 0 | -12.5669 | -12.5669 | 3972.7294 | 29716.0161 |  | 0
1941-07-05 | 0 | 0 | 0 | 0 | -12.5669 | -12.5669 | 3960.1626 | 29622.0159 |  | 0
1941-07-06 | 0 | 0 | 0 | 0 | -12.5669 | -12.5669 | 3947.5957 | 29528.0158 |  | 0
1941-07-07 | 0 | 0 | 0 | 0 | -12.5669 | -12.5669 | 3935.0288 | 29434.0157 |  | 0
1941-07-08 | 0 | 0 | 0 | 0 | -12.5669 | -12.5669 | 3922.462 | 29340.0156 |  | 0
1941-07-09 | 0 | 0 | 0 | 0 | -12.5669 | -12.5669 | 3909.8951 | 29246.0155 |  | 0
1941-07-10 | 0 | 0 | 0 | 0 | -12.5669 | -12.5669 | 3897.3283 | 29152.0154 |  | 0
1941-07-11 | 0 | 0 | 0 | 0 | -12.5669 | -12.5669 | 3884.7614 | 29058.0153 |  | 0
1941-07-12 | 0 | 0 | 0 | 0 | -12.5669 | -12.5669 | 3872.1945 | 28964.0152 |  | 0
1941-07-13 | 0 | 0 | 0 | 0 | -12.5669 | -12.5669 | 3859.6277 | 28870.015 |  | 0
1941-07-14 | 0 | 0 | 0 | 0 | -12.5669 | -12.5669 | 3847.0608 | 28776.0149 |  | 0
1941-07-15 | 0 | 0 | 0 | 0 | -12.5669 | -12.5669 | 3834.494 | 28682.0148 |  | 0
1941-07-16 | 0 | 0 | 0 | 0 | -12.5669 | -12.5669 | 3821.9271 | 28588.0147 |  | 0
1941-07-17 | 0 | 0 | 0 | 0 | -12.5669 | -12.5669 | 3809.3602 | 28494.0146 |  | 0
1941-07-18 | 0 | 0 | 0 | 0 | -12.5669 | -12.5669 | 3796.7934 | 28400.0145 |  | 0
1941-07-19 | 0.099167 | 273.7 | 4.0107 | 4.0107 | 257.1224 | 257.1224 | 3997.8631 | 29904.0163 |  | 43.4858
1941-07-20 | 0 | 0 | 0 | 0 | -12.5669 | -12.5669 | 3985.2963 | 29810.0162 |  | 0
1941-07-21 | 0 | 0 | 0 | 0 | -12.5669 | -12.5669 | 3972.7294 | 29716.0161 |  | 0
1941-07-22 | 0 | 0 | 0 | 0 | -12.5669 | -12.5669 | 3960.1626 | 29622.0159 |  | 0
1941-07-23 | 0 | 0 | 0 | 0 | -12.5669 | -12.5669 | 3947.5957 | 29528.0158 |  | 0
1941-07-24 | 0 | 0 | 0 | 0 | -12.5669 | -12.5669 | 3935.0288 | 29434.0157 |  | 0
1941-07-25 | 0 | 0 | 0 | 0 | -12.5669 | -12.5669 | 3922.462 | 29340.0156 |  | 0
1941-07-26 | 0 | 0 | 0 | 0 | -12.5669 | -12.5669 | 3909.8951 | 29246.0155 |  | 0
1941-07-27 | 0 | 0 | 0 | 0 | -12.5669 | -12.5669 | 3897.3283 | 29152.0154 |  | 0
1941-07-28 | 0 | 0 | 0 | 0 | -12.5669 | -12.5669 | 3884.7614 | 29058.0153 |  | 0
1941-07-29 | 0 | 0 | 0 | 0 | -12.5669 | -12.5669 | 3872.1945 | 28964.0152 |  | 0
1941-07-30 | 0 | 0 | 0 | 0 | -12.5669 | -12.5669 | 3859.6277 | 28870.015 |  | 0
1941-07-31 | 0 | 0 | 0 | 0 | -12.5669 | -12.5669 | 3847.0608 | 28776.0149 |  | 0
1941-08-01 | 0 | 0 | 0 | 0 | -12.5669 | -12.5669 | 3834.494 | 28682.0148 |  | 0
1941-08-02 | 0 | 0 | 0 | 0 | -12.5669 | -12.5669 | 3821.9271 | 28588.0147 |  | 0
1941-08-03 | 0 | 0 | 0 | 0 | -12.5669 | -12.5669 | 3809.3602 | 28494.0146 |  | 0
1941-08-04 | 0 | 0 | 0 | 0 | -12.5669 | -12.5669 | 3796.7934 | 28400.0145 |  | 0
1941-08-05 | 0.0058333 | 16.1 | 4.0107 | 4.0107 | -0.47756 | -0.47756 | 3796.3158 | 28396.4424 |  | 0
1941-08-06 | 0 | 0 | 0 | 0 | -12.5669 | -12.5669 | 3783.749 | 28302.4423 |  | 0
1941-08-07 | 0 | 0 | 0 | 0 | -12.5669 | -12.5669 | 3771.1821 | 28208.4421 |  | 0
1941-08-08 | 0 | 0 | 0 | 0 | -12.5669 | -12.5669 | 3758.6152 | 28114.442 |  | 0
1941-08-09 | 0.00083333 | 2.3 | 4.0107 | 2.3 | -12.5669 | -12.5669 | 3746.0484 | 28020.4419 |  | 0
1941-08-10 | 0 | 0 | 0 | 0 | -12.5669 | -12.5669 | 3733.4815 | 27926.4418 |  | 0
1941-08-11 | 0 | 0 | 0 | 0 | -12.5669 | -12.5669 | 3720.9147 | 27832.4417 |  | 0
1941-08-12 | 0 | 0 | 0 | 0 | -12.5669 | -12.5669 | 3708.3478 | 27738.4416 |  | 0
1941-08-13 | 0 | 0 | 0 | 0 | -12.5669 | -12.5669 | 3695.7809 | 27644.4415 |  | 0
1941-08-14 | 0 | 0 | 0 | 0 | -12.5669 | -12.5669 | 3683.2141 | 27550.4414 |  | 0
1941-08-15 | 0 | 0 | 0 | 0 | -12.5669 | -12.5669 | 3670.6472 | 27456.4412 |  | 0
1941-08-16 | 0 | 0 | 0 | 0 | -12.5669 | -12.5669 | 3658.0804 | 27362.4411 |  | 0
1941-08-17 | 0 | 0 | 0 | 0 | -12.5669 | -12.5669 | 3645.5135 | 27268.441 |  | 0
1941-08-18 | 0 | 0 | 0 | 0 | -12.5669 | -12.5669 | 3632.9466 | 27174.4409 |  | 0
1941-08-19 | 0 | 0 | 0 | 0 | -12.5669 | -12.5669 | 3620.3798 | 27080.4408 |  | 0
1941-08-20 | 0 | 0 | 0 | 0 | -12.5669 | -12.5669 | 3607.8129 | 26986.4407 |  | 0
1941-08-21 | 0.0925 | 255.3 | 4.0107 | 4.0107 | 238.7224 | 238.7224 | 3846.5354 | 28772.0846 |  | 0
1941-08-22 | 0.0041667 | 11.5 | 4.0107 | 4.0107 | -5.0776 | -5.0776 | 3841.4578 | 28734.1045 |  | 0
1941-08-23 | 0.023333 | 64.4 | 4.0107 | 4.0107 | 47.8224 | 47.8224 | 3889.2803 | 29091.8163 |  | 0
1941-08-24 | 0.0016667 | 4.6 | 4.0107 | 4.0107 | -11.9776 | -11.9776 | 3877.3027 | 29002.2242 |  | 0
1941-08-25 | 0 | 0 | 0 | 0 | -12.5669 | -12.5669 | 3864.7358 | 28908.2241 |  | 0
1941-08-26 | 0 | 0 | 0 | 0 | -12.5669 | -12.5669 | 3852.169 | 28814.224 |  | 0
1941-08-27 | 0.061667 | 170.2 | 4.0107 | 4.0107 | 153.6224 | 153.6224 | 4005.7914 | 29963.3199 |  | 0
1941-08-28 | 0.00083333 | 2.3 | 4.0107 | 2.3 | -12.5669 | -12.5669 | 3993.2246 | 29869.3198 |  | 0
1941-08-29 | 0 | 0 | 0 | 0 | -12.5669 | -12.5669 | 3980.6577 | 29775.3197 |  | 0
1941-08-30 | 0 | 0 | 0 | 0 | -12.5669 | -12.5669 | 3968.0908 | 29681.3195 |  | 0
1941-08-31 | 0 | 0 | 0 | 0 | -12.5669 | -12.5669 | 3955.524 | 29587.3194 |  | 0
1941-09-01 | 0 | 0 | 0 | 0 | -12.5669 | -12.5669 | 3942.9571 | 29493.3193 |  | 0
1941-09-02 | 0 | 0 | 0 | 0 | -12.5669 | -12.5669 | 3930.3903 | 29399.3192 |  | 0
1941-09-03 | 0 | 0 | 0 | 0 | -12.5669 | -12.5669 | 3917.8234 | 29305.3191 |  | 0
1941-09-04 | 0 | 0 | 0 | 0 | -12.5669 | -12.5669 | 3905.2565 | 29211.319 |  | 0
1941-09-05 | 0 | 0 | 0 | 0 | -12.5669 | -12.5669 | 3892.6897 | 29117.3189 |  | 0
1941-09-06 | 0 | 0 | 0 | 0 | -12.5669 | -12.5669 | 3880.1228 | 29023.3188 |  | 0
1941-09-07 | 0 | 0 | 0 | 0 | -12.5669 | -12.5669 | 3867.556 | 28929.3186 |  | 0
1941-09-08 | 0.039167 | 108.1 | 4.0107 | 4.0107 | 91.5224 | 91.5224 | 3959.0784 | 29613.9065 |  | 0
1941-09-09 | 0.195 | 538.2 | 4.0107 | 4.0107 | 521.6224 | 521.6224 | 3997.8631 | 29904.0163 |  | 470.2709
1941-09-10 | 0 | 0 | 0 | 0 | -12.5669 | -12.5669 | 3985.2963 | 29810.0162 |  | 0
1941-09-11 | 0 | 0 | 0 | 0 | -12.5669 | -12.5669 | 3972.7294 | 29716.0161 |  | 0
1941-09-12 | 0 | 0 | 0 | 0 | -12.5669 | -12.5669 | 3960.1626 | 29622.0159 |  | 0
1941-09-13 | 0 | 0 | 0 | 0 | -12.5669 | -12.5669 | 3947.5957 | 29528.0158 |  | 0
1941-09-14 | 0 | 0 | 0 | 0 | -12.5669 | -12.5669 | 3935.0288 | 29434.0157 |  | 0
1941-09-15 | 0 | 0 | 0 | 0 | -12.5669 | -12.5669 | 3922.462 | 29340.0156 |  | 0
1941-09-16 | 0 | 0 | 0 | 0 | -12.5669 | -12.5669 | 3909.8951 | 29246.0155 |  | 0
1941-09-17 | 0 | 0 | 0 | 0 | -12.5669 | -12.5669 | 3897.3283 | 29152.0154 |  | 0
1941-09-18 | 0 | 0 | 0 | 0 | -12.5669 | -12.5669 | 3884.7614 | 29058.0153 |  | 0
1941-09-19 | 0 | 0 | 0 | 0 | -12.5669 | -12.5669 | 3872.1945 | 28964.0152 |  | 0
1941-09-20 | 0 | 0 | 0 | 0 | -12.5669 | -12.5669 | 3859.6277 | 28870.015 |  | 0
1941-09-21 | 0 | 0 | 0 | 0 | -12.5669 | -12.5669 | 3847.0608 | 28776.0149 |  | 0
1941-09-22 | 0 | 0 | 0 | 0 | -12.5669 | -12.5669 | 3834.494 | 28682.0148 |  | 0
1941-09-23 | 0 | 0 | 0 | 0 | -12.5669 | -12.5669 | 3821.9271 | 28588.0147 |  | 0
1941-09-24 | 0.053333 | 147.2 | 4.0107 | 4.0107 | 130.6224 | 130.6224 | 3952.5495 | 29565.0706 |  | 0
1941-09-25 | 0.0066667 | 18.4 | 4.0107 | 4.0107 | 1.8224 | 1.8224 | 3954.372 | 29578.7025 |  | 0
1941-09-26 | 0 | 0 | 0 | 0 | -12.5669 | -12.5669 | 3941.8051 | 29484.7024 |  | 0
1941-09-27 | 0 | 0 | 0 | 0 | -12.5669 | -12.5669 | 3929.2383 | 29390.7023 |  | 0
1941-09-28 | 0 | 0 | 0 | 0 | -12.5669 | -12.5669 | 3916.6714 | 29296.7021 |  | 0
1941-09-29 | 0 | 0 | 0 | 0 | -12.5669 | -12.5669 | 3904.1045 | 29202.702 |  | 0
1941-09-30 | 0 | 0 | 0 | 0 | -12.5669 | -12.5669 | 3891.5377 | 29108.7019 |  | 0
1941-10-01 | 0.105 | 289.8 | 4.0107 | 4.0107 | 273.2224 | 273.2224 | 3997.8631 | 29904.0163 |  | 154.3301
1941-10-02 | 0.15167 | 418.6 | 4.0107 | 4.0107 | 402.0224 | 402.0224 | 3997.8631 | 29904.0163 |  | 389.4556
1941-10-03 | 0.10333 | 285.2 | 4.0107 | 4.0107 | 268.6224 | 268.6224 | 3997.8631 | 29904.0163 |  | 256.0556
1941-10-04 | 0.041667 | 115 | 4.0107 | 4.0107 | 98.4224 | 98.4224 | 3997.8631 | 29904.0163 |  | 85.8556
1941-10-05 | 0 | 0 | 0 | 0 | -12.5669 | -12.5669 | 3985.2963 | 29810.0162 |  | 0
1941-10-06 | 0.015 | 41.4 | 4.0107 | 4.0107 | 24.8224 | 24.8224 | 4010.1187 | 29995.6881 |  | 0
1941-10-07 | 0.005 | 13.8 | 4.0107 | 4.0107 | -2.7776 | -2.7776 | 4007.3412 | 29974.9119 |  | 0
1941-10-08 | 0 | 0 | 0 | 0 | -12.5669 | -12.5669 | 3994.7743 | 29880.9118 |  | 0
1941-10-09 | 0 | 0 | 0 | 0 | -12.5669 | -12.5669 | 3982.2074 | 29786.9117 |  | 0
1941-10-10 | 0 | 0 | 0 | 0 | -12.5669 | -12.5669 | 3969.6406 | 29692.9116 |  | 0
1941-10-11 | 0 | 0 | 0 | 0 | -12.5669 | -12.5669 | 3957.0737 | 29598.9115 |  | 0
1941-10-12 | 0 | 0 | 0 | 0 | -12.5669 | -12.5669 | 3944.5069 | 29504.9114 |  | 0
1941-10-13 | 0 | 0 | 0 | 0 | -12.5669 | -12.5669 | 3931.94 | 29410.9113 |  | 0
1941-10-14 | 0 | 0 | 0 | 0 | -12.5669 | -12.5669 | 3919.3731 | 29316.9112 |  | 0
1941-10-15 | 0.13417 | 370.3 | 4.0107 | 4.0107 | 353.7224 | 353.7224 | 3997.8631 | 29904.0163 |  | 262.6656
1941-10-16 | 0 | 0 | 0 | 0 | -12.5669 | -12.5669 | 3985.2963 | 29810.0162 |  | 0
1941-10-17 | 0 | 0 | 0 | 0 | -12.5669 | -12.5669 | 3972.7294 | 29716.0161 |  | 0
1941-10-18 | 0 | 0 | 0 | 0 | -12.5669 | -12.5669 | 3960.1626 | 29622.0159 |  | 0
1941-10-19 | 0 | 0 | 0 | 0 | -12.5669 | -12.5669 | 3947.5957 | 29528.0158 |  | 0
1941-10-20 | 0 | 0 | 0 | 0 | -12.5669 | -12.5669 | 3935.0288 | 29434.0157 |  | 0
1941-10-21 | 0 | 0 | 0 | 0 | -12.5669 | -12.5669 | 3922.462 | 29340.0156 |  | 0
1941-10-22 | 0 | 0 | 0 | 0 | -12.5669 | -12.5669 | 3909.8951 | 29246.0155 |  | 0
1941-10-23 | 0.0016667 | 4.6 | 4.0107 | 4.0107 | -11.9776 | -11.9776 | 3897.9176 | 29156.4234 |  | 0
1941-10-24 | 0 | 0 | 0 | 0 | -12.5669 | -12.5669 | 3885.3507 | 29062.4233 |  | 0
1941-10-25 | 0.0225 | 62.1 | 4.0107 | 4.0107 | 45.5224 | 45.5224 | 3930.8731 | 29402.9312 |  | 0
1941-10-26 | 0 | 0 | 0 | 0 | -12.5669 | -12.5669 | 3918.3063 | 29308.931 |  | 0
1941-10-27 | 0 | 0 | 0 | 0 | -12.5669 | -12.5669 | 3905.7394 | 29214.9309 |  | 0
1941-10-28 | 0 | 0 | 0 | 0 | -12.5669 | -12.5669 | 3893.1726 | 29120.9308 |  | 0
1941-10-29 | 0.064167 | 177.1 | 4.0107 | 4.0107 | 160.5224 | 160.5224 | 3997.8631 | 29904.0163 |  | 43.265
1941-10-30 | 0.3225 | 890.1 | 4.0107 | 4.0107 | 873.5224 | 873.5224 | 3997.8631 | 29904.0163 |  | 860.9556
1941-10-31 | 0.014167 | 39.1 | 4.0107 | 4.0107 | 22.5224 | 22.5224 | 3997.8631 | 29904.0163 |  | 9.9556
1941-11-01 | 0 | 0 | 0 | 0 | -12.5669 | -12.5669 | 3985.2963 | 29810.0162 |  | 0
1941-11-02 | 0 | 0 | 0 | 0 | -12.5669 | -12.5669 | 3972.7294 | 29716.0161 |  | 0
1941-11-03 | 0 | 0 | 0 | 0 | -12.5669 | -12.5669 | 3960.1626 | 29622.0159 |  | 0
1941-11-04 | 0 | 0 | 0 | 0 | -12.5669 | -12.5669 | 3947.5957 | 29528.0158 |  | 0
1941-11-05 | 0 | 0 | 0 | 0 | -12.5669 | -12.5669 | 3935.0288 | 29434.0157 |  | 0
1941-11-06 | 0 | 0 | 0 | 0 | -12.5669 | -12.5669 | 3922.462 | 29340.0156 |  | 0
1941-11-07 | 0.0025 | 6.9 | 4.0107 | 4.0107 | -9.6776 | -9.6776 | 3912.7844 | 29267.6275 |  | 0
1941-11-08 | 0 | 0 | 0 | 0 | -12.5669 | -12.5669 | 3900.2176 | 29173.6274 |  | 0
1941-11-09 | 0 | 0 | 0 | 0 | -12.5669 | -12.5669 | 3887.6507 | 29079.6273 |  | 0
1941-11-10 | 0 | 0 | 0 | 0 | -12.5669 | -12.5669 | 3875.0838 | 28985.6272 |  | 0
1941-11-11 | 0 | 0 | 0 | 0 | -12.5669 | -12.5669 | 3862.517 | 28891.627 |  | 0
1941-11-12 | 0 | 0 | 0 | 0 | -12.5669 | -12.5669 | 3849.9501 | 28797.6269 |  | 0
1941-11-13 | 0 | 0 | 0 | 0 | -12.5669 | -12.5669 | 3837.3833 | 28703.6268 |  | 0
1941-11-14 | 0 | 0 | 0 | 0 | -12.5669 | -12.5669 | 3824.8164 | 28609.6267 |  | 0
1941-11-15 | 0 | 0 | 0 | 0 | -12.5669 | -12.5669 | 3812.2495 | 28515.6266 |  | 0
1941-11-16 | 0 | 0 | 0 | 0 | -12.5669 | -12.5669 | 3799.6827 | 28421.6265 |  | 0
1941-11-17 | 0 | 0 | 0 | 0 | -12.5669 | -12.5669 | 3787.1158 | 28327.6264 |  | 0
1941-11-18 | 0 | 0 | 0 | 0 | -12.5669 | -12.5669 | 3774.549 | 28233.6263 |  | 0
1941-11-19 | 0.0083333 | 23 | 4.0107 | 4.0107 | 6.4224 | 6.4224 | 3780.9714 | 28281.6661 |  | 0
1941-11-20 | 0 | 0 | 0 | 0 | -12.5669 | -12.5669 | 3768.4045 | 28187.666 |  | 0
1941-11-21 | 0 | 0 | 0 | 0 | -12.5669 | -12.5669 | 3755.8377 | 28093.6659 |  | 0
1941-11-22 | 0.035833 | 98.9 | 4.0107 | 4.0107 | 82.3224 | 82.3224 | 3838.1601 | 28709.4378 |  | 0
1941-11-23 | 0 | 0 | 0 | 0 | -12.5669 | -12.5669 | 3825.5933 | 28615.4377 |  | 0
1941-11-24 | 0 | 0 | 0 | 0 | -12.5669 | -12.5669 | 3813.0264 | 28521.4376 |  | 0
1941-11-25 | 0 | 0 | 0 | 0 | -12.5669 | -12.5669 | 3800.4596 | 28427.4375 |  | 0
1941-11-26 | 0 | 0 | 0 | 0 | -12.5669 | -12.5669 | 3787.8927 | 28333.4374 |  | 0
1941-11-27 | 0 | 0 | 0 | 0 | -12.5669 | -12.5669 | 3775.3258 | 28239.4372 |  | 0
1941-11-28 | 0 | 0 | 0 | 0 | -12.5669 | -12.5669 | 3762.759 | 28145.4371 |  | 0
1941-11-29 | 0.0033333 | 9.2 | 4.0107 | 4.0107 | -7.3776 | -7.3776 | 3755.3814 | 28090.253 |  | 0
1941-11-30 | 0 | 0 | 0 | 0 | -12.5669 | -12.5669 | 3742.8146 | 27996.2529 |  | 0
1941-12-01 | 0 | 0 | 0 | 0 | -12.5669 | -12.5669 | 3730.2477 | 27902.2528 |  | 0
1941-12-02 | 0 | 0 | 0 | 0 | -12.5669 | -12.5669 | 3717.6808 | 27808.2527 |  | 0
1941-12-03 | 0 | 0 | 0 | 0 | -12.5669 | -12.5669 | 3705.114 | 27714.2526 |  | 0
1941-12-04 | 0 | 0 | 0 | 0 | -12.5669 | -12.5669 | 3692.5471 | 27620.2525 |  | 0
1941-12-05 | 0 | 0 | 0 | 0 | -12.5669 | -12.5669 | 3679.9803 | 27526.2523 |  | 0
1941-12-06 | 0 | 0 | 0 | 0 | -12.5669 | -12.5669 | 3667.4134 | 27432.2522 |  | 0
1941-12-07 | 0 | 0 | 0 | 0 | -12.5669 | -12.5669 | 3654.8465 | 27338.2521 |  | 0
1941-12-08 | 0 | 0 | 0 | 0 | -12.5669 | -12.5669 | 3642.2797 | 27244.252 |  | 0
1941-12-09 | 0 | 0 | 0 | 0 | -12.5669 | -12.5669 | 3629.7128 | 27150.2519 |  | 0
1941-12-10 | 0 | 0 | 0 | 0 | -12.5669 | -12.5669 | 3617.146 | 27056.2518 |  | 0
1941-12-11 | 0.0375 | 103.5 | 4.0107 | 4.0107 | 86.9224 | 86.9224 | 3704.0684 | 27706.4317 |  | 0
1941-12-12 | 0.055 | 151.8 | 4.0107 | 4.0107 | 135.2224 | 135.2224 | 3839.2908 | 28717.8955 |  | 0
1941-12-13 | 0 | 0 | 0 | 0 | -12.5669 | -12.5669 | 3826.724 | 28623.8954 |  | 0
1941-12-14 | 0 | 0 | 0 | 0 | -12.5669 | -12.5669 | 3814.1571 | 28529.8953 |  | 0
1941-12-15 | 0 | 0 | 0 | 0 | -12.5669 | -12.5669 | 3801.5903 | 28435.8952 |  | 0
1941-12-16 | 0 | 0 | 0 | 0 | -12.5669 | -12.5669 | 3789.0234 | 28341.8951 |  | 0
1941-12-17 | 0 | 0 | 0 | 0 | -12.5669 | -12.5669 | 3776.4565 | 28247.895 |  | 0
1941-12-18 | 0 | 0 | 0 | 0 | -12.5669 | -12.5669 | 3763.8897 | 28153.8949 |  | 0
1941-12-19 | 0 | 0 | 0 | 0 | -12.5669 | -12.5669 | 3751.3228 | 28059.8948 |  | 0
1941-12-20 | 0 | 0 | 0 | 0 | -12.5669 | -12.5669 | 3738.756 | 27965.8946 |  | 0
1941-12-21 | 0 | 0 | 0 | 0 | -12.5669 | -12.5669 | 3726.1891 | 27871.8945 |  | 0
1941-12-22 | 0.00083333 | 2.3 | 4.0107 | 2.3 | -12.5669 | -12.5669 | 3713.6222 | 27777.8944 |  | 0
1941-12-23 | 0 | 0 | 0 | 0 | -12.5669 | -12.5669 | 3701.0554 | 27683.8943 |  | 0
1941-12-24 | 0 | 0 | 0 | 0 | -12.5669 | -12.5669 | 3688.4885 | 27589.8942 |  | 0
1941-12-25 | 0 | 0 | 0 | 0 | -12.5669 | -12.5669 | 3675.9217 | 27495.8941 |  | 0
1941-12-26 | 0 | 0 | 0 | 0 | -12.5669 | -12.5669 | 3663.3548 | 27401.894 |  | 0
1941-12-27 | 0 | 0 | 0 | 0 | -12.5669 | -12.5669 | 3650.7879 | 27307.8939 |  | 0
1941-12-28 | 0 | 0 | 0 | 0 | -12.5669 | -12.5669 | 3638.2211 | 27213.8937 |  | 0
1941-12-29 | 0 | 0 | 0 | 0 | -12.5669 | -12.5669 | 3625.6542 | 27119.8936 |  | 0
1941-12-30 | 0 | 0 | 0 | 0 | -12.5669 | -12.5669 | 3613.0874 | 27025.8935 |  | 0
1941-12-31 | 0 | 0 | 0 | 0 | -12.5669 | -12.5669 | 3600.5205 | 26931.8934 |  | 0
1942-01-01 | 0 | 0 | 0 | 0 | -12.5669 | -12.5669 | 3587.9536 | 26837.8933 |  | 0
1942-01-02 | 0 | 0 | 0 | 0 | -12.5669 | -12.5669 | 3575.3868 | 26743.8932 |  | 0
1942-01-03 | 0.005 | 13.8 | 4.0107 | 4.0107 | -2.7776 | -2.7776 | 3572.6092 | 26723.1171 |  | 0
1942-01-04 | 0.0016667 | 4.6 | 4.0107 | 4.0107 | -11.9776 | -11.9776 | 3560.6317 | 26633.525 |  | 0
1942-01-05 | 0 | 0 | 0 | 0 | -12.5669 | -12.5669 | 3548.0648 | 26539.5248 |  | 0
1942-01-06 | 0 | 0 | 0 | 0 | -12.5669 | -12.5669 | 3535.498 | 26445.5247 |  | 0
1942-01-07 | 0 | 0 | 0 | 0 | -12.5669 | -12.5669 | 3522.9311 | 26351.5246 |  | 0
1942-01-08 | 0 | 0 | 0 | 0 | -12.5669 | -12.5669 | 3510.3642 | 26257.5245 |  | 0
1942-01-09 | 0 | 0 | 0 | 0 | -12.5669 | -12.5669 | 3497.7974 | 26163.5244 |  | 0
1942-01-10 | 0 | 0 | 0 | 0 | -12.5669 | -12.5669 | 3485.2305 | 26069.5243 |  | 0
1942-01-11 | 0 | 0 | 0 | 0 | -12.5669 | -12.5669 | 3472.6637 | 25975.5242 |  | 0
1942-01-12 | 0 | 0 | 0 | 0 | -12.5669 | -12.5669 | 3460.0968 | 25881.5241 |  | 0
1942-01-13 | 0 | 0 | 0 | 0 | -12.5669 | -12.5669 | 3447.5299 | 25787.5239 |  | 0
1942-01-14 | 0 | 0 | 0 | 0 | -12.5669 | -12.5669 | 3434.9631 | 25693.5238 |  | 0
1942-01-15 | 0 | 0 | 0 | 0 | -12.5669 | -12.5669 | 3422.3962 | 25599.5237 |  | 0
1942-01-16 | 0 | 0 | 0 | 0 | -12.5669 | -12.5669 | 3409.8294 | 25505.5236 |  | 0
1942-01-17 | 0 | 0 | 0 | 0 | -12.5669 | -12.5669 | 3397.2625 | 25411.5235 |  | 0
1942-01-18 | 0 | 0 | 0 | 0 | -12.5669 | -12.5669 | 3384.6956 | 25317.5234 |  | 0
1942-01-19 | 0 | 0 | 0 | 0 | -12.5669 | -12.5669 | 3372.1288 | 25223.5233 |  | 0
1942-01-20 | 0 | 0 | 0 | 0 | -12.5669 | -12.5669 | 3359.5619 | 25129.5232 |  | 0
1942-01-21 | 0 | 0 | 0 | 0 | -12.5669 | -12.5669 | 3346.9951 | 25035.523 |  | 0
1942-01-22 | 0 | 0 | 0 | 0 | -12.5669 | -12.5669 | 3334.4282 | 24941.5229 |  | 0
1942-01-23 | 0 | 0 | 0 | 0 | -12.5669 | -12.5669 | 3321.8613 | 24847.5228 |  | 0
1942-01-24 | 0 | 0 | 0 | 0 | -12.5669 | -12.5669 | 3309.2945 | 24753.5227 |  | 0
1942-01-25 | 0 | 0 | 0 | 0 | -12.5669 | -12.5669 | 3296.7276 | 24659.5226 |  | 0
1942-01-26 | 0 | 0 | 0 | 0 | -12.5669 | -12.5669 | 3284.1608 | 24565.5225 |  | 0
1942-01-27 | 0 | 0 | 0 | 0 | -12.5669 | -12.5669 | 3271.5939 | 24471.5224 |  | 0
1942-01-28 | 0 | 0 | 0 | 0 | -12.5669 | -12.5669 | 3259.027 | 24377.5222 |  | 0
1942-01-29 | 0 | 0 | 0 | 0 | -12.5669 | -12.5669 | 3246.4602 | 24283.5221 |  | 0
1942-01-30 | 0.0041667 | 11.5 | 4.0107 | 4.0107 | -5.0776 | -5.0776 | 3241.3826 | 24245.542 |  | 0
1942-01-31 | 0 | 0 | 0 | 0 | -12.5669 | -12.5669 | 3228.8158 | 24151.5419 |  | 0
1942-02-01 | 0 | 0 | 0 | 0 | -12.5669 | -12.5669 | 3216.2489 | 24057.5418 |  | 0
1942-02-02 | 0 | 0 | 0 | 0 | -12.5669 | -12.5669 | 3203.682 | 23963.5417 |  | 0
1942-02-03 | 0 | 0 | 0 | 0 | -12.5669 | -12.5669 | 3191.1152 | 23869.5416 |  | 0
1942-02-04 | 0 | 0 | 0 | 0 | -12.5669 | -12.5669 | 3178.5483 | 23775.5415 |  | 0
1942-02-05 | 0 | 0 | 0 | 0 | -12.5669 | -12.5669 | 3165.9815 | 23681.5413 |  | 0
1942-02-06 | 0 | 0 | 0 | 0 | -12.5669 | -12.5669 | 3153.4146 | 23587.5412 |  | 0
1942-02-07 | 0 | 0 | 0 | 0 | -12.5669 | -12.5669 | 3140.8477 | 23493.5411 |  | 0
1942-02-08 | 0 | 0 | 0 | 0 | -12.5669 | -12.5669 | 3128.2809 | 23399.541 |  | 0
1942-02-09 | 0 | 0 | 0 | 0 | -12.5669 | -12.5669 | 3115.714 | 23305.5409 |  | 0
1942-02-10 | 0 | 0 | 0 | 0 | -12.5669 | -12.5669 | 3103.1472 | 23211.5408 |  | 0
1942-02-11 | 0 | 0 | 0 | 0 | -12.5669 | -12.5669 | 3090.5803 | 23117.5407 |  | 0
1942-02-12 | 0 | 0 | 0 | 0 | -12.5669 | -12.5669 | 3078.0134 | 23023.5406 |  | 0
1942-02-13 | 0 | 0 | 0 | 0 | -12.5669 | -12.5669 | 3065.4466 | 22929.5404 |  | 0
1942-02-14 | 0.03 | 82.8 | 4.0107 | 4.0107 | 66.2224 | 66.2224 | 3131.669 | 23424.8843 |  | 0
1942-02-15 | 0.0033333 | 9.2 | 4.0107 | 4.0107 | -7.3776 | -7.3776 | 3124.2915 | 23369.7002 |  | 0
1942-02-16 | 0.015833 | 43.7 | 4.0107 | 4.0107 | 27.1224 | 27.1224 | 3151.4139 | 23572.5761 |  | 0
1942-02-17 | 0 | 0 | 0 | 0 | -12.5669 | -12.5669 | 3138.8471 | 23478.576 |  | 0
1942-02-18 | 0 | 0 | 0 | 0 | -12.5669 | -12.5669 | 3126.2802 | 23384.5759 |  | 0
1942-02-19 | 0 | 0 | 0 | 0 | -12.5669 | -12.5669 | 3113.7133 | 23290.5758 |  | 0
1942-02-20 | 0 | 0 | 0 | 0 | -12.5669 | -12.5669 | 3101.1465 | 23196.5757 |  | 0
1942-02-21 | 0 | 0 | 0 | 0 | -12.5669 | -12.5669 | 3088.5796 | 23102.5755 |  | 0
1942-02-22 | 0 | 0 | 0 | 0 | -12.5669 | -12.5669 | 3076.0128 | 23008.5754 |  | 0
1942-02-23 | 0 | 0 | 0 | 0 | -12.5669 | -12.5669 | 3063.4459 | 22914.5753 |  | 0
1942-02-24 | 0 | 0 | 0 | 0 | -12.5669 | -12.5669 | 3050.879 | 22820.5752 |  | 0
1942-02-25 | 0 | 0 | 0 | 0 | -12.5669 | -12.5669 | 3038.3122 | 22726.5751 |  | 0
1942-02-26 | 0 | 0 | 0 | 0 | -12.5669 | -12.5669 | 3025.7453 | 22632.575 |  | 0
1942-02-27 | 0 | 0 | 0 | 0 | -12.5669 | -12.5669 | 3013.1785 | 22538.5749 |  | 0
1942-02-28 | 0 | 0 | 0 | 0 | -12.5669 | -12.5669 | 3000.6116 | 22444.5748 |  | 0
1942-03-01 | 0.034167 | 94.3 | 4.0107 | 4.0107 | 77.7224 | 77.7224 | 3078.334 | 23025.9386 |  | 0
1942-03-02 | 0.00083333 | 2.3 | 4.0107 | 2.3 | -12.5669 | -12.5669 | 3065.7672 | 22931.9385 |  | 0
1942-03-03 | 0 | 0 | 0 | 0 | -12.5669 | -12.5669 | 3053.2003 | 22837.9384 |  | 0
1942-03-04 | 0 | 0 | 0 | 0 | -12.5669 | -12.5669 | 3040.6335 | 22743.9383 |  | 0
1942-03-05 | 0 | 0 | 0 | 0 | -12.5669 | -12.5669 | 3028.0666 | 22649.9382 |  | 0
1942-03-06 | 0 | 0 | 0 | 0 | -12.5669 | -12.5669 | 3015.4997 | 22555.9381 |  | 0
1942-03-07 | 0 | 0 | 0 | 0 | -12.5669 | -12.5669 | 3002.9329 | 22461.938 |  | 0
1942-03-08 | 0.0016667 | 4.6 | 4.0107 | 4.0107 | -11.9776 | -11.9776 | 2990.9553 | 22372.3458 |  | 0
1942-03-09 | 0 | 0 | 0 | 0 | -12.5669 | -12.5669 | 2978.3885 | 22278.3457 |  | 0
1942-03-10 | 0 | 0 | 0 | 0 | -12.5669 | -12.5669 | 2965.8216 | 22184.3456 |  | 0
1942-03-11 | 0 | 0 | 0 | 0 | -12.5669 | -12.5669 | 2953.2547 | 22090.3455 |  | 0
1942-03-12 | 0 | 0 | 0 | 0 | -12.5669 | -12.5669 | 2940.6879 | 21996.3454 |  | 0
1942-03-13 | 0 | 0 | 0 | 0 | -12.5669 | -12.5669 | 2928.121 | 21902.3453 |  | 0
1942-03-14 | 0.0041667 | 11.5 | 4.0107 | 4.0107 | -5.0776 | -5.0776 | 2923.0435 | 21864.3652 |  | 0
1942-03-15 | 0 | 0 | 0 | 0 | -12.5669 | -12.5669 | 2910.4766 | 21770.3651 |  | 0
1942-03-16 | 0 | 0 | 0 | 0 | -12.5669 | -12.5669 | 2897.9098 | 21676.3649 |  | 0
1942-03-17 | 0 | 0 | 0 | 0 | -12.5669 | -12.5669 | 2885.3429 | 21582.3648 |  | 0
1942-03-18 | 0 | 0 | 0 | 0 | -12.5669 | -12.5669 | 2872.776 | 21488.3647 |  | 0
1942-03-19 | 0 | 0 | 0 | 0 | -12.5669 | -12.5669 | 2860.2092 | 21394.3646 |  | 0
1942-03-20 | 0 | 0 | 0 | 0 | -12.5669 | -12.5669 | 2847.6423 | 21300.3645 |  | 0
1942-03-21 | 0 | 0 | 0 | 0 | -12.5669 | -12.5669 | 2835.0755 | 21206.3644 |  | 0
1942-03-22 | 0 | 0 | 0 | 0 | -12.5669 | -12.5669 | 2822.5086 | 21112.3643 |  | 0
1942-03-23 | 0 | 0 | 0 | 0 | -12.5669 | -12.5669 | 2809.9417 | 21018.3642 |  | 0
1942-03-24 | 0 | 0 | 0 | 0 | -12.5669 | -12.5669 | 2797.3749 | 20924.364 |  | 0
1942-03-25 | 0.00083333 | 2.3 | 4.0107 | 2.3 | -12.5669 | -12.5669 | 2784.808 | 20830.3639 |  | 0
1942-03-26 | 0 | 0 | 0 | 0 | -12.5669 | -12.5669 | 2772.2412 | 20736.3638 |  | 0
1942-03-27 | 0 | 0 | 0 | 0 | -12.5669 | -12.5669 | 2759.6743 | 20642.3637 |  | 0
1942-03-28 | 0 | 0 | 0 | 0 | -12.5669 | -12.5669 | 2747.1074 | 20548.3636 |  | 0
1942-03-29 | 0 | 0 | 0 | 0 | -12.5669 | -12.5669 | 2734.5406 | 20454.3635 |  | 0
1942-03-30 | 0 | 0 | 0 | 0 | -12.5669 | -12.5669 | 2721.9737 | 20360.3634 |  | 0
1942-03-31 | 0 | 0 | 0 | 0 | -12.5669 | -12.5669 | 2709.4069 | 20266.3633 |  | 0
1942-04-01 | 0 | 0 | 0 | 0 | -12.5669 | -12.5669 | 2696.84 | 20172.3631 |  | 0
1942-04-02 | 0 | 0 | 0 | 0 | -12.5669 | -12.5669 | 2684.2731 | 20078.363 |  | 0
1942-04-03 | 0 | 0 | 0 | 0 | -12.5669 | -12.5669 | 2671.7063 | 19984.3629 |  | 0
1942-04-04 | 0 | 0 | 0 | 0 | -12.5669 | -12.5669 | 2659.1394 | 19890.3628 |  | 0
1942-04-05 | 0 | 0 | 0 | 0 | -12.5669 | -12.5669 | 2646.5726 | 19796.3627 |  | 0
1942-04-06 | 0.0275 | 75.9 | 4.0107 | 4.0107 | 59.3224 | 59.3224 | 2705.895 | 20240.0946 |  | 0
1942-04-07 | 0.185 | 510.6 | 4.0107 | 4.0107 | 494.0224 | 494.0224 | 3199.9174 | 23935.3825 |  | 0
1942-04-08 | 0.14167 | 391 | 4.0107 | 4.0107 | 374.4224 | 374.4224 | 3574.3399 | 26736.0624 |  | 0
1942-04-09 | 0.016667 | 46 | 4.0107 | 4.0107 | 29.4224 | 29.4224 | 3603.7623 | 26956.1422 |  | 0
1942-04-10 | 0 | 0 | 0 | 0 | -12.5669 | -12.5669 | 3591.1955 | 26862.1421 |  | 0
1942-04-11 | 0 | 0 | 0 | 0 | -12.5669 | -12.5669 | 3578.6286 | 26768.142 |  | 0
1942-04-12 | 0.00083333 | 2.3 | 4.0107 | 2.3 | -12.5669 | -12.5669 | 3566.0618 | 26674.1419 |  | 0
1942-04-13 | 0.024167 | 66.7 | 4.0107 | 4.0107 | 50.1224 | 50.1224 | 3616.1842 | 27049.0578 |  | 0
1942-04-14 | 0 | 0 | 0 | 0 | -12.5669 | -12.5669 | 3603.6173 | 26955.0577 |  | 0
1942-04-15 | 0 | 0 | 0 | 0 | -12.5669 | -12.5669 | 3591.0505 | 26861.0576 |  | 0
1942-04-16 | 0 | 0 | 0 | 0 | -12.5669 | -12.5669 | 3578.4836 | 26767.0574 |  | 0
1942-04-17 | 0 | 0 | 0 | 0 | -12.5669 | -12.5669 | 3565.9168 | 26673.0573 |  | 0
1942-04-18 | 0.0225 | 62.1 | 4.0107 | 4.0107 | 45.5224 | 45.5224 | 3611.4392 | 27013.5652 |  | 0
1942-04-19 | 0.026667 | 73.6 | 4.0107 | 4.0107 | 57.0224 | 57.0224 | 3668.4616 | 27440.0931 |  | 0
1942-04-20 | 0.03 | 82.8 | 4.0107 | 4.0107 | 66.2224 | 66.2224 | 3734.6841 | 27935.437 |  | 0
1942-04-21 | 0 | 0 | 0 | 0 | -12.5669 | -12.5669 | 3722.1172 | 27841.4369 |  | 0
1942-04-22 | 0 | 0 | 0 | 0 | -12.5669 | -12.5669 | 3709.5504 | 27747.4368 |  | 0
1942-04-23 | 0.085833 | 236.9 | 4.0107 | 4.0107 | 220.3224 | 220.3224 | 3929.8728 | 29395.4487 |  | 0
1942-04-24 | 0.051667 | 142.6 | 4.0107 | 4.0107 | 126.0224 | 126.0224 | 3997.8631 | 29904.0163 |  | 45.4653
1942-04-25 | 0 | 0 | 0 | 0 | -12.5669 | -12.5669 | 3985.2963 | 29810.0162 |  | 0
1942-04-26 | 0 | 0 | 0 | 0 | -12.5669 | -12.5669 | 3972.7294 | 29716.0161 |  | 0
1942-04-27 | 0 | 0 | 0 | 0 | -12.5669 | -12.5669 | 3960.1626 | 29622.0159 |  | 0
1942-04-28 | 0 | 0 | 0 | 0 | -12.5669 | -12.5669 | 3947.5957 | 29528.0158 |  | 0
1942-04-29 | 0 | 0 | 0 | 0 | -12.5669 | -12.5669 | 3935.0288 | 29434.0157 |  | 0
1942-04-30 | 0 | 0 | 0 | 0 | -12.5669 | -12.5669 | 3922.462 | 29340.0156 |  | 0
1942-05-01 | 0 | 0 | 0 | 0 | -12.5669 | -12.5669 | 3909.8951 | 29246.0155 |  | 0
1942-05-02 | 0 | 0 | 0 | 0 | -12.5669 | -12.5669 | 3897.3283 | 29152.0154 |  | 0
1942-05-03 | 0 | 0 | 0 | 0 | -12.5669 | -12.5669 | 3884.7614 | 29058.0153 |  | 0
1942-05-04 | 0 | 0 | 0 | 0 | -12.5669 | -12.5669 | 3872.1945 | 28964.0152 |  | 0
1942-05-05 | 0 | 0 | 0 | 0 | -12.5669 | -12.5669 | 3859.6277 | 28870.015 |  | 0
1942-05-06 | 0.020833 | 57.5 | 4.0107 | 4.0107 | 40.9224 | 40.9224 | 3900.5501 | 29176.1149 |  | 0
1942-05-07 | 0 | 0 | 0 | 0 | -12.5669 | -12.5669 | 3887.9833 | 29082.1148 |  | 0
1942-05-08 | 0 | 0 | 0 | 0 | -12.5669 | -12.5669 | 3875.4164 | 28988.1147 |  | 0
1942-05-09 | 0 | 0 | 0 | 0 | -12.5669 | -12.5669 | 3862.8495 | 28894.1146 |  | 0
1942-05-10 | 0 | 0 | 0 | 0 | -12.5669 | -12.5669 | 3850.2827 | 28800.1145 |  | 0
1942-05-11 | 0 | 0 | 0 | 0 | -12.5669 | -12.5669 | 3837.7158 | 28706.1144 |  | 0
1942-05-12 | 0 | 0 | 0 | 0 | -12.5669 | -12.5669 | 3825.149 | 28612.1143 |  | 0
1942-05-13 | 0 | 0 | 0 | 0 | -12.5669 | -12.5669 | 3812.5821 | 28518.1141 |  | 0
1942-05-14 | 0 | 0 | 0 | 0 | -12.5669 | -12.5669 | 3800.0152 | 28424.114 |  | 0
1942-05-15 | 0 | 0 | 0 | 0 | -12.5669 | -12.5669 | 3787.4484 | 28330.1139 |  | 0
1942-05-16 | 0 | 0 | 0 | 0 | -12.5669 | -12.5669 | 3774.8815 | 28236.1138 |  | 0
1942-05-17 | 0 | 0 | 0 | 0 | -12.5669 | -12.5669 | 3762.3147 | 28142.1137 |  | 0
1942-05-18 | 0 | 0 | 0 | 0 | -12.5669 | -12.5669 | 3749.7478 | 28048.1136 |  | 0
1942-05-19 | 0.07 | 193.2 | 4.0107 | 4.0107 | 176.6224 | 176.6224 | 3926.3702 | 29369.2495 |  | 0
1942-05-20 | 0 | 0 | 0 | 0 | -12.5669 | -12.5669 | 3913.8034 | 29275.2494 |  | 0
1942-05-21 | 0.0025 | 6.9 | 4.0107 | 4.0107 | -9.6776 | -9.6776 | 3904.1258 | 29202.8612 |  | 0
1942-05-22 | 0 | 0 | 0 | 0 | -12.5669 | -12.5669 | 3891.559 | 29108.8611 |  | 0
1942-05-23 | 0 | 0 | 0 | 0 | -12.5669 | -12.5669 | 3878.9921 | 29014.861 |  | 0
1942-05-24 | 0 | 0 | 0 | 0 | -12.5669 | -12.5669 | 3866.4253 | 28920.8609 |  | 0
1942-05-25 | 0 | 0 | 0 | 0 | -12.5669 | -12.5669 | 3853.8584 | 28826.8608 |  | 0
1942-05-26 | 0 | 0 | 0 | 0 | -12.5669 | -12.5669 | 3841.2915 | 28732.8607 |  | 0
1942-05-27 | 0 | 0 | 0 | 0 | -12.5669 | -12.5669 | 3828.7247 | 28638.8606 |  | 0
1942-05-28 | 0 | 0 | 0 | 0 | -12.5669 | -12.5669 | 3816.1578 | 28544.8605 |  | 0
1942-05-29 | 0 | 0 | 0 | 0 | -12.5669 | -12.5669 | 3803.591 | 28450.8603 |  | 0
1942-05-30 | 0 | 0 | 0 | 0 | -12.5669 | -12.5669 | 3791.0241 | 28356.8602 |  | 0
1942-05-31 | 0 | 0 | 0 | 0 | -12.5669 | -12.5669 | 3778.4572 | 28262.8601 |  | 0
1942-06-01 | 0 | 0 | 0 | 0 | -12.5669 | -12.5669 | 3765.8904 | 28168.86 |  | 0
1942-06-02 | 0 | 0 | 0 | 0 | -12.5669 | -12.5669 | 3753.3235 | 28074.8599 |  | 0
1942-06-03 | 0 | 0 | 0 | 0 | -12.5669 | -12.5669 | 3740.7567 | 27980.8598 |  | 0
1942-06-04 | 0 | 0 | 0 | 0 | -12.5669 | -12.5669 | 3728.1898 | 27886.8597 |  | 0
1942-06-05 | 0.013333 | 36.8 | 4.0107 | 4.0107 | 20.2224 | 20.2224 | 3748.4122 | 28038.1235 |  | 0
1942-06-06 | 0.0025 | 6.9 | 4.0107 | 4.0107 | -9.6776 | -9.6776 | 3738.7347 | 27965.7354 |  | 0
1942-06-07 | 0.049167 | 135.7 | 4.0107 | 4.0107 | 119.1224 | 119.1224 | 3857.8571 | 28856.7713 |  | 0
1942-06-08 | 0.0075 | 20.7 | 4.0107 | 4.0107 | 4.1224 | 4.1224 | 3861.9796 | 28887.6072 |  | 0
1942-06-09 | 0.041667 | 115 | 4.0107 | 4.0107 | 98.4224 | 98.4224 | 3960.402 | 29623.8071 |  | 0
1942-06-10 | 0 | 0 | 0 | 0 | -12.5669 | -12.5669 | 3947.8352 | 29529.807 |  | 0
1942-06-11 | 0 | 0 | 0 | 0 | -12.5669 | -12.5669 | 3935.2683 | 29435.8069 |  | 0
1942-06-12 | 0 | 0 | 0 | 0 | -12.5669 | -12.5669 | 3922.7014 | 29341.8068 |  | 0
1942-06-13 | 0 | 0 | 0 | 0 | -12.5669 | -12.5669 | 3910.1346 | 29247.8066 |  | 0
1942-06-14 | 0 | 0 | 0 | 0 | -12.5669 | -12.5669 | 3897.5677 | 29153.8065 |  | 0
1942-06-15 | 0.094167 | 259.9 | 4.0107 | 4.0107 | 243.3224 | 243.3224 | 3997.8631 | 29904.0163 |  | 130.4602
1942-06-16 | 0 | 0 | 0 | 0 | -12.5669 | -12.5669 | 3985.2963 | 29810.0162 |  | 0
1942-06-17 | 0 | 0 | 0 | 0 | -12.5669 | -12.5669 | 3972.7294 | 29716.0161 |  | 0
1942-06-18 | 0 | 0 | 0 | 0 | -12.5669 | -12.5669 | 3960.1626 | 29622.0159 |  | 0
1942-06-19 | 0 | 0 | 0 | 0 | -12.5669 | -12.5669 | 3947.5957 | 29528.0158 |  | 0
1942-06-20 | 0 | 0 | 0 | 0 | -12.5669 | -12.5669 | 3935.0288 | 29434.0157 |  | 0
1942-06-21 | 0.005 | 13.8 | 4.0107 | 4.0107 | -2.7776 | -2.7776 | 3932.2513 | 29413.2396 |  | 0
1942-06-22 | 0.065 | 179.4 | 4.0107 | 4.0107 | 162.8224 | 162.8224 | 3997.8631 | 29904.0163 |  | 84.6437
1942-06-23 | 0 | 0 | 0 | 0 | -12.5669 | -12.5669 | 3985.2963 | 29810.0162 |  | 0
1942-06-24 | 0 | 0 | 0 | 0 | -12.5669 | -12.5669 | 3972.7294 | 29716.0161 |  | 0
1942-06-25 | 0 | 0 | 0 | 0 | -12.5669 | -12.5669 | 3960.1626 | 29622.0159 |  | 0
1942-06-26 | 0 | 0 | 0 | 0 | -12.5669 | -12.5669 | 3947.5957 | 29528.0158 |  | 0
1942-06-27 | 0 | 0 | 0 | 0 | -12.5669 | -12.5669 | 3935.0288 | 29434.0157 |  | 0
1942-06-28 | 0 | 0 | 0 | 0 | -12.5669 | -12.5669 | 3922.462 | 29340.0156 |  | 0
1942-06-29 | 0 | 0 | 0 | 0 | -12.5669 | -12.5669 | 3909.8951 | 29246.0155 |  | 0
1942-06-30 | 0 | 0 | 0 | 0 | -12.5669 | -12.5669 | 3897.3283 | 29152.0154 |  | 0
1942-07-01 | 0 | 0 | 0 | 0 | -12.5669 | -12.5669 | 3884.7614 | 29058.0153 |  | 0
1942-07-02 | 0.0016667 | 4.6 | 4.0107 | 4.0107 | -11.9776 | -11.9776 | 3872.7838 | 28968.4232 |  | 0
1942-07-03 | 0 | 0 | 0 | 0 | -12.5669 | -12.5669 | 3860.217 | 28874.423 |  | 0
1942-07-04 | 0 | 0 | 0 | 0 | -12.5669 | -12.5669 | 3847.6501 | 28780.4229 |  | 0
1942-07-05 | 0 | 0 | 0 | 0 | -12.5669 | -12.5669 | 3835.0833 | 28686.4228 |  | 0
1942-07-06 | 0 | 0 | 0 | 0 | -12.5669 | -12.5669 | 3822.5164 | 28592.4227 |  | 0
1942-07-07 | 0 | 0 | 0 | 0 | -12.5669 | -12.5669 | 3809.9495 | 28498.4226 |  | 0
1942-07-08 | 0 | 0 | 0 | 0 | -12.5669 | -12.5669 | 3797.3827 | 28404.4225 |  | 0
1942-07-09 | 0 | 0 | 0 | 0 | -12.5669 | -12.5669 | 3784.8158 | 28310.4224 |  | 0
1942-07-10 | 0.015 | 41.4 | 4.0107 | 4.0107 | 24.8224 | 24.8224 | 3809.6383 | 28496.0943 |  | 0
1942-07-11 | 0.016667 | 46 | 4.0107 | 4.0107 | 29.4224 | 29.4224 | 3839.0607 | 28716.1741 |  | 0
1942-07-12 | 0 | 0 | 0 | 0 | -12.5669 | -12.5669 | 3826.4939 | 28622.174 |  | 0
1942-07-13 | 0 | 0 | 0 | 0 | -12.5669 | -12.5669 | 3813.927 | 28528.1739 |  | 0
1942-07-14 | 0 | 0 | 0 | 0 | -12.5669 | -12.5669 | 3801.3601 | 28434.1738 |  | 0
1942-07-15 | 0 | 0 | 0 | 0 | -12.5669 | -12.5669 | 3788.7933 | 28340.1737 |  | 0
1942-07-16 | 0 | 0 | 0 | 0 | -12.5669 | -12.5669 | 3776.2264 | 28246.1736 |  | 0
1942-07-17 | 0 | 0 | 0 | 0 | -12.5669 | -12.5669 | 3763.6596 | 28152.1735 |  | 0
1942-07-18 | 0 | 0 | 0 | 0 | -12.5669 | -12.5669 | 3751.0927 | 28058.1734 |  | 0
1942-07-19 | 0 | 0 | 0 | 0 | -12.5669 | -12.5669 | 3738.5258 | 27964.1732 |  | 0
1942-07-20 | 0 | 0 | 0 | 0 | -12.5669 | -12.5669 | 3725.959 | 27870.1731 |  | 0
1942-07-21 | 0.0025 | 6.9 | 4.0107 | 4.0107 | -9.6776 | -9.6776 | 3716.2814 | 27797.785 |  | 0
1942-07-22 | 0 | 0 | 0 | 0 | -12.5669 | -12.5669 | 3703.7146 | 27703.7849 |  | 0
1942-07-23 | 0 | 0 | 0 | 0 | -12.5669 | -12.5669 | 3691.1477 | 27609.7848 |  | 0
1942-07-24 | 0 | 0 | 0 | 0 | -12.5669 | -12.5669 | 3678.5808 | 27515.7847 |  | 0
1942-07-25 | 0.0125 | 34.5 | 4.0107 | 4.0107 | 17.9224 | 17.9224 | 3696.5033 | 27649.8446 |  | 0
1942-07-26 | 0 | 0 | 0 | 0 | -12.5669 | -12.5669 | 3683.9364 | 27555.8445 |  | 0
1942-07-27 | 0 | 0 | 0 | 0 | -12.5669 | -12.5669 | 3671.3696 | 27461.8443 |  | 0
1942-07-28 | 0 | 0 | 0 | 0 | -12.5669 | -12.5669 | 3658.8027 | 27367.8442 |  | 0
1942-07-29 | 0 | 0 | 0 | 0 | -12.5669 | -12.5669 | 3646.2358 | 27273.8441 |  | 0
1942-07-30 | 0 | 0 | 0 | 0 | -12.5669 | -12.5669 | 3633.669 | 27179.844 |  | 0
1942-07-31 | 0 | 0 | 0 | 0 | -12.5669 | -12.5669 | 3621.1021 | 27085.8439 |  | 0
1942-08-01 | 0 | 0 | 0 | 0 | -12.5669 | -12.5669 | 3608.5353 | 26991.8438 |  | 0
1942-08-02 | 0 | 0 | 0 | 0 | -12.5669 | -12.5669 | 3595.9684 | 26897.8437 |  | 0
1942-08-03 | 0 | 0 | 0 | 0 | -12.5669 | -12.5669 | 3583.4015 | 26803.8435 |  | 0
1942-08-04 | 0.0425 | 117.3 | 4.0107 | 4.0107 | 100.7224 | 100.7224 | 3684.124 | 27557.2474 |  | 0
1942-08-05 | 0 | 0 | 0 | 0 | -12.5669 | -12.5669 | 3671.5571 | 27463.2473 |  | 0
1942-08-06 | 0 | 0 | 0 | 0 | -12.5669 | -12.5669 | 3658.9903 | 27369.2472 |  | 0
1942-08-07 | 0 | 0 | 0 | 0 | -12.5669 | -12.5669 | 3646.4234 | 27275.2471 |  | 0
1942-08-08 | 0 | 0 | 0 | 0 | -12.5669 | -12.5669 | 3633.8565 | 27181.247 |  | 0
1942-08-09 | 0 | 0 | 0 | 0 | -12.5669 | -12.5669 | 3621.2897 | 27087.2469 |  | 0
1942-08-10 | 0 | 0 | 0 | 0 | -12.5669 | -12.5669 | 3608.7228 | 26993.2468 |  | 0
1942-08-11 | 0 | 0 | 0 | 0 | -12.5669 | -12.5669 | 3596.156 | 26899.2466 |  | 0
1942-08-12 | 0.010833 | 29.9 | 4.0107 | 4.0107 | 13.3224 | 13.3224 | 3609.4784 | 26998.8985 |  | 0
1942-08-13 | 0 | 0 | 0 | 0 | -12.5669 | -12.5669 | 3596.9116 | 26904.8984 |  | 0
1942-08-14 | 0.015 | 41.4 | 4.0107 | 4.0107 | 24.8224 | 24.8224 | 3621.734 | 27090.5703 |  | 0
1942-08-15 | 0.028333 | 78.2 | 4.0107 | 4.0107 | 61.6224 | 61.6224 | 3683.3564 | 27551.5062 |  | 0
1942-08-16 | 0.0025 | 6.9 | 4.0107 | 4.0107 | -9.6776 | -9.6776 | 3673.6789 | 27479.1181 |  | 0
1942-08-17 | 0 | 0 | 0 | 0 | -12.5669 | -12.5669 | 3661.112 | 27385.118 |  | 0
1942-08-18 | 0 | 0 | 0 | 0 | -12.5669 | -12.5669 | 3648.5452 | 27291.1179 |  | 0
1942-08-19 | 0 | 0 | 0 | 0 | -12.5669 | -12.5669 | 3635.9783 | 27197.1177 |  | 0
1942-08-20 | 0 | 0 | 0 | 0 | -12.5669 | -12.5669 | 3623.4114 | 27103.1176 |  | 0
1942-08-21 | 0 | 0 | 0 | 0 | -12.5669 | -12.5669 | 3610.8446 | 27009.1175 |  | 0
1942-08-22 | 0 | 0 | 0 | 0 | -12.5669 | -12.5669 | 3598.2777 | 26915.1174 |  | 0
1942-08-23 | 0 | 0 | 0 | 0 | -12.5669 | -12.5669 | 3585.7109 | 26821.1173 |  | 0
1942-08-24 | 0 | 0 | 0 | 0 | -12.5669 | -12.5669 | 3573.144 | 26727.1172 |  | 0
1942-08-25 | 0.005 | 13.8 | 4.0107 | 4.0107 | -2.7776 | -2.7776 | 3570.3665 | 26706.3411 |  | 0
1942-08-26 | 0 | 0 | 0 | 0 | -12.5669 | -12.5669 | 3557.7996 | 26612.341 |  | 0
1942-08-27 | 0 | 0 | 0 | 0 | -12.5669 | -12.5669 | 3545.2327 | 26518.3408 |  | 0
1942-08-28 | 0 | 0 | 0 | 0 | -12.5669 | -12.5669 | 3532.6659 | 26424.3407 |  | 0
1942-08-29 | 0 | 0 | 0 | 0 | -12.5669 | -12.5669 | 3520.099 | 26330.3406 |  | 0
1942-08-30 | 0 | 0 | 0 | 0 | -12.5669 | -12.5669 | 3507.5322 | 26236.3405 |  | 0
1942-08-31 | 0 | 0 | 0 | 0 | -12.5669 | -12.5669 | 3494.9653 | 26142.3404 |  | 0
1942-09-01 | 0 | 0 | 0 | 0 | -12.5669 | -12.5669 | 3482.3984 | 26048.3403 |  | 0
1942-09-02 | 0.0016667 | 4.6 | 4.0107 | 4.0107 | -11.9776 | -11.9776 | 3470.4209 | 25958.7482 |  | 0
1942-09-03 | 0.12333 | 340.4 | 4.0107 | 4.0107 | 323.8224 | 323.8224 | 3794.2433 | 28380.9401 |  | 0
1942-09-04 | 0 | 0 | 0 | 0 | -12.5669 | -12.5669 | 3781.6765 | 28286.9399 |  | 0
1942-09-05 | 0 | 0 | 0 | 0 | -12.5669 | -12.5669 | 3769.1096 | 28192.9398 |  | 0
1942-09-06 | 0.0066667 | 18.4 | 4.0107 | 4.0107 | 1.8224 | 1.8224 | 3770.932 | 28206.5717 |  | 0
1942-09-07 | 0.0575 | 158.7 | 4.0107 | 4.0107 | 142.1224 | 142.1224 | 3913.0545 | 29269.6476 |  | 0
1942-09-08 | 0 | 0 | 0 | 0 | -12.5669 | -12.5669 | 3900.4876 | 29175.6475 |  | 0
1942-09-09 | 0 | 0 | 0 | 0 | -12.5669 | -12.5669 | 3887.9208 | 29081.6474 |  | 0
1942-09-10 | 0 | 0 | 0 | 0 | -12.5669 | -12.5669 | 3875.3539 | 28987.6473 |  | 0
1942-09-11 | 0 | 0 | 0 | 0 | -12.5669 | -12.5669 | 3862.7871 | 28893.6472 |  | 0
1942-09-12 | 0 | 0 | 0 | 0 | -12.5669 | -12.5669 | 3850.2202 | 28799.647 |  | 0
1942-09-13 | 0 | 0 | 0 | 0 | -12.5669 | -12.5669 | 3837.6533 | 28705.6469 |  | 0
1942-09-14 | 0 | 0 | 0 | 0 | -12.5669 | -12.5669 | 3825.0865 | 28611.6468 |  | 0
1942-09-15 | 0 | 0 | 0 | 0 | -12.5669 | -12.5669 | 3812.5196 | 28517.6467 |  | 0
1942-09-16 | 0 | 0 | 0 | 0 | -12.5669 | -12.5669 | 3799.9528 | 28423.6466 |  | 0
1942-09-17 | 0 | 0 | 0 | 0 | -12.5669 | -12.5669 | 3787.3859 | 28329.6465 |  | 0
1942-09-18 | 0 | 0 | 0 | 0 | -12.5669 | -12.5669 | 3774.819 | 28235.6464 |  | 0
1942-09-19 | 0.11083 | 305.9 | 4.0107 | 4.0107 | 289.3224 | 289.3224 | 3997.8631 | 29904.0163 |  | 53.7115
1942-09-20 | 0.0025 | 6.9 | 4.0107 | 4.0107 | -9.6776 | -9.6776 | 3988.1856 | 29831.6282 |  | 0
1942-09-21 | 0 | 0 | 0 | 0 | -12.5669 | -12.5669 | 3975.6187 | 29737.6281 |  | 0
1942-09-22 | 0 | 0 | 0 | 0 | -12.5669 | -12.5669 | 3963.0519 | 29643.6279 |  | 0
1942-09-23 | 0 | 0 | 0 | 0 | -12.5669 | -12.5669 | 3950.485 | 29549.6278 |  | 0
1942-09-24 | 0 | 0 | 0 | 0 | -12.5669 | -12.5669 | 3937.9181 | 29455.6277 |  | 0
1942-09-25 | 0 | 0 | 0 | 0 | -12.5669 | -12.5669 | 3925.3513 | 29361.6276 |  | 0
1942-09-26 | 0 | 0 | 0 | 0 | -12.5669 | -12.5669 | 3912.7844 | 29267.6275 |  | 0
1942-09-27 | 0 | 0 | 0 | 0 | -12.5669 | -12.5669 | 3900.2176 | 29173.6274 |  | 0
1942-09-28 | 0 | 0 | 0 | 0 | -12.5669 | -12.5669 | 3887.6507 | 29079.6273 |  | 0
1942-09-29 | 0 | 0 | 0 | 0 | -12.5669 | -12.5669 | 3875.0838 | 28985.6272 |  | 0
1942-09-30 | 0 | 0 | 0 | 0 | -12.5669 | -12.5669 | 3862.517 | 28891.627 |  | 0
1942-10-01 | 0 | 0 | 0 | 0 | -12.5669 | -12.5669 | 3849.9501 | 28797.6269 |  | 0
1942-10-02 | 0 | 0 | 0 | 0 | -12.5669 | -12.5669 | 3837.3833 | 28703.6268 |  | 0
1942-10-03 | 0 | 0 | 0 | 0 | -12.5669 | -12.5669 | 3824.8164 | 28609.6267 |  | 0
1942-10-04 | 0 | 0 | 0 | 0 | -12.5669 | -12.5669 | 3812.2495 | 28515.6266 |  | 0
1942-10-05 | 0.0016667 | 4.6 | 4.0107 | 4.0107 | -11.9776 | -11.9776 | 3800.272 | 28426.0345 |  | 0
1942-10-06 | 0 | 0 | 0 | 0 | -12.5669 | -12.5669 | 3787.7051 | 28332.0344 |  | 0
1942-10-07 | 0 | 0 | 0 | 0 | -12.5669 | -12.5669 | 3775.1383 | 28238.0343 |  | 0
1942-10-08 | 0 | 0 | 0 | 0 | -12.5669 | -12.5669 | 3762.5714 | 28144.0341 |  | 0
1942-10-09 | 0 | 0 | 0 | 0 | -12.5669 | -12.5669 | 3750.0045 | 28050.034 |  | 0
1942-10-10 | 0 | 0 | 0 | 0 | -12.5669 | -12.5669 | 3737.4377 | 27956.0339 |  | 0
1942-10-11 | 0 | 0 | 0 | 0 | -12.5669 | -12.5669 | 3724.8708 | 27862.0338 |  | 0
1942-10-12 | 0 | 0 | 0 | 0 | -12.5669 | -12.5669 | 3712.304 | 27768.0337 |  | 0
1942-10-13 | 0 | 0 | 0 | 0 | -12.5669 | -12.5669 | 3699.7371 | 27674.0336 |  | 0
1942-10-14 | 0 | 0 | 0 | 0 | -12.5669 | -12.5669 | 3687.1702 | 27580.0335 |  | 0
1942-10-15 | 0.12417 | 342.7 | 4.0107 | 4.0107 | 326.1224 | 326.1224 | 3997.8631 | 29904.0163 |  | 2.8627
1942-10-16 | 0.01 | 27.6 | 4.0107 | 4.0107 | 11.0224 | 11.0224 | 4008.8856 | 29986.4642 |  | 0
1942-10-17 | 0.20333 | 561.2 | 4.0107 | 4.0107 | 544.6224 | 544.6224 | 3997.8631 | 29904.0163 |  | 543.078
1942-10-18 | 0 | 0 | 0 | 0 | -12.5669 | -12.5669 | 3985.2963 | 29810.0162 |  | 0
1942-10-19 | 0 | 0 | 0 | 0 | -12.5669 | -12.5669 | 3972.7294 | 29716.0161 |  | 0
1942-10-20 | 0 | 0 | 0 | 0 | -12.5669 | -12.5669 | 3960.1626 | 29622.0159 |  | 0
1942-10-21 | 0 | 0 | 0 | 0 | -12.5669 | -12.5669 | 3947.5957 | 29528.0158 |  | 0
1942-10-22 | 0 | 0 | 0 | 0 | -12.5669 | -12.5669 | 3935.0288 | 29434.0157 |  | 0
1942-10-23 | 0 | 0 | 0 | 0 | -12.5669 | -12.5669 | 3922.462 | 29340.0156 |  | 0
1942-10-24 | 0 | 0 | 0 | 0 | -12.5669 | -12.5669 | 3909.8951 | 29246.0155 |  | 0
1942-10-25 | 0 | 0 | 0 | 0 | -12.5669 | -12.5669 | 3897.3283 | 29152.0154 |  | 0
1942-10-26 | 0 | 0 | 0 | 0 | -12.5669 | -12.5669 | 3884.7614 | 29058.0153 |  | 0
1942-10-27 | 0 | 0 | 0 | 0 | -12.5669 | -12.5669 | 3872.1945 | 28964.0152 |  | 0
1942-10-28 | 0 | 0 | 0 | 0 | -12.5669 | -12.5669 | 3859.6277 | 28870.015 |  | 0
1942-10-29 | 0.0225 | 62.1 | 4.0107 | 4.0107 | 45.5224 | 45.5224 | 3905.1501 | 29210.5229 |  | 0
1942-10-30 | 0.0825 | 227.7 | 4.0107 | 4.0107 | 211.1224 | 211.1224 | 3997.8631 | 29904.0163 |  | 105.8426
1942-10-31 | 0 | 0 | 0 | 0 | -12.5669 | -12.5669 | 3985.2963 | 29810.0162 |  | 0
1942-11-01 | 0 | 0 | 0 | 0 | -12.5669 | -12.5669 | 3972.7294 | 29716.0161 |  | 0
1942-11-02 | 0 | 0 | 0 | 0 | -12.5669 | -12.5669 | 3960.1626 | 29622.0159 |  | 0
1942-11-03 | 0 | 0 | 0 | 0 | -12.5669 | -12.5669 | 3947.5957 | 29528.0158 |  | 0
1942-11-04 | 0.075 | 207 | 4.0107 | 4.0107 | 190.4224 | 190.4224 | 3997.8631 | 29904.0163 |  | 127.5881
1942-11-05 | 0 | 0 | 0 | 0 | -12.5669 | -12.5669 | 3985.2963 | 29810.0162 |  | 0
1942-11-06 | 0.059167 | 163.3 | 4.0107 | 4.0107 | 146.7224 | 146.7224 | 3997.8631 | 29904.0163 |  | 121.5887
1942-11-07 | 0.0041667 | 11.5 | 4.0107 | 4.0107 | -5.0776 | -5.0776 | 3992.7856 | 29866.0362 |  | 0
1942-11-08 | 0 | 0 | 0 | 0 | -12.5669 | -12.5669 | 3980.2187 | 29772.0361 |  | 0
1942-11-09 | 0 | 0 | 0 | 0 | -12.5669 | -12.5669 | 3967.6519 | 29678.0359 |  | 0
1942-11-10 | 0 | 0 | 0 | 0 | -12.5669 | -12.5669 | 3955.085 | 29584.0358 |  | 0
1942-11-11 | 0 | 0 | 0 | 0 | -12.5669 | -12.5669 | 3942.5181 | 29490.0357 |  | 0
1942-11-12 | 0 | 0 | 0 | 0 | -12.5669 | -12.5669 | 3929.9513 | 29396.0356 |  | 0
1942-11-13 | 0 | 0 | 0 | 0 | -12.5669 | -12.5669 | 3917.3844 | 29302.0355 |  | 0
1942-11-14 | 0 | 0 | 0 | 0 | -12.5669 | -12.5669 | 3904.8176 | 29208.0354 |  | 0
1942-11-15 | 0 | 0 | 0 | 0 | -12.5669 | -12.5669 | 3892.2507 | 29114.0353 |  | 0
1942-11-16 | 0 | 0 | 0 | 0 | -12.5669 | -12.5669 | 3879.6838 | 29020.0352 |  | 0
1942-11-17 | 0 | 0 | 0 | 0 | -12.5669 | -12.5669 | 3867.117 | 28926.035 |  | 0
1942-11-18 | 0 | 0 | 0 | 0 | -12.5669 | -12.5669 | 3854.5501 | 28832.0349 |  | 0
1942-11-19 | 0 | 0 | 0 | 0 | -12.5669 | -12.5669 | 3841.9833 | 28738.0348 |  | 0
1942-11-20 | 0 | 0 | 0 | 0 | -12.5669 | -12.5669 | 3829.4164 | 28644.0347 |  | 0
1942-11-21 | 0 | 0 | 0 | 0 | -12.5669 | -12.5669 | 3816.8495 | 28550.0346 |  | 0
1942-11-22 | 0 | 0 | 0 | 0 | -12.5669 | -12.5669 | 3804.2827 | 28456.0345 |  | 0
1942-11-23 | 0 | 0 | 0 | 0 | -12.5669 | -12.5669 | 3791.7158 | 28362.0344 |  | 0
1942-11-24 | 0 | 0 | 0 | 0 | -12.5669 | -12.5669 | 3779.149 | 28268.0343 |  | 0
1942-11-25 | 0 | 0 | 0 | 0 | -12.5669 | -12.5669 | 3766.5821 | 28174.0341 |  | 0
1942-11-26 | 0 | 0 | 0 | 0 | -12.5669 | -12.5669 | 3754.0152 | 28080.034 |  | 0
1942-11-27 | 0 | 0 | 0 | 0 | -12.5669 | -12.5669 | 3741.4484 | 27986.0339 |  | 0
1942-11-28 | 0 | 0 | 0 | 0 | -12.5669 | -12.5669 | 3728.8815 | 27892.0338 |  | 0
1942-11-29 | 0 | 0 | 0 | 0 | -12.5669 | -12.5669 | 3716.3147 | 27798.0337 |  | 0
1942-11-30 | 0 | 0 | 0 | 0 | -12.5669 | -12.5669 | 3703.7478 | 27704.0336 |  | 0
1942-12-01 | 0 | 0 | 0 | 0 | -12.5669 | -12.5669 | 3691.1809 | 27610.0335 |  | 0
1942-12-02 | 0 | 0 | 0 | 0 | -12.5669 | -12.5669 | 3678.6141 | 27516.0334 |  | 0
1942-12-03 | 0 | 0 | 0 | 0 | -12.5669 | -12.5669 | 3666.0472 | 27422.0332 |  | 0
1942-12-04 | 0.0066667 | 18.4 | 4.0107 | 4.0107 | 1.8224 | 1.8224 | 3667.8697 | 27435.6651 |  | 0
1942-12-05 | 0.0016667 | 4.6 | 4.0107 | 4.0107 | -11.9776 | -11.9776 | 3655.8921 | 27346.073 |  | 0
1942-12-06 | 0.029167 | 80.5 | 4.0107 | 4.0107 | 63.9224 | 63.9224 | 3719.8146 | 27824.2129 |  | 0
1942-12-07 | 0.005 | 13.8 | 4.0107 | 4.0107 | -2.7776 | -2.7776 | 3717.037 | 27803.4368 |  | 0
1942-12-08 | 0 | 0 | 0 | 0 | -12.5669 | -12.5669 | 3704.4701 | 27709.4367 |  | 0
1942-12-09 | 0 | 0 | 0 | 0 | -12.5669 | -12.5669 | 3691.9033 | 27615.4366 |  | 0
1942-12-10 | 0 | 0 | 0 | 0 | -12.5669 | -12.5669 | 3679.3364 | 27521.4365 |  | 0
1942-12-11 | 0 | 0 | 0 | 0 | -12.5669 | -12.5669 | 3666.7696 | 27427.4363 |  | 0
1942-12-12 | 0 | 0 | 0 | 0 | -12.5669 | -12.5669 | 3654.2027 | 27333.4362 |  | 0
1942-12-13 | 0 | 0 | 0 | 0 | -12.5669 | -12.5669 | 3641.6358 | 27239.4361 |  | 0
1942-12-14 | 0 | 0 | 0 | 0 | -12.5669 | -12.5669 | 3629.069 | 27145.436 |  | 0
1942-12-15 | 0 | 0 | 0 | 0 | -12.5669 | -12.5669 | 3616.5021 | 27051.4359 |  | 0
1942-12-16 | 0 | 0 | 0 | 0 | -12.5669 | -12.5669 | 3603.9353 | 26957.4358 |  | 0
1942-12-17 | 0 | 0 | 0 | 0 | -12.5669 | -12.5669 | 3591.3684 | 26863.4357 |  | 0
1942-12-18 | 0 | 0 | 0 | 0 | -12.5669 | -12.5669 | 3578.8015 | 26769.4355 |  | 0
1942-12-19 | 0 | 0 | 0 | 0 | -12.5669 | -12.5669 | 3566.2347 | 26675.4354 |  | 0
1942-12-20 | 0 | 0 | 0 | 0 | -12.5669 | -12.5669 | 3553.6678 | 26581.4353 |  | 0
1942-12-21 | 0.044167 | 121.9 | 4.0107 | 4.0107 | 105.3224 | 105.3224 | 3658.9903 | 27369.2472 |  | 0
1942-12-22 | 0 | 0 | 0 | 0 | -12.5669 | -12.5669 | 3646.4234 | 27275.2471 |  | 0
1942-12-23 | 0 | 0 | 0 | 0 | -12.5669 | -12.5669 | 3633.8565 | 27181.247 |  | 0
1942-12-24 | 0 | 0 | 0 | 0 | -12.5669 | -12.5669 | 3621.2897 | 27087.2469 |  | 0
1942-12-25 | 0 | 0 | 0 | 0 | -12.5669 | -12.5669 | 3608.7228 | 26993.2468 |  | 0
1942-12-26 | 0.035833 | 98.9 | 4.0107 | 4.0107 | 82.3224 | 82.3224 | 3691.0453 | 27609.0186 |  | 0
1942-12-27 | 0 | 0 | 0 | 0 | -12.5669 | -12.5669 | 3678.4784 | 27515.0185 |  | 0
1942-12-28 | 0 | 0 | 0 | 0 | -12.5669 | -12.5669 | 3665.9116 | 27421.0184 |  | 0
1942-12-29 | 0 | 0 | 0 | 0 | -12.5669 | -12.5669 | 3653.3447 | 27327.0183 |  | 0
1942-12-30 | 0 | 0 | 0 | 0 | -12.5669 | -12.5669 | 3640.7778 | 27233.0182 |  | 0
1942-12-31 | 0 | 0 | 0 | 0 | -12.5669 | -12.5669 | 3628.211 | 27139.0181 |  | 0
1943-01-01 | 0 | 0 | 0 | 0 | -12.5669 | -12.5669 | 3615.6441 | 27045.018 |  | 0
1943-01-02 | 0 | 0 | 0 | 0 | -12.5669 | -12.5669 | 3603.0773 | 26951.0179 |  | 0
1943-01-03 | 0 | 0 | 0 | 0 | -12.5669 | -12.5669 | 3590.5104 | 26857.0177 |  | 0
1943-01-04 | 0 | 0 | 0 | 0 | -12.5669 | -12.5669 | 3577.9435 | 26763.0176 |  | 0
1943-01-05 | 0.0016667 | 4.6 | 4.0107 | 4.0107 | -11.9776 | -11.9776 | 3565.966 | 26673.4255 |  | 0
1943-01-06 | 0.0041667 | 11.5 | 4.0107 | 4.0107 | -5.0776 | -5.0776 | 3560.8884 | 26635.4454 |  | 0
1943-01-07 | 0 | 0 | 0 | 0 | -12.5669 | -12.5669 | 3548.3216 | 26541.4453 |  | 0
1943-01-08 | 0 | 0 | 0 | 0 | -12.5669 | -12.5669 | 3535.7547 | 26447.4452 |  | 0
1943-01-09 | 0 | 0 | 0 | 0 | -12.5669 | -12.5669 | 3523.1878 | 26353.4451 |  | 0
1943-01-10 | 0 | 0 | 0 | 0 | -12.5669 | -12.5669 | 3510.621 | 26259.445 |  | 0
1943-01-11 | 0 | 0 | 0 | 0 | -12.5669 | -12.5669 | 3498.0541 | 26165.4448 |  | 0
1943-01-12 | 0 | 0 | 0 | 0 | -12.5669 | -12.5669 | 3485.4873 | 26071.4447 |  | 0
1943-01-13 | 0 | 0 | 0 | 0 | -12.5669 | -12.5669 | 3472.9204 | 25977.4446 |  | 0
1943-01-14 | 0 | 0 | 0 | 0 | -12.5669 | -12.5669 | 3460.3535 | 25883.4445 |  | 0
1943-01-15 | 0 | 0 | 0 | 0 | -12.5669 | -12.5669 | 3447.7867 | 25789.4444 |  | 0
1943-01-16 | 0 | 0 | 0 | 0 | -12.5669 | -12.5669 | 3435.2198 | 25695.4443 |  | 0
1943-01-17 | 0 | 0 | 0 | 0 | -12.5669 | -12.5669 | 3422.653 | 25601.4442 |  | 0
1943-01-18 | 0 | 0 | 0 | 0 | -12.5669 | -12.5669 | 3410.0861 | 25507.4441 |  | 0
1943-01-19 | 0 | 0 | 0 | 0 | -12.5669 | -12.5669 | 3397.5192 | 25413.4439 |  | 0
1943-01-20 | 0 | 0 | 0 | 0 | -12.5669 | -12.5669 | 3384.9524 | 25319.4438 |  | 0
1943-01-21 | 0 | 0 | 0 | 0 | -12.5669 | -12.5669 | 3372.3855 | 25225.4437 |  | 0
1943-01-22 | 0 | 0 | 0 | 0 | -12.5669 | -12.5669 | 3359.8187 | 25131.4436 |  | 0
1943-01-23 | 0 | 0 | 0 | 0 | -12.5669 | -12.5669 | 3347.2518 | 25037.4435 |  | 0
1943-01-24 | 0 | 0 | 0 | 0 | -12.5669 | -12.5669 | 3334.6849 | 24943.4434 |  | 0
1943-01-25 | 0 | 0 | 0 | 0 | -12.5669 | -12.5669 | 3322.1181 | 24849.4433 |  | 0
1943-01-26 | 0 | 0 | 0 | 0 | -12.5669 | -12.5669 | 3309.5512 | 24755.4432 |  | 0
1943-01-27 | 0 | 0 | 0 | 0 | -12.5669 | -12.5669 | 3296.9844 | 24661.443 |  | 0
1943-01-28 | 0 | 0 | 0 | 0 | -12.5669 | -12.5669 | 3284.4175 | 24567.4429 |  | 0
1943-01-29 | 0 | 0 | 0 | 0 | -12.5669 | -12.5669 | 3271.8506 | 24473.4428 |  | 0
1943-01-30 | 0 | 0 | 0 | 0 | -12.5669 | -12.5669 | 3259.2838 | 24379.4427 |  | 0
1943-01-31 | 0 | 0 | 0 | 0 | -12.5669 | -12.5669 | 3246.7169 | 24285.4426 |  | 0
1943-02-01 | 0 | 0 | 0 | 0 | -12.5669 | -12.5669 | 3234.1501 | 24191.4425 |  | 0
1943-02-02 | 0.01 | 27.6 | 4.0107 | 4.0107 | 11.0224 | 11.0224 | 3245.1725 | 24273.8904 |  | 0
1943-02-03 | 0 | 0 | 0 | 0 | -12.5669 | -12.5669 | 3232.6056 | 24179.8902 |  | 0
1943-02-04 | 0 | 0 | 0 | 0 | -12.5669 | -12.5669 | 3220.0388 | 24085.8901 |  | 0
1943-02-05 | 0 | 0 | 0 | 0 | -12.5669 | -12.5669 | 3207.4719 | 23991.89 |  | 0
1943-02-06 | 0 | 0 | 0 | 0 | -12.5669 | -12.5669 | 3194.9051 | 23897.8899 |  | 0
1943-02-07 | 0 | 0 | 0 | 0 | -12.5669 | -12.5669 | 3182.3382 | 23803.8898 |  | 0
1943-02-08 | 0 | 0 | 0 | 0 | -12.5669 | -12.5669 | 3169.7713 | 23709.8897 |  | 0
1943-02-09 | 0 | 0 | 0 | 0 | -12.5669 | -12.5669 | 3157.2045 | 23615.8896 |  | 0
1943-02-10 | 0 | 0 | 0 | 0 | -12.5669 | -12.5669 | 3144.6376 | 23521.8895 |  | 0
1943-02-11 | 0 | 0 | 0 | 0 | -12.5669 | -12.5669 | 3132.0708 | 23427.8893 |  | 0
1943-02-12 | 0 | 0 | 0 | 0 | -12.5669 | -12.5669 | 3119.5039 | 23333.8892 |  | 0
1943-02-13 | 0 | 0 | 0 | 0 | -12.5669 | -12.5669 | 3106.937 | 23239.8891 |  | 0
1943-02-14 | 0 | 0 | 0 | 0 | -12.5669 | -12.5669 | 3094.3702 | 23145.889 |  | 0
1943-02-15 | 0 | 0 | 0 | 0 | -12.5669 | -12.5669 | 3081.8033 | 23051.8889 |  | 0
1943-02-16 | 0 | 0 | 0 | 0 | -12.5669 | -12.5669 | 3069.2365 | 22957.8888 |  | 0
1943-02-17 | 0 | 0 | 0 | 0 | -12.5669 | -12.5669 | 3056.6696 | 22863.8887 |  | 0
1943-02-18 | 0 | 0 | 0 | 0 | -12.5669 | -12.5669 | 3044.1027 | 22769.8886 |  | 0
1943-02-19 | 0 | 0 | 0 | 0 | -12.5669 | -12.5669 | 3031.5359 | 22675.8884 |  | 0
1943-02-20 | 0 | 0 | 0 | 0 | -12.5669 | -12.5669 | 3018.969 | 22581.8883 |  | 0
1943-02-21 | 0 | 0 | 0 | 0 | -12.5669 | -12.5669 | 3006.4022 | 22487.8882 |  | 0
1943-02-22 | 0 | 0 | 0 | 0 | -12.5669 | -12.5669 | 2993.8353 | 22393.8881 |  | 0
1943-02-23 | 0 | 0 | 0 | 0 | -12.5669 | -12.5669 | 2981.2684 | 22299.888 |  | 0
1943-02-24 | 0 | 0 | 0 | 0 | -12.5669 | -12.5669 | 2968.7016 | 22205.8879 |  | 0
1943-02-25 | 0 | 0 | 0 | 0 | -12.5669 | -12.5669 | 2956.1347 | 22111.8878 |  | 0
1943-02-26 | 0 | 0 | 0 | 0 | -12.5669 | -12.5669 | 2943.5679 | 22017.8877 |  | 0
1943-02-27 | 0 | 0 | 0 | 0 | -12.5669 | -12.5669 | 2931.001 | 21923.8875 |  | 0
1943-02-28 | 0 | 0 | 0 | 0 | -12.5669 | -12.5669 | 2918.4341 | 21829.8874 |  | 0
1943-03-01 | 0 | 0 | 0 | 0 | -12.5669 | -12.5669 | 2905.8673 | 21735.8873 |  | 0
1943-03-02 | 0 | 0 | 0 | 0 | -12.5669 | -12.5669 | 2893.3004 | 21641.8872 |  | 0
1943-03-03 | 0 | 0 | 0 | 0 | -12.5669 | -12.5669 | 2880.7336 | 21547.8871 |  | 0
1943-03-04 | 0 | 0 | 0 | 0 | -12.5669 | -12.5669 | 2868.1667 | 21453.887 |  | 0
1943-03-05 | 0 | 0 | 0 | 0 | -12.5669 | -12.5669 | 2855.5998 | 21359.8869 |  | 0
1943-03-06 | 0 | 0 | 0 | 0 | -12.5669 | -12.5669 | 2843.033 | 21265.8868 |  | 0
1943-03-07 | 0 | 0 | 0 | 0 | -12.5669 | -12.5669 | 2830.4661 | 21171.8866 |  | 0
1943-03-08 | 0 | 0 | 0 | 0 | -12.5669 | -12.5669 | 2817.8993 | 21077.8865 |  | 0
1943-03-09 | 0 | 0 | 0 | 0 | -12.5669 | -12.5669 | 2805.3324 | 20983.8864 |  | 0
1943-03-10 | 0 | 0 | 0 | 0 | -12.5669 | -12.5669 | 2792.7655 | 20889.8863 |  | 0
1943-03-11 | 0 | 0 | 0 | 0 | -12.5669 | -12.5669 | 2780.1987 | 20795.8862 |  | 0
1943-03-12 | 0.021667 | 59.8 | 4.0107 | 4.0107 | 43.2224 | 43.2224 | 2823.4211 | 21119.1901 |  | 0
1943-03-13 | 0 | 0 | 0 | 0 | -12.5669 | -12.5669 | 2810.8543 | 21025.19 |  | 0
1943-03-14 | 0 | 0 | 0 | 0 | -12.5669 | -12.5669 | 2798.2874 | 20931.1898 |  | 0
1943-03-15 | 0 | 0 | 0 | 0 | -12.5669 | -12.5669 | 2785.7206 | 20837.1897 |  | 0
1943-03-16 | 0 | 0 | 0 | 0 | -12.5669 | -12.5669 | 2773.1537 | 20743.1896 |  | 0
1943-03-17 | 0 | 0 | 0 | 0 | -12.5669 | -12.5669 | 2760.5868 | 20649.1895 |  | 0
1943-03-18 | 0 | 0 | 0 | 0 | -12.5669 | -12.5669 | 2748.02 | 20555.1894 |  | 0
1943-03-19 | 0 | 0 | 0 | 0 | -12.5669 | -12.5669 | 2735.4531 | 20461.1893 |  | 0
1943-03-20 | 0 | 0 | 0 | 0 | -12.5669 | -12.5669 | 2722.8863 | 20367.1892 |  | 0
1943-03-21 | 0 | 0 | 0 | 0 | -12.5669 | -12.5669 | 2710.3194 | 20273.1891 |  | 0
1943-03-22 | 0 | 0 | 0 | 0 | -12.5669 | -12.5669 | 2697.7525 | 20179.1889 |  | 0
1943-03-23 | 0.00083333 | 2.3 | 4.0107 | 2.3 | -12.5669 | -12.5669 | 2685.1857 | 20085.1888 |  | 0
1943-03-24 | 0.11 | 303.6 | 4.0107 | 4.0107 | 287.0224 | 287.0224 | 2972.2081 | 22232.1167 |  | 0
1943-03-25 | 0.011667 | 32.2 | 4.0107 | 4.0107 | 15.6224 | 15.6224 | 2987.8306 | 22348.9726 |  | 0
1943-03-26 | 0.0066667 | 18.4 | 4.0107 | 4.0107 | 1.8224 | 1.8224 | 2989.653 | 22362.6045 |  | 0
1943-03-27 | 0 | 0 | 0 | 0 | -12.5669 | -12.5669 | 2977.0861 | 22268.6044 |  | 0
1943-03-28 | 0 | 0 | 0 | 0 | -12.5669 | -12.5669 | 2964.5193 | 22174.6043 |  | 0
1943-03-29 | 0 | 0 | 0 | 0 | -12.5669 | -12.5669 | 2951.9524 | 22080.6042 |  | 0
1943-03-30 | 0 | 0 | 0 | 0 | -12.5669 | -12.5669 | 2939.3856 | 21986.604 |  | 0
1943-03-31 | 0 | 0 | 0 | 0 | -12.5669 | -12.5669 | 2926.8187 | 21892.6039 |  | 0
1943-04-01 | 0 | 0 | 0 | 0 | -12.5669 | -12.5669 | 2914.2518 | 21798.6038 |  | 0
1943-04-02 | 0 | 0 | 0 | 0 | -12.5669 | -12.5669 | 2901.685 | 21704.6037 |  | 0
1943-04-03 | 0 | 0 | 0 | 0 | -12.5669 | -12.5669 | 2889.1181 | 21610.6036 |  | 0
1943-04-04 | 0 | 0 | 0 | 0 | -12.5669 | -12.5669 | 2876.5513 | 21516.6035 |  | 0
1943-04-05 | 0 | 0 | 0 | 0 | -12.5669 | -12.5669 | 2863.9844 | 21422.6034 |  | 0
1943-04-06 | 0 | 0 | 0 | 0 | -12.5669 | -12.5669 | 2851.4175 | 21328.6033 |  | 0
1943-04-07 | 0 | 0 | 0 | 0 | -12.5669 | -12.5669 | 2838.8507 | 21234.6031 |  | 0
1943-04-08 | 0.043333 | 119.6 | 4.0107 | 4.0107 | 103.0224 | 103.0224 | 2941.8731 | 22005.211 |  | 0
1943-04-09 | 0 | 0 | 0 | 0 | -12.5669 | -12.5669 | 2929.3063 | 21911.2109 |  | 0
1943-04-10 | 0.07 | 193.2 | 4.0107 | 4.0107 | 176.6224 | 176.6224 | 3105.9287 | 23232.3468 |  | 0
1943-04-11 | 0.045 | 124.2 | 4.0107 | 4.0107 | 107.6224 | 107.6224 | 3213.5512 | 24037.3627 |  | 0
1943-04-12 | 0 | 0 | 0 | 0 | -12.5669 | -12.5669 | 3200.9843 | 23943.3626 |  | 0
1943-04-13 | 0 | 0 | 0 | 0 | -12.5669 | -12.5669 | 3188.4174 | 23849.3625 |  | 0
1943-04-14 | 0.0025 | 6.9 | 4.0107 | 4.0107 | -9.6776 | -9.6776 | 3178.7399 | 23776.9744 |  | 0
1943-04-15 | 0 | 0 | 0 | 0 | -12.5669 | -12.5669 | 3166.173 | 23682.9742 |  | 0
1943-04-16 | 0.036667 | 101.2 | 4.0107 | 4.0107 | 84.6224 | 84.6224 | 3250.7955 | 24315.9501 |  | 0
1943-04-17 | 0.064167 | 177.1 | 4.0107 | 4.0107 | 160.5224 | 160.5224 | 3411.3179 | 25516.658 |  | 0
1943-04-18 | 0 | 0 | 0 | 0 | -12.5669 | -12.5669 | 3398.7511 | 25422.6579 |  | 0
1943-04-19 | 0 | 0 | 0 | 0 | -12.5669 | -12.5669 | 3386.1842 | 25328.6578 |  | 0
1943-04-20 | 0 | 0 | 0 | 0 | -12.5669 | -12.5669 | 3373.6173 | 25234.6577 |  | 0
1943-04-21 | 0 | 0 | 0 | 0 | -12.5669 | -12.5669 | 3361.0505 | 25140.6576 |  | 0
1943-04-22 | 0 | 0 | 0 | 0 | -12.5669 | -12.5669 | 3348.4836 | 25046.6574 |  | 0
1943-04-23 | 0 | 0 | 0 | 0 | -12.5669 | -12.5669 | 3335.9168 | 24952.6573 |  | 0
1943-04-24 | 0 | 0 | 0 | 0 | -12.5669 | -12.5669 | 3323.3499 | 24858.6572 |  | 0
1943-04-25 | 0 | 0 | 0 | 0 | -12.5669 | -12.5669 | 3310.783 | 24764.6571 |  | 0
1943-04-26 | 0 | 0 | 0 | 0 | -12.5669 | -12.5669 | 3298.2162 | 24670.657 |  | 0
1943-04-27 | 0 | 0 | 0 | 0 | -12.5669 | -12.5669 | 3285.6493 | 24576.6569 |  | 0
1943-04-28 | 0 | 0 | 0 | 0 | -12.5669 | -12.5669 | 3273.0825 | 24482.6568 |  | 0
1943-04-29 | 0 | 0 | 0 | 0 | -12.5669 | -12.5669 | 3260.5156 | 24388.6567 |  | 0
1943-04-30 | 0 | 0 | 0 | 0 | -12.5669 | -12.5669 | 3247.9487 | 24294.6565 |  | 0
1943-05-01 | 0 | 0 | 0 | 0 | -12.5669 | -12.5669 | 3235.3819 | 24200.6564 |  | 0
1943-05-02 | 0 | 0 | 0 | 0 | -12.5669 | -12.5669 | 3222.815 | 24106.6563 |  | 0
1943-05-03 | 0 | 0 | 0 | 0 | -12.5669 | -12.5669 | 3210.2482 | 24012.6562 |  | 0
1943-05-04 | 0 | 0 | 0 | 0 | -12.5669 | -12.5669 | 3197.6813 | 23918.6561 |  | 0
1943-05-05 | 0 | 0 | 0 | 0 | -12.5669 | -12.5669 | 3185.1144 | 23824.656 |  | 0
1943-05-06 | 0 | 0 | 0 | 0 | -12.5669 | -12.5669 | 3172.5476 | 23730.6559 |  | 0
1943-05-07 | 0 | 0 | 0 | 0 | -12.5669 | -12.5669 | 3159.9807 | 23636.6558 |  | 0
1943-05-08 | 0 | 0 | 0 | 0 | -12.5669 | -12.5669 | 3147.4139 | 23542.6556 |  | 0
1943-05-09 | 0.073333 | 202.4 | 4.0107 | 4.0107 | 185.8224 | 185.8224 | 3333.2363 | 24932.6075 |  | 0
1943-05-10 | 0.1425 | 393.3 | 4.0107 | 4.0107 | 376.7224 | 376.7224 | 3709.9587 | 27750.4914 |  | 0
1943-05-11 | 0 | 0 | 0 | 0 | -12.5669 | -12.5669 | 3697.3919 | 27656.4913 |  | 0
1943-05-12 | 0 | 0 | 0 | 0 | -12.5669 | -12.5669 | 3684.825 | 27562.4912 |  | 0
1943-05-13 | 0 | 0 | 0 | 0 | -12.5669 | -12.5669 | 3672.2582 | 27468.4911 |  | 0
1943-05-14 | 0.0025 | 6.9 | 4.0107 | 4.0107 | -9.6776 | -9.6776 | 3662.5806 | 27396.103 |  | 0
1943-05-15 | 0 | 0 | 0 | 0 | -12.5669 | -12.5669 | 3650.0138 | 27302.1029 |  | 0
1943-05-16 | 0 | 0 | 0 | 0 | -12.5669 | -12.5669 | 3637.4469 | 27208.1027 |  | 0
1943-05-17 | 0 | 0 | 0 | 0 | -12.5669 | -12.5669 | 3624.88 | 27114.1026 |  | 0
1943-05-18 | 0 | 0 | 0 | 0 | -12.5669 | -12.5669 | 3612.3132 | 27020.1025 |  | 0
1943-05-19 | 0.0083333 | 23 | 4.0107 | 4.0107 | 6.4224 | 6.4224 | 3618.7356 | 27068.1424 |  | 0
1943-05-20 | 0.0075 | 20.7 | 4.0107 | 4.0107 | 4.1224 | 4.1224 | 3622.8581 | 27098.9783 |  | 0
1943-05-21 | 0.0041667 | 11.5 | 4.0107 | 4.0107 | -5.0776 | -5.0776 | 3617.7805 | 27060.9982 |  | 0
1943-05-22 | 0 | 0 | 0 | 0 | -12.5669 | -12.5669 | 3605.2136 | 26966.9981 |  | 0
1943-05-23 | 0 | 0 | 0 | 0 | -12.5669 | -12.5669 | 3592.6468 | 26872.998 |  | 0
1943-05-24 | 0 | 0 | 0 | 0 | -12.5669 | -12.5669 | 3580.0799 | 26778.9978 |  | 0
1943-05-25 | 0 | 0 | 0 | 0 | -12.5669 | -12.5669 | 3567.5131 | 26684.9977 |  | 0
1943-05-26 | 0 | 0 | 0 | 0 | -12.5669 | -12.5669 | 3554.9462 | 26590.9976 |  | 0
1943-05-27 | 0.025833 | 71.3 | 4.0107 | 4.0107 | 54.7224 | 54.7224 | 3609.6686 | 27000.3215 |  | 0
1943-05-28 | 0 | 0 | 0 | 0 | -12.5669 | -12.5669 | 3597.1018 | 26906.3214 |  | 0
1943-05-29 | 0.010833 | 29.9 | 4.0107 | 4.0107 | 13.3224 | 13.3224 | 3610.4242 | 27005.9733 |  | 0
1943-05-30 | 0 | 0 | 0 | 0 | -12.5669 | -12.5669 | 3597.8574 | 26911.9732 |  | 0
1943-05-31 | 0 | 0 | 0 | 0 | -12.5669 | -12.5669 | 3585.2905 | 26817.9731 |  | 0
1943-06-01 | 0 | 0 | 0 | 0 | -12.5669 | -12.5669 | 3572.7237 | 26723.9729 |  | 0
1943-06-02 | 0 | 0 | 0 | 0 | -12.5669 | -12.5669 | 3560.1568 | 26629.9728 |  | 0
1943-06-03 | 0 | 0 | 0 | 0 | -12.5669 | -12.5669 | 3547.5899 | 26535.9727 |  | 0
1943-06-04 | 0.11417 | 315.1 | 4.0107 | 4.0107 | 298.5224 | 298.5224 | 3846.1124 | 28768.9206 |  | 0
1943-06-05 | 0.13667 | 377.2 | 4.0107 | 4.0107 | 360.6224 | 360.6224 | 3997.8631 | 29904.0163 |  | 196.3048
1943-06-06 | 0 | 0 | 0 | 0 | -12.5669 | -12.5669 | 3985.2963 | 29810.0162 |  | 0
1943-06-07 | 0 | 0 | 0 | 0 | -12.5669 | -12.5669 | 3972.7294 | 29716.0161 |  | 0
1943-06-08 | 0 | 0 | 0 | 0 | -12.5669 | -12.5669 | 3960.1626 | 29622.0159 |  | 0
1943-06-09 | 0 | 0 | 0 | 0 | -12.5669 | -12.5669 | 3947.5957 | 29528.0158 |  | 0
1943-06-10 | 0 | 0 | 0 | 0 | -12.5669 | -12.5669 | 3935.0288 | 29434.0157 |  | 0
1943-06-11 | 0 | 0 | 0 | 0 | -12.5669 | -12.5669 | 3922.462 | 29340.0156 |  | 0
1943-06-12 | 0 | 0 | 0 | 0 | -12.5669 | -12.5669 | 3909.8951 | 29246.0155 |  | 0
1943-06-13 | 0 | 0 | 0 | 0 | -12.5669 | -12.5669 | 3897.3283 | 29152.0154 |  | 0
1943-06-14 | 0 | 0 | 0 | 0 | -12.5669 | -12.5669 | 3884.7614 | 29058.0153 |  | 0
1943-06-15 | 0 | 0 | 0 | 0 | -12.5669 | -12.5669 | 3872.1945 | 28964.0152 |  | 0
1943-06-16 | 0 | 0 | 0 | 0 | -12.5669 | -12.5669 | 3859.6277 | 28870.015 |  | 0
1943-06-17 | 0.059167 | 163.3 | 4.0107 | 4.0107 | 146.7224 | 146.7224 | 4006.3501 | 29967.4989 |  | 0
1943-06-18 | 0 | 0 | 0 | 0 | -12.5669 | -12.5669 | 3993.7833 | 29873.4988 |  | 0
1943-06-19 | 0 | 0 | 0 | 0 | -12.5669 | -12.5669 | 3981.2164 | 29779.4987 |  | 0
1943-06-20 | 0 | 0 | 0 | 0 | -12.5669 | -12.5669 | 3968.6495 | 29685.4986 |  | 0
1943-06-21 | 0 | 0 | 0 | 0 | -12.5669 | -12.5669 | 3956.0827 | 29591.4985 |  | 0
1943-06-22 | 0 | 0 | 0 | 0 | -12.5669 | -12.5669 | 3943.5158 | 29497.4984 |  | 0
1943-06-23 | 0 | 0 | 0 | 0 | -12.5669 | -12.5669 | 3930.949 | 29403.4983 |  | 0
1943-06-24 | 0 | 0 | 0 | 0 | -12.5669 | -12.5669 | 3918.3821 | 29309.4981 |  | 0
1943-06-25 | 0 | 0 | 0 | 0 | -12.5669 | -12.5669 | 3905.8152 | 29215.498 |  | 0
1943-06-26 | 0 | 0 | 0 | 0 | -12.5669 | -12.5669 | 3893.2484 | 29121.4979 |  | 0
1943-06-27 | 0 | 0 | 0 | 0 | -12.5669 | -12.5669 | 3880.6815 | 29027.4978 |  | 0
1943-06-28 | 0.0083333 | 23 | 4.0107 | 4.0107 | 6.4224 | 6.4224 | 3887.104 | 29075.5377 |  | 0
1943-06-29 | 0.00083333 | 2.3 | 4.0107 | 2.3 | -12.5669 | -12.5669 | 3874.5371 | 28981.5376 |  | 0
1943-06-30 | 0 | 0 | 0 | 0 | -12.5669 | -12.5669 | 3861.9702 | 28887.5375 |  | 0
1943-07-01 | 0 | 0 | 0 | 0 | -12.5669 | -12.5669 | 3849.4034 | 28793.5374 |  | 0
1943-07-02 | 0 | 0 | 0 | 0 | -12.5669 | -12.5669 | 3836.8365 | 28699.5372 |  | 0
1943-07-03 | 0 | 0 | 0 | 0 | -12.5669 | -12.5669 | 3824.2697 | 28605.5371 |  | 0
1943-07-04 | 0 | 0 | 0 | 0 | -12.5669 | -12.5669 | 3811.7028 | 28511.537 |  | 0
1943-07-05 | 0 | 0 | 0 | 0 | -12.5669 | -12.5669 | 3799.1359 | 28417.5369 |  | 0
1943-07-06 | 0 | 0 | 0 | 0 | -12.5669 | -12.5669 | 3786.5691 | 28323.5368 |  | 0
1943-07-07 | 0 | 0 | 0 | 0 | -12.5669 | -12.5669 | 3774.0022 | 28229.5367 |  | 0
1943-07-08 | 0 | 0 | 0 | 0 | -12.5669 | -12.5669 | 3761.4354 | 28135.5366 |  | 0
1943-07-09 | 0 | 0 | 0 | 0 | -12.5669 | -12.5669 | 3748.8685 | 28041.5365 |  | 0
1943-07-10 | 0 | 0 | 0 | 0 | -12.5669 | -12.5669 | 3736.3016 | 27947.5363 |  | 0
1943-07-11 | 0 | 0 | 0 | 0 | -12.5669 | -12.5669 | 3723.7348 | 27853.5362 |  | 0
1943-07-12 | 0 | 0 | 0 | 0 | -12.5669 | -12.5669 | 3711.1679 | 27759.5361 |  | 0
1943-07-13 | 0 | 0 | 0 | 0 | -12.5669 | -12.5669 | 3698.6011 | 27665.536 |  | 0
1943-07-14 | 0 | 0 | 0 | 0 | -12.5669 | -12.5669 | 3686.0342 | 27571.5359 |  | 0
1943-07-15 | 0 | 0 | 0 | 0 | -12.5669 | -12.5669 | 3673.4673 | 27477.5358 |  | 0
1943-07-16 | 0 | 0 | 0 | 0 | -12.5669 | -12.5669 | 3660.9005 | 27383.5357 |  | 0
1943-07-17 | 0 | 0 | 0 | 0 | -12.5669 | -12.5669 | 3648.3336 | 27289.5355 |  | 0
1943-07-18 | 0 | 0 | 0 | 0 | -12.5669 | -12.5669 | 3635.7668 | 27195.5354 |  | 0
1943-07-19 | 0 | 0 | 0 | 0 | -12.5669 | -12.5669 | 3623.1999 | 27101.5353 |  | 0
1943-07-20 | 0 | 0 | 0 | 0 | -12.5669 | -12.5669 | 3610.633 | 27007.5352 |  | 0
1943-07-21 | 0 | 0 | 0 | 0 | -12.5669 | -12.5669 | 3598.0662 | 26913.5351 |  | 0
1943-07-22 | 0 | 0 | 0 | 0 | -12.5669 | -12.5669 | 3585.4993 | 26819.535 |  | 0
1943-07-23 | 0 | 0 | 0 | 0 | -12.5669 | -12.5669 | 3572.9325 | 26725.5349 |  | 0
1943-07-24 | 0 | 0 | 0 | 0 | -12.5669 | -12.5669 | 3560.3656 | 26631.5348 |  | 0
1943-07-25 | 0 | 0 | 0 | 0 | -12.5669 | -12.5669 | 3547.7987 | 26537.5346 |  | 0
1943-07-26 | 0 | 0 | 0 | 0 | -12.5669 | -12.5669 | 3535.2319 | 26443.5345 |  | 0
1943-07-27 | 0 | 0 | 0 | 0 | -12.5669 | -12.5669 | 3522.665 | 26349.5344 |  | 0
1943-07-28 | 0 | 0 | 0 | 0 | -12.5669 | -12.5669 | 3510.0982 | 26255.5343 |  | 0
1943-07-29 | 0 | 0 | 0 | 0 | -12.5669 | -12.5669 | 3497.5313 | 26161.5342 |  | 0
1943-07-30 | 0 | 0 | 0 | 0 | -12.5669 | -12.5669 | 3484.9644 | 26067.5341 |  | 0
1943-07-31 | 0 | 0 | 0 | 0 | -12.5669 | -12.5669 | 3472.3976 | 25973.534 |  | 0
1943-08-01 | 0 | 0 | 0 | 0 | -12.5669 | -12.5669 | 3459.8307 | 25879.5339 |  | 0
1943-08-02 | 0 | 0 | 0 | 0 | -12.5669 | -12.5669 | 3447.2639 | 25785.5337 |  | 0
1943-08-03 | 0 | 0 | 0 | 0 | -12.5669 | -12.5669 | 3434.697 | 25691.5336 |  | 0
1943-08-04 | 0 | 0 | 0 | 0 | -12.5669 | -12.5669 | 3422.1301 | 25597.5335 |  | 0
1943-08-05 | 0 | 0 | 0 | 0 | -12.5669 | -12.5669 | 3409.5633 | 25503.5334 |  | 0
1943-08-06 | 0 | 0 | 0 | 0 | -12.5669 | -12.5669 | 3396.9964 | 25409.5333 |  | 0
1943-08-07 | 0 | 0 | 0 | 0 | -12.5669 | -12.5669 | 3384.4296 | 25315.5332 |  | 0
1943-08-08 | 0 | 0 | 0 | 0 | -12.5669 | -12.5669 | 3371.8627 | 25221.5331 |  | 0
1943-08-09 | 0 | 0 | 0 | 0 | -12.5669 | -12.5669 | 3359.2958 | 25127.533 |  | 0
1943-08-10 | 0 | 0 | 0 | 0 | -12.5669 | -12.5669 | 3346.729 | 25033.5328 |  | 0
1943-08-11 | 0 | 0 | 0 | 0 | -12.5669 | -12.5669 | 3334.1621 | 24939.5327 |  | 0
1943-08-12 | 0 | 0 | 0 | 0 | -12.5669 | -12.5669 | 3321.5953 | 24845.5326 |  | 0
1943-08-13 | 0 | 0 | 0 | 0 | -12.5669 | -12.5669 | 3309.0284 | 24751.5325 |  | 0
1943-08-14 | 0 | 0 | 0 | 0 | -12.5669 | -12.5669 | 3296.4615 | 24657.5324 |  | 0
1943-08-15 | 0 | 0 | 0 | 0 | -12.5669 | -12.5669 | 3283.8947 | 24563.5323 |  | 0
1943-08-16 | 0 | 0 | 0 | 0 | -12.5669 | -12.5669 | 3271.3278 | 24469.5322 |  | 0
1943-08-17 | 0 | 0 | 0 | 0 | -12.5669 | -12.5669 | 3258.761 | 24375.5321 |  | 0
1943-08-18 | 0 | 0 | 0 | 0 | -12.5669 | -12.5669 | 3246.1941 | 24281.5319 |  | 0
1943-08-19 | 0 | 0 | 0 | 0 | -12.5669 | -12.5669 | 3233.6272 | 24187.5318 |  | 0
1943-08-20 | 0 | 0 | 0 | 0 | -12.5669 | -12.5669 | 3221.0604 | 24093.5317 |  | 0
1943-08-21 | 0 | 0 | 0 | 0 | -12.5669 | -12.5669 | 3208.4935 | 23999.5316 |  | 0
1943-08-22 | 0 | 0 | 0 | 0 | -12.5669 | -12.5669 | 3195.9267 | 23905.5315 |  | 0
1943-08-23 | 0 | 0 | 0 | 0 | -12.5669 | -12.5669 | 3183.3598 | 23811.5314 |  | 0
1943-08-24 | 0 | 0 | 0 | 0 | -12.5669 | -12.5669 | 3170.7929 | 23717.5313 |  | 0
1943-08-25 | 0 | 0 | 0 | 0 | -12.5669 | -12.5669 | 3158.2261 | 23623.5312 |  | 0
1943-08-26 | 0 | 0 | 0 | 0 | -12.5669 | -12.5669 | 3145.6592 | 23529.531 |  | 0
1943-08-27 | 0 | 0 | 0 | 0 | -12.5669 | -12.5669 | 3133.0924 | 23435.5309 |  | 0
1943-08-28 | 0 | 0 | 0 | 0 | -12.5669 | -12.5669 | 3120.5255 | 23341.5308 |  | 0
1943-08-29 | 0 | 0 | 0 | 0 | -12.5669 | -12.5669 | 3107.9586 | 23247.5307 |  | 0
1943-08-30 | 0 | 0 | 0 | 0 | -12.5669 | -12.5669 | 3095.3918 | 23153.5306 |  | 0
1943-08-31 | 0 | 0 | 0 | 0 | -12.5669 | -12.5669 | 3082.8249 | 23059.5305 |  | 0
1943-09-01 | 0 | 0 | 0 | 0 | -12.5669 | -12.5669 | 3070.2581 | 22965.5304 |  | 0
1943-09-02 | 0 | 0 | 0 | 0 | -12.5669 | -12.5669 | 3057.6912 | 22871.5302 |  | 0
1943-09-03 | 0.0041667 | 11.5 | 4.0107 | 4.0107 | -5.0776 | -5.0776 | 3052.6137 | 22833.5501 |  | 0
1943-09-04 | 0 | 0 | 0 | 0 | -12.5669 | -12.5669 | 3040.0468 | 22739.55 |  | 0
1943-09-05 | 0 | 0 | 0 | 0 | -12.5669 | -12.5669 | 3027.4799 | 22645.5499 |  | 0
1943-09-06 | 0 | 0 | 0 | 0 | -12.5669 | -12.5669 | 3014.9131 | 22551.5498 |  | 0
1943-09-07 | 0 | 0 | 0 | 0 | -12.5669 | -12.5669 | 3002.3462 | 22457.5497 |  | 0
1943-09-08 | 0 | 0 | 0 | 0 | -12.5669 | -12.5669 | 2989.7794 | 22363.5496 |  | 0
1943-09-09 | 0 | 0 | 0 | 0 | -12.5669 | -12.5669 | 2977.2125 | 22269.5495 |  | 0
1943-09-10 | 0 | 0 | 0 | 0 | -12.5669 | -12.5669 | 2964.6456 | 22175.5493 |  | 0
1943-09-11 | 0 | 0 | 0 | 0 | -12.5669 | -12.5669 | 2952.0788 | 22081.5492 |  | 0
1943-09-12 | 0 | 0 | 0 | 0 | -12.5669 | -12.5669 | 2939.5119 | 21987.5491 |  | 0
1943-09-13 | 0 | 0 | 0 | 0 | -12.5669 | -12.5669 | 2926.9451 | 21893.549 |  | 0
1943-09-14 | 0 | 0 | 0 | 0 | -12.5669 | -12.5669 | 2914.3782 | 21799.5489 |  | 0
1943-09-15 | 0 | 0 | 0 | 0 | -12.5669 | -12.5669 | 2901.8113 | 21705.5488 |  | 0
1943-09-16 | 0 | 0 | 0 | 0 | -12.5669 | -12.5669 | 2889.2445 | 21611.5487 |  | 0
1943-09-17 | 0 | 0 | 0 | 0 | -12.5669 | -12.5669 | 2876.6776 | 21517.5486 |  | 0
1943-09-18 | 0 | 0 | 0 | 0 | -12.5669 | -12.5669 | 2864.1108 | 21423.5484 |  | 0
1943-09-19 | 0 | 0 | 0 | 0 | -12.5669 | -12.5669 | 2851.5439 | 21329.5483 |  | 0
1943-09-20 | 0 | 0 | 0 | 0 | -12.5669 | -12.5669 | 2838.977 | 21235.5482 |  | 0
1943-09-21 | 0 | 0 | 0 | 0 | -12.5669 | -12.5669 | 2826.4102 | 21141.5481 |  | 0
1943-09-22 | 0 | 0 | 0 | 0 | -12.5669 | -12.5669 | 2813.8433 | 21047.548 |  | 0
1943-09-23 | 0 | 0 | 0 | 0 | -12.5669 | -12.5669 | 2801.2765 | 20953.5479 |  | 0
1943-09-24 | 0 | 0 | 0 | 0 | -12.5669 | -12.5669 | 2788.7096 | 20859.5478 |  | 0
1943-09-25 | 0 | 0 | 0 | 0 | -12.5669 | -12.5669 | 2776.1427 | 20765.5477 |  | 0
1943-09-26 | 0.00083333 | 2.3 | 4.0107 | 2.3 | -12.5669 | -12.5669 | 2763.5759 | 20671.5475 |  | 0
1943-09-27 | 0 | 0 | 0 | 0 | -12.5669 | -12.5669 | 2751.009 | 20577.5474 |  | 0
1943-09-28 | 0 | 0 | 0 | 0 | -12.5669 | -12.5669 | 2738.4422 | 20483.5473 |  | 0
1943-09-29 | 0.0025 | 6.9 | 4.0107 | 4.0107 | -9.6776 | -9.6776 | 2728.7646 | 20411.1592 |  | 0
1943-09-30 | 0.035 | 96.6 | 4.0107 | 4.0107 | 80.0224 | 80.0224 | 2808.787 | 21009.7271 |  | 0
1943-10-01 | 0.024167 | 66.7 | 4.0107 | 4.0107 | 50.1224 | 50.1224 | 2858.9095 | 21384.643 |  | 0
1943-10-02 | 0 | 0 | 0 | 0 | -12.5669 | -12.5669 | 2846.3426 | 21290.6429 |  | 0
1943-10-03 | 0 | 0 | 0 | 0 | -12.5669 | -12.5669 | 2833.7758 | 21196.6428 |  | 0
1943-10-04 | 0 | 0 | 0 | 0 | -12.5669 | -12.5669 | 2821.2089 | 21102.6426 |  | 0
1943-10-05 | 0 | 0 | 0 | 0 | -12.5669 | -12.5669 | 2808.642 | 21008.6425 |  | 0
1943-10-06 | 0 | 0 | 0 | 0 | -12.5669 | -12.5669 | 2796.0752 | 20914.6424 |  | 0
1943-10-07 | 0 | 0 | 0 | 0 | -12.5669 | -12.5669 | 2783.5083 | 20820.6423 |  | 0
1943-10-08 | 0 | 0 | 0 | 0 | -12.5669 | -12.5669 | 2770.9415 | 20726.6422 |  | 0
1943-10-09 | 0 | 0 | 0 | 0 | -12.5669 | -12.5669 | 2758.3746 | 20632.6421 |  | 0
1943-10-10 | 0 | 0 | 0 | 0 | -12.5669 | -12.5669 | 2745.8077 | 20538.642 |  | 0
1943-10-11 | 0 | 0 | 0 | 0 | -12.5669 | -12.5669 | 2733.2409 | 20444.6418 |  | 0
1943-10-12 | 0.0083333 | 23 | 4.0107 | 4.0107 | 6.4224 | 6.4224 | 2739.6633 | 20492.6817 |  | 0
1943-10-13 | 0 | 0 | 0 | 0 | -12.5669 | -12.5669 | 2727.0965 | 20398.6816 |  | 0
1943-10-14 | 0 | 0 | 0 | 0 | -12.5669 | -12.5669 | 2714.5296 | 20304.6815 |  | 0
1943-10-15 | 0 | 0 | 0 | 0 | -12.5669 | -12.5669 | 2701.9628 | 20210.6814 |  | 0
1943-10-16 | 0 | 0 | 0 | 0 | -12.5669 | -12.5669 | 2689.3959 | 20116.6813 |  | 0
1943-10-17 | 0 | 0 | 0 | 0 | -12.5669 | -12.5669 | 2676.829 | 20022.6812 |  | 0
1943-10-18 | 0 | 0 | 0 | 0 | -12.5669 | -12.5669 | 2664.2622 | 19928.6811 |  | 0
1943-10-19 | 0 | 0 | 0 | 0 | -12.5669 | -12.5669 | 2651.6953 | 19834.6809 |  | 0
1943-10-20 | 0 | 0 | 0 | 0 | -12.5669 | -12.5669 | 2639.1285 | 19740.6808 |  | 0
1943-10-21 | 0 | 0 | 0 | 0 | -12.5669 | -12.5669 | 2626.5616 | 19646.6807 |  | 0
1943-10-22 | 0 | 0 | 0 | 0 | -12.5669 | -12.5669 | 2613.9947 | 19552.6806 |  | 0
1943-10-23 | 0 | 0 | 0 | 0 | -12.5669 | -12.5669 | 2601.4279 | 19458.6805 |  | 0
1943-10-24 | 0 | 0 | 0 | 0 | -12.5669 | -12.5669 | 2588.861 | 19364.6804 |  | 0
1943-10-25 | 0 | 0 | 0 | 0 | -12.5669 | -12.5669 | 2576.2942 | 19270.6803 |  | 0
1943-10-26 | 0 | 0 | 0 | 0 | -12.5669 | -12.5669 | 2563.7273 | 19176.6802 |  | 0
1943-10-27 | 0 | 0 | 0 | 0 | -12.5669 | -12.5669 | 2551.1604 | 19082.68 |  | 0
1943-10-28 | 0 | 0 | 0 | 0 | -12.5669 | -12.5669 | 2538.5936 | 18988.6799 |  | 0
1943-10-29 | 0 | 0 | 0 | 0 | -12.5669 | -12.5669 | 2526.0267 | 18894.6798 |  | 0
1943-10-30 | 0 | 0 | 0 | 0 | -12.5669 | -12.5669 | 2513.4599 | 18800.6797 |  | 0
1943-10-31 | 0 | 0 | 0 | 0 | -12.5669 | -12.5669 | 2500.893 | 18706.6796 |  | 0
1943-11-01 | 0 | 0 | 0 | 0 | -12.5669 | -12.5669 | 2488.3261 | 18612.6795 |  | 0
1943-11-02 | 0 | 0 | 0 | 0 | -12.5669 | -12.5669 | 2475.7593 | 18518.6794 |  | 0
1943-11-03 | 0 | 0 | 0 | 0 | -12.5669 | -12.5669 | 2463.1924 | 18424.6793 |  | 0
1943-11-04 | 0 | 0 | 0 | 0 | -12.5669 | -12.5669 | 2450.6256 | 18330.6791 |  | 0
1943-11-05 | 0 | 0 | 0 | 0 | -12.5669 | -12.5669 | 2438.0587 | 18236.679 |  | 0
1943-11-06 | 0 | 0 | 0 | 0 | -12.5669 | -12.5669 | 2425.4918 | 18142.6789 |  | 0
1943-11-07 | 0 | 0 | 0 | 0 | -12.5669 | -12.5669 | 2412.925 | 18048.6788 |  | 0
1943-11-08 | 0 | 0 | 0 | 0 | -12.5669 | -12.5669 | 2400.3581 | 17954.6787 |  | 0
1943-11-09 | 0 | 0 | 0 | 0 | -12.5669 | -12.5669 | 2387.7913 | 17860.6786 |  | 0
1943-11-10 | 0 | 0 | 0 | 0 | -12.5669 | -12.5669 | 2375.2244 | 17766.6785 |  | 0
1943-11-11 | 0 | 0 | 0 | 0 | -12.5669 | -12.5669 | 2362.6575 | 17672.6784 |  | 0
1943-11-12 | 0 | 0 | 0 | 0 | -12.5669 | -12.5669 | 2350.0907 | 17578.6782 |  | 0
1943-11-13 | 0 | 0 | 0 | 0 | -12.5669 | -12.5669 | 2337.5238 | 17484.6781 |  | 0
1943-11-14 | 0 | 0 | 0 | 0 | -12.5669 | -12.5669 | 2324.957 | 17390.678 |  | 0
1943-11-15 | 0 | 0 | 0 | 0 | -12.5669 | -12.5669 | 2312.3901 | 17296.6779 |  | 0
1943-11-16 | 0 | 0 | 0 | 0 | -12.5669 | -12.5669 | 2299.8232 | 17202.6778 |  | 0
1943-11-17 | 0 | 0 | 0 | 0 | -12.5669 | -12.5669 | 2287.2564 | 17108.6777 |  | 0
1943-11-18 | 0 | 0 | 0 | 0 | -12.5669 | -12.5669 | 2274.6895 | 17014.6776 |  | 0
1943-11-19 | 0 | 0 | 0 | 0 | -12.5669 | -12.5669 | 2262.1227 | 16920.6774 |  | 0
1943-11-20 | 0 | 0 | 0 | 0 | -12.5669 | -12.5669 | 2249.5558 | 16826.6773 |  | 0
1943-11-21 | 0 | 0 | 0 | 0 | -12.5669 | -12.5669 | 2236.9889 | 16732.6772 |  | 0
1943-11-22 | 0 | 0 | 0 | 0 | -12.5669 | -12.5669 | 2224.4221 | 16638.6771 |  | 0
1943-11-23 | 0 | 0 | 0 | 0 | -12.5669 | -12.5669 | 2211.8552 | 16544.677 |  | 0
1943-11-24 | 0 | 0 | 0 | 0 | -12.5669 | -12.5669 | 2199.2884 | 16450.6769 |  | 0
1943-11-25 | 0 | 0 | 0 | 0 | -12.5669 | -12.5669 | 2186.7215 | 16356.6768 |  | 0
1943-11-26 | 0.0575 | 158.7 | 4.0107 | 4.0107 | 142.1224 | 142.1224 | 2328.8439 | 17419.7527 |  | 0
1943-11-27 | 0 | 0 | 0 | 0 | -12.5669 | -12.5669 | 2316.2771 | 17325.7525 |  | 0
1943-11-28 | 0 | 0 | 0 | 0 | -12.5669 | -12.5669 | 2303.7102 | 17231.7524 |  | 0
1943-11-29 | 0 | 0 | 0 | 0 | -12.5669 | -12.5669 | 2291.1434 | 17137.7523 |  | 0
1943-11-30 | 0 | 0 | 0 | 0 | -12.5669 | -12.5669 | 2278.5765 | 17043.7522 |  | 0
1943-12-01 | 0 | 0 | 0 | 0 | -12.5669 | -12.5669 | 2266.0096 | 16949.7521 |  | 0
1943-12-02 | 0 | 0 | 0 | 0 | -12.5669 | -12.5669 | 2253.4428 | 16855.752 |  | 0
1943-12-03 | 0 | 0 | 0 | 0 | -12.5669 | -12.5669 | 2240.8759 | 16761.7519 |  | 0
1943-12-04 | 0 | 0 | 0 | 0 | -12.5669 | -12.5669 | 2228.3091 | 16667.7518 |  | 0
1943-12-05 | 0.063333 | 174.8 | 4.0107 | 4.0107 | 158.2224 | 158.2224 | 2386.5315 | 17851.2556 |  | 0
1943-12-06 | 0 | 0 | 0 | 0 | -12.5669 | -12.5669 | 2373.9646 | 17757.2555 |  | 0
1943-12-07 | 0 | 0 | 0 | 0 | -12.5669 | -12.5669 | 2361.3978 | 17663.2554 |  | 0
1943-12-08 | 0.00083333 | 2.3 | 4.0107 | 2.3 | -12.5669 | -12.5669 | 2348.8309 | 17569.2553 |  | 0
1943-12-09 | 0.034167 | 94.3 | 4.0107 | 4.0107 | 77.7224 | 77.7224 | 2426.5534 | 18150.6192 |  | 0
1943-12-10 | 0.0091667 | 25.3 | 4.0107 | 4.0107 | 8.7224 | 8.7224 | 2435.2758 | 18215.8631 |  | 0
1943-12-11 | 0 | 0 | 0 | 0 | -12.5669 | -12.5669 | 2422.709 | 18121.863 |  | 0
1943-12-12 | 0 | 0 | 0 | 0 | -12.5669 | -12.5669 | 2410.1421 | 18027.8629 |  | 0
1943-12-13 | 0 | 0 | 0 | 0 | -12.5669 | -12.5669 | 2397.5752 | 17933.8627 |  | 0
1943-12-14 | 0 | 0 | 0 | 0 | -12.5669 | -12.5669 | 2385.0084 | 17839.8626 |  | 0
1943-12-15 | 0 | 0 | 0 | 0 | -12.5669 | -12.5669 | 2372.4415 | 17745.8625 |  | 0
1943-12-16 | 0 | 0 | 0 | 0 | -12.5669 | -12.5669 | 2359.8747 | 17651.8624 |  | 0
1943-12-17 | 0 | 0 | 0 | 0 | -12.5669 | -12.5669 | 2347.3078 | 17557.8623 |  | 0
1943-12-18 | 0 | 0 | 0 | 0 | -12.5669 | -12.5669 | 2334.7409 | 17463.8622 |  | 0
1943-12-19 | 0 | 0 | 0 | 0 | -12.5669 | -12.5669 | 2322.1741 | 17369.8621 |  | 0
1943-12-20 | 0 | 0 | 0 | 0 | -12.5669 | -12.5669 | 2309.6072 | 17275.862 |  | 0
1943-12-21 | 0 | 0 | 0 | 0 | -12.5669 | -12.5669 | 2297.0404 | 17181.8618 |  | 0
1943-12-22 | 0 | 0 | 0 | 0 | -12.5669 | -12.5669 | 2284.4735 | 17087.8617 |  | 0
1943-12-23 | 0 | 0 | 0 | 0 | -12.5669 | -12.5669 | 2271.9066 | 16993.8616 |  | 0
1943-12-24 | 0.034167 | 94.3 | 4.0107 | 4.0107 | 77.7224 | 77.7224 | 2349.6291 | 17575.2255 |  | 0
1943-12-25 | 0.0083333 | 23 | 4.0107 | 4.0107 | 6.4224 | 6.4224 | 2356.0515 | 17623.2654 |  | 0
1943-12-26 | 0 | 0 | 0 | 0 | -12.5669 | -12.5669 | 2343.4847 | 17529.2653 |  | 0
1943-12-27 | 0.063333 | 174.8 | 4.0107 | 4.0107 | 158.2224 | 158.2224 | 2501.7071 | 18712.7692 |  | 0
1943-12-28 | 0 | 0 | 0 | 0 | -12.5669 | -12.5669 | 2489.1402 | 18618.7691 |  | 0
1943-12-29 | 0 | 0 | 0 | 0 | -12.5669 | -12.5669 | 2476.5734 | 18524.7689 |  | 0
1943-12-30 | 0 | 0 | 0 | 0 | -12.5669 | -12.5669 | 2464.0065 | 18430.7688 |  | 0
1943-12-31 | 0 | 0 | 0 | 0 | -12.5669 | -12.5669 | 2451.4397 | 18336.7687 |  | 0
1944-01-01 | 0.065833 | 181.7 | 4.0107 | 4.0107 | 165.1224 | 165.1224 | 2616.5621 | 19571.8846 |  | 0
1944-01-02 | 0.0033333 | 9.2 | 4.0107 | 4.0107 | -7.3776 | -7.3776 | 2609.1846 | 19516.7005 |  | 0
1944-01-03 | 0 | 0 | 0 | 0 | -12.5669 | -12.5669 | 2596.6177 | 19422.7004 |  | 0
1944-01-04 | 0 | 0 | 0 | 0 | -12.5669 | -12.5669 | 2584.0508 | 19328.7003 |  | 0
1944-01-05 | 0 | 0 | 0 | 0 | -12.5669 | -12.5669 | 2571.484 | 19234.7001 |  | 0
1944-01-06 | 0 | 0 | 0 | 0 | -12.5669 | -12.5669 | 2558.9171 | 19140.7 |  | 0
1944-01-07 | 0.024167 | 66.7 | 4.0107 | 4.0107 | 50.1224 | 50.1224 | 2609.0396 | 19515.6159 |  | 0
1944-01-08 | 0.0041667 | 11.5 | 4.0107 | 4.0107 | -5.0776 | -5.0776 | 2603.962 | 19477.6358 |  | 0
1944-01-09 | 0 | 0 | 0 | 0 | -12.5669 | -12.5669 | 2591.3951 | 19383.6357 |  | 0
1944-01-10 | 0 | 0 | 0 | 0 | -12.5669 | -12.5669 | 2578.8283 | 19289.6356 |  | 0
1944-01-11 | 0 | 0 | 0 | 0 | -12.5669 | -12.5669 | 2566.2614 | 19195.6355 |  | 0
1944-01-12 | 0 | 0 | 0 | 0 | -12.5669 | -12.5669 | 2553.6946 | 19101.6354 |  | 0
1944-01-13 | 0 | 0 | 0 | 0 | -12.5669 | -12.5669 | 2541.1277 | 19007.6352 |  | 0
1944-01-14 | 0 | 0 | 0 | 0 | -12.5669 | -12.5669 | 2528.5608 | 18913.6351 |  | 0
1944-01-15 | 0 | 0 | 0 | 0 | -12.5669 | -12.5669 | 2515.994 | 18819.635 |  | 0
1944-01-16 | 0 | 0 | 0 | 0 | -12.5669 | -12.5669 | 2503.4271 | 18725.6349 |  | 0
1944-01-17 | 0 | 0 | 0 | 0 | -12.5669 | -12.5669 | 2490.8603 | 18631.6348 |  | 0
1944-01-18 | 0 | 0 | 0 | 0 | -12.5669 | -12.5669 | 2478.2934 | 18537.6347 |  | 0
1944-01-19 | 0 | 0 | 0 | 0 | -12.5669 | -12.5669 | 2465.7265 | 18443.6346 |  | 0
1944-01-20 | 0 | 0 | 0 | 0 | -12.5669 | -12.5669 | 2453.1597 | 18349.6345 |  | 0
1944-01-21 | 0 | 0 | 0 | 0 | -12.5669 | -12.5669 | 2440.5928 | 18255.6343 |  | 0
1944-01-22 | 0 | 0 | 0 | 0 | -12.5669 | -12.5669 | 2428.026 | 18161.6342 |  | 0
1944-01-23 | 0 | 0 | 0 | 0 | -12.5669 | -12.5669 | 2415.4591 | 18067.6341 |  | 0
1944-01-24 | 0 | 0 | 0 | 0 | -12.5669 | -12.5669 | 2402.8922 | 17973.634 |  | 0
1944-01-25 | 0 | 0 | 0 | 0 | -12.5669 | -12.5669 | 2390.3254 | 17879.6339 |  | 0
1944-01-26 | 0.054167 | 149.5 | 4.0107 | 4.0107 | 132.9224 | 132.9224 | 2523.2478 | 18873.8938 |  | 0
1944-01-27 | 0 | 0 | 0 | 0 | -12.5669 | -12.5669 | 2510.681 | 18779.8937 |  | 0
1944-01-28 | 0 | 0 | 0 | 0 | -12.5669 | -12.5669 | 2498.1141 | 18685.8936 |  | 0
1944-01-29 | 0 | 0 | 0 | 0 | -12.5669 | -12.5669 | 2485.5473 | 18591.8934 |  | 0
1944-01-30 | 0.00083333 | 2.3 | 4.0107 | 2.3 | -12.5669 | -12.5669 | 2472.9804 | 18497.8933 |  | 0
1944-01-31 | 0 | 0 | 0 | 0 | -12.5669 | -12.5669 | 2460.4135 | 18403.8932 |  | 0
1944-02-01 | 0.05 | 138 | 4.0107 | 4.0107 | 121.4224 | 121.4224 | 2581.836 | 19312.1331 |  | 0
1944-02-02 | 0 | 0 | 0 | 0 | -12.5669 | -12.5669 | 2569.2691 | 19218.133 |  | 0
1944-02-03 | 0 | 0 | 0 | 0 | -12.5669 | -12.5669 | 2556.7023 | 19124.1329 |  | 0
1944-02-04 | 0 | 0 | 0 | 0 | -12.5669 | -12.5669 | 2544.1354 | 19030.1328 |  | 0
1944-02-05 | 0 | 0 | 0 | 0 | -12.5669 | -12.5669 | 2531.5685 | 18936.1327 |  | 0
1944-02-06 | 0 | 0 | 0 | 0 | -12.5669 | -12.5669 | 2519.0017 | 18842.1325 |  | 0
1944-02-07 | 0.0041667 | 11.5 | 4.0107 | 4.0107 | -5.0776 | -5.0776 | 2513.9241 | 18804.1524 |  | 0
1944-02-08 | 0.0025 | 6.9 | 4.0107 | 4.0107 | -9.6776 | -9.6776 | 2504.2466 | 18731.7643 |  | 0
1944-02-09 | 0 | 0 | 0 | 0 | -12.5669 | -12.5669 | 2491.6797 | 18637.7642 |  | 0
1944-02-10 | 0 | 0 | 0 | 0 | -12.5669 | -12.5669 | 2479.1128 | 18543.7641 |  | 0
1944-02-11 | 0 | 0 | 0 | 0 | -12.5669 | -12.5669 | 2466.546 | 18449.764 |  | 0
1944-02-12 | 0 | 0 | 0 | 0 | -12.5669 | -12.5669 | 2453.9791 | 18355.7639 |  | 0
1944-02-13 | 0.0041667 | 11.5 | 4.0107 | 4.0107 | -5.0776 | -5.0776 | 2448.9016 | 18317.7837 |  | 0
1944-02-14 | 0 | 0 | 0 | 0 | -12.5669 | -12.5669 | 2436.3347 | 18223.7836 |  | 0
1944-02-15 | 0 | 0 | 0 | 0 | -12.5669 | -12.5669 | 2423.7679 | 18129.7835 |  | 0
1944-02-16 | 0.025 | 69 | 4.0107 | 4.0107 | 52.4224 | 52.4224 | 2476.1903 | 18521.9034 |  | 0
1944-02-17 | 0 | 0 | 0 | 0 | -12.5669 | -12.5669 | 2463.6234 | 18427.9033 |  | 0
1944-02-18 | 0 | 0 | 0 | 0 | -12.5669 | -12.5669 | 2451.0566 | 18333.9032 |  | 0
1944-02-19 | 0.0033333 | 9.2 | 4.0107 | 4.0107 | -7.3776 | -7.3776 | 2443.679 | 18278.7191 |  | 0
1944-02-20 | 0 | 0 | 0 | 0 | -12.5669 | -12.5669 | 2431.1122 | 18184.719 |  | 0
1944-02-21 | 0.00083333 | 2.3 | 4.0107 | 2.3 | -12.5669 | -12.5669 | 2418.5453 | 18090.7188 |  | 0
1944-02-22 | 0 | 0 | 0 | 0 | -12.5669 | -12.5669 | 2405.9784 | 17996.7187 |  | 0
1944-02-23 | 0 | 0 | 0 | 0 | -12.5669 | -12.5669 | 2393.4116 | 17902.7186 |  | 0
1944-02-24 | 0.0016667 | 4.6 | 4.0107 | 4.0107 | -11.9776 | -11.9776 | 2381.434 | 17813.1265 |  | 0
1944-02-25 | 0 | 0 | 0 | 0 | -12.5669 | -12.5669 | 2368.8672 | 17719.1264 |  | 0
1944-02-26 | 0 | 0 | 0 | 0 | -12.5669 | -12.5669 | 2356.3003 | 17625.1263 |  | 0
1944-02-27 | 0.093333 | 257.6 | 4.0107 | 4.0107 | 241.0224 | 241.0224 | 2597.3227 | 19427.9742 |  | 0
1944-02-28 | 0.01 | 27.6 | 4.0107 | 4.0107 | 11.0224 | 11.0224 | 2608.3452 | 19510.4221 |  | 0
1944-02-29 | 0 | 0 | 0 | 0 | -12.5669 | -12.5669 | 2595.7783 | 19416.4219 |  | 0
1944-03-01 | 0 | 0 | 0 | 0 | -12.5669 | -12.5669 | 2583.2115 | 19322.4218 |  | 0
1944-03-02 | 0 | 0 | 0 | 0 | -12.5669 | -12.5669 | 2570.6446 | 19228.4217 |  | 0
1944-03-03 | 0 | 0 | 0 | 0 | -12.5669 | -12.5669 | 2558.0778 | 19134.4216 |  | 0
1944-03-04 | 0 | 0 | 0 | 0 | -12.5669 | -12.5669 | 2545.5109 | 19040.4215 |  | 0
1944-03-05 | 0 | 0 | 0 | 0 | -12.5669 | -12.5669 | 2532.944 | 18946.4214 |  | 0
1944-03-06 | 0 | 0 | 0 | 0 | -12.5669 | -12.5669 | 2520.3772 | 18852.4213 |  | 0
1944-03-07 | 0 | 0 | 0 | 0 | -12.5669 | -12.5669 | 2507.8103 | 18758.4212 |  | 0
1944-03-08 | 0 | 0 | 0 | 0 | -12.5669 | -12.5669 | 2495.2435 | 18664.421 |  | 0
1944-03-09 | 0 | 0 | 0 | 0 | -12.5669 | -12.5669 | 2482.6766 | 18570.4209 |  | 0
1944-03-10 | 0 | 0 | 0 | 0 | -12.5669 | -12.5669 | 2470.1097 | 18476.4208 |  | 0
1944-03-11 | 0 | 0 | 0 | 0 | -12.5669 | -12.5669 | 2457.5429 | 18382.4207 |  | 0
1944-03-12 | 0.00083333 | 2.3 | 4.0107 | 2.3 | -12.5669 | -12.5669 | 2444.976 | 18288.4206 |  | 0
1944-03-13 | 0 | 0 | 0 | 0 | -12.5669 | -12.5669 | 2432.4092 | 18194.4205 |  | 0
1944-03-14 | 0 | 0 | 0 | 0 | -12.5669 | -12.5669 | 2419.8423 | 18100.4204 |  | 0
1944-03-15 | 0.00083333 | 2.3 | 4.0107 | 2.3 | -12.5669 | -12.5669 | 2407.2754 | 18006.4203 |  | 0
1944-03-16 | 0 | 0 | 0 | 0 | -12.5669 | -12.5669 | 2394.7086 | 17912.4201 |  | 0
1944-03-17 | 0 | 0 | 0 | 0 | -12.5669 | -12.5669 | 2382.1417 | 17818.42 |  | 0
1944-03-18 | 0.0033333 | 9.2 | 4.0107 | 4.0107 | -7.3776 | -7.3776 | 2374.7642 | 17763.2359 |  | 0
1944-03-19 | 0.01 | 27.6 | 4.0107 | 4.0107 | 11.0224 | 11.0224 | 2385.7866 | 17845.6838 |  | 0
1944-03-20 | 0 | 0 | 0 | 0 | -12.5669 | -12.5669 | 2373.2197 | 17751.6837 |  | 0
1944-03-21 | 0.033333 | 92 | 4.0107 | 4.0107 | 75.4224 | 75.4224 | 2448.6422 | 18315.8436 |  | 0
1944-03-22 | 0 | 0 | 0 | 0 | -12.5669 | -12.5669 | 2436.0753 | 18221.8435 |  | 0
1944-03-23 | 0 | 0 | 0 | 0 | -12.5669 | -12.5669 | 2423.5085 | 18127.8433 |  | 0
1944-03-24 | 0 | 0 | 0 | 0 | -12.5669 | -12.5669 | 2410.9416 | 18033.8432 |  | 0
1944-03-25 | 0 | 0 | 0 | 0 | -12.5669 | -12.5669 | 2398.3747 | 17939.8431 |  | 0
1944-03-26 | 0 | 0 | 0 | 0 | -12.5669 | -12.5669 | 2385.8079 | 17845.843 |  | 0
1944-03-27 | 0 | 0 | 0 | 0 | -12.5669 | -12.5669 | 2373.241 | 17751.8429 |  | 0
1944-03-28 | 0.015833 | 43.7 | 4.0107 | 4.0107 | 27.1224 | 27.1224 | 2400.3635 | 17954.7188 |  | 0
1944-03-29 | 0 | 0 | 0 | 0 | -12.5669 | -12.5669 | 2387.7966 | 17860.7187 |  | 0
1944-03-30 | 0 | 0 | 0 | 0 | -12.5669 | -12.5669 | 2375.2298 | 17766.7186 |  | 0
1944-03-31 | 0 | 0 | 0 | 0 | -12.5669 | -12.5669 | 2362.6629 | 17672.7184 |  | 0
1944-04-01 | 0 | 0 | 0 | 0 | -12.5669 | -12.5669 | 2350.096 | 17578.7183 |  | 0
1944-04-02 | 0 | 0 | 0 | 0 | -12.5669 | -12.5669 | 2337.5292 | 17484.7182 |  | 0
1944-04-03 | 0 | 0 | 0 | 0 | -12.5669 | -12.5669 | 2324.9623 | 17390.7181 |  | 0
1944-04-04 | 0 | 0 | 0 | 0 | -12.5669 | -12.5669 | 2312.3955 | 17296.718 |  | 0
1944-04-05 | 0 | 0 | 0 | 0 | -12.5669 | -12.5669 | 2299.8286 | 17202.7179 |  | 0
1944-04-06 | 0 | 0 | 0 | 0 | -12.5669 | -12.5669 | 2287.2617 | 17108.7178 |  | 0
1944-04-07 | 0 | 0 | 0 | 0 | -12.5669 | -12.5669 | 2274.6949 | 17014.7177 |  | 0
1944-04-08 | 0 | 0 | 0 | 0 | -12.5669 | -12.5669 | 2262.128 | 16920.7175 |  | 0
1944-04-09 | 0 | 0 | 0 | 0 | -12.5669 | -12.5669 | 2249.5612 | 16826.7174 |  | 0
1944-04-10 | 0 | 0 | 0 | 0 | -12.5669 | -12.5669 | 2236.9943 | 16732.7173 |  | 0
1944-04-11 | 0 | 0 | 0 | 0 | -12.5669 | -12.5669 | 2224.4274 | 16638.7172 |  | 0
1944-04-12 | 0 | 0 | 0 | 0 | -12.5669 | -12.5669 | 2211.8606 | 16544.7171 |  | 0
1944-04-13 | 0 | 0 | 0 | 0 | -12.5669 | -12.5669 | 2199.2937 | 16450.717 |  | 0
1944-04-14 | 0 | 0 | 0 | 0 | -12.5669 | -12.5669 | 2186.7269 | 16356.7169 |  | 0
1944-04-15 | 0 | 0 | 0 | 0 | -12.5669 | -12.5669 | 2174.16 | 16262.7168 |  | 0
1944-04-16 | 0 | 0 | 0 | 0 | -12.5669 | -12.5669 | 2161.5931 | 16168.7166 |  | 0
1944-04-17 | 0 | 0 | 0 | 0 | -12.5669 | -12.5669 | 2149.0263 | 16074.7165 |  | 0
1944-04-18 | 0 | 0 | 0 | 0 | -12.5669 | -12.5669 | 2136.4594 | 15980.7164 |  | 0
1944-04-19 | 0 | 0 | 0 | 0 | -12.5669 | -12.5669 | 2123.8926 | 15886.7163 |  | 0
1944-04-20 | 0 | 0 | 0 | 0 | -12.5669 | -12.5669 | 2111.3257 | 15792.7162 |  | 0
1944-04-21 | 0 | 0 | 0 | 0 | -12.5669 | -12.5669 | 2098.7588 | 15698.7161 |  | 0
1944-04-22 | 0 | 0 | 0 | 0 | -12.5669 | -12.5669 | 2086.192 | 15604.716 |  | 0
1944-04-23 | 0 | 0 | 0 | 0 | -12.5669 | -12.5669 | 2073.6251 | 15510.7159 |  | 0
1944-04-24 | 0 | 0 | 0 | 0 | -12.5669 | -12.5669 | 2061.0583 | 15416.7157 |  | 0
1944-04-25 | 0 | 0 | 0 | 0 | -12.5669 | -12.5669 | 2048.4914 | 15322.7156 |  | 0
1944-04-26 | 0 | 0 | 0 | 0 | -12.5669 | -12.5669 | 2035.9245 | 15228.7155 |  | 0
1944-04-27 | 0 | 0 | 0 | 0 | -12.5669 | -12.5669 | 2023.3577 | 15134.7154 |  | 0
1944-04-28 | 0 | 0 | 0 | 0 | -12.5669 | -12.5669 | 2010.7908 | 15040.7153 |  | 0
1944-04-29 | 0.081667 | 225.4 | 4.0107 | 4.0107 | 208.8224 | 208.8224 | 2219.6133 | 16602.7072 |  | 0
1944-04-30 | 0 | 0 | 0 | 0 | -12.5669 | -12.5669 | 2207.0464 | 16508.7071 |  | 0
1944-05-01 | 0.068333 | 188.6 | 4.0107 | 4.0107 | 172.0224 | 172.0224 | 2379.0688 | 17795.435 |  | 0
1944-05-02 | 0 | 0 | 0 | 0 | -12.5669 | -12.5669 | 2366.502 | 17701.4348 |  | 0
1944-05-03 | 0 | 0 | 0 | 0 | -12.5669 | -12.5669 | 2353.9351 | 17607.4347 |  | 0
1944-05-04 | 0.00083333 | 2.3 | 4.0107 | 2.3 | -12.5669 | -12.5669 | 2341.3683 | 17513.4346 |  | 0
1944-05-05 | 0 | 0 | 0 | 0 | -12.5669 | -12.5669 | 2328.8014 | 17419.4345 |  | 0
1944-05-06 | 0 | 0 | 0 | 0 | -12.5669 | -12.5669 | 2316.2345 | 17325.4344 |  | 0
1944-05-07 | 0 | 0 | 0 | 0 | -12.5669 | -12.5669 | 2303.6677 | 17231.4343 |  | 0
1944-05-08 | 0 | 0 | 0 | 0 | -12.5669 | -12.5669 | 2291.1008 | 17137.4342 |  | 0
1944-05-09 | 0 | 0 | 0 | 0 | -12.5669 | -12.5669 | 2278.534 | 17043.434 |  | 0
1944-05-10 | 0 | 0 | 0 | 0 | -12.5669 | -12.5669 | 2265.9671 | 16949.4339 |  | 0
1944-05-11 | 0 | 0 | 0 | 0 | -12.5669 | -12.5669 | 2253.4002 | 16855.4338 |  | 0
1944-05-12 | 0 | 0 | 0 | 0 | -12.5669 | -12.5669 | 2240.8334 | 16761.4337 |  | 0
1944-05-13 | 0 | 0 | 0 | 0 | -12.5669 | -12.5669 | 2228.2665 | 16667.4336 |  | 0
1944-05-14 | 0 | 0 | 0 | 0 | -12.5669 | -12.5669 | 2215.6997 | 16573.4335 |  | 0
1944-05-15 | 0 | 0 | 0 | 0 | -12.5669 | -12.5669 | 2203.1328 | 16479.4334 |  | 0
1944-05-16 | 0 | 0 | 0 | 0 | -12.5669 | -12.5669 | 2190.5659 | 16385.4333 |  | 0
1944-05-17 | 0 | 0 | 0 | 0 | -12.5669 | -12.5669 | 2177.9991 | 16291.4331 |  | 0
1944-05-18 | 0 | 0 | 0 | 0 | -12.5669 | -12.5669 | 2165.4322 | 16197.433 |  | 0
1944-05-19 | 0.0041667 | 11.5 | 4.0107 | 4.0107 | -5.0776 | -5.0776 | 2160.3547 | 16159.4529 |  | 0
1944-05-20 | 0 | 0 | 0 | 0 | -12.5669 | -12.5669 | 2147.7878 | 16065.4528 |  | 0
1944-05-21 | 0 | 0 | 0 | 0 | -12.5669 | -12.5669 | 2135.2209 | 15971.4527 |  | 0
1944-05-22 | 0.0175 | 48.3 | 4.0107 | 4.0107 | 31.7224 | 31.7224 | 2166.9434 | 16208.7366 |  | 0
1944-05-23 | 0 | 0 | 0 | 0 | -12.5669 | -12.5669 | 2154.3765 | 16114.7365 |  | 0
1944-05-24 | 0 | 0 | 0 | 0 | -12.5669 | -12.5669 | 2141.8097 | 16020.7364 |  | 0
1944-05-25 | 0 | 0 | 0 | 0 | -12.5669 | -12.5669 | 2129.2428 | 15926.7362 |  | 0
1944-05-26 | 0.085833 | 236.9 | 4.0107 | 4.0107 | 220.3224 | 220.3224 | 2349.5653 | 17574.7481 |  | 0
1944-05-27 | 0.1 | 276 | 4.0107 | 4.0107 | 259.4224 | 259.4224 | 2608.9877 | 19515.228 |  | 0
1944-05-28 | 0 | 0 | 0 | 0 | -12.5669 | -12.5669 | 2596.4208 | 19421.2279 |  | 0
1944-05-29 | 0.0325 | 89.7 | 4.0107 | 4.0107 | 73.1224 | 73.1224 | 2669.5433 | 19968.1838 |  | 0
1944-05-30 | 0 | 0 | 0 | 0 | -12.5669 | -12.5669 | 2656.9764 | 19874.1837 |  | 0
1944-05-31 | 0 | 0 | 0 | 0 | -12.5669 | -12.5669 | 2644.4096 | 19780.1836 |  | 0
1944-06-01 | 0 | 0 | 0 | 0 | -12.5669 | -12.5669 | 2631.8427 | 19686.1835 |  | 0
1944-06-02 | 0 | 0 | 0 | 0 | -12.5669 | -12.5669 | 2619.2758 | 19592.1833 |  | 0
1944-06-03 | 0 | 0 | 0 | 0 | -12.5669 | -12.5669 | 2606.709 | 19498.1832 |  | 0
1944-06-04 | 0.045833 | 126.5 | 4.0107 | 4.0107 | 109.9224 | 109.9224 | 2716.6314 | 20320.4031 |  | 0
1944-06-05 | 0 | 0 | 0 | 0 | -12.5669 | -12.5669 | 2704.0646 | 20226.403 |  | 0
1944-06-06 | 0 | 0 | 0 | 0 | -12.5669 | -12.5669 | 2691.4977 | 20132.4029 |  | 0
1944-06-07 | 0 | 0 | 0 | 0 | -12.5669 | -12.5669 | 2678.9309 | 20038.4028 |  | 0
1944-06-08 | 0.011667 | 32.2 | 4.0107 | 4.0107 | 15.6224 | 15.6224 | 2694.5533 | 20155.2587 |  | 0
1944-06-09 | 0.0225 | 62.1 | 4.0107 | 4.0107 | 45.5224 | 45.5224 | 2740.0757 | 20495.7666 |  | 0
1944-06-10 | 0 | 0 | 0 | 0 | -12.5669 | -12.5669 | 2727.5089 | 20401.7664 |  | 0
1944-06-11 | 0.0225 | 62.1 | 4.0107 | 4.0107 | 45.5224 | 45.5224 | 2773.0313 | 20742.2743 |  | 0
1944-06-12 | 0.0725 | 200.1 | 4.0107 | 4.0107 | 183.5224 | 183.5224 | 2956.5538 | 22115.0222 |  | 0
1944-06-13 | 0.048333 | 133.4 | 4.0107 | 4.0107 | 116.8224 | 116.8224 | 3073.3762 | 22988.8541 |  | 0
1944-06-14 | 0.034167 | 94.3 | 4.0107 | 4.0107 | 77.7224 | 77.7224 | 3151.0987 | 23570.218 |  | 0
1944-06-15 | 0 | 0 | 0 | 0 | -12.5669 | -12.5669 | 3138.5318 | 23476.2179 |  | 0
1944-06-16 | 0 | 0 | 0 | 0 | -12.5669 | -12.5669 | 3125.9649 | 23382.2178 |  | 0
1944-06-17 | 0 | 0 | 0 | 0 | -12.5669 | -12.5669 | 3113.3981 | 23288.2176 |  | 0
1944-06-18 | 0 | 0 | 0 | 0 | -12.5669 | -12.5669 | 3100.8312 | 23194.2175 |  | 0
1944-06-19 | 0 | 0 | 0 | 0 | -12.5669 | -12.5669 | 3088.2644 | 23100.2174 |  | 0
1944-06-20 | 0 | 0 | 0 | 0 | -12.5669 | -12.5669 | 3075.6975 | 23006.2173 |  | 0
1944-06-21 | 0 | 0 | 0 | 0 | -12.5669 | -12.5669 | 3063.1306 | 22912.2172 |  | 0
1944-06-22 | 0 | 0 | 0 | 0 | -12.5669 | -12.5669 | 3050.5638 | 22818.2171 |  | 0
1944-06-23 | 0 | 0 | 0 | 0 | -12.5669 | -12.5669 | 3037.9969 | 22724.217 |  | 0
1944-06-24 | 0 | 0 | 0 | 0 | -12.5669 | -12.5669 | 3025.4301 | 22630.2169 |  | 0
1944-06-25 | 0 | 0 | 0 | 0 | -12.5669 | -12.5669 | 3012.8632 | 22536.2167 |  | 0
1944-06-26 | 0 | 0 | 0 | 0 | -12.5669 | -12.5669 | 3000.2963 | 22442.2166 |  | 0
1944-06-27 | 0 | 0 | 0 | 0 | -12.5669 | -12.5669 | 2987.7295 | 22348.2165 |  | 0
1944-06-28 | 0 | 0 | 0 | 0 | -12.5669 | -12.5669 | 2975.1626 | 22254.2164 |  | 0
1944-06-29 | 0 | 0 | 0 | 0 | -12.5669 | -12.5669 | 2962.5958 | 22160.2163 |  | 0
1944-06-30 | 0 | 0 | 0 | 0 | -12.5669 | -12.5669 | 2950.0289 | 22066.2162 |  | 0
1944-07-01 | 0 | 0 | 0 | 0 | -12.5669 | -12.5669 | 2937.462 | 21972.2161 |  | 0
1944-07-02 | 0 | 0 | 0 | 0 | -12.5669 | -12.5669 | 2924.8952 | 21878.216 |  | 0
1944-07-03 | 0 | 0 | 0 | 0 | -12.5669 | -12.5669 | 2912.3283 | 21784.2158 |  | 0
1944-07-04 | 0 | 0 | 0 | 0 | -12.5669 | -12.5669 | 2899.7615 | 21690.2157 |  | 0
1944-07-05 | 0 | 0 | 0 | 0 | -12.5669 | -12.5669 | 2887.1946 | 21596.2156 |  | 0
1944-07-06 | 0 | 0 | 0 | 0 | -12.5669 | -12.5669 | 2874.6277 | 21502.2155 |  | 0
1944-07-07 | 0 | 0 | 0 | 0 | -12.5669 | -12.5669 | 2862.0609 | 21408.2154 |  | 0
1944-07-08 | 0 | 0 | 0 | 0 | -12.5669 | -12.5669 | 2849.494 | 21314.2153 |  | 0
1944-07-09 | 0 | 0 | 0 | 0 | -12.5669 | -12.5669 | 2836.9272 | 21220.2152 |  | 0
1944-07-10 | 0 | 0 | 0 | 0 | -12.5669 | -12.5669 | 2824.3603 | 21126.2151 |  | 0
1944-07-11 | 0.0033333 | 9.2 | 4.0107 | 4.0107 | -7.3776 | -7.3776 | 2816.9827 | 21071.0309 |  | 0
1944-07-12 | 0.038333 | 105.8 | 4.0107 | 4.0107 | 89.2224 | 89.2224 | 2906.2052 | 21738.4148 |  | 0
1944-07-13 | 0 | 0 | 0 | 0 | -12.5669 | -12.5669 | 2893.6383 | 21644.4147 |  | 0
1944-07-14 | 0 | 0 | 0 | 0 | -12.5669 | -12.5669 | 2881.0715 | 21550.4146 |  | 0
1944-07-15 | 0 | 0 | 0 | 0 | -12.5669 | -12.5669 | 2868.5046 | 21456.4145 |  | 0
1944-07-16 | 0 | 0 | 0 | 0 | -12.5669 | -12.5669 | 2855.9378 | 21362.4144 |  | 0
1944-07-17 | 0 | 0 | 0 | 0 | -12.5669 | -12.5669 | 2843.3709 | 21268.4143 |  | 0
1944-07-18 | 0 | 0 | 0 | 0 | -12.5669 | -12.5669 | 2830.804 | 21174.4142 |  | 0
1944-07-19 | 0 | 0 | 0 | 0 | -12.5669 | -12.5669 | 2818.2372 | 21080.414 |  | 0
1944-07-20 | 0.0475 | 131.1 | 4.0107 | 4.0107 | 114.5224 | 114.5224 | 2932.7596 | 21937.0419 |  | 0
1944-07-21 | 0.005 | 13.8 | 4.0107 | 4.0107 | -2.7776 | -2.7776 | 2929.9821 | 21916.2658 |  | 0
1944-07-22 | 0 | 0 | 0 | 0 | -12.5669 | -12.5669 | 2917.4152 | 21822.2657 |  | 0
1944-07-23 | 0 | 0 | 0 | 0 | -12.5669 | -12.5669 | 2904.8483 | 21728.2656 |  | 0
1944-07-24 | 0.005 | 13.8 | 4.0107 | 4.0107 | -2.7776 | -2.7776 | 2902.0708 | 21707.4895 |  | 0
1944-07-25 | 0 | 0 | 0 | 0 | -12.5669 | -12.5669 | 2889.5039 | 21613.4894 |  | 0
1944-07-26 | 0 | 0 | 0 | 0 | -12.5669 | -12.5669 | 2876.9371 | 21519.4892 |  | 0
1944-07-27 | 0 | 0 | 0 | 0 | -12.5669 | -12.5669 | 2864.3702 | 21425.4891 |  | 0
1944-07-28 | 0 | 0 | 0 | 0 | -12.5669 | -12.5669 | 2851.8033 | 21331.489 |  | 0
1944-07-29 | 0.010833 | 29.9 | 4.0107 | 4.0107 | 13.3224 | 13.3224 | 2865.1258 | 21431.1409 |  | 0
1944-07-30 | 0 | 0 | 0 | 0 | -12.5669 | -12.5669 | 2852.5589 | 21337.1408 |  | 0
1944-07-31 | 0 | 0 | 0 | 0 | -12.5669 | -12.5669 | 2839.9921 | 21243.1407 |  | 0
1944-08-01 | 0 | 0 | 0 | 0 | -12.5669 | -12.5669 | 2827.4252 | 21149.1406 |  | 0
1944-08-02 | 0 | 0 | 0 | 0 | -12.5669 | -12.5669 | 2814.8584 | 21055.1405 |  | 0
1944-08-03 | 0 | 0 | 0 | 0 | -12.5669 | -12.5669 | 2802.2915 | 20961.1403 |  | 0
1944-08-04 | 0 | 0 | 0 | 0 | -12.5669 | -12.5669 | 2789.7246 | 20867.1402 |  | 0
1944-08-05 | 0 | 0 | 0 | 0 | -12.5669 | -12.5669 | 2777.1578 | 20773.1401 |  | 0
1944-08-06 | 0 | 0 | 0 | 0 | -12.5669 | -12.5669 | 2764.5909 | 20679.14 |  | 0
1944-08-07 | 0 | 0 | 0 | 0 | -12.5669 | -12.5669 | 2752.0241 | 20585.1399 |  | 0
1944-08-08 | 0 | 0 | 0 | 0 | -12.5669 | -12.5669 | 2739.4572 | 20491.1398 |  | 0
1944-08-09 | 0 | 0 | 0 | 0 | -12.5669 | -12.5669 | 2726.8903 | 20397.1397 |  | 0
1944-08-10 | 0 | 0 | 0 | 0 | -12.5669 | -12.5669 | 2714.3235 | 20303.1396 |  | 0
1944-08-11 | 0.0091667 | 25.3 | 4.0107 | 4.0107 | 8.7224 | 8.7224 | 2723.0459 | 20368.3834 |  | 0
1944-08-12 | 0 | 0 | 0 | 0 | -12.5669 | -12.5669 | 2710.4791 | 20274.3833 |  | 0
1944-08-13 | 0 | 0 | 0 | 0 | -12.5669 | -12.5669 | 2697.9122 | 20180.3832 |  | 0
1944-08-14 | 0 | 0 | 0 | 0 | -12.5669 | -12.5669 | 2685.3453 | 20086.3831 |  | 0
1944-08-15 | 0 | 0 | 0 | 0 | -12.5669 | -12.5669 | 2672.7785 | 19992.383 |  | 0
1944-08-16 | 0 | 0 | 0 | 0 | -12.5669 | -12.5669 | 2660.2116 | 19898.3829 |  | 0
1944-08-17 | 0 | 0 | 0 | 0 | -12.5669 | -12.5669 | 2647.6448 | 19804.3828 |  | 0
1944-08-18 | 0 | 0 | 0 | 0 | -12.5669 | -12.5669 | 2635.0779 | 19710.3827 |  | 0
1944-08-19 | 0 | 0 | 0 | 0 | -12.5669 | -12.5669 | 2622.511 | 19616.3825 |  | 0
1944-08-20 | 0 | 0 | 0 | 0 | -12.5669 | -12.5669 | 2609.9442 | 19522.3824 |  | 0
1944-08-21 | 0 | 0 | 0 | 0 | -12.5669 | -12.5669 | 2597.3773 | 19428.3823 |  | 0
1944-08-22 | 0 | 0 | 0 | 0 | -12.5669 | -12.5669 | 2584.8105 | 19334.3822 |  | 0
1944-08-23 | 0 | 0 | 0 | 0 | -12.5669 | -12.5669 | 2572.2436 | 19240.3821 |  | 0
1944-08-24 | 0.00083333 | 2.3 | 4.0107 | 2.3 | -12.5669 | -12.5669 | 2559.6767 | 19146.382 |  | 0
1944-08-25 | 0 | 0 | 0 | 0 | -12.5669 | -12.5669 | 2547.1099 | 19052.3819 |  | 0
1944-08-26 | 0.045833 | 126.5 | 4.0107 | 4.0107 | 109.9224 | 109.9224 | 2657.0323 | 19874.6018 |  | 0
1944-08-27 | 0 | 0 | 0 | 0 | -12.5669 | -12.5669 | 2644.4655 | 19780.6016 |  | 0
1944-08-28 | 0.010833 | 29.9 | 4.0107 | 4.0107 | 13.3224 | 13.3224 | 2657.7879 | 19880.2535 |  | 0
1944-08-29 | 0 | 0 | 0 | 0 | -12.5669 | -12.5669 | 2645.221 | 19786.2534 |  | 0
1944-08-30 | 0.13417 | 370.3 | 4.0107 | 4.0107 | 353.7224 | 353.7224 | 2998.9435 | 22432.0973 |  | 0
1944-08-31 | 0 | 0 | 0 | 0 | -12.5669 | -12.5669 | 2986.3766 | 22338.0972 |  | 0
1944-09-01 | 0 | 0 | 0 | 0 | -12.5669 | -12.5669 | 2973.8098 | 22244.0971 |  | 0
1944-09-02 | 0 | 0 | 0 | 0 | -12.5669 | -12.5669 | 2961.2429 | 22150.097 |  | 0
1944-09-03 | 0 | 0 | 0 | 0 | -12.5669 | -12.5669 | 2948.676 | 22056.0969 |  | 0
1944-09-04 | 0 | 0 | 0 | 0 | -12.5669 | -12.5669 | 2936.1092 | 21962.0967 |  | 0
1944-09-05 | 0.0025 | 6.9 | 4.0107 | 4.0107 | -9.6776 | -9.6776 | 2926.4316 | 21889.7086 |  | 0
1944-09-06 | 0 | 0 | 0 | 0 | -12.5669 | -12.5669 | 2913.8648 | 21795.7085 |  | 0
1944-09-07 | 0 | 0 | 0 | 0 | -12.5669 | -12.5669 | 2901.2979 | 21701.7084 |  | 0
1944-09-08 | 0 | 0 | 0 | 0 | -12.5669 | -12.5669 | 2888.7311 | 21607.7083 |  | 0
1944-09-09 | 0 | 0 | 0 | 0 | -12.5669 | -12.5669 | 2876.1642 | 21513.7082 |  | 0
1944-09-10 | 0 | 0 | 0 | 0 | -12.5669 | -12.5669 | 2863.5973 | 21419.7081 |  | 0
1944-09-11 | 0.00083333 | 2.3 | 4.0107 | 2.3 | -12.5669 | -12.5669 | 2851.0305 | 21325.7079 |  | 0
1944-09-12 | 0 | 0 | 0 | 0 | -12.5669 | -12.5669 | 2838.4636 | 21231.7078 |  | 0
1944-09-13 | 0 | 0 | 0 | 0 | -12.5669 | -12.5669 | 2825.8968 | 21137.7077 |  | 0
1944-09-14 | 0.0058333 | 16.1 | 4.0107 | 4.0107 | -0.47756 | -0.47756 | 2825.4192 | 21134.1356 |  | 0
1944-09-15 | 0 | 0 | 0 | 0 | -12.5669 | -12.5669 | 2812.8523 | 21040.1355 |  | 0
1944-09-16 | 0 | 0 | 0 | 0 | -12.5669 | -12.5669 | 2800.2855 | 20946.1354 |  | 0
1944-09-17 | 0 | 0 | 0 | 0 | -12.5669 | -12.5669 | 2787.7186 | 20852.1353 |  | 0
1944-09-18 | 0 | 0 | 0 | 0 | -12.5669 | -12.5669 | 2775.1518 | 20758.1352 |  | 0
1944-09-19 | 0 | 0 | 0 | 0 | -12.5669 | -12.5669 | 2762.5849 | 20664.135 |  | 0
1944-09-20 | 0 | 0 | 0 | 0 | -12.5669 | -12.5669 | 2750.018 | 20570.1349 |  | 0
1944-09-21 | 0 | 0 | 0 | 0 | -12.5669 | -12.5669 | 2737.4512 | 20476.1348 |  | 0
1944-09-22 | 0 | 0 | 0 | 0 | -12.5669 | -12.5669 | 2724.8843 | 20382.1347 |  | 0
1944-09-23 | 0 | 0 | 0 | 0 | -12.5669 | -12.5669 | 2712.3175 | 20288.1346 |  | 0
1944-09-24 | 0 | 0 | 0 | 0 | -12.5669 | -12.5669 | 2699.7506 | 20194.1345 |  | 0
1944-09-25 | 0 | 0 | 0 | 0 | -12.5669 | -12.5669 | 2687.1837 | 20100.1344 |  | 0
1944-09-26 | 0.0033333 | 9.2 | 4.0107 | 4.0107 | -7.3776 | -7.3776 | 2679.8062 | 20044.9503 |  | 0
1944-09-27 | 0.26583 | 733.7 | 4.0107 | 4.0107 | 717.1224 | 717.1224 | 3396.9286 | 25409.0261 |  | 0
1944-09-28 | 0.0066667 | 18.4 | 4.0107 | 4.0107 | 1.8224 | 1.8224 | 3398.7511 | 25422.658 |  | 0
1944-09-29 | 0 | 0 | 0 | 0 | -12.5669 | -12.5669 | 3386.1842 | 25328.6579 |  | 0
1944-09-30 | 0 | 0 | 0 | 0 | -12.5669 | -12.5669 | 3373.6174 | 25234.6578 |  | 0
1944-10-01 | 0 | 0 | 0 | 0 | -12.5669 | -12.5669 | 3361.0505 | 25140.6577 |  | 0
1944-10-02 | 0.14167 | 391 | 4.0107 | 4.0107 | 374.4224 | 374.4224 | 3735.4729 | 27941.3376 |  | 0
1944-10-03 | 0.2075 | 572.7 | 4.0107 | 4.0107 | 556.1224 | 556.1224 | 3997.8631 | 29904.0163 |  | 281.1654
1944-10-04 | 0.0175 | 48.3 | 4.0107 | 4.0107 | 31.7224 | 31.7224 | 3997.8631 | 29904.0163 |  | 19.1556
1944-10-05 | 0 | 0 | 0 | 0 | -12.5669 | -12.5669 | 3985.2963 | 29810.0162 |  | 0
1944-10-06 | 0 | 0 | 0 | 0 | -12.5669 | -12.5669 | 3972.7294 | 29716.0161 |  | 0
1944-10-07 | 0 | 0 | 0 | 0 | -12.5669 | -12.5669 | 3960.1626 | 29622.0159 |  | 0
1944-10-08 | 0 | 0 | 0 | 0 | -12.5669 | -12.5669 | 3947.5957 | 29528.0158 |  | 0
1944-10-09 | 0 | 0 | 0 | 0 | -12.5669 | -12.5669 | 3935.0288 | 29434.0157 |  | 0
1944-10-10 | 0.0125 | 34.5 | 4.0107 | 4.0107 | 17.9224 | 17.9224 | 3952.9513 | 29568.0756 |  | 0
1944-10-11 | 0 | 0 | 0 | 0 | -12.5669 | -12.5669 | 3940.3844 | 29474.0755 |  | 0
1944-10-12 | 0 | 0 | 0 | 0 | -12.5669 | -12.5669 | 3927.8176 | 29380.0754 |  | 0
1944-10-13 | 0 | 0 | 0 | 0 | -12.5669 | -12.5669 | 3915.2507 | 29286.0753 |  | 0
1944-10-14 | 0 | 0 | 0 | 0 | -12.5669 | -12.5669 | 3902.6838 | 29192.0752 |  | 0
1944-10-15 | 0 | 0 | 0 | 0 | -12.5669 | -12.5669 | 3890.117 | 29098.075 |  | 0
1944-10-16 | 0 | 0 | 0 | 0 | -12.5669 | -12.5669 | 3877.5501 | 29004.0749 |  | 0
1944-10-17 | 0 | 0 | 0 | 0 | -12.5669 | -12.5669 | 3864.9833 | 28910.0748 |  | 0
1944-10-18 | 0 | 0 | 0 | 0 | -12.5669 | -12.5669 | 3852.4164 | 28816.0747 |  | 0
1944-10-19 | 0 | 0 | 0 | 0 | -12.5669 | -12.5669 | 3839.8495 | 28722.0746 |  | 0
1944-10-20 | 0 | 0 | 0 | 0 | -12.5669 | -12.5669 | 3827.2827 | 28628.0745 |  | 0
1944-10-21 | 0 | 0 | 0 | 0 | -12.5669 | -12.5669 | 3814.7158 | 28534.0744 |  | 0
1944-10-22 | 0 | 0 | 0 | 0 | -12.5669 | -12.5669 | 3802.149 | 28440.0743 |  | 0
1944-10-23 | 0 | 0 | 0 | 0 | -12.5669 | -12.5669 | 3789.5821 | 28346.0741 |  | 0
1944-10-24 | 0 | 0 | 0 | 0 | -12.5669 | -12.5669 | 3777.0152 | 28252.074 |  | 0
1944-10-25 | 0 | 0 | 0 | 0 | -12.5669 | -12.5669 | 3764.4484 | 28158.0739 |  | 0
1944-10-26 | 0 | 0 | 0 | 0 | -12.5669 | -12.5669 | 3751.8815 | 28064.0738 |  | 0
1944-10-27 | 0 | 0 | 0 | 0 | -12.5669 | -12.5669 | 3739.3147 | 27970.0737 |  | 0
1944-10-28 | 0 | 0 | 0 | 0 | -12.5669 | -12.5669 | 3726.7478 | 27876.0736 |  | 0
1944-10-29 | 0 | 0 | 0 | 0 | -12.5669 | -12.5669 | 3714.1809 | 27782.0735 |  | 0
1944-10-30 | 0 | 0 | 0 | 0 | -12.5669 | -12.5669 | 3701.6141 | 27688.0734 |  | 0
1944-10-31 | 0 | 0 | 0 | 0 | -12.5669 | -12.5669 | 3689.0472 | 27594.0732 |  | 0
1944-11-01 | 0 | 0 | 0 | 0 | -12.5669 | -12.5669 | 3676.4804 | 27500.0731 |  | 0
1944-11-02 | 0 | 0 | 0 | 0 | -12.5669 | -12.5669 | 3663.9135 | 27406.073 |  | 0
1944-11-03 | 0 | 0 | 0 | 0 | -12.5669 | -12.5669 | 3651.3466 | 27312.0729 |  | 0
1944-11-04 | 0.00083333 | 2.3 | 4.0107 | 2.3 | -12.5669 | -12.5669 | 3638.7798 | 27218.0728 |  | 0
1944-11-05 | 0 | 0 | 0 | 0 | -12.5669 | -12.5669 | 3626.2129 | 27124.0727 |  | 0
1944-11-06 | 0 | 0 | 0 | 0 | -12.5669 | -12.5669 | 3613.6461 | 27030.0726 |  | 0
1944-11-07 | 0.064167 | 177.1 | 4.0107 | 4.0107 | 160.5224 | 160.5224 | 3774.1685 | 28230.7805 |  | 0
1944-11-08 | 0 | 0 | 0 | 0 | -12.5669 | -12.5669 | 3761.6016 | 28136.7803 |  | 0
1944-11-09 | 0 | 0 | 0 | 0 | -12.5669 | -12.5669 | 3749.0348 | 28042.7802 |  | 0
1944-11-10 | 0 | 0 | 0 | 0 | -12.5669 | -12.5669 | 3736.4679 | 27948.7801 |  | 0
1944-11-11 | 0 | 0 | 0 | 0 | -12.5669 | -12.5669 | 3723.9011 | 27854.78 |  | 0
1944-11-12 | 0 | 0 | 0 | 0 | -12.5669 | -12.5669 | 3711.3342 | 27760.7799 |  | 0
1944-11-13 | 0 | 0 | 0 | 0 | -12.5669 | -12.5669 | 3698.7673 | 27666.7798 |  | 0
1944-11-14 | 0 | 0 | 0 | 0 | -12.5669 | -12.5669 | 3686.2005 | 27572.7797 |  | 0
1944-11-15 | 0 | 0 | 0 | 0 | -12.5669 | -12.5669 | 3673.6336 | 27478.7795 |  | 0
1944-11-16 | 0.013333 | 36.8 | 4.0107 | 4.0107 | 20.2224 | 20.2224 | 3693.8561 | 27630.0434 |  | 0
1944-11-17 | 0.013333 | 36.8 | 4.0107 | 4.0107 | 20.2224 | 20.2224 | 3714.0785 | 27781.3073 |  | 0
1944-11-18 | 0.029167 | 80.5 | 4.0107 | 4.0107 | 63.9224 | 63.9224 | 3778.001 | 28259.4472 |  | 0
1944-11-19 | 0.0041667 | 11.5 | 4.0107 | 4.0107 | -5.0776 | -5.0776 | 3772.9234 | 28221.4671 |  | 0
1944-11-20 | 0 | 0 | 0 | 0 | -12.5669 | -12.5669 | 3760.3565 | 28127.467 |  | 0
1944-11-21 | 0 | 0 | 0 | 0 | -12.5669 | -12.5669 | 3747.7897 | 28033.4669 |  | 0
1944-11-22 | 0 | 0 | 0 | 0 | -12.5669 | -12.5669 | 3735.2228 | 27939.4668 |  | 0
1944-11-23 | 0 | 0 | 0 | 0 | -12.5669 | -12.5669 | 3722.656 | 27845.4666 |  | 0
1944-11-24 | 0.05 | 138 | 4.0107 | 4.0107 | 121.4224 | 121.4224 | 3844.0784 | 28753.7065 |  | 0
1944-11-25 | 0 | 0 | 0 | 0 | -12.5669 | -12.5669 | 3831.5116 | 28659.7064 |  | 0
1944-11-26 | 0 | 0 | 0 | 0 | -12.5669 | -12.5669 | 3818.9447 | 28565.7063 |  | 0
1944-11-27 | 0 | 0 | 0 | 0 | -12.5669 | -12.5669 | 3806.3778 | 28471.7062 |  | 0
1944-11-28 | 0 | 0 | 0 | 0 | -12.5669 | -12.5669 | 3793.811 | 28377.7061 |  | 0
1944-11-29 | 0 | 0 | 0 | 0 | -12.5669 | -12.5669 | 3781.2441 | 28283.706 |  | 0
1944-11-30 | 0 | 0 | 0 | 0 | -12.5669 | -12.5669 | 3768.6773 | 28189.7059 |  | 0
1944-12-01 | 0 | 0 | 0 | 0 | -12.5669 | -12.5669 | 3756.1104 | 28095.7057 |  | 0
1944-12-02 | 0.0025 | 6.9 | 4.0107 | 4.0107 | -9.6776 | -9.6776 | 3746.4328 | 28023.3176 |  | 0
1944-12-03 | 0.0016667 | 4.6 | 4.0107 | 4.0107 | -11.9776 | -11.9776 | 3734.4553 | 27933.7255 |  | 0
1944-12-04 | 0.041667 | 115 | 4.0107 | 4.0107 | 98.4224 | 98.4224 | 3832.8777 | 28669.9254 |  | 0
1944-12-05 | 0.0016667 | 4.6 | 4.0107 | 4.0107 | -11.9776 | -11.9776 | 3820.9002 | 28580.3333 |  | 0
1944-12-06 | 0 | 0 | 0 | 0 | -12.5669 | -12.5669 | 3808.3333 | 28486.3332 |  | 0
1944-12-07 | 0 | 0 | 0 | 0 | -12.5669 | -12.5669 | 3795.7665 | 28392.3331 |  | 0
1944-12-08 | 0 | 0 | 0 | 0 | -12.5669 | -12.5669 | 3783.1996 | 28298.333 |  | 0
1944-12-09 | 0 | 0 | 0 | 0 | -12.5669 | -12.5669 | 3770.6327 | 28204.3328 |  | 0
1944-12-10 | 0 | 0 | 0 | 0 | -12.5669 | -12.5669 | 3758.0659 | 28110.3327 |  | 0
1944-12-11 | 0 | 0 | 0 | 0 | -12.5669 | -12.5669 | 3745.499 | 28016.3326 |  | 0
1944-12-12 | 0 | 0 | 0 | 0 | -12.5669 | -12.5669 | 3732.9322 | 27922.3325 |  | 0
1944-12-13 | 0 | 0 | 0 | 0 | -12.5669 | -12.5669 | 3720.3653 | 27828.3324 |  | 0
1944-12-14 | 0 | 0 | 0 | 0 | -12.5669 | -12.5669 | 3707.7984 | 27734.3323 |  | 0
1944-12-15 | 0 | 0 | 0 | 0 | -12.5669 | -12.5669 | 3695.2316 | 27640.3322 |  | 0
1944-12-16 | 0 | 0 | 0 | 0 | -12.5669 | -12.5669 | 3682.6647 | 27546.3321 |  | 0
1944-12-17 | 0 | 0 | 0 | 0 | -12.5669 | -12.5669 | 3670.0979 | 27452.3319 |  | 0
1944-12-18 | 0 | 0 | 0 | 0 | -12.5669 | -12.5669 | 3657.531 | 27358.3318 |  | 0
1944-12-19 | 0 | 0 | 0 | 0 | -12.5669 | -12.5669 | 3644.9641 | 27264.3317 |  | 0
1944-12-20 | 0 | 0 | 0 | 0 | -12.5669 | -12.5669 | 3632.3973 | 27170.3316 |  | 0
1944-12-21 | 0 | 0 | 0 | 0 | -12.5669 | -12.5669 | 3619.8304 | 27076.3315 |  | 0
1944-12-22 | 0 | 0 | 0 | 0 | -12.5669 | -12.5669 | 3607.2636 | 26982.3314 |  | 0
1944-12-23 | 0 | 0 | 0 | 0 | -12.5669 | -12.5669 | 3594.6967 | 26888.3313 |  | 0
1944-12-24 | 0 | 0 | 0 | 0 | -12.5669 | -12.5669 | 3582.1298 | 26794.3312 |  | 0
1944-12-25 | 0 | 0 | 0 | 0 | -12.5669 | -12.5669 | 3569.563 | 26700.331 |  | 0
1944-12-26 | 0.0175 | 48.3 | 4.0107 | 4.0107 | 31.7224 | 31.7224 | 3601.2854 | 26937.6149 |  | 0
1944-12-27 | 0.026667 | 73.6 | 4.0107 | 4.0107 | 57.0224 | 57.0224 | 3658.3079 | 27364.1428 |  | 0
1944-12-28 | 0.023333 | 64.4 | 4.0107 | 4.0107 | 47.8224 | 47.8224 | 3706.1303 | 27721.8547 |  | 0
1944-12-29 | 0 | 0 | 0 | 0 | -12.5669 | -12.5669 | 3693.5634 | 27627.8546 |  | 0
1944-12-30 | 0 | 0 | 0 | 0 | -12.5669 | -12.5669 | 3680.9966 | 27533.8545 |  | 0
1944-12-31 | 0 | 0 | 0 | 0 | -12.5669 | -12.5669 | 3668.4297 | 27439.8544 |  | 0
1945-01-01 | 0 | 0 | 0 | 0 | -12.5669 | -12.5669 | 3655.8629 | 27345.8542 |  | 0
1945-01-02 | 0 | 0 | 0 | 0 | -12.5669 | -12.5669 | 3643.296 | 27251.8541 |  | 0
1945-01-03 | 0 | 0 | 0 | 0 | -12.5669 | -12.5669 | 3630.7291 | 27157.854 |  | 0
1945-01-04 | 0 | 0 | 0 | 0 | -12.5669 | -12.5669 | 3618.1623 | 27063.8539 |  | 0
1945-01-05 | 0 | 0 | 0 | 0 | -12.5669 | -12.5669 | 3605.5954 | 26969.8538 |  | 0
1945-01-06 | 0 | 0 | 0 | 0 | -12.5669 | -12.5669 | 3593.0286 | 26875.8537 |  | 0
1945-01-07 | 0 | 0 | 0 | 0 | -12.5669 | -12.5669 | 3580.4617 | 26781.8536 |  | 0
1945-01-08 | 0 | 0 | 0 | 0 | -12.5669 | -12.5669 | 3567.8948 | 26687.8535 |  | 0
1945-01-09 | 0 | 0 | 0 | 0 | -12.5669 | -12.5669 | 3555.328 | 26593.8533 |  | 0
1945-01-10 | 0 | 0 | 0 | 0 | -12.5669 | -12.5669 | 3542.7611 | 26499.8532 |  | 0
1945-01-11 | 0 | 0 | 0 | 0 | -12.5669 | -12.5669 | 3530.1943 | 26405.8531 |  | 0
1945-01-12 | 0 | 0 | 0 | 0 | -12.5669 | -12.5669 | 3517.6274 | 26311.853 |  | 0
1945-01-13 | 0 | 0 | 0 | 0 | -12.5669 | -12.5669 | 3505.0605 | 26217.8529 |  | 0
1945-01-14 | 0 | 0 | 0 | 0 | -12.5669 | -12.5669 | 3492.4937 | 26123.8528 |  | 0
1945-01-15 | 0 | 0 | 0 | 0 | -12.5669 | -12.5669 | 3479.9268 | 26029.8527 |  | 0
1945-01-16 | 0 | 0 | 0 | 0 | -12.5669 | -12.5669 | 3467.36 | 25935.8526 |  | 0
1945-01-17 | 0.10333 | 285.2 | 4.0107 | 4.0107 | 268.6224 | 268.6224 | 3735.9824 | 27945.1484 |  | 0
1945-01-18 | 0.0091667 | 25.3 | 4.0107 | 4.0107 | 8.7224 | 8.7224 | 3744.7049 | 28010.3923 |  | 0
1945-01-19 | 0 | 0 | 0 | 0 | -12.5669 | -12.5669 | 3732.138 | 27916.3922 |  | 0
1945-01-20 | 0.015833 | 43.7 | 4.0107 | 4.0107 | 27.1224 | 27.1224 | 3759.2604 | 28119.2681 |  | 0
1945-01-21 | 0.0033333 | 9.2 | 4.0107 | 4.0107 | -7.3776 | -7.3776 | 3751.8829 | 28064.084 |  | 0
1945-01-22 | 0 | 0 | 0 | 0 | -12.5669 | -12.5669 | 3739.316 | 27970.0839 |  | 0
1945-01-23 | 0 | 0 | 0 | 0 | -12.5669 | -12.5669 | 3726.7492 | 27876.0838 |  | 0
1945-01-24 | 0 | 0 | 0 | 0 | -12.5669 | -12.5669 | 3714.1823 | 27782.0837 |  | 0
1945-01-25 | 0 | 0 | 0 | 0 | -12.5669 | -12.5669 | 3701.6154 | 27688.0835 |  | 0
1945-01-26 | 0 | 0 | 0 | 0 | -12.5669 | -12.5669 | 3689.0486 | 27594.0834 |  | 0
1945-01-27 | 0.035 | 96.6 | 4.0107 | 4.0107 | 80.0224 | 80.0224 | 3769.071 | 28192.6513 |  | 0
1945-01-28 | 0 | 0 | 0 | 0 | -12.5669 | -12.5669 | 3756.5042 | 28098.6512 |  | 0
1945-01-29 | 0 | 0 | 0 | 0 | -12.5669 | -12.5669 | 3743.9373 | 28004.6511 |  | 0
1945-01-30 | 0 | 0 | 0 | 0 | -12.5669 | -12.5669 | 3731.3705 | 27910.651 |  | 0
1945-01-31 | 0 | 0 | 0 | 0 | -12.5669 | -12.5669 | 3718.8036 | 27816.6509 |  | 0
1945-02-01 | 0 | 0 | 0 | 0 | -12.5669 | -12.5669 | 3706.2367 | 27722.6508 |  | 0
1945-02-02 | 0 | 0 | 0 | 0 | -12.5669 | -12.5669 | 3693.6699 | 27628.6506 |  | 0
1945-02-03 | 0 | 0 | 0 | 0 | -12.5669 | -12.5669 | 3681.103 | 27534.6505 |  | 0
1945-02-04 | 0 | 0 | 0 | 0 | -12.5669 | -12.5669 | 3668.5362 | 27440.6504 |  | 0
1945-02-05 | 0 | 0 | 0 | 0 | -12.5669 | -12.5669 | 3655.9693 | 27346.6503 |  | 0
1945-02-06 | 0 | 0 | 0 | 0 | -12.5669 | -12.5669 | 3643.4024 | 27252.6502 |  | 0
1945-02-07 | 0 | 0 | 0 | 0 | -12.5669 | -12.5669 | 3630.8356 | 27158.6501 |  | 0
1945-02-08 | 0 | 0 | 0 | 0 | -12.5669 | -12.5669 | 3618.2687 | 27064.65 |  | 0
1945-02-09 | 0 | 0 | 0 | 0 | -12.5669 | -12.5669 | 3605.7019 | 26970.6498 |  | 0
1945-02-10 | 0 | 0 | 0 | 0 | -12.5669 | -12.5669 | 3593.135 | 26876.6497 |  | 0
1945-02-11 | 0 | 0 | 0 | 0 | -12.5669 | -12.5669 | 3580.5681 | 26782.6496 |  | 0
1945-02-12 | 0.00083333 | 2.3 | 4.0107 | 2.3 | -12.5669 | -12.5669 | 3568.0013 | 26688.6495 |  | 0
1945-02-13 | 0 | 0 | 0 | 0 | -12.5669 | -12.5669 | 3555.4344 | 26594.6494 |  | 0
1945-02-14 | 0 | 0 | 0 | 0 | -12.5669 | -12.5669 | 3542.8676 | 26500.6493 |  | 0
1945-02-15 | 0 | 0 | 0 | 0 | -12.5669 | -12.5669 | 3530.3007 | 26406.6492 |  | 0
1945-02-16 | 0 | 0 | 0 | 0 | -12.5669 | -12.5669 | 3517.7338 | 26312.6491 |  | 0
1945-02-17 | 0 | 0 | 0 | 0 | -12.5669 | -12.5669 | 3505.167 | 26218.6489 |  | 0
1945-02-18 | 0.010833 | 29.9 | 4.0107 | 4.0107 | 13.3224 | 13.3224 | 3518.4894 | 26318.3008 |  | 0
1945-02-19 | 0.026667 | 73.6 | 4.0107 | 4.0107 | 57.0224 | 57.0224 | 3575.5119 | 26744.8287 |  | 0
1945-02-20 | 0.11 | 303.6 | 4.0107 | 4.0107 | 287.0224 | 287.0224 | 3862.5343 | 28891.7566 |  | 0
1945-02-21 | 0 | 0 | 0 | 0 | -12.5669 | -12.5669 | 3849.9674 | 28797.7565 |  | 0
1945-02-22 | 0 | 0 | 0 | 0 | -12.5669 | -12.5669 | 3837.4006 | 28703.7564 |  | 0
1945-02-23 | 0 | 0 | 0 | 0 | -12.5669 | -12.5669 | 3824.8337 | 28609.7563 |  | 0
1945-02-24 | 0 | 0 | 0 | 0 | -12.5669 | -12.5669 | 3812.2669 | 28515.7562 |  | 0
1945-02-25 | 0.039167 | 108.1 | 4.0107 | 4.0107 | 91.5224 | 91.5224 | 3903.7893 | 29200.344 |  | 0
1945-02-26 | 0.061667 | 170.2 | 4.0107 | 4.0107 | 153.6224 | 153.6224 | 3997.8631 | 29904.0163 |  | 46.9818
1945-02-27 | 0.036667 | 101.2 | 4.0107 | 4.0107 | 84.6224 | 84.6224 | 3997.8631 | 29904.0163 |  | 72.0556
1945-02-28 | 0 | 0 | 0 | 0 | -12.5669 | -12.5669 | 3985.2963 | 29810.0162 |  | 0
1945-03-01 | 0.00083333 | 2.3 | 4.0107 | 2.3 | -12.5669 | -12.5669 | 3972.7294 | 29716.0161 |  | 0
1945-03-02 | 0 | 0 | 0 | 0 | -12.5669 | -12.5669 | 3960.1626 | 29622.0159 |  | 0
1945-03-03 | 0 | 0 | 0 | 0 | -12.5669 | -12.5669 | 3947.5957 | 29528.0158 |  | 0
1945-03-04 | 0.0066667 | 18.4 | 4.0107 | 4.0107 | 1.8224 | 1.8224 | 3949.4181 | 29541.6477 |  | 0
1945-03-05 | 0.05 | 138 | 4.0107 | 4.0107 | 121.4224 | 121.4224 | 3997.8631 | 29904.0163 |  | 60.4106
1945-03-06 | 0 | 0 | 0 | 0 | -12.5669 | -12.5669 | 3985.2963 | 29810.0162 |  | 0
1945-03-07 | 0 | 0 | 0 | 0 | -12.5669 | -12.5669 | 3972.7294 | 29716.0161 |  | 0
1945-03-08 | 0 | 0 | 0 | 0 | -12.5669 | -12.5669 | 3960.1626 | 29622.0159 |  | 0
1945-03-09 | 0 | 0 | 0 | 0 | -12.5669 | -12.5669 | 3947.5957 | 29528.0158 |  | 0
1945-03-10 | 0.00083333 | 2.3 | 4.0107 | 2.3 | -12.5669 | -12.5669 | 3935.0288 | 29434.0157 |  | 0
1945-03-11 | 0.073333 | 202.4 | 4.0107 | 4.0107 | 185.8224 | 185.8224 | 3997.8631 | 29904.0163 |  | 110.4213
1945-03-12 | 0 | 0 | 0 | 0 | -12.5669 | -12.5669 | 3985.2963 | 29810.0162 |  | 0
1945-03-13 | 0 | 0 | 0 | 0 | -12.5669 | -12.5669 | 3972.7294 | 29716.0161 |  | 0
1945-03-14 | 0.058333 | 161 | 4.0107 | 4.0107 | 144.4224 | 144.4224 | 3997.8631 | 29904.0163 |  | 106.7219
1945-03-15 | 0 | 0 | 0 | 0 | -12.5669 | -12.5669 | 3985.2963 | 29810.0162 |  | 0
1945-03-16 | 0 | 0 | 0 | 0 | -12.5669 | -12.5669 | 3972.7294 | 29716.0161 |  | 0
1945-03-17 | 0 | 0 | 0 | 0 | -12.5669 | -12.5669 | 3960.1626 | 29622.0159 |  | 0
1945-03-18 | 0.0066667 | 18.4 | 4.0107 | 4.0107 | 1.8224 | 1.8224 | 3961.985 | 29635.6478 |  | 0
1945-03-19 | 0.025833 | 71.3 | 4.0107 | 4.0107 | 54.7224 | 54.7224 | 3997.8631 | 29904.0163 |  | 6.2774
1945-03-20 | 0 | 0 | 0 | 0 | -12.5669 | -12.5669 | 3985.2963 | 29810.0162 |  | 0
1945-03-21 | 0 | 0 | 0 | 0 | -12.5669 | -12.5669 | 3972.7294 | 29716.0161 |  | 0
1945-03-22 | 0 | 0 | 0 | 0 | -12.5669 | -12.5669 | 3960.1626 | 29622.0159 |  | 0
1945-03-23 | 0 | 0 | 0 | 0 | -12.5669 | -12.5669 | 3947.5957 | 29528.0158 |  | 0
1945-03-24 | 0.0016667 | 4.6 | 4.0107 | 4.0107 | -11.9776 | -11.9776 | 3935.6181 | 29438.4237 |  | 0
1945-03-25 | 0 | 0 | 0 | 0 | -12.5669 | -12.5669 | 3923.0513 | 29344.4236 |  | 0
1945-03-26 | 0 | 0 | 0 | 0 | -12.5669 | -12.5669 | 3910.4844 | 29250.4235 |  | 0
1945-03-27 | 0 | 0 | 0 | 0 | -12.5669 | -12.5669 | 3897.9176 | 29156.4234 |  | 0
1945-03-28 | 0 | 0 | 0 | 0 | -12.5669 | -12.5669 | 3885.3507 | 29062.4233 |  | 0
1945-03-29 | 0.0125 | 34.5 | 4.0107 | 4.0107 | 17.9224 | 17.9224 | 3903.2731 | 29196.4832 |  | 0
1945-03-30 | 0.061667 | 170.2 | 4.0107 | 4.0107 | 153.6224 | 153.6224 | 3997.8631 | 29904.0163 |  | 46.4656
1945-03-31 | 0.005 | 13.8 | 4.0107 | 4.0107 | -2.7776 | -2.7776 | 3995.0856 | 29883.2402 |  | 0
1945-04-01 | 0 | 0 | 0 | 0 | -12.5669 | -12.5669 | 3982.5187 | 29789.2401 |  | 0
1945-04-02 | 0 | 0 | 0 | 0 | -12.5669 | -12.5669 | 3969.9519 | 29695.2399 |  | 0
1945-04-03 | 0.015 | 41.4 | 4.0107 | 4.0107 | 24.8224 | 24.8224 | 3994.7743 | 29880.9118 |  | 0
1945-04-04 | 0 | 0 | 0 | 0 | -12.5669 | -12.5669 | 3982.2074 | 29786.9117 |  | 0
1945-04-05 | 0 | 0 | 0 | 0 | -12.5669 | -12.5669 | 3969.6406 | 29692.9116 |  | 0
1945-04-06 | 0 | 0 | 0 | 0 | -12.5669 | -12.5669 | 3957.0737 | 29598.9115 |  | 0
1945-04-07 | 0 | 0 | 0 | 0 | -12.5669 | -12.5669 | 3944.5069 | 29504.9114 |  | 0
1945-04-08 | 0 | 0 | 0 | 0 | -12.5669 | -12.5669 | 3931.94 | 29410.9113 |  | 0
1945-04-09 | 0 | 0 | 0 | 0 | -12.5669 | -12.5669 | 3919.3731 | 29316.9112 |  | 0
1945-04-10 | 0.068333 | 188.6 | 4.0107 | 4.0107 | 172.0224 | 172.0224 | 3997.8631 | 29904.0163 |  | 80.9656
1945-04-11 | 0.055 | 151.8 | 4.0107 | 4.0107 | 135.2224 | 135.2224 | 3997.8631 | 29904.0163 |  | 122.6556
1945-04-12 | 0 | 0 | 0 | 0 | -12.5669 | -12.5669 | 3985.2963 | 29810.0162 |  | 0
1945-04-13 | 0.005 | 13.8 | 4.0107 | 4.0107 | -2.7776 | -2.7776 | 3982.5187 | 29789.2401 |  | 0
1945-04-14 | 0 | 0 | 0 | 0 | -12.5669 | -12.5669 | 3969.9519 | 29695.2399 |  | 0
1945-04-15 | 0.076667 | 211.6 | 4.0107 | 4.0107 | 195.0224 | 195.0224 | 3997.8631 | 29904.0163 |  | 154.5443
1945-04-16 | 0 | 0 | 0 | 0 | -12.5669 | -12.5669 | 3985.2963 | 29810.0162 |  | 0
1945-04-17 | 0 | 0 | 0 | 0 | -12.5669 | -12.5669 | 3972.7294 | 29716.0161 |  | 0
1945-04-18 | 0 | 0 | 0 | 0 | -12.5669 | -12.5669 | 3960.1626 | 29622.0159 |  | 0
1945-04-19 | 0 | 0 | 0 | 0 | -12.5669 | -12.5669 | 3947.5957 | 29528.0158 |  | 0
1945-04-20 | 0 | 0 | 0 | 0 | -12.5669 | -12.5669 | 3935.0288 | 29434.0157 |  | 0
1945-04-21 | 0 | 0 | 0 | 0 | -12.5669 | -12.5669 | 3922.462 | 29340.0156 |  | 0
1945-04-22 | 0 | 0 | 0 | 0 | -12.5669 | -12.5669 | 3909.8951 | 29246.0155 |  | 0
1945-04-23 | 0.011667 | 32.2 | 4.0107 | 4.0107 | 15.6224 | 15.6224 | 3925.5176 | 29362.8714 |  | 0
1945-04-24 | 0 | 0 | 0 | 0 | -12.5669 | -12.5669 | 3912.9507 | 29268.8713 |  | 0
1945-04-25 | 0 | 0 | 0 | 0 | -12.5669 | -12.5669 | 3900.3838 | 29174.8712 |  | 0
1945-04-26 | 0 | 0 | 0 | 0 | -12.5669 | -12.5669 | 3887.817 | 29080.871 |  | 0
1945-04-27 | 0.0041667 | 11.5 | 4.0107 | 4.0107 | -5.0776 | -5.0776 | 3882.7394 | 29042.8909 |  | 0
1945-04-28 | 0 | 0 | 0 | 0 | -12.5669 | -12.5669 | 3870.1726 | 28948.8908 |  | 0
1945-04-29 | 0 | 0 | 0 | 0 | -12.5669 | -12.5669 | 3857.6057 | 28854.8907 |  | 0
1945-04-30 | 0 | 0 | 0 | 0 | -12.5669 | -12.5669 | 3845.0388 | 28760.8906 |  | 0
1945-05-01 | 0 | 0 | 0 | 0 | -12.5669 | -12.5669 | 3832.472 | 28666.8905 |  | 0
1945-05-02 | 0 | 0 | 0 | 0 | -12.5669 | -12.5669 | 3819.9051 | 28572.8904 |  | 0
1945-05-03 | 0 | 0 | 0 | 0 | -12.5669 | -12.5669 | 3807.3383 | 28478.8903 |  | 0
1945-05-04 | 0 | 0 | 0 | 0 | -12.5669 | -12.5669 | 3794.7714 | 28384.8901 |  | 0
1945-05-05 | 0 | 0 | 0 | 0 | -12.5669 | -12.5669 | 3782.2045 | 28290.89 |  | 0
1945-05-06 | 0 | 0 | 0 | 0 | -12.5669 | -12.5669 | 3769.6377 | 28196.8899 |  | 0
1945-05-07 | 0 | 0 | 0 | 0 | -12.5669 | -12.5669 | 3757.0708 | 28102.8898 |  | 0
1945-05-08 | 0 | 0 | 0 | 0 | -12.5669 | -12.5669 | 3744.504 | 28008.8897 |  | 0
1945-05-09 | 0.016667 | 46 | 4.0107 | 4.0107 | 29.4224 | 29.4224 | 3773.9264 | 28228.9696 |  | 0
1945-05-10 | 0.041667 | 115 | 4.0107 | 4.0107 | 98.4224 | 98.4224 | 3872.3489 | 28965.1695 |  | 0
1945-05-11 | 0.0033333 | 9.2 | 4.0107 | 4.0107 | -7.3776 | -7.3776 | 3864.9713 | 28909.9854 |  | 0
1945-05-12 | 0 | 0 | 0 | 0 | -12.5669 | -12.5669 | 3852.4044 | 28815.9852 |  | 0
1945-05-13 | 0 | 0 | 0 | 0 | -12.5669 | -12.5669 | 3839.8376 | 28721.9851 |  | 0 | 1
1945-05-14 | 0 | 0 | 0 | 0 | -12.5669 | -12.5669 | 3827.2707 | 28627.985 |  | 0
1945-05-15 | 0.026667 | 73.6 | 4.0107 | 4.0107 | 57.0224 | 57.0224 | 3884.2932 | 29054.5129 |  | 0
1945-05-16 | 0 | 0 | 0 | 0 | -12.5669 | -12.5669 | 3871.7263 | 28960.5128 |  | 0
1945-05-17 | 0 | 0 | 0 | 0 | -12.5669 | -12.5669 | 3859.1594 | 28866.5127 |  | 0
1945-05-18 | 0 | 0 | 0 | 0 | -12.5669 | -12.5669 | 3846.5926 | 28772.5126 |  | 0
1945-05-19 | 0 | 0 | 0 | 0 | -12.5669 | -12.5669 | 3834.0257 | 28678.5125 |  | 0
1945-05-20 | 0 | 0 | 0 | 0 | -12.5669 | -12.5669 | 3821.4589 | 28584.5123 |  | 0
1945-05-21 | 0.0025 | 6.9 | 4.0107 | 4.0107 | -9.6776 | -9.6776 | 3811.7813 | 28512.1242 |  | 0
1945-05-22 | 0 | 0 | 0 | 0 | -12.5669 | -12.5669 | 3799.2145 | 28418.1241 |  | 0
1945-05-23 | 0 | 0 | 0 | 0 | -12.5669 | -12.5669 | 3786.6476 | 28324.124 |  | 0
1945-05-24 | 0 | 0 | 0 | 0 | -12.5669 | -12.5669 | 3774.0807 | 28230.1239 |  | 0
1945-05-25 | 0 | 0 | 0 | 0 | -12.5669 | -12.5669 | 3761.5139 | 28136.1238 |  | 0
1945-05-26 | 0 | 0 | 0 | 0 | -12.5669 | -12.5669 | 3748.947 | 28042.1237 |  | 0
1945-05-27 | 0 | 0 | 0 | 0 | -12.5669 | -12.5669 | 3736.3802 | 27948.1235 |  | 0
1945-05-28 | 0 | 0 | 0 | 0 | -12.5669 | -12.5669 | 3723.8133 | 27854.1234 |  | 0
1945-05-29 | 0 | 0 | 0 | 0 | -12.5669 | -12.5669 | 3711.2464 | 27760.1233 |  | 0
1945-05-30 | 0 | 0 | 0 | 0 | -12.5669 | -12.5669 | 3698.6796 | 27666.1232 |  | 0
1945-05-31 | 0 | 0 | 0 | 0 | -12.5669 | -12.5669 | 3686.1127 | 27572.1231 |  | 0
1945-06-01 | 0 | 0 | 0 | 0 | -12.5669 | -12.5669 | 3673.5459 | 27478.123 |  | 0
1945-06-02 | 0 | 0 | 0 | 0 | -12.5669 | -12.5669 | 3660.979 | 27384.1229 |  | 0
1945-06-03 | 0 | 0 | 0 | 0 | -12.5669 | -12.5669 | 3648.4121 | 27290.1228 |  | 0
1945-06-04 | 0 | 0 | 0 | 0 | -12.5669 | -12.5669 | 3635.8453 | 27196.1226 |  | 0
1945-06-05 | 0 | 0 | 0 | 0 | -12.5669 | -12.5669 | 3623.2784 | 27102.1225 |  | 0
1945-06-06 | 0 | 0 | 0 | 0 | -12.5669 | -12.5669 | 3610.7116 | 27008.1224 |  | 0
1945-06-07 | 0 | 0 | 0 | 0 | -12.5669 | -12.5669 | 3598.1447 | 26914.1223 |  | 0
1945-06-08 | 0.19333 | 533.6 | 4.0107 | 4.0107 | 517.0224 | 517.0224 | 3997.8631 | 29904.0163 |  | 104.7371
1945-06-09 | 0.04 | 110.4 | 4.0107 | 4.0107 | 93.8224 | 93.8224 | 3997.8631 | 29904.0163 |  | 81.2556
1945-06-10 | 0.0066667 | 18.4 | 4.0107 | 4.0107 | 1.8224 | 1.8224 | 3999.6856 | 29917.6482 |  | 0
1945-06-11 | 0.10833 | 299 | 4.0107 | 4.0107 | 282.4224 | 282.4224 | 3997.8631 | 29904.0163 |  | 271.678
1945-06-12 | 0.0375 | 103.5 | 4.0107 | 4.0107 | 86.9224 | 86.9224 | 3997.8631 | 29904.0163 |  | 74.3556
1945-06-13 | 0 | 0 | 0 | 0 | -12.5669 | -12.5669 | 3985.2963 | 29810.0162 |  | 0
1945-06-14 | 0 | 0 | 0 | 0 | -12.5669 | -12.5669 | 3972.7294 | 29716.0161 |  | 0
1945-06-15 | 0 | 0 | 0 | 0 | -12.5669 | -12.5669 | 3960.1626 | 29622.0159 |  | 0
1945-06-16 | 0 | 0 | 0 | 0 | -12.5669 | -12.5669 | 3947.5957 | 29528.0158 |  | 0
1945-06-17 | 0.025833 | 71.3 | 4.0107 | 4.0107 | 54.7224 | 54.7224 | 4002.3181 | 29937.3397 |  | 0
1945-06-18 | 0 | 0 | 0 | 0 | -12.5669 | -12.5669 | 3989.7513 | 29843.3396 |  | 0
1945-06-19 | 0 | 0 | 0 | 0 | -12.5669 | -12.5669 | 3977.1844 | 29749.3395 |  | 0
1945-06-20 | 0 | 0 | 0 | 0 | -12.5669 | -12.5669 | 3964.6176 | 29655.3394 |  | 0
1945-06-21 | 0.065 | 179.4 | 4.0107 | 4.0107 | 162.8224 | 162.8224 | 3997.8631 | 29904.0163 |  | 117.01
1945-06-22 | 0.1225 | 338.1 | 4.0107 | 4.0107 | 321.5224 | 321.5224 | 3997.8631 | 29904.0163 |  | 308.9556
1945-06-23 | 0 | 0 | 0 | 0 | -12.5669 | -12.5669 | 3985.2963 | 29810.0162 |  | 0
1945-06-24 | 0 | 0 | 0 | 0 | -12.5669 | -12.5669 | 3972.7294 | 29716.0161 |  | 0
1945-06-25 | 0 | 0 | 0 | 0 | -12.5669 | -12.5669 | 3960.1626 | 29622.0159 |  | 0
1945-06-26 | 0 | 0 | 0 | 0 | -12.5669 | -12.5669 | 3947.5957 | 29528.0158 |  | 0
1945-06-27 | 0 | 0 | 0 | 0 | -12.5669 | -12.5669 | 3935.0288 | 29434.0157 |  | 0
1945-06-28 | 0.099167 | 273.7 | 4.0107 | 4.0107 | 257.1224 | 257.1224 | 3997.8631 | 29904.0163 |  | 181.7213
1945-06-29 | 0 | 0 | 0 | 0 | -12.5669 | -12.5669 | 3985.2963 | 29810.0162 |  | 0
1945-06-30 | 0 | 0 | 0 | 0 | -12.5669 | -12.5669 | 3972.7294 | 29716.0161 |  | 0
1945-07-01 | 0 | 0 | 0 | 0 | -12.5669 | -12.5669 | 3960.1626 | 29622.0159 |  | 0
1945-07-02 | 0.00083333 | 2.3 | 4.0107 | 2.3 | -12.5669 | -12.5669 | 3947.5957 | 29528.0158 |  | 0
1945-07-03 | 0 | 0 | 0 | 0 | -12.5669 | -12.5669 | 3935.0288 | 29434.0157 |  | 0
1945-07-04 | 0.024167 | 66.7 | 4.0107 | 4.0107 | 50.1224 | 50.1224 | 3985.1513 | 29808.9316 |  | 0
1945-07-05 | 0.0066667 | 18.4 | 4.0107 | 4.0107 | 1.8224 | 1.8224 | 3986.9737 | 29822.5635 |  | 0
1945-07-06 | 0.00083333 | 2.3 | 4.0107 | 2.3 | -12.5669 | -12.5669 | 3974.4069 | 29728.5634 |  | 0
1945-07-07 | 0 | 0 | 0 | 0 | -12.5669 | -12.5669 | 3961.84 | 29634.5633 |  | 0
1945-07-08 | 0.0016667 | 4.6 | 4.0107 | 4.0107 | -11.9776 | -11.9776 | 3949.8625 | 29544.9712 |  | 0
1945-07-09 | 0.0016667 | 4.6 | 4.0107 | 4.0107 | -11.9776 | -11.9776 | 3937.8849 | 29455.379 |  | 0
1945-07-10 | 0.11917 | 328.9 | 4.0107 | 4.0107 | 312.3224 | 312.3224 | 3997.8631 | 29904.0163 |  | 239.7773
1945-07-11 | 0 | 0 | 0 | 0 | -12.5669 | -12.5669 | 3985.2963 | 29810.0162 |  | 0
1945-07-12 | 0 | 0 | 0 | 0 | -12.5669 | -12.5669 | 3972.7294 | 29716.0161 |  | 0
1945-07-13 | 0.03 | 82.8 | 4.0107 | 4.0107 | 66.2224 | 66.2224 | 3997.8631 | 29904.0163 |  | 28.5219
1945-07-14 | 0 | 0 | 0 | 0 | -12.5669 | -12.5669 | 3985.2963 | 29810.0162 |  | 0
1945-07-15 | 0 | 0 | 0 | 0 | -12.5669 | -12.5669 | 3972.7294 | 29716.0161 |  | 0
1945-07-16 | 0 | 0 | 0 | 0 | -12.5669 | -12.5669 | 3960.1626 | 29622.0159 |  | 0
1945-07-17 | 0 | 0 | 0 | 0 | -12.5669 | -12.5669 | 3947.5957 | 29528.0158 |  | 0
1945-07-18 | 0 | 0 | 0 | 0 | -12.5669 | -12.5669 | 3935.0288 | 29434.0157 |  | 0
1945-07-19 | 0 | 0 | 0 | 0 | -12.5669 | -12.5669 | 3922.462 | 29340.0156 |  | 0
1945-07-20 | 0 | 0 | 0 | 0 | -12.5669 | -12.5669 | 3909.8951 | 29246.0155 |  | 0
1945-07-21 | 0 | 0 | 0 | 0 | -12.5669 | -12.5669 | 3897.3283 | 29152.0154 |  | 0
1945-07-22 | 0 | 0 | 0 | 0 | -12.5669 | -12.5669 | 3884.7614 | 29058.0153 |  | 0
1945-07-23 | 0 | 0 | 0 | 0 | -12.5669 | -12.5669 | 3872.1945 | 28964.0152 |  | 0
1945-07-24 | 0 | 0 | 0 | 0 | -12.5669 | -12.5669 | 3859.6277 | 28870.015 |  | 0
1945-07-25 | 0 | 0 | 0 | 0 | -12.5669 | -12.5669 | 3847.0608 | 28776.0149 |  | 0
1945-07-26 | 0 | 0 | 0 | 0 | -12.5669 | -12.5669 | 3834.494 | 28682.0148 |  | 0
1945-07-27 | 0.013333 | 36.8 | 4.0107 | 4.0107 | 20.2224 | 20.2224 | 3854.7164 | 28833.2787 |  | 0
1945-07-28 | 0 | 0 | 0 | 0 | -12.5669 | -12.5669 | 3842.1495 | 28739.2786 |  | 0
1945-07-29 | 0 | 0 | 0 | 0 | -12.5669 | -12.5669 | 3829.5827 | 28645.2785 |  | 0
1945-07-30 | 0 | 0 | 0 | 0 | -12.5669 | -12.5669 | 3817.0158 | 28551.2784 |  | 0
1945-07-31 | 0 | 0 | 0 | 0 | -12.5669 | -12.5669 | 3804.449 | 28457.2783 |  | 0
1945-08-01 | 0 | 0 | 0 | 0 | -12.5669 | -12.5669 | 3791.8821 | 28363.2781 |  | 0
1945-08-02 | 0 | 0 | 0 | 0 | -12.5669 | -12.5669 | 3779.3152 | 28269.278 |  | 0
1945-08-03 | 0 | 0 | 0 | 0 | -12.5669 | -12.5669 | 3766.7484 | 28175.2779 |  | 0
1945-08-04 | 0 | 0 | 0 | 0 | -12.5669 | -12.5669 | 3754.1815 | 28081.2778 |  | 0
1945-08-05 | 0 | 0 | 0 | 0 | -12.5669 | -12.5669 | 3741.6147 | 27987.2777 |  | 0
1945-08-06 | 0 | 0 | 0 | 0 | -12.5669 | -12.5669 | 3729.0478 | 27893.2776 |  | 0
1945-08-07 | 0.11583 | 319.7 | 4.0107 | 4.0107 | 303.1224 | 303.1224 | 3997.8631 | 29904.0163 |  | 21.7402
1945-08-08 | 0 | 0 | 0 | 0 | -12.5669 | -12.5669 | 3985.2963 | 29810.0162 |  | 0
1945-08-09 | 0 | 0 | 0 | 0 | -12.5669 | -12.5669 | 3972.7294 | 29716.0161 |  | 0
1945-08-10 | 0.016667 | 46 | 4.0107 | 4.0107 | 29.4224 | 29.4224 | 4002.1519 | 29936.0959 |  | 0
1945-08-11 | 0.01 | 27.6 | 4.0107 | 4.0107 | 11.0224 | 11.0224 | 3997.8631 | 29904.0163 |  | 2.7443
1945-08-12 | 0 | 0 | 0 | 0 | -12.5669 | -12.5669 | 3985.2963 | 29810.0162 |  | 0
1945-08-13 | 0 | 0 | 0 | 0 | -12.5669 | -12.5669 | 3972.7294 | 29716.0161 |  | 0
1945-08-14 | 0.040833 | 112.7 | 4.0107 | 4.0107 | 96.1224 | 96.1224 | 3997.8631 | 29904.0163 |  | 58.4219
1945-08-15 | 0.035 | 96.6 | 4.0107 | 4.0107 | 80.0224 | 80.0224 | 3997.8631 | 29904.0163 |  | 67.4556
1945-08-16 | 0 | 0 | 0 | 0 | -12.5669 | -12.5669 | 3985.2963 | 29810.0162 |  | 0
1945-08-17 | 0 | 0 | 0 | 0 | -12.5669 | -12.5669 | 3972.7294 | 29716.0161 |  | 0
1945-08-18 | 0 | 0 | 0 | 0 | -12.5669 | -12.5669 | 3960.1626 | 29622.0159 |  | 0
1945-08-19 | 0 | 0 | 0 | 0 | -12.5669 | -12.5669 | 3947.5957 | 29528.0158 |  | 0
1945-08-20 | 0 | 0 | 0 | 0 | -12.5669 | -12.5669 | 3935.0288 | 29434.0157 |  | 0
1945-08-21 | 0 | 0 | 0 | 0 | -12.5669 | -12.5669 | 3922.462 | 29340.0156 |  | 0
1945-08-22 | 0 | 0 | 0 | 0 | -12.5669 | -12.5669 | 3909.8951 | 29246.0155 |  | 0
1945-08-23 | 0 | 0 | 0 | 0 | -12.5669 | -12.5669 | 3897.3283 | 29152.0154 |  | 0
1945-08-24 | 0 | 0 | 0 | 0 | -12.5669 | -12.5669 | 3884.7614 | 29058.0153 |  | 0
1945-08-25 | 0 | 0 | 0 | 0 | -12.5669 | -12.5669 | 3872.1945 | 28964.0152 |  | 0
1945-08-26 | 0 | 0 | 0 | 0 | -12.5669 | -12.5669 | 3859.6277 | 28870.015 |  | 0
1945-08-27 | 0 | 0 | 0 | 0 | -12.5669 | -12.5669 | 3847.0608 | 28776.0149 |  | 0
1945-08-28 | 0 | 0 | 0 | 0 | -12.5669 | -12.5669 | 3834.494 | 28682.0148 |  | 0
1945-08-29 | 0 | 0 | 0 | 0 | -12.5669 | -12.5669 | 3821.9271 | 28588.0147 |  | 0
1945-08-30 | 0 | 0 | 0 | 0 | -12.5669 | -12.5669 | 3809.3602 | 28494.0146 |  | 0
1945-08-31 | 0 | 0 | 0 | 0 | -12.5669 | -12.5669 | 3796.7934 | 28400.0145 |  | 0
1945-09-01 | 0 | 0 | 0 | 0 | -12.5669 | -12.5669 | 3784.2265 | 28306.0144 |  | 0
1945-09-02 | 0 | 0 | 0 | 0 | -12.5669 | -12.5669 | 3771.6597 | 28212.0143 |  | 0
1945-09-03 | 0 | 0 | 0 | 0 | -12.5669 | -12.5669 | 3759.0928 | 28118.0141 |  | 0
1945-09-04 | 0 | 0 | 0 | 0 | -12.5669 | -12.5669 | 3746.5259 | 28024.014 |  | 0
1945-09-05 | 0 | 0 | 0 | 0 | -12.5669 | -12.5669 | 3733.9591 | 27930.0139 |  | 0
1945-09-06 | 0 | 0 | 0 | 0 | -12.5669 | -12.5669 | 3721.3922 | 27836.0138 |  | 0
1945-09-07 | 0 | 0 | 0 | 0 | -12.5669 | -12.5669 | 3708.8254 | 27742.0137 |  | 0
1945-09-08 | 0 | 0 | 0 | 0 | -12.5669 | -12.5669 | 3696.2585 | 27648.0136 |  | 0
1945-09-09 | 0 | 0 | 0 | 0 | -12.5669 | -12.5669 | 3683.6916 | 27554.0135 |  | 0
1945-09-10 | 0 | 0 | 0 | 0 | -12.5669 | -12.5669 | 3671.1248 | 27460.0134 |  | 0
1945-09-11 | 0 | 0 | 0 | 0 | -12.5669 | -12.5669 | 3658.5579 | 27366.0132 |  | 0
1945-09-12 | 0 | 0 | 0 | 0 | -12.5669 | -12.5669 | 3645.9911 | 27272.0131 |  | 0
1945-09-13 | 0 | 0 | 0 | 0 | -12.5669 | -12.5669 | 3633.4242 | 27178.013 |  | 0
1945-09-14 | 0 | 0 | 0 | 0 | -12.5669 | -12.5669 | 3620.8573 | 27084.0129 |  | 0
1945-09-15 | 0 | 0 | 0 | 0 | -12.5669 | -12.5669 | 3608.2905 | 26990.0128 |  | 0
1945-09-16 | 0 | 0 | 0 | 0 | -12.5669 | -12.5669 | 3595.7236 | 26896.0127 |  | 0
1945-09-17 | 0 | 0 | 0 | 0 | -12.5669 | -12.5669 | 3583.1568 | 26802.0126 |  | 0
1945-09-18 | 0 | 0 | 0 | 0 | -12.5669 | -12.5669 | 3570.5899 | 26708.0125 |  | 0
1945-09-19 | 0 | 0 | 0 | 0 | -12.5669 | -12.5669 | 3558.023 | 26614.0123 |  | 0
1945-09-20 | 0 | 0 | 0 | 0 | -12.5669 | -12.5669 | 3545.4562 | 26520.0122 |  | 0
1945-09-21 | 0.010833 | 29.9 | 4.0107 | 4.0107 | 13.3224 | 13.3224 | 3558.7786 | 26619.6641 |  | 0
1945-09-22 | 0 | 0 | 0 | 0 | -12.5669 | -12.5669 | 3546.2118 | 26525.664 |  | 0
1945-09-23 | 0 | 0 | 0 | 0 | -12.5669 | -12.5669 | 3533.6449 | 26431.6639 |  | 0
1945-09-24 | 0.075833 | 209.3 | 4.0107 | 4.0107 | 192.7224 | 192.7224 | 3726.3673 | 27873.2278 |  | 0
1945-09-25 | 0.063333 | 174.8 | 4.0107 | 4.0107 | 158.2224 | 158.2224 | 3884.5898 | 29056.7317 |  | 0
1945-09-26 | 0.055833 | 154.1 | 4.0107 | 4.0107 | 137.5224 | 137.5224 | 3997.8631 | 29904.0163 |  | 11.6822
1945-09-27 | 0.0016667 | 4.6 | 4.0107 | 4.0107 | -11.9776 | -11.9776 | 3985.8856 | 29814.4242 |  | 0
1945-09-28 | 0.0525 | 144.9 | 4.0107 | 4.0107 | 128.3224 | 128.3224 | 3997.8631 | 29904.0163 |  | 103.778
1945-09-29 | 0.215 | 593.4 | 4.0107 | 4.0107 | 576.8224 | 576.8224 | 3997.8631 | 29904.0163 |  | 564.2556
1945-09-30 | 0.015833 | 43.7 | 4.0107 | 4.0107 | 27.1224 | 27.1224 | 3997.8631 | 29904.0163 |  | 14.5556
1945-10-01 | 0.00083333 | 2.3 | 4.0107 | 2.3 | -12.5669 | -12.5669 | 3985.2963 | 29810.0162 |  | 0
1945-10-02 | 0 | 0 | 0 | 0 | -12.5669 | -12.5669 | 3972.7294 | 29716.0161 |  | 0
1945-10-03 | 0.0475 | 131.1 | 4.0107 | 4.0107 | 114.5224 | 114.5224 | 3997.8631 | 29904.0163 |  | 76.8219
1945-10-04 | 0.0175 | 48.3 | 4.0107 | 4.0107 | 31.7224 | 31.7224 | 3997.8631 | 29904.0163 |  | 19.1556
1945-10-05 | 0.0033333 | 9.2 | 4.0107 | 4.0107 | -7.3776 | -7.3776 | 3990.4856 | 29848.8322 |  | 0
1945-10-06 | 0 | 0 | 0 | 0 | -12.5669 | -12.5669 | 3977.9187 | 29754.8321 |  | 0
1945-10-07 | 0.014167 | 39.1 | 4.0107 | 4.0107 | 22.5224 | 22.5224 | 4000.4412 | 29923.2999 |  | 0
1945-10-08 | 0 | 0 | 0 | 0 | -12.5669 | -12.5669 | 3987.8743 | 29829.2998 |  | 0
1945-10-09 | 0.0066667 | 18.4 | 4.0107 | 4.0107 | 1.8224 | 1.8224 | 3989.6968 | 29842.9317 |  | 0
1945-10-10 | 0 | 0 | 0 | 0 | -12.5669 | -12.5669 | 3977.1299 | 29748.9316 |  | 0
1945-10-11 | 0 | 0 | 0 | 0 | -12.5669 | -12.5669 | 3964.563 | 29654.9315 |  | 0
1945-10-12 | 0 | 0 | 0 | 0 | -12.5669 | -12.5669 | 3951.9962 | 29560.9314 |  | 0
1945-10-13 | 0 | 0 | 0 | 0 | -12.5669 | -12.5669 | 3939.4293 | 29466.9313 |  | 0
1945-10-14 | 0.0125 | 34.5 | 4.0107 | 4.0107 | 17.9224 | 17.9224 | 3957.3518 | 29600.9912 |  | 0
1945-10-15 | 0 | 0 | 0 | 0 | -12.5669 | -12.5669 | 3944.7849 | 29506.991 |  | 0
1945-10-16 | 0 | 0 | 0 | 0 | -12.5669 | -12.5669 | 3932.218 | 29412.9909 |  | 0
1945-10-17 | 0 | 0 | 0 | 0 | -12.5669 | -12.5669 | 3919.6512 | 29318.9908 |  | 0
1945-10-18 | 0 | 0 | 0 | 0 | -12.5669 | -12.5669 | 3907.0843 | 29224.9907 |  | 0
1945-10-19 | 0 | 0 | 0 | 0 | -12.5669 | -12.5669 | 3894.5175 | 29130.9906 |  | 0
1945-10-20 | 0 | 0 | 0 | 0 | -12.5669 | -12.5669 | 3881.9506 | 29036.9905 |  | 0
1945-10-21 | 0 | 0 | 0 | 0 | -12.5669 | -12.5669 | 3869.3837 | 28942.9904 |  | 0
1945-10-22 | 0 | 0 | 0 | 0 | -12.5669 | -12.5669 | 3856.8169 | 28848.9903 |  | 0
1945-10-23 | 0.005 | 13.8 | 4.0107 | 4.0107 | -2.7776 | -2.7776 | 3854.0393 | 28828.2141 |  | 0
1945-10-24 | 0.0041667 | 11.5 | 4.0107 | 4.0107 | -5.0776 | -5.0776 | 3848.9618 | 28790.234 |  | 0
1945-10-25 | 0 | 0 | 0 | 0 | -12.5669 | -12.5669 | 3836.3949 | 28696.2339 |  | 0
1945-10-26 | 0 | 0 | 0 | 0 | -12.5669 | -12.5669 | 3823.828 | 28602.2338 |  | 0
1945-10-27 | 0 | 0 | 0 | 0 | -12.5669 | -12.5669 | 3811.2612 | 28508.2337 |  | 0
1945-10-28 | 0 | 0 | 0 | 0 | -12.5669 | -12.5669 | 3798.6943 | 28414.2336 |  | 0
1945-10-29 | 0 | 0 | 0 | 0 | -12.5669 | -12.5669 | 3786.1275 | 28320.2335 |  | 0
1945-10-30 | 0 | 0 | 0 | 0 | -12.5669 | -12.5669 | 3773.5606 | 28226.2334 |  | 0
1945-10-31 | 0 | 0 | 0 | 0 | -12.5669 | -12.5669 | 3760.9937 | 28132.2332 |  | 0
1945-11-01 | 0 | 0 | 0 | 0 | -12.5669 | -12.5669 | 3748.4269 | 28038.2331 |  | 0
1945-11-02 | 0 | 0 | 0 | 0 | -12.5669 | -12.5669 | 3735.86 | 27944.233 |  | 0
1945-11-03 | 0 | 0 | 0 | 0 | -12.5669 | -12.5669 | 3723.2932 | 27850.2329 |  | 0
1945-11-04 | 0 | 0 | 0 | 0 | -12.5669 | -12.5669 | 3710.7263 | 27756.2328 |  | 0
1945-11-05 | 0 | 0 | 0 | 0 | -12.5669 | -12.5669 | 3698.1594 | 27662.2327 |  | 0
1945-11-06 | 0 | 0 | 0 | 0 | -12.5669 | -12.5669 | 3685.5926 | 27568.2326 |  | 0
1945-11-07 | 0 | 0 | 0 | 0 | -12.5669 | -12.5669 | 3673.0257 | 27474.2325 |  | 0
1945-11-08 | 0 | 0 | 0 | 0 | -12.5669 | -12.5669 | 3660.4589 | 27380.2323 |  | 0
1945-11-09 | 0.0225 | 62.1 | 4.0107 | 4.0107 | 45.5224 | 45.5224 | 3705.9813 | 27720.7402 |  | 0
1945-11-10 | 0.0025 | 6.9 | 4.0107 | 4.0107 | -9.6776 | -9.6776 | 3696.3038 | 27648.3521 |  | 0
1945-11-11 | 0 | 0 | 0 | 0 | -12.5669 | -12.5669 | 3683.7369 | 27554.352 |  | 0
1945-11-12 | 0.00083333 | 2.3 | 4.0107 | 2.3 | -12.5669 | -12.5669 | 3671.17 | 27460.3519 |  | 0
1945-11-13 | 0 | 0 | 0 | 0 | -12.5669 | -12.5669 | 3658.6032 | 27366.3518 |  | 0
1945-11-14 | 0 | 0 | 0 | 0 | -12.5669 | -12.5669 | 3646.0363 | 27272.3517 |  | 0
1945-11-15 | 0 | 0 | 0 | 0 | -12.5669 | -12.5669 | 3633.4695 | 27178.3515 |  | 0
1945-11-16 | 0 | 0 | 0 | 0 | -12.5669 | -12.5669 | 3620.9026 | 27084.3514 |  | 0
1945-11-17 | 0 | 0 | 0 | 0 | -12.5669 | -12.5669 | 3608.3357 | 26990.3513 |  | 0
1945-11-18 | 0 | 0 | 0 | 0 | -12.5669 | -12.5669 | 3595.7689 | 26896.3512 |  | 0
1945-11-19 | 0 | 0 | 0 | 0 | -12.5669 | -12.5669 | 3583.202 | 26802.3511 |  | 0
1945-11-20 | 0 | 0 | 0 | 0 | -12.5669 | -12.5669 | 3570.6352 | 26708.351 |  | 0
1945-11-21 | 0 | 0 | 0 | 0 | -12.5669 | -12.5669 | 3558.0683 | 26614.3509 |  | 0
1945-11-22 | 0 | 0 | 0 | 0 | -12.5669 | -12.5669 | 3545.5014 | 26520.3508 |  | 0
1945-11-23 | 0 | 0 | 0 | 0 | -12.5669 | -12.5669 | 3532.9346 | 26426.3506 |  | 0
1945-11-24 | 0 | 0 | 0 | 0 | -12.5669 | -12.5669 | 3520.3677 | 26332.3505 |  | 0
1945-11-25 | 0 | 0 | 0 | 0 | -12.5669 | -12.5669 | 3507.8009 | 26238.3504 |  | 0
1945-11-26 | 0 | 0 | 0 | 0 | -12.5669 | -12.5669 | 3495.234 | 26144.3503 |  | 0
1945-11-27 | 0 | 0 | 0 | 0 | -12.5669 | -12.5669 | 3482.6671 | 26050.3502 |  | 0
1945-11-28 | 0 | 0 | 0 | 0 | -12.5669 | -12.5669 | 3470.1003 | 25956.3501 |  | 0
1945-11-29 | 0 | 0 | 0 | 0 | -12.5669 | -12.5669 | 3457.5334 | 25862.35 |  | 0
1945-11-30 | 0 | 0 | 0 | 0 | -12.5669 | -12.5669 | 3444.9666 | 25768.3499 |  | 0
1945-12-01 | 0 | 0 | 0 | 0 | -12.5669 | -12.5669 | 3432.3997 | 25674.3497 |  | 0
1945-12-02 | 0 | 0 | 0 | 0 | -12.5669 | -12.5669 | 3419.8328 | 25580.3496 |  | 0
1945-12-03 | 0 | 0 | 0 | 0 | -12.5669 | -12.5669 | 3407.266 | 25486.3495 |  | 0
1945-12-04 | 0 | 0 | 0 | 0 | -12.5669 | -12.5669 | 3394.6991 | 25392.3494 |  | 0
1945-12-05 | 0 | 0 | 0 | 0 | -12.5669 | -12.5669 | 3382.1323 | 25298.3493 |  | 0
1945-12-06 | 0 | 0 | 0 | 0 | -12.5669 | -12.5669 | 3369.5654 | 25204.3492 |  | 0
1945-12-07 | 0 | 0 | 0 | 0 | -12.5669 | -12.5669 | 3356.9985 | 25110.3491 |  | 0
1945-12-08 | 0 | 0 | 0 | 0 | -12.5669 | -12.5669 | 3344.4317 | 25016.349 |  | 0
1945-12-09 | 0 | 0 | 0 | 0 | -12.5669 | -12.5669 | 3331.8648 | 24922.3488 |  | 0
1945-12-10 | 0 | 0 | 0 | 0 | -12.5669 | -12.5669 | 3319.298 | 24828.3487 |  | 0
1945-12-11 | 0 | 0 | 0 | 0 | -12.5669 | -12.5669 | 3306.7311 | 24734.3486 |  | 0
1945-12-12 | 0.0016667 | 4.6 | 4.0107 | 4.0107 | -11.9776 | -11.9776 | 3294.7535 | 24644.7565 |  | 0
1945-12-13 | 0.00083333 | 2.3 | 4.0107 | 2.3 | -12.5669 | -12.5669 | 3282.1867 | 24550.7564 |  | 0
1945-12-14 | 0 | 0 | 0 | 0 | -12.5669 | -12.5669 | 3269.6198 | 24456.7563 |  | 0
1945-12-15 | 0.01 | 27.6 | 4.0107 | 4.0107 | 11.0224 | 11.0224 | 3280.6423 | 24539.2042 |  | 0
1945-12-16 | 0 | 0 | 0 | 0 | -12.5669 | -12.5669 | 3268.0754 | 24445.2041 |  | 0
1945-12-17 | 0.00083333 | 2.3 | 4.0107 | 2.3 | -12.5669 | -12.5669 | 3255.5085 | 24351.2039 |  | 0
1945-12-18 | 0.00083333 | 2.3 | 4.0107 | 2.3 | -12.5669 | -12.5669 | 3242.9417 | 24257.2038 |  | 0
1945-12-19 | 0 | 0 | 0 | 0 | -12.5669 | -12.5669 | 3230.3748 | 24163.2037 |  | 0
1945-12-20 | 0 | 0 | 0 | 0 | -12.5669 | -12.5669 | 3217.808 | 24069.2036 |  | 0
1945-12-21 | 0 | 0 | 0 | 0 | -12.5669 | -12.5669 | 3205.2411 | 23975.2035 |  | 0
1945-12-22 | 0 | 0 | 0 | 0 | -12.5669 | -12.5669 | 3192.6742 | 23881.2034 |  | 0
1945-12-23 | 0 | 0 | 0 | 0 | -12.5669 | -12.5669 | 3180.1074 | 23787.2033 |  | 0
1945-12-24 | 0 | 0 | 0 | 0 | -12.5669 | -12.5669 | 3167.5405 | 23693.2032 |  | 0
1945-12-25 | 0 | 0 | 0 | 0 | -12.5669 | -12.5669 | 3154.9737 | 23599.203 |  | 0
1945-12-26 | 0 | 0 | 0 | 0 | -12.5669 | -12.5669 | 3142.4068 | 23505.2029 |  | 0
1945-12-27 | 0 | 0 | 0 | 0 | -12.5669 | -12.5669 | 3129.8399 | 23411.2028 |  | 0
1945-12-28 | 0 | 0 | 0 | 0 | -12.5669 | -12.5669 | 3117.2731 | 23317.2027 |  | 0
1945-12-29 | 0 | 0 | 0 | 0 | -12.5669 | -12.5669 | 3104.7062 | 23223.2026 |  | 0
1945-12-30 | 0 | 0 | 0 | 0 | -12.5669 | -12.5669 | 3092.1394 | 23129.2025 |  | 0
1945-12-31 | 0 | 0 | 0 | 0 | -12.5669 | -12.5669 | 3079.5725 | 23035.2024 |  | 0
1946-01-01 | 0 | 0 | 0 | 0 | -12.5669 | -12.5669 | 3067.0056 | 22941.2022 |  | 0
1946-01-02 | 0 | 0 | 0 | 0 | -12.5669 | -12.5669 | 3054.4388 | 22847.2021 |  | 0
1946-01-03 | 0 | 0 | 0 | 0 | -12.5669 | -12.5669 | 3041.8719 | 22753.202 |  | 0
1946-01-04 | 0.085833 | 236.9 | 4.0107 | 4.0107 | 220.3224 | 220.3224 | 3262.1944 | 24401.2139 |  | 0
1946-01-05 | 0 | 0 | 0 | 0 | -12.5669 | -12.5669 | 3249.6275 | 24307.2138 |  | 0
1946-01-06 | 0.0041667 | 11.5 | 4.0107 | 4.0107 | -5.0776 | -5.0776 | 3244.55 | 24269.2337 |  | 0
1946-01-07 | 0.0066667 | 18.4 | 4.0107 | 4.0107 | 1.8224 | 1.8224 | 3246.3724 | 24282.8656 |  | 0
1946-01-08 | 0.005 | 13.8 | 4.0107 | 4.0107 | -2.7776 | -2.7776 | 3243.5948 | 24262.0895 |  | 0
1946-01-09 | 0 | 0 | 0 | 0 | -12.5669 | -12.5669 | 3231.028 | 24168.0893 |  | 0
1946-01-10 | 0.0066667 | 18.4 | 4.0107 | 4.0107 | 1.8224 | 1.8224 | 3232.8504 | 24181.7212 |  | 0
1946-01-11 | 0.00083333 | 2.3 | 4.0107 | 2.3 | -12.5669 | -12.5669 | 3220.2836 | 24087.7211 |  | 0
1946-01-12 | 0 | 0 | 0 | 0 | -12.5669 | -12.5669 | 3207.7167 | 23993.721 |  | 0
1946-01-13 | 0 | 0 | 0 | 0 | -12.5669 | -12.5669 | 3195.1499 | 23899.7209 |  | 0
1946-01-14 | 0.073333 | 202.4 | 4.0107 | 4.0107 | 185.8224 | 185.8224 | 3380.9723 | 25289.6728 |  | 0
1946-01-15 | 0.010833 | 29.9 | 4.0107 | 4.0107 | 13.3224 | 13.3224 | 3394.2947 | 25389.3247 |  | 0
1946-01-16 | 0 | 0 | 0 | 0 | -12.5669 | -12.5669 | 3381.7279 | 25295.3246 |  | 0
1946-01-17 | 0 | 0 | 0 | 0 | -12.5669 | -12.5669 | 3369.161 | 25201.3244 |  | 0
1946-01-18 | 0 | 0 | 0 | 0 | -12.5669 | -12.5669 | 3356.5942 | 25107.3243 |  | 0
1946-01-19 | 0 | 0 | 0 | 0 | -12.5669 | -12.5669 | 3344.0273 | 25013.3242 |  | 0
1946-01-20 | 0 | 0 | 0 | 0 | -12.5669 | -12.5669 | 3331.4604 | 24919.3241 |  | 0
1946-01-21 | 0 | 0 | 0 | 0 | -12.5669 | -12.5669 | 3318.8936 | 24825.324 |  | 0
1946-01-22 | 0 | 0 | 0 | 0 | -12.5669 | -12.5669 | 3306.3267 | 24731.3239 |  | 0
1946-01-23 | 0 | 0 | 0 | 0 | -12.5669 | -12.5669 | 3293.7599 | 24637.3238 |  | 0
1946-01-24 | 0 | 0 | 0 | 0 | -12.5669 | -12.5669 | 3281.193 | 24543.3237 |  | 0
1946-01-25 | 0 | 0 | 0 | 0 | -12.5669 | -12.5669 | 3268.6261 | 24449.3235 |  | 0
1946-01-26 | 0 | 0 | 0 | 0 | -12.5669 | -12.5669 | 3256.0593 | 24355.3234 |  | 0
1946-01-27 | 0 | 0 | 0 | 0 | -12.5669 | -12.5669 | 3243.4924 | 24261.3233 |  | 0
1946-01-28 | 0 | 0 | 0 | 0 | -12.5669 | -12.5669 | 3230.9256 | 24167.3232 |  | 0
1946-01-29 | 0 | 0 | 0 | 0 | -12.5669 | -12.5669 | 3218.3587 | 24073.3231 |  | 0
1946-01-30 | 0 | 0 | 0 | 0 | -12.5669 | -12.5669 | 3205.7918 | 23979.323 |  | 0
1946-01-31 | 0 | 0 | 0 | 0 | -12.5669 | -12.5669 | 3193.225 | 23885.3229 |  | 0
1946-02-01 | 0 | 0 | 0 | 0 | -12.5669 | -12.5669 | 3180.6581 | 23791.3228 |  | 0
1946-02-02 | 0 | 0 | 0 | 0 | -12.5669 | -12.5669 | 3168.0913 | 23697.3226 |  | 0
1946-02-03 | 0 | 0 | 0 | 0 | -12.5669 | -12.5669 | 3155.5244 | 23603.3225 |  | 0
1946-02-04 | 0 | 0 | 0 | 0 | -12.5669 | -12.5669 | 3142.9575 | 23509.3224 |  | 0
1946-02-05 | 0 | 0 | 0 | 0 | -12.5669 | -12.5669 | 3130.3907 | 23415.3223 |  | 0
1946-02-06 | 0 | 0 | 0 | 0 | -12.5669 | -12.5669 | 3117.8238 | 23321.3222 |  | 0
1946-02-07 | 0 | 0 | 0 | 0 | -12.5669 | -12.5669 | 3105.257 | 23227.3221 |  | 0
1946-02-08 | 0 | 0 | 0 | 0 | -12.5669 | -12.5669 | 3092.6901 | 23133.322 |  | 0
1946-02-09 | 0.0016667 | 4.6 | 4.0107 | 4.0107 | -11.9776 | -11.9776 | 3080.7125 | 23043.7298 |  | 0
1946-02-10 | 0 | 0 | 0 | 0 | -12.5669 | -12.5669 | 3068.1457 | 22949.7297 |  | 0
1946-02-11 | 0 | 0 | 0 | 0 | -12.5669 | -12.5669 | 3055.5788 | 22855.7296 |  | 0
1946-02-12 | 0 | 0 | 0 | 0 | -12.5669 | -12.5669 | 3043.012 | 22761.7295 |  | 0
1946-02-13 | 0.0725 | 200.1 | 4.0107 | 4.0107 | 183.5224 | 183.5224 | 3226.5344 | 24134.4774 |  | 0
1946-02-14 | 0 | 0 | 0 | 0 | -12.5669 | -12.5669 | 3213.9676 | 24040.4773 |  | 0
1946-02-15 | 0 | 0 | 0 | 0 | -12.5669 | -12.5669 | 3201.4007 | 23946.4772 |  | 0
1946-02-16 | 0 | 0 | 0 | 0 | -12.5669 | -12.5669 | 3188.8338 | 23852.4771 |  | 0
1946-02-17 | 0.053333 | 147.2 | 4.0107 | 4.0107 | 130.6224 | 130.6224 | 3319.4563 | 24829.5329 |  | 0
1946-02-18 | 0.0033333 | 9.2 | 4.0107 | 4.0107 | -7.3776 | -7.3776 | 3312.0787 | 24774.3488 |  | 0
1946-02-19 | 0 | 0 | 0 | 0 | -12.5669 | -12.5669 | 3299.5119 | 24680.3487 |  | 0
1946-02-20 | 0 | 0 | 0 | 0 | -12.5669 | -12.5669 | 3286.945 | 24586.3486 |  | 0
1946-02-21 | 0 | 0 | 0 | 0 | -12.5669 | -12.5669 | 3274.3781 | 24492.3485 |  | 0
1946-02-22 | 0 | 0 | 0 | 0 | -12.5669 | -12.5669 | 3261.8113 | 24398.3484 |  | 0
1946-02-23 | 0 | 0 | 0 | 0 | -12.5669 | -12.5669 | 3249.2444 | 24304.3483 |  | 0
1946-02-24 | 0 | 0 | 0 | 0 | -12.5669 | -12.5669 | 3236.6776 | 24210.3482 |  | 0
1946-02-25 | 0 | 0 | 0 | 0 | -12.5669 | -12.5669 | 3224.1107 | 24116.348 |  | 0
1946-02-26 | 0 | 0 | 0 | 0 | -12.5669 | -12.5669 | 3211.5438 | 24022.3479 |  | 0
1946-02-27 | 0 | 0 | 0 | 0 | -12.5669 | -12.5669 | 3198.977 | 23928.3478 |  | 0
1946-02-28 | 0 | 0 | 0 | 0 | -12.5669 | -12.5669 | 3186.4101 | 23834.3477 |  | 0
1946-03-01 | 0 | 0 | 0 | 0 | -12.5669 | -12.5669 | 3173.8433 | 23740.3476 |  | 0
1946-03-02 | 0 | 0 | 0 | 0 | -12.5669 | -12.5669 | 3161.2764 | 23646.3475 |  | 0
1946-03-03 | 0 | 0 | 0 | 0 | -12.5669 | -12.5669 | 3148.7095 | 23552.3474 |  | 0
1946-03-04 | 0 | 0 | 0 | 0 | -12.5669 | -12.5669 | 3136.1427 | 23458.3473 |  | 0
1946-03-05 | 0.0041667 | 11.5 | 4.0107 | 4.0107 | -5.0776 | -5.0776 | 3131.0651 | 23420.3671 |  | 0
1946-03-06 | 0 | 0 | 0 | 0 | -12.5669 | -12.5669 | 3118.4983 | 23326.367 |  | 0
1946-03-07 | 0 | 0 | 0 | 0 | -12.5669 | -12.5669 | 3105.9314 | 23232.3669 |  | 0
1946-03-08 | 0 | 0 | 0 | 0 | -12.5669 | -12.5669 | 3093.3645 | 23138.3668 |  | 0
1946-03-09 | 0 | 0 | 0 | 0 | -12.5669 | -12.5669 | 3080.7977 | 23044.3667 |  | 0
1946-03-10 | 0 | 0 | 0 | 0 | -12.5669 | -12.5669 | 3068.2308 | 22950.3666 |  | 0
1946-03-11 | 0 | 0 | 0 | 0 | -12.5669 | -12.5669 | 3055.664 | 22856.3665 |  | 0
1946-03-12 | 0.029167 | 80.5 | 4.0107 | 4.0107 | 63.9224 | 63.9224 | 3119.5864 | 23334.5064 |  | 0
1946-03-13 | 0 | 0 | 0 | 0 | -12.5669 | -12.5669 | 3107.0196 | 23240.5062 |  | 0
1946-03-14 | 0 | 0 | 0 | 0 | -12.5669 | -12.5669 | 3094.4527 | 23146.5061 |  | 0
1946-03-15 | 0.0175 | 48.3 | 4.0107 | 4.0107 | 31.7224 | 31.7224 | 3126.1751 | 23383.79 |  | 0
1946-03-16 | 0 | 0 | 0 | 0 | -12.5669 | -12.5669 | 3113.6083 | 23289.7899 |  | 0
1946-03-17 | 0 | 0 | 0 | 0 | -12.5669 | -12.5669 | 3101.0414 | 23195.7898 |  | 0
1946-03-18 | 0 | 0 | 0 | 0 | -12.5669 | -12.5669 | 3088.4746 | 23101.7897 |  | 0
1946-03-19 | 0 | 0 | 0 | 0 | -12.5669 | -12.5669 | 3075.9077 | 23007.7896 |  | 0
1946-03-20 | 0 | 0 | 0 | 0 | -12.5669 | -12.5669 | 3063.3408 | 22913.7894 |  | 0
1946-03-21 | 0 | 0 | 0 | 0 | -12.5669 | -12.5669 | 3050.774 | 22819.7893 |  | 0
1946-03-22 | 0 | 0 | 0 | 0 | -12.5669 | -12.5669 | 3038.2071 | 22725.7892 |  | 0
1946-03-23 | 0 | 0 | 0 | 0 | -12.5669 | -12.5669 | 3025.6403 | 22631.7891 |  | 0
1946-03-24 | 0 | 0 | 0 | 0 | -12.5669 | -12.5669 | 3013.0734 | 22537.789 |  | 0
1946-03-25 | 0 | 0 | 0 | 0 | -12.5669 | -12.5669 | 3000.5065 | 22443.7889 |  | 0
1946-03-26 | 0.031667 | 87.4 | 4.0107 | 4.0107 | 70.8224 | 70.8224 | 3071.329 | 22973.5408 |  | 0
1946-03-27 | 0.05 | 138 | 4.0107 | 4.0107 | 121.4224 | 121.4224 | 3192.7514 | 23881.7807 |  | 0
1946-03-28 | 0 | 0 | 0 | 0 | -12.5669 | -12.5669 | 3180.1846 | 23787.7805 |  | 0
1946-03-29 | 0 | 0 | 0 | 0 | -12.5669 | -12.5669 | 3167.6177 | 23693.7804 |  | 0
1946-03-30 | 0 | 0 | 0 | 0 | -12.5669 | -12.5669 | 3155.0508 | 23599.7803 |  | 0
1946-03-31 | 0 | 0 | 0 | 0 | -12.5669 | -12.5669 | 3142.484 | 23505.7802 |  | 0
1946-04-01 | 0 | 0 | 0 | 0 | -12.5669 | -12.5669 | 3129.9171 | 23411.7801 |  | 0
1946-04-02 | 0 | 0 | 0 | 0 | -12.5669 | -12.5669 | 3117.3503 | 23317.78 |  | 0
1946-04-03 | 0 | 0 | 0 | 0 | -12.5669 | -12.5669 | 3104.7834 | 23223.7799 |  | 0
1946-04-04 | 0 | 0 | 0 | 0 | -12.5669 | -12.5669 | 3092.2165 | 23129.7798 |  | 0
1946-04-05 | 0 | 0 | 0 | 0 | -12.5669 | -12.5669 | 3079.6497 | 23035.7796 |  | 0
1946-04-06 | 0 | 0 | 0 | 0 | -12.5669 | -12.5669 | 3067.0828 | 22941.7795 |  | 0
1946-04-07 | 0 | 0 | 0 | 0 | -12.5669 | -12.5669 | 3054.516 | 22847.7794 |  | 0
1946-04-08 | 0 | 0 | 0 | 0 | -12.5669 | -12.5669 | 3041.9491 | 22753.7793 |  | 0
1946-04-09 | 0 | 0 | 0 | 0 | -12.5669 | -12.5669 | 3029.3822 | 22659.7792 |  | 0
1946-04-10 | 0 | 0 | 0 | 0 | -12.5669 | -12.5669 | 3016.8154 | 22565.7791 |  | 0
1946-04-11 | 0 | 0 | 0 | 0 | -12.5669 | -12.5669 | 3004.2485 | 22471.779 |  | 0
1946-04-12 | 0 | 0 | 0 | 0 | -12.5669 | -12.5669 | 2991.6817 | 22377.7789 |  | 0
1946-04-13 | 0 | 0 | 0 | 0 | -12.5669 | -12.5669 | 2979.1148 | 22283.7787 |  | 0
1946-04-14 | 0.021667 | 59.8 | 4.0107 | 4.0107 | 43.2224 | 43.2224 | 3022.3372 | 22607.0826 |  | 0
1946-04-15 | 0 | 0 | 0 | 0 | -12.5669 | -12.5669 | 3009.7704 | 22513.0825 |  | 0
1946-04-16 | 0 | 0 | 0 | 0 | -12.5669 | -12.5669 | 2997.2035 | 22419.0824 |  | 0
1946-04-17 | 0 | 0 | 0 | 0 | -12.5669 | -12.5669 | 2984.6367 | 22325.0823 |  | 0
1946-04-18 | 0 | 0 | 0 | 0 | -12.5669 | -12.5669 | 2972.0698 | 22231.0822 |  | 0
1946-04-19 | 0 | 0 | 0 | 0 | -12.5669 | -12.5669 | 2959.5029 | 22137.0821 |  | 0
1946-04-20 | 0 | 0 | 0 | 0 | -12.5669 | -12.5669 | 2946.9361 | 22043.082 |  | 0
1946-04-21 | 0.015 | 41.4 | 4.0107 | 4.0107 | 24.8224 | 24.8224 | 2971.7585 | 22228.7538 |  | 0
1946-04-22 | 0.064167 | 177.1 | 4.0107 | 4.0107 | 160.5224 | 160.5224 | 3132.281 | 23429.4617 |  | 0
1946-04-23 | 0.0225 | 62.1 | 4.0107 | 4.0107 | 45.5224 | 45.5224 | 3177.8034 | 23769.9696 |  | 0
1946-04-24 | 0 | 0 | 0 | 0 | -12.5669 | -12.5669 | 3165.2366 | 23675.9695 |  | 0
1946-04-25 | 0 | 0 | 0 | 0 | -12.5669 | -12.5669 | 3152.6697 | 23581.9694 |  | 0
1946-04-26 | 0 | 0 | 0 | 0 | -12.5669 | -12.5669 | 3140.1028 | 23487.9693 |  | 0
1946-04-27 | 0 | 0 | 0 | 0 | -12.5669 | -12.5669 | 3127.536 | 23393.9692 |  | 0
1946-04-28 | 0 | 0 | 0 | 0 | -12.5669 | -12.5669 | 3114.9691 | 23299.9691 |  | 0
1946-04-29 | 0 | 0 | 0 | 0 | -12.5669 | -12.5669 | 3102.4023 | 23205.9689 |  | 0
1946-04-30 | 0 | 0 | 0 | 0 | -12.5669 | -12.5669 | 3089.8354 | 23111.9688 |  | 0
1946-05-01 | 0 | 0 | 0 | 0 | -12.5669 | -12.5669 | 3077.2685 | 23017.9687 |  | 0
1946-05-02 | 0 | 0 | 0 | 0 | -12.5669 | -12.5669 | 3064.7017 | 22923.9686 |  | 0
1946-05-03 | 0 | 0 | 0 | 0 | -12.5669 | -12.5669 | 3052.1348 | 22829.9685 |  | 0
1946-05-04 | 0 | 0 | 0 | 0 | -12.5669 | -12.5669 | 3039.568 | 22735.9684 |  | 0
1946-05-05 | 0 | 0 | 0 | 0 | -12.5669 | -12.5669 | 3027.0011 | 22641.9683 |  | 0
1946-05-06 | 0 | 0 | 0 | 0 | -12.5669 | -12.5669 | 3014.4342 | 22547.9681 |  | 0
1946-05-07 | 0 | 0 | 0 | 0 | -12.5669 | -12.5669 | 3001.8674 | 22453.968 |  | 0
1946-05-08 | 0 | 0 | 0 | 0 | -12.5669 | -12.5669 | 2989.3005 | 22359.9679 |  | 0
1946-05-09 | 0 | 0 | 0 | 0 | -12.5669 | -12.5669 | 2976.7337 | 22265.9678 |  | 0
1946-05-10 | 0 | 0 | 0 | 0 | -12.5669 | -12.5669 | 2964.1668 | 22171.9677 |  | 0
1946-05-11 | 0 | 0 | 0 | 0 | -12.5669 | -12.5669 | 2951.5999 | 22077.9676 |  | 0
1946-05-12 | 0.0033333 | 9.2 | 4.0107 | 4.0107 | -7.3776 | -7.3776 | 2944.2224 | 22022.7835 |  | 0
1946-05-13 | 0 | 0 | 0 | 0 | -12.5669 | -12.5669 | 2931.6555 | 21928.7834 |  | 0
1946-05-14 | 0.073333 | 202.4 | 4.0107 | 4.0107 | 185.8224 | 185.8224 | 3117.478 | 23318.7352 |  | 0
1946-05-15 | 0 | 0 | 0 | 0 | -12.5669 | -12.5669 | 3104.9111 | 23224.7351 |  | 0
1946-05-16 | 0.0091667 | 25.3 | 4.0107 | 4.0107 | 8.7224 | 8.7224 | 3113.6336 | 23289.979 |  | 0
1946-05-17 | 0 | 0 | 0 | 0 | -12.5669 | -12.5669 | 3101.0667 | 23195.9789 |  | 0
1946-05-18 | 0.073333 | 202.4 | 4.0107 | 4.0107 | 185.8224 | 185.8224 | 3286.8891 | 24585.9308 |  | 0
1946-05-19 | 0 | 0 | 0 | 0 | -12.5669 | -12.5669 | 3274.3223 | 24491.9307 |  | 0
1946-05-20 | 0 | 0 | 0 | 0 | -12.5669 | -12.5669 | 3261.7554 | 24397.9306 |  | 0
1946-05-21 | 0 | 0 | 0 | 0 | -12.5669 | -12.5669 | 3249.1886 | 24303.9305 |  | 0
1946-05-22 | 0 | 0 | 0 | 0 | -12.5669 | -12.5669 | 3236.6217 | 24209.9303 |  | 0
1946-05-23 | 0 | 0 | 0 | 0 | -12.5669 | -12.5669 | 3224.0548 | 24115.9302 |  | 0
1946-05-24 | 0 | 0 | 0 | 0 | -12.5669 | -12.5669 | 3211.488 | 24021.9301 |  | 0
1946-05-25 | 0 | 0 | 0 | 0 | -12.5669 | -12.5669 | 3198.9211 | 23927.93 |  | 0
1946-05-26 | 0 | 0 | 0 | 0 | -12.5669 | -12.5669 | 3186.3543 | 23833.9299 |  | 0
1946-05-27 | 0 | 0 | 0 | 0 | -12.5669 | -12.5669 | 3173.7874 | 23739.9298 |  | 0
1946-05-28 | 0.014167 | 39.1 | 4.0107 | 4.0107 | 22.5224 | 22.5224 | 3196.3098 | 23908.3977 |  | 0
1946-05-29 | 0.080833 | 223.1 | 4.0107 | 4.0107 | 206.5224 | 206.5224 | 3402.8323 | 25453.1856 |  | 0
1946-05-30 | 0.15333 | 423.2 | 4.0107 | 4.0107 | 406.6224 | 406.6224 | 3809.4547 | 28494.7214 |  | 0
1946-05-31 | 0.045833 | 126.5 | 4.0107 | 4.0107 | 109.9224 | 109.9224 | 3919.3772 | 29316.9413 |  | 0
1946-06-01 | 0 | 0 | 0 | 0 | -12.5669 | -12.5669 | 3906.8103 | 29222.9412 |  | 0
1946-06-02 | 0.0033333 | 9.2 | 4.0107 | 4.0107 | -7.3776 | -7.3776 | 3899.4328 | 29167.7571 |  | 0
1946-06-03 | 0 | 0 | 0 | 0 | -12.5669 | -12.5669 | 3886.8659 | 29073.757 |  | 0
1946-06-04 | 0 | 0 | 0 | 0 | -12.5669 | -12.5669 | 3874.299 | 28979.7569 |  | 0
1946-06-05 | 0 | 0 | 0 | 0 | -12.5669 | -12.5669 | 3861.7322 | 28885.7568 |  | 0
1946-06-06 | 0 | 0 | 0 | 0 | -12.5669 | -12.5669 | 3849.1653 | 28791.7567 |  | 0
1946-06-07 | 0 | 0 | 0 | 0 | -12.5669 | -12.5669 | 3836.5985 | 28697.7565 |  | 0
1946-06-08 | 0 | 0 | 0 | 0 | -12.5669 | -12.5669 | 3824.0316 | 28603.7564 |  | 0
1946-06-09 | 0 | 0 | 0 | 0 | -12.5669 | -12.5669 | 3811.4647 | 28509.7563 |  | 0
1946-06-10 | 0 | 0 | 0 | 0 | -12.5669 | -12.5669 | 3798.8979 | 28415.7562 |  | 0
1946-06-11 | 0 | 0 | 0 | 0 | -12.5669 | -12.5669 | 3786.331 | 28321.7561 |  | 0
1946-06-12 | 0 | 0 | 0 | 0 | -12.5669 | -12.5669 | 3773.7642 | 28227.756 |  | 0
1946-06-13 | 0 | 0 | 0 | 0 | -12.5669 | -12.5669 | 3761.1973 | 28133.7559 |  | 0
1946-06-14 | 0 | 0 | 0 | 0 | -12.5669 | -12.5669 | 3748.6304 | 28039.7557 |  | 0
1946-06-15 | 0 | 0 | 0 | 0 | -12.5669 | -12.5669 | 3736.0636 | 27945.7556 |  | 0
1946-06-16 | 0 | 0 | 0 | 0 | -12.5669 | -12.5669 | 3723.4967 | 27851.7555 |  | 0
1946-06-17 | 0 | 0 | 0 | 0 | -12.5669 | -12.5669 | 3710.9299 | 27757.7554 |  | 0
1946-06-18 | 0 | 0 | 0 | 0 | -12.5669 | -12.5669 | 3698.363 | 27663.7553 |  | 0
1946-06-19 | 0.013333 | 36.8 | 4.0107 | 4.0107 | 20.2224 | 20.2224 | 3718.5855 | 27815.0192 |  | 0
1946-06-20 | 0 | 0 | 0 | 0 | -12.5669 | -12.5669 | 3706.0186 | 27721.0191 |  | 0
1946-06-21 | 0 | 0 | 0 | 0 | -12.5669 | -12.5669 | 3693.4517 | 27627.019 |  | 0
1946-06-22 | 0 | 0 | 0 | 0 | -12.5669 | -12.5669 | 3680.8849 | 27533.0188 |  | 0
1946-06-23 | 0.0425 | 117.3 | 4.0107 | 4.0107 | 100.7224 | 100.7224 | 3781.6073 | 28286.4227 |  | 0
1946-06-24 | 0 | 0 | 0 | 0 | -12.5669 | -12.5669 | 3769.0405 | 28192.4226 |  | 0
1946-06-25 | 0 | 0 | 0 | 0 | -12.5669 | -12.5669 | 3756.4736 | 28098.4225 |  | 0
1946-06-26 | 0 | 0 | 0 | 0 | -12.5669 | -12.5669 | 3743.9067 | 28004.4224 |  | 0
1946-06-27 | 0.00083333 | 2.3 | 4.0107 | 2.3 | -12.5669 | -12.5669 | 3731.3399 | 27910.4223 |  | 0
1946-06-28 | 0.0066667 | 18.4 | 4.0107 | 4.0107 | 1.8224 | 1.8224 | 3733.1623 | 27924.0542 |  | 0
1946-06-29 | 0.0016667 | 4.6 | 4.0107 | 4.0107 | -11.9776 | -11.9776 | 3721.1848 | 27834.4621 |  | 0
1946-06-30 | 0.066667 | 184 | 4.0107 | 4.0107 | 167.4224 | 167.4224 | 3888.6072 | 29086.7819 |  | 0
1946-07-01 | 0.024167 | 66.7 | 4.0107 | 4.0107 | 50.1224 | 50.1224 | 3938.7297 | 29461.6978 |  | 0
1946-07-02 | 0 | 0 | 0 | 0 | -12.5669 | -12.5669 | 3926.1628 | 29367.6977 |  | 0
1946-07-03 | 0 | 0 | 0 | 0 | -12.5669 | -12.5669 | 3913.5959 | 29273.6976 |  | 0
1946-07-04 | 0 | 0 | 0 | 0 | -12.5669 | -12.5669 | 3901.0291 | 29179.6975 |  | 0
1946-07-05 | 0 | 0 | 0 | 0 | -12.5669 | -12.5669 | 3888.4622 | 29085.6974 |  | 0
1946-07-06 | 0 | 0 | 0 | 0 | -12.5669 | -12.5669 | 3875.8954 | 28991.6973 |  | 0
1946-07-07 | 0 | 0 | 0 | 0 | -12.5669 | -12.5669 | 3863.3285 | 28897.6972 |  | 0
1946-07-08 | 0 | 0 | 0 | 0 | -12.5669 | -12.5669 | 3850.7616 | 28803.697 |  | 0
1946-07-09 | 0 | 0 | 0 | 0 | -12.5669 | -12.5669 | 3838.1948 | 28709.6969 |  | 0
1946-07-10 | 0 | 0 | 0 | 0 | -12.5669 | -12.5669 | 3825.6279 | 28615.6968 |  | 0
1946-07-11 | 0 | 0 | 0 | 0 | -12.5669 | -12.5669 | 3813.0611 | 28521.6967 |  | 0
1946-07-12 | 0.1075 | 296.7 | 4.0107 | 4.0107 | 280.1224 | 280.1224 | 3997.8631 | 29904.0163 |  | 82.7535
1946-07-13 | 0 | 0 | 0 | 0 | -12.5669 | -12.5669 | 3985.2963 | 29810.0162 |  | 0
1946-07-14 | 0 | 0 | 0 | 0 | -12.5669 | -12.5669 | 3972.7294 | 29716.0161 |  | 0
1946-07-15 | 0 | 0 | 0 | 0 | -12.5669 | -12.5669 | 3960.1626 | 29622.0159 |  | 0
1946-07-16 | 0 | 0 | 0 | 0 | -12.5669 | -12.5669 | 3947.5957 | 29528.0158 |  | 0
1946-07-17 | 0 | 0 | 0 | 0 | -12.5669 | -12.5669 | 3935.0288 | 29434.0157 |  | 0
1946-07-18 | 0 | 0 | 0 | 0 | -12.5669 | -12.5669 | 3922.462 | 29340.0156 |  | 0
1946-07-19 | 0 | 0 | 0 | 0 | -12.5669 | -12.5669 | 3909.8951 | 29246.0155 |  | 0
1946-07-20 | 0 | 0 | 0 | 0 | -12.5669 | -12.5669 | 3897.3283 | 29152.0154 |  | 0
1946-07-21 | 0 | 0 | 0 | 0 | -12.5669 | -12.5669 | 3884.7614 | 29058.0153 |  | 0
1946-07-22 | 0 | 0 | 0 | 0 | -12.5669 | -12.5669 | 3872.1945 | 28964.0152 |  | 0
1946-07-23 | 0 | 0 | 0 | 0 | -12.5669 | -12.5669 | 3859.6277 | 28870.015 |  | 0
1946-07-24 | 0 | 0 | 0 | 0 | -12.5669 | -12.5669 | 3847.0608 | 28776.0149 |  | 0
1946-07-25 | 0 | 0 | 0 | 0 | -12.5669 | -12.5669 | 3834.494 | 28682.0148 |  | 0
1946-07-26 | 0 | 0 | 0 | 0 | -12.5669 | -12.5669 | 3821.9271 | 28588.0147 |  | 0
1946-07-27 | 0 | 0 | 0 | 0 | -12.5669 | -12.5669 | 3809.3602 | 28494.0146 |  | 0
1946-07-28 | 0.0041667 | 11.5 | 4.0107 | 4.0107 | -5.0776 | -5.0776 | 3804.2827 | 28456.0345 |  | 0
1946-07-29 | 0.0033333 | 9.2 | 4.0107 | 4.0107 | -7.3776 | -7.3776 | 3796.9051 | 28400.8504 |  | 0
1946-07-30 | 0 | 0 | 0 | 0 | -12.5669 | -12.5669 | 3784.3383 | 28306.8503 |  | 0
1946-07-31 | 0 | 0 | 0 | 0 | -12.5669 | -12.5669 | 3771.7714 | 28212.8501 |  | 0
1946-08-01 | 0 | 0 | 0 | 0 | -12.5669 | -12.5669 | 3759.2045 | 28118.85 |  | 0
1946-08-02 | 0 | 0 | 0 | 0 | -12.5669 | -12.5669 | 3746.6377 | 28024.8499 |  | 0
1946-08-03 | 0 | 0 | 0 | 0 | -12.5669 | -12.5669 | 3734.0708 | 27930.8498 |  | 0
1946-08-04 | 0.050833 | 140.3 | 4.0107 | 4.0107 | 123.7224 | 123.7224 | 3857.7933 | 28856.2937 |  | 0
1946-08-05 | 0 | 0 | 0 | 0 | -12.5669 | -12.5669 | 3845.2264 | 28762.2936 |  | 0
1946-08-06 | 0 | 0 | 0 | 0 | -12.5669 | -12.5669 | 3832.6596 | 28668.2935 |  | 0
1946-08-07 | 0 | 0 | 0 | 0 | -12.5669 | -12.5669 | 3820.0927 | 28574.2934 |  | 0
1946-08-08 | 0 | 0 | 0 | 0 | -12.5669 | -12.5669 | 3807.5258 | 28480.2932 |  | 0
1946-08-09 | 0 | 0 | 0 | 0 | -12.5669 | -12.5669 | 3794.959 | 28386.2931 |  | 0
1946-08-10 | 0 | 0 | 0 | 0 | -12.5669 | -12.5669 | 3782.3921 | 28292.293 |  | 0
1946-08-11 | 0 | 0 | 0 | 0 | -12.5669 | -12.5669 | 3769.8253 | 28198.2929 |  | 0
1946-08-12 | 0 | 0 | 0 | 0 | -12.5669 | -12.5669 | 3757.2584 | 28104.2928 |  | 0
1946-08-13 | 0 | 0 | 0 | 0 | -12.5669 | -12.5669 | 3744.6915 | 28010.2927 |  | 0
1946-08-14 | 0 | 0 | 0 | 0 | -12.5669 | -12.5669 | 3732.1247 | 27916.2926 |  | 0
1946-08-15 | 0 | 0 | 0 | 0 | -12.5669 | -12.5669 | 3719.5578 | 27822.2925 |  | 0
1946-08-16 | 0 | 0 | 0 | 0 | -12.5669 | -12.5669 | 3706.991 | 27728.2923 |  | 0
1946-08-17 | 0 | 0 | 0 | 0 | -12.5669 | -12.5669 | 3694.4241 | 27634.2922 |  | 0
1946-08-18 | 0 | 0 | 0 | 0 | -12.5669 | -12.5669 | 3681.8572 | 27540.2921 |  | 0
1946-08-19 | 0.02 | 55.2 | 4.0107 | 4.0107 | 38.6224 | 38.6224 | 3720.4797 | 27829.188 |  | 0
1946-08-20 | 0.0066667 | 18.4 | 4.0107 | 4.0107 | 1.8224 | 1.8224 | 3722.3021 | 27842.8199 |  | 0
1946-08-21 | 0 | 0 | 0 | 0 | -12.5669 | -12.5669 | 3709.7353 | 27748.8198 |  | 0
1946-08-22 | 0 | 0 | 0 | 0 | -12.5669 | -12.5669 | 3697.1684 | 27654.8197 |  | 0
1946-08-23 | 0 | 0 | 0 | 0 | -12.5669 | -12.5669 | 3684.6015 | 27560.8195 |  | 0
1946-08-24 | 0 | 0 | 0 | 0 | -12.5669 | -12.5669 | 3672.0347 | 27466.8194 |  | 0
1946-08-25 | 0 | 0 | 0 | 0 | -12.5669 | -12.5669 | 3659.4678 | 27372.8193 |  | 0
1946-08-26 | 0.0091667 | 25.3 | 4.0107 | 4.0107 | 8.7224 | 8.7224 | 3668.1903 | 27438.0632 |  | 0
1946-08-27 | 0 | 0 | 0 | 0 | -12.5669 | -12.5669 | 3655.6234 | 27344.0631 |  | 0
1946-08-28 | 0.013333 | 36.8 | 4.0107 | 4.0107 | 20.2224 | 20.2224 | 3675.8459 | 27495.327 |  | 0
1946-08-29 | 0.0016667 | 4.6 | 4.0107 | 4.0107 | -11.9776 | -11.9776 | 3663.8683 | 27405.7349 |  | 0
1946-08-30 | 0 | 0 | 0 | 0 | -12.5669 | -12.5669 | 3651.3014 | 27311.7348 |  | 0
1946-08-31 | 0 | 0 | 0 | 0 | -12.5669 | -12.5669 | 3638.7346 | 27217.7346 |  | 0
1946-09-01 | 0 | 0 | 0 | 0 | -12.5669 | -12.5669 | 3626.1677 | 27123.7345 |  | 0
1946-09-02 | 0.005 | 13.8 | 4.0107 | 4.0107 | -2.7776 | -2.7776 | 3623.3902 | 27102.9584 |  | 0
1946-09-03 | 0 | 0 | 0 | 0 | -12.5669 | -12.5669 | 3610.8233 | 27008.9583 |  | 0
1946-09-04 | 0 | 0 | 0 | 0 | -12.5669 | -12.5669 | 3598.2564 | 26914.9582 |  | 0
1946-09-05 | 0 | 0 | 0 | 0 | -12.5669 | -12.5669 | 3585.6896 | 26820.9581 |  | 0
1946-09-06 | 0 | 0 | 0 | 0 | -12.5669 | -12.5669 | 3573.1227 | 26726.958 |  | 0
1946-09-07 | 0 | 0 | 0 | 0 | -12.5669 | -12.5669 | 3560.5559 | 26632.9579 |  | 0
1946-09-08 | 0 | 0 | 0 | 0 | -12.5669 | -12.5669 | 3547.989 | 26538.9577 |  | 0
1946-09-09 | 0 | 0 | 0 | 0 | -12.5669 | -12.5669 | 3535.4221 | 26444.9576 |  | 0
1946-09-10 | 0 | 0 | 0 | 0 | -12.5669 | -12.5669 | 3522.8553 | 26350.9575 |  | 0
1946-09-11 | 0.065 | 179.4 | 4.0107 | 4.0107 | 162.8224 | 162.8224 | 3685.6777 | 27568.8694 |  | 0
1946-09-12 | 0.07 | 193.2 | 4.0107 | 4.0107 | 176.6224 | 176.6224 | 3862.3002 | 28890.0053 |  | 0
1946-09-13 | 0.10583 | 292.1 | 4.0107 | 4.0107 | 275.5224 | 275.5224 | 3997.8631 | 29904.0163 |  | 127.3926
1946-09-14 | 0.0083333 | 23 | 4.0107 | 4.0107 | 6.4224 | 6.4224 | 4004.2856 | 29952.0562 |  | 0
1946-09-15 | 0 | 0 | 0 | 0 | -12.5669 | -12.5669 | 3991.7187 | 29858.0561 |  | 0
1946-09-16 | 0 | 0 | 0 | 0 | -12.5669 | -12.5669 | 3979.1519 | 29764.0559 |  | 0
1946-09-17 | 0 | 0 | 0 | 0 | -12.5669 | -12.5669 | 3966.585 | 29670.0558 |  | 0
1946-09-18 | 0 | 0 | 0 | 0 | -12.5669 | -12.5669 | 3954.0181 | 29576.0557 |  | 0
1946-09-19 | 0.013333 | 36.8 | 4.0107 | 4.0107 | 20.2224 | 20.2224 | 3974.2406 | 29727.3196 |  | 0
1946-09-20 | 0.0016667 | 4.6 | 4.0107 | 4.0107 | -11.9776 | -11.9776 | 3962.263 | 29637.7275 |  | 0
1946-09-21 | 0.025 | 69 | 4.0107 | 4.0107 | 52.4224 | 52.4224 | 3997.8631 | 29904.0163 |  | 4.2555
1946-09-22 | 0.030833 | 85.1 | 4.0107 | 4.0107 | 68.5224 | 68.5224 | 3997.8631 | 29904.0163 |  | 55.9556
1946-09-23 | 0 | 0 | 0 | 0 | -12.5669 | -12.5669 | 3985.2963 | 29810.0162 |  | 0
1946-09-24 | 0 | 0 | 0 | 0 | -12.5669 | -12.5669 | 3972.7294 | 29716.0161 |  | 0
1946-09-25 | 0 | 0 | 0 | 0 | -12.5669 | -12.5669 | 3960.1626 | 29622.0159 |  | 0
1946-09-26 | 0.0041667 | 11.5 | 4.0107 | 4.0107 | -5.0776 | -5.0776 | 3955.085 | 29584.0358 |  | 0
1946-09-27 | 0 | 0 | 0 | 0 | -12.5669 | -12.5669 | 3942.5181 | 29490.0357 |  | 0
1946-09-28 | 0 | 0 | 0 | 0 | -12.5669 | -12.5669 | 3929.9513 | 29396.0356 |  | 0
1946-09-29 | 0 | 0 | 0 | 0 | -12.5669 | -12.5669 | 3917.3844 | 29302.0355 |  | 0
1946-09-30 | 0 | 0 | 0 | 0 | -12.5669 | -12.5669 | 3904.8176 | 29208.0354 |  | 0
1946-10-01 | 0 | 0 | 0 | 0 | -12.5669 | -12.5669 | 3892.2507 | 29114.0353 |  | 0
1946-10-02 | 0 | 0 | 0 | 0 | -12.5669 | -12.5669 | 3879.6838 | 29020.0352 |  | 0
1946-10-03 | 0 | 0 | 0 | 0 | -12.5669 | -12.5669 | 3867.117 | 28926.035 |  | 0
1946-10-04 | 0.075 | 207 | 4.0107 | 4.0107 | 190.4224 | 190.4224 | 3997.8631 | 29904.0163 |  | 47.1094
1946-10-05 | 0 | 0 | 0 | 0 | -12.5669 | -12.5669 | 3985.2963 | 29810.0162 |  | 0
1946-10-06 | 0 | 0 | 0 | 0 | -12.5669 | -12.5669 | 3972.7294 | 29716.0161 |  | 0
1946-10-07 | 0 | 0 | 0 | 0 | -12.5669 | -12.5669 | 3960.1626 | 29622.0159 |  | 0
1946-10-08 | 0.0025 | 6.9 | 4.0107 | 4.0107 | -9.6776 | -9.6776 | 3950.485 | 29549.6278 |  | 0
1946-10-09 | 0 | 0 | 0 | 0 | -12.5669 | -12.5669 | 3937.9181 | 29455.6277 |  | 0
1946-10-10 | 0.0091667 | 25.3 | 4.0107 | 4.0107 | 8.7224 | 8.7224 | 3946.6406 | 29520.8716 |  | 0
1946-10-11 | 0 | 0 | 0 | 0 | -12.5669 | -12.5669 | 3934.0737 | 29426.8715 |  | 0
1946-10-12 | 0 | 0 | 0 | 0 | -12.5669 | -12.5669 | 3921.5069 | 29332.8714 |  | 0
1946-10-13 | 0 | 0 | 0 | 0 | -12.5669 | -12.5669 | 3908.94 | 29238.8713 |  | 0
1946-10-14 | 0 | 0 | 0 | 0 | -12.5669 | -12.5669 | 3896.3731 | 29144.8712 |  | 0
1946-10-15 | 0 | 0 | 0 | 0 | -12.5669 | -12.5669 | 3883.8063 | 29050.871 |  | 0
1946-10-16 | 0 | 0 | 0 | 0 | -12.5669 | -12.5669 | 3871.2394 | 28956.8709 |  | 0
1946-10-17 | 0 | 0 | 0 | 0 | -12.5669 | -12.5669 | 3858.6726 | 28862.8708 |  | 0
1946-10-18 | 0 | 0 | 0 | 0 | -12.5669 | -12.5669 | 3846.1057 | 28768.8707 |  | 0
1946-10-19 | 0 | 0 | 0 | 0 | -12.5669 | -12.5669 | 3833.5388 | 28674.8706 |  | 0
1946-10-20 | 0 | 0 | 0 | 0 | -12.5669 | -12.5669 | 3820.972 | 28580.8705 |  | 0
1946-10-21 | 0 | 0 | 0 | 0 | -12.5669 | -12.5669 | 3808.4051 | 28486.8704 |  | 0
1946-10-22 | 0.0058333 | 16.1 | 4.0107 | 4.0107 | -0.47756 | -0.47756 | 3807.9276 | 28483.2983 |  | 0
1946-10-23 | 0.0016667 | 4.6 | 4.0107 | 4.0107 | -11.9776 | -11.9776 | 3795.95 | 28393.7061 |  | 0
1946-10-24 | 0 | 0 | 0 | 0 | -12.5669 | -12.5669 | 3783.3832 | 28299.706 |  | 0
1946-10-25 | 0 | 0 | 0 | 0 | -12.5669 | -12.5669 | 3770.8163 | 28205.7059 |  | 0
1946-10-26 | 0 | 0 | 0 | 0 | -12.5669 | -12.5669 | 3758.2494 | 28111.7058 |  | 0
1946-10-27 | 0 | 0 | 0 | 0 | -12.5669 | -12.5669 | 3745.6826 | 28017.7057 |  | 0
1946-10-28 | 0 | 0 | 0 | 0 | -12.5669 | -12.5669 | 3733.1157 | 27923.7056 |  | 0
1946-10-29 | 0 | 0 | 0 | 0 | -12.5669 | -12.5669 | 3720.5489 | 27829.7055 |  | 0
1946-10-30 | 0 | 0 | 0 | 0 | -12.5669 | -12.5669 | 3707.982 | 27735.7054 |  | 0
1946-10-31 | 0 | 0 | 0 | 0 | -12.5669 | -12.5669 | 3695.4151 | 27641.7052 |  | 0
1946-11-01 | 0.00083333 | 2.3 | 4.0107 | 2.3 | -12.5669 | -12.5669 | 3682.8483 | 27547.7051 |  | 0
1946-11-02 | 0.0175 | 48.3 | 4.0107 | 4.0107 | 31.7224 | 31.7224 | 3714.5707 | 27784.989 |  | 0
1946-11-03 | 0.0675 | 186.3 | 4.0107 | 4.0107 | 169.7224 | 169.7224 | 3884.2932 | 29054.5129 |  | 0
1946-11-04 | 0.013333 | 36.8 | 4.0107 | 4.0107 | 20.2224 | 20.2224 | 3904.5156 | 29205.7768 |  | 0
1946-11-05 | 0.010833 | 29.9 | 4.0107 | 4.0107 | 13.3224 | 13.3224 | 3917.8381 | 29305.4287 |  | 0
1946-11-06 | 0 | 0 | 0 | 0 | -12.5669 | -12.5669 | 3905.2712 | 29211.4286 |  | 0
1946-11-07 | 0 | 0 | 0 | 0 | -12.5669 | -12.5669 | 3892.7043 | 29117.4285 |  | 0
1946-11-08 | 0 | 0 | 0 | 0 | -12.5669 | -12.5669 | 3880.1375 | 29023.4283 |  | 0
1946-11-09 | 0.024167 | 66.7 | 4.0107 | 4.0107 | 50.1224 | 50.1224 | 3930.2599 | 29398.3442 |  | 0
1946-11-10 | 0 | 0 | 0 | 0 | -12.5669 | -12.5669 | 3917.6931 | 29304.3441 |  | 0
1946-11-11 | 0 | 0 | 0 | 0 | -12.5669 | -12.5669 | 3905.1262 | 29210.344 |  | 0
1946-11-12 | 0 | 0 | 0 | 0 | -12.5669 | -12.5669 | 3892.5593 | 29116.3439 |  | 0
1946-11-13 | 0 | 0 | 0 | 0 | -12.5669 | -12.5669 | 3879.9925 | 29022.3438 |  | 0
1946-11-14 | 0 | 0 | 0 | 0 | -12.5669 | -12.5669 | 3867.4256 | 28928.3437 |  | 0
1946-11-15 | 0.026667 | 73.6 | 4.0107 | 4.0107 | 57.0224 | 57.0224 | 3924.4481 | 29354.8715 |  | 0
1946-11-16 | 0 | 0 | 0 | 0 | -12.5669 | -12.5669 | 3911.8812 | 29260.8714 |  | 0
1946-11-17 | 0 | 0 | 0 | 0 | -12.5669 | -12.5669 | 3899.3143 | 29166.8713 |  | 0
1946-11-18 | 0 | 0 | 0 | 0 | -12.5669 | -12.5669 | 3886.7475 | 29072.8712 |  | 0
1946-11-19 | 0 | 0 | 0 | 0 | -12.5669 | -12.5669 | 3874.1806 | 28978.8711 |  | 0
1946-11-20 | 0 | 0 | 0 | 0 | -12.5669 | -12.5669 | 3861.6138 | 28884.871 |  | 0
1946-11-21 | 0 | 0 | 0 | 0 | -12.5669 | -12.5669 | 3849.0469 | 28790.8709 |  | 0
1946-11-22 | 0 | 0 | 0 | 0 | -12.5669 | -12.5669 | 3836.48 | 28696.8708 |  | 0
1946-11-23 | 0 | 0 | 0 | 0 | -12.5669 | -12.5669 | 3823.9132 | 28602.8706 |  | 0
1946-11-24 | 0 | 0 | 0 | 0 | -12.5669 | -12.5669 | 3811.3463 | 28508.8705 |  | 0
1946-11-25 | 0.059167 | 163.3 | 4.0107 | 4.0107 | 146.7224 | 146.7224 | 3958.0688 | 29606.3544 |  | 0
1946-11-26 | 0 | 0 | 0 | 0 | -12.5669 | -12.5669 | 3945.5019 | 29512.3543 |  | 0
1946-11-27 | 0 | 0 | 0 | 0 | -12.5669 | -12.5669 | 3932.9351 | 29418.3542 |  | 0
1946-11-28 | 0 | 0 | 0 | 0 | -12.5669 | -12.5669 | 3920.3682 | 29324.3541 |  | 0
1946-11-29 | 0 | 0 | 0 | 0 | -12.5669 | -12.5669 | 3907.8013 | 29230.354 |  | 0
1946-11-30 | 0 | 0 | 0 | 0 | -12.5669 | -12.5669 | 3895.2345 | 29136.3539 |  | 0
1946-12-01 | 0 | 0 | 0 | 0 | -12.5669 | -12.5669 | 3882.6676 | 29042.3537 |  | 0
1946-12-02 | 0 | 0 | 0 | 0 | -12.5669 | -12.5669 | 3870.1008 | 28948.3536 |  | 0
1946-12-03 | 0 | 0 | 0 | 0 | -12.5669 | -12.5669 | 3857.5339 | 28854.3535 |  | 0
1946-12-04 | 0 | 0 | 0 | 0 | -12.5669 | -12.5669 | 3844.967 | 28760.3534 |  | 0
1946-12-05 | 0 | 0 | 0 | 0 | -12.5669 | -12.5669 | 3832.4002 | 28666.3533 |  | 0
1946-12-06 | 0 | 0 | 0 | 0 | -12.5669 | -12.5669 | 3819.8333 | 28572.3532 |  | 0
1946-12-07 | 0 | 0 | 0 | 0 | -12.5669 | -12.5669 | 3807.2665 | 28478.3531 |  | 0
1946-12-08 | 0 | 0 | 0 | 0 | -12.5669 | -12.5669 | 3794.6996 | 28384.353 |  | 0
1946-12-09 | 0.14917 | 411.7 | 4.0107 | 4.0107 | 395.1224 | 395.1224 | 3997.8631 | 29904.0163 |  | 179.392
1946-12-10 | 0.078333 | 216.2 | 4.0107 | 4.0107 | 199.6224 | 199.6224 | 3997.8631 | 29904.0163 |  | 187.0556
1946-12-11 | 0.12417 | 342.7 | 4.0107 | 4.0107 | 326.1224 | 326.1224 | 3997.8631 | 29904.0163 |  | 313.5556
1946-12-12 | 0 | 0 | 0 | 0 | -12.5669 | -12.5669 | 3985.2963 | 29810.0162 |  | 0
1946-12-13 | 0 | 0 | 0 | 0 | -12.5669 | -12.5669 | 3972.7294 | 29716.0161 |  | 0
1946-12-14 | 0 | 0 | 0 | 0 | -12.5669 | -12.5669 | 3960.1626 | 29622.0159 |  | 0
1946-12-15 | 0 | 0 | 0 | 0 | -12.5669 | -12.5669 | 3947.5957 | 29528.0158 |  | 0
1946-12-16 | 0 | 0 | 0 | 0 | -12.5669 | -12.5669 | 3935.0288 | 29434.0157 |  | 0
1946-12-17 | 0 | 0 | 0 | 0 | -12.5669 | -12.5669 | 3922.462 | 29340.0156 |  | 0
1946-12-18 | 0 | 0 | 0 | 0 | -12.5669 | -12.5669 | 3909.8951 | 29246.0155 |  | 0
1946-12-19 | 0 | 0 | 0 | 0 | -12.5669 | -12.5669 | 3897.3283 | 29152.0154 |  | 0
1946-12-20 | 0 | 0 | 0 | 0 | -12.5669 | -12.5669 | 3884.7614 | 29058.0153 |  | 0
1946-12-21 | 0 | 0 | 0 | 0 | -12.5669 | -12.5669 | 3872.1945 | 28964.0152 |  | 0
1946-12-22 | 0 | 0 | 0 | 0 | -12.5669 | -12.5669 | 3859.6277 | 28870.015 |  | 0
1946-12-23 | 0 | 0 | 0 | 0 | -12.5669 | -12.5669 | 3847.0608 | 28776.0149 |  | 0
1946-12-24 | 0 | 0 | 0 | 0 | -12.5669 | -12.5669 | 3834.494 | 28682.0148 |  | 0
1946-12-25 | 0 | 0 | 0 | 0 | -12.5669 | -12.5669 | 3821.9271 | 28588.0147 |  | 0
1946-12-26 | 0 | 0 | 0 | 0 | -12.5669 | -12.5669 | 3809.3602 | 28494.0146 |  | 0
1946-12-27 | 0 | 0 | 0 | 0 | -12.5669 | -12.5669 | 3796.7934 | 28400.0145 |  | 0
1946-12-28 | 0 | 0 | 0 | 0 | -12.5669 | -12.5669 | 3784.2265 | 28306.0144 |  | 0
1946-12-29 | 0 | 0 | 0 | 0 | -12.5669 | -12.5669 | 3771.6597 | 28212.0143 |  | 0
1946-12-30 | 0 | 0 | 0 | 0 | -12.5669 | -12.5669 | 3759.0928 | 28118.0141 |  | 0
1946-12-31 | 0.0083333 | 23 | 4.0107 | 4.0107 | 6.4224 | 6.4224 | 3765.5152 | 28166.054 |  | 0
1947-01-01 | 0.016667 | 46 | 4.0107 | 4.0107 | 29.4224 | 29.4224 | 3794.9377 | 28386.1339 |  | 0
1947-01-02 | 0.0175 | 48.3 | 4.0107 | 4.0107 | 31.7224 | 31.7224 | 3826.6601 | 28623.4178 |  | 0
1947-01-03 | 0 | 0 | 0 | 0 | -12.5669 | -12.5669 | 3814.0933 | 28529.4177 |  | 0
1947-01-04 | 0 | 0 | 0 | 0 | -12.5669 | -12.5669 | 3801.5264 | 28435.4176 |  | 0
1947-01-05 | 0 | 0 | 0 | 0 | -12.5669 | -12.5669 | 3788.9596 | 28341.4175 |  | 0
1947-01-06 | 0 | 0 | 0 | 0 | -12.5669 | -12.5669 | 3776.3927 | 28247.4174 |  | 0
1947-01-07 | 0 | 0 | 0 | 0 | -12.5669 | -12.5669 | 3763.8258 | 28153.4172 |  | 0
1947-01-08 | 0 | 0 | 0 | 0 | -12.5669 | -12.5669 | 3751.259 | 28059.4171 |  | 0
1947-01-09 | 0.00083333 | 2.3 | 4.0107 | 2.3 | -12.5669 | -12.5669 | 3738.6921 | 27965.417 |  | 0
1947-01-10 | 0.00083333 | 2.3 | 4.0107 | 2.3 | -12.5669 | -12.5669 | 3726.1253 | 27871.4169 |  | 0
1947-01-11 | 0 | 0 | 0 | 0 | -12.5669 | -12.5669 | 3713.5584 | 27777.4168 |  | 0
1947-01-12 | 0 | 0 | 0 | 0 | -12.5669 | -12.5669 | 3700.9915 | 27683.4167 |  | 0
1947-01-13 | 0 | 0 | 0 | 0 | -12.5669 | -12.5669 | 3688.4247 | 27589.4166 |  | 0
1947-01-14 | 0 | 0 | 0 | 0 | -12.5669 | -12.5669 | 3675.8578 | 27495.4165 |  | 0
1947-01-15 | 0 | 0 | 0 | 0 | -12.5669 | -12.5669 | 3663.291 | 27401.4163 |  | 0
1947-01-16 | 0 | 0 | 0 | 0 | -12.5669 | -12.5669 | 3650.7241 | 27307.4162 |  | 0
1947-01-17 | 0 | 0 | 0 | 0 | -12.5669 | -12.5669 | 3638.1572 | 27213.4161 |  | 0
1947-01-18 | 0.0025 | 6.9 | 4.0107 | 4.0107 | -9.6776 | -9.6776 | 3628.4797 | 27141.028 |  | 0
1947-01-19 | 0.0058333 | 16.1 | 4.0107 | 4.0107 | -0.47756 | -0.47756 | 3628.0021 | 27137.4559 |  | 0
1947-01-20 | 0 | 0 | 0 | 0 | -12.5669 | -12.5669 | 3615.4353 | 27043.4558 |  | 0
1947-01-21 | 0 | 0 | 0 | 0 | -12.5669 | -12.5669 | 3602.8684 | 26949.4557 |  | 0
1947-01-22 | 0 | 0 | 0 | 0 | -12.5669 | -12.5669 | 3590.3015 | 26855.4555 |  | 0
1947-01-23 | 0 | 0 | 0 | 0 | -12.5669 | -12.5669 | 3577.7347 | 26761.4554 |  | 0
1947-01-24 | 0 | 0 | 0 | 0 | -12.5669 | -12.5669 | 3565.1678 | 26667.4553 |  | 0
1947-01-25 | 0 | 0 | 0 | 0 | -12.5669 | -12.5669 | 3552.601 | 26573.4552 |  | 0
1947-01-26 | 0 | 0 | 0 | 0 | -12.5669 | -12.5669 | 3540.0341 | 26479.4551 |  | 0
1947-01-27 | 0 | 0 | 0 | 0 | -12.5669 | -12.5669 | 3527.4672 | 26385.455 |  | 0
1947-01-28 | 0 | 0 | 0 | 0 | -12.5669 | -12.5669 | 3514.9004 | 26291.4549 |  | 0
1947-01-29 | 0 | 0 | 0 | 0 | -12.5669 | -12.5669 | 3502.3335 | 26197.4548 |  | 0
1947-01-30 | 0 | 0 | 0 | 0 | -12.5669 | -12.5669 | 3489.7667 | 26103.4546 |  | 0
1947-01-31 | 0 | 0 | 0 | 0 | -12.5669 | -12.5669 | 3477.1998 | 26009.4545 |  | 0
1947-02-01 | 0 | 0 | 0 | 0 | -12.5669 | -12.5669 | 3464.6329 | 25915.4544 |  | 0
1947-02-02 | 0 | 0 | 0 | 0 | -12.5669 | -12.5669 | 3452.0661 | 25821.4543 |  | 0
1947-02-03 | 0 | 0 | 0 | 0 | -12.5669 | -12.5669 | 3439.4992 | 25727.4542 |  | 0
1947-02-04 | 0 | 0 | 0 | 0 | -12.5669 | -12.5669 | 3426.9324 | 25633.4541 |  | 0
1947-02-05 | 0 | 0 | 0 | 0 | -12.5669 | -12.5669 | 3414.3655 | 25539.454 |  | 0
1947-02-06 | 0 | 0 | 0 | 0 | -12.5669 | -12.5669 | 3401.7986 | 25445.4539 |  | 0
1947-02-07 | 0 | 0 | 0 | 0 | -12.5669 | -12.5669 | 3389.2318 | 25351.4537 |  | 0
1947-02-08 | 0 | 0 | 0 | 0 | -12.5669 | -12.5669 | 3376.6649 | 25257.4536 |  | 0
1947-02-09 | 0 | 0 | 0 | 0 | -12.5669 | -12.5669 | 3364.0981 | 25163.4535 |  | 0
1947-02-10 | 0 | 0 | 0 | 0 | -12.5669 | -12.5669 | 3351.5312 | 25069.4534 |  | 0
1947-02-11 | 0 | 0 | 0 | 0 | -12.5669 | -12.5669 | 3338.9643 | 24975.4533 |  | 0
1947-02-12 | 0 | 0 | 0 | 0 | -12.5669 | -12.5669 | 3326.3975 | 24881.4532 |  | 0
1947-02-13 | 0 | 0 | 0 | 0 | -12.5669 | -12.5669 | 3313.8306 | 24787.4531 |  | 0
1947-02-14 | 0 | 0 | 0 | 0 | -12.5669 | -12.5669 | 3301.2638 | 24693.453 |  | 0
1947-02-15 | 0 | 0 | 0 | 0 | -12.5669 | -12.5669 | 3288.6969 | 24599.4528 |  | 0
1947-02-16 | 0 | 0 | 0 | 0 | -12.5669 | -12.5669 | 3276.13 | 24505.4527 |  | 0
1947-02-17 | 0 | 0 | 0 | 0 | -12.5669 | -12.5669 | 3263.5632 | 24411.4526 |  | 0
1947-02-18 | 0 | 0 | 0 | 0 | -12.5669 | -12.5669 | 3250.9963 | 24317.4525 |  | 0
1947-02-19 | 0.025833 | 71.3 | 4.0107 | 4.0107 | 54.7224 | 54.7224 | 3305.7188 | 24726.7764 |  | 0
1947-02-20 | 0 | 0 | 0 | 0 | -12.5669 | -12.5669 | 3293.1519 | 24632.7763 |  | 0
1947-02-21 | 0 | 0 | 0 | 0 | -12.5669 | -12.5669 | 3280.585 | 24538.7762 |  | 0
1947-02-22 | 0 | 0 | 0 | 0 | -12.5669 | -12.5669 | 3268.0182 | 24444.7761 |  | 0
1947-02-23 | 0 | 0 | 0 | 0 | -12.5669 | -12.5669 | 3255.4513 | 24350.7759 |  | 0
1947-02-24 | 0 | 0 | 0 | 0 | -12.5669 | -12.5669 | 3242.8845 | 24256.7758 |  | 0
1947-02-25 | 0 | 0 | 0 | 0 | -12.5669 | -12.5669 | 3230.3176 | 24162.7757 |  | 0
1947-02-26 | 0 | 0 | 0 | 0 | -12.5669 | -12.5669 | 3217.7507 | 24068.7756 |  | 0
1947-02-27 | 0 | 0 | 0 | 0 | -12.5669 | -12.5669 | 3205.1839 | 23974.7755 |  | 0
1947-02-28 | 0 | 0 | 0 | 0 | -12.5669 | -12.5669 | 3192.617 | 23880.7754 |  | 0
1947-03-01 | 0 | 0 | 0 | 0 | -12.5669 | -12.5669 | 3180.0502 | 23786.7753 |  | 0
1947-03-02 | 0 | 0 | 0 | 0 | -12.5669 | -12.5669 | 3167.4833 | 23692.7752 |  | 0
1947-03-03 | 0 | 0 | 0 | 0 | -12.5669 | -12.5669 | 3154.9164 | 23598.775 |  | 0
1947-03-04 | 0 | 0 | 0 | 0 | -12.5669 | -12.5669 | 3142.3496 | 23504.7749 |  | 0
1947-03-05 | 0 | 0 | 0 | 0 | -12.5669 | -12.5669 | 3129.7827 | 23410.7748 |  | 0
1947-03-06 | 0.00083333 | 2.3 | 4.0107 | 2.3 | -12.5669 | -12.5669 | 3117.2159 | 23316.7747 |  | 0
1947-03-07 | 0.019167 | 52.9 | 4.0107 | 4.0107 | 36.3224 | 36.3224 | 3153.5383 | 23588.4666 |  | 0
1947-03-08 | 0 | 0 | 0 | 0 | -12.5669 | -12.5669 | 3140.9715 | 23494.4665 |  | 0
1947-03-09 | 0.0058333 | 16.1 | 4.0107 | 4.0107 | -0.47756 | -0.47756 | 3140.4939 | 23490.8944 |  | 0
1947-03-10 | 0.0058333 | 16.1 | 4.0107 | 4.0107 | -0.47756 | -0.47756 | 3140.0163 | 23487.3222 |  | 0
1947-03-11 | 0 | 0 | 0 | 0 | -12.5669 | -12.5669 | 3127.4495 | 23393.3221 |  | 0
1947-03-12 | 0.015833 | 43.7 | 4.0107 | 4.0107 | 27.1224 | 27.1224 | 3154.5719 | 23596.198 |  | 0
1947-03-13 | 0 | 0 | 0 | 0 | -12.5669 | -12.5669 | 3142.0051 | 23502.1979 |  | 0
1947-03-14 | 0.015 | 41.4 | 4.0107 | 4.0107 | 24.8224 | 24.8224 | 3166.8275 | 23687.8698 |  | 0
1947-03-15 | 0.02 | 55.2 | 4.0107 | 4.0107 | 38.6224 | 38.6224 | 3205.45 | 23976.7657 |  | 0
1947-03-16 | 0 | 0 | 0 | 0 | -12.5669 | -12.5669 | 3192.8831 | 23882.7656 |  | 0
1947-03-17 | 0 | 0 | 0 | 0 | -12.5669 | -12.5669 | 3180.3162 | 23788.7655 |  | 0
1947-03-18 | 0.021667 | 59.8 | 4.0107 | 4.0107 | 43.2224 | 43.2224 | 3223.5387 | 24112.0693 |  | 0
1947-03-19 | 0.00083333 | 2.3 | 4.0107 | 2.3 | -12.5669 | -12.5669 | 3210.9718 | 24018.0692 |  | 0
1947-03-20 | 0 | 0 | 0 | 0 | -12.5669 | -12.5669 | 3198.405 | 23924.0691 |  | 0
1947-03-21 | 0 | 0 | 0 | 0 | -12.5669 | -12.5669 | 3185.8381 | 23830.069 |  | 0
1947-03-22 | 0 | 0 | 0 | 0 | -12.5669 | -12.5669 | 3173.2712 | 23736.0689 |  | 0
1947-03-23 | 0.013333 | 36.8 | 4.0107 | 4.0107 | 20.2224 | 20.2224 | 3193.4937 | 23887.3328 |  | 0
1947-03-24 | 0 | 0 | 0 | 0 | -12.5669 | -12.5669 | 3180.9268 | 23793.3327 |  | 0
1947-03-25 | 0 | 0 | 0 | 0 | -12.5669 | -12.5669 | 3168.36 | 23699.3326 |  | 0
1947-03-26 | 0 | 0 | 0 | 0 | -12.5669 | -12.5669 | 3155.7931 | 23605.3324 |  | 0
1947-03-27 | 0 | 0 | 0 | 0 | -12.5669 | -12.5669 | 3143.2262 | 23511.3323 |  | 0
1947-03-28 | 0 | 0 | 0 | 0 | -12.5669 | -12.5669 | 3130.6594 | 23417.3322 |  | 0
1947-03-29 | 0 | 0 | 0 | 0 | -12.5669 | -12.5669 | 3118.0925 | 23323.3321 |  | 0
1947-03-30 | 0 | 0 | 0 | 0 | -12.5669 | -12.5669 | 3105.5257 | 23229.332 |  | 0
1947-03-31 | 0 | 0 | 0 | 0 | -12.5669 | -12.5669 | 3092.9588 | 23135.3319 |  | 0
1947-04-01 | 0 | 0 | 0 | 0 | -12.5669 | -12.5669 | 3080.3919 | 23041.3318 |  | 0
1947-04-02 | 0.013333 | 36.8 | 4.0107 | 4.0107 | 20.2224 | 20.2224 | 3100.6144 | 23192.5957 |  | 0
1947-04-03 | 0.015 | 41.4 | 4.0107 | 4.0107 | 24.8224 | 24.8224 | 3125.4368 | 23378.2675 |  | 0
1947-04-04 | 0.033333 | 92 | 4.0107 | 4.0107 | 75.4224 | 75.4224 | 3200.8593 | 23942.4274 |  | 0
1947-04-05 | 0.0025 | 6.9 | 4.0107 | 4.0107 | -9.6776 | -9.6776 | 3191.1817 | 23870.0393 |  | 0
1947-04-06 | 0 | 0 | 0 | 0 | -12.5669 | -12.5669 | 3178.6149 | 23776.0392 |  | 0
1947-04-07 | 0 | 0 | 0 | 0 | -12.5669 | -12.5669 | 3166.048 | 23682.0391 |  | 0
1947-04-08 | 0.0033333 | 9.2 | 4.0107 | 4.0107 | -7.3776 | -7.3776 | 3158.6705 | 23626.855 |  | 0
1947-04-09 | 0 | 0 | 0 | 0 | -12.5669 | -12.5669 | 3146.1036 | 23532.8549 |  | 0
1947-04-10 | 0.023333 | 64.4 | 4.0107 | 4.0107 | 47.8224 | 47.8224 | 3193.926 | 23890.5668 |  | 0
1947-04-11 | 0 | 0 | 0 | 0 | -12.5669 | -12.5669 | 3181.3592 | 23796.5666 |  | 0
1947-04-12 | 0.025 | 69 | 4.0107 | 4.0107 | 52.4224 | 52.4224 | 3233.7816 | 24188.6865 |  | 0
1947-04-13 | 0.005 | 13.8 | 4.0107 | 4.0107 | -2.7776 | -2.7776 | 3231.0041 | 24167.9104 |  | 0
1947-04-14 | 0.15333 | 423.2 | 4.0107 | 4.0107 | 406.6224 | 406.6224 | 3637.6265 | 27209.4463 |  | 0
1947-04-15 | 0.065 | 179.4 | 4.0107 | 4.0107 | 162.8224 | 162.8224 | 3800.449 | 28427.3582 |  | 0
1947-04-16 | 0.0016667 | 4.6 | 4.0107 | 4.0107 | -11.9776 | -11.9776 | 3788.4714 | 28337.7661 |  | 0
1947-04-17 | 0 | 0 | 0 | 0 | -12.5669 | -12.5669 | 3775.9045 | 28243.766 |  | 0
1947-04-18 | 0 | 0 | 0 | 0 | -12.5669 | -12.5669 | 3763.3377 | 28149.7658 |  | 0
1947-04-19 | 0 | 0 | 0 | 0 | -12.5669 | -12.5669 | 3750.7708 | 28055.7657 |  | 0
1947-04-20 | 0 | 0 | 0 | 0 | -12.5669 | -12.5669 | 3738.204 | 27961.7656 |  | 0
1947-04-21 | 0 | 0 | 0 | 0 | -12.5669 | -12.5669 | 3725.6371 | 27867.7655 |  | 0
1947-04-22 | 0 | 0 | 0 | 0 | -12.5669 | -12.5669 | 3713.0702 | 27773.7654 |  | 0
1947-04-23 | 0 | 0 | 0 | 0 | -12.5669 | -12.5669 | 3700.5034 | 27679.7653 |  | 0
1947-04-24 | 0.085833 | 236.9 | 4.0107 | 4.0107 | 220.3224 | 220.3224 | 3920.8258 | 29327.7772 |  | 0
1947-04-25 | 0 | 0 | 0 | 0 | -12.5669 | -12.5669 | 3908.259 | 29233.7771 |  | 0
1947-04-26 | 0 | 0 | 0 | 0 | -12.5669 | -12.5669 | 3895.6921 | 29139.7769 |  | 0
1947-04-27 | 0.0033333 | 9.2 | 4.0107 | 4.0107 | -7.3776 | -7.3776 | 3888.3145 | 29084.5928 |  | 0
1947-04-28 | 0.00083333 | 2.3 | 4.0107 | 2.3 | -12.5669 | -12.5669 | 3875.7477 | 28990.5927 |  | 0
1947-04-29 | 0.0058333 | 16.1 | 4.0107 | 4.0107 | -0.47756 | -0.47756 | 3875.2701 | 28987.0206 |  | 0
1947-04-30 | 0 | 0 | 0 | 0 | -12.5669 | -12.5669 | 3862.7033 | 28893.0205 |  | 0
1947-05-01 | 0 | 0 | 0 | 0 | -12.5669 | -12.5669 | 3850.1364 | 28799.0204 |  | 0
1947-05-02 | 0 | 0 | 0 | 0 | -12.5669 | -12.5669 | 3837.5696 | 28705.0203 |  | 0
1947-05-03 | 0 | 0 | 0 | 0 | -12.5669 | -12.5669 | 3825.0027 | 28611.0202 |  | 0
1947-05-04 | 0 | 0 | 0 | 0 | -12.5669 | -12.5669 | 3812.4358 | 28517.02 |  | 0
1947-05-05 | 0 | 0 | 0 | 0 | -12.5669 | -12.5669 | 3799.869 | 28423.0199 |  | 0
1947-05-06 | 0.035 | 96.6 | 4.0107 | 4.0107 | 80.0224 | 80.0224 | 3879.8914 | 29021.5878 |  | 0
1947-05-07 | 0.036667 | 101.2 | 4.0107 | 4.0107 | 84.6224 | 84.6224 | 3964.5139 | 29654.5637 |  | 0
1947-05-08 | 0.069167 | 190.9 | 4.0107 | 4.0107 | 174.3224 | 174.3224 | 3997.8631 | 29904.0163 |  | 128.4063
1947-05-09 | 0 | 0 | 0 | 0 | -12.5669 | -12.5669 | 3985.2963 | 29810.0162 |  | 0
1947-05-10 | 0.020833 | 57.5 | 4.0107 | 4.0107 | 40.9224 | 40.9224 | 3997.8631 | 29904.0163 |  | 15.7887
1947-05-11 | 0.0016667 | 4.6 | 4.0107 | 4.0107 | -11.9776 | -11.9776 | 3985.8856 | 29814.4242 |  | 0
1947-05-12 | 0.013333 | 36.8 | 4.0107 | 4.0107 | 20.2224 | 20.2224 | 4006.108 | 29965.6881 |  | 0
1947-05-13 | 0 | 0 | 0 | 0 | -12.5669 | -12.5669 | 3993.5412 | 29871.6879 |  | 0
1947-05-14 | 0 | 0 | 0 | 0 | -12.5669 | -12.5669 | 3980.9743 | 29777.6878 |  | 0
1947-05-15 | 0 | 0 | 0 | 0 | -12.5669 | -12.5669 | 3968.4074 | 29683.6877 |  | 0
1947-05-16 | 0.04 | 110.4 | 4.0107 | 4.0107 | 93.8224 | 93.8224 | 3997.8631 | 29904.0163 |  | 51.7999
1947-05-17 | 0 | 0 | 0 | 0 | -12.5669 | -12.5669 | 3985.2963 | 29810.0162 |  | 0
1947-05-18 | 0.005 | 13.8 | 4.0107 | 4.0107 | -2.7776 | -2.7776 | 3982.5187 | 29789.2401 |  | 0
1947-05-19 | 0.051667 | 142.6 | 4.0107 | 4.0107 | 126.0224 | 126.0224 | 3997.8631 | 29904.0163 |  | 98.1112
1947-05-20 | 0.030833 | 85.1 | 4.0107 | 4.0107 | 68.5224 | 68.5224 | 3997.8631 | 29904.0163 |  | 55.9556
1947-05-21 | 0 | 0 | 0 | 0 | -12.5669 | -12.5669 | 3985.2963 | 29810.0162 |  | 0
1947-05-22 | 0.0125 | 34.5 | 4.0107 | 4.0107 | 17.9224 | 17.9224 | 4003.2187 | 29944.0761 |  | 0
1947-05-23 | 0.035833 | 98.9 | 4.0107 | 4.0107 | 82.3224 | 82.3224 | 3997.8631 | 29904.0163 |  | 75.1112
1947-05-24 | 0.076667 | 211.6 | 4.0107 | 4.0107 | 195.0224 | 195.0224 | 3997.8631 | 29904.0163 |  | 182.4556
1947-05-25 | 0 | 0 | 0 | 0 | -12.5669 | -12.5669 | 3985.2963 | 29810.0162 |  | 0
1947-05-26 | 0 | 0 | 0 | 0 | -12.5669 | -12.5669 | 3972.7294 | 29716.0161 |  | 0
1947-05-27 | 0 | 0 | 0 | 0 | -12.5669 | -12.5669 | 3960.1626 | 29622.0159 |  | 0
1947-05-28 | 0 | 0 | 0 | 0 | -12.5669 | -12.5669 | 3947.5957 | 29528.0158 |  | 0
1947-05-29 | 0 | 0 | 0 | 0 | -12.5669 | -12.5669 | 3935.0288 | 29434.0157 |  | 0
1947-05-30 | 0 | 0 | 0 | 0 | -12.5669 | -12.5669 | 3922.462 | 29340.0156 |  | 0
1947-05-31 | 0 | 0 | 0 | 0 | -12.5669 | -12.5669 | 3909.8951 | 29246.0155 |  | 0
1947-06-01 | 0 | 0 | 0 | 0 | -12.5669 | -12.5669 | 3897.3283 | 29152.0154 |  | 0
1947-06-02 | 0 | 0 | 0 | 0 | -12.5669 | -12.5669 | 3884.7614 | 29058.0153 |  | 0
1947-06-03 | 0 | 0 | 0 | 0 | -12.5669 | -12.5669 | 3872.1945 | 28964.0152 |  | 0
1947-06-04 | 0 | 0 | 0 | 0 | -12.5669 | -12.5669 | 3859.6277 | 28870.015 |  | 0
1947-06-05 | 0 | 0 | 0 | 0 | -12.5669 | -12.5669 | 3847.0608 | 28776.0149 |  | 0
1947-06-06 | 0 | 0 | 0 | 0 | -12.5669 | -12.5669 | 3834.494 | 28682.0148 |  | 0
1947-06-07 | 0 | 0 | 0 | 0 | -12.5669 | -12.5669 | 3821.9271 | 28588.0147 |  | 0
1947-06-08 | 0 | 0 | 0 | 0 | -12.5669 | -12.5669 | 3809.3602 | 28494.0146 |  | 0
1947-06-09 | 0 | 0 | 0 | 0 | -12.5669 | -12.5669 | 3796.7934 | 28400.0145 |  | 0
1947-06-10 | 0 | 0 | 0 | 0 | -12.5669 | -12.5669 | 3784.2265 | 28306.0144 |  | 0
1947-06-11 | 0 | 0 | 0 | 0 | -12.5669 | -12.5669 | 3771.6597 | 28212.0143 |  | 0
1947-06-12 | 0.13 | 358.8 | 4.0107 | 4.0107 | 342.2224 | 342.2224 | 3997.8631 | 29904.0163 |  | 103.4521
1947-06-13 | 0.12667 | 349.6 | 4.0107 | 4.0107 | 333.0224 | 333.0224 | 3997.8631 | 29904.0163 |  | 320.4556
1947-06-14 | 0 | 0 | 0 | 0 | -12.5669 | -12.5669 | 3985.2963 | 29810.0162 |  | 0
1947-06-15 | 0 | 0 | 0 | 0 | -12.5669 | -12.5669 | 3972.7294 | 29716.0161 |  | 0
1947-06-16 | 0 | 0 | 0 | 0 | -12.5669 | -12.5669 | 3960.1626 | 29622.0159 |  | 0
1947-06-17 | 0 | 0 | 0 | 0 | -12.5669 | -12.5669 | 3947.5957 | 29528.0158 |  | 0
1947-06-18 | 0 | 0 | 0 | 0 | -12.5669 | -12.5669 | 3935.0288 | 29434.0157 |  | 0
1947-06-19 | 0.0058333 | 16.1 | 4.0107 | 4.0107 | -0.47756 | -0.47756 | 3934.5513 | 29430.4436 |  | 0
1947-06-20 | 0 | 0 | 0 | 0 | -12.5669 | -12.5669 | 3921.9844 | 29336.4435 |  | 0
1947-06-21 | 0 | 0 | 0 | 0 | -12.5669 | -12.5669 | 3909.4176 | 29242.4434 |  | 0
1947-06-22 | 0 | 0 | 0 | 0 | -12.5669 | -12.5669 | 3896.8507 | 29148.4433 |  | 0
1947-06-23 | 0.011667 | 32.2 | 4.0107 | 4.0107 | 15.6224 | 15.6224 | 3912.4731 | 29265.2992 |  | 0
1947-06-24 | 0 | 0 | 0 | 0 | -12.5669 | -12.5669 | 3899.9063 | 29171.299 |  | 0
1947-06-25 | 0 | 0 | 0 | 0 | -12.5669 | -12.5669 | 3887.3394 | 29077.2989 |  | 0
1947-06-26 | 0 | 0 | 0 | 0 | -12.5669 | -12.5669 | 3874.7726 | 28983.2988 |  | 0
1947-06-27 | 0 | 0 | 0 | 0 | -12.5669 | -12.5669 | 3862.2057 | 28889.2987 |  | 0
1947-06-28 | 0 | 0 | 0 | 0 | -12.5669 | -12.5669 | 3849.6388 | 28795.2986 |  | 0
1947-06-29 | 0 | 0 | 0 | 0 | -12.5669 | -12.5669 | 3837.072 | 28701.2985 |  | 0
1947-06-30 | 0 | 0 | 0 | 0 | -12.5669 | -12.5669 | 3824.5051 | 28607.2984 |  | 0
1947-07-01 | 0 | 0 | 0 | 0 | -12.5669 | -12.5669 | 3811.9383 | 28513.2983 |  | 0
1947-07-02 | 0 | 0 | 0 | 0 | -12.5669 | -12.5669 | 3799.3714 | 28419.2981 |  | 0
1947-07-03 | 0 | 0 | 0 | 0 | -12.5669 | -12.5669 | 3786.8045 | 28325.298 |  | 0
1947-07-04 | 0 | 0 | 0 | 0 | -12.5669 | -12.5669 | 3774.2377 | 28231.2979 |  | 0
1947-07-05 | 0 | 0 | 0 | 0 | -12.5669 | -12.5669 | 3761.6708 | 28137.2978 |  | 0
1947-07-06 | 0 | 0 | 0 | 0 | -12.5669 | -12.5669 | 3749.104 | 28043.2977 |  | 0
1947-07-07 | 0 | 0 | 0 | 0 | -12.5669 | -12.5669 | 3736.5371 | 27949.2976 |  | 0
1947-07-08 | 0 | 0 | 0 | 0 | -12.5669 | -12.5669 | 3723.9702 | 27855.2975 |  | 0
1947-07-09 | 0.005 | 13.8 | 4.0107 | 4.0107 | -2.7776 | -2.7776 | 3721.1927 | 27834.5214 |  | 0
1947-07-10 | 0.025 | 69 | 4.0107 | 4.0107 | 52.4224 | 52.4224 | 3773.6151 | 28226.6412 |  | 0
1947-07-11 | 0 | 0 | 0 | 0 | -12.5669 | -12.5669 | 3761.0483 | 28132.6411 |  | 0
1947-07-12 | 0 | 0 | 0 | 0 | -12.5669 | -12.5669 | 3748.4814 | 28038.641 |  | 0
1947-07-13 | 0 | 0 | 0 | 0 | -12.5669 | -12.5669 | 3735.9146 | 27944.6409 |  | 0
1947-07-14 | 0 | 0 | 0 | 0 | -12.5669 | -12.5669 | 3723.3477 | 27850.6408 |  | 0
1947-07-15 | 0 | 0 | 0 | 0 | -12.5669 | -12.5669 | 3710.7808 | 27756.6407 |  | 0
1947-07-16 | 0 | 0 | 0 | 0 | -12.5669 | -12.5669 | 3698.214 | 27662.6406 |  | 0
1947-07-17 | 0 | 0 | 0 | 0 | -12.5669 | -12.5669 | 3685.6471 | 27568.6405 |  | 0
1947-07-18 | 0 | 0 | 0 | 0 | -12.5669 | -12.5669 | 3673.0803 | 27474.6403 |  | 0
1947-07-19 | 0 | 0 | 0 | 0 | -12.5669 | -12.5669 | 3660.5134 | 27380.6402 |  | 0
1947-07-20 | 0 | 0 | 0 | 0 | -12.5669 | -12.5669 | 3647.9465 | 27286.6401 |  | 0
1947-07-21 | 0 | 0 | 0 | 0 | -12.5669 | -12.5669 | 3635.3797 | 27192.64 |  | 0
1947-07-22 | 0 | 0 | 0 | 0 | -12.5669 | -12.5669 | 3622.8128 | 27098.6399 |  | 0
1947-07-23 | 0 | 0 | 0 | 0 | -12.5669 | -12.5669 | 3610.246 | 27004.6398 |  | 0
1947-07-24 | 0.025833 | 71.3 | 4.0107 | 4.0107 | 54.7224 | 54.7224 | 3664.9684 | 27413.9637 |  | 0
1947-07-25 | 0.011667 | 32.2 | 4.0107 | 4.0107 | 15.6224 | 15.6224 | 3680.5908 | 27530.8195 |  | 0
1947-07-26 | 0 | 0 | 0 | 0 | -12.5669 | -12.5669 | 3668.024 | 27436.8194 |  | 0
1947-07-27 | 0 | 0 | 0 | 0 | -12.5669 | -12.5669 | 3655.4571 | 27342.8193 |  | 0
1947-07-28 | 0 | 0 | 0 | 0 | -12.5669 | -12.5669 | 3642.8903 | 27248.8192 |  | 0
1947-07-29 | 0 | 0 | 0 | 0 | -12.5669 | -12.5669 | 3630.3234 | 27154.8191 |  | 0
1947-07-30 | 0 | 0 | 0 | 0 | -12.5669 | -12.5669 | 3617.7565 | 27060.819 |  | 0
1947-07-31 | 0 | 0 | 0 | 0 | -12.5669 | -12.5669 | 3605.1897 | 26966.8189 |  | 0
1947-08-01 | 0 | 0 | 0 | 0 | -12.5669 | -12.5669 | 3592.6228 | 26872.8188 |  | 0
1947-08-02 | 0 | 0 | 0 | 0 | -12.5669 | -12.5669 | 3580.056 | 26778.8186 |  | 0
1947-08-03 | 0 | 0 | 0 | 0 | -12.5669 | -12.5669 | 3567.4891 | 26684.8185 |  | 0
1947-08-04 | 0 | 0 | 0 | 0 | -12.5669 | -12.5669 | 3554.9222 | 26590.8184 |  | 0
1947-08-05 | 0 | 0 | 0 | 0 | -12.5669 | -12.5669 | 3542.3554 | 26496.8183 |  | 0
1947-08-06 | 0 | 0 | 0 | 0 | -12.5669 | -12.5669 | 3529.7885 | 26402.8182 |  | 0
1947-08-07 | 0 | 0 | 0 | 0 | -12.5669 | -12.5669 | 3517.2217 | 26308.8181 |  | 0
1947-08-08 | 0 | 0 | 0 | 0 | -12.5669 | -12.5669 | 3504.6548 | 26214.818 |  | 0
1947-08-09 | 0 | 0 | 0 | 0 | -12.5669 | -12.5669 | 3492.0879 | 26120.8179 |  | 0
1947-08-10 | 0 | 0 | 0 | 0 | -12.5669 | -12.5669 | 3479.5211 | 26026.8177 |  | 0
1947-08-11 | 0 | 0 | 0 | 0 | -12.5669 | -12.5669 | 3466.9542 | 25932.8176 |  | 0
1947-08-12 | 0 | 0 | 0 | 0 | -12.5669 | -12.5669 | 3454.3874 | 25838.8175 |  | 0
1947-08-13 | 0 | 0 | 0 | 0 | -12.5669 | -12.5669 | 3441.8205 | 25744.8174 |  | 0
1947-08-14 | 0 | 0 | 0 | 0 | -12.5669 | -12.5669 | 3429.2536 | 25650.8173 |  | 0
1947-08-15 | 0 | 0 | 0 | 0 | -12.5669 | -12.5669 | 3416.6868 | 25556.8172 |  | 0
1947-08-16 | 0 | 0 | 0 | 0 | -12.5669 | -12.5669 | 3404.1199 | 25462.8171 |  | 0
1947-08-17 | 0 | 0 | 0 | 0 | -12.5669 | -12.5669 | 3391.5531 | 25368.817 |  | 0
1947-08-18 | 0.0016667 | 4.6 | 4.0107 | 4.0107 | -11.9776 | -11.9776 | 3379.5755 | 25279.2248 |  | 0
1947-08-19 | 0 | 0 | 0 | 0 | -12.5669 | -12.5669 | 3367.0087 | 25185.2247 |  | 0
1947-08-20 | 0 | 0 | 0 | 0 | -12.5669 | -12.5669 | 3354.4418 | 25091.2246 |  | 0
1947-08-21 | 0 | 0 | 0 | 0 | -12.5669 | -12.5669 | 3341.8749 | 24997.2245 |  | 0
1947-08-22 | 0 | 0 | 0 | 0 | -12.5669 | -12.5669 | 3329.3081 | 24903.2244 |  | 0
1947-08-23 | 0 | 0 | 0 | 0 | -12.5669 | -12.5669 | 3316.7412 | 24809.2243 |  | 0
1947-08-24 | 0 | 0 | 0 | 0 | -12.5669 | -12.5669 | 3304.1744 | 24715.2242 |  | 0
1947-08-25 | 0 | 0 | 0 | 0 | -12.5669 | -12.5669 | 3291.6075 | 24621.2241 |  | 0
1947-08-26 | 0 | 0 | 0 | 0 | -12.5669 | -12.5669 | 3279.0406 | 24527.2239 |  | 0
1947-08-27 | 0 | 0 | 0 | 0 | -12.5669 | -12.5669 | 3266.4738 | 24433.2238 |  | 0
1947-08-28 | 0 | 0 | 0 | 0 | -12.5669 | -12.5669 | 3253.9069 | 24339.2237 |  | 0
1947-08-29 | 0 | 0 | 0 | 0 | -12.5669 | -12.5669 | 3241.3401 | 24245.2236 |  | 0
1947-08-30 | 0 | 0 | 0 | 0 | -12.5669 | -12.5669 | 3228.7732 | 24151.2235 |  | 0
1947-08-31 | 0 | 0 | 0 | 0 | -12.5669 | -12.5669 | 3216.2063 | 24057.2234 |  | 0
1947-09-01 | 0 | 0 | 0 | 0 | -12.5669 | -12.5669 | 3203.6395 | 23963.2233 |  | 0
1947-09-02 | 0 | 0 | 0 | 0 | -12.5669 | -12.5669 | 3191.0726 | 23869.2232 |  | 0
1947-09-03 | 0 | 0 | 0 | 0 | -12.5669 | -12.5669 | 3178.5058 | 23775.223 |  | 0
1947-09-04 | 0 | 0 | 0 | 0 | -12.5669 | -12.5669 | 3165.9389 | 23681.2229 |  | 0
1947-09-05 | 0 | 0 | 0 | 0 | -12.5669 | -12.5669 | 3153.372 | 23587.2228 |  | 0
1947-09-06 | 0 | 0 | 0 | 0 | -12.5669 | -12.5669 | 3140.8052 | 23493.2227 |  | 0
1947-09-07 | 0 | 0 | 0 | 0 | -12.5669 | -12.5669 | 3128.2383 | 23399.2226 |  | 0
1947-09-08 | 0 | 0 | 0 | 0 | -12.5669 | -12.5669 | 3115.6715 | 23305.2225 |  | 0
1947-09-09 | 0.053333 | 147.2 | 4.0107 | 4.0107 | 130.6224 | 130.6224 | 3246.2939 | 24282.2784 |  | 0
1947-09-10 | 0.0058333 | 16.1 | 4.0107 | 4.0107 | -0.47756 | -0.47756 | 3245.8163 | 24278.7062 |  | 0
1947-09-11 | 0 | 0 | 0 | 0 | -12.5669 | -12.5669 | 3233.2495 | 24184.7061 |  | 0
1947-09-12 | 0 | 0 | 0 | 0 | -12.5669 | -12.5669 | 3220.6826 | 24090.706 |  | 0
1947-09-13 | 0 | 0 | 0 | 0 | -12.5669 | -12.5669 | 3208.1158 | 23996.7059 |  | 0
1947-09-14 | 0 | 0 | 0 | 0 | -12.5669 | -12.5669 | 3195.5489 | 23902.7058 |  | 0
1947-09-15 | 0 | 0 | 0 | 0 | -12.5669 | -12.5669 | 3182.982 | 23808.7057 |  | 0
1947-09-16 | 0 | 0 | 0 | 0 | -12.5669 | -12.5669 | 3170.4152 | 23714.7056 |  | 0
1947-09-17 | 0 | 0 | 0 | 0 | -12.5669 | -12.5669 | 3157.8483 | 23620.7055 |  | 0
1947-09-18 | 0 | 0 | 0 | 0 | -12.5669 | -12.5669 | 3145.2815 | 23526.7053 |  | 0
1947-09-19 | 0 | 0 | 0 | 0 | -12.5669 | -12.5669 | 3132.7146 | 23432.7052 |  | 0
1947-09-20 | 0.018333 | 50.6 | 4.0107 | 4.0107 | 34.0224 | 34.0224 | 3166.737 | 23687.1931 |  | 0
1947-09-21 | 0 | 0 | 0 | 0 | -12.5669 | -12.5669 | 3154.1702 | 23593.193 |  | 0
1947-09-22 | 0 | 0 | 0 | 0 | -12.5669 | -12.5669 | 3141.6033 | 23499.1929 |  | 0
1947-09-23 | 0 | 0 | 0 | 0 | -12.5669 | -12.5669 | 3129.0365 | 23405.1928 |  | 0
1947-09-24 | 0 | 0 | 0 | 0 | -12.5669 | -12.5669 | 3116.4696 | 23311.1927 |  | 0
1947-09-25 | 0 | 0 | 0 | 0 | -12.5669 | -12.5669 | 3103.9027 | 23217.1926 |  | 0
1947-09-26 | 0 | 0 | 0 | 0 | -12.5669 | -12.5669 | 3091.3359 | 23123.1924 |  | 0
1947-09-27 | 0 | 0 | 0 | 0 | -12.5669 | -12.5669 | 3078.769 | 23029.1923 |  | 0
1947-09-28 | 0 | 0 | 0 | 0 | -12.5669 | -12.5669 | 3066.2022 | 22935.1922 |  | 0
1947-09-29 | 0 | 0 | 0 | 0 | -12.5669 | -12.5669 | 3053.6353 | 22841.1921 |  | 0
1947-09-30 | 0 | 0 | 0 | 0 | -12.5669 | -12.5669 | 3041.0684 | 22747.192 |  | 0
1947-10-01 | 0 | 0 | 0 | 0 | -12.5669 | -12.5669 | 3028.5016 | 22653.1919 |  | 0
1947-10-02 | 0 | 0 | 0 | 0 | -12.5669 | -12.5669 | 3015.9347 | 22559.1918 |  | 0
1947-10-03 | 0 | 0 | 0 | 0 | -12.5669 | -12.5669 | 3003.3679 | 22465.1917 |  | 0
1947-10-04 | 0 | 0 | 0 | 0 | -12.5669 | -12.5669 | 2990.801 | 22371.1915 |  | 0
1947-10-05 | 0 | 0 | 0 | 0 | -12.5669 | -12.5669 | 2978.2341 | 22277.1914 |  | 0
1947-10-06 | 0 | 0 | 0 | 0 | -12.5669 | -12.5669 | 2965.6673 | 22183.1913 |  | 0
1947-10-07 | 0.0075 | 20.7 | 4.0107 | 4.0107 | 4.1224 | 4.1224 | 2969.7897 | 22214.0272 |  | 0
1947-10-08 | 0.0025 | 6.9 | 4.0107 | 4.0107 | -9.6776 | -9.6776 | 2960.1122 | 22141.6391 |  | 0
1947-10-09 | 0 | 0 | 0 | 0 | -12.5669 | -12.5669 | 2947.5453 | 22047.639 |  | 0
1947-10-10 | 0 | 0 | 0 | 0 | -12.5669 | -12.5669 | 2934.9785 | 21953.6389 |  | 0
1947-10-11 | 0 | 0 | 0 | 0 | -12.5669 | -12.5669 | 2922.4116 | 21859.6388 |  | 0
1947-10-12 | 0 | 0 | 0 | 0 | -12.5669 | -12.5669 | 2909.8447 | 21765.6386 |  | 0
1947-10-13 | 0 | 0 | 0 | 0 | -12.5669 | -12.5669 | 2897.2779 | 21671.6385 |  | 0
1947-10-14 | 0 | 0 | 0 | 0 | -12.5669 | -12.5669 | 2884.711 | 21577.6384 |  | 0
1947-10-15 | 0.0083333 | 23 | 4.0107 | 4.0107 | 6.4224 | 6.4224 | 2891.1335 | 21625.6783 |  | 0
1947-10-16 | 0 | 0 | 0 | 0 | -12.5669 | -12.5669 | 2878.5666 | 21531.6782 |  | 0
1947-10-17 | 0 | 0 | 0 | 0 | -12.5669 | -12.5669 | 2865.9997 | 21437.6781 |  | 0
1947-10-18 | 0 | 0 | 0 | 0 | -12.5669 | -12.5669 | 2853.4329 | 21343.678 |  | 0
1947-10-19 | 0 | 0 | 0 | 0 | -12.5669 | -12.5669 | 2840.866 | 21249.6778 |  | 0
1947-10-20 | 0 | 0 | 0 | 0 | -12.5669 | -12.5669 | 2828.2992 | 21155.6777 |  | 0
1947-10-21 | 0 | 0 | 0 | 0 | -12.5669 | -12.5669 | 2815.7323 | 21061.6776 |  | 0
1947-10-22 | 0 | 0 | 0 | 0 | -12.5669 | -12.5669 | 2803.1654 | 20967.6775 |  | 0
1947-10-23 | 0 | 0 | 0 | 0 | -12.5669 | -12.5669 | 2790.5986 | 20873.6774 |  | 0
1947-10-24 | 0.0066667 | 18.4 | 4.0107 | 4.0107 | 1.8224 | 1.8224 | 2792.421 | 20887.3093 |  | 0
1947-10-25 | 0.026667 | 73.6 | 4.0107 | 4.0107 | 57.0224 | 57.0224 | 2849.4435 | 21313.8372 |  | 0
1947-10-26 | 0.019167 | 52.9 | 4.0107 | 4.0107 | 36.3224 | 36.3224 | 2885.7659 | 21585.5291 |  | 0
1947-10-27 | 0 | 0 | 0 | 0 | -12.5669 | -12.5669 | 2873.1991 | 21491.5289 |  | 0
1947-10-28 | 0 | 0 | 0 | 0 | -12.5669 | -12.5669 | 2860.6322 | 21397.5288 |  | 0
1947-10-29 | 0.015833 | 43.7 | 4.0107 | 4.0107 | 27.1224 | 27.1224 | 2887.7546 | 21600.4047 |  | 0
1947-10-30 | 0 | 0 | 0 | 0 | -12.5669 | -12.5669 | 2875.1878 | 21506.4046 |  | 0
1947-10-31 | 0 | 0 | 0 | 0 | -12.5669 | -12.5669 | 2862.6209 | 21412.4045 |  | 0
1947-11-01 | 0 | 0 | 0 | 0 | -12.5669 | -12.5669 | 2850.0541 | 21318.4044 |  | 0
1947-11-02 | 0 | 0 | 0 | 0 | -12.5669 | -12.5669 | 2837.4872 | 21224.4043 |  | 0
1947-11-03 | 0 | 0 | 0 | 0 | -12.5669 | -12.5669 | 2824.9203 | 21130.4042 |  | 0
1947-11-04 | 0 | 0 | 0 | 0 | -12.5669 | -12.5669 | 2812.3535 | 21036.404 |  | 0
1947-11-05 | 0 | 0 | 0 | 0 | -12.5669 | -12.5669 | 2799.7866 | 20942.4039 |  | 0
1947-11-06 | 0 | 0 | 0 | 0 | -12.5669 | -12.5669 | 2787.2198 | 20848.4038 |  | 0
1947-11-07 | 0 | 0 | 0 | 0 | -12.5669 | -12.5669 | 2774.6529 | 20754.4037 |  | 0
1947-11-08 | 0 | 0 | 0 | 0 | -12.5669 | -12.5669 | 2762.086 | 20660.4036 |  | 0
1947-11-09 | 0 | 0 | 0 | 0 | -12.5669 | -12.5669 | 2749.5192 | 20566.4035 |  | 0
1947-11-10 | 0 | 0 | 0 | 0 | -12.5669 | -12.5669 | 2736.9523 | 20472.4034 |  | 0
1947-11-11 | 0 | 0 | 0 | 0 | -12.5669 | -12.5669 | 2724.3855 | 20378.4033 |  | 0
1947-11-12 | 0 | 0 | 0 | 0 | -12.5669 | -12.5669 | 2711.8186 | 20284.4031 |  | 0
1947-11-13 | 0.036667 | 101.2 | 4.0107 | 4.0107 | 84.6224 | 84.6224 | 2796.441 | 20917.379 |  | 0
1947-11-14 | 0.076667 | 211.6 | 4.0107 | 4.0107 | 195.0224 | 195.0224 | 2991.4635 | 22376.1469 |  | 0
1947-11-15 | 0 | 0 | 0 | 0 | -12.5669 | -12.5669 | 2978.8966 | 22282.1468 |  | 0
1947-11-16 | 0.0016667 | 4.6 | 4.0107 | 4.0107 | -11.9776 | -11.9776 | 2966.9191 | 22192.5547 |  | 0
1947-11-17 | 0.044167 | 121.9 | 4.0107 | 4.0107 | 105.3224 | 105.3224 | 3072.2415 | 22980.3666 |  | 0
1947-11-18 | 0.014167 | 39.1 | 4.0107 | 4.0107 | 22.5224 | 22.5224 | 3094.764 | 23148.8345 |  | 0
1947-11-19 | 0 | 0 | 0 | 0 | -12.5669 | -12.5669 | 3082.1971 | 23054.8344 |  | 0
1947-11-20 | 0.0016667 | 4.6 | 4.0107 | 4.0107 | -11.9776 | -11.9776 | 3070.2196 | 22965.2422 |  | 0
1947-11-21 | 0.076667 | 211.6 | 4.0107 | 4.0107 | 195.0224 | 195.0224 | 3265.242 | 24424.0101 |  | 0
1947-11-22 | 0.0033333 | 9.2 | 4.0107 | 4.0107 | -7.3776 | -7.3776 | 3257.8644 | 24368.826 |  | 0
1947-11-23 | 0.0016667 | 4.6 | 4.0107 | 4.0107 | -11.9776 | -11.9776 | 3245.8869 | 24279.2339 |  | 0
1947-11-24 | 0 | 0 | 0 | 0 | -12.5669 | -12.5669 | 3233.32 | 24185.2338 |  | 0
1947-11-25 | 0 | 0 | 0 | 0 | -12.5669 | -12.5669 | 3220.7532 | 24091.2337 |  | 0
1947-11-26 | 0 | 0 | 0 | 0 | -12.5669 | -12.5669 | 3208.1863 | 23997.2336 |  | 0
1947-11-27 | 0 | 0 | 0 | 0 | -12.5669 | -12.5669 | 3195.6194 | 23903.2334 |  | 0
1947-11-28 | 0 | 0 | 0 | 0 | -12.5669 | -12.5669 | 3183.0526 | 23809.2333 |  | 0
1947-11-29 | 0 | 0 | 0 | 0 | -12.5669 | -12.5669 | 3170.4857 | 23715.2332 |  | 0
1947-11-30 | 0 | 0 | 0 | 0 | -12.5669 | -12.5669 | 3157.9189 | 23621.2331 |  | 0
1947-12-01 | 0 | 0 | 0 | 0 | -12.5669 | -12.5669 | 3145.352 | 23527.233 |  | 0
1947-12-02 | 0 | 0 | 0 | 0 | -12.5669 | -12.5669 | 3132.7851 | 23433.2329 |  | 0
1947-12-03 | 0.089167 | 246.1 | 4.0107 | 4.0107 | 229.5224 | 229.5224 | 3362.3076 | 25150.0608 |  | 0
1947-12-04 | 0 | 0 | 0 | 0 | -12.5669 | -12.5669 | 3349.7407 | 25056.0607 |  | 0
1947-12-05 | 0 | 0 | 0 | 0 | -12.5669 | -12.5669 | 3337.1739 | 24962.0605 |  | 0
1947-12-06 | 0 | 0 | 0 | 0 | -12.5669 | -12.5669 | 3324.607 | 24868.0604 |  | 0
1947-12-07 | 0 | 0 | 0 | 0 | -12.5669 | -12.5669 | 3312.0401 | 24774.0603 |  | 0
1947-12-08 | 0 | 0 | 0 | 0 | -12.5669 | -12.5669 | 3299.4733 | 24680.0602 |  | 0
1947-12-09 | 0 | 0 | 0 | 0 | -12.5669 | -12.5669 | 3286.9064 | 24586.0601 |  | 0
1947-12-10 | 0 | 0 | 0 | 0 | -12.5669 | -12.5669 | 3274.3396 | 24492.06 |  | 0
1947-12-11 | 0 | 0 | 0 | 0 | -12.5669 | -12.5669 | 3261.7727 | 24398.0599 |  | 0
1947-12-12 | 0 | 0 | 0 | 0 | -12.5669 | -12.5669 | 3249.2058 | 24304.0598 |  | 0
1947-12-13 | 0 | 0 | 0 | 0 | -12.5669 | -12.5669 | 3236.639 | 24210.0596 |  | 0
1947-12-14 | 0 | 0 | 0 | 0 | -12.5669 | -12.5669 | 3224.0721 | 24116.0595 |  | 0
1947-12-15 | 0 | 0 | 0 | 0 | -12.5669 | -12.5669 | 3211.5053 | 24022.0594 |  | 0
1947-12-16 | 0 | 0 | 0 | 0 | -12.5669 | -12.5669 | 3198.9384 | 23928.0593 |  | 0
1947-12-17 | 0 | 0 | 0 | 0 | -12.5669 | -12.5669 | 3186.3715 | 23834.0592 |  | 0
1947-12-18 | 0 | 0 | 0 | 0 | -12.5669 | -12.5669 | 3173.8047 | 23740.0591 |  | 0
1947-12-19 | 0 | 0 | 0 | 0 | -12.5669 | -12.5669 | 3161.2378 | 23646.059 |  | 0
1947-12-20 | 0.0075 | 20.7 | 4.0107 | 4.0107 | 4.1224 | 4.1224 | 3165.3603 | 23676.8949 |  | 0
1947-12-21 | 0 | 0 | 0 | 0 | -12.5669 | -12.5669 | 3152.7934 | 23582.8947 |  | 0
1947-12-22 | 0 | 0 | 0 | 0 | -12.5669 | -12.5669 | 3140.2266 | 23488.8946 |  | 0
1947-12-23 | 0 | 0 | 0 | 0 | -12.5669 | -12.5669 | 3127.6597 | 23394.8945 |  | 0
1947-12-24 | 0 | 0 | 0 | 0 | -12.5669 | -12.5669 | 3115.0928 | 23300.8944 |  | 0
1947-12-25 | 0 | 0 | 0 | 0 | -12.5669 | -12.5669 | 3102.526 | 23206.8943 |  | 0
1947-12-26 | 0 | 0 | 0 | 0 | -12.5669 | -12.5669 | 3089.9591 | 23112.8942 |  | 0
1947-12-27 | 0 | 0 | 0 | 0 | -12.5669 | -12.5669 | 3077.3923 | 23018.8941 |  | 0
1947-12-28 | 0 | 0 | 0 | 0 | -12.5669 | -12.5669 | 3064.8254 | 22924.894 |  | 0
1947-12-29 | 0 | 0 | 0 | 0 | -12.5669 | -12.5669 | 3052.2585 | 22830.8938 |  | 0
1947-12-30 | 0 | 0 | 0 | 0 | -12.5669 | -12.5669 | 3039.6917 | 22736.8937 |  | 0
1947-12-31 | 0.053333 | 147.2 | 4.0107 | 4.0107 | 130.6224 | 130.6224 | 3170.3141 | 23713.9496 |  | 0
1948-01-01 | 0.0083333 | 23 | 4.0107 | 4.0107 | 6.4224 | 6.4224 | 3176.7366 | 23761.9895 |  | 0
1948-01-02 | 0 | 0 | 0 | 0 | -12.5669 | -12.5669 | 3164.1697 | 23667.9894 |  | 0
1948-01-03 | 0 | 0 | 0 | 0 | -12.5669 | -12.5669 | 3151.6028 | 23573.9893 |  | 0
1948-01-04 | 0 | 0 | 0 | 0 | -12.5669 | -12.5669 | 3139.036 | 23479.9892 |  | 0
1948-01-05 | 0 | 0 | 0 | 0 | -12.5669 | -12.5669 | 3126.4691 | 23385.9891 |  | 0
1948-01-06 | 0 | 0 | 0 | 0 | -12.5669 | -12.5669 | 3113.9023 | 23291.9889 |  | 0
1948-01-07 | 0 | 0 | 0 | 0 | -12.5669 | -12.5669 | 3101.3354 | 23197.9888 |  | 0
1948-01-08 | 0 | 0 | 0 | 0 | -12.5669 | -12.5669 | 3088.7685 | 23103.9887 |  | 0
1948-01-09 | 0 | 0 | 0 | 0 | -12.5669 | -12.5669 | 3076.2017 | 23009.9886 |  | 0
1948-01-10 | 0 | 0 | 0 | 0 | -12.5669 | -12.5669 | 3063.6348 | 22915.9885 |  | 0
1948-01-11 | 0 | 0 | 0 | 0 | -12.5669 | -12.5669 | 3051.068 | 22821.9884 |  | 0
1948-01-12 | 0 | 0 | 0 | 0 | -12.5669 | -12.5669 | 3038.5011 | 22727.9883 |  | 0
1948-01-13 | 0 | 0 | 0 | 0 | -12.5669 | -12.5669 | 3025.9342 | 22633.9881 |  | 0
1948-01-14 | 0 | 0 | 0 | 0 | -12.5669 | -12.5669 | 3013.3674 | 22539.988 |  | 0
1948-01-15 | 0 | 0 | 0 | 0 | -12.5669 | -12.5669 | 3000.8005 | 22445.9879 |  | 0
1948-01-16 | 0 | 0 | 0 | 0 | -12.5669 | -12.5669 | 2988.2337 | 22351.9878 |  | 0
1948-01-17 | 0 | 0 | 0 | 0 | -12.5669 | -12.5669 | 2975.6668 | 22257.9877 |  | 0
1948-01-18 | 0 | 0 | 0 | 0 | -12.5669 | -12.5669 | 2963.0999 | 22163.9876 |  | 0
1948-01-19 | 0 | 0 | 0 | 0 | -12.5669 | -12.5669 | 2950.5331 | 22069.9875 |  | 0
1948-01-20 | 0 | 0 | 0 | 0 | -12.5669 | -12.5669 | 2937.9662 | 21975.9874 |  | 0
1948-01-21 | 0 | 0 | 0 | 0 | -12.5669 | -12.5669 | 2925.3994 | 21881.9872 |  | 0
1948-01-22 | 0 | 0 | 0 | 0 | -12.5669 | -12.5669 | 2912.8325 | 21787.9871 |  | 0
1948-01-23 | 0 | 0 | 0 | 0 | -12.5669 | -12.5669 | 2900.2656 | 21693.987 |  | 0
1948-01-24 | 0.029167 | 80.5 | 4.0107 | 4.0107 | 63.9224 | 63.9224 | 2964.1881 | 22172.1269 |  | 0
1948-01-25 | 0 | 0 | 0 | 0 | -12.5669 | -12.5669 | 2951.6212 | 22078.1268 |  | 0
1948-01-26 | 0 | 0 | 0 | 0 | -12.5669 | -12.5669 | 2939.0544 | 21984.1267 |  | 0
1948-01-27 | 0.00083333 | 2.3 | 4.0107 | 2.3 | -12.5669 | -12.5669 | 2926.4875 | 21890.1266 |  | 0
1948-01-28 | 0 | 0 | 0 | 0 | -12.5669 | -12.5669 | 2913.9206 | 21796.1265 |  | 0
1948-01-29 | 0.00083333 | 2.3 | 4.0107 | 2.3 | -12.5669 | -12.5669 | 2901.3538 | 21702.1263 |  | 0
1948-01-30 | 0 | 0 | 0 | 0 | -12.5669 | -12.5669 | 2888.7869 | 21608.1262 |  | 0
1948-01-31 | 0 | 0 | 0 | 0 | -12.5669 | -12.5669 | 2876.2201 | 21514.1261 |  | 0
1948-02-01 | 0 | 0 | 0 | 0 | -12.5669 | -12.5669 | 2863.6532 | 21420.126 |  | 0
1948-02-02 | 0.011667 | 32.2 | 4.0107 | 4.0107 | 15.6224 | 15.6224 | 2879.2757 | 21536.9819 |  | 0
1948-02-03 | 0.0016667 | 4.6 | 4.0107 | 4.0107 | -11.9776 | -11.9776 | 2867.2981 | 21447.3898 |  | 0
1948-02-04 | 0.01 | 27.6 | 4.0107 | 4.0107 | 11.0224 | 11.0224 | 2878.3205 | 21529.8377 |  | 0
1948-02-05 | 0.035 | 96.6 | 4.0107 | 4.0107 | 80.0224 | 80.0224 | 2958.343 | 22128.4056 |  | 0
1948-02-06 | 0.00083333 | 2.3 | 4.0107 | 2.3 | -12.5669 | -12.5669 | 2945.7761 | 22034.4054 |  | 0
1948-02-07 | 0.00083333 | 2.3 | 4.0107 | 2.3 | -12.5669 | -12.5669 | 2933.2093 | 21940.4053 |  | 0
1948-02-08 | 0.0033333 | 9.2 | 4.0107 | 4.0107 | -7.3776 | -7.3776 | 2925.8317 | 21885.2212 |  | 0
1948-02-09 | 0 | 0 | 0 | 0 | -12.5669 | -12.5669 | 2913.2649 | 21791.2211 |  | 0
1948-02-10 | 0 | 0 | 0 | 0 | -12.5669 | -12.5669 | 2900.698 | 21697.221 |  | 0
1948-02-11 | 0.00083333 | 2.3 | 4.0107 | 2.3 | -12.5669 | -12.5669 | 2888.1311 | 21603.2209 |  | 0
1948-02-12 | 0.010833 | 29.9 | 4.0107 | 4.0107 | 13.3224 | 13.3224 | 2901.4536 | 21702.8728 |  | 0
1948-02-13 | 0 | 0 | 0 | 0 | -12.5669 | -12.5669 | 2888.8867 | 21608.8727 |  | 0
1948-02-14 | 0 | 0 | 0 | 0 | -12.5669 | -12.5669 | 2876.3199 | 21514.8725 |  | 0
1948-02-15 | 0 | 0 | 0 | 0 | -12.5669 | -12.5669 | 2863.753 | 21420.8724 |  | 0
1948-02-16 | 0 | 0 | 0 | 0 | -12.5669 | -12.5669 | 2851.1861 | 21326.8723 |  | 0
1948-02-17 | 0 | 0 | 0 | 0 | -12.5669 | -12.5669 | 2838.6193 | 21232.8722 |  | 0
1948-02-18 | 0 | 0 | 0 | 0 | -12.5669 | -12.5669 | 2826.0524 | 21138.8721 |  | 0
1948-02-19 | 0 | 0 | 0 | 0 | -12.5669 | -12.5669 | 2813.4856 | 21044.872 |  | 0
1948-02-20 | 0 | 0 | 0 | 0 | -12.5669 | -12.5669 | 2800.9187 | 20950.8719 |  | 0
1948-02-21 | 0.0016667 | 4.6 | 4.0107 | 4.0107 | -11.9776 | -11.9776 | 2788.9411 | 20861.2797 |  | 0
1948-02-22 | 0 | 0 | 0 | 0 | -12.5669 | -12.5669 | 2776.3743 | 20767.2796 |  | 0
1948-02-23 | 0.0016667 | 4.6 | 4.0107 | 4.0107 | -11.9776 | -11.9776 | 2764.3967 | 20677.6875 |  | 0
1948-02-24 | 0.0575 | 158.7 | 4.0107 | 4.0107 | 142.1224 | 142.1224 | 2906.5192 | 21740.7634 |  | 0
1948-02-25 | 0.0525 | 144.9 | 4.0107 | 4.0107 | 128.3224 | 128.3224 | 3034.8416 | 22700.6153 |  | 0
1948-02-26 | 0.018333 | 50.6 | 4.0107 | 4.0107 | 34.0224 | 34.0224 | 3068.8641 | 22955.1032 |  | 0
1948-02-27 | 0.0091667 | 25.3 | 4.0107 | 4.0107 | 8.7224 | 8.7224 | 3077.5865 | 23020.3471 |  | 0
1948-02-28 | 0 | 0 | 0 | 0 | -12.5669 | -12.5669 | 3065.0196 | 22926.347 |  | 0
1948-02-29 | 0.015833 | 43.7 | 4.0107 | 4.0107 | 27.1224 | 27.1224 | 3092.1421 | 23129.2228 |  | 0
1948-03-01 | 0.005 | 13.8 | 4.0107 | 4.0107 | -2.7776 | -2.7776 | 3089.3645 | 23108.4467 |  | 0
1948-03-02 | 0 | 0 | 0 | 0 | -12.5669 | -12.5669 | 3076.7977 | 23014.4466 |  | 0
1948-03-03 | 0 | 0 | 0 | 0 | -12.5669 | -12.5669 | 3064.2308 | 22920.4465 |  | 0
1948-03-04 | 0 | 0 | 0 | 0 | -12.5669 | -12.5669 | 3051.664 | 22826.4464 |  | 0
1948-03-05 | 0.005 | 13.8 | 4.0107 | 4.0107 | -2.7776 | -2.7776 | 3048.8864 | 22805.6703 |  | 0
1948-03-06 | 0 | 0 | 0 | 0 | -12.5669 | -12.5669 | 3036.3195 | 22711.6702 |  | 0
1948-03-07 | 0 | 0 | 0 | 0 | -12.5669 | -12.5669 | 3023.7527 | 22617.6701 |  | 0
1948-03-08 | 0 | 0 | 0 | 0 | -12.5669 | -12.5669 | 3011.1858 | 22523.6699 |  | 0
1948-03-09 | 0 | 0 | 0 | 0 | -12.5669 | -12.5669 | 2998.619 | 22429.6698 |  | 0
1948-03-10 | 0.036667 | 101.2 | 4.0107 | 4.0107 | 84.6224 | 84.6224 | 3083.2414 | 23062.6457 |  | 0
1948-03-11 | 0 | 0 | 0 | 0 | -12.5669 | -12.5669 | 3070.6745 | 22968.6456 |  | 0
1948-03-12 | 0 | 0 | 0 | 0 | -12.5669 | -12.5669 | 3058.1077 | 22874.6455 |  | 0
1948-03-13 | 0 | 0 | 0 | 0 | -12.5669 | -12.5669 | 3045.5408 | 22780.6454 |  | 0
1948-03-14 | 0 | 0 | 0 | 0 | -12.5669 | -12.5669 | 3032.974 | 22686.6453 |  | 0
1948-03-15 | 0 | 0 | 0 | 0 | -12.5669 | -12.5669 | 3020.4071 | 22592.6452 |  | 0
1948-03-16 | 0 | 0 | 0 | 0 | -12.5669 | -12.5669 | 3007.8402 | 22498.645 |  | 0
1948-03-17 | 0 | 0 | 0 | 0 | -12.5669 | -12.5669 | 2995.2734 | 22404.6449 |  | 0
1948-03-18 | 0.010833 | 29.9 | 4.0107 | 4.0107 | 13.3224 | 13.3224 | 3008.5958 | 22504.2968 |  | 0
1948-03-19 | 0 | 0 | 0 | 0 | -12.5669 | -12.5669 | 2996.029 | 22410.2967 |  | 0
1948-03-20 | 0 | 0 | 0 | 0 | -12.5669 | -12.5669 | 2983.4621 | 22316.2966 |  | 0
1948-03-21 | 0.054167 | 149.5 | 4.0107 | 4.0107 | 132.9224 | 132.9224 | 3116.3846 | 23310.5565 |  | 0
1948-03-22 | 0.00083333 | 2.3 | 4.0107 | 2.3 | -12.5669 | -12.5669 | 3103.8177 | 23216.5564 |  | 0
1948-03-23 | 0 | 0 | 0 | 0 | -12.5669 | -12.5669 | 3091.2508 | 23122.5563 |  | 0
1948-03-24 | 0 | 0 | 0 | 0 | -12.5669 | -12.5669 | 3078.684 | 23028.5561 |  | 0
1948-03-25 | 0 | 0 | 0 | 0 | -12.5669 | -12.5669 | 3066.1171 | 22934.556 |  | 0
1948-03-26 | 0 | 0 | 0 | 0 | -12.5669 | -12.5669 | 3053.5503 | 22840.5559 |  | 0
1948-03-27 | 0 | 0 | 0 | 0 | -12.5669 | -12.5669 | 3040.9834 | 22746.5558 |  | 0
1948-03-28 | 0 | 0 | 0 | 0 | -12.5669 | -12.5669 | 3028.4165 | 22652.5557 |  | 0
1948-03-29 | 0 | 0 | 0 | 0 | -12.5669 | -12.5669 | 3015.8497 | 22558.5556 |  | 0
1948-03-30 | 0 | 0 | 0 | 0 | -12.5669 | -12.5669 | 3003.2828 | 22464.5555 |  | 0
1948-03-31 | 0 | 0 | 0 | 0 | -12.5669 | -12.5669 | 2990.716 | 22370.5553 |  | 0
1948-04-01 | 0 | 0 | 0 | 0 | -12.5669 | -12.5669 | 2978.1491 | 22276.5552 |  | 0
1948-04-02 | 0 | 0 | 0 | 0 | -12.5669 | -12.5669 | 2965.5822 | 22182.5551 |  | 0
1948-04-03 | 0 | 0 | 0 | 0 | -12.5669 | -12.5669 | 2953.0154 | 22088.555 |  | 0
1948-04-04 | 0 | 0 | 0 | 0 | -12.5669 | -12.5669 | 2940.4485 | 21994.5549 |  | 0
1948-04-05 | 0 | 0 | 0 | 0 | -12.5669 | -12.5669 | 2927.8817 | 21900.5548 |  | 0
1948-04-06 | 0 | 0 | 0 | 0 | -12.5669 | -12.5669 | 2915.3148 | 21806.5547 |  | 0
1948-04-07 | 0 | 0 | 0 | 0 | -12.5669 | -12.5669 | 2902.7479 | 21712.5546 |  | 0
1948-04-08 | 0 | 0 | 0 | 0 | -12.5669 | -12.5669 | 2890.1811 | 21618.5544 |  | 0
1948-04-09 | 0 | 0 | 0 | 0 | -12.5669 | -12.5669 | 2877.6142 | 21524.5543 |  | 0
1948-04-10 | 0 | 0 | 0 | 0 | -12.5669 | -12.5669 | 2865.0474 | 21430.5542 |  | 0
1948-04-11 | 0 | 0 | 0 | 0 | -12.5669 | -12.5669 | 2852.4805 | 21336.5541 |  | 0
1948-04-12 | 0 | 0 | 0 | 0 | -12.5669 | -12.5669 | 2839.9136 | 21242.554 |  | 0
1948-04-13 | 0 | 0 | 0 | 0 | -12.5669 | -12.5669 | 2827.3468 | 21148.5539 |  | 0
1948-04-14 | 0 | 0 | 0 | 0 | -12.5669 | -12.5669 | 2814.7799 | 21054.5538 |  | 0
1948-04-15 | 0 | 0 | 0 | 0 | -12.5669 | -12.5669 | 2802.2131 | 20960.5537 |  | 0
1948-04-16 | 0 | 0 | 0 | 0 | -12.5669 | -12.5669 | 2789.6462 | 20866.5535 |  | 0
1948-04-17 | 0 | 0 | 0 | 0 | -12.5669 | -12.5669 | 2777.0793 | 20772.5534 |  | 0
1948-04-18 | 0 | 0 | 0 | 0 | -12.5669 | -12.5669 | 2764.5125 | 20678.5533 |  | 0
1948-04-19 | 0 | 0 | 0 | 0 | -12.5669 | -12.5669 | 2751.9456 | 20584.5532 |  | 0
1948-04-20 | 0 | 0 | 0 | 0 | -12.5669 | -12.5669 | 2739.3788 | 20490.5531 |  | 0
1948-04-21 | 0 | 0 | 0 | 0 | -12.5669 | -12.5669 | 2726.8119 | 20396.553 |  | 0
1948-04-22 | 0.025 | 69 | 4.0107 | 4.0107 | 52.4224 | 52.4224 | 2779.2343 | 20788.6729 |  | 0
1948-04-23 | 0.0025 | 6.9 | 4.0107 | 4.0107 | -9.6776 | -9.6776 | 2769.5568 | 20716.2848 |  | 0
1948-04-24 | 0.048333 | 133.4 | 4.0107 | 4.0107 | 116.8224 | 116.8224 | 2886.3792 | 21590.1166 |  | 0
1948-04-25 | 0.024167 | 66.7 | 4.0107 | 4.0107 | 50.1224 | 50.1224 | 2936.5017 | 21965.0325 |  | 0
1948-04-26 | 0 | 0 | 0 | 0 | -12.5669 | -12.5669 | 2923.9348 | 21871.0324 |  | 0
1948-04-27 | 0 | 0 | 0 | 0 | -12.5669 | -12.5669 | 2911.368 | 21777.0323 |  | 0
1948-04-28 | 0 | 0 | 0 | 0 | -12.5669 | -12.5669 | 2898.8011 | 21683.0322 |  | 0
1948-04-29 | 0 | 0 | 0 | 0 | -12.5669 | -12.5669 | 2886.2342 | 21589.0321 |  | 0
1948-04-30 | 0 | 0 | 0 | 0 | -12.5669 | -12.5669 | 2873.6674 | 21495.032 |  | 0
1948-05-01 | 0 | 0 | 0 | 0 | -12.5669 | -12.5669 | 2861.1005 | 21401.0319 |  | 0
1948-05-02 | 0 | 0 | 0 | 0 | -12.5669 | -12.5669 | 2848.5337 | 21307.0317 |  | 0
1948-05-03 | 0 | 0 | 0 | 0 | -12.5669 | -12.5669 | 2835.9668 | 21213.0316 |  | 0
1948-05-04 | 0 | 0 | 0 | 0 | -12.5669 | -12.5669 | 2823.3999 | 21119.0315 |  | 0
1948-05-05 | 0 | 0 | 0 | 0 | -12.5669 | -12.5669 | 2810.8331 | 21025.0314 |  | 0
1948-05-06 | 0 | 0 | 0 | 0 | -12.5669 | -12.5669 | 2798.2662 | 20931.0313 |  | 0
1948-05-07 | 0 | 0 | 0 | 0 | -12.5669 | -12.5669 | 2785.6994 | 20837.0312 |  | 0
1948-05-08 | 0 | 0 | 0 | 0 | -12.5669 | -12.5669 | 2773.1325 | 20743.0311 |  | 0
1948-05-09 | 0.025833 | 71.3 | 4.0107 | 4.0107 | 54.7224 | 54.7224 | 2827.8549 | 21152.355 |  | 0
1948-05-10 | 0.1725 | 476.1 | 4.0107 | 4.0107 | 459.5224 | 459.5224 | 3287.3774 | 24589.5828 |  | 0
1948-05-11 | 0.0033333 | 9.2 | 4.0107 | 4.0107 | -7.3776 | -7.3776 | 3279.9998 | 24534.3987 |  | 0
1948-05-12 | 0 | 0 | 0 | 0 | -12.5669 | -12.5669 | 3267.433 | 24440.3986 |  | 0
1948-05-13 | 0 | 0 | 0 | 0 | -12.5669 | -12.5669 | 3254.8661 | 24346.3985 |  | 0
1948-05-14 | 0 | 0 | 0 | 0 | -12.5669 | -12.5669 | 3242.2992 | 24252.3984 |  | 0
1948-05-15 | 0 | 0 | 0 | 0 | -12.5669 | -12.5669 | 3229.7324 | 24158.3983 |  | 0
1948-05-16 | 0 | 0 | 0 | 0 | -12.5669 | -12.5669 | 3217.1655 | 24064.3982 |  | 0
1948-05-17 | 0.01 | 27.6 | 4.0107 | 4.0107 | 11.0224 | 11.0224 | 3228.188 | 24146.846 |  | 0
1948-05-18 | 0 | 0 | 0 | 0 | -12.5669 | -12.5669 | 3215.6211 | 24052.8459 |  | 0
1948-05-19 | 0 | 0 | 0 | 0 | -12.5669 | -12.5669 | 3203.0543 | 23958.8458 |  | 0
1948-05-20 | 0 | 0 | 0 | 0 | -12.5669 | -12.5669 | 3190.4874 | 23864.8457 |  | 0
1948-05-21 | 0 | 0 | 0 | 0 | -12.5669 | -12.5669 | 3177.9205 | 23770.8456 |  | 0
1948-05-22 | 0 | 0 | 0 | 0 | -12.5669 | -12.5669 | 3165.3537 | 23676.8455 |  | 0
1948-05-23 | 0 | 0 | 0 | 0 | -12.5669 | -12.5669 | 3152.7868 | 23582.8454 |  | 0
1948-05-24 | 0.10167 | 280.6 | 4.0107 | 4.0107 | 264.0224 | 264.0224 | 3416.8093 | 25557.7333 |  | 0
1948-05-25 | 0.13083 | 361.1 | 4.0107 | 4.0107 | 344.5224 | 344.5224 | 3761.3317 | 28134.7611 |  | 0
1948-05-26 | 0.0575 | 158.7 | 4.0107 | 4.0107 | 142.1224 | 142.1224 | 3903.4541 | 29197.837 |  | 0
1948-05-27 | 0 | 0 | 0 | 0 | -12.5669 | -12.5669 | 3890.8873 | 29103.8369 |  | 0
1948-05-28 | 0 | 0 | 0 | 0 | -12.5669 | -12.5669 | 3878.3204 | 29009.8368 |  | 0
1948-05-29 | 0 | 0 | 0 | 0 | -12.5669 | -12.5669 | 3865.7536 | 28915.8367 |  | 0
1948-05-30 | 0 | 0 | 0 | 0 | -12.5669 | -12.5669 | 3853.1867 | 28821.8366 |  | 0
1948-05-31 | 0.06 | 165.6 | 4.0107 | 4.0107 | 149.0224 | 149.0224 | 4002.2092 | 29936.5245 |  | 0
1948-06-01 | 0 | 0 | 0 | 0 | -12.5669 | -12.5669 | 3989.6423 | 29842.5244 |  | 0
1948-06-02 | 0 | 0 | 0 | 0 | -12.5669 | -12.5669 | 3977.0754 | 29748.5242 |  | 0
1948-06-03 | 0 | 0 | 0 | 0 | -12.5669 | -12.5669 | 3964.5086 | 29654.5241 |  | 0
1948-06-04 | 0 | 0 | 0 | 0 | -12.5669 | -12.5669 | 3951.9417 | 29560.524 |  | 0
1948-06-05 | 0 | 0 | 0 | 0 | -12.5669 | -12.5669 | 3939.3749 | 29466.5239 |  | 0
1948-06-06 | 0 | 0 | 0 | 0 | -12.5669 | -12.5669 | 3926.808 | 29372.5238 |  | 0
1948-06-07 | 0 | 0 | 0 | 0 | -12.5669 | -12.5669 | 3914.2411 | 29278.5237 |  | 0
1948-06-08 | 0.0575 | 158.7 | 4.0107 | 4.0107 | 142.1224 | 142.1224 | 3997.8631 | 29904.0163 |  | 45.9336
1948-06-09 | 0 | 0 | 0 | 0 | -12.5669 | -12.5669 | 3985.2963 | 29810.0162 |  | 0
1948-06-10 | 0 | 0 | 0 | 0 | -12.5669 | -12.5669 | 3972.7294 | 29716.0161 |  | 0
1948-06-11 | 0 | 0 | 0 | 0 | -12.5669 | -12.5669 | 3960.1626 | 29622.0159 |  | 0
1948-06-12 | 0 | 0 | 0 | 0 | -12.5669 | -12.5669 | 3947.5957 | 29528.0158 |  | 0
1948-06-13 | 0.019167 | 52.9 | 4.0107 | 4.0107 | 36.3224 | 36.3224 | 3983.9181 | 29799.7077 |  | 0
1948-06-14 | 0 | 0 | 0 | 0 | -12.5669 | -12.5669 | 3971.3513 | 29705.7076 |  | 0
1948-06-15 | 0 | 0 | 0 | 0 | -12.5669 | -12.5669 | 3958.7844 | 29611.7075 |  | 0
1948-06-16 | 0 | 0 | 0 | 0 | -12.5669 | -12.5669 | 3946.2176 | 29517.7074 |  | 0
1948-06-17 | 0 | 0 | 0 | 0 | -12.5669 | -12.5669 | 3933.6507 | 29423.7073 |  | 0
1948-06-18 | 0 | 0 | 0 | 0 | -12.5669 | -12.5669 | 3921.0838 | 29329.7072 |  | 0
1948-06-19 | 0 | 0 | 0 | 0 | -12.5669 | -12.5669 | 3908.517 | 29235.707 |  | 0
1948-06-20 | 0.00083333 | 2.3 | 4.0107 | 2.3 | -12.5669 | -12.5669 | 3895.9501 | 29141.7069 |  | 0
1948-06-21 | 0 | 0 | 0 | 0 | -12.5669 | -12.5669 | 3883.3833 | 29047.7068 |  | 0
1948-06-22 | 0 | 0 | 0 | 0 | -12.5669 | -12.5669 | 3870.8164 | 28953.7067 |  | 0
1948-06-23 | 0.1625 | 448.5 | 4.0107 | 4.0107 | 431.9224 | 431.9224 | 3997.8631 | 29904.0163 |  | 292.3088
1948-06-24 | 0.0041667 | 11.5 | 4.0107 | 4.0107 | -5.0776 | -5.0776 | 3992.7856 | 29866.0362 |  | 0
1948-06-25 | 0 | 0 | 0 | 0 | -12.5669 | -12.5669 | 3980.2187 | 29772.0361 |  | 0
1948-06-26 | 0 | 0 | 0 | 0 | -12.5669 | -12.5669 | 3967.6519 | 29678.0359 |  | 0
1948-06-27 | 0.0075 | 20.7 | 4.0107 | 4.0107 | 4.1224 | 4.1224 | 3971.7743 | 29708.8718 |  | 0
1948-06-28 | 0.079167 | 218.5 | 4.0107 | 4.0107 | 201.9224 | 201.9224 | 3997.8631 | 29904.0163 |  | 163.2668
1948-06-29 | 0 | 0 | 0 | 0 | -12.5669 | -12.5669 | 3985.2963 | 29810.0162 |  | 0
1948-06-30 | 0 | 0 | 0 | 0 | -12.5669 | -12.5669 | 3972.7294 | 29716.0161 |  | 0
1948-07-01 | 0 | 0 | 0 | 0 | -12.5669 | -12.5669 | 3960.1626 | 29622.0159 |  | 0
1948-07-02 | 0 | 0 | 0 | 0 | -12.5669 | -12.5669 | 3947.5957 | 29528.0158 |  | 0
1948-07-03 | 0.00083333 | 2.3 | 4.0107 | 2.3 | -12.5669 | -12.5669 | 3935.0288 | 29434.0157 |  | 0
1948-07-04 | 0.0225 | 62.1 | 4.0107 | 4.0107 | 45.5224 | 45.5224 | 3980.5513 | 29774.5236 |  | 0
1948-07-05 | 0.060833 | 167.9 | 4.0107 | 4.0107 | 151.3224 | 151.3224 | 3997.8631 | 29904.0163 |  | 121.4437
1948-07-06 | 0 | 0 | 0 | 0 | -12.5669 | -12.5669 | 3985.2963 | 29810.0162 |  | 0
1948-07-07 | 0 | 0 | 0 | 0 | -12.5669 | -12.5669 | 3972.7294 | 29716.0161 |  | 0
1948-07-08 | 0 | 0 | 0 | 0 | -12.5669 | -12.5669 | 3960.1626 | 29622.0159 |  | 0
1948-07-09 | 0 | 0 | 0 | 0 | -12.5669 | -12.5669 | 3947.5957 | 29528.0158 |  | 0
1948-07-10 | 0 | 0 | 0 | 0 | -12.5669 | -12.5669 | 3935.0288 | 29434.0157 |  | 0
1948-07-11 | 0 | 0 | 0 | 0 | -12.5669 | -12.5669 | 3922.462 | 29340.0156 |  | 0
1948-07-12 | 0 | 0 | 0 | 0 | -12.5669 | -12.5669 | 3909.8951 | 29246.0155 |  | 0
1948-07-13 | 0 | 0 | 0 | 0 | -12.5669 | -12.5669 | 3897.3283 | 29152.0154 |  | 0
1948-07-14 | 0 | 0 | 0 | 0 | -12.5669 | -12.5669 | 3884.7614 | 29058.0153 |  | 0
1948-07-15 | 0 | 0 | 0 | 0 | -12.5669 | -12.5669 | 3872.1945 | 28964.0152 |  | 0
1948-07-16 | 0 | 0 | 0 | 0 | -12.5669 | -12.5669 | 3859.6277 | 28870.015 |  | 0
1948-07-17 | 0 | 0 | 0 | 0 | -12.5669 | -12.5669 | 3847.0608 | 28776.0149 |  | 0
1948-07-18 | 0 | 0 | 0 | 0 | -12.5669 | -12.5669 | 3834.494 | 28682.0148 |  | 0
1948-07-19 | 0 | 0 | 0 | 0 | -12.5669 | -12.5669 | 3821.9271 | 28588.0147 |  | 0
1948-07-20 | 0 | 0 | 0 | 0 | -12.5669 | -12.5669 | 3809.3602 | 28494.0146 |  | 0
1948-07-21 | 0 | 0 | 0 | 0 | -12.5669 | -12.5669 | 3796.7934 | 28400.0145 |  | 0
1948-07-22 | 0.013333 | 36.8 | 4.0107 | 4.0107 | 20.2224 | 20.2224 | 3817.0158 | 28551.2784 |  | 0
1948-07-23 | 0.0041667 | 11.5 | 4.0107 | 4.0107 | -5.0776 | -5.0776 | 3811.9383 | 28513.2983 |  | 0
1948-07-24 | 0.011667 | 32.2 | 4.0107 | 4.0107 | 15.6224 | 15.6224 | 3827.5607 | 28630.1541 |  | 0
1948-07-25 | 0 | 0 | 0 | 0 | -12.5669 | -12.5669 | 3814.9939 | 28536.154 |  | 0
1948-07-26 | 0 | 0 | 0 | 0 | -12.5669 | -12.5669 | 3802.427 | 28442.1539 |  | 0
1948-07-27 | 0.005 | 13.8 | 4.0107 | 4.0107 | -2.7776 | -2.7776 | 3799.6494 | 28421.3778 |  | 0
1948-07-28 | 0 | 0 | 0 | 0 | -12.5669 | -12.5669 | 3787.0826 | 28327.3777 |  | 0
1948-07-29 | 0 | 0 | 0 | 0 | -12.5669 | -12.5669 | 3774.5157 | 28233.3776 |  | 0
1948-07-30 | 0.0041667 | 11.5 | 4.0107 | 4.0107 | -5.0776 | -5.0776 | 3769.4382 | 28195.3975 |  | 0
1948-07-31 | 0 | 0 | 0 | 0 | -12.5669 | -12.5669 | 3756.8713 | 28101.3974 |  | 0
1948-08-01 | 0.10583 | 292.1 | 4.0107 | 4.0107 | 275.5224 | 275.5224 | 3997.8631 | 29904.0163 |  | 21.9637
1948-08-02 | 0 | 0 | 0 | 0 | -12.5669 | -12.5669 | 3985.2963 | 29810.0162 |  | 0
1948-08-03 | 0 | 0 | 0 | 0 | -12.5669 | -12.5669 | 3972.7294 | 29716.0161 |  | 0
1948-08-04 | 0 | 0 | 0 | 0 | -12.5669 | -12.5669 | 3960.1626 | 29622.0159 |  | 0
1948-08-05 | 0 | 0 | 0 | 0 | -12.5669 | -12.5669 | 3947.5957 | 29528.0158 |  | 0
1948-08-06 | 0 | 0 | 0 | 0 | -12.5669 | -12.5669 | 3935.0288 | 29434.0157 |  | 0
1948-08-07 | 0 | 0 | 0 | 0 | -12.5669 | -12.5669 | 3922.462 | 29340.0156 |  | 0
1948-08-08 | 0 | 0 | 0 | 0 | -12.5669 | -12.5669 | 3909.8951 | 29246.0155 |  | 0
1948-08-09 | 0 | 0 | 0 | 0 | -12.5669 | -12.5669 | 3897.3283 | 29152.0154 |  | 0
1948-08-10 | 0 | 0 | 0 | 0 | -12.5669 | -12.5669 | 3884.7614 | 29058.0153 |  | 0
1948-08-11 | 0 | 0 | 0 | 0 | -12.5669 | -12.5669 | 3872.1945 | 28964.0152 |  | 0
1948-08-12 | 0 | 0 | 0 | 0 | -12.5669 | -12.5669 | 3859.6277 | 28870.015 |  | 0
1948-08-13 | 0 | 0 | 0 | 0 | -12.5669 | -12.5669 | 3847.0608 | 28776.0149 |  | 0
1948-08-14 | 0 | 0 | 0 | 0 | -12.5669 | -12.5669 | 3834.494 | 28682.0148 |  | 0
1948-08-15 | 0 | 0 | 0 | 0 | -12.5669 | -12.5669 | 3821.9271 | 28588.0147 |  | 0
1948-08-16 | 0 | 0 | 0 | 0 | -12.5669 | -12.5669 | 3809.3602 | 28494.0146 |  | 0
1948-08-17 | 0 | 0 | 0 | 0 | -12.5669 | -12.5669 | 3796.7934 | 28400.0145 |  | 0
1948-08-18 | 0 | 0 | 0 | 0 | -12.5669 | -12.5669 | 3784.2265 | 28306.0144 |  | 0
1948-08-19 | 0 | 0 | 0 | 0 | -12.5669 | -12.5669 | 3771.6597 | 28212.0143 |  | 0
1948-08-20 | 0 | 0 | 0 | 0 | -12.5669 | -12.5669 | 3759.0928 | 28118.0141 |  | 0
1948-08-21 | 0 | 0 | 0 | 0 | -12.5669 | -12.5669 | 3746.5259 | 28024.014 |  | 0
1948-08-22 | 0 | 0 | 0 | 0 | -12.5669 | -12.5669 | 3733.9591 | 27930.0139 |  | 0
1948-08-23 | 0 | 0 | 0 | 0 | -12.5669 | -12.5669 | 3721.3922 | 27836.0138 |  | 0
1948-08-24 | 0 | 0 | 0 | 0 | -12.5669 | -12.5669 | 3708.8254 | 27742.0137 |  | 0
1948-08-25 | 0 | 0 | 0 | 0 | -12.5669 | -12.5669 | 3696.2585 | 27648.0136 |  | 0
1948-08-26 | 0.0075 | 20.7 | 4.0107 | 4.0107 | 4.1224 | 4.1224 | 3700.3809 | 27678.8495 |  | 0
1948-08-27 | 0 | 0 | 0 | 0 | -12.5669 | -12.5669 | 3687.8141 | 27584.8494 |  | 0
1948-08-28 | 0 | 0 | 0 | 0 | -12.5669 | -12.5669 | 3675.2472 | 27490.8492 |  | 0
1948-08-29 | 0 | 0 | 0 | 0 | -12.5669 | -12.5669 | 3662.6804 | 27396.8491 |  | 0
1948-08-30 | 0.0075 | 20.7 | 4.0107 | 4.0107 | 4.1224 | 4.1224 | 3666.8028 | 27427.685 |  | 0
1948-08-31 | 0 | 0 | 0 | 0 | -12.5669 | -12.5669 | 3654.2359 | 27333.6849 |  | 0
1948-09-01 | 0 | 0 | 0 | 0 | -12.5669 | -12.5669 | 3641.6691 | 27239.6848 |  | 0
1948-09-02 | 0 | 0 | 0 | 0 | -12.5669 | -12.5669 | 3629.1022 | 27145.6847 |  | 0
1948-09-03 | 0 | 0 | 0 | 0 | -12.5669 | -12.5669 | 3616.5354 | 27051.6846 |  | 0
1948-09-04 | 0 | 0 | 0 | 0 | -12.5669 | -12.5669 | 3603.9685 | 26957.6845 |  | 0
1948-09-05 | 0 | 0 | 0 | 0 | -12.5669 | -12.5669 | 3591.4016 | 26863.6843 |  | 0
1948-09-06 | 0 | 0 | 0 | 0 | -12.5669 | -12.5669 | 3578.8348 | 26769.6842 |  | 0
1948-09-07 | 0 | 0 | 0 | 0 | -12.5669 | -12.5669 | 3566.2679 | 26675.6841 |  | 0
1948-09-08 | 0 | 0 | 0 | 0 | -12.5669 | -12.5669 | 3553.7011 | 26581.684 |  | 0
1948-09-09 | 0 | 0 | 0 | 0 | -12.5669 | -12.5669 | 3541.1342 | 26487.6839 |  | 0
1948-09-10 | 0 | 0 | 0 | 0 | -12.5669 | -12.5669 | 3528.5673 | 26393.6838 |  | 0
1948-09-11 | 0 | 0 | 0 | 0 | -12.5669 | -12.5669 | 3516.0005 | 26299.6837 |  | 0
1948-09-12 | 0 | 0 | 0 | 0 | -12.5669 | -12.5669 | 3503.4336 | 26205.6835 |  | 0
1948-09-13 | 0 | 0 | 0 | 0 | -12.5669 | -12.5669 | 3490.8668 | 26111.6834 |  | 0
1948-09-14 | 0 | 0 | 0 | 0 | -12.5669 | -12.5669 | 3478.2999 | 26017.6833 |  | 0
1948-09-15 | 0 | 0 | 0 | 0 | -12.5669 | -12.5669 | 3465.733 | 25923.6832 |  | 0
1948-09-16 | 0 | 0 | 0 | 0 | -12.5669 | -12.5669 | 3453.1662 | 25829.6831 |  | 0
1948-09-17 | 0 | 0 | 0 | 0 | -12.5669 | -12.5669 | 3440.5993 | 25735.683 |  | 0
1948-09-18 | 0 | 0 | 0 | 0 | -12.5669 | -12.5669 | 3428.0325 | 25641.6829 |  | 0
1948-09-19 | 0 | 0 | 0 | 0 | -12.5669 | -12.5669 | 3415.4656 | 25547.6828 |  | 0
1948-09-20 | 0 | 0 | 0 | 0 | -12.5669 | -12.5669 | 3402.8987 | 25453.6826 |  | 0
1948-09-21 | 0 | 0 | 0 | 0 | -12.5669 | -12.5669 | 3390.3319 | 25359.6825 |  | 0
1948-09-22 | 0 | 0 | 0 | 0 | -12.5669 | -12.5669 | 3377.765 | 25265.6824 |  | 0
1948-09-23 | 0 | 0 | 0 | 0 | -12.5669 | -12.5669 | 3365.1982 | 25171.6823 |  | 0
1948-09-24 | 0 | 0 | 0 | 0 | -12.5669 | -12.5669 | 3352.6313 | 25077.6822 |  | 0
1948-09-25 | 0 | 0 | 0 | 0 | -12.5669 | -12.5669 | 3340.0644 | 24983.6821 |  | 0
1948-09-26 | 0 | 0 | 0 | 0 | -12.5669 | -12.5669 | 3327.4976 | 24889.682 |  | 0
1948-09-27 | 0 | 0 | 0 | 0 | -12.5669 | -12.5669 | 3314.9307 | 24795.6819 |  | 0
1948-09-28 | 0 | 0 | 0 | 0 | -12.5669 | -12.5669 | 3302.3639 | 24701.6817 |  | 0
1948-09-29 | 0 | 0 | 0 | 0 | -12.5669 | -12.5669 | 3289.797 | 24607.6816 |  | 0
1948-09-30 | 0 | 0 | 0 | 0 | -12.5669 | -12.5669 | 3277.2301 | 24513.6815 |  | 0
1948-10-01 | 0 | 0 | 0 | 0 | -12.5669 | -12.5669 | 3264.6633 | 24419.6814 |  | 0
1948-10-02 | 0 | 0 | 0 | 0 | -12.5669 | -12.5669 | 3252.0964 | 24325.6813 |  | 0
1948-10-03 | 0 | 0 | 0 | 0 | -12.5669 | -12.5669 | 3239.5296 | 24231.6812 |  | 0
1948-10-04 | 0 | 0 | 0 | 0 | -12.5669 | -12.5669 | 3226.9627 | 24137.6811 |  | 0
1948-10-05 | 0 | 0 | 0 | 0 | -12.5669 | -12.5669 | 3214.3958 | 24043.681 |  | 0
1948-10-06 | 0 | 0 | 0 | 0 | -12.5669 | -12.5669 | 3201.829 | 23949.6808 |  | 0
1948-10-07 | 0 | 0 | 0 | 0 | -12.5669 | -12.5669 | 3189.2621 | 23855.6807 |  | 0
1948-10-08 | 0 | 0 | 0 | 0 | -12.5669 | -12.5669 | 3176.6953 | 23761.6806 |  | 0
1948-10-09 | 0.045833 | 126.5 | 4.0107 | 4.0107 | 109.9224 | 109.9224 | 3286.6177 | 24583.9005 |  | 0
1948-10-10 | 0.060833 | 167.9 | 4.0107 | 4.0107 | 151.3224 | 151.3224 | 3437.9402 | 25715.7924 |  | 0
1948-10-11 | 0 | 0 | 0 | 0 | -12.5669 | -12.5669 | 3425.3733 | 25621.7923 |  | 0
1948-10-12 | 0 | 0 | 0 | 0 | -12.5669 | -12.5669 | 3412.8064 | 25527.7922 |  | 0
1948-10-13 | 0.0083333 | 23 | 4.0107 | 4.0107 | 6.4224 | 6.4224 | 3419.2289 | 25575.8321 |  | 0
1948-10-14 | 0 | 0 | 0 | 0 | -12.5669 | -12.5669 | 3406.662 | 25481.8319 |  | 0
1948-10-15 | 0 | 0 | 0 | 0 | -12.5669 | -12.5669 | 3394.0952 | 25387.8318 |  | 0
1948-10-16 | 0.0016667 | 4.6 | 4.0107 | 4.0107 | -11.9776 | -11.9776 | 3382.1176 | 25298.2397 |  | 0
1948-10-17 | 0 | 0 | 0 | 0 | -12.5669 | -12.5669 | 3369.5507 | 25204.2396 |  | 0
1948-10-18 | 0 | 0 | 0 | 0 | -12.5669 | -12.5669 | 3356.9839 | 25110.2395 |  | 0
1948-10-19 | 0 | 0 | 0 | 0 | -12.5669 | -12.5669 | 3344.417 | 25016.2394 |  | 0
1948-10-20 | 0.01 | 27.6 | 4.0107 | 4.0107 | 11.0224 | 11.0224 | 3355.4395 | 25098.6873 |  | 0
1948-10-21 | 0.016667 | 46 | 4.0107 | 4.0107 | 29.4224 | 29.4224 | 3384.8619 | 25318.7672 |  | 0
1948-10-22 | 0 | 0 | 0 | 0 | -12.5669 | -12.5669 | 3372.2951 | 25224.767 |  | 0
1948-10-23 | 0 | 0 | 0 | 0 | -12.5669 | -12.5669 | 3359.7282 | 25130.7669 |  | 0
1948-10-24 | 0 | 0 | 0 | 0 | -12.5669 | -12.5669 | 3347.1613 | 25036.7668 |  | 0
1948-10-25 | 0 | 0 | 0 | 0 | -12.5669 | -12.5669 | 3334.5945 | 24942.7667 |  | 0
1948-10-26 | 0 | 0 | 0 | 0 | -12.5669 | -12.5669 | 3322.0276 | 24848.7666 |  | 0
1948-10-27 | 0 | 0 | 0 | 0 | -12.5669 | -12.5669 | 3309.4608 | 24754.7665 |  | 0
1948-10-28 | 0 | 0 | 0 | 0 | -12.5669 | -12.5669 | 3296.8939 | 24660.7664 |  | 0
1948-10-29 | 0 | 0 | 0 | 0 | -12.5669 | -12.5669 | 3284.327 | 24566.7662 |  | 0
1948-10-30 | 0 | 0 | 0 | 0 | -12.5669 | -12.5669 | 3271.7602 | 24472.7661 |  | 0
1948-10-31 | 0.0025 | 6.9 | 4.0107 | 4.0107 | -9.6776 | -9.6776 | 3262.0826 | 24400.378 |  | 0
1948-11-01 | 0.019167 | 52.9 | 4.0107 | 4.0107 | 36.3224 | 36.3224 | 3298.4051 | 24672.0699 |  | 0
1948-11-02 | 0 | 0 | 0 | 0 | -12.5669 | -12.5669 | 3285.8382 | 24578.0698 |  | 0
1948-11-03 | 0 | 0 | 0 | 0 | -12.5669 | -12.5669 | 3273.2713 | 24484.0697 |  | 0
1948-11-04 | 0.00083333 | 2.3 | 4.0107 | 2.3 | -12.5669 | -12.5669 | 3260.7045 | 24390.0696 |  | 0
1948-11-05 | 0 | 0 | 0 | 0 | -12.5669 | -12.5669 | 3248.1376 | 24296.0695 |  | 0
1948-11-06 | 0 | 0 | 0 | 0 | -12.5669 | -12.5669 | 3235.5708 | 24202.0693 |  | 0
1948-11-07 | 0 | 0 | 0 | 0 | -12.5669 | -12.5669 | 3223.0039 | 24108.0692 |  | 0
1948-11-08 | 0 | 0 | 0 | 0 | -12.5669 | -12.5669 | 3210.437 | 24014.0691 |  | 0
1948-11-09 | 0.0016667 | 4.6 | 4.0107 | 4.0107 | -11.9776 | -11.9776 | 3198.4595 | 23924.477 |  | 0
1948-11-10 | 0 | 0 | 0 | 0 | -12.5669 | -12.5669 | 3185.8926 | 23830.4769 |  | 0
1948-11-11 | 0 | 0 | 0 | 0 | -12.5669 | -12.5669 | 3173.3258 | 23736.4768 |  | 0
1948-11-12 | 0 | 0 | 0 | 0 | -12.5669 | -12.5669 | 3160.7589 | 23642.4767 |  | 0
1948-11-13 | 0 | 0 | 0 | 0 | -12.5669 | -12.5669 | 3148.1921 | 23548.4766 |  | 0
1948-11-14 | 0 | 0 | 0 | 0 | -12.5669 | -12.5669 | 3135.6252 | 23454.4764 |  | 0
1948-11-15 | 0 | 0 | 0 | 0 | -12.5669 | -12.5669 | 3123.0583 | 23360.4763 |  | 0
1948-11-16 | 0 | 0 | 0 | 0 | -12.5669 | -12.5669 | 3110.4915 | 23266.4762 |  | 0
1948-11-17 | 0 | 0 | 0 | 0 | -12.5669 | -12.5669 | 3097.9246 | 23172.4761 |  | 0
1948-11-18 | 0 | 0 | 0 | 0 | -12.5669 | -12.5669 | 3085.3578 | 23078.476 |  | 0
1948-11-19 | 0 | 0 | 0 | 0 | -12.5669 | -12.5669 | 3072.7909 | 22984.4759 |  | 0
1948-11-20 | 0 | 0 | 0 | 0 | -12.5669 | -12.5669 | 3060.224 | 22890.4758 |  | 0
1948-11-21 | 0 | 0 | 0 | 0 | -12.5669 | -12.5669 | 3047.6572 | 22796.4757 |  | 0
1948-11-22 | 0 | 0 | 0 | 0 | -12.5669 | -12.5669 | 3035.0903 | 22702.4755 |  | 0
1948-11-23 | 0 | 0 | 0 | 0 | -12.5669 | -12.5669 | 3022.5235 | 22608.4754 |  | 0
1948-11-24 | 0 | 0 | 0 | 0 | -12.5669 | -12.5669 | 3009.9566 | 22514.4753 |  | 0
1948-11-25 | 0 | 0 | 0 | 0 | -12.5669 | -12.5669 | 2997.3897 | 22420.4752 |  | 0
1948-11-26 | 0 | 0 | 0 | 0 | -12.5669 | -12.5669 | 2984.8229 | 22326.4751 |  | 0
1948-11-27 | 0.0033333 | 9.2 | 4.0107 | 4.0107 | -7.3776 | -7.3776 | 2977.4453 | 22271.291 |  | 0
1948-11-28 | 0 | 0 | 0 | 0 | -12.5669 | -12.5669 | 2964.8785 | 22177.2909 |  | 0
1948-11-29 | 0 | 0 | 0 | 0 | -12.5669 | -12.5669 | 2952.3116 | 22083.2908 |  | 0
1948-11-30 | 0 | 0 | 0 | 0 | -12.5669 | -12.5669 | 2939.7447 | 21989.2906 |  | 0
1948-12-01 | 0 | 0 | 0 | 0 | -12.5669 | -12.5669 | 2927.1779 | 21895.2905 |  | 0
1948-12-02 | 0 | 0 | 0 | 0 | -12.5669 | -12.5669 | 2914.611 | 21801.2904 |  | 0
1948-12-03 | 0 | 0 | 0 | 0 | -12.5669 | -12.5669 | 2902.0442 | 21707.2903 |  | 0
1948-12-04 | 0 | 0 | 0 | 0 | -12.5669 | -12.5669 | 2889.4773 | 21613.2902 |  | 0
1948-12-05 | 0 | 0 | 0 | 0 | -12.5669 | -12.5669 | 2876.9104 | 21519.2901 |  | 0
1948-12-06 | 0 | 0 | 0 | 0 | -12.5669 | -12.5669 | 2864.3436 | 21425.29 |  | 0
1948-12-07 | 0 | 0 | 0 | 0 | -12.5669 | -12.5669 | 2851.7767 | 21331.2898 |  | 0
1948-12-08 | 0 | 0 | 0 | 0 | -12.5669 | -12.5669 | 2839.2099 | 21237.2897 |  | 0
1948-12-09 | 0 | 0 | 0 | 0 | -12.5669 | -12.5669 | 2826.643 | 21143.2896 |  | 0
1948-12-10 | 0 | 0 | 0 | 0 | -12.5669 | -12.5669 | 2814.0761 | 21049.2895 |  | 0
1948-12-11 | 0 | 0 | 0 | 0 | -12.5669 | -12.5669 | 2801.5093 | 20955.2894 |  | 0
1948-12-12 | 0 | 0 | 0 | 0 | -12.5669 | -12.5669 | 2788.9424 | 20861.2893 |  | 0
1948-12-13 | 0 | 0 | 0 | 0 | -12.5669 | -12.5669 | 2776.3756 | 20767.2892 |  | 0
1948-12-14 | 0.025 | 69 | 4.0107 | 4.0107 | 52.4224 | 52.4224 | 2828.798 | 21159.4091 |  | 0
1948-12-15 | 0 | 0 | 0 | 0 | -12.5669 | -12.5669 | 2816.2311 | 21065.4089 |  | 0
1948-12-16 | 0 | 0 | 0 | 0 | -12.5669 | -12.5669 | 2803.6643 | 20971.4088 |  | 0
1948-12-17 | 0.0058333 | 16.1 | 4.0107 | 4.0107 | -0.47756 | -0.47756 | 2803.1867 | 20967.8367 |  | 0
1948-12-18 | 0 | 0 | 0 | 0 | -12.5669 | -12.5669 | 2790.6199 | 20873.8366 |  | 0
1948-12-19 | 0 | 0 | 0 | 0 | -12.5669 | -12.5669 | 2778.053 | 20779.8365 |  | 0
1948-12-20 | 0 | 0 | 0 | 0 | -12.5669 | -12.5669 | 2765.4861 | 20685.8364 |  | 0
1948-12-21 | 0 | 0 | 0 | 0 | -12.5669 | -12.5669 | 2752.9193 | 20591.8363 |  | 0
1948-12-22 | 0 | 0 | 0 | 0 | -12.5669 | -12.5669 | 2740.3524 | 20497.8362 |  | 0
1948-12-23 | 0 | 0 | 0 | 0 | -12.5669 | -12.5669 | 2727.7856 | 20403.836 |  | 0
1948-12-24 | 0 | 0 | 0 | 0 | -12.5669 | -12.5669 | 2715.2187 | 20309.8359 |  | 0
1948-12-25 | 0 | 0 | 0 | 0 | -12.5669 | -12.5669 | 2702.6518 | 20215.8358 |  | 0
1948-12-26 | 0 | 0 | 0 | 0 | -12.5669 | -12.5669 | 2690.085 | 20121.8357 |  | 0
1948-12-27 | 0 | 0 | 0 | 0 | -12.5669 | -12.5669 | 2677.5181 | 20027.8356 |  | 0
1948-12-28 | 0 | 0 | 0 | 0 | -12.5669 | -12.5669 | 2664.9513 | 19933.8355 |  | 0
1948-12-29 | 0 | 0 | 0 | 0 | -12.5669 | -12.5669 | 2652.3844 | 19839.8354 |  | 0
1948-12-30 | 0 | 0 | 0 | 0 | -12.5669 | -12.5669 | 2639.8175 | 19745.8353 |  | 0
1948-12-31 | 0 | 0 | 0 | 0 | -12.5669 | -12.5669 | 2627.2507 | 19651.8351 |  | 0
1949-01-01 | 0 | 0 | 0 | 0 | -12.5669 | -12.5669 | 2614.6838 | 19557.835 |  | 0
1949-01-02 | 0 | 0 | 0 | 0 | -12.5669 | -12.5669 | 2602.117 | 19463.8349 |  | 0
1949-01-03 | 0 | 0 | 0 | 0 | -12.5669 | -12.5669 | 2589.5501 | 19369.8348 |  | 0
1949-01-04 | 0 | 0 | 0 | 0 | -12.5669 | -12.5669 | 2576.9832 | 19275.8347 |  | 0
1949-01-05 | 0 | 0 | 0 | 0 | -12.5669 | -12.5669 | 2564.4164 | 19181.8346 |  | 0
1949-01-06 | 0 | 0 | 0 | 0 | -12.5669 | -12.5669 | 2551.8495 | 19087.8345 |  | 0
1949-01-07 | 0 | 0 | 0 | 0 | -12.5669 | -12.5669 | 2539.2827 | 18993.8344 |  | 0
1949-01-08 | 0 | 0 | 0 | 0 | -12.5669 | -12.5669 | 2526.7158 | 18899.8342 |  | 0
1949-01-09 | 0.0066667 | 18.4 | 4.0107 | 4.0107 | 1.8224 | 1.8224 | 2528.5383 | 18913.4661 |  | 0
1949-01-10 | 0.014167 | 39.1 | 4.0107 | 4.0107 | 22.5224 | 22.5224 | 2551.0607 | 19081.934 |  | 0
1949-01-11 | 0.025833 | 71.3 | 4.0107 | 4.0107 | 54.7224 | 54.7224 | 2605.7831 | 19491.2579 |  | 0
1949-01-12 | 0 | 0 | 0 | 0 | -12.5669 | -12.5669 | 2593.2163 | 19397.2578 |  | 0
1949-01-13 | 0 | 0 | 0 | 0 | -12.5669 | -12.5669 | 2580.6494 | 19303.2577 |  | 0
1949-01-14 | 0.00083333 | 2.3 | 4.0107 | 2.3 | -12.5669 | -12.5669 | 2568.0826 | 19209.2576 |  | 0
1949-01-15 | 0.0225 | 62.1 | 4.0107 | 4.0107 | 45.5224 | 45.5224 | 2613.605 | 19549.7654 |  | 0
1949-01-16 | 0 | 0 | 0 | 0 | -12.5669 | -12.5669 | 2601.0381 | 19455.7653 |  | 0
1949-01-17 | 0.01 | 27.6 | 4.0107 | 4.0107 | 11.0224 | 11.0224 | 2612.0606 | 19538.2132 |  | 0
1949-01-18 | 0.020833 | 57.5 | 4.0107 | 4.0107 | 40.9224 | 40.9224 | 2652.983 | 19844.3131 |  | 0
1949-01-19 | 0 | 0 | 0 | 0 | -12.5669 | -12.5669 | 2640.4162 | 19750.313 |  | 0
1949-01-20 | 0 | 0 | 0 | 0 | -12.5669 | -12.5669 | 2627.8493 | 19656.3129 |  | 0
1949-01-21 | 0 | 0 | 0 | 0 | -12.5669 | -12.5669 | 2615.2825 | 19562.3128 |  | 0
1949-01-22 | 0.0875 | 241.5 | 4.0107 | 4.0107 | 224.9224 | 224.9224 | 2840.2049 | 21244.7327 |  | 0
1949-01-23 | 0.0425 | 117.3 | 4.0107 | 4.0107 | 100.7224 | 100.7224 | 2940.9273 | 21998.1365 |  | 0
1949-01-24 | 0.0275 | 75.9 | 4.0107 | 4.0107 | 59.3224 | 59.3224 | 3000.2498 | 22441.8684 |  | 0
1949-01-25 | 0.051667 | 142.6 | 4.0107 | 4.0107 | 126.0224 | 126.0224 | 3126.2722 | 23384.5163 |  | 0
1949-01-26 | 0.0041667 | 11.5 | 4.0107 | 4.0107 | -5.0776 | -5.0776 | 3121.1947 | 23346.5362 |  | 0
1949-01-27 | 0.011667 | 32.2 | 4.0107 | 4.0107 | 15.6224 | 15.6224 | 3136.8171 | 23463.3921 |  | 0
1949-01-28 | 0 | 0 | 0 | 0 | -12.5669 | -12.5669 | 3124.2503 | 23369.392 |  | 0
1949-01-29 | 0 | 0 | 0 | 0 | -12.5669 | -12.5669 | 3111.6834 | 23275.3919 |  | 0
1949-01-30 | 0.00083333 | 2.3 | 4.0107 | 2.3 | -12.5669 | -12.5669 | 3099.1165 | 23181.3918 |  | 0
1949-01-31 | 0 | 0 | 0 | 0 | -12.5669 | -12.5669 | 3086.5497 | 23087.3916 |  | 0
1949-02-01 | 0 | 0 | 0 | 0 | -12.5669 | -12.5669 | 3073.9828 | 22993.3915 |  | 0
1949-02-02 | 0 | 0 | 0 | 0 | -12.5669 | -12.5669 | 3061.416 | 22899.3914 |  | 0
1949-02-03 | 0 | 0 | 0 | 0 | -12.5669 | -12.5669 | 3048.8491 | 22805.3913 |  | 0
1949-02-04 | 0 | 0 | 0 | 0 | -12.5669 | -12.5669 | 3036.2822 | 22711.3912 |  | 0
1949-02-05 | 0 | 0 | 0 | 0 | -12.5669 | -12.5669 | 3023.7154 | 22617.3911 |  | 0
1949-02-06 | 0 | 0 | 0 | 0 | -12.5669 | -12.5669 | 3011.1485 | 22523.391 |  | 0
1949-02-07 | 0 | 0 | 0 | 0 | -12.5669 | -12.5669 | 2998.5817 | 22429.3909 |  | 0
1949-02-08 | 0 | 0 | 0 | 0 | -12.5669 | -12.5669 | 2986.0148 | 22335.3907 |  | 0
1949-02-09 | 0 | 0 | 0 | 0 | -12.5669 | -12.5669 | 2973.4479 | 22241.3906 |  | 0
1949-02-10 | 0 | 0 | 0 | 0 | -12.5669 | -12.5669 | 2960.8811 | 22147.3905 |  | 0
1949-02-11 | 0 | 0 | 0 | 0 | -12.5669 | -12.5669 | 2948.3142 | 22053.3904 |  | 0
1949-02-12 | 0.00083333 | 2.3 | 4.0107 | 2.3 | -12.5669 | -12.5669 | 2935.7474 | 21959.3903 |  | 0
1949-02-13 | 0.019167 | 52.9 | 4.0107 | 4.0107 | 36.3224 | 36.3224 | 2972.0698 | 22231.0822 |  | 0
1949-02-14 | 0.048333 | 133.4 | 4.0107 | 4.0107 | 116.8224 | 116.8224 | 3088.8923 | 23104.9141 |  | 0
1949-02-15 | 0 | 0 | 0 | 0 | -12.5669 | -12.5669 | 3076.3254 | 23010.914 |  | 0
1949-02-16 | 0 | 0 | 0 | 0 | -12.5669 | -12.5669 | 3063.7585 | 22916.9138 |  | 0
1949-02-17 | 0 | 0 | 0 | 0 | -12.5669 | -12.5669 | 3051.1917 | 22822.9137 |  | 0
1949-02-18 | 0 | 0 | 0 | 0 | -12.5669 | -12.5669 | 3038.6248 | 22728.9136 |  | 0
1949-02-19 | 0 | 0 | 0 | 0 | -12.5669 | -12.5669 | 3026.058 | 22634.9135 |  | 0
1949-02-20 | 0.00083333 | 2.3 | 4.0107 | 2.3 | -12.5669 | -12.5669 | 3013.4911 | 22540.9134 |  | 0
1949-02-21 | 0 | 0 | 0 | 0 | -12.5669 | -12.5669 | 3000.9242 | 22446.9133 |  | 0
1949-02-22 | 0 | 0 | 0 | 0 | -12.5669 | -12.5669 | 2988.3574 | 22352.9132 |  | 0
1949-02-23 | 0.025 | 69 | 4.0107 | 4.0107 | 52.4224 | 52.4224 | 3040.7798 | 22745.0331 |  | 0
1949-02-24 | 0.0025 | 6.9 | 4.0107 | 4.0107 | -9.6776 | -9.6776 | 3031.1023 | 22672.6449 |  | 0
1949-02-25 | 0.0075 | 20.7 | 4.0107 | 4.0107 | 4.1224 | 4.1224 | 3035.2247 | 22703.4808 |  | 0
1949-02-26 | 0.0025 | 6.9 | 4.0107 | 4.0107 | -9.6776 | -9.6776 | 3025.5472 | 22631.0927 |  | 0
1949-02-27 | 0 | 0 | 0 | 0 | -12.5669 | -12.5669 | 3012.9803 | 22537.0926 |  | 0
1949-02-28 | 0 | 0 | 0 | 0 | -12.5669 | -12.5669 | 3000.4134 | 22443.0925 |  | 0
1949-03-01 | 0.0041667 | 11.5 | 4.0107 | 4.0107 | -5.0776 | -5.0776 | 2995.3359 | 22405.1124 |  | 0
1949-03-02 | 0 | 0 | 0 | 0 | -12.5669 | -12.5669 | 2982.769 | 22311.1123 |  | 0
1949-03-03 | 0 | 0 | 0 | 0 | -12.5669 | -12.5669 | 2970.2022 | 22217.1121 |  | 0
1949-03-04 | 0 | 0 | 0 | 0 | -12.5669 | -12.5669 | 2957.6353 | 22123.112 |  | 0
1949-03-05 | 0 | 0 | 0 | 0 | -12.5669 | -12.5669 | 2945.0684 | 22029.1119 |  | 0
1949-03-06 | 0 | 0 | 0 | 0 | -12.5669 | -12.5669 | 2932.5016 | 21935.1118 |  | 0
1949-03-07 | 0 | 0 | 0 | 0 | -12.5669 | -12.5669 | 2919.9347 | 21841.1117 |  | 0
1949-03-08 | 0 | 0 | 0 | 0 | -12.5669 | -12.5669 | 2907.3679 | 21747.1116 |  | 0
1949-03-09 | 0 | 0 | 0 | 0 | -12.5669 | -12.5669 | 2894.801 | 21653.1115 |  | 0
1949-03-10 | 0 | 0 | 0 | 0 | -12.5669 | -12.5669 | 2882.2341 | 21559.1114 |  | 0
1949-03-11 | 0 | 0 | 0 | 0 | -12.5669 | -12.5669 | 2869.6673 | 21465.1112 |  | 0
1949-03-12 | 0 | 0 | 0 | 0 | -12.5669 | -12.5669 | 2857.1004 | 21371.1111 |  | 0
1949-03-13 | 0 | 0 | 0 | 0 | -12.5669 | -12.5669 | 2844.5336 | 21277.111 |  | 0
1949-03-14 | 0 | 0 | 0 | 0 | -12.5669 | -12.5669 | 2831.9667 | 21183.1109 |  | 0
1949-03-15 | 0 | 0 | 0 | 0 | -12.5669 | -12.5669 | 2819.3998 | 21089.1108 |  | 0
1949-03-16 | 0 | 0 | 0 | 0 | -12.5669 | -12.5669 | 2806.833 | 20995.1107 |  | 0
1949-03-17 | 0 | 0 | 0 | 0 | -12.5669 | -12.5669 | 2794.2661 | 20901.1106 |  | 0
1949-03-18 | 0 | 0 | 0 | 0 | -12.5669 | -12.5669 | 2781.6993 | 20807.1105 |  | 0
1949-03-19 | 0 | 0 | 0 | 0 | -12.5669 | -12.5669 | 2769.1324 | 20713.1103 |  | 0
1949-03-20 | 0.04 | 110.4 | 4.0107 | 4.0107 | 93.8224 | 93.8224 | 2862.9548 | 21414.9022 |  | 0
1949-03-21 | 0.0025 | 6.9 | 4.0107 | 4.0107 | -9.6776 | -9.6776 | 2853.2773 | 21342.5141 |  | 0
1949-03-22 | 0 | 0 | 0 | 0 | -12.5669 | -12.5669 | 2840.7104 | 21248.514 |  | 0
1949-03-23 | 0 | 0 | 0 | 0 | -12.5669 | -12.5669 | 2828.1436 | 21154.5139 |  | 0
1949-03-24 | 0 | 0 | 0 | 0 | -12.5669 | -12.5669 | 2815.5767 | 21060.5138 |  | 0
1949-03-25 | 0.024167 | 66.7 | 4.0107 | 4.0107 | 50.1224 | 50.1224 | 2865.6992 | 21435.4297 |  | 0
1949-03-26 | 0.025833 | 71.3 | 4.0107 | 4.0107 | 54.7224 | 54.7224 | 2920.4216 | 21844.7536 |  | 0
1949-03-27 | 0 | 0 | 0 | 0 | -12.5669 | -12.5669 | 2907.8547 | 21750.7534 |  | 0
1949-03-28 | 0 | 0 | 0 | 0 | -12.5669 | -12.5669 | 2895.2879 | 21656.7533 |  | 0
1949-03-29 | 0 | 0 | 0 | 0 | -12.5669 | -12.5669 | 2882.721 | 21562.7532 |  | 0
1949-03-30 | 0 | 0 | 0 | 0 | -12.5669 | -12.5669 | 2870.1542 | 21468.7531 |  | 0
1949-03-31 | 0 | 0 | 0 | 0 | -12.5669 | -12.5669 | 2857.5873 | 21374.753 |  | 0
1949-04-01 | 0.015 | 41.4 | 4.0107 | 4.0107 | 24.8224 | 24.8224 | 2882.4097 | 21560.4249 |  | 0
1949-04-02 | 0.011667 | 32.2 | 4.0107 | 4.0107 | 15.6224 | 15.6224 | 2898.0322 | 21677.2808 |  | 0
1949-04-03 | 0 | 0 | 0 | 0 | -12.5669 | -12.5669 | 2885.4653 | 21583.2807 |  | 0
1949-04-04 | 0 | 0 | 0 | 0 | -12.5669 | -12.5669 | 2872.8985 | 21489.2805 |  | 0
1949-04-05 | 0 | 0 | 0 | 0 | -12.5669 | -12.5669 | 2860.3316 | 21395.2804 |  | 0
1949-04-06 | 0 | 0 | 0 | 0 | -12.5669 | -12.5669 | 2847.7647 | 21301.2803 |  | 0
1949-04-07 | 0 | 0 | 0 | 0 | -12.5669 | -12.5669 | 2835.1979 | 21207.2802 |  | 0
1949-04-08 | 0 | 0 | 0 | 0 | -12.5669 | -12.5669 | 2822.631 | 21113.2801 |  | 0
1949-04-09 | 0 | 0 | 0 | 0 | -12.5669 | -12.5669 | 2810.0642 | 21019.28 |  | 0
1949-04-10 | 0 | 0 | 0 | 0 | -12.5669 | -12.5669 | 2797.4973 | 20925.2799 |  | 0
1949-04-11 | 0 | 0 | 0 | 0 | -12.5669 | -12.5669 | 2784.9304 | 20831.2797 |  | 0
1949-04-12 | 0 | 0 | 0 | 0 | -12.5669 | -12.5669 | 2772.3636 | 20737.2796 |  | 0
1949-04-13 | 0 | 0 | 0 | 0 | -12.5669 | -12.5669 | 2759.7967 | 20643.2795 |  | 0
1949-04-14 | 0 | 0 | 0 | 0 | -12.5669 | -12.5669 | 2747.2299 | 20549.2794 |  | 0
1949-04-15 | 0 | 0 | 0 | 0 | -12.5669 | -12.5669 | 2734.663 | 20455.2793 |  | 0
1949-04-16 | 0 | 0 | 0 | 0 | -12.5669 | -12.5669 | 2722.0961 | 20361.2792 |  | 0
1949-04-17 | 0 | 0 | 0 | 0 | -12.5669 | -12.5669 | 2709.5293 | 20267.2791 |  | 0
1949-04-18 | 0 | 0 | 0 | 0 | -12.5669 | -12.5669 | 2696.9624 | 20173.279 |  | 0
1949-04-19 | 0.0025 | 6.9 | 4.0107 | 4.0107 | -9.6776 | -9.6776 | 2687.2849 | 20100.8908 |  | 0
1949-04-20 | 0 | 0 | 0 | 0 | -12.5669 | -12.5669 | 2674.718 | 20006.8907 |  | 0
1949-04-21 | 0.011667 | 32.2 | 4.0107 | 4.0107 | 15.6224 | 15.6224 | 2690.3405 | 20123.7466 |  | 0
1949-04-22 | 0 | 0 | 0 | 0 | -12.5669 | -12.5669 | 2677.7736 | 20029.7465 |  | 0
1949-04-23 | 0 | 0 | 0 | 0 | -12.5669 | -12.5669 | 2665.2067 | 19935.7464 |  | 0
1949-04-24 | 0.069167 | 190.9 | 4.0107 | 4.0107 | 174.3224 | 174.3224 | 2839.5292 | 21239.6783 |  | 0
1949-04-25 | 0 | 0 | 0 | 0 | -12.5669 | -12.5669 | 2826.9623 | 21145.6782 |  | 0
1949-04-26 | 0 | 0 | 0 | 0 | -12.5669 | -12.5669 | 2814.3955 | 21051.6781 |  | 0
1949-04-27 | 0.00083333 | 2.3 | 4.0107 | 2.3 | -12.5669 | -12.5669 | 2801.8286 | 20957.6779 |  | 0
1949-04-28 | 0.049167 | 135.7 | 4.0107 | 4.0107 | 119.1224 | 119.1224 | 2920.951 | 21848.7138 |  | 0
1949-04-29 | 0 | 0 | 0 | 0 | -12.5669 | -12.5669 | 2908.3842 | 21754.7137 |  | 0
1949-04-30 | 0 | 0 | 0 | 0 | -12.5669 | -12.5669 | 2895.8173 | 21660.7136 |  | 0
1949-05-01 | 0 | 0 | 0 | 0 | -12.5669 | -12.5669 | 2883.2505 | 21566.7135 |  | 0
1949-05-02 | 0 | 0 | 0 | 0 | -12.5669 | -12.5669 | 2870.6836 | 21472.7134 |  | 0
1949-05-03 | 0 | 0 | 0 | 0 | -12.5669 | -12.5669 | 2858.1167 | 21378.7133 |  | 0
1949-05-04 | 0 | 0 | 0 | 0 | -12.5669 | -12.5669 | 2845.5499 | 21284.7132 |  | 0
1949-05-05 | 0 | 0 | 0 | 0 | -12.5669 | -12.5669 | 2832.983 | 21190.713 |  | 0
1949-05-06 | 0.035833 | 98.9 | 4.0107 | 4.0107 | 82.3224 | 82.3224 | 2915.3055 | 21806.4849 |  | 0
1949-05-07 | 0.12583 | 347.3 | 4.0107 | 4.0107 | 330.7224 | 330.7224 | 3246.0279 | 24280.2888 |  | 0
1949-05-08 | 0.0125 | 34.5 | 4.0107 | 4.0107 | 17.9224 | 17.9224 | 3263.9504 | 24414.3487 |  | 0
1949-05-09 | 0 | 0 | 0 | 0 | -12.5669 | -12.5669 | 3251.3835 | 24320.3486 |  | 0
1949-05-10 | 0 | 0 | 0 | 0 | -12.5669 | -12.5669 | 3238.8166 | 24226.3485 |  | 0
1949-05-11 | 0 | 0 | 0 | 0 | -12.5669 | -12.5669 | 3226.2498 | 24132.3484 |  | 0
1949-05-12 | 0 | 0 | 0 | 0 | -12.5669 | -12.5669 | 3213.6829 | 24038.3483 |  | 0
1949-05-13 | 0 | 0 | 0 | 0 | -12.5669 | -12.5669 | 3201.1161 | 23944.3481 |  | 0
1949-05-14 | 0.075833 | 209.3 | 4.0107 | 4.0107 | 192.7224 | 192.7224 | 3393.8385 | 25385.912 |  | 0
1949-05-15 | 0 | 0 | 0 | 0 | -12.5669 | -12.5669 | 3381.2716 | 25291.9119 |  | 0
1949-05-16 | 0.055 | 151.8 | 4.0107 | 4.0107 | 135.2224 | 135.2224 | 3516.4941 | 26303.3758 |  | 0
1949-05-17 | 0 | 0 | 0 | 0 | -12.5669 | -12.5669 | 3503.9272 | 26209.3757 |  | 0
1949-05-18 | 0 | 0 | 0 | 0 | -12.5669 | -12.5669 | 3491.3604 | 26115.3756 |  | 0
1949-05-19 | 0 | 0 | 0 | 0 | -12.5669 | -12.5669 | 3478.7935 | 26021.3755 |  | 0
1949-05-20 | 0 | 0 | 0 | 0 | -12.5669 | -12.5669 | 3466.2267 | 25927.3753 |  | 0
1949-05-21 | 0 | 0 | 0 | 0 | -12.5669 | -12.5669 | 3453.6598 | 25833.3752 |  | 0
1949-05-22 | 0 | 0 | 0 | 0 | -12.5669 | -12.5669 | 3441.0929 | 25739.3751 |  | 0
1949-05-23 | 0.01 | 27.6 | 4.0107 | 4.0107 | 11.0224 | 11.0224 | 3452.1154 | 25821.823 |  | 0
1949-05-24 | 0.075833 | 209.3 | 4.0107 | 4.0107 | 192.7224 | 192.7224 | 3644.8378 | 27263.3869 |  | 0
1949-05-25 | 0 | 0 | 0 | 0 | -12.5669 | -12.5669 | 3632.271 | 27169.3868 |  | 0
1949-05-26 | 0.080833 | 223.1 | 4.0107 | 4.0107 | 206.5224 | 206.5224 | 3838.7934 | 28714.1747 |  | 0
1949-05-27 | 0 | 0 | 0 | 0 | -12.5669 | -12.5669 | 3826.2265 | 28620.1746 |  | 0
1949-05-28 | 0.044167 | 121.9 | 4.0107 | 4.0107 | 105.3224 | 105.3224 | 3931.549 | 29407.9864 |  | 0
1949-05-29 | 0.013333 | 36.8 | 4.0107 | 4.0107 | 20.2224 | 20.2224 | 3951.7714 | 29559.2503 |  | 0
1949-05-30 | 0 | 0 | 0 | 0 | -12.5669 | -12.5669 | 3939.2046 | 29465.2502 |  | 0
1949-05-31 | 0 | 0 | 0 | 0 | -12.5669 | -12.5669 | 3926.6377 | 29371.2501 |  | 0
1949-06-01 | 0 | 0 | 0 | 0 | -12.5669 | -12.5669 | 3914.0709 | 29277.25 |  | 0
1949-06-02 | 0 | 0 | 0 | 0 | -12.5669 | -12.5669 | 3901.504 | 29183.2499 |  | 0
1949-06-03 | 0.0125 | 34.5 | 4.0107 | 4.0107 | 17.9224 | 17.9224 | 3919.4264 | 29317.3098 |  | 0
1949-06-04 | 0 | 0 | 0 | 0 | -12.5669 | -12.5669 | 3906.8596 | 29223.3097 |  | 0
1949-06-05 | 0 | 0 | 0 | 0 | -12.5669 | -12.5669 | 3894.2927 | 29129.3095 |  | 0
1949-06-06 | 0 | 0 | 0 | 0 | -12.5669 | -12.5669 | 3881.7259 | 29035.3094 |  | 0
1949-06-07 | 0 | 0 | 0 | 0 | -12.5669 | -12.5669 | 3869.159 | 28941.3093 |  | 0
1949-06-08 | 0.00083333 | 2.3 | 4.0107 | 2.3 | -12.5669 | -12.5669 | 3856.5921 | 28847.3092 |  | 0
1949-06-09 | 0 | 0 | 0 | 0 | -12.5669 | -12.5669 | 3844.0253 | 28753.3091 |  | 0
1949-06-10 | 0.025 | 69 | 4.0107 | 4.0107 | 52.4224 | 52.4224 | 3896.4477 | 29145.429 |  | 0
1949-06-11 | 0.018333 | 50.6 | 4.0107 | 4.0107 | 34.0224 | 34.0224 | 3930.4702 | 29399.9169 |  | 0
1949-06-12 | 0 | 0 | 0 | 0 | -12.5669 | -12.5669 | 3917.9033 | 29305.9168 |  | 0
1949-06-13 | 0.00083333 | 2.3 | 4.0107 | 2.3 | -12.5669 | -12.5669 | 3905.3364 | 29211.9166 |  | 0
1949-06-14 | 0.005 | 13.8 | 4.0107 | 4.0107 | -2.7776 | -2.7776 | 3902.5589 | 29191.1405 |  | 0
1949-06-15 | 0 | 0 | 0 | 0 | -12.5669 | -12.5669 | 3889.992 | 29097.1404 |  | 0
1949-06-16 | 0 | 0 | 0 | 0 | -12.5669 | -12.5669 | 3877.4252 | 29003.1403 |  | 0
1949-06-17 | 0 | 0 | 0 | 0 | -12.5669 | -12.5669 | 3864.8583 | 28909.1402 |  | 0
1949-06-18 | 0 | 0 | 0 | 0 | -12.5669 | -12.5669 | 3852.2915 | 28815.1401 |  | 0
1949-06-19 | 0 | 0 | 0 | 0 | -12.5669 | -12.5669 | 3839.7246 | 28721.14 |  | 0
1949-06-20 | 0 | 0 | 0 | 0 | -12.5669 | -12.5669 | 3827.1577 | 28627.1399 |  | 0
1949-06-21 | 0 | 0 | 0 | 0 | -12.5669 | -12.5669 | 3814.5909 | 28533.1397 |  | 0
1949-06-22 | 0 | 0 | 0 | 0 | -12.5669 | -12.5669 | 3802.024 | 28439.1396 |  | 0
1949-06-23 | 0 | 0 | 0 | 0 | -12.5669 | -12.5669 | 3789.4572 | 28345.1395 |  | 0
1949-06-24 | 0.051667 | 142.6 | 4.0107 | 4.0107 | 126.0224 | 126.0224 | 3915.4796 | 29287.7874 |  | 0
1949-06-25 | 0.0016667 | 4.6 | 4.0107 | 4.0107 | -11.9776 | -11.9776 | 3903.502 | 29198.1953 |  | 0
1949-06-26 | 0 | 0 | 0 | 0 | -12.5669 | -12.5669 | 3890.9352 | 29104.1952 |  | 0
1949-06-27 | 0 | 0 | 0 | 0 | -12.5669 | -12.5669 | 3878.3683 | 29010.1951 |  | 0
1949-06-28 | 0.0016667 | 4.6 | 4.0107 | 4.0107 | -11.9776 | -11.9776 | 3866.3908 | 28920.603 |  | 0
1949-06-29 | 0 | 0 | 0 | 0 | -12.5669 | -12.5669 | 3853.8239 | 28826.6028 |  | 0
1949-06-30 | 0 | 0 | 0 | 0 | -12.5669 | -12.5669 | 3841.257 | 28732.6027 |  | 0
1949-07-01 | 0 | 0 | 0 | 0 | -12.5669 | -12.5669 | 3828.6902 | 28638.6026 |  | 0
1949-07-02 | 0 | 0 | 0 | 0 | -12.5669 | -12.5669 | 3816.1233 | 28544.6025 |  | 0
1949-07-03 | 0 | 0 | 0 | 0 | -12.5669 | -12.5669 | 3803.5565 | 28450.6024 |  | 0
1949-07-04 | 0 | 0 | 0 | 0 | -12.5669 | -12.5669 | 3790.9896 | 28356.6023 |  | 0
1949-07-05 | 0 | 0 | 0 | 0 | -12.5669 | -12.5669 | 3778.4227 | 28262.6022 |  | 0
1949-07-06 | 0 | 0 | 0 | 0 | -12.5669 | -12.5669 | 3765.8559 | 28168.602 |  | 0
1949-07-07 | 0 | 0 | 0 | 0 | -12.5669 | -12.5669 | 3753.289 | 28074.6019 |  | 0
1949-07-08 | 0 | 0 | 0 | 0 | -12.5669 | -12.5669 | 3740.7222 | 27980.6018 |  | 0
1949-07-09 | 0 | 0 | 0 | 0 | -12.5669 | -12.5669 | 3728.1553 | 27886.6017 |  | 0
1949-07-10 | 0 | 0 | 0 | 0 | -12.5669 | -12.5669 | 3715.5884 | 27792.6016 |  | 0
1949-07-11 | 0 | 0 | 0 | 0 | -12.5669 | -12.5669 | 3703.0216 | 27698.6015 |  | 0
1949-07-12 | 0 | 0 | 0 | 0 | -12.5669 | -12.5669 | 3690.4547 | 27604.6014 |  | 0
1949-07-13 | 0 | 0 | 0 | 0 | -12.5669 | -12.5669 | 3677.8879 | 27510.6013 |  | 0
1949-07-14 | 0 | 0 | 0 | 0 | -12.5669 | -12.5669 | 3665.321 | 27416.6011 |  | 0
1949-07-15 | 0 | 0 | 0 | 0 | -12.5669 | -12.5669 | 3652.7541 | 27322.601 |  | 0
1949-07-16 | 0 | 0 | 0 | 0 | -12.5669 | -12.5669 | 3640.1873 | 27228.6009 |  | 0
1949-07-17 | 0 | 0 | 0 | 0 | -12.5669 | -12.5669 | 3627.6204 | 27134.6008 |  | 0
1949-07-18 | 0 | 0 | 0 | 0 | -12.5669 | -12.5669 | 3615.0536 | 27040.6007 |  | 0
1949-07-19 | 0 | 0 | 0 | 0 | -12.5669 | -12.5669 | 3602.4867 | 26946.6006 |  | 0
1949-07-20 | 0 | 0 | 0 | 0 | -12.5669 | -12.5669 | 3589.9198 | 26852.6005 |  | 0
1949-07-21 | 0 | 0 | 0 | 0 | -12.5669 | -12.5669 | 3577.353 | 26758.6004 |  | 0
1949-07-22 | 0 | 0 | 0 | 0 | -12.5669 | -12.5669 | 3564.7861 | 26664.6002 |  | 0
1949-07-23 | 0 | 0 | 0 | 0 | -12.5669 | -12.5669 | 3552.2193 | 26570.6001 |  | 0
1949-07-24 | 0 | 0 | 0 | 0 | -12.5669 | -12.5669 | 3539.6524 | 26476.6 |  | 0
1949-07-25 | 0 | 0 | 0 | 0 | -12.5669 | -12.5669 | 3527.0855 | 26382.5999 |  | 0
1949-07-26 | 0.10583 | 292.1 | 4.0107 | 4.0107 | 275.5224 | 275.5224 | 3802.608 | 28443.5078 |  | 0
1949-07-27 | 0 | 0 | 0 | 0 | -12.5669 | -12.5669 | 3790.0411 | 28349.5077 |  | 0
1949-07-28 | 0 | 0 | 0 | 0 | -12.5669 | -12.5669 | 3777.4743 | 28255.5076 |  | 0
1949-07-29 | 0 | 0 | 0 | 0 | -12.5669 | -12.5669 | 3764.9074 | 28161.5075 |  | 0
1949-07-30 | 0 | 0 | 0 | 0 | -12.5669 | -12.5669 | 3752.3406 | 28067.5073 |  | 0
1949-07-31 | 0 | 0 | 0 | 0 | -12.5669 | -12.5669 | 3739.7737 | 27973.5072 |  | 0
1949-08-01 | 0 | 0 | 0 | 0 | -12.5669 | -12.5669 | 3727.2068 | 27879.5071 |  | 0
1949-08-02 | 0 | 0 | 0 | 0 | -12.5669 | -12.5669 | 3714.64 | 27785.507 |  | 0
1949-08-03 | 0 | 0 | 0 | 0 | -12.5669 | -12.5669 | 3702.0731 | 27691.5069 |  | 0
1949-08-04 | 0 | 0 | 0 | 0 | -12.5669 | -12.5669 | 3689.5063 | 27597.5068 |  | 0
1949-08-05 | 0 | 0 | 0 | 0 | -12.5669 | -12.5669 | 3676.9394 | 27503.5067 |  | 0
1949-08-06 | 0 | 0 | 0 | 0 | -12.5669 | -12.5669 | 3664.3725 | 27409.5066 |  | 0
1949-08-07 | 0.014167 | 39.1 | 4.0107 | 4.0107 | 22.5224 | 22.5224 | 3686.895 | 27577.9744 |  | 0
1949-08-08 | 0.015833 | 43.7 | 4.0107 | 4.0107 | 27.1224 | 27.1224 | 3714.0174 | 27780.8503 |  | 0
1949-08-09 | 0.0775 | 213.9 | 4.0107 | 4.0107 | 197.3224 | 197.3224 | 3911.3399 | 29256.8222 |  | 0
1949-08-10 | 0 | 0 | 0 | 0 | -12.5669 | -12.5669 | 3898.773 | 29162.8221 |  | 0
1949-08-11 | 0 | 0 | 0 | 0 | -12.5669 | -12.5669 | 3886.2061 | 29068.822 |  | 0
1949-08-12 | 0 | 0 | 0 | 0 | -12.5669 | -12.5669 | 3873.6393 | 28974.8219 |  | 0
1949-08-13 | 0 | 0 | 0 | 0 | -12.5669 | -12.5669 | 3861.0724 | 28880.8218 |  | 0
1949-08-14 | 0.0083333 | 23 | 4.0107 | 4.0107 | 6.4224 | 6.4224 | 3867.4949 | 28928.8616 |  | 0
1949-08-15 | 0 | 0 | 0 | 0 | -12.5669 | -12.5669 | 3854.928 | 28834.8615 |  | 0
1949-08-16 | 0 | 0 | 0 | 0 | -12.5669 | -12.5669 | 3842.3612 | 28740.8614 |  | 0
1949-08-17 | 0 | 0 | 0 | 0 | -12.5669 | -12.5669 | 3829.7943 | 28646.8613 |  | 0
1949-08-18 | 0 | 0 | 0 | 0 | -12.5669 | -12.5669 | 3817.2274 | 28552.8612 |  | 0
1949-08-19 | 0.00083333 | 2.3 | 4.0107 | 2.3 | -12.5669 | -12.5669 | 3804.6606 | 28458.8611 |  | 0
1949-08-20 | 0 | 0 | 0 | 0 | -12.5669 | -12.5669 | 3792.0937 | 28364.861 |  | 0
1949-08-21 | 0 | 0 | 0 | 0 | -12.5669 | -12.5669 | 3779.5269 | 28270.8609 |  | 0
1949-08-22 | 0 | 0 | 0 | 0 | -12.5669 | -12.5669 | 3766.96 | 28176.8607 |  | 0
1949-08-23 | 0 | 0 | 0 | 0 | -12.5669 | -12.5669 | 3754.3931 | 28082.8606 |  | 0
1949-08-24 | 0 | 0 | 0 | 0 | -12.5669 | -12.5669 | 3741.8263 | 27988.8605 |  | 0
1949-08-25 | 0 | 0 | 0 | 0 | -12.5669 | -12.5669 | 3729.2594 | 27894.8604 |  | 0
1949-08-26 | 0 | 0 | 0 | 0 | -12.5669 | -12.5669 | 3716.6926 | 27800.8603 |  | 0
1949-08-27 | 0.018333 | 50.6 | 4.0107 | 4.0107 | 34.0224 | 34.0224 | 3750.715 | 28055.3482 |  | 0
1949-08-28 | 0 | 0 | 0 | 0 | -12.5669 | -12.5669 | 3738.1481 | 27961.3481 |  | 0
1949-08-29 | 0 | 0 | 0 | 0 | -12.5669 | -12.5669 | 3725.5813 | 27867.348 |  | 0
1949-08-30 | 0 | 0 | 0 | 0 | -12.5669 | -12.5669 | 3713.0144 | 27773.3478 |  | 0
1949-08-31 | 0.0125 | 34.5 | 4.0107 | 4.0107 | 17.9224 | 17.9224 | 3730.9369 | 27907.4077 |  | 0
1949-09-01 | 0 | 0 | 0 | 0 | -12.5669 | -12.5669 | 3718.37 | 27813.4076 |  | 0
1949-09-02 | 0 | 0 | 0 | 0 | -12.5669 | -12.5669 | 3705.8031 | 27719.4075 |  | 0
1949-09-03 | 0.11583 | 319.7 | 4.0107 | 4.0107 | 303.1224 | 303.1224 | 4008.9256 | 29986.7634 |  | 0
1949-09-04 | 0 | 0 | 0 | 0 | -12.5669 | -12.5669 | 3996.3587 | 29892.7633 |  | 0
1949-09-05 | 0 | 0 | 0 | 0 | -12.5669 | -12.5669 | 3983.7919 | 29798.7632 |  | 0
1949-09-06 | 0 | 0 | 0 | 0 | -12.5669 | -12.5669 | 3971.225 | 29704.7631 |  | 0
1949-09-07 | 0 | 0 | 0 | 0 | -12.5669 | -12.5669 | 3958.6581 | 29610.7629 |  | 0
1949-09-08 | 0.078333 | 216.2 | 4.0107 | 4.0107 | 199.6224 | 199.6224 | 3997.8631 | 29904.0163 |  | 147.8506
1949-09-09 | 0 | 0 | 0 | 0 | -12.5669 | -12.5669 | 3985.2963 | 29810.0162 |  | 0
1949-09-10 | 0 | 0 | 0 | 0 | -12.5669 | -12.5669 | 3972.7294 | 29716.0161 |  | 0
1949-09-11 | 0 | 0 | 0 | 0 | -12.5669 | -12.5669 | 3960.1626 | 29622.0159 |  | 0
1949-09-12 | 0 | 0 | 0 | 0 | -12.5669 | -12.5669 | 3947.5957 | 29528.0158 |  | 0
1949-09-13 | 0.0016667 | 4.6 | 4.0107 | 4.0107 | -11.9776 | -11.9776 | 3935.6181 | 29438.4237 |  | 0
1949-09-14 | 0.16917 | 466.9 | 4.0107 | 4.0107 | 450.3224 | 450.3224 | 3997.8631 | 29904.0163 |  | 375.5106
1949-09-15 | 0.0125 | 34.5 | 4.0107 | 4.0107 | 17.9224 | 17.9224 | 3997.8631 | 29904.0163 |  | 5.3556
1949-09-16 | 0.03 | 82.8 | 4.0107 | 4.0107 | 66.2224 | 66.2224 | 3997.8631 | 29904.0163 |  | 53.6556
1949-09-17 | 0 | 0 | 0 | 0 | -12.5669 | -12.5669 | 3985.2963 | 29810.0162 |  | 0
1949-09-18 | 0 | 0 | 0 | 0 | -12.5669 | -12.5669 | 3972.7294 | 29716.0161 |  | 0
1949-09-19 | 0 | 0 | 0 | 0 | -12.5669 | -12.5669 | 3960.1626 | 29622.0159 |  | 0
1949-09-20 | 0 | 0 | 0 | 0 | -12.5669 | -12.5669 | 3947.5957 | 29528.0158 |  | 0
1949-09-21 | 0 | 0 | 0 | 0 | -12.5669 | -12.5669 | 3935.0288 | 29434.0157 |  | 0
1949-09-22 | 0 | 0 | 0 | 0 | -12.5669 | -12.5669 | 3922.462 | 29340.0156 |  | 0
1949-09-23 | 0 | 0 | 0 | 0 | -12.5669 | -12.5669 | 3909.8951 | 29246.0155 |  | 0
1949-09-24 | 0 | 0 | 0 | 0 | -12.5669 | -12.5669 | 3897.3283 | 29152.0154 |  | 0
1949-09-25 | 0 | 0 | 0 | 0 | -12.5669 | -12.5669 | 3884.7614 | 29058.0153 |  | 0
1949-09-26 | 0 | 0 | 0 | 0 | -12.5669 | -12.5669 | 3872.1945 | 28964.0152 |  | 0
1949-09-27 | 0 | 0 | 0 | 0 | -12.5669 | -12.5669 | 3859.6277 | 28870.015 |  | 0
1949-09-28 | 0 | 0 | 0 | 0 | -12.5669 | -12.5669 | 3847.0608 | 28776.0149 |  | 0
1949-09-29 | 0 | 0 | 0 | 0 | -12.5669 | -12.5669 | 3834.494 | 28682.0148 |  | 0
1949-09-30 | 0 | 0 | 0 | 0 | -12.5669 | -12.5669 | 3821.9271 | 28588.0147 |  | 0
1949-10-01 | 0 | 0 | 0 | 0 | -12.5669 | -12.5669 | 3809.3602 | 28494.0146 |  | 0
1949-10-02 | 0 | 0 | 0 | 0 | -12.5669 | -12.5669 | 3796.7934 | 28400.0145 |  | 0
1949-10-03 | 0 | 0 | 0 | 0 | -12.5669 | -12.5669 | 3784.2265 | 28306.0144 |  | 0
1949-10-04 | 0.015833 | 43.7 | 4.0107 | 4.0107 | 27.1224 | 27.1224 | 3811.349 | 28508.8903 |  | 0
1949-10-05 | 0 | 0 | 0 | 0 | -12.5669 | -12.5669 | 3798.7821 | 28414.8901 |  | 0
1949-10-06 | 0 | 0 | 0 | 0 | -12.5669 | -12.5669 | 3786.2152 | 28320.89 |  | 0
1949-10-07 | 0 | 0 | 0 | 0 | -12.5669 | -12.5669 | 3773.6484 | 28226.8899 |  | 0
1949-10-08 | 0 | 0 | 0 | 0 | -12.5669 | -12.5669 | 3761.0815 | 28132.8898 |  | 0
1949-10-09 | 0 | 0 | 0 | 0 | -12.5669 | -12.5669 | 3748.5147 | 28038.8897 |  | 0
1949-10-10 | 0.0033333 | 9.2 | 4.0107 | 4.0107 | -7.3776 | -7.3776 | 3741.1371 | 27983.7056 |  | 0
1949-10-11 | 0 | 0 | 0 | 0 | -12.5669 | -12.5669 | 3728.5702 | 27889.7055 |  | 0
1949-10-12 | 0 | 0 | 0 | 0 | -12.5669 | -12.5669 | 3716.0034 | 27795.7054 |  | 0
1949-10-13 | 0 | 0 | 0 | 0 | -12.5669 | -12.5669 | 3703.4365 | 27701.7052 |  | 0
1949-10-14 | 0 | 0 | 0 | 0 | -12.5669 | -12.5669 | 3690.8697 | 27607.7051 |  | 0
1949-10-15 | 0 | 0 | 0 | 0 | -12.5669 | -12.5669 | 3678.3028 | 27513.705 |  | 0
1949-10-16 | 0 | 0 | 0 | 0 | -12.5669 | -12.5669 | 3665.7359 | 27419.7049 |  | 0
1949-10-17 | 0 | 0 | 0 | 0 | -12.5669 | -12.5669 | 3653.1691 | 27325.7048 |  | 0
1949-10-18 | 0 | 0 | 0 | 0 | -12.5669 | -12.5669 | 3640.6022 | 27231.7047 |  | 0
1949-10-19 | 0 | 0 | 0 | 0 | -12.5669 | -12.5669 | 3628.0354 | 27137.7046 |  | 0
1949-10-20 | 0.00083333 | 2.3 | 4.0107 | 2.3 | -12.5669 | -12.5669 | 3615.4685 | 27043.7045 |  | 0
1949-10-21 | 0.045833 | 126.5 | 4.0107 | 4.0107 | 109.9224 | 109.9224 | 3725.391 | 27865.9243 |  | 0
1949-10-22 | 0 | 0 | 0 | 0 | -12.5669 | -12.5669 | 3712.8241 | 27771.9242 |  | 0
1949-10-23 | 0.13167 | 363.4 | 4.0107 | 4.0107 | 346.8224 | 346.8224 | 3997.8631 | 29904.0163 |  | 49.2165
1949-10-24 | 0.095 | 262.2 | 4.0107 | 4.0107 | 245.6224 | 245.6224 | 3997.8631 | 29904.0163 |  | 233.0556
1949-10-25 | 0 | 0 | 0 | 0 | -12.5669 | -12.5669 | 3985.2963 | 29810.0162 |  | 0
1949-10-26 | 0 | 0 | 0 | 0 | -12.5669 | -12.5669 | 3972.7294 | 29716.0161 |  | 0
1949-10-27 | 0 | 0 | 0 | 0 | -12.5669 | -12.5669 | 3960.1626 | 29622.0159 |  | 0
1949-10-28 | 0 | 0 | 0 | 0 | -12.5669 | -12.5669 | 3947.5957 | 29528.0158 |  | 0
1949-10-29 | 0 | 0 | 0 | 0 | -12.5669 | -12.5669 | 3935.0288 | 29434.0157 |  | 0
1949-10-30 | 0.015 | 41.4 | 4.0107 | 4.0107 | 24.8224 | 24.8224 | 3959.8513 | 29619.6876 |  | 0
1949-10-31 | 0 | 0 | 0 | 0 | -12.5669 | -12.5669 | 3947.2844 | 29525.6875 |  | 0
1949-11-01 | 0 | 0 | 0 | 0 | -12.5669 | -12.5669 | 3934.7176 | 29431.6874 |  | 0
1949-11-02 | 0 | 0 | 0 | 0 | -12.5669 | -12.5669 | 3922.1507 | 29337.6873 |  | 0
1949-11-03 | 0 | 0 | 0 | 0 | -12.5669 | -12.5669 | 3909.5838 | 29243.6872 |  | 0 | 1
1949-11-04 | 0 | 0 | 0 | 0 | -12.5669 | -12.5669 | 3897.017 | 29149.687 |  | 0
1949-11-05 | 0 | 0 | 0 | 0 | -12.5669 | -12.5669 | 3884.4501 | 29055.6869 |  | 0
1949-11-06 | 0 | 0 | 0 | 0 | -12.5669 | -12.5669 | 3871.8833 | 28961.6868 |  | 0
1949-11-07 | 0 | 0 | 0 | 0 | -12.5669 | -12.5669 | 3859.3164 | 28867.6867 |  | 0
1949-11-08 | 0 | 0 | 0 | 0 | -12.5669 | -12.5669 | 3846.7495 | 28773.6866 |  | 0
1949-11-09 | 0 | 0 | 0 | 0 | -12.5669 | -12.5669 | 3834.1827 | 28679.6865 |  | 0
1949-11-10 | 0 | 0 | 0 | 0 | -12.5669 | -12.5669 | 3821.6158 | 28585.6864 |  | 0
1949-11-11 | 0 | 0 | 0 | 0 | -12.5669 | -12.5669 | 3809.049 | 28491.6863 |  | 0
1949-11-12 | 0 | 0 | 0 | 0 | -12.5669 | -12.5669 | 3796.4821 | 28397.6861 |  | 0
1949-11-13 | 0 | 0 | 0 | 0 | -12.5669 | -12.5669 | 3783.9152 | 28303.686 |  | 0
1949-11-14 | 0 | 0 | 0 | 0 | -12.5669 | -12.5669 | 3771.3484 | 28209.6859 |  | 0
1949-11-15 | 0 | 0 | 0 | 0 | -12.5669 | -12.5669 | 3758.7815 | 28115.6858 |  | 0
1949-11-16 | 0 | 0 | 0 | 0 | -12.5669 | -12.5669 | 3746.2147 | 28021.6857 |  | 0
1949-11-17 | 0 | 0 | 0 | 0 | -12.5669 | -12.5669 | 3733.6478 | 27927.6856 |  | 0
1949-11-18 | 0 | 0 | 0 | 0 | -12.5669 | -12.5669 | 3721.0809 | 27833.6855 |  | 0
1949-11-19 | 0 | 0 | 0 | 0 | -12.5669 | -12.5669 | 3708.5141 | 27739.6854 |  | 0
1949-11-20 | 0 | 0 | 0 | 0 | -12.5669 | -12.5669 | 3695.9472 | 27645.6852 |  | 0
1949-11-21 | 0 | 0 | 0 | 0 | -12.5669 | -12.5669 | 3683.3804 | 27551.6851 |  | 0
1949-11-22 | 0 | 0 | 0 | 0 | -12.5669 | -12.5669 | 3670.8135 | 27457.685 |  | 0
1949-11-23 | 0 | 0 | 0 | 0 | -12.5669 | -12.5669 | 3658.2466 | 27363.6849 |  | 0
1949-11-24 | 0 | 0 | 0 | 0 | -12.5669 | -12.5669 | 3645.6798 | 27269.6848 |  | 0
1949-11-25 | 0 | 0 | 0 | 0 | -12.5669 | -12.5669 | 3633.1129 | 27175.6847 |  | 0
1949-11-26 | 0 | 0 | 0 | 0 | -12.5669 | -12.5669 | 3620.5461 | 27081.6846 |  | 0
1949-11-27 | 0 | 0 | 0 | 0 | -12.5669 | -12.5669 | 3607.9792 | 26987.6845 |  | 0
1949-11-28 | 0 | 0 | 0 | 0 | -12.5669 | -12.5669 | 3595.4123 | 26893.6843 |  | 0
1949-11-29 | 0 | 0 | 0 | 0 | -12.5669 | -12.5669 | 3582.8455 | 26799.6842 |  | 0
1949-11-30 | 0 | 0 | 0 | 0 | -12.5669 | -12.5669 | 3570.2786 | 26705.6841 |  | 0
1949-12-01 | 0 | 0 | 0 | 0 | -12.5669 | -12.5669 | 3557.7118 | 26611.684 |  | 0
1949-12-02 | 0.011667 | 32.2 | 4.0107 | 4.0107 | 15.6224 | 15.6224 | 3573.3342 | 26728.5399 |  | 0
1949-12-03 | 0.0016667 | 4.6 | 4.0107 | 4.0107 | -11.9776 | -11.9776 | 3561.3567 | 26638.9478 |  | 0
1949-12-04 | 0 | 0 | 0 | 0 | -12.5669 | -12.5669 | 3548.7898 | 26544.9477 |  | 0
1949-12-05 | 0 | 0 | 0 | 0 | -12.5669 | -12.5669 | 3536.2229 | 26450.9475 |  | 0
1949-12-06 | 0 | 0 | 0 | 0 | -12.5669 | -12.5669 | 3523.6561 | 26356.9474 |  | 0
1949-12-07 | 0 | 0 | 0 | 0 | -12.5669 | -12.5669 | 3511.0892 | 26262.9473 |  | 0
1949-12-08 | 0.054167 | 149.5 | 4.0107 | 4.0107 | 132.9224 | 132.9224 | 3644.0117 | 27257.2072 |  | 0
1949-12-09 | 0.0016667 | 4.6 | 4.0107 | 4.0107 | -11.9776 | -11.9776 | 3632.0341 | 27167.6151 |  | 0
1949-12-10 | 0.0016667 | 4.6 | 4.0107 | 4.0107 | -11.9776 | -11.9776 | 3620.0565 | 27078.023 |  | 0
1949-12-11 | 0 | 0 | 0 | 0 | -12.5669 | -12.5669 | 3607.4897 | 26984.0229 |  | 0
1949-12-12 | 0 | 0 | 0 | 0 | -12.5669 | -12.5669 | 3594.9228 | 26890.0228 |  | 0
1949-12-13 | 0 | 0 | 0 | 0 | -12.5669 | -12.5669 | 3582.356 | 26796.0226 |  | 0
1949-12-14 | 0 | 0 | 0 | 0 | -12.5669 | -12.5669 | 3569.7891 | 26702.0225 |  | 0
1949-12-15 | 0 | 0 | 0 | 0 | -12.5669 | -12.5669 | 3557.2222 | 26608.0224 |  | 0
1949-12-16 | 0 | 0 | 0 | 0 | -12.5669 | -12.5669 | 3544.6554 | 26514.0223 |  | 0
1949-12-17 | 0.0025 | 6.9 | 4.0107 | 4.0107 | -9.6776 | -9.6776 | 3534.9778 | 26441.6342 |  | 0
1949-12-18 | 0 | 0 | 0 | 0 | -12.5669 | -12.5669 | 3522.411 | 26347.6341 |  | 0
1949-12-19 | 0 | 0 | 0 | 0 | -12.5669 | -12.5669 | 3509.8441 | 26253.634 |  | 0
1949-12-20 | 0 | 0 | 0 | 0 | -12.5669 | -12.5669 | 3497.2773 | 26159.6339 |  | 0
1949-12-21 | 0.0025 | 6.9 | 4.0107 | 4.0107 | -9.6776 | -9.6776 | 3487.5997 | 26087.2457 |  | 0
1949-12-22 | 0 | 0 | 0 | 0 | -12.5669 | -12.5669 | 3475.0328 | 25993.2456 |  | 0
1949-12-23 | 0 | 0 | 0 | 0 | -12.5669 | -12.5669 | 3462.466 | 25899.2455 |  | 0
1949-12-24 | 0 | 0 | 0 | 0 | -12.5669 | -12.5669 | 3449.8991 | 25805.2454 |  | 0
1949-12-25 | 0 | 0 | 0 | 0 | -12.5669 | -12.5669 | 3437.3323 | 25711.2453 |  | 0
1949-12-26 | 0 | 0 | 0 | 0 | -12.5669 | -12.5669 | 3424.7654 | 25617.2452 |  | 0
1949-12-27 | 0 | 0 | 0 | 0 | -12.5669 | -12.5669 | 3412.1985 | 25523.2451 |  | 0
1949-12-28 | 0 | 0 | 0 | 0 | -12.5669 | -12.5669 | 3399.6317 | 25429.245 |  | 0
1949-12-29 | 0 | 0 | 0 | 0 | -12.5669 | -12.5669 | 3387.0648 | 25335.2448 |  | 0
1949-12-30 | 0.010833 | 29.9 | 4.0107 | 4.0107 | 13.3224 | 13.3224 | 3400.3873 | 25434.8967 |  | 0
1949-12-31 | 0.0016667 | 4.6 | 4.0107 | 4.0107 | -11.9776 | -11.9776 | 3388.4097 | 25345.3046 |  | 0
1950-01-01 | 0 | 0 | 0 | 0 | -12.5669 | -12.5669 | 3375.8428 | 25251.3045 |  | 0
1950-01-02 | 0 | 0 | 0 | 0 | -12.5669 | -12.5669 | 3363.276 | 25157.3044 |  | 0
1950-01-03 | 0.051667 | 142.6 | 4.0107 | 4.0107 | 126.0224 | 126.0224 | 3489.2984 | 26099.9523 |  | 0
1950-01-04 | 0 | 0 | 0 | 0 | -12.5669 | -12.5669 | 3476.7316 | 26005.9522 |  | 0
1950-01-05 | 0 | 0 | 0 | 0 | -12.5669 | -12.5669 | 3464.1647 | 25911.9521 |  | 0
1950-01-06 | 0 | 0 | 0 | 0 | -12.5669 | -12.5669 | 3451.5979 | 25817.9519 |  | 0
1950-01-07 | 0 | 0 | 0 | 0 | -12.5669 | -12.5669 | 3439.031 | 25723.9518 |  | 0
1950-01-08 | 0 | 0 | 0 | 0 | -12.5669 | -12.5669 | 3426.4641 | 25629.9517 |  | 0
1950-01-09 | 0 | 0 | 0 | 0 | -12.5669 | -12.5669 | 3413.8973 | 25535.9516 |  | 0
1950-01-10 | 0 | 0 | 0 | 0 | -12.5669 | -12.5669 | 3401.3304 | 25441.9515 |  | 0
1950-01-11 | 0 | 0 | 0 | 0 | -12.5669 | -12.5669 | 3388.7636 | 25347.9514 |  | 0
1950-01-12 | 0.021667 | 59.8 | 4.0107 | 4.0107 | 43.2224 | 43.2224 | 3431.986 | 25671.2553 |  | 0
1950-01-13 | 0.0041667 | 11.5 | 4.0107 | 4.0107 | -5.0776 | -5.0776 | 3426.9084 | 25633.2752 |  | 0
1950-01-14 | 0 | 0 | 0 | 0 | -12.5669 | -12.5669 | 3414.3416 | 25539.275 |  | 0
1950-01-15 | 0 | 0 | 0 | 0 | -12.5669 | -12.5669 | 3401.7747 | 25445.2749 |  | 0
1950-01-16 | 0 | 0 | 0 | 0 | -12.5669 | -12.5669 | 3389.2079 | 25351.2748 |  | 0
1950-01-17 | 0 | 0 | 0 | 0 | -12.5669 | -12.5669 | 3376.641 | 25257.2747 |  | 0
1950-01-18 | 0 | 0 | 0 | 0 | -12.5669 | -12.5669 | 3364.0741 | 25163.2746 |  | 0
1950-01-19 | 0 | 0 | 0 | 0 | -12.5669 | -12.5669 | 3351.5073 | 25069.2745 |  | 0
1950-01-20 | 0 | 0 | 0 | 0 | -12.5669 | -12.5669 | 3338.9404 | 24975.2744 |  | 0
1950-01-21 | 0 | 0 | 0 | 0 | -12.5669 | -12.5669 | 3326.3736 | 24881.2742 |  | 0
1950-01-22 | 0 | 0 | 0 | 0 | -12.5669 | -12.5669 | 3313.8067 | 24787.2741 |  | 0
1950-01-23 | 0 | 0 | 0 | 0 | -12.5669 | -12.5669 | 3301.2398 | 24693.274 |  | 0
1950-01-24 | 0 | 0 | 0 | 0 | -12.5669 | -12.5669 | 3288.673 | 24599.2739 |  | 0
1950-01-25 | 0 | 0 | 0 | 0 | -12.5669 | -12.5669 | 3276.1061 | 24505.2738 |  | 0
1950-01-26 | 0 | 0 | 0 | 0 | -12.5669 | -12.5669 | 3263.5393 | 24411.2737 |  | 0
1950-01-27 | 0 | 0 | 0 | 0 | -12.5669 | -12.5669 | 3250.9724 | 24317.2736 |  | 0
1950-01-28 | 0 | 0 | 0 | 0 | -12.5669 | -12.5669 | 3238.4055 | 24223.2735 |  | 0
1950-01-29 | 0 | 0 | 0 | 0 | -12.5669 | -12.5669 | 3225.8387 | 24129.2733 |  | 0
1950-01-30 | 0 | 0 | 0 | 0 | -12.5669 | -12.5669 | 3213.2718 | 24035.2732 |  | 0
1950-01-31 | 0.013333 | 36.8 | 4.0107 | 4.0107 | 20.2224 | 20.2224 | 3233.4943 | 24186.5371 |  | 0
1950-02-01 | 0 | 0 | 0 | 0 | -12.5669 | -12.5669 | 3220.9274 | 24092.537 |  | 0
1950-02-02 | 0.00083333 | 2.3 | 4.0107 | 2.3 | -12.5669 | -12.5669 | 3208.3605 | 23998.5369 |  | 0
1950-02-03 | 0 | 0 | 0 | 0 | -12.5669 | -12.5669 | 3195.7937 | 23904.5368 |  | 0
1950-02-04 | 0 | 0 | 0 | 0 | -12.5669 | -12.5669 | 3183.2268 | 23810.5367 |  | 0
1950-02-05 | 0 | 0 | 0 | 0 | -12.5669 | -12.5669 | 3170.66 | 23716.5366 |  | 0
1950-02-06 | 0 | 0 | 0 | 0 | -12.5669 | -12.5669 | 3158.0931 | 23622.5364 |  | 0
1950-02-07 | 0 | 0 | 0 | 0 | -12.5669 | -12.5669 | 3145.5262 | 23528.5363 |  | 0
1950-02-08 | 0 | 0 | 0 | 0 | -12.5669 | -12.5669 | 3132.9594 | 23434.5362 |  | 0
1950-02-09 | 0 | 0 | 0 | 0 | -12.5669 | -12.5669 | 3120.3925 | 23340.5361 |  | 0
1950-02-10 | 0 | 0 | 0 | 0 | -12.5669 | -12.5669 | 3107.8257 | 23246.536 |  | 0
1950-02-11 | 0.025 | 69 | 4.0107 | 4.0107 | 52.4224 | 52.4224 | 3160.2481 | 23638.6559 |  | 0
1950-02-12 | 0.038333 | 105.8 | 4.0107 | 4.0107 | 89.2224 | 89.2224 | 3249.4706 | 24306.0398 |  | 0
1950-02-13 | 0.0083333 | 23 | 4.0107 | 4.0107 | 6.4224 | 6.4224 | 3255.893 | 24354.0797 |  | 0
1950-02-14 | 0 | 0 | 0 | 0 | -12.5669 | -12.5669 | 3243.3261 | 24260.0795 |  | 0
1950-02-15 | 0 | 0 | 0 | 0 | -12.5669 | -12.5669 | 3230.7593 | 24166.0794 |  | 0
1950-02-16 | 0 | 0 | 0 | 0 | -12.5669 | -12.5669 | 3218.1924 | 24072.0793 |  | 0
1950-02-17 | 0 | 0 | 0 | 0 | -12.5669 | -12.5669 | 3205.6256 | 23978.0792 |  | 0
1950-02-18 | 0 | 0 | 0 | 0 | -12.5669 | -12.5669 | 3193.0587 | 23884.0791 |  | 0
1950-02-19 | 0 | 0 | 0 | 0 | -12.5669 | -12.5669 | 3180.4918 | 23790.079 |  | 0
1950-02-20 | 0 | 0 | 0 | 0 | -12.5669 | -12.5669 | 3167.925 | 23696.0789 |  | 0
1950-02-21 | 0 | 0 | 0 | 0 | -12.5669 | -12.5669 | 3155.3581 | 23602.0788 |  | 0
1950-02-22 | 0 | 0 | 0 | 0 | -12.5669 | -12.5669 | 3142.7913 | 23508.0786 |  | 0
1950-02-23 | 0 | 0 | 0 | 0 | -12.5669 | -12.5669 | 3130.2244 | 23414.0785 |  | 0
1950-02-24 | 0 | 0 | 0 | 0 | -12.5669 | -12.5669 | 3117.6575 | 23320.0784 |  | 0
1950-02-25 | 0 | 0 | 0 | 0 | -12.5669 | -12.5669 | 3105.0907 | 23226.0783 |  | 0
1950-02-26 | 0 | 0 | 0 | 0 | -12.5669 | -12.5669 | 3092.5238 | 23132.0782 |  | 0
1950-02-27 | 0 | 0 | 0 | 0 | -12.5669 | -12.5669 | 3079.957 | 23038.0781 |  | 0
1950-02-28 | 0 | 0 | 0 | 0 | -12.5669 | -12.5669 | 3067.3901 | 22944.078 |  | 0
1950-03-01 | 0 | 0 | 0 | 0 | -12.5669 | -12.5669 | 3054.8232 | 22850.0778 |  | 0
1950-03-02 | 0 | 0 | 0 | 0 | -12.5669 | -12.5669 | 3042.2564 | 22756.0777 |  | 0
1950-03-03 | 0 | 0 | 0 | 0 | -12.5669 | -12.5669 | 3029.6895 | 22662.0776 |  | 0
1950-03-04 | 0 | 0 | 0 | 0 | -12.5669 | -12.5669 | 3017.1227 | 22568.0775 |  | 0
1950-03-05 | 0 | 0 | 0 | 0 | -12.5669 | -12.5669 | 3004.5558 | 22474.0774 |  | 0
1950-03-06 | 0 | 0 | 0 | 0 | -12.5669 | -12.5669 | 2991.9889 | 22380.0773 |  | 0
1950-03-07 | 0 | 0 | 0 | 0 | -12.5669 | -12.5669 | 2979.4221 | 22286.0772 |  | 0
1950-03-08 | 0 | 0 | 0 | 0 | -12.5669 | -12.5669 | 2966.8552 | 22192.0771 |  | 0
1950-03-09 | 0 | 0 | 0 | 0 | -12.5669 | -12.5669 | 2954.2884 | 22098.0769 |  | 0
1950-03-10 | 0 | 0 | 0 | 0 | -12.5669 | -12.5669 | 2941.7215 | 22004.0768 |  | 0
1950-03-11 | 0 | 0 | 0 | 0 | -12.5669 | -12.5669 | 2929.1546 | 21910.0767 |  | 0
1950-03-12 | 0 | 0 | 0 | 0 | -12.5669 | -12.5669 | 2916.5878 | 21816.0766 |  | 0
1950-03-13 | 0 | 0 | 0 | 0 | -12.5669 | -12.5669 | 2904.0209 | 21722.0765 |  | 0
1950-03-14 | 0 | 0 | 0 | 0 | -12.5669 | -12.5669 | 2891.4541 | 21628.0764 |  | 0
1950-03-15 | 0.0058333 | 16.1 | 4.0107 | 4.0107 | -0.47756 | -0.47756 | 2890.9765 | 21624.5043 |  | 0
1950-03-16 | 0 | 0 | 0 | 0 | -12.5669 | -12.5669 | 2878.4096 | 21530.5042 |  | 0
1950-03-17 | 0 | 0 | 0 | 0 | -12.5669 | -12.5669 | 2865.8428 | 21436.504 |  | 0
1950-03-18 | 0 | 0 | 0 | 0 | -12.5669 | -12.5669 | 2853.2759 | 21342.5039 |  | 0
1950-03-19 | 0 | 0 | 0 | 0 | -12.5669 | -12.5669 | 2840.7091 | 21248.5038 |  | 0
1950-03-20 | 0 | 0 | 0 | 0 | -12.5669 | -12.5669 | 2828.1422 | 21154.5037 |  | 0
1950-03-21 | 0 | 0 | 0 | 0 | -12.5669 | -12.5669 | 2815.5753 | 21060.5036 |  | 0
1950-03-22 | 0 | 0 | 0 | 0 | -12.5669 | -12.5669 | 2803.0085 | 20966.5035 |  | 0
1950-03-23 | 0 | 0 | 0 | 0 | -12.5669 | -12.5669 | 2790.4416 | 20872.5034 |  | 0
1950-03-24 | 0 | 0 | 0 | 0 | -12.5669 | -12.5669 | 2777.8748 | 20778.5033 |  | 0
1950-03-25 | 0 | 0 | 0 | 0 | -12.5669 | -12.5669 | 2765.3079 | 20684.5031 |  | 0
1950-03-26 | 0 | 0 | 0 | 0 | -12.5669 | -12.5669 | 2752.741 | 20590.503 |  | 0
1950-03-27 | 0 | 0 | 0 | 0 | -12.5669 | -12.5669 | 2740.1742 | 20496.5029 |  | 0
1950-03-28 | 0 | 0 | 0 | 0 | -12.5669 | -12.5669 | 2727.6073 | 20402.5028 |  | 0
1950-03-29 | 0 | 0 | 0 | 0 | -12.5669 | -12.5669 | 2715.0405 | 20308.5027 |  | 0
1950-03-30 | 0 | 0 | 0 | 0 | -12.5669 | -12.5669 | 2702.4736 | 20214.5026 |  | 0
1950-03-31 | 0 | 0 | 0 | 0 | -12.5669 | -12.5669 | 2689.9067 | 20120.5025 |  | 0
1950-04-01 | 0 | 0 | 0 | 0 | -12.5669 | -12.5669 | 2677.3399 | 20026.5024 |  | 0
1950-04-02 | 0 | 0 | 0 | 0 | -12.5669 | -12.5669 | 2664.773 | 19932.5022 |  | 0
1950-04-03 | 0 | 0 | 0 | 0 | -12.5669 | -12.5669 | 2652.2062 | 19838.5021 |  | 0
1950-04-04 | 0 | 0 | 0 | 0 | -12.5669 | -12.5669 | 2639.6393 | 19744.502 |  | 0
1950-04-05 | 0 | 0 | 0 | 0 | -12.5669 | -12.5669 | 2627.0724 | 19650.5019 |  | 0
1950-04-06 | 0 | 0 | 0 | 0 | -12.5669 | -12.5669 | 2614.5056 | 19556.5018 |  | 0
1950-04-07 | 0 | 0 | 0 | 0 | -12.5669 | -12.5669 | 2601.9387 | 19462.5017 |  | 0
1950-04-08 | 0 | 0 | 0 | 0 | -12.5669 | -12.5669 | 2589.3719 | 19368.5016 |  | 0
1950-04-09 | 0 | 0 | 0 | 0 | -12.5669 | -12.5669 | 2576.805 | 19274.5014 |  | 0
1950-04-10 | 0 | 0 | 0 | 0 | -12.5669 | -12.5669 | 2564.2381 | 19180.5013 |  | 0
1950-04-11 | 0 | 0 | 0 | 0 | -12.5669 | -12.5669 | 2551.6713 | 19086.5012 |  | 0
1950-04-12 | 0 | 0 | 0 | 0 | -12.5669 | -12.5669 | 2539.1044 | 18992.5011 |  | 0
1950-04-13 | 0.0083333 | 23 | 4.0107 | 4.0107 | 6.4224 | 6.4224 | 2545.5269 | 19040.541 |  | 0
1950-04-14 | 0 | 0 | 0 | 0 | -12.5669 | -12.5669 | 2532.96 | 18946.5409 |  | 0
1950-04-15 | 0.1625 | 448.5 | 4.0107 | 4.0107 | 431.9224 | 431.9224 | 2964.8825 | 22177.3208 |  | 0
1950-04-16 | 0.0525 | 144.9 | 4.0107 | 4.0107 | 128.3224 | 128.3224 | 3093.2049 | 23137.1727 |  | 0
1950-04-17 | 0 | 0 | 0 | 0 | -12.5669 | -12.5669 | 3080.638 | 23043.1725 |  | 0
1950-04-18 | 0 | 0 | 0 | 0 | -12.5669 | -12.5669 | 3068.0712 | 22949.1724 |  | 0
1950-04-19 | 0.02 | 55.2 | 4.0107 | 4.0107 | 38.6224 | 38.6224 | 3106.6936 | 23238.0683 |  | 0
1950-04-20 | 0 | 0 | 0 | 0 | -12.5669 | -12.5669 | 3094.1268 | 23144.0682 |  | 0
1950-04-21 | 0 | 0 | 0 | 0 | -12.5669 | -12.5669 | 3081.5599 | 23050.0681 |  | 0
1950-04-22 | 0 | 0 | 0 | 0 | -12.5669 | -12.5669 | 3068.993 | 22956.068 |  | 0
1950-04-23 | 0 | 0 | 0 | 0 | -12.5669 | -12.5669 | 3056.4262 | 22862.0679 |  | 0
1950-04-24 | 0 | 0 | 0 | 0 | -12.5669 | -12.5669 | 3043.8593 | 22768.0678 |  | 0
1950-04-25 | 0 | 0 | 0 | 0 | -12.5669 | -12.5669 | 3031.2925 | 22674.0676 |  | 0
1950-04-26 | 0 | 0 | 0 | 0 | -12.5669 | -12.5669 | 3018.7256 | 22580.0675 |  | 0
1950-04-27 | 0 | 0 | 0 | 0 | -12.5669 | -12.5669 | 3006.1587 | 22486.0674 |  | 0
1950-04-28 | 0.00083333 | 2.3 | 4.0107 | 2.3 | -12.5669 | -12.5669 | 2993.5919 | 22392.0673 |  | 0
1950-04-29 | 0 | 0 | 0 | 0 | -12.5669 | -12.5669 | 2981.025 | 22298.0672 |  | 0
1950-04-30 | 0.029167 | 80.5 | 4.0107 | 4.0107 | 63.9224 | 63.9224 | 3044.9475 | 22776.2071 |  | 0
1950-05-01 | 0.12333 | 340.4 | 4.0107 | 4.0107 | 323.8224 | 323.8224 | 3368.7699 | 25198.399 |  | 0
1950-05-02 | 0 | 0 | 0 | 0 | -12.5669 | -12.5669 | 3356.2031 | 25104.3989 |  | 0
1950-05-03 | 0 | 0 | 0 | 0 | -12.5669 | -12.5669 | 3343.6362 | 25010.3987 |  | 0
1950-05-04 | 0.0041667 | 11.5 | 4.0107 | 4.0107 | -5.0776 | -5.0776 | 3338.5586 | 24972.4186 |  | 0
1950-05-05 | 0 | 0 | 0 | 0 | -12.5669 | -12.5669 | 3325.9918 | 24878.4185 |  | 0
1950-05-06 | 0 | 0 | 0 | 0 | -12.5669 | -12.5669 | 3313.4249 | 24784.4184 |  | 0
1950-05-07 | 0 | 0 | 0 | 0 | -12.5669 | -12.5669 | 3300.8581 | 24690.4183 |  | 0
1950-05-08 | 0 | 0 | 0 | 0 | -12.5669 | -12.5669 | 3288.2912 | 24596.4182 |  | 0
1950-05-09 | 0.040833 | 112.7 | 4.0107 | 4.0107 | 96.1224 | 96.1224 | 3384.4136 | 25315.4141 |  | 0
1950-05-10 | 0.225 | 621 | 4.0107 | 4.0107 | 604.4224 | 604.4224 | 3988.8361 | 29836.494 |  | 0
1950-05-11 | 0.0058333 | 16.1 | 4.0107 | 4.0107 | -0.47756 | -0.47756 | 3988.3585 | 29832.9218 |  | 0
1950-05-12 | 0 | 0 | 0 | 0 | -12.5669 | -12.5669 | 3975.7917 | 29738.9217 |  | 0
1950-05-13 | 0.045 | 124.2 | 4.0107 | 4.0107 | 107.6224 | 107.6224 | 3997.8631 | 29904.0163 |  | 72.9841
1950-05-14 | 0 | 0 | 0 | 0 | -12.5669 | -12.5669 | 3985.2963 | 29810.0162 |  | 0
1950-05-15 | 0 | 0 | 0 | 0 | -12.5669 | -12.5669 | 3972.7294 | 29716.0161 |  | 0
1950-05-16 | 0 | 0 | 0 | 0 | -12.5669 | -12.5669 | 3960.1626 | 29622.0159 |  | 0
1950-05-17 | 0 | 0 | 0 | 0 | -12.5669 | -12.5669 | 3947.5957 | 29528.0158 |  | 0
1950-05-18 | 0 | 0 | 0 | 0 | -12.5669 | -12.5669 | 3935.0288 | 29434.0157 |  | 0
1950-05-19 | 0 | 0 | 0 | 0 | -12.5669 | -12.5669 | 3922.462 | 29340.0156 |  | 0
1950-05-20 | 0.036667 | 101.2 | 4.0107 | 4.0107 | 84.6224 | 84.6224 | 4007.0844 | 29972.9915 |  | 0
1950-05-21 | 0 | 0 | 0 | 0 | -12.5669 | -12.5669 | 3994.5176 | 29878.9914 |  | 0
1950-05-22 | 0 | 0 | 0 | 0 | -12.5669 | -12.5669 | 3981.9507 | 29784.9913 |  | 0
1950-05-23 | 0 | 0 | 0 | 0 | -12.5669 | -12.5669 | 3969.3838 | 29690.9912 |  | 0
1950-05-24 | 0 | 0 | 0 | 0 | -12.5669 | -12.5669 | 3956.817 | 29596.991 |  | 0
1950-05-25 | 0.080833 | 223.1 | 4.0107 | 4.0107 | 206.5224 | 206.5224 | 3997.8631 | 29904.0163 |  | 152.9094
1950-05-26 | 0.0375 | 103.5 | 4.0107 | 4.0107 | 86.9224 | 86.9224 | 3997.8631 | 29904.0163 |  | 74.3556
1950-05-27 | 0 | 0 | 0 | 0 | -12.5669 | -12.5669 | 3985.2963 | 29810.0162 |  | 0
1950-05-28 | 0.0083333 | 23 | 4.0107 | 4.0107 | 6.4224 | 6.4224 | 3991.7187 | 29858.0561 |  | 0
1950-05-29 | 0 | 0 | 0 | 0 | -12.5669 | -12.5669 | 3979.1519 | 29764.0559 |  | 0
1950-05-30 | 0 | 0 | 0 | 0 | -12.5669 | -12.5669 | 3966.585 | 29670.0558 |  | 0
1950-05-31 | 0 | 0 | 0 | 0 | -12.5669 | -12.5669 | 3954.0181 | 29576.0557 |  | 0
1950-06-01 | 0 | 0 | 0 | 0 | -12.5669 | -12.5669 | 3941.4513 | 29482.0556 |  | 0
1950-06-02 | 0.090833 | 250.7 | 4.0107 | 4.0107 | 234.1224 | 234.1224 | 3997.8631 | 29904.0163 |  | 165.1437
1950-06-03 | 0 | 0 | 0 | 0 | -12.5669 | -12.5669 | 3985.2963 | 29810.0162 |  | 0
1950-06-04 | 0.0066667 | 18.4 | 4.0107 | 4.0107 | 1.8224 | 1.8224 | 3987.1187 | 29823.6481 |  | 0
1950-06-05 | 0.035 | 96.6 | 4.0107 | 4.0107 | 80.0224 | 80.0224 | 3997.8631 | 29904.0163 |  | 56.7112
1950-06-06 | 0 | 0 | 0 | 0 | -12.5669 | -12.5669 | 3985.2963 | 29810.0162 |  | 0
1950-06-07 | 0 | 0 | 0 | 0 | -12.5669 | -12.5669 | 3972.7294 | 29716.0161 |  | 0
1950-06-08 | 0 | 0 | 0 | 0 | -12.5669 | -12.5669 | 3960.1626 | 29622.0159 |  | 0
1950-06-09 | 0 | 0 | 0 | 0 | -12.5669 | -12.5669 | 3947.5957 | 29528.0158 |  | 0
1950-06-10 | 0 | 0 | 0 | 0 | -12.5669 | -12.5669 | 3935.0288 | 29434.0157 |  | 0
1950-06-11 | 0 | 0 | 0 | 0 | -12.5669 | -12.5669 | 3922.462 | 29340.0156 |  | 0
1950-06-12 | 0 | 0 | 0 | 0 | -12.5669 | -12.5669 | 3909.8951 | 29246.0155 |  | 0
1950-06-13 | 0 | 0 | 0 | 0 | -12.5669 | -12.5669 | 3897.3283 | 29152.0154 |  | 0
1950-06-14 | 0 | 0 | 0 | 0 | -12.5669 | -12.5669 | 3884.7614 | 29058.0153 |  | 0
1950-06-15 | 0 | 0 | 0 | 0 | -12.5669 | -12.5669 | 3872.1945 | 28964.0152 |  | 0
1950-06-16 | 0 | 0 | 0 | 0 | -12.5669 | -12.5669 | 3859.6277 | 28870.015 |  | 0
1950-06-17 | 0 | 0 | 0 | 0 | -12.5669 | -12.5669 | 3847.0608 | 28776.0149 |  | 0
1950-06-18 | 0 | 0 | 0 | 0 | -12.5669 | -12.5669 | 3834.494 | 28682.0148 |  | 0
1950-06-19 | 0 | 0 | 0 | 0 | -12.5669 | -12.5669 | 3821.9271 | 28588.0147 |  | 0
1950-06-20 | 0.086667 | 239.2 | 4.0107 | 4.0107 | 222.6224 | 222.6224 | 3997.8631 | 29904.0163 |  | 34.1195
1950-06-21 | 0.074167 | 204.7 | 4.0107 | 4.0107 | 188.1224 | 188.1224 | 3997.8631 | 29904.0163 |  | 175.5556
1950-06-22 | 0 | 0 | 0 | 0 | -12.5669 | -12.5669 | 3985.2963 | 29810.0162 |  | 0
1950-06-23 | 0 | 0 | 0 | 0 | -12.5669 | -12.5669 | 3972.7294 | 29716.0161 |  | 0
1950-06-24 | 0 | 0 | 0 | 0 | -12.5669 | -12.5669 | 3960.1626 | 29622.0159 |  | 0
1950-06-25 | 0 | 0 | 0 | 0 | -12.5669 | -12.5669 | 3947.5957 | 29528.0158 |  | 0
1950-06-26 | 0 | 0 | 0 | 0 | -12.5669 | -12.5669 | 3935.0288 | 29434.0157 |  | 0
1950-06-27 | 0 | 0 | 0 | 0 | -12.5669 | -12.5669 | 3922.462 | 29340.0156 |  | 0
1950-06-28 | 0 | 0 | 0 | 0 | -12.5669 | -12.5669 | 3909.8951 | 29246.0155 |  | 0
1950-06-29 | 0.034167 | 94.3 | 4.0107 | 4.0107 | 77.7224 | 77.7224 | 3987.6176 | 29827.3794 |  | 0
1950-06-30 | 0 | 0 | 0 | 0 | -12.5669 | -12.5669 | 3975.0507 | 29733.3793 |  | 0
1950-07-01 | 0 | 0 | 0 | 0 | -12.5669 | -12.5669 | 3962.4838 | 29639.3792 |  | 0
1950-07-02 | 0 | 0 | 0 | 0 | -12.5669 | -12.5669 | 3949.917 | 29545.379 |  | 0
1950-07-03 | 0 | 0 | 0 | 0 | -12.5669 | -12.5669 | 3937.3501 | 29451.3789 |  | 0
1950-07-04 | 0.054167 | 149.5 | 4.0107 | 4.0107 | 132.9224 | 132.9224 | 3997.8631 | 29904.0163 |  | 59.8426
1950-07-05 | 0.0025 | 6.9 | 4.0107 | 4.0107 | -9.6776 | -9.6776 | 3988.1856 | 29831.6282 |  | 0
1950-07-06 | 0 | 0 | 0 | 0 | -12.5669 | -12.5669 | 3975.6187 | 29737.6281 |  | 0
1950-07-07 | 0.215 | 593.4 | 4.0107 | 4.0107 | 576.8224 | 576.8224 | 3997.8631 | 29904.0163 |  | 542.0112
1950-07-08 | 0 | 0 | 0 | 0 | -12.5669 | -12.5669 | 3985.2963 | 29810.0162 |  | 0
1950-07-09 | 0 | 0 | 0 | 0 | -12.5669 | -12.5669 | 3972.7294 | 29716.0161 |  | 0
1950-07-10 | 0 | 0 | 0 | 0 | -12.5669 | -12.5669 | 3960.1626 | 29622.0159 |  | 0
1950-07-11 | 0.0075 | 20.7 | 4.0107 | 4.0107 | 4.1224 | 4.1224 | 3964.285 | 29652.8518 |  | 0
1950-07-12 | 0.16833 | 464.6 | 4.0107 | 4.0107 | 448.0224 | 448.0224 | 3997.8631 | 29904.0163 |  | 401.8774
1950-07-13 | 0.15917 | 439.3 | 4.0107 | 4.0107 | 422.7224 | 422.7224 | 3997.8631 | 29904.0163 |  | 410.1556
1950-07-14 | 0.0016667 | 4.6 | 4.0107 | 4.0107 | -11.9776 | -11.9776 | 3985.8856 | 29814.4242 |  | 0
1950-07-15 | 0.0016667 | 4.6 | 4.0107 | 4.0107 | -11.9776 | -11.9776 | 3973.908 | 29724.8321 |  | 0
1950-07-16 | 0.0016667 | 4.6 | 4.0107 | 4.0107 | -11.9776 | -11.9776 | 3961.9305 | 29635.2399 |  | 0
1950-07-17 | 0.049167 | 135.7 | 4.0107 | 4.0107 | 119.1224 | 119.1224 | 3997.8631 | 29904.0163 |  | 70.6229
1950-07-18 | 0 | 0 | 0 | 0 | -12.5669 | -12.5669 | 3985.2963 | 29810.0162 |  | 0
1950-07-19 | 0 | 0 | 0 | 0 | -12.5669 | -12.5669 | 3972.7294 | 29716.0161 |  | 0
1950-07-20 | 0.0175 | 48.3 | 4.0107 | 4.0107 | 31.7224 | 31.7224 | 4004.4519 | 29953.2999 |  | 0
1950-07-21 | 0.0225 | 62.1 | 4.0107 | 4.0107 | 45.5224 | 45.5224 | 3997.8631 | 29904.0163 |  | 39.5443
1950-07-22 | 0.0058333 | 16.1 | 4.0107 | 4.0107 | -0.47756 | -0.47756 | 3997.3856 | 29900.4442 |  | 0
1950-07-23 | 0.17417 | 480.7 | 4.0107 | 4.0107 | 464.1224 | 464.1224 | 3997.8631 | 29904.0163 |  | 451.078
1950-07-24 | 0.05 | 138 | 4.0107 | 4.0107 | 121.4224 | 121.4224 | 3997.8631 | 29904.0163 |  | 108.8556
1950-07-25 | 0.013333 | 36.8 | 4.0107 | 4.0107 | 20.2224 | 20.2224 | 3997.8631 | 29904.0163 |  | 7.6556
1950-07-26 | 0.023333 | 64.4 | 4.0107 | 4.0107 | 47.8224 | 47.8224 | 3997.8631 | 29904.0163 |  | 35.2556
1950-07-27 | 0.020833 | 57.5 | 4.0107 | 4.0107 | 40.9224 | 40.9224 | 3997.8631 | 29904.0163 |  | 28.3556
1950-07-28 | 0 | 0 | 0 | 0 | -12.5669 | -12.5669 | 3985.2963 | 29810.0162 |  | 0
1950-07-29 | 0 | 0 | 0 | 0 | -12.5669 | -12.5669 | 3972.7294 | 29716.0161 |  | 0
1950-07-30 | 0 | 0 | 0 | 0 | -12.5669 | -12.5669 | 3960.1626 | 29622.0159 |  | 0
1950-07-31 | 0 | 0 | 0 | 0 | -12.5669 | -12.5669 | 3947.5957 | 29528.0158 |  | 0
1950-08-01 | 0.1475 | 407.1 | 4.0107 | 4.0107 | 390.5224 | 390.5224 | 3997.8631 | 29904.0163 |  | 327.6881
1950-08-02 | 0.005 | 13.8 | 4.0107 | 4.0107 | -2.7776 | -2.7776 | 3995.0856 | 29883.2402 |  | 0
1950-08-03 | 0 | 0 | 0 | 0 | -12.5669 | -12.5669 | 3982.5187 | 29789.2401 |  | 0
1950-08-04 | 0 | 0 | 0 | 0 | -12.5669 | -12.5669 | 3969.9519 | 29695.2399 |  | 0
1950-08-05 | 0 | 0 | 0 | 0 | -12.5669 | -12.5669 | 3957.385 | 29601.2398 |  | 0
1950-08-06 | 0 | 0 | 0 | 0 | -12.5669 | -12.5669 | 3944.8181 | 29507.2397 |  | 0
1950-08-07 | 0 | 0 | 0 | 0 | -12.5669 | -12.5669 | 3932.2513 | 29413.2396 |  | 0
1950-08-08 | 0 | 0 | 0 | 0 | -12.5669 | -12.5669 | 3919.6844 | 29319.2395 |  | 0
1950-08-09 | 0 | 0 | 0 | 0 | -12.5669 | -12.5669 | 3907.1176 | 29225.2394 |  | 0
1950-08-10 | 0 | 0 | 0 | 0 | -12.5669 | -12.5669 | 3894.5507 | 29131.2393 |  | 0
1950-08-11 | 0 | 0 | 0 | 0 | -12.5669 | -12.5669 | 3881.9838 | 29037.2392 |  | 0
1950-08-12 | 0 | 0 | 0 | 0 | -12.5669 | -12.5669 | 3869.417 | 28943.239 |  | 0
1950-08-13 | 0 | 0 | 0 | 0 | -12.5669 | -12.5669 | 3856.8501 | 28849.2389 |  | 0
1950-08-14 | 0 | 0 | 0 | 0 | -12.5669 | -12.5669 | 3844.2833 | 28755.2388 |  | 0
1950-08-15 | 0 | 0 | 0 | 0 | -12.5669 | -12.5669 | 3831.7164 | 28661.2387 |  | 0
1950-08-16 | 0.0225 | 62.1 | 4.0107 | 4.0107 | 45.5224 | 45.5224 | 3877.2388 | 29001.7466 |  | 0
1950-08-17 | 0.05 | 138 | 4.0107 | 4.0107 | 121.4224 | 121.4224 | 3998.6613 | 29909.9865 |  | 0
1950-08-18 | 0 | 0 | 0 | 0 | -12.5669 | -12.5669 | 3986.0944 | 29815.9864 |  | 0
1950-08-19 | 0 | 0 | 0 | 0 | -12.5669 | -12.5669 | 3973.5276 | 29721.9863 |  | 0
1950-08-20 | 0 | 0 | 0 | 0 | -12.5669 | -12.5669 | 3960.9607 | 29627.9861 |  | 0
1950-08-21 | 0.091667 | 253 | 4.0107 | 4.0107 | 236.4224 | 236.4224 | 3997.8631 | 29904.0163 |  | 186.9532
1950-08-22 | 0.1875 | 517.5 | 4.0107 | 4.0107 | 500.9224 | 500.9224 | 3997.8631 | 29904.0163 |  | 488.3556
1950-08-23 | 0.038333 | 105.8 | 4.0107 | 4.0107 | 89.2224 | 89.2224 | 3997.8631 | 29904.0163 |  | 76.6556
1950-08-24 | 0 | 0 | 0 | 0 | -12.5669 | -12.5669 | 3985.2963 | 29810.0162 |  | 0
1950-08-25 | 0 | 0 | 0 | 0 | -12.5669 | -12.5669 | 3972.7294 | 29716.0161 |  | 0
1950-08-26 | 0 | 0 | 0 | 0 | -12.5669 | -12.5669 | 3960.1626 | 29622.0159 |  | 0
1950-08-27 | 0 | 0 | 0 | 0 | -12.5669 | -12.5669 | 3947.5957 | 29528.0158 |  | 0
1950-08-28 | 0 | 0 | 0 | 0 | -12.5669 | -12.5669 | 3935.0288 | 29434.0157 |  | 0
1950-08-29 | 0 | 0 | 0 | 0 | -12.5669 | -12.5669 | 3922.462 | 29340.0156 |  | 0
1950-08-30 | 0 | 0 | 0 | 0 | -12.5669 | -12.5669 | 3909.8951 | 29246.0155 |  | 0
1950-08-31 | 0 | 0 | 0 | 0 | -12.5669 | -12.5669 | 3897.3283 | 29152.0154 |  | 0
1950-09-01 | 0 | 0 | 0 | 0 | -12.5669 | -12.5669 | 3884.7614 | 29058.0153 |  | 0
1950-09-02 | 0.0016667 | 4.6 | 4.0107 | 4.0107 | -11.9776 | -11.9776 | 3872.7838 | 28968.4232 |  | 0
1950-09-03 | 0.0016667 | 4.6 | 4.0107 | 4.0107 | -11.9776 | -11.9776 | 3860.8063 | 28878.831 |  | 0
1950-09-04 | 0.073333 | 202.4 | 4.0107 | 4.0107 | 185.8224 | 185.8224 | 3997.8631 | 29904.0163 |  | 36.1987
1950-09-05 | 0.0033333 | 9.2 | 4.0107 | 4.0107 | -7.3776 | -7.3776 | 3990.4856 | 29848.8322 |  | 0
1950-09-06 | 0 | 0 | 0 | 0 | -12.5669 | -12.5669 | 3977.9187 | 29754.8321 |  | 0
1950-09-07 | 0 | 0 | 0 | 0 | -12.5669 | -12.5669 | 3965.3519 | 29660.8319 |  | 0
1950-09-08 | 0 | 0 | 0 | 0 | -12.5669 | -12.5669 | 3952.785 | 29566.8318 |  | 0
1950-09-09 | 0 | 0 | 0 | 0 | -12.5669 | -12.5669 | 3940.2181 | 29472.8317 |  | 0
1950-09-10 | 0.015833 | 43.7 | 4.0107 | 4.0107 | 27.1224 | 27.1224 | 3967.3406 | 29675.7076 |  | 0
1950-09-11 | 0.0375 | 103.5 | 4.0107 | 4.0107 | 86.9224 | 86.9224 | 3997.8631 | 29904.0163 |  | 43.833
1950-09-12 | 0.18583 | 512.9 | 4.0107 | 4.0107 | 496.3224 | 496.3224 | 3997.8631 | 29904.0163 |  | 483.7556
1950-09-13 | 0 | 0 | 0 | 0 | -12.5669 | -12.5669 | 3985.2963 | 29810.0162 |  | 0
1950-09-14 | 0 | 0 | 0 | 0 | -12.5669 | -12.5669 | 3972.7294 | 29716.0161 |  | 0
1950-09-15 | 0.0016667 | 4.6 | 4.0107 | 4.0107 | -11.9776 | -11.9776 | 3960.7519 | 29626.4239 |  | 0
1950-09-16 | 0 | 0 | 0 | 0 | -12.5669 | -12.5669 | 3948.185 | 29532.4238 |  | 0
1950-09-17 | 0 | 0 | 0 | 0 | -12.5669 | -12.5669 | 3935.6181 | 29438.4237 |  | 0
1950-09-18 | 0 | 0 | 0 | 0 | -12.5669 | -12.5669 | 3923.0513 | 29344.4236 |  | 0
1950-09-19 | 0.016667 | 46 | 4.0107 | 4.0107 | 29.4224 | 29.4224 | 3952.4737 | 29564.5035 |  | 0
1950-09-20 | 0 | 0 | 0 | 0 | -12.5669 | -12.5669 | 3939.9069 | 29470.5034 |  | 0
1950-09-21 | 0.0066667 | 18.4 | 4.0107 | 4.0107 | 1.8224 | 1.8224 | 3941.7293 | 29484.1353 |  | 0
1950-09-22 | 0 | 0 | 0 | 0 | -12.5669 | -12.5669 | 3929.1625 | 29390.1352 |  | 0
1950-09-23 | 0 | 0 | 0 | 0 | -12.5669 | -12.5669 | 3916.5956 | 29296.135 |  | 0
1950-09-24 | 0 | 0 | 0 | 0 | -12.5669 | -12.5669 | 3904.0287 | 29202.1349 |  | 0
1950-09-25 | 0 | 0 | 0 | 0 | -12.5669 | -12.5669 | 3891.4619 | 29108.1348 |  | 0
1950-09-26 | 0 | 0 | 0 | 0 | -12.5669 | -12.5669 | 3878.895 | 29014.1347 |  | 0
1950-09-27 | 0 | 0 | 0 | 0 | -12.5669 | -12.5669 | 3866.3282 | 28920.1346 |  | 0
1950-09-28 | 0 | 0 | 0 | 0 | -12.5669 | -12.5669 | 3853.7613 | 28826.1345 |  | 0
1950-09-29 | 0 | 0 | 0 | 0 | -12.5669 | -12.5669 | 3841.1944 | 28732.1344 |  | 0
1950-09-30 | 0 | 0 | 0 | 0 | -12.5669 | -12.5669 | 3828.6276 | 28638.1343 |  | 0
1950-10-01 | 0 | 0 | 0 | 0 | -12.5669 | -12.5669 | 3816.0607 | 28544.1341 |  | 0
1950-10-02 | 0 | 0 | 0 | 0 | -12.5669 | -12.5669 | 3803.4939 | 28450.134 |  | 0
1950-10-03 | 0.016667 | 46 | 4.0107 | 4.0107 | 29.4224 | 29.4224 | 3832.9163 | 28670.2139 |  | 0
1950-10-04 | 0 | 0 | 0 | 0 | -12.5669 | -12.5669 | 3820.3494 | 28576.2138 |  | 0
1950-10-05 | 0 | 0 | 0 | 0 | -12.5669 | -12.5669 | 3807.7826 | 28482.2137 |  | 0
1950-10-06 | 0 | 0 | 0 | 0 | -12.5669 | -12.5669 | 3795.2157 | 28388.2136 |  | 0
1950-10-07 | 0 | 0 | 0 | 0 | -12.5669 | -12.5669 | 3782.6489 | 28294.2135 |  | 0
1950-10-08 | 0 | 0 | 0 | 0 | -12.5669 | -12.5669 | 3770.082 | 28200.2134 |  | 0
1950-10-09 | 0 | 0 | 0 | 0 | -12.5669 | -12.5669 | 3757.5151 | 28106.2132 |  | 0
1950-10-10 | 0 | 0 | 0 | 0 | -12.5669 | -12.5669 | 3744.9483 | 28012.2131 |  | 0
1950-10-11 | 0 | 0 | 0 | 0 | -12.5669 | -12.5669 | 3732.3814 | 27918.213 |  | 0
1950-10-12 | 0 | 0 | 0 | 0 | -12.5669 | -12.5669 | 3719.8146 | 27824.2129 |  | 0
1950-10-13 | 0 | 0 | 0 | 0 | -12.5669 | -12.5669 | 3707.2477 | 27730.2128 |  | 0
1950-10-14 | 0 | 0 | 0 | 0 | -12.5669 | -12.5669 | 3694.6808 | 27636.2127 |  | 0
1950-10-15 | 0 | 0 | 0 | 0 | -12.5669 | -12.5669 | 3682.114 | 27542.2126 |  | 0
1950-10-16 | 0 | 0 | 0 | 0 | -12.5669 | -12.5669 | 3669.5471 | 27448.2125 |  | 0
1950-10-17 | 0 | 0 | 0 | 0 | -12.5669 | -12.5669 | 3656.9803 | 27354.2123 |  | 0
1950-10-18 | 0 | 0 | 0 | 0 | -12.5669 | -12.5669 | 3644.4134 | 27260.2122 |  | 0
1950-10-19 | 0 | 0 | 0 | 0 | -12.5669 | -12.5669 | 3631.8465 | 27166.2121 |  | 0
1950-10-20 | 0 | 0 | 0 | 0 | -12.5669 | -12.5669 | 3619.2797 | 27072.212 |  | 0
1950-10-21 | 0 | 0 | 0 | 0 | -12.5669 | -12.5669 | 3606.7128 | 26978.2119 |  | 0
1950-10-22 | 0 | 0 | 0 | 0 | -12.5669 | -12.5669 | 3594.146 | 26884.2118 |  | 0
1950-10-23 | 0 | 0 | 0 | 0 | -12.5669 | -12.5669 | 3581.5791 | 26790.2117 |  | 0
1950-10-24 | 0 | 0 | 0 | 0 | -12.5669 | -12.5669 | 3569.0122 | 26696.2115 |  | 0
1950-10-25 | 0 | 0 | 0 | 0 | -12.5669 | -12.5669 | 3556.4454 | 26602.2114 |  | 0
1950-10-26 | 0 | 0 | 0 | 0 | -12.5669 | -12.5669 | 3543.8785 | 26508.2113 |  | 0
1950-10-27 | 0 | 0 | 0 | 0 | -12.5669 | -12.5669 | 3531.3117 | 26414.2112 |  | 0
1950-10-28 | 0 | 0 | 0 | 0 | -12.5669 | -12.5669 | 3518.7448 | 26320.2111 |  | 0
1950-10-29 | 0 | 0 | 0 | 0 | -12.5669 | -12.5669 | 3506.1779 | 26226.211 |  | 0
1950-10-30 | 0 | 0 | 0 | 0 | -12.5669 | -12.5669 | 3493.6111 | 26132.2109 |  | 0
1950-10-31 | 0 | 0 | 0 | 0 | -12.5669 | -12.5669 | 3481.0442 | 26038.2108 |  | 0
1950-11-01 | 0 | 0 | 0 | 0 | -12.5669 | -12.5669 | 3468.4774 | 25944.2106 |  | 0
1950-11-02 | 0 | 0 | 0 | 0 | -12.5669 | -12.5669 | 3455.9105 | 25850.2105 |  | 0
1950-11-03 | 0 | 0 | 0 | 0 | -12.5669 | -12.5669 | 3443.3436 | 25756.2104 |  | 0
1950-11-04 | 0 | 0 | 0 | 0 | -12.5669 | -12.5669 | 3430.7768 | 25662.2103 |  | 0
1950-11-05 | 0 | 0 | 0 | 0 | -12.5669 | -12.5669 | 3418.2099 | 25568.2102 |  | 0
1950-11-06 | 0 | 0 | 0 | 0 | -12.5669 | -12.5669 | 3405.6431 | 25474.2101 |  | 0
1950-11-07 | 0 | 0 | 0 | 0 | -12.5669 | -12.5669 | 3393.0762 | 25380.21 |  | 0
1950-11-08 | 0 | 0 | 0 | 0 | -12.5669 | -12.5669 | 3380.5093 | 25286.2099 |  | 0
1950-11-09 | 0 | 0 | 0 | 0 | -12.5669 | -12.5669 | 3367.9425 | 25192.2097 |  | 0
1950-11-10 | 0 | 0 | 0 | 0 | -12.5669 | -12.5669 | 3355.3756 | 25098.2096 |  | 0
1950-11-11 | 0 | 0 | 0 | 0 | -12.5669 | -12.5669 | 3342.8088 | 25004.2095 |  | 0
1950-11-12 | 0 | 0 | 0 | 0 | -12.5669 | -12.5669 | 3330.2419 | 24910.2094 |  | 0
1950-11-13 | 0 | 0 | 0 | 0 | -12.5669 | -12.5669 | 3317.675 | 24816.2093 |  | 0
1950-11-14 | 0 | 0 | 0 | 0 | -12.5669 | -12.5669 | 3305.1082 | 24722.2092 |  | 0
1950-11-15 | 0 | 0 | 0 | 0 | -12.5669 | -12.5669 | 3292.5413 | 24628.2091 |  | 0
1950-11-16 | 0 | 0 | 0 | 0 | -12.5669 | -12.5669 | 3279.9745 | 24534.209 |  | 0
1950-11-17 | 0 | 0 | 0 | 0 | -12.5669 | -12.5669 | 3267.4076 | 24440.2088 |  | 0
1950-11-18 | 0 | 0 | 0 | 0 | -12.5669 | -12.5669 | 3254.8407 | 24346.2087 |  | 0
1950-11-19 | 0 | 0 | 0 | 0 | -12.5669 | -12.5669 | 3242.2739 | 24252.2086 |  | 0
1950-11-20 | 0 | 0 | 0 | 0 | -12.5669 | -12.5669 | 3229.707 | 24158.2085 |  | 0
1950-11-21 | 0 | 0 | 0 | 0 | -12.5669 | -12.5669 | 3217.1402 | 24064.2084 |  | 0
1950-11-22 | 0 | 0 | 0 | 0 | -12.5669 | -12.5669 | 3204.5733 | 23970.2083 |  | 0
1950-11-23 | 0 | 0 | 0 | 0 | -12.5669 | -12.5669 | 3192.0064 | 23876.2082 |  | 0
1950-11-24 | 0 | 0 | 0 | 0 | -12.5669 | -12.5669 | 3179.4396 | 23782.2081 |  | 0
1950-11-25 | 0 | 0 | 0 | 0 | -12.5669 | -12.5669 | 3166.8727 | 23688.2079 |  | 0
1950-11-26 | 0 | 0 | 0 | 0 | -12.5669 | -12.5669 | 3154.3059 | 23594.2078 |  | 0
1950-11-27 | 0 | 0 | 0 | 0 | -12.5669 | -12.5669 | 3141.739 | 23500.2077 |  | 0
1950-11-28 | 0 | 0 | 0 | 0 | -12.5669 | -12.5669 | 3129.1721 | 23406.2076 |  | 0
1950-11-29 | 0 | 0 | 0 | 0 | -12.5669 | -12.5669 | 3116.6053 | 23312.2075 |  | 0
1950-11-30 | 0 | 0 | 0 | 0 | -12.5669 | -12.5669 | 3104.0384 | 23218.2074 |  | 0
1950-12-01 | 0 | 0 | 0 | 0 | -12.5669 | -12.5669 | 3091.4716 | 23124.2073 |  | 0
1950-12-02 | 0 | 0 | 0 | 0 | -12.5669 | -12.5669 | 3078.9047 | 23030.2072 |  | 0
1950-12-03 | 0 | 0 | 0 | 0 | -12.5669 | -12.5669 | 3066.3378 | 22936.207 |  | 0
1950-12-04 | 0 | 0 | 0 | 0 | -12.5669 | -12.5669 | 3053.771 | 22842.2069 |  | 0
1950-12-05 | 0.0016667 | 4.6 | 4.0107 | 4.0107 | -11.9776 | -11.9776 | 3041.7934 | 22752.6148 |  | 0
1950-12-06 | 0 | 0 | 0 | 0 | -12.5669 | -12.5669 | 3029.2266 | 22658.6147 |  | 0
1950-12-07 | 0 | 0 | 0 | 0 | -12.5669 | -12.5669 | 3016.6597 | 22564.6146 |  | 0
1950-12-08 | 0 | 0 | 0 | 0 | -12.5669 | -12.5669 | 3004.0928 | 22470.6145 |  | 0
1950-12-09 | 0 | 0 | 0 | 0 | -12.5669 | -12.5669 | 2991.526 | 22376.6144 |  | 0
1950-12-10 | 0 | 0 | 0 | 0 | -12.5669 | -12.5669 | 2978.9591 | 22282.6142 |  | 0
1950-12-11 | 0 | 0 | 0 | 0 | -12.5669 | -12.5669 | 2966.3923 | 22188.6141 |  | 0
1950-12-12 | 0 | 0 | 0 | 0 | -12.5669 | -12.5669 | 2953.8254 | 22094.614 |  | 0
1950-12-13 | 0 | 0 | 0 | 0 | -12.5669 | -12.5669 | 2941.2585 | 22000.6139 |  | 0
1950-12-14 | 0 | 0 | 0 | 0 | -12.5669 | -12.5669 | 2928.6917 | 21906.6138 |  | 0
1950-12-15 | 0 | 0 | 0 | 0 | -12.5669 | -12.5669 | 2916.1248 | 21812.6137 |  | 0
1950-12-16 | 0 | 0 | 0 | 0 | -12.5669 | -12.5669 | 2903.558 | 21718.6136 |  | 0
1950-12-17 | 0 | 0 | 0 | 0 | -12.5669 | -12.5669 | 2890.9911 | 21624.6135 |  | 0
1950-12-18 | 0 | 0 | 0 | 0 | -12.5669 | -12.5669 | 2878.4242 | 21530.6133 |  | 0
1950-12-19 | 0 | 0 | 0 | 0 | -12.5669 | -12.5669 | 2865.8574 | 21436.6132 |  | 0
1950-12-20 | 0 | 0 | 0 | 0 | -12.5669 | -12.5669 | 2853.2905 | 21342.6131 |  | 0
1950-12-21 | 0 | 0 | 0 | 0 | -12.5669 | -12.5669 | 2840.7237 | 21248.613 |  | 0
1950-12-22 | 0 | 0 | 0 | 0 | -12.5669 | -12.5669 | 2828.1568 | 21154.6129 |  | 0
1950-12-23 | 0 | 0 | 0 | 0 | -12.5669 | -12.5669 | 2815.5899 | 21060.6128 |  | 0
1950-12-24 | 0 | 0 | 0 | 0 | -12.5669 | -12.5669 | 2803.0231 | 20966.6127 |  | 0
1950-12-25 | 0 | 0 | 0 | 0 | -12.5669 | -12.5669 | 2790.4562 | 20872.6126 |  | 0
1950-12-26 | 0 | 0 | 0 | 0 | -12.5669 | -12.5669 | 2777.8894 | 20778.6124 |  | 0
1950-12-27 | 0 | 0 | 0 | 0 | -12.5669 | -12.5669 | 2765.3225 | 20684.6123 |  | 0
1950-12-28 | 0 | 0 | 0 | 0 | -12.5669 | -12.5669 | 2752.7556 | 20590.6122 |  | 0
1950-12-29 | 0 | 0 | 0 | 0 | -12.5669 | -12.5669 | 2740.1888 | 20496.6121 |  | 0
1950-12-30 | 0 | 0 | 0 | 0 | -12.5669 | -12.5669 | 2727.6219 | 20402.612 |  | 0
1950-12-31 | 0 | 0 | 0 | 0 | -12.5669 | -12.5669 | 2715.0551 | 20308.6119 |  | 0
1951-01-01 | 0 | 0 | 0 | 0 | -12.5669 | -12.5669 | 2702.4882 | 20214.6118 |  | 0
1951-01-02 | 0 | 0 | 0 | 0 | -12.5669 | -12.5669 | 2689.9213 | 20120.6117 |  | 0
1951-01-03 | 0 | 0 | 0 | 0 | -12.5669 | -12.5669 | 2677.3545 | 20026.6115 |  | 0
1951-01-04 | 0 | 0 | 0 | 0 | -12.5669 | -12.5669 | 2664.7876 | 19932.6114 |  | 0
1951-01-05 | 0 | 0 | 0 | 0 | -12.5669 | -12.5669 | 2652.2208 | 19838.6113 |  | 0
1951-01-06 | 0 | 0 | 0 | 0 | -12.5669 | -12.5669 | 2639.6539 | 19744.6112 |  | 0
1951-01-07 | 0 | 0 | 0 | 0 | -12.5669 | -12.5669 | 2627.087 | 19650.6111 |  | 0
1951-01-08 | 0 | 0 | 0 | 0 | -12.5669 | -12.5669 | 2614.5202 | 19556.611 |  | 0
1951-01-09 | 0 | 0 | 0 | 0 | -12.5669 | -12.5669 | 2601.9533 | 19462.6109 |  | 0
1951-01-10 | 0 | 0 | 0 | 0 | -12.5669 | -12.5669 | 2589.3865 | 19368.6108 |  | 0
1951-01-11 | 0 | 0 | 0 | 0 | -12.5669 | -12.5669 | 2576.8196 | 19274.6106 |  | 0
1951-01-12 | 0 | 0 | 0 | 0 | -12.5669 | -12.5669 | 2564.2527 | 19180.6105 |  | 0
1951-01-13 | 0.0033333 | 9.2 | 4.0107 | 4.0107 | -7.3776 | -7.3776 | 2556.8752 | 19125.4264 |  | 0
1951-01-14 | 0.0225 | 62.1 | 4.0107 | 4.0107 | 45.5224 | 45.5224 | 2602.3976 | 19465.9343 |  | 0
1951-01-15 | 0 | 0 | 0 | 0 | -12.5669 | -12.5669 | 2589.8308 | 19371.9342 |  | 0
1951-01-16 | 0 | 0 | 0 | 0 | -12.5669 | -12.5669 | 2577.2639 | 19277.9341 |  | 0
1951-01-17 | 0 | 0 | 0 | 0 | -12.5669 | -12.5669 | 2564.6971 | 19183.934 |  | 0
1951-01-18 | 0 | 0 | 0 | 0 | -12.5669 | -12.5669 | 2552.1302 | 19089.9338 |  | 0
1951-01-19 | 0 | 0 | 0 | 0 | -12.5669 | -12.5669 | 2539.5633 | 18995.9337 |  | 0
1951-01-20 | 0 | 0 | 0 | 0 | -12.5669 | -12.5669 | 2526.9965 | 18901.9336 |  | 0
1951-01-21 | 0 | 0 | 0 | 0 | -12.5669 | -12.5669 | 2514.4296 | 18807.9335 |  | 0
1951-01-22 | 0 | 0 | 0 | 0 | -12.5669 | -12.5669 | 2501.8628 | 18713.9334 |  | 0
1951-01-23 | 0 | 0 | 0 | 0 | -12.5669 | -12.5669 | 2489.2959 | 18619.9333 |  | 0
1951-01-24 | 0 | 0 | 0 | 0 | -12.5669 | -12.5669 | 2476.729 | 18525.9332 |  | 0
1951-01-25 | 0 | 0 | 0 | 0 | -12.5669 | -12.5669 | 2464.1622 | 18431.9331 |  | 0
1951-01-26 | 0 | 0 | 0 | 0 | -12.5669 | -12.5669 | 2451.5953 | 18337.9329 |  | 0
1951-01-27 | 0 | 0 | 0 | 0 | -12.5669 | -12.5669 | 2439.0285 | 18243.9328 |  | 0
1951-01-28 | 0 | 0 | 0 | 0 | -12.5669 | -12.5669 | 2426.4616 | 18149.9327 |  | 0
1951-01-29 | 0 | 0 | 0 | 0 | -12.5669 | -12.5669 | 2413.8947 | 18055.9326 |  | 0
1951-01-30 | 0 | 0 | 0 | 0 | -12.5669 | -12.5669 | 2401.3279 | 17961.9325 |  | 0
1951-01-31 | 0.0033333 | 9.2 | 4.0107 | 4.0107 | -7.3776 | -7.3776 | 2393.9503 | 17906.7484 |  | 0
1951-02-01 | 0 | 0 | 0 | 0 | -12.5669 | -12.5669 | 2381.3835 | 17812.7483 |  | 0
1951-02-02 | 0 | 0 | 0 | 0 | -12.5669 | -12.5669 | 2368.8166 | 17718.7482 |  | 0
1951-02-03 | 0 | 0 | 0 | 0 | -12.5669 | -12.5669 | 2356.2497 | 17624.748 |  | 0
1951-02-04 | 0 | 0 | 0 | 0 | -12.5669 | -12.5669 | 2343.6829 | 17530.7479 |  | 0
1951-02-05 | 0 | 0 | 0 | 0 | -12.5669 | -12.5669 | 2331.116 | 17436.7478 |  | 0
1951-02-06 | 0 | 0 | 0 | 0 | -12.5669 | -12.5669 | 2318.5492 | 17342.7477 |  | 0
1951-02-07 | 0 | 0 | 0 | 0 | -12.5669 | -12.5669 | 2305.9823 | 17248.7476 |  | 0
1951-02-08 | 0 | 0 | 0 | 0 | -12.5669 | -12.5669 | 2293.4154 | 17154.7475 |  | 0
1951-02-09 | 0 | 0 | 0 | 0 | -12.5669 | -12.5669 | 2280.8486 | 17060.7474 |  | 0
1951-02-10 | 0 | 0 | 0 | 0 | -12.5669 | -12.5669 | 2268.2817 | 16966.7473 |  | 0
1951-02-11 | 0 | 0 | 0 | 0 | -12.5669 | -12.5669 | 2255.7149 | 16872.7471 |  | 0
1951-02-12 | 0 | 0 | 0 | 0 | -12.5669 | -12.5669 | 2243.148 | 16778.747 |  | 0
1951-02-13 | 0.0083333 | 23 | 4.0107 | 4.0107 | 6.4224 | 6.4224 | 2249.5704 | 16826.7869 |  | 0
1951-02-14 | 0.045 | 124.2 | 4.0107 | 4.0107 | 107.6224 | 107.6224 | 2357.1929 | 17631.8028 |  | 0
1951-02-15 | 0 | 0 | 0 | 0 | -12.5669 | -12.5669 | 2344.626 | 17537.8027 |  | 0
1951-02-16 | 0 | 0 | 0 | 0 | -12.5669 | -12.5669 | 2332.0592 | 17443.8026 |  | 0
1951-02-17 | 0 | 0 | 0 | 0 | -12.5669 | -12.5669 | 2319.4923 | 17349.8025 |  | 0
1951-02-18 | 0 | 0 | 0 | 0 | -12.5669 | -12.5669 | 2306.9254 | 17255.8024 |  | 0
1951-02-19 | 0.035833 | 98.9 | 4.0107 | 4.0107 | 82.3224 | 82.3224 | 2389.2479 | 17871.5742 |  | 0
1951-02-20 | 0 | 0 | 0 | 0 | -12.5669 | -12.5669 | 2376.681 | 17777.5741 |  | 0
1951-02-21 | 0 | 0 | 0 | 0 | -12.5669 | -12.5669 | 2364.1142 | 17683.574 |  | 0
1951-02-22 | 0 | 0 | 0 | 0 | -12.5669 | -12.5669 | 2351.5473 | 17589.5739 |  | 0
1951-02-23 | 0.0125 | 34.5 | 4.0107 | 4.0107 | 17.9224 | 17.9224 | 2369.4698 | 17723.6338 |  | 0
1951-02-24 | 0 | 0 | 0 | 0 | -12.5669 | -12.5669 | 2356.9029 | 17629.6337 |  | 0
1951-02-25 | 0.0025 | 6.9 | 4.0107 | 4.0107 | -9.6776 | -9.6776 | 2347.2253 | 17557.2456 |  | 0
1951-02-26 | 0 | 0 | 0 | 0 | -12.5669 | -12.5669 | 2334.6585 | 17463.2454 |  | 0
1951-02-27 | 0 | 0 | 0 | 0 | -12.5669 | -12.5669 | 2322.0916 | 17369.2453 |  | 0
1951-02-28 | 0 | 0 | 0 | 0 | -12.5669 | -12.5669 | 2309.5248 | 17275.2452 |  | 0
1951-03-01 | 0 | 0 | 0 | 0 | -12.5669 | -12.5669 | 2296.9579 | 17181.2451 |  | 0
1951-03-02 | 0 | 0 | 0 | 0 | -12.5669 | -12.5669 | 2284.391 | 17087.245 |  | 0
1951-03-03 | 0 | 0 | 0 | 0 | -12.5669 | -12.5669 | 2271.8242 | 16993.2449 |  | 0
1951-03-04 | 0 | 0 | 0 | 0 | -12.5669 | -12.5669 | 2259.2573 | 16899.2448 |  | 0
1951-03-05 | 0 | 0 | 0 | 0 | -12.5669 | -12.5669 | 2246.6905 | 16805.2447 |  | 0
1951-03-06 | 0 | 0 | 0 | 0 | -12.5669 | -12.5669 | 2234.1236 | 16711.2445 |  | 0
1951-03-07 | 0 | 0 | 0 | 0 | -12.5669 | -12.5669 | 2221.5567 | 16617.2444 |  | 0
1951-03-08 | 0 | 0 | 0 | 0 | -12.5669 | -12.5669 | 2208.9899 | 16523.2443 |  | 0
1951-03-09 | 0.063333 | 174.8 | 4.0107 | 4.0107 | 158.2224 | 158.2224 | 2367.2123 | 17706.7482 |  | 0
1951-03-10 | 0.1025 | 282.9 | 4.0107 | 4.0107 | 266.3224 | 266.3224 | 2633.5348 | 19698.8401 |  | 0
1951-03-11 | 0.024167 | 66.7 | 4.0107 | 4.0107 | 50.1224 | 50.1224 | 2683.6572 | 20073.756 |  | 0
1951-03-12 | 0 | 0 | 0 | 0 | -12.5669 | -12.5669 | 2671.0904 | 19979.7559 |  | 0
1951-03-13 | 0 | 0 | 0 | 0 | -12.5669 | -12.5669 | 2658.5235 | 19885.7558 |  | 0
1951-03-14 | 0 | 0 | 0 | 0 | -12.5669 | -12.5669 | 2645.9566 | 19791.7556 |  | 0
1951-03-15 | 0 | 0 | 0 | 0 | -12.5669 | -12.5669 | 2633.3898 | 19697.7555 |  | 0
1951-03-16 | 0 | 0 | 0 | 0 | -12.5669 | -12.5669 | 2620.8229 | 19603.7554 |  | 0
1951-03-17 | 0 | 0 | 0 | 0 | -12.5669 | -12.5669 | 2608.2561 | 19509.7553 |  | 0
1951-03-18 | 0 | 0 | 0 | 0 | -12.5669 | -12.5669 | 2595.6892 | 19415.7552 |  | 0
1951-03-19 | 0 | 0 | 0 | 0 | -12.5669 | -12.5669 | 2583.1223 | 19321.7551 |  | 0
1951-03-20 | 0 | 0 | 0 | 0 | -12.5669 | -12.5669 | 2570.5555 | 19227.755 |  | 0
1951-03-21 | 0 | 0 | 0 | 0 | -12.5669 | -12.5669 | 2557.9886 | 19133.7549 |  | 0
1951-03-22 | 0 | 0 | 0 | 0 | -12.5669 | -12.5669 | 2545.4218 | 19039.7547 |  | 0
1951-03-23 | 0 | 0 | 0 | 0 | -12.5669 | -12.5669 | 2532.8549 | 18945.7546 |  | 0
1951-03-24 | 0 | 0 | 0 | 0 | -12.5669 | -12.5669 | 2520.288 | 18851.7545 |  | 0
1951-03-25 | 0 | 0 | 0 | 0 | -12.5669 | -12.5669 | 2507.7212 | 18757.7544 |  | 0
1951-03-26 | 0.029167 | 80.5 | 4.0107 | 4.0107 | 63.9224 | 63.9224 | 2571.6436 | 19235.8943 |  | 0
1951-03-27 | 0 | 0 | 0 | 0 | -12.5669 | -12.5669 | 2559.0768 | 19141.8942 |  | 0
1951-03-28 | 0 | 0 | 0 | 0 | -12.5669 | -12.5669 | 2546.5099 | 19047.8941 |  | 0
1951-03-29 | 0 | 0 | 0 | 0 | -12.5669 | -12.5669 | 2533.943 | 18953.894 |  | 0
1951-03-30 | 0 | 0 | 0 | 0 | -12.5669 | -12.5669 | 2521.3762 | 18859.8938 |  | 0
1951-03-31 | 0 | 0 | 0 | 0 | -12.5669 | -12.5669 | 2508.8093 | 18765.8937 |  | 0
1951-04-01 | 0 | 0 | 0 | 0 | -12.5669 | -12.5669 | 2496.2425 | 18671.8936 |  | 0
1951-04-02 | 0 | 0 | 0 | 0 | -12.5669 | -12.5669 | 2483.6756 | 18577.8935 |  | 0
1951-04-03 | 0 | 0 | 0 | 0 | -12.5669 | -12.5669 | 2471.1087 | 18483.8934 |  | 0
1951-04-04 | 0 | 0 | 0 | 0 | -12.5669 | -12.5669 | 2458.5419 | 18389.8933 |  | 0
1951-04-05 | 0.0041667 | 11.5 | 4.0107 | 4.0107 | -5.0776 | -5.0776 | 2453.4643 | 18351.9132 |  | 0
1951-04-06 | 0 | 0 | 0 | 0 | -12.5669 | -12.5669 | 2440.8975 | 18257.9131 |  | 0
1951-04-07 | 0 | 0 | 0 | 0 | -12.5669 | -12.5669 | 2428.3306 | 18163.9129 |  | 0
1951-04-08 | 0 | 0 | 0 | 0 | -12.5669 | -12.5669 | 2415.7637 | 18069.9128 |  | 0
1951-04-09 | 0 | 0 | 0 | 0 | -12.5669 | -12.5669 | 2403.1969 | 17975.9127 |  | 0
1951-04-10 | 0.013333 | 36.8 | 4.0107 | 4.0107 | 20.2224 | 20.2224 | 2423.4193 | 18127.1766 |  | 0
1951-04-11 | 0 | 0 | 0 | 0 | -12.5669 | -12.5669 | 2410.8525 | 18033.1765 |  | 0
1951-04-12 | 0 | 0 | 0 | 0 | -12.5669 | -12.5669 | 2398.2856 | 17939.1764 |  | 0
1951-04-13 | 0 | 0 | 0 | 0 | -12.5669 | -12.5669 | 2385.7188 | 17845.1763 |  | 0
1951-04-14 | 0 | 0 | 0 | 0 | -12.5669 | -12.5669 | 2373.1519 | 17751.1761 |  | 0
1951-04-15 | 0 | 0 | 0 | 0 | -12.5669 | -12.5669 | 2360.585 | 17657.176 |  | 0
1951-04-16 | 0 | 0 | 0 | 0 | -12.5669 | -12.5669 | 2348.0182 | 17563.1759 |  | 0
1951-04-17 | 0 | 0 | 0 | 0 | -12.5669 | -12.5669 | 2335.4513 | 17469.1758 |  | 0
1951-04-18 | 0 | 0 | 0 | 0 | -12.5669 | -12.5669 | 2322.8845 | 17375.1757 |  | 0
1951-04-19 | 0 | 0 | 0 | 0 | -12.5669 | -12.5669 | 2310.3176 | 17281.1756 |  | 0
1951-04-20 | 0.094167 | 259.9 | 4.0107 | 4.0107 | 243.3224 | 243.3224 | 2553.64 | 19101.2275 |  | 0
1951-04-21 | 0 | 0 | 0 | 0 | -12.5669 | -12.5669 | 2541.0732 | 19007.2274 |  | 0
1951-04-22 | 0 | 0 | 0 | 0 | -12.5669 | -12.5669 | 2528.5063 | 18913.2272 |  | 0
1951-04-23 | 0 | 0 | 0 | 0 | -12.5669 | -12.5669 | 2515.9395 | 18819.2271 |  | 0
1951-04-24 | 0 | 0 | 0 | 0 | -12.5669 | -12.5669 | 2503.3726 | 18725.227 |  | 0
1951-04-25 | 0 | 0 | 0 | 0 | -12.5669 | -12.5669 | 2490.8057 | 18631.2269 |  | 0
1951-04-26 | 0 | 0 | 0 | 0 | -12.5669 | -12.5669 | 2478.2389 | 18537.2268 |  | 0
1951-04-27 | 0 | 0 | 0 | 0 | -12.5669 | -12.5669 | 2465.672 | 18443.2267 |  | 0
1951-04-28 | 0 | 0 | 0 | 0 | -12.5669 | -12.5669 | 2453.1052 | 18349.2266 |  | 0
1951-04-29 | 0.0033333 | 9.2 | 4.0107 | 4.0107 | -7.3776 | -7.3776 | 2445.7276 | 18294.0425 |  | 0
1951-04-30 | 0.13667 | 377.2 | 4.0107 | 4.0107 | 360.6224 | 360.6224 | 2806.35 | 20991.4983 |  | 0
1951-05-01 | 0 | 0 | 0 | 0 | -12.5669 | -12.5669 | 2793.7832 | 20897.4982 |  | 0
1951-05-02 | 0 | 0 | 0 | 0 | -12.5669 | -12.5669 | 2781.2163 | 20803.4981 |  | 0
1951-05-03 | 0 | 0 | 0 | 0 | -12.5669 | -12.5669 | 2768.6495 | 20709.498 |  | 0
1951-05-04 | 0 | 0 | 0 | 0 | -12.5669 | -12.5669 | 2756.0826 | 20615.4979 |  | 0
1951-05-05 | 0 | 0 | 0 | 0 | -12.5669 | -12.5669 | 2743.5157 | 20521.4978 |  | 0
1951-05-06 | 0 | 0 | 0 | 0 | -12.5669 | -12.5669 | 2730.9489 | 20427.4977 |  | 0
1951-05-07 | 0 | 0 | 0 | 0 | -12.5669 | -12.5669 | 2718.382 | 20333.4976 |  | 0
1951-05-08 | 0 | 0 | 0 | 0 | -12.5669 | -12.5669 | 2705.8152 | 20239.4974 |  | 0
1951-05-09 | 0.11833 | 326.6 | 4.0107 | 4.0107 | 310.0224 | 310.0224 | 3015.8376 | 22558.4653 |  | 0
1951-05-10 | 0 | 0 | 0 | 0 | -12.5669 | -12.5669 | 3003.2708 | 22464.4652 |  | 0
1951-05-11 | 0 | 0 | 0 | 0 | -12.5669 | -12.5669 | 2990.7039 | 22370.4651 |  | 0
1951-05-12 | 0 | 0 | 0 | 0 | -12.5669 | -12.5669 | 2978.137 | 22276.465 |  | 0
1951-05-13 | 0 | 0 | 0 | 0 | -12.5669 | -12.5669 | 2965.5702 | 22182.4649 |  | 0
1951-05-14 | 0 | 0 | 0 | 0 | -12.5669 | -12.5669 | 2953.0033 | 22088.4648 |  | 0
1951-05-15 | 0 | 0 | 0 | 0 | -12.5669 | -12.5669 | 2940.4365 | 21994.4647 |  | 0
1951-05-16 | 0.005 | 13.8 | 4.0107 | 4.0107 | -2.7776 | -2.7776 | 2937.6589 | 21973.6885 |  | 0
1951-05-17 | 0.21 | 579.6 | 4.0107 | 4.0107 | 563.0224 | 563.0224 | 3500.6813 | 26185.0964 |  | 0
1951-05-18 | 0.0725 | 200.1 | 4.0107 | 4.0107 | 183.5224 | 183.5224 | 3684.2038 | 27557.8443 |  | 0
1951-05-19 | 0 | 0 | 0 | 0 | -12.5669 | -12.5669 | 3671.6369 | 27463.8442 |  | 0
1951-05-20 | 0.0033333 | 9.2 | 4.0107 | 4.0107 | -7.3776 | -7.3776 | 3664.2594 | 27408.6601 |  | 0
1951-05-21 | 0.0025 | 6.9 | 4.0107 | 4.0107 | -9.6776 | -9.6776 | 3654.5818 | 27336.272 |  | 0
1951-05-22 | 0.0025 | 6.9 | 4.0107 | 4.0107 | -9.6776 | -9.6776 | 3644.9043 | 27263.8839 |  | 0
1951-05-23 | 0 | 0 | 0 | 0 | -12.5669 | -12.5669 | 3632.3374 | 27169.8837 |  | 0
1951-05-24 | 0.031667 | 87.4 | 4.0107 | 4.0107 | 70.8224 | 70.8224 | 3703.1598 | 27699.6356 |  | 0
1951-05-25 | 0.0058333 | 16.1 | 4.0107 | 4.0107 | -0.47756 | -0.47756 | 3702.6823 | 27696.0635 |  | 0
1951-05-26 | 0 | 0 | 0 | 0 | -12.5669 | -12.5669 | 3690.1154 | 27602.0634 |  | 0
1951-05-27 | 0 | 0 | 0 | 0 | -12.5669 | -12.5669 | 3677.5486 | 27508.0633 |  | 0
1951-05-28 | 0 | 0 | 0 | 0 | -12.5669 | -12.5669 | 3664.9817 | 27414.0632 |  | 0
1951-05-29 | 0 | 0 | 0 | 0 | -12.5669 | -12.5669 | 3652.4148 | 27320.0631 |  | 0
1951-05-30 | 0 | 0 | 0 | 0 | -12.5669 | -12.5669 | 3639.848 | 27226.063 |  | 0
1951-05-31 | 0 | 0 | 0 | 0 | -12.5669 | -12.5669 | 3627.2811 | 27132.0628 |  | 0
1951-06-01 | 0.0083333 | 23 | 4.0107 | 4.0107 | 6.4224 | 6.4224 | 3633.7036 | 27180.1027 |  | 0
1951-06-02 | 0.054167 | 149.5 | 4.0107 | 4.0107 | 132.9224 | 132.9224 | 3766.626 | 28174.3626 |  | 0
1951-06-03 | 0.0041667 | 11.5 | 4.0107 | 4.0107 | -5.0776 | -5.0776 | 3761.5485 | 28136.3825 |  | 0
1951-06-04 | 0 | 0 | 0 | 0 | -12.5669 | -12.5669 | 3748.9816 | 28042.3824 |  | 0
1951-06-05 | 0 | 0 | 0 | 0 | -12.5669 | -12.5669 | 3736.4147 | 27948.3823 |  | 0
1951-06-06 | 0.0875 | 241.5 | 4.0107 | 4.0107 | 224.9224 | 224.9224 | 3961.3372 | 29630.8022 |  | 0
1951-06-07 | 0.089167 | 246.1 | 4.0107 | 4.0107 | 229.5224 | 229.5224 | 3997.8631 | 29904.0163 |  | 180.4296
1951-06-08 | 0 | 0 | 0 | 0 | -12.5669 | -12.5669 | 3985.2963 | 29810.0162 |  | 0
1951-06-09 | 0 | 0 | 0 | 0 | -12.5669 | -12.5669 | 3972.7294 | 29716.0161 |  | 0
1951-06-10 | 0 | 0 | 0 | 0 | -12.5669 | -12.5669 | 3960.1626 | 29622.0159 |  | 0
1951-06-11 | 0 | 0 | 0 | 0 | -12.5669 | -12.5669 | 3947.5957 | 29528.0158 |  | 0
1951-06-12 | 0 | 0 | 0 | 0 | -12.5669 | -12.5669 | 3935.0288 | 29434.0157 |  | 0
1951-06-13 | 0 | 0 | 0 | 0 | -12.5669 | -12.5669 | 3922.462 | 29340.0156 |  | 0
1951-06-14 | 0 | 0 | 0 | 0 | -12.5669 | -12.5669 | 3909.8951 | 29246.0155 |  | 0
1951-06-15 | 0.011667 | 32.2 | 4.0107 | 4.0107 | 15.6224 | 15.6224 | 3925.5176 | 29362.8714 |  | 0
1951-06-16 | 0.014167 | 39.1 | 4.0107 | 4.0107 | 22.5224 | 22.5224 | 3948.04 | 29531.3393 |  | 0
1951-06-17 | 0 | 0 | 0 | 0 | -12.5669 | -12.5669 | 3935.4731 | 29437.3392 |  | 0
1951-06-18 | 0 | 0 | 0 | 0 | -12.5669 | -12.5669 | 3922.9063 | 29343.339 |  | 0
1951-06-19 | 0.011667 | 32.2 | 4.0107 | 4.0107 | 15.6224 | 15.6224 | 3938.5287 | 29460.1949 |  | 0
1951-06-20 | 0 | 0 | 0 | 0 | -12.5669 | -12.5669 | 3925.9619 | 29366.1948 |  | 0
1951-06-21 | 0 | 0 | 0 | 0 | -12.5669 | -12.5669 | 3913.395 | 29272.1947 |  | 0
1951-06-22 | 0 | 0 | 0 | 0 | -12.5669 | -12.5669 | 3900.8282 | 29178.1946 |  | 0
1951-06-23 | 0 | 0 | 0 | 0 | -12.5669 | -12.5669 | 3888.2613 | 29084.1945 |  | 0
1951-06-24 | 0 | 0 | 0 | 0 | -12.5669 | -12.5669 | 3875.6944 | 28990.1944 |  | 0
1951-06-25 | 0 | 0 | 0 | 0 | -12.5669 | -12.5669 | 3863.1276 | 28896.1943 |  | 0
1951-06-26 | 0 | 0 | 0 | 0 | -12.5669 | -12.5669 | 3850.5607 | 28802.1941 |  | 0
1951-06-27 | 0 | 0 | 0 | 0 | -12.5669 | -12.5669 | 3837.9939 | 28708.194 |  | 0
1951-06-28 | 0 | 0 | 0 | 0 | -12.5669 | -12.5669 | 3825.427 | 28614.1939 |  | 0
1951-06-29 | 0 | 0 | 0 | 0 | -12.5669 | -12.5669 | 3812.8601 | 28520.1938 |  | 0
1951-06-30 | 0.033333 | 92 | 4.0107 | 4.0107 | 75.4224 | 75.4224 | 3888.2826 | 29084.3537 |  | 0
1951-07-01 | 0.12 | 331.2 | 4.0107 | 4.0107 | 314.6224 | 314.6224 | 3997.8631 | 29904.0163 |  | 192.475
1951-07-02 | 0.078333 | 216.2 | 4.0107 | 4.0107 | 199.6224 | 199.6224 | 3997.8631 | 29904.0163 |  | 187.0556
1951-07-03 | 0 | 0 | 0 | 0 | -12.5669 | -12.5669 | 3985.2963 | 29810.0162 |  | 0
1951-07-04 | 0 | 0 | 0 | 0 | -12.5669 | -12.5669 | 3972.7294 | 29716.0161 |  | 0
1951-07-05 | 0 | 0 | 0 | 0 | -12.5669 | -12.5669 | 3960.1626 | 29622.0159 |  | 0
1951-07-06 | 0 | 0 | 0 | 0 | -12.5669 | -12.5669 | 3947.5957 | 29528.0158 |  | 0
1951-07-07 | 0 | 0 | 0 | 0 | -12.5669 | -12.5669 | 3935.0288 | 29434.0157 |  | 0
1951-07-08 | 0 | 0 | 0 | 0 | -12.5669 | -12.5669 | 3922.462 | 29340.0156 |  | 0
1951-07-09 | 0 | 0 | 0 | 0 | -12.5669 | -12.5669 | 3909.8951 | 29246.0155 |  | 0
1951-07-10 | 0 | 0 | 0 | 0 | -12.5669 | -12.5669 | 3897.3283 | 29152.0154 |  | 0
1951-07-11 | 0 | 0 | 0 | 0 | -12.5669 | -12.5669 | 3884.7614 | 29058.0153 |  | 0
1951-07-12 | 0 | 0 | 0 | 0 | -12.5669 | -12.5669 | 3872.1945 | 28964.0152 |  | 0
1951-07-13 | 0 | 0 | 0 | 0 | -12.5669 | -12.5669 | 3859.6277 | 28870.015 |  | 0
1951-07-14 | 0 | 0 | 0 | 0 | -12.5669 | -12.5669 | 3847.0608 | 28776.0149 |  | 0
1951-07-15 | 0 | 0 | 0 | 0 | -12.5669 | -12.5669 | 3834.494 | 28682.0148 |  | 0
1951-07-16 | 0 | 0 | 0 | 0 | -12.5669 | -12.5669 | 3821.9271 | 28588.0147 |  | 0
1951-07-17 | 0 | 0 | 0 | 0 | -12.5669 | -12.5669 | 3809.3602 | 28494.0146 |  | 0
1951-07-18 | 0 | 0 | 0 | 0 | -12.5669 | -12.5669 | 3796.7934 | 28400.0145 |  | 0
1951-07-19 | 0 | 0 | 0 | 0 | -12.5669 | -12.5669 | 3784.2265 | 28306.0144 |  | 0
1951-07-20 | 0 | 0 | 0 | 0 | -12.5669 | -12.5669 | 3771.6597 | 28212.0143 |  | 0
1951-07-21 | 0 | 0 | 0 | 0 | -12.5669 | -12.5669 | 3759.0928 | 28118.0141 |  | 0
1951-07-22 | 0 | 0 | 0 | 0 | -12.5669 | -12.5669 | 3746.5259 | 28024.014 |  | 0
1951-07-23 | 0.0041667 | 11.5 | 4.0107 | 4.0107 | -5.0776 | -5.0776 | 3741.4484 | 27986.0339 |  | 0
1951-07-24 | 0.0375 | 103.5 | 4.0107 | 4.0107 | 86.9224 | 86.9224 | 3828.3708 | 28636.2138 |  | 0
1951-07-25 | 0 | 0 | 0 | 0 | -12.5669 | -12.5669 | 3815.804 | 28542.2137 |  | 0
1951-07-26 | 0 | 0 | 0 | 0 | -12.5669 | -12.5669 | 3803.2371 | 28448.2136 |  | 0
1951-07-27 | 0 | 0 | 0 | 0 | -12.5669 | -12.5669 | 3790.6702 | 28354.2135 |  | 0
1951-07-28 | 0 | 0 | 0 | 0 | -12.5669 | -12.5669 | 3778.1034 | 28260.2134 |  | 0
1951-07-29 | 0 | 0 | 0 | 0 | -12.5669 | -12.5669 | 3765.5365 | 28166.2132 |  | 0
1951-07-30 | 0 | 0 | 0 | 0 | -12.5669 | -12.5669 | 3752.9697 | 28072.2131 |  | 0
1951-07-31 | 0 | 0 | 0 | 0 | -12.5669 | -12.5669 | 3740.4028 | 27978.213 |  | 0
1951-08-01 | 0 | 0 | 0 | 0 | -12.5669 | -12.5669 | 3727.8359 | 27884.2129 |  | 0
1951-08-02 | 0 | 0 | 0 | 0 | -12.5669 | -12.5669 | 3715.2691 | 27790.2128 |  | 0
1951-08-03 | 0 | 0 | 0 | 0 | -12.5669 | -12.5669 | 3702.7022 | 27696.2127 |  | 0
1951-08-04 | 0 | 0 | 0 | 0 | -12.5669 | -12.5669 | 3690.1354 | 27602.2126 |  | 0
1951-08-05 | 0 | 0 | 0 | 0 | -12.5669 | -12.5669 | 3677.5685 | 27508.2125 |  | 0
1951-08-06 | 0 | 0 | 0 | 0 | -12.5669 | -12.5669 | 3665.0016 | 27414.2123 |  | 0
1951-08-07 | 0 | 0 | 0 | 0 | -12.5669 | -12.5669 | 3652.4348 | 27320.2122 |  | 0
1951-08-08 | 0 | 0 | 0 | 0 | -12.5669 | -12.5669 | 3639.8679 | 27226.2121 |  | 0
1951-08-09 | 0.0016667 | 4.6 | 4.0107 | 4.0107 | -11.9776 | -11.9776 | 3627.8904 | 27136.62 |  | 0
1951-08-10 | 0.0016667 | 4.6 | 4.0107 | 4.0107 | -11.9776 | -11.9776 | 3615.9128 | 27047.0279 |  | 0
1951-08-11 | 0 | 0 | 0 | 0 | -12.5669 | -12.5669 | 3603.346 | 26953.0278 |  | 0
1951-08-12 | 0 | 0 | 0 | 0 | -12.5669 | -12.5669 | 3590.7791 | 26859.0277 |  | 0
1951-08-13 | 0 | 0 | 0 | 0 | -12.5669 | -12.5669 | 3578.2122 | 26765.0275 |  | 0
1951-08-14 | 0 | 0 | 0 | 0 | -12.5669 | -12.5669 | 3565.6454 | 26671.0274 |  | 0
1951-08-15 | 0 | 0 | 0 | 0 | -12.5669 | -12.5669 | 3553.0785 | 26577.0273 |  | 0
1951-08-16 | 0 | 0 | 0 | 0 | -12.5669 | -12.5669 | 3540.5117 | 26483.0272 |  | 0
1951-08-17 | 0 | 0 | 0 | 0 | -12.5669 | -12.5669 | 3527.9448 | 26389.0271 |  | 0
1951-08-18 | 0 | 0 | 0 | 0 | -12.5669 | -12.5669 | 3515.3779 | 26295.027 |  | 0
1951-08-19 | 0 | 0 | 0 | 0 | -12.5669 | -12.5669 | 3502.8111 | 26201.0269 |  | 0
1951-08-20 | 0 | 0 | 0 | 0 | -12.5669 | -12.5669 | 3490.2442 | 26107.0268 |  | 0
1951-08-21 | 0.025 | 69 | 4.0107 | 4.0107 | 52.4224 | 52.4224 | 3542.6667 | 26499.1466 |  | 0
1951-08-22 | 0.014167 | 39.1 | 4.0107 | 4.0107 | 22.5224 | 22.5224 | 3565.1891 | 26667.6145 |  | 0
1951-08-23 | 0 | 0 | 0 | 0 | -12.5669 | -12.5669 | 3552.6222 | 26573.6144 |  | 0
1951-08-24 | 0 | 0 | 0 | 0 | -12.5669 | -12.5669 | 3540.0554 | 26479.6143 |  | 0
1951-08-25 | 0 | 0 | 0 | 0 | -12.5669 | -12.5669 | 3527.4885 | 26385.6142 |  | 0
1951-08-26 | 0 | 0 | 0 | 0 | -12.5669 | -12.5669 | 3514.9217 | 26291.6141 |  | 0
1951-08-27 | 0 | 0 | 0 | 0 | -12.5669 | -12.5669 | 3502.3548 | 26197.614 |  | 0
1951-08-28 | 0 | 0 | 0 | 0 | -12.5669 | -12.5669 | 3489.7879 | 26103.6139 |  | 0
1951-08-29 | 0 | 0 | 0 | 0 | -12.5669 | -12.5669 | 3477.2211 | 26009.6137 |  | 0
1951-08-30 | 0 | 0 | 0 | 0 | -12.5669 | -12.5669 | 3464.6542 | 25915.6136 |  | 0
1951-08-31 | 0 | 0 | 0 | 0 | -12.5669 | -12.5669 | 3452.0874 | 25821.6135 |  | 0
1951-09-01 | 0 | 0 | 0 | 0 | -12.5669 | -12.5669 | 3439.5205 | 25727.6134 |  | 0
1951-09-02 | 0 | 0 | 0 | 0 | -12.5669 | -12.5669 | 3426.9536 | 25633.6133 |  | 0
1951-09-03 | 0 | 0 | 0 | 0 | -12.5669 | -12.5669 | 3414.3868 | 25539.6132 |  | 0
1951-09-04 | 0 | 0 | 0 | 0 | -12.5669 | -12.5669 | 3401.8199 | 25445.6131 |  | 0
1951-09-05 | 0 | 0 | 0 | 0 | -12.5669 | -12.5669 | 3389.2531 | 25351.613 |  | 0
1951-09-06 | 0 | 0 | 0 | 0 | -12.5669 | -12.5669 | 3376.6862 | 25257.6128 |  | 0
1951-09-07 | 0.054167 | 149.5 | 4.0107 | 4.0107 | 132.9224 | 132.9224 | 3509.6087 | 26251.8727 |  | 0
1951-09-08 | 0 | 0 | 0 | 0 | -12.5669 | -12.5669 | 3497.0418 | 26157.8726 |  | 0
1951-09-09 | 0 | 0 | 0 | 0 | -12.5669 | -12.5669 | 3484.4749 | 26063.8725 |  | 0
1951-09-10 | 0 | 0 | 0 | 0 | -12.5669 | -12.5669 | 3471.9081 | 25969.8724 |  | 0
1951-09-11 | 0 | 0 | 0 | 0 | -12.5669 | -12.5669 | 3459.3412 | 25875.8723 |  | 0
1951-09-12 | 0 | 0 | 0 | 0 | -12.5669 | -12.5669 | 3446.7744 | 25781.8722 |  | 0
1951-09-13 | 0 | 0 | 0 | 0 | -12.5669 | -12.5669 | 3434.2075 | 25687.8721 |  | 0
1951-09-14 | 0 | 0 | 0 | 0 | -12.5669 | -12.5669 | 3421.6406 | 25593.8719 |  | 0
1951-09-15 | 0 | 0 | 0 | 0 | -12.5669 | -12.5669 | 3409.0738 | 25499.8718 |  | 0
1951-09-16 | 0.023333 | 64.4 | 4.0107 | 4.0107 | 47.8224 | 47.8224 | 3456.8962 | 25857.5837 |  | 0
1951-09-17 | 0 | 0 | 0 | 0 | -12.5669 | -12.5669 | 3444.3294 | 25763.5836 |  | 0
1951-09-18 | 0 | 0 | 0 | 0 | -12.5669 | -12.5669 | 3431.7625 | 25669.5835 |  | 0
1951-09-19 | 0 | 0 | 0 | 0 | -12.5669 | -12.5669 | 3419.1956 | 25575.5834 |  | 0
1951-09-20 | 0 | 0 | 0 | 0 | -12.5669 | -12.5669 | 3406.6288 | 25481.5833 |  | 0
1951-09-21 | 0 | 0 | 0 | 0 | -12.5669 | -12.5669 | 3394.0619 | 25387.5832 |  | 0
1951-09-22 | 0.0025 | 6.9 | 4.0107 | 4.0107 | -9.6776 | -9.6776 | 3384.3844 | 25315.195 |  | 0
1951-09-23 | 0 | 0 | 0 | 0 | -12.5669 | -12.5669 | 3371.8175 | 25221.1949 |  | 0
1951-09-24 | 0 | 0 | 0 | 0 | -12.5669 | -12.5669 | 3359.2506 | 25127.1948 |  | 0
1951-09-25 | 0 | 0 | 0 | 0 | -12.5669 | -12.5669 | 3346.6838 | 25033.1947 |  | 0
1951-09-26 | 0 | 0 | 0 | 0 | -12.5669 | -12.5669 | 3334.1169 | 24939.1946 |  | 0
1951-09-27 | 0 | 0 | 0 | 0 | -12.5669 | -12.5669 | 3321.5501 | 24845.1945 |  | 0
1951-09-28 | 0.018333 | 50.6 | 4.0107 | 4.0107 | 34.0224 | 34.0224 | 3355.5725 | 25099.6824 |  | 0
1951-09-29 | 0 | 0 | 0 | 0 | -12.5669 | -12.5669 | 3343.0056 | 25005.6822 |  | 0
1951-09-30 | 0 | 0 | 0 | 0 | -12.5669 | -12.5669 | 3330.4388 | 24911.6821 |  | 0
1951-10-01 | 0 | 0 | 0 | 0 | -12.5669 | -12.5669 | 3317.8719 | 24817.682 |  | 0
1951-10-02 | 0 | 0 | 0 | 0 | -12.5669 | -12.5669 | 3305.3051 | 24723.6819 |  | 0
1951-10-03 | 0 | 0 | 0 | 0 | -12.5669 | -12.5669 | 3292.7382 | 24629.6818 |  | 0
1951-10-04 | 0 | 0 | 0 | 0 | -12.5669 | -12.5669 | 3280.1713 | 24535.6817 |  | 0
1951-10-05 | 0 | 0 | 0 | 0 | -12.5669 | -12.5669 | 3267.6045 | 24441.6816 |  | 0
1951-10-06 | 0.0033333 | 9.2 | 4.0107 | 4.0107 | -7.3776 | -7.3776 | 3260.2269 | 24386.4975 |  | 0
1951-10-07 | 0 | 0 | 0 | 0 | -12.5669 | -12.5669 | 3247.6601 | 24292.4973 |  | 0
1951-10-08 | 0 | 0 | 0 | 0 | -12.5669 | -12.5669 | 3235.0932 | 24198.4972 |  | 0
1951-10-09 | 0 | 0 | 0 | 0 | -12.5669 | -12.5669 | 3222.5264 | 24104.4971 |  | 0
1951-10-10 | 0 | 0 | 0 | 0 | -12.5669 | -12.5669 | 3209.9595 | 24010.497 |  | 0
1951-10-11 | 0 | 0 | 0 | 0 | -12.5669 | -12.5669 | 3197.3926 | 23916.4969 |  | 0
1951-10-12 | 0 | 0 | 0 | 0 | -12.5669 | -12.5669 | 3184.8258 | 23822.4968 |  | 0
1951-10-13 | 0 | 0 | 0 | 0 | -12.5669 | -12.5669 | 3172.2589 | 23728.4967 |  | 0
1951-10-14 | 0 | 0 | 0 | 0 | -12.5669 | -12.5669 | 3159.6921 | 23634.4966 |  | 0
1951-10-15 | 0 | 0 | 0 | 0 | -12.5669 | -12.5669 | 3147.1252 | 23540.4964 |  | 0
1951-10-16 | 0 | 0 | 0 | 0 | -12.5669 | -12.5669 | 3134.5583 | 23446.4963 |  | 0
1951-10-17 | 0 | 0 | 0 | 0 | -12.5669 | -12.5669 | 3121.9915 | 23352.4962 |  | 0
1951-10-18 | 0 | 0 | 0 | 0 | -12.5669 | -12.5669 | 3109.4246 | 23258.4961 |  | 0
1951-10-19 | 0 | 0 | 0 | 0 | -12.5669 | -12.5669 | 3096.8578 | 23164.496 |  | 0
1951-10-20 | 0 | 0 | 0 | 0 | -12.5669 | -12.5669 | 3084.2909 | 23070.4959 |  | 0
1951-10-21 | 0 | 0 | 0 | 0 | -12.5669 | -12.5669 | 3071.724 | 22976.4958 |  | 0
1951-10-22 | 0.016667 | 46 | 4.0107 | 4.0107 | 29.4224 | 29.4224 | 3101.1465 | 23196.5757 |  | 0
1951-10-23 | 0 | 0 | 0 | 0 | -12.5669 | -12.5669 | 3088.5796 | 23102.5755 |  | 0
1951-10-24 | 0 | 0 | 0 | 0 | -12.5669 | -12.5669 | 3076.0128 | 23008.5754 |  | 0
1951-10-25 | 0 | 0 | 0 | 0 | -12.5669 | -12.5669 | 3063.4459 | 22914.5753 |  | 0
1951-10-26 | 0 | 0 | 0 | 0 | -12.5669 | -12.5669 | 3050.879 | 22820.5752 |  | 0
1951-10-27 | 0.048333 | 133.4 | 4.0107 | 4.0107 | 116.8224 | 116.8224 | 3167.7015 | 23694.4071 |  | 0
1951-10-28 | 0.0025 | 6.9 | 4.0107 | 4.0107 | -9.6776 | -9.6776 | 3158.0239 | 23622.019 |  | 0
1951-10-29 | 0.0016667 | 4.6 | 4.0107 | 4.0107 | -11.9776 | -11.9776 | 3146.0464 | 23532.4269 |  | 0
1951-10-30 | 0 | 0 | 0 | 0 | -12.5669 | -12.5669 | 3133.4795 | 23438.4268 |  | 0
1951-10-31 | 0.046667 | 128.8 | 4.0107 | 4.0107 | 112.2224 | 112.2224 | 3245.702 | 24277.8506 |  | 0
1951-11-01 | 0.0091667 | 25.3 | 4.0107 | 4.0107 | 8.7224 | 8.7224 | 3254.4244 | 24343.0945 |  | 0
1951-11-02 | 0.00083333 | 2.3 | 4.0107 | 2.3 | -12.5669 | -12.5669 | 3241.8575 | 24249.0944 |  | 0
1951-11-03 | 0 | 0 | 0 | 0 | -12.5669 | -12.5669 | 3229.2907 | 24155.0943 |  | 0
1951-11-04 | 0 | 0 | 0 | 0 | -12.5669 | -12.5669 | 3216.7238 | 24061.0942 |  | 0
1951-11-05 | 0 | 0 | 0 | 0 | -12.5669 | -12.5669 | 3204.157 | 23967.0941 |  | 0
1951-11-06 | 0 | 0 | 0 | 0 | -12.5669 | -12.5669 | 3191.5901 | 23873.094 |  | 0
1951-11-07 | 0 | 0 | 0 | 0 | -12.5669 | -12.5669 | 3179.0232 | 23779.0938 |  | 0
1951-11-08 | 0 | 0 | 0 | 0 | -12.5669 | -12.5669 | 3166.4564 | 23685.0937 |  | 0
1951-11-09 | 0 | 0 | 0 | 0 | -12.5669 | -12.5669 | 3153.8895 | 23591.0936 |  | 0
1951-11-10 | 0 | 0 | 0 | 0 | -12.5669 | -12.5669 | 3141.3227 | 23497.0935 |  | 0
1951-11-11 | 0 | 0 | 0 | 0 | -12.5669 | -12.5669 | 3128.7558 | 23403.0934 |  | 0
1951-11-12 | 0 | 0 | 0 | 0 | -12.5669 | -12.5669 | 3116.1889 | 23309.0933 |  | 0
1951-11-13 | 0 | 0 | 0 | 0 | -12.5669 | -12.5669 | 3103.6221 | 23215.0932 |  | 0
1951-11-14 | 0 | 0 | 0 | 0 | -12.5669 | -12.5669 | 3091.0552 | 23121.0931 |  | 0
1951-11-15 | 0 | 0 | 0 | 0 | -12.5669 | -12.5669 | 3078.4884 | 23027.0929 |  | 0
1951-11-16 | 0 | 0 | 0 | 0 | -12.5669 | -12.5669 | 3065.9215 | 22933.0928 |  | 0
1951-11-17 | 0 | 0 | 0 | 0 | -12.5669 | -12.5669 | 3053.3546 | 22839.0927 |  | 0
1951-11-18 | 0 | 0 | 0 | 0 | -12.5669 | -12.5669 | 3040.7878 | 22745.0926 |  | 0
1951-11-19 | 0 | 0 | 0 | 0 | -12.5669 | -12.5669 | 3028.2209 | 22651.0925 |  | 0
1951-11-20 | 0 | 0 | 0 | 0 | -12.5669 | -12.5669 | 3015.6541 | 22557.0924 |  | 0
1951-11-21 | 0 | 0 | 0 | 0 | -12.5669 | -12.5669 | 3003.0872 | 22463.0923 |  | 0
1951-11-22 | 0 | 0 | 0 | 0 | -12.5669 | -12.5669 | 2990.5203 | 22369.0922 |  | 0
1951-11-23 | 0 | 0 | 0 | 0 | -12.5669 | -12.5669 | 2977.9535 | 22275.092 |  | 0
1951-11-24 | 0.0025 | 6.9 | 4.0107 | 4.0107 | -9.6776 | -9.6776 | 2968.2759 | 22202.7039 |  | 0
1951-11-25 | 0.00083333 | 2.3 | 4.0107 | 2.3 | -12.5669 | -12.5669 | 2955.7091 | 22108.7038 |  | 0
1951-11-26 | 0.0033333 | 9.2 | 4.0107 | 4.0107 | -7.3776 | -7.3776 | 2948.3315 | 22053.5197 |  | 0
1951-11-27 | 0 | 0 | 0 | 0 | -12.5669 | -12.5669 | 2935.7647 | 21959.5196 |  | 0
1951-11-28 | 0 | 0 | 0 | 0 | -12.5669 | -12.5669 | 2923.1978 | 21865.5195 |  | 0
1951-11-29 | 0 | 0 | 0 | 0 | -12.5669 | -12.5669 | 2910.6309 | 21771.5194 |  | 0
1951-11-30 | 0 | 0 | 0 | 0 | -12.5669 | -12.5669 | 2898.0641 | 21677.5193 |  | 0
1951-12-01 | 0 | 0 | 0 | 0 | -12.5669 | -12.5669 | 2885.4972 | 21583.5191 |  | 0
1951-12-02 | 0 | 0 | 0 | 0 | -12.5669 | -12.5669 | 2872.9304 | 21489.519 |  | 0
1951-12-03 | 0 | 0 | 0 | 0 | -12.5669 | -12.5669 | 2860.3635 | 21395.5189 |  | 0
1951-12-04 | 0 | 0 | 0 | 0 | -12.5669 | -12.5669 | 2847.7966 | 21301.5188 |  | 0
1951-12-05 | 0 | 0 | 0 | 0 | -12.5669 | -12.5669 | 2835.2298 | 21207.5187 |  | 0
1951-12-06 | 0 | 0 | 0 | 0 | -12.5669 | -12.5669 | 2822.6629 | 21113.5186 |  | 0
1951-12-07 | 0 | 0 | 0 | 0 | -12.5669 | -12.5669 | 2810.0961 | 21019.5185 |  | 0
1951-12-08 | 0.0058333 | 16.1 | 4.0107 | 4.0107 | -0.47756 | -0.47756 | 2809.6185 | 21015.9464 |  | 0
1951-12-09 | 0 | 0 | 0 | 0 | -12.5669 | -12.5669 | 2797.0516 | 20921.9462 |  | 0
1951-12-10 | 0 | 0 | 0 | 0 | -12.5669 | -12.5669 | 2784.4848 | 20827.9461 |  | 0
1951-12-11 | 0 | 0 | 0 | 0 | -12.5669 | -12.5669 | 2771.9179 | 20733.946 |  | 0
1951-12-12 | 0 | 0 | 0 | 0 | -12.5669 | -12.5669 | 2759.3511 | 20639.9459 |  | 0
1951-12-13 | 0 | 0 | 0 | 0 | -12.5669 | -12.5669 | 2746.7842 | 20545.9458 |  | 0
1951-12-14 | 0 | 0 | 0 | 0 | -12.5669 | -12.5669 | 2734.2173 | 20451.9457 |  | 0
1951-12-15 | 0 | 0 | 0 | 0 | -12.5669 | -12.5669 | 2721.6505 | 20357.9456 |  | 0
1951-12-16 | 0 | 0 | 0 | 0 | -12.5669 | -12.5669 | 2709.0836 | 20263.9454 |  | 0
1951-12-17 | 0 | 0 | 0 | 0 | -12.5669 | -12.5669 | 2696.5168 | 20169.9453 |  | 0
1951-12-18 | 0 | 0 | 0 | 0 | -12.5669 | -12.5669 | 2683.9499 | 20075.9452 |  | 0
1951-12-19 | 0 | 0 | 0 | 0 | -12.5669 | -12.5669 | 2671.383 | 19981.9451 |  | 0
1951-12-20 | 0 | 0 | 0 | 0 | -12.5669 | -12.5669 | 2658.8162 | 19887.945 |  | 0
1951-12-21 | 0 | 0 | 0 | 0 | -12.5669 | -12.5669 | 2646.2493 | 19793.9449 |  | 0
1951-12-22 | 0 | 0 | 0 | 0 | -12.5669 | -12.5669 | 2633.6825 | 19699.9448 |  | 0
1951-12-23 | 0 | 0 | 0 | 0 | -12.5669 | -12.5669 | 2621.1156 | 19605.9447 |  | 0
1951-12-24 | 0 | 0 | 0 | 0 | -12.5669 | -12.5669 | 2608.5487 | 19511.9445 |  | 0
1951-12-25 | 0 | 0 | 0 | 0 | -12.5669 | -12.5669 | 2595.9819 | 19417.9444 |  | 0
1951-12-26 | 0 | 0 | 0 | 0 | -12.5669 | -12.5669 | 2583.415 | 19323.9443 |  | 0
1951-12-27 | 0 | 0 | 0 | 0 | -12.5669 | -12.5669 | 2570.8482 | 19229.9442 |  | 0
1951-12-28 | 0 | 0 | 0 | 0 | -12.5669 | -12.5669 | 2558.2813 | 19135.9441 |  | 0
1951-12-29 | 0 | 0 | 0 | 0 | -12.5669 | -12.5669 | 2545.7144 | 19041.944 |  | 0
1951-12-30 | 0 | 0 | 0 | 0 | -12.5669 | -12.5669 | 2533.1476 | 18947.9439 |  | 0
1951-12-31 | 0 | 0 | 0 | 0 | -12.5669 | -12.5669 | 2520.5807 | 18853.9438 |  | 0
1952-01-01 | 0 | 0 | 0 | 0 | -12.5669 | -12.5669 | 2508.0139 | 18759.9436 |  | 0
1952-01-02 | 0.0083333 | 23 | 4.0107 | 4.0107 | 6.4224 | 6.4224 | 2514.4363 | 18807.9835 |  | 0
1952-01-03 | 0.049167 | 135.7 | 4.0107 | 4.0107 | 119.1224 | 119.1224 | 2633.5587 | 19699.0194 |  | 0
1952-01-04 | 0 | 0 | 0 | 0 | -12.5669 | -12.5669 | 2620.9919 | 19605.0193 |  | 0
1952-01-05 | 0 | 0 | 0 | 0 | -12.5669 | -12.5669 | 2608.425 | 19511.0192 |  | 0
1952-01-06 | 0 | 0 | 0 | 0 | -12.5669 | -12.5669 | 2595.8582 | 19417.0191 |  | 0
1952-01-07 | 0 | 0 | 0 | 0 | -12.5669 | -12.5669 | 2583.2913 | 19323.019 |  | 0
1952-01-08 | 0 | 0 | 0 | 0 | -12.5669 | -12.5669 | 2570.7244 | 19229.0189 |  | 0
1952-01-09 | 0 | 0 | 0 | 0 | -12.5669 | -12.5669 | 2558.1576 | 19135.0187 |  | 0
1952-01-10 | 0 | 0 | 0 | 0 | -12.5669 | -12.5669 | 2545.5907 | 19041.0186 |  | 0
1952-01-11 | 0 | 0 | 0 | 0 | -12.5669 | -12.5669 | 2533.0239 | 18947.0185 |  | 0
1952-01-12 | 0 | 0 | 0 | 0 | -12.5669 | -12.5669 | 2520.457 | 18853.0184 |  | 0
1952-01-13 | 0 | 0 | 0 | 0 | -12.5669 | -12.5669 | 2507.8901 | 18759.0183 |  | 0
1952-01-14 | 0 | 0 | 0 | 0 | -12.5669 | -12.5669 | 2495.3233 | 18665.0182 |  | 0
1952-01-15 | 0 | 0 | 0 | 0 | -12.5669 | -12.5669 | 2482.7564 | 18571.0181 |  | 0
1952-01-16 | 0 | 0 | 0 | 0 | -12.5669 | -12.5669 | 2470.1896 | 18477.018 |  | 0
1952-01-17 | 0 | 0 | 0 | 0 | -12.5669 | -12.5669 | 2457.6227 | 18383.0178 |  | 0
1952-01-18 | 0 | 0 | 0 | 0 | -12.5669 | -12.5669 | 2445.0558 | 18289.0177 |  | 0
1952-01-19 | 0 | 0 | 0 | 0 | -12.5669 | -12.5669 | 2432.489 | 18195.0176 |  | 0
1952-01-20 | 0 | 0 | 0 | 0 | -12.5669 | -12.5669 | 2419.9221 | 18101.0175 |  | 0
1952-01-21 | 0.0016667 | 4.6 | 4.0107 | 4.0107 | -11.9776 | -11.9776 | 2407.9446 | 18011.4254 |  | 0
1952-01-22 | 0 | 0 | 0 | 0 | -12.5669 | -12.5669 | 2395.3777 | 17917.4253 |  | 0
1952-01-23 | 0 | 0 | 0 | 0 | -12.5669 | -12.5669 | 2382.8109 | 17823.4252 |  | 0
1952-01-24 | 0 | 0 | 0 | 0 | -12.5669 | -12.5669 | 2370.244 | 17729.4251 |  | 0
1952-01-25 | 0 | 0 | 0 | 0 | -12.5669 | -12.5669 | 2357.6771 | 17635.4249 |  | 0
1952-01-26 | 0 | 0 | 0 | 0 | -12.5669 | -12.5669 | 2345.1103 | 17541.4248 |  | 0
1952-01-27 | 0 | 0 | 0 | 0 | -12.5669 | -12.5669 | 2332.5434 | 17447.4247 |  | 0
1952-01-28 | 0 | 0 | 0 | 0 | -12.5669 | -12.5669 | 2319.9766 | 17353.4246 |  | 0
1952-01-29 | 0 | 0 | 0 | 0 | -12.5669 | -12.5669 | 2307.4097 | 17259.4245 |  | 0
1952-01-30 | 0 | 0 | 0 | 0 | -12.5669 | -12.5669 | 2294.8428 | 17165.4244 |  | 0
1952-01-31 | 0 | 0 | 0 | 0 | -12.5669 | -12.5669 | 2282.276 | 17071.4243 |  | 0
1952-02-01 | 0 | 0 | 0 | 0 | -12.5669 | -12.5669 | 2269.7091 | 16977.4241 |  | 0
1952-02-02 | 0 | 0 | 0 | 0 | -12.5669 | -12.5669 | 2257.1423 | 16883.424 |  | 0
1952-02-03 | 0.0058333 | 16.1 | 4.0107 | 4.0107 | -0.47756 | -0.47756 | 2256.6647 | 16879.8519 |  | 0
1952-02-04 | 0 | 0 | 0 | 0 | -12.5669 | -12.5669 | 2244.0978 | 16785.8518 |  | 0
1952-02-05 | 0 | 0 | 0 | 0 | -12.5669 | -12.5669 | 2231.531 | 16691.8517 |  | 0
1952-02-06 | 0 | 0 | 0 | 0 | -12.5669 | -12.5669 | 2218.9641 | 16597.8516 |  | 0
1952-02-07 | 0 | 0 | 0 | 0 | -12.5669 | -12.5669 | 2206.3973 | 16503.8515 |  | 0
1952-02-08 | 0 | 0 | 0 | 0 | -12.5669 | -12.5669 | 2193.8304 | 16409.8514 |  | 0
1952-02-09 | 0 | 0 | 0 | 0 | -12.5669 | -12.5669 | 2181.2635 | 16315.8512 |  | 0
1952-02-10 | 0 | 0 | 0 | 0 | -12.5669 | -12.5669 | 2168.6967 | 16221.8511 |  | 0
1952-02-11 | 0.0091667 | 25.3 | 4.0107 | 4.0107 | 8.7224 | 8.7224 | 2177.4191 | 16287.095 |  | 0
1952-02-12 | 0 | 0 | 0 | 0 | -12.5669 | -12.5669 | 2164.8523 | 16193.0949 |  | 0
1952-02-13 | 0 | 0 | 0 | 0 | -12.5669 | -12.5669 | 2152.2854 | 16099.0948 |  | 0
1952-02-14 | 0 | 0 | 0 | 0 | -12.5669 | -12.5669 | 2139.7185 | 16005.0947 |  | 0
1952-02-15 | 0.0058333 | 16.1 | 4.0107 | 4.0107 | -0.47756 | -0.47756 | 2139.241 | 16001.5226 |  | 0
1952-02-16 | 0.00083333 | 2.3 | 4.0107 | 2.3 | -12.5669 | -12.5669 | 2126.6741 | 15907.5225 |  | 0
1952-02-17 | 0 | 0 | 0 | 0 | -12.5669 | -12.5669 | 2114.1073 | 15813.5223 |  | 0
1952-02-18 | 0 | 0 | 0 | 0 | -12.5669 | -12.5669 | 2101.5404 | 15719.5222 |  | 0
1952-02-19 | 0 | 0 | 0 | 0 | -12.5669 | -12.5669 | 2088.9735 | 15625.5221 |  | 0
1952-02-20 | 0 | 0 | 0 | 0 | -12.5669 | -12.5669 | 2076.4067 | 15531.522 |  | 0
1952-02-21 | 0.0091667 | 25.3 | 4.0107 | 4.0107 | 8.7224 | 8.7224 | 2085.1291 | 15596.7659 |  | 0
1952-02-22 | 0 | 0 | 0 | 0 | -12.5669 | -12.5669 | 2072.5623 | 15502.7658 |  | 0
1952-02-23 | 0 | 0 | 0 | 0 | -12.5669 | -12.5669 | 2059.9954 | 15408.7657 |  | 0
1952-02-24 | 0.01 | 27.6 | 4.0107 | 4.0107 | 11.0224 | 11.0224 | 2071.0179 | 15491.2136 |  | 0
1952-02-25 | 0.0058333 | 16.1 | 4.0107 | 4.0107 | -0.47756 | -0.47756 | 2070.5403 | 15487.6414 |  | 0
1952-02-26 | 0 | 0 | 0 | 0 | -12.5669 | -12.5669 | 2057.9734 | 15393.6413 |  | 0
1952-02-27 | 0 | 0 | 0 | 0 | -12.5669 | -12.5669 | 2045.4066 | 15299.6412 |  | 0
1952-02-28 | 0 | 0 | 0 | 0 | -12.5669 | -12.5669 | 2032.8397 | 15205.6411 |  | 0
1952-02-29 | 0 | 0 | 0 | 0 | -12.5669 | -12.5669 | 2020.2729 | 15111.641 |  | 0
1952-03-01 | 0.010833 | 29.9 | 4.0107 | 4.0107 | 13.3224 | 13.3224 | 2033.5953 | 15211.2929 |  | 0
1952-03-02 | 0.084167 | 232.3 | 4.0107 | 4.0107 | 215.7224 | 215.7224 | 2249.3177 | 16824.8968 |  | 0
1952-03-03 | 0.0025 | 6.9 | 4.0107 | 4.0107 | -9.6776 | -9.6776 | 2239.6402 | 16752.5087 |  | 0
1952-03-04 | 0 | 0 | 0 | 0 | -12.5669 | -12.5669 | 2227.0733 | 16658.5085 |  | 0
1952-03-05 | 0 | 0 | 0 | 0 | -12.5669 | -12.5669 | 2214.5065 | 16564.5084 |  | 0
1952-03-06 | 0 | 0 | 0 | 0 | -12.5669 | -12.5669 | 2201.9396 | 16470.5083 |  | 0
1952-03-07 | 0 | 0 | 0 | 0 | -12.5669 | -12.5669 | 2189.3728 | 16376.5082 |  | 0
1952-03-08 | 0 | 0 | 0 | 0 | -12.5669 | -12.5669 | 2176.8059 | 16282.5081 |  | 0
1952-03-09 | 0 | 0 | 0 | 0 | -12.5669 | -12.5669 | 2164.239 | 16188.508 |  | 0
1952-03-10 | 0 | 0 | 0 | 0 | -12.5669 | -12.5669 | 2151.6722 | 16094.5079 |  | 0
1952-03-11 | 0 | 0 | 0 | 0 | -12.5669 | -12.5669 | 2139.1053 | 16000.5077 |  | 0
1952-03-12 | 0 | 0 | 0 | 0 | -12.5669 | -12.5669 | 2126.5385 | 15906.5076 |  | 0
1952-03-13 | 0 | 0 | 0 | 0 | -12.5669 | -12.5669 | 2113.9716 | 15812.5075 |  | 0
1952-03-14 | 0 | 0 | 0 | 0 | -12.5669 | -12.5669 | 2101.4047 | 15718.5074 |  | 0
1952-03-15 | 0 | 0 | 0 | 0 | -12.5669 | -12.5669 | 2088.8379 | 15624.5073 |  | 0
1952-03-16 | 0 | 0 | 0 | 0 | -12.5669 | -12.5669 | 2076.271 | 15530.5072 |  | 0
1952-03-17 | 0.029167 | 80.5 | 4.0107 | 4.0107 | 63.9224 | 63.9224 | 2140.1935 | 16008.6471 |  | 0
1952-03-18 | 0 | 0 | 0 | 0 | -12.5669 | -12.5669 | 2127.6266 | 15914.647 |  | 0
1952-03-19 | 0 | 0 | 0 | 0 | -12.5669 | -12.5669 | 2115.0597 | 15820.6468 |  | 0
1952-03-20 | 0 | 0 | 0 | 0 | -12.5669 | -12.5669 | 2102.4929 | 15726.6467 |  | 0
1952-03-21 | 0 | 0 | 0 | 0 | -12.5669 | -12.5669 | 2089.926 | 15632.6466 |  | 0
1952-03-22 | 0 | 0 | 0 | 0 | -12.5669 | -12.5669 | 2077.3592 | 15538.6465 |  | 0
1952-03-23 | 0 | 0 | 0 | 0 | -12.5669 | -12.5669 | 2064.7923 | 15444.6464 |  | 0
1952-03-24 | 0 | 0 | 0 | 0 | -12.5669 | -12.5669 | 2052.2254 | 15350.6463 |  | 0
1952-03-25 | 0 | 0 | 0 | 0 | -12.5669 | -12.5669 | 2039.6586 | 15256.6462 |  | 0
1952-03-26 | 0.0041667 | 11.5 | 4.0107 | 4.0107 | -5.0776 | -5.0776 | 2034.581 | 15218.6661 |  | 0
1952-03-27 | 0.0125 | 34.5 | 4.0107 | 4.0107 | 17.9224 | 17.9224 | 2052.5035 | 15352.7259 |  | 0
1952-03-28 | 0 | 0 | 0 | 0 | -12.5669 | -12.5669 | 2039.9366 | 15258.7258 |  | 0
1952-03-29 | 0 | 0 | 0 | 0 | -12.5669 | -12.5669 | 2027.3697 | 15164.7257 |  | 0
1952-03-30 | 0 | 0 | 0 | 0 | -12.5669 | -12.5669 | 2014.8029 | 15070.7256 |  | 0
1952-03-31 | 0 | 0 | 0 | 0 | -12.5669 | -12.5669 | 2002.236 | 14976.7255 |  | 0
1952-04-01 | 0 | 0 | 0 | 0 | -12.5669 | -12.5669 | 1989.6692 | 14882.7254 |  | 0
1952-04-02 | 0 | 0 | 0 | 0 | -12.5669 | -12.5669 | 1977.1023 | 14788.7253 |  | 0
1952-04-03 | 0 | 0 | 0 | 0 | -12.5669 | -12.5669 | 1964.5354 | 14694.7252 |  | 0
1952-04-04 | 0 | 0 | 0 | 0 | -12.5669 | -12.5669 | 1951.9686 | 14600.725 |  | 0
1952-04-05 | 0 | 0 | 0 | 0 | -12.5669 | -12.5669 | 1939.4017 | 14506.7249 |  | 0
1952-04-06 | 0 | 0 | 0 | 0 | -12.5669 | -12.5669 | 1926.8349 | 14412.7248 |  | 0
1952-04-07 | 0 | 0 | 0 | 0 | -12.5669 | -12.5669 | 1914.268 | 14318.7247 |  | 0
1952-04-08 | 0 | 0 | 0 | 0 | -12.5669 | -12.5669 | 1901.7011 | 14224.7246 |  | 0
1952-04-09 | 0.0058333 | 16.1 | 4.0107 | 4.0107 | -0.47756 | -0.47756 | 1901.2236 | 14221.1525 |  | 0
1952-04-10 | 0 | 0 | 0 | 0 | -12.5669 | -12.5669 | 1888.6567 | 14127.1524 |  | 0
1952-04-11 | 0.0066667 | 18.4 | 4.0107 | 4.0107 | 1.8224 | 1.8224 | 1890.4792 | 14140.7843 |  | 0
1952-04-12 | 0 | 0 | 0 | 0 | -12.5669 | -12.5669 | 1877.9123 | 14046.7841 |  | 0
1952-04-13 | 0 | 0 | 0 | 0 | -12.5669 | -12.5669 | 1865.3455 | 13952.784 |  | 0
1952-04-14 | 0 | 0 | 0 | 0 | -12.5669 | -12.5669 | 1852.7786 | 13858.7839 |  | 0
1952-04-15 | 0 | 0 | 0 | 0 | -12.5669 | -12.5669 | 1840.2117 | 13764.7838 |  | 0
1952-04-16 | 0 | 0 | 0 | 0 | -12.5669 | -12.5669 | 1827.6449 | 13670.7837 |  | 0
1952-04-17 | 0 | 0 | 0 | 0 | -12.5669 | -12.5669 | 1815.078 | 13576.7836 |  | 0
1952-04-18 | 0.0083333 | 23 | 4.0107 | 4.0107 | 6.4224 | 6.4224 | 1821.5005 | 13624.8235 |  | 0
1952-04-19 | 0.0375 | 103.5 | 4.0107 | 4.0107 | 86.9224 | 86.9224 | 1908.4229 | 14275.0033 |  | 0
1952-04-20 | 0.070833 | 195.5 | 4.0107 | 4.0107 | 178.9224 | 178.9224 | 2087.3454 | 15613.3432 |  | 0
1952-04-21 | 0.0016667 | 4.6 | 4.0107 | 4.0107 | -11.9776 | -11.9776 | 2075.3678 | 15523.7511 |  | 0
1952-04-22 | 0 | 0 | 0 | 0 | -12.5669 | -12.5669 | 2062.8009 | 15429.751 |  | 0
1952-04-23 | 0 | 0 | 0 | 0 | -12.5669 | -12.5669 | 2050.2341 | 15335.7509 |  | 0
1952-04-24 | 0 | 0 | 0 | 0 | -12.5669 | -12.5669 | 2037.6672 | 15241.7508 |  | 0
1952-04-25 | 0 | 0 | 0 | 0 | -12.5669 | -12.5669 | 2025.1004 | 15147.7507 |  | 0
1952-04-26 | 0 | 0 | 0 | 0 | -12.5669 | -12.5669 | 2012.5335 | 15053.7506 |  | 0
1952-04-27 | 0 | 0 | 0 | 0 | -12.5669 | -12.5669 | 1999.9666 | 14959.7504 |  | 0
1952-04-28 | 0 | 0 | 0 | 0 | -12.5669 | -12.5669 | 1987.3998 | 14865.7503 |  | 0
1952-04-29 | 0 | 0 | 0 | 0 | -12.5669 | -12.5669 | 1974.8329 | 14771.7502 |  | 0
1952-04-30 | 0.075 | 207 | 4.0107 | 4.0107 | 190.4224 | 190.4224 | 2165.2554 | 16196.1101 |  | 0
1952-05-01 | 0 | 0 | 0 | 0 | -12.5669 | -12.5669 | 2152.6885 | 16102.11 |  | 0
1952-05-02 | 0 | 0 | 0 | 0 | -12.5669 | -12.5669 | 2140.1216 | 16008.1099 |  | 0
1952-05-03 | 0 | 0 | 0 | 0 | -12.5669 | -12.5669 | 2127.5548 | 15914.1098 |  | 0
1952-05-04 | 0 | 0 | 0 | 0 | -12.5669 | -12.5669 | 2114.9879 | 15820.1097 |  | 0
1952-05-05 | 0 | 0 | 0 | 0 | -12.5669 | -12.5669 | 2102.4211 | 15726.1095 |  | 0
1952-05-06 | 0 | 0 | 0 | 0 | -12.5669 | -12.5669 | 2089.8542 | 15632.1094 |  | 0
1952-05-07 | 0 | 0 | 0 | 0 | -12.5669 | -12.5669 | 2077.2873 | 15538.1093 |  | 0
1952-05-08 | 0 | 0 | 0 | 0 | -12.5669 | -12.5669 | 2064.7205 | 15444.1092 |  | 0
1952-05-09 | 0.0275 | 75.9 | 4.0107 | 4.0107 | 59.3224 | 59.3224 | 2124.0429 | 15887.8411 |  | 0
1952-05-10 | 0 | 0 | 0 | 0 | -12.5669 | -12.5669 | 2111.4761 | 15793.841 |  | 0
1952-05-11 | 0 | 0 | 0 | 0 | -12.5669 | -12.5669 | 2098.9092 | 15699.8409 |  | 0
1952-05-12 | 0 | 0 | 0 | 0 | -12.5669 | -12.5669 | 2086.3423 | 15605.8408 |  | 0
1952-05-13 | 0 | 0 | 0 | 0 | -12.5669 | -12.5669 | 2073.7755 | 15511.8406 |  | 0
1952-05-14 | 0 | 0 | 0 | 0 | -12.5669 | -12.5669 | 2061.2086 | 15417.8405 |  | 0
1952-05-15 | 0 | 0 | 0 | 0 | -12.5669 | -12.5669 | 2048.6418 | 15323.8404 |  | 0
1952-05-16 | 0 | 0 | 0 | 0 | -12.5669 | -12.5669 | 2036.0749 | 15229.8403 |  | 0
1952-05-17 | 0.12833 | 354.2 | 4.0107 | 4.0107 | 337.6224 | 337.6224 | 2373.6974 | 17755.2562 |  | 0
1952-05-18 | 0 | 0 | 0 | 0 | -12.5669 | -12.5669 | 2361.1305 | 17661.2561 |  | 0
1952-05-19 | 0 | 0 | 0 | 0 | -12.5669 | -12.5669 | 2348.5636 | 17567.256 |  | 0
1952-05-20 | 0 | 0 | 0 | 0 | -12.5669 | -12.5669 | 2335.9968 | 17473.2559 |  | 0
1952-05-21 | 0 | 0 | 0 | 0 | -12.5669 | -12.5669 | 2323.4299 | 17379.2557 |  | 0
1952-05-22 | 0 | 0 | 0 | 0 | -12.5669 | -12.5669 | 2310.8631 | 17285.2556 |  | 0
1952-05-23 | 0.041667 | 115 | 4.0107 | 4.0107 | 98.4224 | 98.4224 | 2409.2855 | 18021.4555 |  | 0
1952-05-24 | 0 | 0 | 0 | 0 | -12.5669 | -12.5669 | 2396.7186 | 17927.4554 |  | 0
1952-05-25 | 0 | 0 | 0 | 0 | -12.5669 | -12.5669 | 2384.1518 | 17833.4553 |  | 0
1952-05-26 | 0 | 0 | 0 | 0 | -12.5669 | -12.5669 | 2371.5849 | 17739.4552 |  | 0
1952-05-27 | 0.13167 | 363.4 | 4.0107 | 4.0107 | 346.8224 | 346.8224 | 2718.4074 | 20333.6871 |  | 0
1952-05-28 | 0.01 | 27.6 | 4.0107 | 4.0107 | 11.0224 | 11.0224 | 2729.4298 | 20416.135 |  | 0
1952-05-29 | 0 | 0 | 0 | 0 | -12.5669 | -12.5669 | 2716.8629 | 20322.1348 |  | 0
1952-05-30 | 0 | 0 | 0 | 0 | -12.5669 | -12.5669 | 2704.2961 | 20228.1347 |  | 0
1952-05-31 | 0 | 0 | 0 | 0 | -12.5669 | -12.5669 | 2691.7292 | 20134.1346 |  | 0
1952-06-01 | 0.0075 | 20.7 | 4.0107 | 4.0107 | 4.1224 | 4.1224 | 2695.8517 | 20164.9705 |  | 0
1952-06-02 | 0 | 0 | 0 | 0 | -12.5669 | -12.5669 | 2683.2848 | 20070.9704 |  | 0
1952-06-03 | 0 | 0 | 0 | 0 | -12.5669 | -12.5669 | 2670.718 | 19976.9703 |  | 0
1952-06-04 | 0.0425 | 117.3 | 4.0107 | 4.0107 | 100.7224 | 100.7224 | 2771.4404 | 20730.3742 |  | 0
1952-06-05 | 0.016667 | 46 | 4.0107 | 4.0107 | 29.4224 | 29.4224 | 2800.8628 | 20950.454 |  | 0
1952-06-06 | 0 | 0 | 0 | 0 | -12.5669 | -12.5669 | 2788.296 | 20856.4539 |  | 0
1952-06-07 | 0 | 0 | 0 | 0 | -12.5669 | -12.5669 | 2775.7291 | 20762.4538 |  | 0
1952-06-08 | 0 | 0 | 0 | 0 | -12.5669 | -12.5669 | 2763.1623 | 20668.4537 |  | 0
1952-06-09 | 0 | 0 | 0 | 0 | -12.5669 | -12.5669 | 2750.5954 | 20574.4536 |  | 0
1952-06-10 | 0 | 0 | 0 | 0 | -12.5669 | -12.5669 | 2738.0285 | 20480.4535 |  | 0
1952-06-11 | 0 | 0 | 0 | 0 | -12.5669 | -12.5669 | 2725.4617 | 20386.4534 |  | 0
1952-06-12 | 0 | 0 | 0 | 0 | -12.5669 | -12.5669 | 2712.8948 | 20292.4533 |  | 0
1952-06-13 | 0 | 0 | 0 | 0 | -12.5669 | -12.5669 | 2700.328 | 20198.4531 |  | 0
1952-06-14 | 0 | 0 | 0 | 0 | -12.5669 | -12.5669 | 2687.7611 | 20104.453 |  | 0
1952-06-15 | 0 | 0 | 0 | 0 | -12.5669 | -12.5669 | 2675.1942 | 20010.4529 |  | 0
1952-06-16 | 0 | 0 | 0 | 0 | -12.5669 | -12.5669 | 2662.6274 | 19916.4528 |  | 0
1952-06-17 | 0 | 0 | 0 | 0 | -12.5669 | -12.5669 | 2650.0605 | 19822.4527 |  | 0
1952-06-18 | 0 | 0 | 0 | 0 | -12.5669 | -12.5669 | 2637.4937 | 19728.4526 |  | 0
1952-06-19 | 0 | 0 | 0 | 0 | -12.5669 | -12.5669 | 2624.9268 | 19634.4525 |  | 0
1952-06-20 | 0 | 0 | 0 | 0 | -12.5669 | -12.5669 | 2612.3599 | 19540.4524 |  | 0
1952-06-21 | 0 | 0 | 0 | 0 | -12.5669 | -12.5669 | 2599.7931 | 19446.4522 |  | 0
1952-06-22 | 0 | 0 | 0 | 0 | -12.5669 | -12.5669 | 2587.2262 | 19352.4521 |  | 0
1952-06-23 | 0 | 0 | 0 | 0 | -12.5669 | -12.5669 | 2574.6594 | 19258.452 |  | 0
1952-06-24 | 0 | 0 | 0 | 0 | -12.5669 | -12.5669 | 2562.0925 | 19164.4519 |  | 0
1952-06-25 | 0 | 0 | 0 | 0 | -12.5669 | -12.5669 | 2549.5256 | 19070.4518 |  | 0
1952-06-26 | 0 | 0 | 0 | 0 | -12.5669 | -12.5669 | 2536.9588 | 18976.4517 |  | 0
1952-06-27 | 0 | 0 | 0 | 0 | -12.5669 | -12.5669 | 2524.3919 | 18882.4516 |  | 0
1952-06-28 | 0 | 0 | 0 | 0 | -12.5669 | -12.5669 | 2511.8251 | 18788.4515 |  | 0
1952-06-29 | 0 | 0 | 0 | 0 | -12.5669 | -12.5669 | 2499.2582 | 18694.4513 |  | 0
1952-06-30 | 0 | 0 | 0 | 0 | -12.5669 | -12.5669 | 2486.6913 | 18600.4512 |  | 0
1952-07-01 | 0 | 0 | 0 | 0 | -12.5669 | -12.5669 | 2474.1245 | 18506.4511 |  | 0
1952-07-02 | 0 | 0 | 0 | 0 | -12.5669 | -12.5669 | 2461.5576 | 18412.451 |  | 0
1952-07-03 | 0.0225 | 62.1 | 4.0107 | 4.0107 | 45.5224 | 45.5224 | 2507.0801 | 18752.9589 |  | 0
1952-07-04 | 0 | 0 | 0 | 0 | -12.5669 | -12.5669 | 2494.5132 | 18658.9588 |  | 0
1952-07-05 | 0 | 0 | 0 | 0 | -12.5669 | -12.5669 | 2481.9463 | 18564.9587 |  | 0
1952-07-06 | 0 | 0 | 0 | 0 | -12.5669 | -12.5669 | 2469.3795 | 18470.9586 |  | 0
1952-07-07 | 0 | 0 | 0 | 0 | -12.5669 | -12.5669 | 2456.8126 | 18376.9584 |  | 0
1952-07-08 | 0.0125 | 34.5 | 4.0107 | 4.0107 | 17.9224 | 17.9224 | 2474.7351 | 18511.0183 |  | 0
1952-07-09 | 0 | 0 | 0 | 0 | -12.5669 | -12.5669 | 2462.1682 | 18417.0182 |  | 0
1952-07-10 | 0 | 0 | 0 | 0 | -12.5669 | -12.5669 | 2449.6014 | 18323.0181 |  | 0
1952-07-11 | 0 | 0 | 0 | 0 | -12.5669 | -12.5669 | 2437.0345 | 18229.018 |  | 0
1952-07-12 | 0 | 0 | 0 | 0 | -12.5669 | -12.5669 | 2424.4676 | 18135.0179 |  | 0
1952-07-13 | 0.029167 | 80.5 | 4.0107 | 4.0107 | 63.9224 | 63.9224 | 2488.3901 | 18613.1578 |  | 0
1952-07-14 | 0.031667 | 87.4 | 4.0107 | 4.0107 | 70.8224 | 70.8224 | 2559.2125 | 19142.9096 |  | 0
1952-07-15 | 0.025833 | 71.3 | 4.0107 | 4.0107 | 54.7224 | 54.7224 | 2613.935 | 19552.2335 |  | 0
1952-07-16 | 0 | 0 | 0 | 0 | -12.5669 | -12.5669 | 2601.3681 | 19458.2334 |  | 0
1952-07-17 | 0 | 0 | 0 | 0 | -12.5669 | -12.5669 | 2588.8012 | 19364.2333 |  | 0
1952-07-18 | 0 | 0 | 0 | 0 | -12.5669 | -12.5669 | 2576.2344 | 19270.2332 |  | 0
1952-07-19 | 0 | 0 | 0 | 0 | -12.5669 | -12.5669 | 2563.6675 | 19176.2331 |  | 0
1952-07-20 | 0 | 0 | 0 | 0 | -12.5669 | -12.5669 | 2551.1007 | 19082.233 |  | 0
1952-07-21 | 0 | 0 | 0 | 0 | -12.5669 | -12.5669 | 2538.5338 | 18988.2329 |  | 0
1952-07-22 | 0 | 0 | 0 | 0 | -12.5669 | -12.5669 | 2525.9669 | 18894.2327 |  | 0
1952-07-23 | 0.059167 | 163.3 | 4.0107 | 4.0107 | 146.7224 | 146.7224 | 2672.6894 | 19991.7166 |  | 0
1952-07-24 | 0 | 0 | 0 | 0 | -12.5669 | -12.5669 | 2660.1225 | 19897.7165 |  | 0
1952-07-25 | 0 | 0 | 0 | 0 | -12.5669 | -12.5669 | 2647.5557 | 19803.7164 |  | 0
1952-07-26 | 0 | 0 | 0 | 0 | -12.5669 | -12.5669 | 2634.9888 | 19709.7163 |  | 0
1952-07-27 | 0 | 0 | 0 | 0 | -12.5669 | -12.5669 | 2622.4219 | 19615.7162 |  | 0
1952-07-28 | 0 | 0 | 0 | 0 | -12.5669 | -12.5669 | 2609.8551 | 19521.7161 |  | 0
1952-07-29 | 0 | 0 | 0 | 0 | -12.5669 | -12.5669 | 2597.2882 | 19427.716 |  | 0
1952-07-30 | 0 | 0 | 0 | 0 | -12.5669 | -12.5669 | 2584.7214 | 19333.7158 |  | 0
1952-07-31 | 0 | 0 | 0 | 0 | -12.5669 | -12.5669 | 2572.1545 | 19239.7157 |  | 0
1952-08-01 | 0 | 0 | 0 | 0 | -12.5669 | -12.5669 | 2559.5876 | 19145.7156 |  | 0
1952-08-02 | 0 | 0 | 0 | 0 | -12.5669 | -12.5669 | 2547.0208 | 19051.7155 |  | 0
1952-08-03 | 0 | 0 | 0 | 0 | -12.5669 | -12.5669 | 2534.4539 | 18957.7154 |  | 0
1952-08-04 | 0.0016667 | 4.6 | 4.0107 | 4.0107 | -11.9776 | -11.9776 | 2522.4764 | 18868.1233 |  | 0
1952-08-05 | 0 | 0 | 0 | 0 | -12.5669 | -12.5669 | 2509.9095 | 18774.1232 |  | 0
1952-08-06 | 0 | 0 | 0 | 0 | -12.5669 | -12.5669 | 2497.3427 | 18680.1231 |  | 0
1952-08-07 | 0 | 0 | 0 | 0 | -12.5669 | -12.5669 | 2484.7758 | 18586.1229 |  | 0
1952-08-08 | 0 | 0 | 0 | 0 | -12.5669 | -12.5669 | 2472.2089 | 18492.1228 |  | 0
1952-08-09 | 0 | 0 | 0 | 0 | -12.5669 | -12.5669 | 2459.6421 | 18398.1227 |  | 0
1952-08-10 | 0.0016667 | 4.6 | 4.0107 | 4.0107 | -11.9776 | -11.9776 | 2447.6645 | 18308.5306 |  | 0
1952-08-11 | 0 | 0 | 0 | 0 | -12.5669 | -12.5669 | 2435.0977 | 18214.5305 |  | 0
1952-08-12 | 0.016667 | 46 | 4.0107 | 4.0107 | 29.4224 | 29.4224 | 2464.5201 | 18434.6104 |  | 0
1952-08-13 | 0 | 0 | 0 | 0 | -12.5669 | -12.5669 | 2451.9532 | 18340.6103 |  | 0
1952-08-14 | 0 | 0 | 0 | 0 | -12.5669 | -12.5669 | 2439.3864 | 18246.6102 |  | 0
1952-08-15 | 0 | 0 | 0 | 0 | -12.5669 | -12.5669 | 2426.8195 | 18152.61 |  | 0
1952-08-16 | 0 | 0 | 0 | 0 | -12.5669 | -12.5669 | 2414.2527 | 18058.6099 |  | 0
1952-08-17 | 0 | 0 | 0 | 0 | -12.5669 | -12.5669 | 2401.6858 | 17964.6098 |  | 0
1952-08-18 | 0 | 0 | 0 | 0 | -12.5669 | -12.5669 | 2389.1189 | 17870.6097 |  | 0
1952-08-19 | 0 | 0 | 0 | 0 | -12.5669 | -12.5669 | 2376.5521 | 17776.6096 |  | 0
1952-08-20 | 0 | 0 | 0 | 0 | -12.5669 | -12.5669 | 2363.9852 | 17682.6095 |  | 0
1952-08-21 | 0 | 0 | 0 | 0 | -12.5669 | -12.5669 | 2351.4184 | 17588.6094 |  | 0
1952-08-22 | 0 | 0 | 0 | 0 | -12.5669 | -12.5669 | 2338.8515 | 17494.6092 |  | 0
1952-08-23 | 0 | 0 | 0 | 0 | -12.5669 | -12.5669 | 2326.2846 | 17400.6091 |  | 0
1952-08-24 | 0 | 0 | 0 | 0 | -12.5669 | -12.5669 | 2313.7178 | 17306.609 |  | 0
1952-08-25 | 0 | 0 | 0 | 0 | -12.5669 | -12.5669 | 2301.1509 | 17212.6089 |  | 0
1952-08-26 | 0 | 0 | 0 | 0 | -12.5669 | -12.5669 | 2288.5841 | 17118.6088 |  | 0
1952-08-27 | 0 | 0 | 0 | 0 | -12.5669 | -12.5669 | 2276.0172 | 17024.6087 |  | 0
1952-08-28 | 0 | 0 | 0 | 0 | -12.5669 | -12.5669 | 2263.4503 | 16930.6086 |  | 0
1952-08-29 | 0 | 0 | 0 | 0 | -12.5669 | -12.5669 | 2250.8835 | 16836.6085 |  | 0
1952-08-30 | 0 | 0 | 0 | 0 | -12.5669 | -12.5669 | 2238.3166 | 16742.6083 |  | 0
1952-08-31 | 0 | 0 | 0 | 0 | -12.5669 | -12.5669 | 2225.7498 | 16648.6082 |  | 0
1952-09-01 | 0 | 0 | 0 | 0 | -12.5669 | -12.5669 | 2213.1829 | 16554.6081 |  | 0
1952-09-02 | 0 | 0 | 0 | 0 | -12.5669 | -12.5669 | 2200.616 | 16460.608 |  | 0
1952-09-03 | 0 | 0 | 0 | 0 | -12.5669 | -12.5669 | 2188.0492 | 16366.6079 |  | 0
1952-09-04 | 0 | 0 | 0 | 0 | -12.5669 | -12.5669 | 2175.4823 | 16272.6078 |  | 0
1952-09-05 | 0 | 0 | 0 | 0 | -12.5669 | -12.5669 | 2162.9155 | 16178.6077 |  | 0
1952-09-06 | 0 | 0 | 0 | 0 | -12.5669 | -12.5669 | 2150.3486 | 16084.6076 |  | 0
1952-09-07 | 0 | 0 | 0 | 0 | -12.5669 | -12.5669 | 2137.7817 | 15990.6074 |  | 0
1952-09-08 | 0 | 0 | 0 | 0 | -12.5669 | -12.5669 | 2125.2149 | 15896.6073 |  | 0
1952-09-09 | 0 | 0 | 0 | 0 | -12.5669 | -12.5669 | 2112.648 | 15802.6072 |  | 0
1952-09-10 | 0 | 0 | 0 | 0 | -12.5669 | -12.5669 | 2100.0812 | 15708.6071 |  | 0
1952-09-11 | 0 | 0 | 0 | 0 | -12.5669 | -12.5669 | 2087.5143 | 15614.607 |  | 0
1952-09-12 | 0 | 0 | 0 | 0 | -12.5669 | -12.5669 | 2074.9474 | 15520.6069 |  | 0
1952-09-13 | 0 | 0 | 0 | 0 | -12.5669 | -12.5669 | 2062.3806 | 15426.6068 |  | 0
1952-09-14 | 0 | 0 | 0 | 0 | -12.5669 | -12.5669 | 2049.8137 | 15332.6067 |  | 0
1952-09-15 | 0 | 0 | 0 | 0 | -12.5669 | -12.5669 | 2037.2469 | 15238.6065 |  | 0
1952-09-16 | 0 | 0 | 0 | 0 | -12.5669 | -12.5669 | 2024.68 | 15144.6064 |  | 0
1952-09-17 | 0.0016667 | 4.6 | 4.0107 | 4.0107 | -11.9776 | -11.9776 | 2012.7024 | 15055.0143 |  | 0
1952-09-18 | 0 | 0 | 0 | 0 | -12.5669 | -12.5669 | 2000.1356 | 14961.0142 |  | 0
1952-09-19 | 0 | 0 | 0 | 0 | -12.5669 | -12.5669 | 1987.5687 | 14867.0141 |  | 0
1952-09-20 | 0 | 0 | 0 | 0 | -12.5669 | -12.5669 | 1975.0019 | 14773.014 |  | 0
1952-09-21 | 0 | 0 | 0 | 0 | -12.5669 | -12.5669 | 1962.435 | 14679.0139 |  | 0
1952-09-22 | 0.00083333 | 2.3 | 4.0107 | 2.3 | -12.5669 | -12.5669 | 1949.8681 | 14585.0138 |  | 0
1952-09-23 | 0 | 0 | 0 | 0 | -12.5669 | -12.5669 | 1937.3013 | 14491.0136 |  | 0
1952-09-24 | 0 | 0 | 0 | 0 | -12.5669 | -12.5669 | 1924.7344 | 14397.0135 |  | 0
1952-09-25 | 0 | 0 | 0 | 0 | -12.5669 | -12.5669 | 1912.1676 | 14303.0134 |  | 0
1952-09-26 | 0 | 0 | 0 | 0 | -12.5669 | -12.5669 | 1899.6007 | 14209.0133 |  | 0
1952-09-27 | 0 | 0 | 0 | 0 | -12.5669 | -12.5669 | 1887.0338 | 14115.0132 |  | 0
1952-09-28 | 0 | 0 | 0 | 0 | -12.5669 | -12.5669 | 1874.467 | 14021.0131 |  | 0
1952-09-29 | 0 | 0 | 0 | 0 | -12.5669 | -12.5669 | 1861.9001 | 13927.013 |  | 0
1952-09-30 | 0 | 0 | 0 | 0 | -12.5669 | -12.5669 | 1849.3333 | 13833.0129 |  | 0
1952-10-01 | 0 | 0 | 0 | 0 | -12.5669 | -12.5669 | 1836.7664 | 13739.0127 |  | 0
1952-10-02 | 0 | 0 | 0 | 0 | -12.5669 | -12.5669 | 1824.1995 | 13645.0126 |  | 0
1952-10-03 | 0 | 0 | 0 | 0 | -12.5669 | -12.5669 | 1811.6327 | 13551.0125 |  | 0
1952-10-04 | 0 | 0 | 0 | 0 | -12.5669 | -12.5669 | 1799.0658 | 13457.0124 |  | 0
1952-10-05 | 0 | 0 | 0 | 0 | -12.5669 | -12.5669 | 1786.499 | 13363.0123 |  | 0
1952-10-06 | 0 | 0 | 0 | 0 | -12.5669 | -12.5669 | 1773.9321 | 13269.0122 |  | 0
1952-10-07 | 0 | 0 | 0 | 0 | -12.5669 | -12.5669 | 1761.3652 | 13175.0121 |  | 0
1952-10-08 | 0 | 0 | 0 | 0 | -12.5669 | -12.5669 | 1748.7984 | 13081.0119 |  | 0
1952-10-09 | 0 | 0 | 0 | 0 | -12.5669 | -12.5669 | 1736.2315 | 12987.0118 |  | 0
1952-10-10 | 0 | 0 | 0 | 0 | -12.5669 | -12.5669 | 1723.6647 | 12893.0117 |  | 0
1952-10-11 | 0 | 0 | 0 | 0 | -12.5669 | -12.5669 | 1711.0978 | 12799.0116 |  | 0
1952-10-12 | 0 | 0 | 0 | 0 | -12.5669 | -12.5669 | 1698.5309 | 12705.0115 |  | 0
1952-10-13 | 0 | 0 | 0 | 0 | -12.5669 | -12.5669 | 1685.9641 | 12611.0114 |  | 0
1952-10-14 | 0 | 0 | 0 | 0 | -12.5669 | -12.5669 | 1673.3972 | 12517.0113 |  | 0
1952-10-15 | 0 | 0 | 0 | 0 | -12.5669 | -12.5669 | 1660.8304 | 12423.0112 |  | 0
1952-10-16 | 0 | 0 | 0 | 0 | -12.5669 | -12.5669 | 1648.2635 | 12329.011 |  | 0
1952-10-17 | 0 | 0 | 0 | 0 | -12.5669 | -12.5669 | 1635.6966 | 12235.0109 |  | 0
1952-10-18 | 0 | 0 | 0 | 0 | -12.5669 | -12.5669 | 1623.1298 | 12141.0108 |  | 0
1952-10-19 | 0 | 0 | 0 | 0 | -12.5669 | -12.5669 | 1610.5629 | 12047.0107 |  | 0
1952-10-20 | 0 | 0 | 0 | 0 | -12.5669 | -12.5669 | 1597.9961 | 11953.0106 |  | 0
1952-10-21 | 0 | 0 | 0 | 0 | -12.5669 | -12.5669 | 1585.4292 | 11859.0105 |  | 0
1952-10-22 | 0 | 0 | 0 | 0 | -12.5669 | -12.5669 | 1572.8623 | 11765.0104 |  | 0
1952-10-23 | 0 | 0 | 0 | 0 | -12.5669 | -12.5669 | 1560.2955 | 11671.0103 |  | 0
1952-10-24 | 0 | 0 | 0 | 0 | -12.5669 | -12.5669 | 1547.7286 | 11577.0101 |  | 0
1952-10-25 | 0 | 0 | 0 | 0 | -12.5669 | -12.5669 | 1535.1618 | 11483.01 |  | 0
1952-10-26 | 0 | 0 | 0 | 0 | -12.5669 | -12.5669 | 1522.5949 | 11389.0099 |  | 0
1952-10-27 | 0 | 0 | 0 | 0 | -12.5669 | -12.5669 | 1510.028 | 11295.0098 |  | 0
1952-10-28 | 0 | 0 | 0 | 0 | -12.5669 | -12.5669 | 1497.4612 | 11201.0097 |  | 0
1952-10-29 | 0 | 0 | 0 | 0 | -12.5669 | -12.5669 | 1484.8943 | 11107.0096 |  | 0
1952-10-30 | 0 | 0 | 0 | 0 | -12.5669 | -12.5669 | 1472.3275 | 11013.0095 |  | 0
1952-10-31 | 0 | 0 | 0 | 0 | -12.5669 | -12.5669 | 1459.7606 | 10919.0094 |  | 0
1952-11-01 | 0 | 0 | 0 | 0 | -12.5669 | -12.5669 | 1447.1937 | 10825.0092 |  | 0
1952-11-02 | 0 | 0 | 0 | 0 | -12.5669 | -12.5669 | 1434.6269 | 10731.0091 |  | 0
1952-11-03 | 0 | 0 | 0 | 0 | -12.5669 | -12.5669 | 1422.06 | 10637.009 |  | 0
1952-11-04 | 0 | 0 | 0 | 0 | -12.5669 | -12.5669 | 1409.4932 | 10543.0089 |  | 0
1952-11-05 | 0.0033333 | 9.2 | 4.0107 | 4.0107 | -7.3776 | -7.3776 | 1402.1156 | 10487.8248 |  | 0
1952-11-06 | 0 | 0 | 0 | 0 | -12.5669 | -12.5669 | 1389.5488 | 10393.8247 |  | 0
1952-11-07 | 0 | 0 | 0 | 0 | -12.5669 | -12.5669 | 1376.9819 | 10299.8246 |  | 0
1952-11-08 | 0 | 0 | 0 | 0 | -12.5669 | -12.5669 | 1364.415 | 10205.8245 |  | 0
1952-11-09 | 0.010833 | 29.9 | 4.0107 | 4.0107 | 13.3224 | 13.3224 | 1377.7375 | 10305.4763 |  | 0
1952-11-10 | 0 | 0 | 0 | 0 | -12.5669 | -12.5669 | 1365.1706 | 10211.4762 |  | 0
1952-11-11 | 0 | 0 | 0 | 0 | -12.5669 | -12.5669 | 1352.6038 | 10117.4761 |  | 0
1952-11-12 | 0 | 0 | 0 | 0 | -12.5669 | -12.5669 | 1340.0369 | 10023.476 |  | 0
1952-11-13 | 0 | 0 | 0 | 0 | -12.5669 | -12.5669 | 1327.47 | 9929.4759 |  | 0
1952-11-14 | 0 | 0 | 0 | 0 | -12.5669 | -12.5669 | 1314.9032 | 9835.4758 |  | 0
1952-11-15 | 0 | 0 | 0 | 0 | -12.5669 | -12.5669 | 1302.3363 | 9741.4757 |  | 0
1952-11-16 | 0 | 0 | 0 | 0 | -12.5669 | -12.5669 | 1289.7695 | 9647.4755 |  | 0
1952-11-17 | 0 | 0 | 0 | 0 | -12.5669 | -12.5669 | 1277.2026 | 9553.4754 |  | 0
1952-11-18 | 0.00083333 | 2.3 | 4.0107 | 2.3 | -12.5669 | -12.5669 | 1264.6357 | 9459.4753 |  | 0
1952-11-19 | 0 | 0 | 0 | 0 | -12.5669 | -12.5669 | 1252.0689 | 9365.4752 |  | 0
1952-11-20 | 0 | 0 | 0 | 0 | -12.5669 | -12.5669 | 1239.502 | 9271.4751 |  | 0
1952-11-21 | 0 | 0 | 0 | 0 | -12.5669 | -12.5669 | 1226.9352 | 9177.475 |  | 0
1952-11-22 | 0.0083333 | 23 | 4.0107 | 4.0107 | 6.4224 | 6.4224 | 1233.3576 | 9225.5149 |  | 0
1952-11-23 | 0.085833 | 236.9 | 4.0107 | 4.0107 | 220.3224 | 220.3224 | 1453.68 | 10873.5268 |  | 0
1952-11-24 | 0.080833 | 223.1 | 4.0107 | 4.0107 | 206.5224 | 206.5224 | 1660.2025 | 12418.3146 |  | 0
1952-11-25 | 0.010833 | 29.9 | 4.0107 | 4.0107 | 13.3224 | 13.3224 | 1673.5249 | 12517.9665 |  | 0
1952-11-26 | 0 | 0 | 0 | 0 | -12.5669 | -12.5669 | 1660.9581 | 12423.9664 |  | 0
1952-11-27 | 0 | 0 | 0 | 0 | -12.5669 | -12.5669 | 1648.3912 | 12329.9663 |  | 0
1952-11-28 | 0.0033333 | 9.2 | 4.0107 | 4.0107 | -7.3776 | -7.3776 | 1641.0137 | 12274.7822 |  | 0
1952-11-29 | 0 | 0 | 0 | 0 | -12.5669 | -12.5669 | 1628.4468 | 12180.7821 |  | 0
1952-11-30 | 0 | 0 | 0 | 0 | -12.5669 | -12.5669 | 1615.8799 | 12086.782 |  | 0
1952-12-01 | 0 | 0 | 0 | 0 | -12.5669 | -12.5669 | 1603.3131 | 11992.7819 |  | 0
1952-12-02 | 0 | 0 | 0 | 0 | -12.5669 | -12.5669 | 1590.7462 | 11898.7817 |  | 0
1952-12-03 | 0 | 0 | 0 | 0 | -12.5669 | -12.5669 | 1578.1794 | 11804.7816 |  | 0
1952-12-04 | 0 | 0 | 0 | 0 | -12.5669 | -12.5669 | 1565.6125 | 11710.7815 |  | 0
1952-12-05 | 0 | 0 | 0 | 0 | -12.5669 | -12.5669 | 1553.0456 | 11616.7814 |  | 0
1952-12-06 | 0 | 0 | 0 | 0 | -12.5669 | -12.5669 | 1540.4788 | 11522.7813 |  | 0
1952-12-07 | 0 | 0 | 0 | 0 | -12.5669 | -12.5669 | 1527.9119 | 11428.7812 |  | 0
1952-12-08 | 0 | 0 | 0 | 0 | -12.5669 | -12.5669 | 1515.3451 | 11334.7811 |  | 0
1952-12-09 | 0 | 0 | 0 | 0 | -12.5669 | -12.5669 | 1502.7782 | 11240.781 |  | 0
1952-12-10 | 0 | 0 | 0 | 0 | -12.5669 | -12.5669 | 1490.2113 | 11146.7808 |  | 0
1952-12-11 | 0 | 0 | 0 | 0 | -12.5669 | -12.5669 | 1477.6445 | 11052.7807 |  | 0
1952-12-12 | 0 | 0 | 0 | 0 | -12.5669 | -12.5669 | 1465.0776 | 10958.7806 |  | 0
1952-12-13 | 0 | 0 | 0 | 0 | -12.5669 | -12.5669 | 1452.5108 | 10864.7805 |  | 0
1952-12-14 | 0 | 0 | 0 | 0 | -12.5669 | -12.5669 | 1439.9439 | 10770.7804 |  | 0
1952-12-15 | 0 | 0 | 0 | 0 | -12.5669 | -12.5669 | 1427.377 | 10676.7803 |  | 0
1952-12-16 | 0 | 0 | 0 | 0 | -12.5669 | -12.5669 | 1414.8102 | 10582.7802 |  | 0
1952-12-17 | 0 | 0 | 0 | 0 | -12.5669 | -12.5669 | 1402.2433 | 10488.7801 |  | 0
1952-12-18 | 0.094167 | 259.9 | 4.0107 | 4.0107 | 243.3224 | 243.3224 | 1645.5658 | 12308.8319 |  | 0
1952-12-19 | 0 | 0 | 0 | 0 | -12.5669 | -12.5669 | 1632.9989 | 12214.8318 |  | 0
1952-12-20 | 0 | 0 | 0 | 0 | -12.5669 | -12.5669 | 1620.432 | 12120.8317 |  | 0
1952-12-21 | 0.00083333 | 2.3 | 4.0107 | 2.3 | -12.5669 | -12.5669 | 1607.8652 | 12026.8316 |  | 0
1952-12-22 | 0 | 0 | 0 | 0 | -12.5669 | -12.5669 | 1595.2983 | 11932.8315 |  | 0
1952-12-23 | 0 | 0 | 0 | 0 | -12.5669 | -12.5669 | 1582.7315 | 11838.8314 |  | 0
1952-12-24 | 0 | 0 | 0 | 0 | -12.5669 | -12.5669 | 1570.1646 | 11744.8313 |  | 0
1952-12-25 | 0 | 0 | 0 | 0 | -12.5669 | -12.5669 | 1557.5977 | 11650.8311 |  | 0
1952-12-26 | 0 | 0 | 0 | 0 | -12.5669 | -12.5669 | 1545.0309 | 11556.831 |  | 0
1952-12-27 | 0 | 0 | 0 | 0 | -12.5669 | -12.5669 | 1532.464 | 11462.8309 |  | 0
1952-12-28 | 0 | 0 | 0 | 0 | -12.5669 | -12.5669 | 1519.8972 | 11368.8308 |  | 0
1952-12-29 | 0 | 0 | 0 | 0 | -12.5669 | -12.5669 | 1507.3303 | 11274.8307 |  | 0
1952-12-30 | 0 | 0 | 0 | 0 | -12.5669 | -12.5669 | 1494.7634 | 11180.8306 |  | 0
1952-12-31 | 0 | 0 | 0 | 0 | -12.5669 | -12.5669 | 1482.1966 | 11086.8305 |  | 0
1953-01-01 | 0 | 0 | 0 | 0 | -12.5669 | -12.5669 | 1469.6297 | 10992.8304 |  | 0
1953-01-02 | 0 | 0 | 0 | 0 | -12.5669 | -12.5669 | 1457.0629 | 10898.8302 |  | 0
1953-01-03 | 0 | 0 | 0 | 0 | -12.5669 | -12.5669 | 1444.496 | 10804.8301 |  | 0
1953-01-04 | 0 | 0 | 0 | 0 | -12.5669 | -12.5669 | 1431.9291 | 10710.83 |  | 0
1953-01-05 | 0 | 0 | 0 | 0 | -12.5669 | -12.5669 | 1419.3623 | 10616.8299 |  | 0
1953-01-06 | 0 | 0 | 0 | 0 | -12.5669 | -12.5669 | 1406.7954 | 10522.8298 |  | 0
1953-01-07 | 0 | 0 | 0 | 0 | -12.5669 | -12.5669 | 1394.2286 | 10428.8297 |  | 0
1953-01-08 | 0 | 0 | 0 | 0 | -12.5669 | -12.5669 | 1381.6617 | 10334.8296 |  | 0
1953-01-09 | 0 | 0 | 0 | 0 | -12.5669 | -12.5669 | 1369.0948 | 10240.8295 |  | 0
1953-01-10 | 0 | 0 | 0 | 0 | -12.5669 | -12.5669 | 1356.528 | 10146.8293 |  | 0
1953-01-11 | 0 | 0 | 0 | 0 | -12.5669 | -12.5669 | 1343.9611 | 10052.8292 |  | 0
1953-01-12 | 0 | 0 | 0 | 0 | -12.5669 | -12.5669 | 1331.3943 | 9958.8291 |  | 0
1953-01-13 | 0 | 0 | 0 | 0 | -12.5669 | -12.5669 | 1318.8274 | 9864.829 |  | 0
1953-01-14 | 0 | 0 | 0 | 0 | -12.5669 | -12.5669 | 1306.2605 | 9770.8289 |  | 0
1953-01-15 | 0 | 0 | 0 | 0 | -12.5669 | -12.5669 | 1293.6937 | 9676.8288 |  | 0
1953-01-16 | 0.0058333 | 16.1 | 4.0107 | 4.0107 | -0.47756 | -0.47756 | 1293.2161 | 9673.2567 |  | 0
1953-01-17 | 0 | 0 | 0 | 0 | -12.5669 | -12.5669 | 1280.6493 | 9579.2566 |  | 0
1953-01-18 | 0 | 0 | 0 | 0 | -12.5669 | -12.5669 | 1268.0824 | 9485.2564 |  | 0
1953-01-19 | 0 | 0 | 0 | 0 | -12.5669 | -12.5669 | 1255.5156 | 9391.2563 |  | 0
1953-01-20 | 0 | 0 | 0 | 0 | -12.5669 | -12.5669 | 1242.9487 | 9297.2562 |  | 0
1953-01-21 | 0 | 0 | 0 | 0 | -12.5669 | -12.5669 | 1230.3818 | 9203.2561 |  | 0
1953-01-22 | 0.0058333 | 16.1 | 4.0107 | 4.0107 | -0.47756 | -0.47756 | 1229.9043 | 9199.684 |  | 0
1953-01-23 | 0.0016667 | 4.6 | 4.0107 | 4.0107 | -11.9776 | -11.9776 | 1217.9267 | 9110.0919 |  | 0
1953-01-24 | 0 | 0 | 0 | 0 | -12.5669 | -12.5669 | 1205.3599 | 9016.0918 |  | 0
1953-01-25 | 0 | 0 | 0 | 0 | -12.5669 | -12.5669 | 1192.793 | 8922.0917 |  | 0
1953-01-26 | 0 | 0 | 0 | 0 | -12.5669 | -12.5669 | 1180.2261 | 8828.0915 |  | 0
1953-01-27 | 0 | 0 | 0 | 0 | -12.5669 | -12.5669 | 1167.6593 | 8734.0914 |  | 0
1953-01-28 | 0 | 0 | 0 | 0 | -12.5669 | -12.5669 | 1155.0924 | 8640.0913 |  | 0
1953-01-29 | 0 | 0 | 0 | 0 | -12.5669 | -12.5669 | 1142.5256 | 8546.0912 |  | 0
1953-01-30 | 0 | 0 | 0 | 0 | -12.5669 | -12.5669 | 1129.9587 | 8452.0911 |  | 0
1953-01-31 | 0 | 0 | 0 | 0 | -12.5669 | -12.5669 | 1117.3918 | 8358.091 |  | 0
1953-02-01 | 0 | 0 | 0 | 0 | -12.5669 | -12.5669 | 1104.825 | 8264.0909 |  | 0
1953-02-02 | 0 | 0 | 0 | 0 | -12.5669 | -12.5669 | 1092.2581 | 8170.0908 |  | 0
1953-02-03 | 0 | 0 | 0 | 0 | -12.5669 | -12.5669 | 1079.6913 | 8076.0906 |  | 0
1953-02-04 | 0 | 0 | 0 | 0 | -12.5669 | -12.5669 | 1067.1244 | 7982.0905 |  | 0
1953-02-05 | 0 | 0 | 0 | 0 | -12.5669 | -12.5669 | 1054.5575 | 7888.0904 |  | 0
1953-02-06 | 0 | 0 | 0 | 0 | -12.5669 | -12.5669 | 1041.9907 | 7794.0903 |  | 0
1953-02-07 | 0.00083333 | 2.3 | 4.0107 | 2.3 | -12.5669 | -12.5669 | 1029.4238 | 7700.0902 |  | 0
1953-02-08 | 0 | 0 | 0 | 0 | -12.5669 | -12.5669 | 1016.857 | 7606.0901 |  | 0
1953-02-09 | 0.0025 | 6.9 | 4.0107 | 4.0107 | -9.6776 | -9.6776 | 1007.1794 | 7533.702 |  | 0
1953-02-10 | 0.035833 | 98.9 | 4.0107 | 4.0107 | 82.3224 | 82.3224 | 1089.5019 | 8149.4738 |  | 0
1953-02-11 | 0.0016667 | 4.6 | 4.0107 | 4.0107 | -11.9776 | -11.9776 | 1077.5243 | 8059.8817 |  | 0
1953-02-12 | 0 | 0 | 0 | 0 | -12.5669 | -12.5669 | 1064.9574 | 7965.8816 |  | 0
1953-02-13 | 0 | 0 | 0 | 0 | -12.5669 | -12.5669 | 1052.3906 | 7871.8815 |  | 0
1953-02-14 | 0 | 0 | 0 | 0 | -12.5669 | -12.5669 | 1039.8237 | 7777.8814 |  | 0
1953-02-15 | 0 | 0 | 0 | 0 | -12.5669 | -12.5669 | 1027.2569 | 7683.8813 |  | 0
1953-02-16 | 0 | 0 | 0 | 0 | -12.5669 | -12.5669 | 1014.69 | 7589.8812 |  | 0
1953-02-17 | 0 | 0 | 0 | 0 | -12.5669 | -12.5669 | 1002.1231 | 7495.8811 |  | 0
1953-02-18 | 0 | 0 | 0 | 0 | -12.5669 | -12.5669 | 989.5563 | 7401.8809 |  | 0
1953-02-19 | 0 | 0 | 0 | 0 | -12.5669 | -12.5669 | 976.9894 | 7307.8808 |  | 0
1953-02-20 | 0 | 0 | 0 | 0 | -12.5669 | -12.5669 | 964.4226 | 7213.8807 |  | 0
1953-02-21 | 0 | 0 | 0 | 0 | -12.5669 | -12.5669 | 951.8557 | 7119.8806 |  | 0
1953-02-22 | 0 | 0 | 0 | 0 | -12.5669 | -12.5669 | 939.2888 | 7025.8805 |  | 0
1953-02-23 | 0.0091667 | 25.3 | 4.0107 | 4.0107 | 8.7224 | 8.7224 | 948.0113 | 7091.1244 |  | 0
1953-02-24 | 0.01 | 27.6 | 4.0107 | 4.0107 | 11.0224 | 11.0224 | 959.0337 | 7173.5723 |  | 0
1953-02-25 | 0 | 0 | 0 | 0 | -12.5669 | -12.5669 | 946.4669 | 7079.5722 |  | 0
1953-02-26 | 0 | 0 | 0 | 0 | -12.5669 | -12.5669 | 933.9 | 6985.572 |  | 0
1953-02-27 | 0 | 0 | 0 | 0 | -12.5669 | -12.5669 | 921.3331 | 6891.5719 |  | 0
1953-02-28 | 0.0091667 | 25.3 | 4.0107 | 4.0107 | 8.7224 | 8.7224 | 930.0556 | 6956.8158 |  | 0
1953-03-01 | 0.0033333 | 9.2 | 4.0107 | 4.0107 | -7.3776 | -7.3776 | 922.678 | 6901.6317 |  | 0
1953-03-02 | 0 | 0 | 0 | 0 | -12.5669 | -12.5669 | 910.1112 | 6807.6316 |  | 0
1953-03-03 | 0.026667 | 73.6 | 4.0107 | 4.0107 | 57.0224 | 57.0224 | 967.1336 | 7234.1595 |  | 0
1953-03-04 | 0 | 0 | 0 | 0 | -12.5669 | -12.5669 | 954.5668 | 7140.1594 |  | 0
1953-03-05 | 0 | 0 | 0 | 0 | -12.5669 | -12.5669 | 941.9999 | 7046.1593 |  | 0
1953-03-06 | 0 | 0 | 0 | 0 | -12.5669 | -12.5669 | 929.433 | 6952.1591 |  | 0
1953-03-07 | 0 | 0 | 0 | 0 | -12.5669 | -12.5669 | 916.8662 | 6858.159 |  | 0
1953-03-08 | 0 | 0 | 0 | 0 | -12.5669 | -12.5669 | 904.2993 | 6764.1589 |  | 0
1953-03-09 | 0.04 | 110.4 | 4.0107 | 4.0107 | 93.8224 | 93.8224 | 998.1218 | 7465.9508 |  | 0
1953-03-10 | 0 | 0 | 0 | 0 | -12.5669 | -12.5669 | 985.5549 | 7371.9507 |  | 0
1953-03-11 | 0 | 0 | 0 | 0 | -12.5669 | -12.5669 | 972.988 | 7277.9506 |  | 0
1953-03-12 | 0 | 0 | 0 | 0 | -12.5669 | -12.5669 | 960.4212 | 7183.9505 |  | 0
1953-03-13 | 0.0033333 | 9.2 | 4.0107 | 4.0107 | -7.3776 | -7.3776 | 953.0436 | 7128.7664 |  | 0
1953-03-14 | 0 | 0 | 0 | 0 | -12.5669 | -12.5669 | 940.4768 | 7034.7662 |  | 0
1953-03-15 | 0 | 0 | 0 | 0 | -12.5669 | -12.5669 | 927.9099 | 6940.7661 |  | 0
1953-03-16 | 0.0016667 | 4.6 | 4.0107 | 4.0107 | -11.9776 | -11.9776 | 915.9324 | 6851.174 |  | 0
1953-03-17 | 0.04 | 110.4 | 4.0107 | 4.0107 | 93.8224 | 93.8224 | 1009.7548 | 7552.9659 |  | 0
1953-03-18 | 0 | 0 | 0 | 0 | -12.5669 | -12.5669 | 997.1879 | 7458.9658 |  | 0
1953-03-19 | 0 | 0 | 0 | 0 | -12.5669 | -12.5669 | 984.6211 | 7364.9657 |  | 0
1953-03-20 | 0 | 0 | 0 | 0 | -12.5669 | -12.5669 | 972.0542 | 7270.9656 |  | 0
1953-03-21 | 0 | 0 | 0 | 0 | -12.5669 | -12.5669 | 959.4874 | 7176.9654 |  | 0
1953-03-22 | 0 | 0 | 0 | 0 | -12.5669 | -12.5669 | 946.9205 | 7082.9653 |  | 0
1953-03-23 | 0 | 0 | 0 | 0 | -12.5669 | -12.5669 | 934.3536 | 6988.9652 |  | 0
1953-03-24 | 0 | 0 | 0 | 0 | -12.5669 | -12.5669 | 921.7868 | 6894.9651 |  | 0
1953-03-25 | 0 | 0 | 0 | 0 | -12.5669 | -12.5669 | 909.2199 | 6800.965 |  | 0
1953-03-26 | 0.043333 | 119.6 | 4.0107 | 4.0107 | 103.0224 | 103.0224 | 1012.2424 | 7571.5729 |  | 0
1953-03-27 | 0 | 0 | 0 | 0 | -12.5669 | -12.5669 | 999.6755 | 7477.5728 |  | 0
1953-03-28 | 0 | 0 | 0 | 0 | -12.5669 | -12.5669 | 987.1086 | 7383.5727 |  | 0
1953-03-29 | 0 | 0 | 0 | 0 | -12.5669 | -12.5669 | 974.5418 | 7289.5725 |  | 0
1953-03-30 | 0 | 0 | 0 | 0 | -12.5669 | -12.5669 | 961.9749 | 7195.5724 |  | 0
1953-03-31 | 0 | 0 | 0 | 0 | -12.5669 | -12.5669 | 949.4081 | 7101.5723 |  | 0
1953-04-01 | 0 | 0 | 0 | 0 | -12.5669 | -12.5669 | 936.8412 | 7007.5722 |  | 0
1953-04-02 | 0 | 0 | 0 | 0 | -12.5669 | -12.5669 | 924.2743 | 6913.5721 |  | 0
1953-04-03 | 0 | 0 | 0 | 0 | -12.5669 | -12.5669 | 911.7075 | 6819.572 |  | 0
1953-04-04 | 0 | 0 | 0 | 0 | -12.5669 | -12.5669 | 899.1406 | 6725.5719 |  | 0
1953-04-05 | 0.091667 | 253 | 4.0107 | 4.0107 | 236.4224 | 236.4224 | 1135.5631 | 8494.0118 |  | 0
1953-04-06 | 0 | 0 | 0 | 0 | -12.5669 | -12.5669 | 1122.9962 | 8400.0116 |  | 0
1953-04-07 | 0 | 0 | 0 | 0 | -12.5669 | -12.5669 | 1110.4293 | 8306.0115 |  | 0
1953-04-08 | 0 | 0 | 0 | 0 | -12.5669 | -12.5669 | 1097.8625 | 8212.0114 |  | 0
1953-04-09 | 0 | 0 | 0 | 0 | -12.5669 | -12.5669 | 1085.2956 | 8118.0113 |  | 0
1953-04-10 | 0 | 0 | 0 | 0 | -12.5669 | -12.5669 | 1072.7288 | 8024.0112 |  | 0
1953-04-11 | 0 | 0 | 0 | 0 | -12.5669 | -12.5669 | 1060.1619 | 7930.0111 |  | 0
1953-04-12 | 0 | 0 | 0 | 0 | -12.5669 | -12.5669 | 1047.595 | 7836.011 |  | 0
1953-04-13 | 0 | 0 | 0 | 0 | -12.5669 | -12.5669 | 1035.0282 | 7742.0109 |  | 0
1953-04-14 | 0 | 0 | 0 | 0 | -12.5669 | -12.5669 | 1022.4613 | 7648.0107 |  | 0
1953-04-15 | 0 | 0 | 0 | 0 | -12.5669 | -12.5669 | 1009.8945 | 7554.0106 |  | 0
1953-04-16 | 0 | 0 | 0 | 0 | -12.5669 | -12.5669 | 997.3276 | 7460.0105 |  | 0
1953-04-17 | 0 | 0 | 0 | 0 | -12.5669 | -12.5669 | 984.7607 | 7366.0104 |  | 0
1953-04-18 | 0 | 0 | 0 | 0 | -12.5669 | -12.5669 | 972.1939 | 7272.0103 |  | 0
1953-04-19 | 0 | 0 | 0 | 0 | -12.5669 | -12.5669 | 959.627 | 7178.0102 |  | 0
1953-04-20 | 0 | 0 | 0 | 0 | -12.5669 | -12.5669 | 947.0602 | 7084.0101 |  | 0
1953-04-21 | 0 | 0 | 0 | 0 | -12.5669 | -12.5669 | 934.4933 | 6990.01 |  | 0
1953-04-22 | 0 | 0 | 0 | 0 | -12.5669 | -12.5669 | 921.9264 | 6896.0098 |  | 0
1953-04-23 | 0.058333 | 161 | 4.0107 | 4.0107 | 144.4224 | 144.4224 | 1066.3489 | 7976.2897 |  | 0
1953-04-24 | 0 | 0 | 0 | 0 | -12.5669 | -12.5669 | 1053.782 | 7882.2896 |  | 0
1953-04-25 | 0 | 0 | 0 | 0 | -12.5669 | -12.5669 | 1041.2152 | 7788.2895 |  | 0
1953-04-26 | 0 | 0 | 0 | 0 | -12.5669 | -12.5669 | 1028.6483 | 7694.2894 |  | 0
1953-04-27 | 0 | 0 | 0 | 0 | -12.5669 | -12.5669 | 1016.0815 | 7600.2893 |  | 0
1953-04-28 | 0 | 0 | 0 | 0 | -12.5669 | -12.5669 | 1003.5146 | 7506.2892 |  | 0
1953-04-29 | 0 | 0 | 0 | 0 | -12.5669 | -12.5669 | 990.9477 | 7412.289 |  | 0
1953-04-30 | 0 | 0 | 0 | 0 | -12.5669 | -12.5669 | 978.3809 | 7318.2889 |  | 0
1953-05-01 | 0 | 0 | 0 | 0 | -12.5669 | -12.5669 | 965.814 | 7224.2888 |  | 0
1953-05-02 | 0 | 0 | 0 | 0 | -12.5669 | -12.5669 | 953.2472 | 7130.2887 |  | 0
1953-05-03 | 0 | 0 | 0 | 0 | -12.5669 | -12.5669 | 940.6803 | 7036.2886 |  | 0
1953-05-04 | 0 | 0 | 0 | 0 | -12.5669 | -12.5669 | 928.1134 | 6942.2885 |  | 0
1953-05-05 | 0 | 0 | 0 | 0 | -12.5669 | -12.5669 | 915.5466 | 6848.2884 |  | 0
1953-05-06 | 0 | 0 | 0 | 0 | -12.5669 | -12.5669 | 902.9797 | 6754.2883 |  | 0
1953-05-07 | 0 | 0 | 0 | 0 | -12.5669 | -12.5669 | 890.4129 | 6660.2881 |  | 0
1953-05-08 | 0 | 0 | 0 | 0 | -12.5669 | -12.5669 | 877.846 | 6566.288 |  | 0
1953-05-09 | 0 | 0 | 0 | 0 | -12.5669 | -12.5669 | 865.2791 | 6472.2879 |  | 0
1953-05-10 | 0 | 0 | 0 | 0 | -12.5669 | -12.5669 | 852.7123 | 6378.2878 |  | 0
1953-05-11 | 0.0625 | 172.5 | 4.0107 | 4.0107 | 155.9224 | 155.9224 | 1008.6347 | 7544.5877 |  | 0
1953-05-12 | 0.0125 | 34.5 | 4.0107 | 4.0107 | 17.9224 | 17.9224 | 1026.5572 | 7678.6476 |  | 0
1953-05-13 | 0 | 0 | 0 | 0 | -12.5669 | -12.5669 | 1013.9903 | 7584.6475 |  | 0
1953-05-14 | 0 | 0 | 0 | 0 | -12.5669 | -12.5669 | 1001.4234 | 7490.6474 |  | 0
1953-05-15 | 0.1125 | 310.5 | 4.0107 | 4.0107 | 293.9224 | 293.9224 | 1295.3459 | 9689.1872 |  | 0
1953-05-16 | 0 | 0 | 0 | 0 | -12.5669 | -12.5669 | 1282.779 | 9595.1871 |  | 0
1953-05-17 | 0 | 0 | 0 | 0 | -12.5669 | -12.5669 | 1270.2122 | 9501.187 |  | 0
1953-05-18 | 0 | 0 | 0 | 0 | -12.5669 | -12.5669 | 1257.6453 | 9407.1869 |  | 0
1953-05-19 | 0 | 0 | 0 | 0 | -12.5669 | -12.5669 | 1245.0784 | 9313.1868 |  | 0
1953-05-20 | 0 | 0 | 0 | 0 | -12.5669 | -12.5669 | 1232.5116 | 9219.1867 |  | 0
1953-05-21 | 0 | 0 | 0 | 0 | -12.5669 | -12.5669 | 1219.9447 | 9125.1866 |  | 0
1953-05-22 | 0 | 0 | 0 | 0 | -12.5669 | -12.5669 | 1207.3779 | 9031.1865 |  | 0
1953-05-23 | 0 | 0 | 0 | 0 | -12.5669 | -12.5669 | 1194.811 | 8937.1863 |  | 0
1953-05-24 | 0 | 0 | 0 | 0 | -12.5669 | -12.5669 | 1182.2441 | 8843.1862 |  | 0
1953-05-25 | 0 | 0 | 0 | 0 | -12.5669 | -12.5669 | 1169.6773 | 8749.1861 |  | 0
1953-05-26 | 0 | 0 | 0 | 0 | -12.5669 | -12.5669 | 1157.1104 | 8655.186 |  | 0
1953-05-27 | 0 | 0 | 0 | 0 | -12.5669 | -12.5669 | 1144.5436 | 8561.1859 |  | 0
1953-05-28 | 0 | 0 | 0 | 0 | -12.5669 | -12.5669 | 1131.9767 | 8467.1858 |  | 0
1953-05-29 | 0 | 0 | 0 | 0 | -12.5669 | -12.5669 | 1119.4098 | 8373.1857 |  | 0
1953-05-30 | 0 | 0 | 0 | 0 | -12.5669 | -12.5669 | 1106.843 | 8279.1856 |  | 0
1953-05-31 | 0 | 0 | 0 | 0 | -12.5669 | -12.5669 | 1094.2761 | 8185.1854 |  | 0
1953-06-01 | 0 | 0 | 0 | 0 | -12.5669 | -12.5669 | 1081.7093 | 8091.1853 |  | 0
1953-06-02 | 0 | 0 | 0 | 0 | -12.5669 | -12.5669 | 1069.1424 | 7997.1852 |  | 0
1953-06-03 | 0 | 0 | 0 | 0 | -12.5669 | -12.5669 | 1056.5755 | 7903.1851 |  | 0
1953-06-04 | 0 | 0 | 0 | 0 | -12.5669 | -12.5669 | 1044.0087 | 7809.185 |  | 0
1953-06-05 | 0 | 0 | 0 | 0 | -12.5669 | -12.5669 | 1031.4418 | 7715.1849 |  | 0
1953-06-06 | 0.054167 | 149.5 | 4.0107 | 4.0107 | 132.9224 | 132.9224 | 1164.3643 | 8709.4448 |  | 0
1953-06-07 | 0 | 0 | 0 | 0 | -12.5669 | -12.5669 | 1151.7974 | 8615.4447 |  | 0
1953-06-08 | 0 | 0 | 0 | 0 | -12.5669 | -12.5669 | 1139.2306 | 8521.4445 |  | 0
1953-06-09 | 0 | 0 | 0 | 0 | -12.5669 | -12.5669 | 1126.6637 | 8427.4444 |  | 0
1953-06-10 | 0 | 0 | 0 | 0 | -12.5669 | -12.5669 | 1114.0968 | 8333.4443 |  | 0
1953-06-11 | 0 | 0 | 0 | 0 | -12.5669 | -12.5669 | 1101.53 | 8239.4442 |  | 0
1953-06-12 | 0 | 0 | 0 | 0 | -12.5669 | -12.5669 | 1088.9631 | 8145.4441 |  | 0
1953-06-13 | 0 | 0 | 0 | 0 | -12.5669 | -12.5669 | 1076.3963 | 8051.444 |  | 0
1953-06-14 | 0 | 0 | 0 | 0 | -12.5669 | -12.5669 | 1063.8294 | 7957.4439 |  | 0
1953-06-15 | 0 | 0 | 0 | 0 | -12.5669 | -12.5669 | 1051.2625 | 7863.4437 |  | 0
1953-06-16 | 0 | 0 | 0 | 0 | -12.5669 | -12.5669 | 1038.6957 | 7769.4436 |  | 0
1953-06-17 | 0 | 0 | 0 | 0 | -12.5669 | -12.5669 | 1026.1288 | 7675.4435 |  | 0
1953-06-18 | 0 | 0 | 0 | 0 | -12.5669 | -12.5669 | 1013.562 | 7581.4434 |  | 0
1953-06-19 | 0.064167 | 177.1 | 4.0107 | 4.0107 | 160.5224 | 160.5224 | 1174.0844 | 8782.1513 |  | 0
1953-06-20 | 0 | 0 | 0 | 0 | -12.5669 | -12.5669 | 1161.5175 | 8688.1512 |  | 0
1953-06-21 | 0 | 0 | 0 | 0 | -12.5669 | -12.5669 | 1148.9507 | 8594.1511 |  | 0
1953-06-22 | 0 | 0 | 0 | 0 | -12.5669 | -12.5669 | 1136.3838 | 8500.151 |  | 0
1953-06-23 | 0 | 0 | 0 | 0 | -12.5669 | -12.5669 | 1123.817 | 8406.1508 |  | 0
1953-06-24 | 0 | 0 | 0 | 0 | -12.5669 | -12.5669 | 1111.2501 | 8312.1507 |  | 0
1953-06-25 | 0 | 0 | 0 | 0 | -12.5669 | -12.5669 | 1098.6832 | 8218.1506 |  | 0
1953-06-26 | 0 | 0 | 0 | 0 | -12.5669 | -12.5669 | 1086.1164 | 8124.1505 |  | 0
1953-06-27 | 0 | 0 | 0 | 0 | -12.5669 | -12.5669 | 1073.5495 | 8030.1504 |  | 0
1953-06-28 | 0 | 0 | 0 | 0 | -12.5669 | -12.5669 | 1060.9827 | 7936.1503 |  | 0
1953-06-29 | 0.0225 | 62.1 | 4.0107 | 4.0107 | 45.5224 | 45.5224 | 1106.5051 | 8276.6582 |  | 0
1953-06-30 | 0.099167 | 273.7 | 4.0107 | 4.0107 | 257.1224 | 257.1224 | 1363.6275 | 10199.9341 |  | 0
1953-07-01 | 0 | 0 | 0 | 0 | -12.5669 | -12.5669 | 1351.0607 | 10105.9339 |  | 0
1953-07-02 | 0 | 0 | 0 | 0 | -12.5669 | -12.5669 | 1338.4938 | 10011.9338 |  | 0
1953-07-03 | 0 | 0 | 0 | 0 | -12.5669 | -12.5669 | 1325.927 | 9917.9337 |  | 0
1953-07-04 | 0 | 0 | 0 | 0 | -12.5669 | -12.5669 | 1313.3601 | 9823.9336 |  | 0
1953-07-05 | 0 | 0 | 0 | 0 | -12.5669 | -12.5669 | 1300.7932 | 9729.9335 |  | 0
1953-07-06 | 0 | 0 | 0 | 0 | -12.5669 | -12.5669 | 1288.2264 | 9635.9334 |  | 0
1953-07-07 | 0 | 0 | 0 | 0 | -12.5669 | -12.5669 | 1275.6595 | 9541.9333 |  | 0
1953-07-08 | 0 | 0 | 0 | 0 | -12.5669 | -12.5669 | 1263.0927 | 9447.9332 |  | 0
1953-07-09 | 0 | 0 | 0 | 0 | -12.5669 | -12.5669 | 1250.5258 | 9353.933 |  | 0
1953-07-10 | 0 | 0 | 0 | 0 | -12.5669 | -12.5669 | 1237.9589 | 9259.9329 |  | 0
1953-07-11 | 0 | 0 | 0 | 0 | -12.5669 | -12.5669 | 1225.3921 | 9165.9328 |  | 0
1953-07-12 | 0 | 0 | 0 | 0 | -12.5669 | -12.5669 | 1212.8252 | 9071.9327 |  | 0
1953-07-13 | 0 | 0 | 0 | 0 | -12.5669 | -12.5669 | 1200.2584 | 8977.9326 |  | 0
1953-07-14 | 0 | 0 | 0 | 0 | -12.5669 | -12.5669 | 1187.6915 | 8883.9325 |  | 0
1953-07-15 | 0 | 0 | 0 | 0 | -12.5669 | -12.5669 | 1175.1246 | 8789.9324 |  | 0
1953-07-16 | 0.01 | 27.6 | 4.0107 | 4.0107 | 11.0224 | 11.0224 | 1186.1471 | 8872.3803 |  | 0
1953-07-17 | 0 | 0 | 0 | 0 | -12.5669 | -12.5669 | 1173.5802 | 8778.3801 |  | 0
1953-07-18 | 0 | 0 | 0 | 0 | -12.5669 | -12.5669 | 1161.0134 | 8684.38 |  | 0
1953-07-19 | 0.0625 | 172.5 | 4.0107 | 4.0107 | 155.9224 | 155.9224 | 1316.9358 | 9850.6799 |  | 0
1953-07-20 | 0.00083333 | 2.3 | 4.0107 | 2.3 | -12.5669 | -12.5669 | 1304.369 | 9756.6798 |  | 0
1953-07-21 | 0 | 0 | 0 | 0 | -12.5669 | -12.5669 | 1291.8021 | 9662.6797 |  | 0
1953-07-22 | 0 | 0 | 0 | 0 | -12.5669 | -12.5669 | 1279.2352 | 9568.6796 |  | 0
1953-07-23 | 0.030833 | 85.1 | 4.0107 | 4.0107 | 68.5224 | 68.5224 | 1347.7577 | 10081.2275 |  | 0
1953-07-24 | 0.0066667 | 18.4 | 4.0107 | 4.0107 | 1.8224 | 1.8224 | 1349.5801 | 10094.8593 |  | 0
1953-07-25 | 0 | 0 | 0 | 0 | -12.5669 | -12.5669 | 1337.0133 | 10000.8592 |  | 0
1953-07-26 | 0 | 0 | 0 | 0 | -12.5669 | -12.5669 | 1324.4464 | 9906.8591 |  | 0
1953-07-27 | 0 | 0 | 0 | 0 | -12.5669 | -12.5669 | 1311.8795 | 9812.859 |  | 0
1953-07-28 | 0 | 0 | 0 | 0 | -12.5669 | -12.5669 | 1299.3127 | 9718.8589 |  | 0
1953-07-29 | 0 | 0 | 0 | 0 | -12.5669 | -12.5669 | 1286.7458 | 9624.8588 |  | 0
1953-07-30 | 0 | 0 | 0 | 0 | -12.5669 | -12.5669 | 1274.179 | 9530.8587 |  | 0
1953-07-31 | 0 | 0 | 0 | 0 | -12.5669 | -12.5669 | 1261.6121 | 9436.8586 |  | 0
1953-08-01 | 0 | 0 | 0 | 0 | -12.5669 | -12.5669 | 1249.0452 | 9342.8584 |  | 0
1953-08-02 | 0.0025 | 6.9 | 4.0107 | 4.0107 | -9.6776 | -9.6776 | 1239.3677 | 9270.4703 |  | 0
1953-08-03 | 0 | 0 | 0 | 0 | -12.5669 | -12.5669 | 1226.8008 | 9176.4702 |  | 0
1953-08-04 | 0.01 | 27.6 | 4.0107 | 4.0107 | 11.0224 | 11.0224 | 1237.8233 | 9258.9181 |  | 0
1953-08-05 | 0.0033333 | 9.2 | 4.0107 | 4.0107 | -7.3776 | -7.3776 | 1230.4457 | 9203.734 |  | 0
1953-08-06 | 0 | 0 | 0 | 0 | -12.5669 | -12.5669 | 1217.8789 | 9109.7339 |  | 0
1953-08-07 | 0 | 0 | 0 | 0 | -12.5669 | -12.5669 | 1205.312 | 9015.7338 |  | 0
1953-08-08 | 0 | 0 | 0 | 0 | -12.5669 | -12.5669 | 1192.7451 | 8921.7337 |  | 0
1953-08-09 | 0 | 0 | 0 | 0 | -12.5669 | -12.5669 | 1180.1783 | 8827.7335 |  | 0
1953-08-10 | 0 | 0 | 0 | 0 | -12.5669 | -12.5669 | 1167.6114 | 8733.7334 |  | 0
1953-08-11 | 0.013333 | 36.8 | 4.0107 | 4.0107 | 20.2224 | 20.2224 | 1187.8339 | 8884.9973 |  | 0
1953-08-12 | 0.019167 | 52.9 | 4.0107 | 4.0107 | 36.3224 | 36.3224 | 1224.1563 | 9156.6892 |  | 0
1953-08-13 | 0 | 0 | 0 | 0 | -12.5669 | -12.5669 | 1211.5895 | 9062.6891 |  | 0
1953-08-14 | 0 | 0 | 0 | 0 | -12.5669 | -12.5669 | 1199.0226 | 8968.689 |  | 0
1953-08-15 | 0 | 0 | 0 | 0 | -12.5669 | -12.5669 | 1186.4557 | 8874.6889 |  | 0
1953-08-16 | 0.0083333 | 23 | 4.0107 | 4.0107 | 6.4224 | 6.4224 | 1192.8782 | 8922.7288 |  | 0
1953-08-17 | 0.0375 | 103.5 | 4.0107 | 4.0107 | 86.9224 | 86.9224 | 1279.8006 | 9572.9086 |  | 0
1953-08-18 | 0.039167 | 108.1 | 4.0107 | 4.0107 | 91.5224 | 91.5224 | 1371.3231 | 10257.4965 |  | 0
1953-08-19 | 0.01 | 27.6 | 4.0107 | 4.0107 | 11.0224 | 11.0224 | 1382.3455 | 10339.9444 |  | 0
1953-08-20 | 0 | 0 | 0 | 0 | -12.5669 | -12.5669 | 1369.7787 | 10245.9443 |  | 0
1953-08-21 | 0 | 0 | 0 | 0 | -12.5669 | -12.5669 | 1357.2118 | 10151.9442 |  | 0
1953-08-22 | 0 | 0 | 0 | 0 | -12.5669 | -12.5669 | 1344.6449 | 10057.9441 |  | 0
1953-08-23 | 0 | 0 | 0 | 0 | -12.5669 | -12.5669 | 1332.0781 | 9963.944 |  | 0
1953-08-24 | 0.0825 | 227.7 | 4.0107 | 4.0107 | 211.1224 | 211.1224 | 1543.2005 | 11543.1399 |  | 0
1953-08-25 | 0 | 0 | 0 | 0 | -12.5669 | -12.5669 | 1530.6337 | 11449.1397 |  | 0
1953-08-26 | 0 | 0 | 0 | 0 | -12.5669 | -12.5669 | 1518.0668 | 11355.1396 |  | 0
1953-08-27 | 0 | 0 | 0 | 0 | -12.5669 | -12.5669 | 1505.4999 | 11261.1395 |  | 0
1953-08-28 | 0 | 0 | 0 | 0 | -12.5669 | -12.5669 | 1492.9331 | 11167.1394 |  | 0
1953-08-29 | 0 | 0 | 0 | 0 | -12.5669 | -12.5669 | 1480.3662 | 11073.1393 |  | 0
1953-08-30 | 0 | 0 | 0 | 0 | -12.5669 | -12.5669 | 1467.7994 | 10979.1392 |  | 0
1953-08-31 | 0 | 0 | 0 | 0 | -12.5669 | -12.5669 | 1455.2325 | 10885.1391 |  | 0
1953-09-01 | 0 | 0 | 0 | 0 | -12.5669 | -12.5669 | 1442.6656 | 10791.1389 |  | 0
1953-09-02 | 0.01 | 27.6 | 4.0107 | 4.0107 | 11.0224 | 11.0224 | 1453.6881 | 10873.5868 |  | 0
1953-09-03 | 0.020833 | 57.5 | 4.0107 | 4.0107 | 40.9224 | 40.9224 | 1494.6105 | 11179.6867 |  | 0
1953-09-04 | 0 | 0 | 0 | 0 | -12.5669 | -12.5669 | 1482.0437 | 11085.6866 |  | 0
1953-09-05 | 0 | 0 | 0 | 0 | -12.5669 | -12.5669 | 1469.4768 | 10991.6865 |  | 0
1953-09-06 | 0 | 0 | 0 | 0 | -12.5669 | -12.5669 | 1456.9099 | 10897.6864 |  | 0
1953-09-07 | 0 | 0 | 0 | 0 | -12.5669 | -12.5669 | 1444.3431 | 10803.6863 |  | 0
1953-09-08 | 0 | 0 | 0 | 0 | -12.5669 | -12.5669 | 1431.7762 | 10709.6862 |  | 0
1953-09-09 | 0 | 0 | 0 | 0 | -12.5669 | -12.5669 | 1419.2094 | 10615.686 |  | 0
1953-09-10 | 0 | 0 | 0 | 0 | -12.5669 | -12.5669 | 1406.6425 | 10521.6859 |  | 0
1953-09-11 | 0 | 0 | 0 | 0 | -12.5669 | -12.5669 | 1394.0756 | 10427.6858 |  | 0
1953-09-12 | 0 | 0 | 0 | 0 | -12.5669 | -12.5669 | 1381.5088 | 10333.6857 |  | 0
1953-09-13 | 0 | 0 | 0 | 0 | -12.5669 | -12.5669 | 1368.9419 | 10239.6856 |  | 0
1953-09-14 | 0 | 0 | 0 | 0 | -12.5669 | -12.5669 | 1356.3751 | 10145.6855 |  | 0
1953-09-15 | 0 | 0 | 0 | 0 | -12.5669 | -12.5669 | 1343.8082 | 10051.6854 |  | 0
1953-09-16 | 0 | 0 | 0 | 0 | -12.5669 | -12.5669 | 1331.2413 | 9957.6853 |  | 0
1953-09-17 | 0 | 0 | 0 | 0 | -12.5669 | -12.5669 | 1318.6745 | 9863.6851 |  | 0
1953-09-18 | 0 | 0 | 0 | 0 | -12.5669 | -12.5669 | 1306.1076 | 9769.685 |  | 0
1953-09-19 | 0 | 0 | 0 | 0 | -12.5669 | -12.5669 | 1293.5408 | 9675.6849 |  | 0
1953-09-20 | 0 | 0 | 0 | 0 | -12.5669 | -12.5669 | 1280.9739 | 9581.6848 |  | 0
1953-09-21 | 0 | 0 | 0 | 0 | -12.5669 | -12.5669 | 1268.407 | 9487.6847 |  | 0
1953-09-22 | 0 | 0 | 0 | 0 | -12.5669 | -12.5669 | 1255.8402 | 9393.6846 |  | 0
1953-09-23 | 0 | 0 | 0 | 0 | -12.5669 | -12.5669 | 1243.2733 | 9299.6845 |  | 0
1953-09-24 | 0 | 0 | 0 | 0 | -12.5669 | -12.5669 | 1230.7065 | 9205.6844 |  | 0
1953-09-25 | 0 | 0 | 0 | 0 | -12.5669 | -12.5669 | 1218.1396 | 9111.6842 |  | 0
1953-09-26 | 0 | 0 | 0 | 0 | -12.5669 | -12.5669 | 1205.5727 | 9017.6841 |  | 0
1953-09-27 | 0 | 0 | 0 | 0 | -12.5669 | -12.5669 | 1193.0059 | 8923.684 |  | 0
1953-09-28 | 0 | 0 | 0 | 0 | -12.5669 | -12.5669 | 1180.439 | 8829.6839 |  | 0
1953-09-29 | 0 | 0 | 0 | 0 | -12.5669 | -12.5669 | 1167.8722 | 8735.6838 |  | 0
1953-09-30 | 0 | 0 | 0 | 0 | -12.5669 | -12.5669 | 1155.3053 | 8641.6837 |  | 0
1953-10-01 | 0 | 0 | 0 | 0 | -12.5669 | -12.5669 | 1142.7384 | 8547.6836 |  | 0
1953-10-02 | 0 | 0 | 0 | 0 | -12.5669 | -12.5669 | 1130.1716 | 8453.6835 |  | 0
1953-10-03 | 0.0875 | 241.5 | 4.0107 | 4.0107 | 224.9224 | 224.9224 | 1355.094 | 10136.1033 |  | 0
1953-10-04 | 0.0175 | 48.3 | 4.0107 | 4.0107 | 31.7224 | 31.7224 | 1386.8165 | 10373.3872 |  | 0
1953-10-05 | 0 | 0 | 0 | 0 | -12.5669 | -12.5669 | 1374.2496 | 10279.3871 |  | 0
1953-10-06 | 0 | 0 | 0 | 0 | -12.5669 | -12.5669 | 1361.6828 | 10185.387 |  | 0
1953-10-07 | 0 | 0 | 0 | 0 | -12.5669 | -12.5669 | 1349.1159 | 10091.3869 |  | 0
1953-10-08 | 0 | 0 | 0 | 0 | -12.5669 | -12.5669 | 1336.549 | 9997.3868 |  | 0
1953-10-09 | 0 | 0 | 0 | 0 | -12.5669 | -12.5669 | 1323.9822 | 9903.3867 |  | 0
1953-10-10 | 0 | 0 | 0 | 0 | -12.5669 | -12.5669 | 1311.4153 | 9809.3866 |  | 0
1953-10-11 | 0 | 0 | 0 | 0 | -12.5669 | -12.5669 | 1298.8485 | 9715.3864 |  | 0
1953-10-12 | 0 | 0 | 0 | 0 | -12.5669 | -12.5669 | 1286.2816 | 9621.3863 |  | 0
1953-10-13 | 0 | 0 | 0 | 0 | -12.5669 | -12.5669 | 1273.7147 | 9527.3862 |  | 0
1953-10-14 | 0 | 0 | 0 | 0 | -12.5669 | -12.5669 | 1261.1479 | 9433.3861 |  | 0
1953-10-15 | 0.00083333 | 2.3 | 4.0107 | 2.3 | -12.5669 | -12.5669 | 1248.581 | 9339.386 |  | 0
1953-10-16 | 0 | 0 | 0 | 0 | -12.5669 | -12.5669 | 1236.0142 | 9245.3859 |  | 0
1953-10-17 | 0 | 0 | 0 | 0 | -12.5669 | -12.5669 | 1223.4473 | 9151.3858 |  | 0
1953-10-18 | 0 | 0 | 0 | 0 | -12.5669 | -12.5669 | 1210.8804 | 9057.3856 |  | 0
1953-10-19 | 0 | 0 | 0 | 0 | -12.5669 | -12.5669 | 1198.3136 | 8963.3855 |  | 0
1953-10-20 | 0 | 0 | 0 | 0 | -12.5669 | -12.5669 | 1185.7467 | 8869.3854 |  | 0
1953-10-21 | 0.029167 | 80.5 | 4.0107 | 4.0107 | 63.9224 | 63.9224 | 1249.6692 | 9347.5253 |  | 0
1953-10-22 | 0.14583 | 402.5 | 4.0107 | 4.0107 | 385.9224 | 385.9224 | 1635.5916 | 12234.2252 |  | 0
1953-10-23 | 0.0016667 | 4.6 | 4.0107 | 4.0107 | -11.9776 | -11.9776 | 1623.614 | 12144.6331 |  | 0
1953-10-24 | 0 | 0 | 0 | 0 | -12.5669 | -12.5669 | 1611.0472 | 12050.633 |  | 0
1953-10-25 | 0.14 | 386.4 | 4.0107 | 4.0107 | 369.8224 | 369.8224 | 1980.8696 | 14816.9049 |  | 0
1953-10-26 | 0 | 0 | 0 | 0 | -12.5669 | -12.5669 | 1968.3028 | 14722.9047 |  | 0
1953-10-27 | 0 | 0 | 0 | 0 | -12.5669 | -12.5669 | 1955.7359 | 14628.9046 |  | 0
1953-10-28 | 0 | 0 | 0 | 0 | -12.5669 | -12.5669 | 1943.1691 | 14534.9045 |  | 0
1953-10-29 | 0 | 0 | 0 | 0 | -12.5669 | -12.5669 | 1930.6022 | 14440.9044 |  | 0
1953-10-30 | 0 | 0 | 0 | 0 | -12.5669 | -12.5669 | 1918.0353 | 14346.9043 |  | 0
1953-10-31 | 0 | 0 | 0 | 0 | -12.5669 | -12.5669 | 1905.4685 | 14252.9042 |  | 0
1953-11-01 | 0 | 0 | 0 | 0 | -12.5669 | -12.5669 | 1892.9016 | 14158.9041 |  | 0
1953-11-02 | 0 | 0 | 0 | 0 | -12.5669 | -12.5669 | 1880.3348 | 14064.904 |  | 0
1953-11-03 | 0.018333 | 50.6 | 4.0107 | 4.0107 | 34.0224 | 34.0224 | 1914.3572 | 14319.3918 |  | 0
1953-11-04 | 0.04 | 110.4 | 4.0107 | 4.0107 | 93.8224 | 93.8224 | 2008.1796 | 15021.1837 |  | 0
1953-11-05 | 0.0041667 | 11.5 | 4.0107 | 4.0107 | -5.0776 | -5.0776 | 2003.1021 | 14983.2036 |  | 0
1953-11-06 | 0 | 0 | 0 | 0 | -12.5669 | -12.5669 | 1990.5352 | 14889.2035 |  | 0
1953-11-07 | 0 | 0 | 0 | 0 | -12.5669 | -12.5669 | 1977.9684 | 14795.2034 |  | 0
1953-11-08 | 0 | 0 | 0 | 0 | -12.5669 | -12.5669 | 1965.4015 | 14701.2033 |  | 0
1953-11-09 | 0 | 0 | 0 | 0 | -12.5669 | -12.5669 | 1952.8346 | 14607.2032 |  | 0
1953-11-10 | 0 | 0 | 0 | 0 | -12.5669 | -12.5669 | 1940.2678 | 14513.2031 |  | 0
1953-11-11 | 0 | 0 | 0 | 0 | -12.5669 | -12.5669 | 1927.7009 | 14419.2029 |  | 0
1953-11-12 | 0 | 0 | 0 | 0 | -12.5669 | -12.5669 | 1915.1341 | 14325.2028 |  | 0
1953-11-13 | 0 | 0 | 0 | 0 | -12.5669 | -12.5669 | 1902.5672 | 14231.2027 |  | 0
1953-11-14 | 0 | 0 | 0 | 0 | -12.5669 | -12.5669 | 1890.0003 | 14137.2026 |  | 0
1953-11-15 | 0 | 0 | 0 | 0 | -12.5669 | -12.5669 | 1877.4335 | 14043.2025 |  | 0
1953-11-16 | 0 | 0 | 0 | 0 | -12.5669 | -12.5669 | 1864.8666 | 13949.2024 |  | 0
1953-11-17 | 0 | 0 | 0 | 0 | -12.5669 | -12.5669 | 1852.2998 | 13855.2023 |  | 0
1953-11-18 | 0.05 | 138 | 4.0107 | 4.0107 | 121.4224 | 121.4224 | 1973.7222 | 14763.4422 |  | 0
1953-11-19 | 0.019167 | 52.9 | 4.0107 | 4.0107 | 36.3224 | 36.3224 | 2010.0447 | 15035.134 |  | 0
1953-11-20 | 0 | 0 | 0 | 0 | -12.5669 | -12.5669 | 1997.4778 | 14941.1339 |  | 0
1953-11-21 | 0 | 0 | 0 | 0 | -12.5669 | -12.5669 | 1984.9109 | 14847.1338 |  | 0
1953-11-22 | 0 | 0 | 0 | 0 | -12.5669 | -12.5669 | 1972.3441 | 14753.1337 |  | 0
1953-11-23 | 0 | 0 | 0 | 0 | -12.5669 | -12.5669 | 1959.7772 | 14659.1336 |  | 0
1953-11-24 | 0 | 0 | 0 | 0 | -12.5669 | -12.5669 | 1947.2104 | 14565.1335 |  | 0
1953-11-25 | 0 | 0 | 0 | 0 | -12.5669 | -12.5669 | 1934.6435 | 14471.1334 |  | 0
1953-11-26 | 0 | 0 | 0 | 0 | -12.5669 | -12.5669 | 1922.0766 | 14377.1332 |  | 0
1953-11-27 | 0 | 0 | 0 | 0 | -12.5669 | -12.5669 | 1909.5098 | 14283.1331 |  | 0
1953-11-28 | 0 | 0 | 0 | 0 | -12.5669 | -12.5669 | 1896.9429 | 14189.133 |  | 0
1953-11-29 | 0 | 0 | 0 | 0 | -12.5669 | -12.5669 | 1884.3761 | 14095.1329 |  | 0
1953-11-30 | 0 | 0 | 0 | 0 | -12.5669 | -12.5669 | 1871.8092 | 14001.1328 |  | 0
1953-12-01 | 0 | 0 | 0 | 0 | -12.5669 | -12.5669 | 1859.2423 | 13907.1327 |  | 0
1953-12-02 | 0.0375 | 103.5 | 4.0107 | 4.0107 | 86.9224 | 86.9224 | 1946.1648 | 14557.3126 |  | 0
1953-12-03 | 0.0058333 | 16.1 | 4.0107 | 4.0107 | -0.47756 | -0.47756 | 1945.6872 | 14553.7405 |  | 0
1953-12-04 | 0 | 0 | 0 | 0 | -12.5669 | -12.5669 | 1933.1204 | 14459.7403 |  | 0
1953-12-05 | 0 | 0 | 0 | 0 | -12.5669 | -12.5669 | 1920.5535 | 14365.7402 |  | 0
1953-12-06 | 0 | 0 | 0 | 0 | -12.5669 | -12.5669 | 1907.9866 | 14271.7401 |  | 0
1953-12-07 | 0 | 0 | 0 | 0 | -12.5669 | -12.5669 | 1895.4198 | 14177.74 |  | 0
1953-12-08 | 0 | 0 | 0 | 0 | -12.5669 | -12.5669 | 1882.8529 | 14083.7399 |  | 0
1953-12-09 | 0 | 0 | 0 | 0 | -12.5669 | -12.5669 | 1870.2861 | 13989.7398 |  | 0
1953-12-10 | 0 | 0 | 0 | 0 | -12.5669 | -12.5669 | 1857.7192 | 13895.7397 |  | 0
1953-12-11 | 0 | 0 | 0 | 0 | -12.5669 | -12.5669 | 1845.1523 | 13801.7396 |  | 0
1953-12-12 | 0 | 0 | 0 | 0 | -12.5669 | -12.5669 | 1832.5855 | 13707.7394 |  | 0
1953-12-13 | 0 | 0 | 0 | 0 | -12.5669 | -12.5669 | 1820.0186 | 13613.7393 |  | 0 | 1
1953-12-14 | 0 | 0 | 0 | 0 | -12.5669 | -12.5669 | 1807.4518 | 13519.7392 |  | 0
1953-12-15 | 0 | 0 | 0 | 0 | -12.5669 | -12.5669 | 1794.8849 | 13425.7391 |  | 0
1953-12-16 | 0 | 0 | 0 | 0 | -12.5669 | -12.5669 | 1782.318 | 13331.739 |  | 0
1953-12-17 | 0 | 0 | 0 | 0 | -12.5669 | -12.5669 | 1769.7512 | 13237.7389 |  | 0
1953-12-18 | 0 | 0 | 0 | 0 | -12.5669 | -12.5669 | 1757.1843 | 13143.7388 |  | 0
1953-12-19 | 0 | 0 | 0 | 0 | -12.5669 | -12.5669 | 1744.6175 | 13049.7387 |  | 0
1953-12-20 | 0 | 0 | 0 | 0 | -12.5669 | -12.5669 | 1732.0506 | 12955.7385 |  | 0
1953-12-21 | 0 | 0 | 0 | 0 | -12.5669 | -12.5669 | 1719.4837 | 12861.7384 |  | 0
1953-12-22 | 0 | 0 | 0 | 0 | -12.5669 | -12.5669 | 1706.9169 | 12767.7383 |  | 0
1953-12-23 | 0 | 0 | 0 | 0 | -12.5669 | -12.5669 | 1694.35 | 12673.7382 |  | 0
1953-12-24 | 0 | 0 | 0 | 0 | -12.5669 | -12.5669 | 1681.7832 | 12579.7381 |  | 0
1953-12-25 | 0 | 0 | 0 | 0 | -12.5669 | -12.5669 | 1669.2163 | 12485.738 |  | 0
1953-12-26 | 0 | 0 | 0 | 0 | -12.5669 | -12.5669 | 1656.6494 | 12391.7379 |  | 0
1953-12-27 | 0 | 0 | 0 | 0 | -12.5669 | -12.5669 | 1644.0826 | 12297.7378 |  | 0
1953-12-28 | 0 | 0 | 0 | 0 | -12.5669 | -12.5669 | 1631.5157 | 12203.7376 |  | 0
1953-12-29 | 0 | 0 | 0 | 0 | -12.5669 | -12.5669 | 1618.9489 | 12109.7375 |  | 0
1953-12-30 | 0 | 0 | 0 | 0 | -12.5669 | -12.5669 | 1606.382 | 12015.7374 |  | 0
1953-12-31 | 0 | 0 | 0 | 0 | -12.5669 | -12.5669 | 1593.8151 | 11921.7373 |  | 0
1954-01-01 | 0 | 0 | 0 | 0 | -12.5669 | -12.5669 | 1581.2483 | 11827.7372 |  | 0
1954-01-02 | 0 | 0 | 0 | 0 | -12.5669 | -12.5669 | 1568.6814 | 11733.7371 |  | 0
1954-01-03 | 0 | 0 | 0 | 0 | -12.5669 | -12.5669 | 1556.1146 | 11639.737 |  | 0
1954-01-04 | 0 | 0 | 0 | 0 | -12.5669 | -12.5669 | 1543.5477 | 11545.7368 |  | 0
1954-01-05 | 0 | 0 | 0 | 0 | -12.5669 | -12.5669 | 1530.9808 | 11451.7367 |  | 0
1954-01-06 | 0 | 0 | 0 | 0 | -12.5669 | -12.5669 | 1518.414 | 11357.7366 |  | 0
1954-01-07 | 0 | 0 | 0 | 0 | -12.5669 | -12.5669 | 1505.8471 | 11263.7365 |  | 0
1954-01-08 | 0 | 0 | 0 | 0 | -12.5669 | -12.5669 | 1493.2803 | 11169.7364 |  | 0
1954-01-09 | 0.0041667 | 11.5 | 4.0107 | 4.0107 | -5.0776 | -5.0776 | 1488.2027 | 11131.7563 |  | 0
1954-01-10 | 0.0016667 | 4.6 | 4.0107 | 4.0107 | -11.9776 | -11.9776 | 1476.2252 | 11042.1642 |  | 0
1954-01-11 | 0 | 0 | 0 | 0 | -12.5669 | -12.5669 | 1463.6583 | 10948.1641 |  | 0
1954-01-12 | 0 | 0 | 0 | 0 | -12.5669 | -12.5669 | 1451.0914 | 10854.1639 |  | 0
1954-01-13 | 0 | 0 | 0 | 0 | -12.5669 | -12.5669 | 1438.5246 | 10760.1638 |  | 0
1954-01-14 | 0 | 0 | 0 | 0 | -12.5669 | -12.5669 | 1425.9577 | 10666.1637 |  | 0
1954-01-15 | 0.020833 | 57.5 | 4.0107 | 4.0107 | 40.9224 | 40.9224 | 1466.8802 | 10972.2636 |  | 0
1954-01-16 | 0 | 0 | 0 | 0 | -12.5669 | -12.5669 | 1454.3133 | 10878.2635 |  | 0
1954-01-17 | 0 | 0 | 0 | 0 | -12.5669 | -12.5669 | 1441.7464 | 10784.2634 |  | 0
1954-01-18 | 0.0016667 | 4.6 | 4.0107 | 4.0107 | -11.9776 | -11.9776 | 1429.7689 | 10694.6713 |  | 0
1954-01-19 | 0 | 0 | 0 | 0 | -12.5669 | -12.5669 | 1417.202 | 10600.6712 |  | 0
1954-01-20 | 0 | 0 | 0 | 0 | -12.5669 | -12.5669 | 1404.6352 | 10506.671 |  | 0
1954-01-21 | 0.024167 | 66.7 | 4.0107 | 4.0107 | 50.1224 | 50.1224 | 1454.7576 | 10881.5869 |  | 0
1954-01-22 | 0 | 0 | 0 | 0 | -12.5669 | -12.5669 | 1442.1908 | 10787.5868 |  | 0
1954-01-23 | 0 | 0 | 0 | 0 | -12.5669 | -12.5669 | 1429.6239 | 10693.5867 |  | 0
1954-01-24 | 0 | 0 | 0 | 0 | -12.5669 | -12.5669 | 1417.057 | 10599.5866 |  | 0
1954-01-25 | 0 | 0 | 0 | 0 | -12.5669 | -12.5669 | 1404.4902 | 10505.5865 |  | 0
1954-01-26 | 0.00083333 | 2.3 | 4.0107 | 2.3 | -12.5669 | -12.5669 | 1391.9233 | 10411.5864 |  | 0
1954-01-27 | 0 | 0 | 0 | 0 | -12.5669 | -12.5669 | 1379.3565 | 10317.5863 |  | 0
1954-01-28 | 0 | 0 | 0 | 0 | -12.5669 | -12.5669 | 1366.7896 | 10223.5861 |  | 0
1954-01-29 | 0 | 0 | 0 | 0 | -12.5669 | -12.5669 | 1354.2227 | 10129.586 |  | 0
1954-01-30 | 0.0041667 | 11.5 | 4.0107 | 4.0107 | -5.0776 | -5.0776 | 1349.1452 | 10091.6059 |  | 0
1954-01-31 | 0 | 0 | 0 | 0 | -12.5669 | -12.5669 | 1336.5783 | 9997.6058 |  | 0
1954-02-01 | 0 | 0 | 0 | 0 | -12.5669 | -12.5669 | 1324.0115 | 9903.6057 |  | 0
1954-02-02 | 0 | 0 | 0 | 0 | -12.5669 | -12.5669 | 1311.4446 | 9809.6056 |  | 0
1954-02-03 | 0 | 0 | 0 | 0 | -12.5669 | -12.5669 | 1298.8777 | 9715.6055 |  | 0
1954-02-04 | 0 | 0 | 0 | 0 | -12.5669 | -12.5669 | 1286.3109 | 9621.6054 |  | 0
1954-02-05 | 0 | 0 | 0 | 0 | -12.5669 | -12.5669 | 1273.744 | 9527.6052 |  | 0
1954-02-06 | 0 | 0 | 0 | 0 | -12.5669 | -12.5669 | 1261.1772 | 9433.6051 |  | 0
1954-02-07 | 0 | 0 | 0 | 0 | -12.5669 | -12.5669 | 1248.6103 | 9339.605 |  | 0
1954-02-08 | 0 | 0 | 0 | 0 | -12.5669 | -12.5669 | 1236.0434 | 9245.6049 |  | 0
1954-02-09 | 0 | 0 | 0 | 0 | -12.5669 | -12.5669 | 1223.4766 | 9151.6048 |  | 0
1954-02-10 | 0 | 0 | 0 | 0 | -12.5669 | -12.5669 | 1210.9097 | 9057.6047 |  | 0
1954-02-11 | 0 | 0 | 0 | 0 | -12.5669 | -12.5669 | 1198.3429 | 8963.6046 |  | 0
1954-02-12 | 0 | 0 | 0 | 0 | -12.5669 | -12.5669 | 1185.776 | 8869.6045 |  | 0
1954-02-13 | 0 | 0 | 0 | 0 | -12.5669 | -12.5669 | 1173.2091 | 8775.6043 |  | 0
1954-02-14 | 0 | 0 | 0 | 0 | -12.5669 | -12.5669 | 1160.6423 | 8681.6042 |  | 0
1954-02-15 | 0 | 0 | 0 | 0 | -12.5669 | -12.5669 | 1148.0754 | 8587.6041 |  | 0
1954-02-16 | 0 | 0 | 0 | 0 | -12.5669 | -12.5669 | 1135.5086 | 8493.604 |  | 0
1954-02-17 | 0 | 0 | 0 | 0 | -12.5669 | -12.5669 | 1122.9417 | 8399.6039 |  | 0
1954-02-18 | 0 | 0 | 0 | 0 | -12.5669 | -12.5669 | 1110.3748 | 8305.6038 |  | 0
1954-02-19 | 0.016667 | 46 | 4.0107 | 4.0107 | 29.4224 | 29.4224 | 1139.7973 | 8525.6837 |  | 0
1954-02-20 | 0 | 0 | 0 | 0 | -12.5669 | -12.5669 | 1127.2304 | 8431.6835 |  | 0
1954-02-21 | 0 | 0 | 0 | 0 | -12.5669 | -12.5669 | 1114.6636 | 8337.6834 |  | 0
1954-02-22 | 0 | 0 | 0 | 0 | -12.5669 | -12.5669 | 1102.0967 | 8243.6833 |  | 0
1954-02-23 | 0 | 0 | 0 | 0 | -12.5669 | -12.5669 | 1089.5298 | 8149.6832 |  | 0
1954-02-24 | 0 | 0 | 0 | 0 | -12.5669 | -12.5669 | 1076.963 | 8055.6831 |  | 0
1954-02-25 | 0 | 0 | 0 | 0 | -12.5669 | -12.5669 | 1064.3961 | 7961.683 |  | 0
1954-02-26 | 0 | 0 | 0 | 0 | -12.5669 | -12.5669 | 1051.8293 | 7867.6829 |  | 0
1954-02-27 | 0 | 0 | 0 | 0 | -12.5669 | -12.5669 | 1039.2624 | 7773.6828 |  | 0
1954-02-28 | 0 | 0 | 0 | 0 | -12.5669 | -12.5669 | 1026.6955 | 7679.6826 |  | 0
1954-03-01 | 0 | 0 | 0 | 0 | -12.5669 | -12.5669 | 1014.1287 | 7585.6825 |  | 0
1954-03-02 | 0 | 0 | 0 | 0 | -12.5669 | -12.5669 | 1001.5618 | 7491.6824 |  | 0
1954-03-03 | 0 | 0 | 0 | 0 | -12.5669 | -12.5669 | 988.995 | 7397.6823 |  | 0
1954-03-04 | 0.0016667 | 4.6 | 4.0107 | 4.0107 | -11.9776 | -11.9776 | 977.0174 | 7308.0902 |  | 0
1954-03-05 | 0.00083333 | 2.3 | 4.0107 | 2.3 | -12.5669 | -12.5669 | 964.4505 | 7214.0901 |  | 0
1954-03-06 | 0 | 0 | 0 | 0 | -12.5669 | -12.5669 | 951.8837 | 7120.09 |  | 0
1954-03-07 | 0 | 0 | 0 | 0 | -12.5669 | -12.5669 | 939.3168 | 7026.0899 |  | 0
1954-03-08 | 0 | 0 | 0 | 0 | -12.5669 | -12.5669 | 926.75 | 6932.0897 |  | 0
1954-03-09 | 0 | 0 | 0 | 0 | -12.5669 | -12.5669 | 914.1831 | 6838.0896 |  | 0
1954-03-10 | 0 | 0 | 0 | 0 | -12.5669 | -12.5669 | 901.6162 | 6744.0895 |  | 0
1954-03-11 | 0 | 0 | 0 | 0 | -12.5669 | -12.5669 | 889.0494 | 6650.0894 |  | 0
1954-03-12 | 0 | 0 | 0 | 0 | -12.5669 | -12.5669 | 876.4825 | 6556.0893 |  | 0
1954-03-13 | 0 | 0 | 0 | 0 | -12.5669 | -12.5669 | 863.9157 | 6462.0892 |  | 0
1954-03-14 | 0 | 0 | 0 | 0 | -12.5669 | -12.5669 | 851.3488 | 6368.0891 |  | 0
1954-03-15 | 0 | 0 | 0 | 0 | -12.5669 | -12.5669 | 838.7819 | 6274.089 |  | 0
1954-03-16 | 0 | 0 | 0 | 0 | -12.5669 | -12.5669 | 826.2151 | 6180.0888 |  | 0
1954-03-17 | 0 | 0 | 0 | 0 | -12.5669 | -12.5669 | 813.6482 | 6086.0887 |  | 0
1954-03-18 | 0 | 0 | 0 | 0 | -12.5669 | -12.5669 | 801.0814 | 5992.0886 |  | 0
1954-03-19 | 0 | 0 | 0 | 0 | -12.5669 | -12.5669 | 788.5145 | 5898.0885 |  | 0
1954-03-20 | 0 | 0 | 0 | 0 | -12.5669 | -12.5669 | 775.9476 | 5804.0884 |  | 0
1954-03-21 | 0 | 0 | 0 | 0 | -12.5669 | -12.5669 | 763.3808 | 5710.0883 |  | 0
1954-03-22 | 0 | 0 | 0 | 0 | -12.5669 | -12.5669 | 750.8139 | 5616.0882 |  | 0
1954-03-23 | 0 | 0 | 0 | 0 | -12.5669 | -12.5669 | 738.2471 | 5522.0881 |  | 0
1954-03-24 | 0.035 | 96.6 | 4.0107 | 4.0107 | 80.0224 | 80.0224 | 818.2695 | 6120.6559 |  | 0
1954-03-25 | 0 | 0 | 0 | 0 | -12.5669 | -12.5669 | 805.7027 | 6026.6558 |  | 0
1954-03-26 | 0 | 0 | 0 | 0 | -12.5669 | -12.5669 | 793.1358 | 5932.6557 |  | 0
1954-03-27 | 0 | 0 | 0 | 0 | -12.5669 | -12.5669 | 780.5689 | 5838.6556 |  | 0
1954-03-28 | 0 | 0 | 0 | 0 | -12.5669 | -12.5669 | 768.0021 | 5744.6555 |  | 0
1954-03-29 | 0 | 0 | 0 | 0 | -12.5669 | -12.5669 | 755.4352 | 5650.6554 |  | 0
1954-03-30 | 0 | 0 | 0 | 0 | -12.5669 | -12.5669 | 742.8684 | 5556.6553 |  | 0
1954-03-31 | 0 | 0 | 0 | 0 | -12.5669 | -12.5669 | 730.3015 | 5462.6551 |  | 0
1954-04-01 | 0 | 0 | 0 | 0 | -12.5669 | -12.5669 | 717.7346 | 5368.655 |  | 0
1954-04-02 | 0 | 0 | 0 | 0 | -12.5669 | -12.5669 | 705.1678 | 5274.6549 |  | 0
1954-04-03 | 0 | 0 | 0 | 0 | -12.5669 | -12.5669 | 692.6009 | 5180.6548 |  | 0
1954-04-04 | 0 | 0 | 0 | 0 | -12.5669 | -12.5669 | 680.0341 | 5086.6547 |  | 0
1954-04-05 | 0 | 0 | 0 | 0 | -12.5669 | -12.5669 | 667.4672 | 4992.6546 |  | 0
1954-04-06 | 0 | 0 | 0 | 0 | -12.5669 | -12.5669 | 654.9003 | 4898.6545 |  | 0
1954-04-07 | 0 | 0 | 0 | 0 | -12.5669 | -12.5669 | 642.3335 | 4804.6544 |  | 0
1954-04-08 | 0 | 0 | 0 | 0 | -12.5669 | -12.5669 | 629.7666 | 4710.6542 |  | 0
1954-04-09 | 0 | 0 | 0 | 0 | -12.5669 | -12.5669 | 617.1998 | 4616.6541 |  | 0
1954-04-10 | 0.016667 | 46 | 4.0107 | 4.0107 | 29.4224 | 29.4224 | 646.6222 | 4836.734 |  | 0
1954-04-11 | 0.066667 | 184 | 4.0107 | 4.0107 | 167.4224 | 167.4224 | 814.0446 | 6089.0539 |  | 0
1954-04-12 | 0.070833 | 195.5 | 4.0107 | 4.0107 | 178.9224 | 178.9224 | 992.9671 | 7427.3938 |  | 0
1954-04-13 | 0 | 0 | 0 | 0 | -12.5669 | -12.5669 | 980.4002 | 7333.3937 |  | 0
1954-04-14 | 0.045833 | 126.5 | 4.0107 | 4.0107 | 109.9224 | 109.9224 | 1090.3227 | 8155.6136 |  | 0
1954-04-15 | 0 | 0 | 0 | 0 | -12.5669 | -12.5669 | 1077.7558 | 8061.6135 |  | 0
1954-04-16 | 0 | 0 | 0 | 0 | -12.5669 | -12.5669 | 1065.1889 | 7967.6133 |  | 0
1954-04-17 | 0 | 0 | 0 | 0 | -12.5669 | -12.5669 | 1052.6221 | 7873.6132 |  | 0
1954-04-18 | 0 | 0 | 0 | 0 | -12.5669 | -12.5669 | 1040.0552 | 7779.6131 |  | 0
1954-04-19 | 0 | 0 | 0 | 0 | -12.5669 | -12.5669 | 1027.4884 | 7685.613 |  | 0
1954-04-20 | 0 | 0 | 0 | 0 | -12.5669 | -12.5669 | 1014.9215 | 7591.6129 |  | 0
1954-04-21 | 0 | 0 | 0 | 0 | -12.5669 | -12.5669 | 1002.3546 | 7497.6128 |  | 0
1954-04-22 | 0.093333 | 257.6 | 4.0107 | 4.0107 | 241.0224 | 241.0224 | 1243.3771 | 9300.4607 |  | 0
1954-04-23 | 0 | 0 | 0 | 0 | -12.5669 | -12.5669 | 1230.8102 | 9206.4606 |  | 0
1954-04-24 | 0 | 0 | 0 | 0 | -12.5669 | -12.5669 | 1218.2434 | 9112.4604 |  | 0
1954-04-25 | 0 | 0 | 0 | 0 | -12.5669 | -12.5669 | 1205.6765 | 9018.4603 |  | 0
1954-04-26 | 0 | 0 | 0 | 0 | -12.5669 | -12.5669 | 1193.1097 | 8924.4602 |  | 0
1954-04-27 | 0.021667 | 59.8 | 4.0107 | 4.0107 | 43.2224 | 43.2224 | 1236.3321 | 9247.7641 |  | 0
1954-04-28 | 0 | 0 | 0 | 0 | -12.5669 | -12.5669 | 1223.7652 | 9153.764 |  | 0
1954-04-29 | 0.021667 | 59.8 | 4.0107 | 4.0107 | 43.2224 | 43.2224 | 1266.9877 | 9477.0679 |  | 0
1954-04-30 | 0.0325 | 89.7 | 4.0107 | 4.0107 | 73.1224 | 73.1224 | 1340.1101 | 10024.0238 |  | 0
1954-05-01 | 0.055833 | 154.1 | 4.0107 | 4.0107 | 137.5224 | 137.5224 | 1477.6326 | 11052.6917 |  | 0
1954-05-02 | 0 | 0 | 0 | 0 | -12.5669 | -12.5669 | 1465.0657 | 10958.6915 |  | 0
1954-05-03 | 0 | 0 | 0 | 0 | -12.5669 | -12.5669 | 1452.4989 | 10864.6914 |  | 0
1954-05-04 | 0 | 0 | 0 | 0 | -12.5669 | -12.5669 | 1439.932 | 10770.6913 |  | 0
1954-05-05 | 0 | 0 | 0 | 0 | -12.5669 | -12.5669 | 1427.3651 | 10676.6912 |  | 0
1954-05-06 | 0.0058333 | 16.1 | 4.0107 | 4.0107 | -0.47756 | -0.47756 | 1426.8876 | 10673.1191 |  | 0
1954-05-07 | 0 | 0 | 0 | 0 | -12.5669 | -12.5669 | 1414.3207 | 10579.119 |  | 0
1954-05-08 | 0 | 0 | 0 | 0 | -12.5669 | -12.5669 | 1401.7539 | 10485.1189 |  | 0
1954-05-09 | 0.051667 | 142.6 | 4.0107 | 4.0107 | 126.0224 | 126.0224 | 1527.7763 | 11427.7667 |  | 0
1954-05-10 | 0.066667 | 184 | 4.0107 | 4.0107 | 167.4224 | 167.4224 | 1695.1987 | 12680.0866 |  | 0
1954-05-11 | 0.2725 | 752.1 | 4.0107 | 4.0107 | 735.5224 | 735.5224 | 2430.7212 | 18181.7945 |  | 0
1954-05-12 | 0.015833 | 43.7 | 4.0107 | 4.0107 | 27.1224 | 27.1224 | 2457.8436 | 18384.6704 |  | 0
1954-05-13 | 0 | 0 | 0 | 0 | -12.5669 | -12.5669 | 2445.2768 | 18290.6703 |  | 0
1954-05-14 | 0 | 0 | 0 | 0 | -12.5669 | -12.5669 | 2432.7099 | 18196.6702 |  | 0
1954-05-15 | 0 | 0 | 0 | 0 | -12.5669 | -12.5669 | 2420.1431 | 18102.6701 |  | 0
1954-05-16 | 0.0058333 | 16.1 | 4.0107 | 4.0107 | -0.47756 | -0.47756 | 2419.6655 | 18099.098 |  | 0
1954-05-17 | 0.0225 | 62.1 | 4.0107 | 4.0107 | 45.5224 | 45.5224 | 2465.1879 | 18439.6058 |  | 0
1954-05-18 | 0 | 0 | 0 | 0 | -12.5669 | -12.5669 | 2452.6211 | 18345.6057 |  | 0
1954-05-19 | 0 | 0 | 0 | 0 | -12.5669 | -12.5669 | 2440.0542 | 18251.6056 |  | 0
1954-05-20 | 0 | 0 | 0 | 0 | -12.5669 | -12.5669 | 2427.4874 | 18157.6055 |  | 0
1954-05-21 | 0 | 0 | 0 | 0 | -12.5669 | -12.5669 | 2414.9205 | 18063.6054 |  | 0
1954-05-22 | 0 | 0 | 0 | 0 | -12.5669 | -12.5669 | 2402.3536 | 17969.6053 |  | 0
1954-05-23 | 0.015833 | 43.7 | 4.0107 | 4.0107 | 27.1224 | 27.1224 | 2429.4761 | 18172.4812 |  | 0
1954-05-24 | 0.056667 | 156.4 | 4.0107 | 4.0107 | 139.8224 | 139.8224 | 2569.2985 | 19218.3531 |  | 0
1954-05-25 | 0 | 0 | 0 | 0 | -12.5669 | -12.5669 | 2556.7317 | 19124.3529 |  | 0
1954-05-26 | 0.065833 | 181.7 | 4.0107 | 4.0107 | 165.1224 | 165.1224 | 2721.8541 | 20359.4688 |  | 0
1954-05-27 | 0.014167 | 39.1 | 4.0107 | 4.0107 | 22.5224 | 22.5224 | 2744.3766 | 20527.9367 |  | 0
1954-05-28 | 0 | 0 | 0 | 0 | -12.5669 | -12.5669 | 2731.8097 | 20433.9366 |  | 0
1954-05-29 | 0 | 0 | 0 | 0 | -12.5669 | -12.5669 | 2719.2428 | 20339.9365 |  | 0
1954-05-30 | 0 | 0 | 0 | 0 | -12.5669 | -12.5669 | 2706.676 | 20245.9364 |  | 0
1954-05-31 | 0 | 0 | 0 | 0 | -12.5669 | -12.5669 | 2694.1091 | 20151.9363 |  | 0
1954-06-01 | 0.053333 | 147.2 | 4.0107 | 4.0107 | 130.6224 | 130.6224 | 2824.7316 | 21128.9922 |  | 0
1954-06-02 | 0 | 0 | 0 | 0 | -12.5669 | -12.5669 | 2812.1647 | 21034.992 |  | 0
1954-06-03 | 0 | 0 | 0 | 0 | -12.5669 | -12.5669 | 2799.5979 | 20940.9919 |  | 0
1954-06-04 | 0 | 0 | 0 | 0 | -12.5669 | -12.5669 | 2787.031 | 20846.9918 |  | 0
1954-06-05 | 0 | 0 | 0 | 0 | -12.5669 | -12.5669 | 2774.4641 | 20752.9917 |  | 0
1954-06-06 | 0 | 0 | 0 | 0 | -12.5669 | -12.5669 | 2761.8973 | 20658.9916 |  | 0
1954-06-07 | 0.10417 | 287.5 | 4.0107 | 4.0107 | 270.9224 | 270.9224 | 3032.8197 | 22685.4915 |  | 0
1954-06-08 | 0 | 0 | 0 | 0 | -12.5669 | -12.5669 | 3020.2529 | 22591.4914 |  | 0
1954-06-09 | 0 | 0 | 0 | 0 | -12.5669 | -12.5669 | 3007.686 | 22497.4913 |  | 0
1954-06-10 | 0 | 0 | 0 | 0 | -12.5669 | -12.5669 | 2995.1191 | 22403.4911 |  | 0
1954-06-11 | 0 | 0 | 0 | 0 | -12.5669 | -12.5669 | 2982.5523 | 22309.491 |  | 0
1954-06-12 | 0 | 0 | 0 | 0 | -12.5669 | -12.5669 | 2969.9854 | 22215.4909 |  | 0
1954-06-13 | 0 | 0 | 0 | 0 | -12.5669 | -12.5669 | 2957.4186 | 22121.4908 |  | 0
1954-06-14 | 0.11667 | 322 | 4.0107 | 4.0107 | 305.4224 | 305.4224 | 3262.841 | 24406.0507 |  | 0
1954-06-15 | 0.0225 | 62.1 | 4.0107 | 4.0107 | 45.5224 | 45.5224 | 3308.3634 | 24746.5586 |  | 0
1954-06-16 | 0 | 0 | 0 | 0 | -12.5669 | -12.5669 | 3295.7966 | 24652.5585 |  | 0
1954-06-17 | 0 | 0 | 0 | 0 | -12.5669 | -12.5669 | 3283.2297 | 24558.5584 |  | 0
1954-06-18 | 0 | 0 | 0 | 0 | -12.5669 | -12.5669 | 3270.6629 | 24464.5582 |  | 0
1954-06-19 | 0 | 0 | 0 | 0 | -12.5669 | -12.5669 | 3258.096 | 24370.5581 |  | 0
1954-06-20 | 0 | 0 | 0 | 0 | -12.5669 | -12.5669 | 3245.5291 | 24276.558 |  | 0
1954-06-21 | 0 | 0 | 0 | 0 | -12.5669 | -12.5669 | 3232.9623 | 24182.5579 |  | 0
1954-06-22 | 0 | 0 | 0 | 0 | -12.5669 | -12.5669 | 3220.3954 | 24088.5578 |  | 0
1954-06-23 | 0 | 0 | 0 | 0 | -12.5669 | -12.5669 | 3207.8286 | 23994.5577 |  | 0
1954-06-24 | 0 | 0 | 0 | 0 | -12.5669 | -12.5669 | 3195.2617 | 23900.5576 |  | 0
1954-06-25 | 0 | 0 | 0 | 0 | -12.5669 | -12.5669 | 3182.6948 | 23806.5574 |  | 0
1954-06-26 | 0 | 0 | 0 | 0 | -12.5669 | -12.5669 | 3170.128 | 23712.5573 |  | 0
1954-06-27 | 0 | 0 | 0 | 0 | -12.5669 | -12.5669 | 3157.5611 | 23618.5572 |  | 0
1954-06-28 | 0 | 0 | 0 | 0 | -12.5669 | -12.5669 | 3144.9943 | 23524.5571 |  | 0
1954-06-29 | 0 | 0 | 0 | 0 | -12.5669 | -12.5669 | 3132.4274 | 23430.557 |  | 0
1954-06-30 | 0 | 0 | 0 | 0 | -12.5669 | -12.5669 | 3119.8605 | 23336.5569 |  | 0
1954-07-01 | 0 | 0 | 0 | 0 | -12.5669 | -12.5669 | 3107.2937 | 23242.5568 |  | 0
1954-07-02 | 0 | 0 | 0 | 0 | -12.5669 | -12.5669 | 3094.7268 | 23148.5567 |  | 0
1954-07-03 | 0 | 0 | 0 | 0 | -12.5669 | -12.5669 | 3082.16 | 23054.5565 |  | 0
1954-07-04 | 0 | 0 | 0 | 0 | -12.5669 | -12.5669 | 3069.5931 | 22960.5564 |  | 0
1954-07-05 | 0 | 0 | 0 | 0 | -12.5669 | -12.5669 | 3057.0262 | 22866.5563 |  | 0
1954-07-06 | 0 | 0 | 0 | 0 | -12.5669 | -12.5669 | 3044.4594 | 22772.5562 |  | 0
1954-07-07 | 0 | 0 | 0 | 0 | -12.5669 | -12.5669 | 3031.8925 | 22678.5561 |  | 0
1954-07-08 | 0 | 0 | 0 | 0 | -12.5669 | -12.5669 | 3019.3257 | 22584.556 |  | 0
1954-07-09 | 0 | 0 | 0 | 0 | -12.5669 | -12.5669 | 3006.7588 | 22490.5559 |  | 0
1954-07-10 | 0 | 0 | 0 | 0 | -12.5669 | -12.5669 | 2994.1919 | 22396.5558 |  | 0
1954-07-11 | 0 | 0 | 0 | 0 | -12.5669 | -12.5669 | 2981.6251 | 22302.5556 |  | 0
1954-07-12 | 0 | 0 | 0 | 0 | -12.5669 | -12.5669 | 2969.0582 | 22208.5555 |  | 0
1954-07-13 | 0 | 0 | 0 | 0 | -12.5669 | -12.5669 | 2956.4914 | 22114.5554 |  | 0
1954-07-14 | 0 | 0 | 0 | 0 | -12.5669 | -12.5669 | 2943.9245 | 22020.5553 |  | 0
1954-07-15 | 0 | 0 | 0 | 0 | -12.5669 | -12.5669 | 2931.3576 | 21926.5552 |  | 0
1954-07-16 | 0 | 0 | 0 | 0 | -12.5669 | -12.5669 | 2918.7908 | 21832.5551 |  | 0
1954-07-17 | 0 | 0 | 0 | 0 | -12.5669 | -12.5669 | 2906.2239 | 21738.555 |  | 0
1954-07-18 | 0 | 0 | 0 | 0 | -12.5669 | -12.5669 | 2893.6571 | 21644.5549 |  | 0
1954-07-19 | 0 | 0 | 0 | 0 | -12.5669 | -12.5669 | 2881.0902 | 21550.5547 |  | 0
1954-07-20 | 0 | 0 | 0 | 0 | -12.5669 | -12.5669 | 2868.5233 | 21456.5546 |  | 0
1954-07-21 | 0 | 0 | 0 | 0 | -12.5669 | -12.5669 | 2855.9565 | 21362.5545 |  | 0
1954-07-22 | 0 | 0 | 0 | 0 | -12.5669 | -12.5669 | 2843.3896 | 21268.5544 |  | 0
1954-07-23 | 0 | 0 | 0 | 0 | -12.5669 | -12.5669 | 2830.8228 | 21174.5543 |  | 0
1954-07-24 | 0 | 0 | 0 | 0 | -12.5669 | -12.5669 | 2818.2559 | 21080.5542 |  | 0
1954-07-25 | 0 | 0 | 0 | 0 | -12.5669 | -12.5669 | 2805.689 | 20986.5541 |  | 0
1954-07-26 | 0 | 0 | 0 | 0 | -12.5669 | -12.5669 | 2793.1222 | 20892.554 |  | 0
1954-07-27 | 0.0175 | 48.3 | 4.0107 | 4.0107 | 31.7224 | 31.7224 | 2824.8446 | 21129.8378 |  | 0
1954-07-28 | 0 | 0 | 0 | 0 | -12.5669 | -12.5669 | 2812.2778 | 21035.8377 |  | 0
1954-07-29 | 0 | 0 | 0 | 0 | -12.5669 | -12.5669 | 2799.7109 | 20941.8376 |  | 0
1954-07-30 | 0 | 0 | 0 | 0 | -12.5669 | -12.5669 | 2787.1441 | 20847.8375 |  | 0
1954-07-31 | 0 | 0 | 0 | 0 | -12.5669 | -12.5669 | 2774.5772 | 20753.8374 |  | 0
1954-08-01 | 0.0033333 | 9.2 | 4.0107 | 4.0107 | -7.3776 | -7.3776 | 2767.1996 | 20698.6533 |  | 0
1954-08-02 | 0 | 0 | 0 | 0 | -12.5669 | -12.5669 | 2754.6328 | 20604.6532 |  | 0
1954-08-03 | 0 | 0 | 0 | 0 | -12.5669 | -12.5669 | 2742.0659 | 20510.653 |  | 0
1954-08-04 | 0 | 0 | 0 | 0 | -12.5669 | -12.5669 | 2729.4991 | 20416.6529 |  | 0
1954-08-05 | 0 | 0 | 0 | 0 | -12.5669 | -12.5669 | 2716.9322 | 20322.6528 |  | 0
1954-08-06 | 0 | 0 | 0 | 0 | -12.5669 | -12.5669 | 2704.3653 | 20228.6527 |  | 0
1954-08-07 | 0 | 0 | 0 | 0 | -12.5669 | -12.5669 | 2691.7985 | 20134.6526 |  | 0
1954-08-08 | 0 | 0 | 0 | 0 | -12.5669 | -12.5669 | 2679.2316 | 20040.6525 |  | 0
1954-08-09 | 0 | 0 | 0 | 0 | -12.5669 | -12.5669 | 2666.6648 | 19946.6524 |  | 0
1954-08-10 | 0 | 0 | 0 | 0 | -12.5669 | -12.5669 | 2654.0979 | 19852.6523 |  | 0
1954-08-11 | 0 | 0 | 0 | 0 | -12.5669 | -12.5669 | 2641.531 | 19758.6521 |  | 0
1954-08-12 | 0 | 0 | 0 | 0 | -12.5669 | -12.5669 | 2628.9642 | 19664.652 |  | 0
1954-08-13 | 0 | 0 | 0 | 0 | -12.5669 | -12.5669 | 2616.3973 | 19570.6519 |  | 0
1954-08-14 | 0 | 0 | 0 | 0 | -12.5669 | -12.5669 | 2603.8305 | 19476.6518 |  | 0
1954-08-15 | 0 | 0 | 0 | 0 | -12.5669 | -12.5669 | 2591.2636 | 19382.6517 |  | 0
1954-08-16 | 0 | 0 | 0 | 0 | -12.5669 | -12.5669 | 2578.6967 | 19288.6516 |  | 0
1954-08-17 | 0 | 0 | 0 | 0 | -12.5669 | -12.5669 | 2566.1299 | 19194.6515 |  | 0
1954-08-18 | 0 | 0 | 0 | 0 | -12.5669 | -12.5669 | 2553.563 | 19100.6514 |  | 0
1954-08-19 | 0 | 0 | 0 | 0 | -12.5669 | -12.5669 | 2540.9962 | 19006.6512 |  | 0
1954-08-20 | 0 | 0 | 0 | 0 | -12.5669 | -12.5669 | 2528.4293 | 18912.6511 |  | 0
1954-08-21 | 0 | 0 | 0 | 0 | -12.5669 | -12.5669 | 2515.8624 | 18818.651 |  | 0
1954-08-22 | 0 | 0 | 0 | 0 | -12.5669 | -12.5669 | 2503.2956 | 18724.6509 |  | 0
1954-08-23 | 0 | 0 | 0 | 0 | -12.5669 | -12.5669 | 2490.7287 | 18630.6508 |  | 0
1954-08-24 | 0 | 0 | 0 | 0 | -12.5669 | -12.5669 | 2478.1619 | 18536.6507 |  | 0
1954-08-25 | 0 | 0 | 0 | 0 | -12.5669 | -12.5669 | 2465.595 | 18442.6506 |  | 0
1954-08-26 | 0 | 0 | 0 | 0 | -12.5669 | -12.5669 | 2453.0281 | 18348.6505 |  | 0
1954-08-27 | 0 | 0 | 0 | 0 | -12.5669 | -12.5669 | 2440.4613 | 18254.6503 |  | 0
1954-08-28 | 0 | 0 | 0 | 0 | -12.5669 | -12.5669 | 2427.8944 | 18160.6502 |  | 0
1954-08-29 | 0 | 0 | 0 | 0 | -12.5669 | -12.5669 | 2415.3276 | 18066.6501 |  | 0
1954-08-30 | 0 | 0 | 0 | 0 | -12.5669 | -12.5669 | 2402.7607 | 17972.65 |  | 0
1954-08-31 | 0 | 0 | 0 | 0 | -12.5669 | -12.5669 | 2390.1938 | 17878.6499 |  | 0
1954-09-01 | 0 | 0 | 0 | 0 | -12.5669 | -12.5669 | 2377.627 | 17784.6498 |  | 0
1954-09-02 | 0 | 0 | 0 | 0 | -12.5669 | -12.5669 | 2365.0601 | 17690.6497 |  | 0
1954-09-03 | 0 | 0 | 0 | 0 | -12.5669 | -12.5669 | 2352.4933 | 17596.6496 |  | 0
1954-09-04 | 0 | 0 | 0 | 0 | -12.5669 | -12.5669 | 2339.9264 | 17502.6494 |  | 0
1954-09-05 | 0 | 0 | 0 | 0 | -12.5669 | -12.5669 | 2327.3595 | 17408.6493 |  | 0
1954-09-06 | 0 | 0 | 0 | 0 | -12.5669 | -12.5669 | 2314.7927 | 17314.6492 |  | 0
1954-09-07 | 0.016667 | 46 | 4.0107 | 4.0107 | 29.4224 | 29.4224 | 2344.2151 | 17534.7291 |  | 0
1954-09-08 | 0 | 0 | 0 | 0 | -12.5669 | -12.5669 | 2331.6483 | 17440.729 |  | 0
1954-09-09 | 0 | 0 | 0 | 0 | -12.5669 | -12.5669 | 2319.0814 | 17346.7289 |  | 0
1954-09-10 | 0 | 0 | 0 | 0 | -12.5669 | -12.5669 | 2306.5145 | 17252.7288 |  | 0
1954-09-11 | 0 | 0 | 0 | 0 | -12.5669 | -12.5669 | 2293.9477 | 17158.7286 |  | 0
1954-09-12 | 0 | 0 | 0 | 0 | -12.5669 | -12.5669 | 2281.3808 | 17064.7285 |  | 0
1954-09-13 | 0 | 0 | 0 | 0 | -12.5669 | -12.5669 | 2268.814 | 16970.7284 |  | 0
1954-09-14 | 0 | 0 | 0 | 0 | -12.5669 | -12.5669 | 2256.2471 | 16876.7283 |  | 0
1954-09-15 | 0 | 0 | 0 | 0 | -12.5669 | -12.5669 | 2243.6802 | 16782.7282 |  | 0
1954-09-16 | 0 | 0 | 0 | 0 | -12.5669 | -12.5669 | 2231.1134 | 16688.7281 |  | 0
1954-09-17 | 0 | 0 | 0 | 0 | -12.5669 | -12.5669 | 2218.5465 | 16594.728 |  | 0
1954-09-18 | 0 | 0 | 0 | 0 | -12.5669 | -12.5669 | 2205.9797 | 16500.7279 |  | 0
1954-09-19 | 0 | 0 | 0 | 0 | -12.5669 | -12.5669 | 2193.4128 | 16406.7277 |  | 0
1954-09-20 | 0 | 0 | 0 | 0 | -12.5669 | -12.5669 | 2180.8459 | 16312.7276 |  | 0
1954-09-21 | 0 | 0 | 0 | 0 | -12.5669 | -12.5669 | 2168.2791 | 16218.7275 |  | 0
1954-09-22 | 0 | 0 | 0 | 0 | -12.5669 | -12.5669 | 2155.7122 | 16124.7274 |  | 0
1954-09-23 | 0 | 0 | 0 | 0 | -12.5669 | -12.5669 | 2143.1454 | 16030.7273 |  | 0
1954-09-24 | 0 | 0 | 0 | 0 | -12.5669 | -12.5669 | 2130.5785 | 15936.7272 |  | 0
1954-09-25 | 0 | 0 | 0 | 0 | -12.5669 | -12.5669 | 2118.0116 | 15842.7271 |  | 0
1954-09-26 | 0 | 0 | 0 | 0 | -12.5669 | -12.5669 | 2105.4448 | 15748.727 |  | 0
1954-09-27 | 0 | 0 | 0 | 0 | -12.5669 | -12.5669 | 2092.8779 | 15654.7268 |  | 0
1954-09-28 | 0 | 0 | 0 | 0 | -12.5669 | -12.5669 | 2080.3111 | 15560.7267 |  | 0
1954-09-29 | 0.0058333 | 16.1 | 4.0107 | 4.0107 | -0.47756 | -0.47756 | 2079.8335 | 15557.1546 |  | 0
1954-09-30 | 0.0025 | 6.9 | 4.0107 | 4.0107 | -9.6776 | -9.6776 | 2070.156 | 15484.7665 |  | 0
1954-10-01 | 0.00083333 | 2.3 | 4.0107 | 2.3 | -12.5669 | -12.5669 | 2057.5891 | 15390.7664 |  | 0
1954-10-02 | 0 | 0 | 0 | 0 | -12.5669 | -12.5669 | 2045.0222 | 15296.7663 |  | 0
1954-10-03 | 0 | 0 | 0 | 0 | -12.5669 | -12.5669 | 2032.4554 | 15202.7662 |  | 0
1954-10-04 | 0 | 0 | 0 | 0 | -12.5669 | -12.5669 | 2019.8885 | 15108.7661 |  | 0
1954-10-05 | 0.035833 | 98.9 | 4.0107 | 4.0107 | 82.3224 | 82.3224 | 2102.211 | 15724.5379 |  | 0
1954-10-06 | 0.0375 | 103.5 | 4.0107 | 4.0107 | 86.9224 | 86.9224 | 2189.1334 | 16374.7178 |  | 0
1954-10-07 | 0 | 0 | 0 | 0 | -12.5669 | -12.5669 | 2176.5665 | 16280.7177 |  | 0
1954-10-08 | 0 | 0 | 0 | 0 | -12.5669 | -12.5669 | 2163.9997 | 16186.7176 |  | 0
1954-10-09 | 0 | 0 | 0 | 0 | -12.5669 | -12.5669 | 2151.4328 | 16092.7175 |  | 0
1954-10-10 | 0 | 0 | 0 | 0 | -12.5669 | -12.5669 | 2138.866 | 15998.7174 |  | 0
1954-10-11 | 0 | 0 | 0 | 0 | -12.5669 | -12.5669 | 2126.2991 | 15904.7173 |  | 0
1954-10-12 | 0 | 0 | 0 | 0 | -12.5669 | -12.5669 | 2113.7322 | 15810.7172 |  | 0
1954-10-13 | 0 | 0 | 0 | 0 | -12.5669 | -12.5669 | 2101.1654 | 15716.717 |  | 0
1954-10-14 | 0 | 0 | 0 | 0 | -12.5669 | -12.5669 | 2088.5985 | 15622.7169 |  | 0
1954-10-15 | 0 | 0 | 0 | 0 | -12.5669 | -12.5669 | 2076.0317 | 15528.7168 |  | 0
1954-10-16 | 0 | 0 | 0 | 0 | -12.5669 | -12.5669 | 2063.4648 | 15434.7167 |  | 0
1954-10-17 | 0 | 0 | 0 | 0 | -12.5669 | -12.5669 | 2050.8979 | 15340.7166 |  | 0
1954-10-18 | 0 | 0 | 0 | 0 | -12.5669 | -12.5669 | 2038.3311 | 15246.7165 |  | 0
1954-10-19 | 0 | 0 | 0 | 0 | -12.5669 | -12.5669 | 2025.7642 | 15152.7164 |  | 0
1954-10-20 | 0 | 0 | 0 | 0 | -12.5669 | -12.5669 | 2013.1974 | 15058.7163 |  | 0
1954-10-21 | 0 | 0 | 0 | 0 | -12.5669 | -12.5669 | 2000.6305 | 14964.7161 |  | 0
1954-10-22 | 0 | 0 | 0 | 0 | -12.5669 | -12.5669 | 1988.0636 | 14870.716 |  | 0
1954-10-23 | 0 | 0 | 0 | 0 | -12.5669 | -12.5669 | 1975.4968 | 14776.7159 |  | 0
1954-10-24 | 0 | 0 | 0 | 0 | -12.5669 | -12.5669 | 1962.9299 | 14682.7158 |  | 0
1954-10-25 | 0.00083333 | 2.3 | 4.0107 | 2.3 | -12.5669 | -12.5669 | 1950.3631 | 14588.7157 |  | 0
1954-10-26 | 0 | 0 | 0 | 0 | -12.5669 | -12.5669 | 1937.7962 | 14494.7156 |  | 0
1954-10-27 | 0.005 | 13.8 | 4.0107 | 4.0107 | -2.7776 | -2.7776 | 1935.0186 | 14473.9395 |  | 0
1954-10-28 | 0.0066667 | 18.4 | 4.0107 | 4.0107 | 1.8224 | 1.8224 | 1936.8411 | 14487.5713 |  | 0
1954-10-29 | 0 | 0 | 0 | 0 | -12.5669 | -12.5669 | 1924.2742 | 14393.5712 |  | 0
1954-10-30 | 0 | 0 | 0 | 0 | -12.5669 | -12.5669 | 1911.7074 | 14299.5711 |  | 0
1954-10-31 | 0 | 0 | 0 | 0 | -12.5669 | -12.5669 | 1899.1405 | 14205.571 |  | 0
1954-11-01 | 0 | 0 | 0 | 0 | -12.5669 | -12.5669 | 1886.5736 | 14111.5709 |  | 0
1954-11-02 | 0 | 0 | 0 | 0 | -12.5669 | -12.5669 | 1874.0068 | 14017.5708 |  | 0
1954-11-03 | 0.01 | 27.6 | 4.0107 | 4.0107 | 11.0224 | 11.0224 | 1885.0292 | 14100.0187 |  | 0
1954-11-04 | 0 | 0 | 0 | 0 | -12.5669 | -12.5669 | 1872.4624 | 14006.0186 |  | 0
1954-11-05 | 0 | 0 | 0 | 0 | -12.5669 | -12.5669 | 1859.8955 | 13912.0184 |  | 0
1954-11-06 | 0 | 0 | 0 | 0 | -12.5669 | -12.5669 | 1847.3287 | 13818.0183 |  | 0
1954-11-07 | 0 | 0 | 0 | 0 | -12.5669 | -12.5669 | 1834.7618 | 13724.0182 |  | 0
1954-11-08 | 0 | 0 | 0 | 0 | -12.5669 | -12.5669 | 1822.1949 | 13630.0181 |  | 0
1954-11-09 | 0.0091667 | 25.3 | 4.0107 | 4.0107 | 8.7224 | 8.7224 | 1830.9174 | 13695.262 |  | 0
1954-11-10 | 0 | 0 | 0 | 0 | -12.5669 | -12.5669 | 1818.3505 | 13601.2619 |  | 0
1954-11-11 | 0 | 0 | 0 | 0 | -12.5669 | -12.5669 | 1805.7837 | 13507.2618 |  | 0
1954-11-12 | 0 | 0 | 0 | 0 | -12.5669 | -12.5669 | 1793.2168 | 13413.2617 |  | 0
1954-11-13 | 0 | 0 | 0 | 0 | -12.5669 | -12.5669 | 1780.6499 | 13319.2615 |  | 0
1954-11-14 | 0 | 0 | 0 | 0 | -12.5669 | -12.5669 | 1768.0831 | 13225.2614 |  | 0
1954-11-15 | 0 | 0 | 0 | 0 | -12.5669 | -12.5669 | 1755.5162 | 13131.2613 |  | 0
1954-11-16 | 0 | 0 | 0 | 0 | -12.5669 | -12.5669 | 1742.9494 | 13037.2612 |  | 0
1954-11-17 | 0 | 0 | 0 | 0 | -12.5669 | -12.5669 | 1730.3825 | 12943.2611 |  | 0
1954-11-18 | 0 | 0 | 0 | 0 | -12.5669 | -12.5669 | 1717.8156 | 12849.261 |  | 0
1954-11-19 | 0 | 0 | 0 | 0 | -12.5669 | -12.5669 | 1705.2488 | 12755.2609 |  | 0
1954-11-20 | 0 | 0 | 0 | 0 | -12.5669 | -12.5669 | 1692.6819 | 12661.2608 |  | 0
1954-11-21 | 0 | 0 | 0 | 0 | -12.5669 | -12.5669 | 1680.1151 | 12567.2606 |  | 0
1954-11-22 | 0 | 0 | 0 | 0 | -12.5669 | -12.5669 | 1667.5482 | 12473.2605 |  | 0
1954-11-23 | 0 | 0 | 0 | 0 | -12.5669 | -12.5669 | 1654.9813 | 12379.2604 |  | 0
1954-11-24 | 0 | 0 | 0 | 0 | -12.5669 | -12.5669 | 1642.4145 | 12285.2603 |  | 0
1954-11-25 | 0 | 0 | 0 | 0 | -12.5669 | -12.5669 | 1629.8476 | 12191.2602 |  | 0
1954-11-26 | 0 | 0 | 0 | 0 | -12.5669 | -12.5669 | 1617.2808 | 12097.2601 |  | 0
1954-11-27 | 0 | 0 | 0 | 0 | -12.5669 | -12.5669 | 1604.7139 | 12003.26 |  | 0
1954-11-28 | 0 | 0 | 0 | 0 | -12.5669 | -12.5669 | 1592.147 | 11909.2599 |  | 0
1954-11-29 | 0 | 0 | 0 | 0 | -12.5669 | -12.5669 | 1579.5802 | 11815.2597 |  | 0
1954-11-30 | 0 | 0 | 0 | 0 | -12.5669 | -12.5669 | 1567.0133 | 11721.2596 |  | 0
1954-12-01 | 0 | 0 | 0 | 0 | -12.5669 | -12.5669 | 1554.4465 | 11627.2595 |  | 0
1954-12-02 | 0 | 0 | 0 | 0 | -12.5669 | -12.5669 | 1541.8796 | 11533.2594 |  | 0
1954-12-03 | 0 | 0 | 0 | 0 | -12.5669 | -12.5669 | 1529.3127 | 11439.2593 |  | 0
1954-12-04 | 0 | 0 | 0 | 0 | -12.5669 | -12.5669 | 1516.7459 | 11345.2592 |  | 0
1954-12-05 | 0 | 0 | 0 | 0 | -12.5669 | -12.5669 | 1504.179 | 11251.2591 |  | 0
1954-12-06 | 0 | 0 | 0 | 0 | -12.5669 | -12.5669 | 1491.6122 | 11157.2589 |  | 0
1954-12-07 | 0 | 0 | 0 | 0 | -12.5669 | -12.5669 | 1479.0453 | 11063.2588 |  | 0
1954-12-08 | 0 | 0 | 0 | 0 | -12.5669 | -12.5669 | 1466.4784 | 10969.2587 |  | 0
1954-12-09 | 0 | 0 | 0 | 0 | -12.5669 | -12.5669 | 1453.9116 | 10875.2586 |  | 0
1954-12-10 | 0 | 0 | 0 | 0 | -12.5669 | -12.5669 | 1441.3447 | 10781.2585 |  | 0
1954-12-11 | 0.099167 | 273.7 | 4.0107 | 4.0107 | 257.1224 | 257.1224 | 1698.4672 | 12704.5344 |  | 0
1954-12-12 | 0.010833 | 29.9 | 4.0107 | 4.0107 | 13.3224 | 13.3224 | 1711.7896 | 12804.1863 |  | 0
1954-12-13 | 0 | 0 | 0 | 0 | -12.5669 | -12.5669 | 1699.2227 | 12710.1862 |  | 0
1954-12-14 | 0 | 0 | 0 | 0 | -12.5669 | -12.5669 | 1686.6559 | 12616.186 |  | 0
1954-12-15 | 0 | 0 | 0 | 0 | -12.5669 | -12.5669 | 1674.089 | 12522.1859 |  | 0
1954-12-16 | 0 | 0 | 0 | 0 | -12.5669 | -12.5669 | 1661.5222 | 12428.1858 |  | 0
1954-12-17 | 0 | 0 | 0 | 0 | -12.5669 | -12.5669 | 1648.9553 | 12334.1857 |  | 0
1954-12-18 | 0 | 0 | 0 | 0 | -12.5669 | -12.5669 | 1636.3884 | 12240.1856 |  | 0
1954-12-19 | 0 | 0 | 0 | 0 | -12.5669 | -12.5669 | 1623.8216 | 12146.1855 |  | 0
1954-12-20 | 0 | 0 | 0 | 0 | -12.5669 | -12.5669 | 1611.2547 | 12052.1854 |  | 0
1954-12-21 | 0 | 0 | 0 | 0 | -12.5669 | -12.5669 | 1598.6879 | 11958.1853 |  | 0
1954-12-22 | 0 | 0 | 0 | 0 | -12.5669 | -12.5669 | 1586.121 | 11864.1851 |  | 0
1954-12-23 | 0 | 0 | 0 | 0 | -12.5669 | -12.5669 | 1573.5541 | 11770.185 |  | 0
1954-12-24 | 0 | 0 | 0 | 0 | -12.5669 | -12.5669 | 1560.9873 | 11676.1849 |  | 0
1954-12-25 | 0 | 0 | 0 | 0 | -12.5669 | -12.5669 | 1548.4204 | 11582.1848 |  | 0
1954-12-26 | 0 | 0 | 0 | 0 | -12.5669 | -12.5669 | 1535.8536 | 11488.1847 |  | 0
1954-12-27 | 0.013333 | 36.8 | 4.0107 | 4.0107 | 20.2224 | 20.2224 | 1556.076 | 11639.4486 |  | 0
1954-12-28 | 0.054167 | 149.5 | 4.0107 | 4.0107 | 132.9224 | 132.9224 | 1688.9985 | 12633.7085 |  | 0
1954-12-29 | 0.0058333 | 16.1 | 4.0107 | 4.0107 | -0.47756 | -0.47756 | 1688.5209 | 12630.1364 |  | 0
1954-12-30 | 0 | 0 | 0 | 0 | -12.5669 | -12.5669 | 1675.954 | 12536.1362 |  | 0
1954-12-31 | 0 | 0 | 0 | 0 | -12.5669 | -12.5669 | 1663.3872 | 12442.1361 |  | 0
1955-01-01 | 0 | 0 | 0 | 0 | -12.5669 | -12.5669 | 1650.8203 | 12348.136 |  | 0
1955-01-02 | 0 | 0 | 0 | 0 | -12.5669 | -12.5669 | 1638.2535 | 12254.1359 |  | 0
1955-01-03 | 0 | 0 | 0 | 0 | -12.5669 | -12.5669 | 1625.6866 | 12160.1358 |  | 0
1955-01-04 | 0 | 0 | 0 | 0 | -12.5669 | -12.5669 | 1613.1197 | 12066.1357 |  | 0
1955-01-05 | 0.005 | 13.8 | 4.0107 | 4.0107 | -2.7776 | -2.7776 | 1610.3422 | 12045.3596 |  | 0
1955-01-06 | 0 | 0 | 0 | 0 | -12.5669 | -12.5669 | 1597.7753 | 11951.3595 |  | 0
1955-01-07 | 0 | 0 | 0 | 0 | -12.5669 | -12.5669 | 1585.2085 | 11857.3593 |  | 0
1955-01-08 | 0 | 0 | 0 | 0 | -12.5669 | -12.5669 | 1572.6416 | 11763.3592 |  | 0
1955-01-09 | 0.02 | 55.2 | 4.0107 | 4.0107 | 38.6224 | 38.6224 | 1611.2641 | 12052.2551 |  | 0
1955-01-10 | 0.0091667 | 25.3 | 4.0107 | 4.0107 | 8.7224 | 8.7224 | 1619.9865 | 12117.499 |  | 0
1955-01-11 | 0 | 0 | 0 | 0 | -12.5669 | -12.5669 | 1607.4196 | 12023.4989 |  | 0
1955-01-12 | 0 | 0 | 0 | 0 | -12.5669 | -12.5669 | 1594.8528 | 11929.4988 |  | 0
1955-01-13 | 0 | 0 | 0 | 0 | -12.5669 | -12.5669 | 1582.2859 | 11835.4987 |  | 0
1955-01-14 | 0.035 | 96.6 | 4.0107 | 4.0107 | 80.0224 | 80.0224 | 1662.3084 | 12434.0665 |  | 0
1955-01-15 | 0 | 0 | 0 | 0 | -12.5669 | -12.5669 | 1649.7415 | 12340.0664 |  | 0
1955-01-16 | 0 | 0 | 0 | 0 | -12.5669 | -12.5669 | 1637.1746 | 12246.0663 |  | 0
1955-01-17 | 0.033333 | 92 | 4.0107 | 4.0107 | 75.4224 | 75.4224 | 1712.5971 | 12810.2262 |  | 0
1955-01-18 | 0 | 0 | 0 | 0 | -12.5669 | -12.5669 | 1700.0302 | 12716.2261 |  | 0
1955-01-19 | 0 | 0 | 0 | 0 | -12.5669 | -12.5669 | 1687.4634 | 12622.226 |  | 0
1955-01-20 | 0 | 0 | 0 | 0 | -12.5669 | -12.5669 | 1674.8965 | 12528.2259 |  | 0
1955-01-21 | 0 | 0 | 0 | 0 | -12.5669 | -12.5669 | 1662.3296 | 12434.2258 |  | 0
1955-01-22 | 0 | 0 | 0 | 0 | -12.5669 | -12.5669 | 1649.7628 | 12340.2256 |  | 0
1955-01-23 | 0 | 0 | 0 | 0 | -12.5669 | -12.5669 | 1637.1959 | 12246.2255 |  | 0
1955-01-24 | 0 | 0 | 0 | 0 | -12.5669 | -12.5669 | 1624.6291 | 12152.2254 |  | 0
1955-01-25 | 0 | 0 | 0 | 0 | -12.5669 | -12.5669 | 1612.0622 | 12058.2253 |  | 0
1955-01-26 | 0 | 0 | 0 | 0 | -12.5669 | -12.5669 | 1599.4953 | 11964.2252 |  | 0
1955-01-27 | 0 | 0 | 0 | 0 | -12.5669 | -12.5669 | 1586.9285 | 11870.2251 |  | 0
1955-01-28 | 0 | 0 | 0 | 0 | -12.5669 | -12.5669 | 1574.3616 | 11776.225 |  | 0
1955-01-29 | 0 | 0 | 0 | 0 | -12.5669 | -12.5669 | 1561.7948 | 11682.2249 |  | 0
1955-01-30 | 0 | 0 | 0 | 0 | -12.5669 | -12.5669 | 1549.2279 | 11588.2247 |  | 0
1955-01-31 | 0 | 0 | 0 | 0 | -12.5669 | -12.5669 | 1536.661 | 11494.2246 |  | 0
1955-02-01 | 0 | 0 | 0 | 0 | -12.5669 | -12.5669 | 1524.0942 | 11400.2245 |  | 0
1955-02-02 | 0 | 0 | 0 | 0 | -12.5669 | -12.5669 | 1511.5273 | 11306.2244 |  | 0
1955-02-03 | 0.026667 | 73.6 | 4.0107 | 4.0107 | 57.0224 | 57.0224 | 1568.5498 | 11732.7523 |  | 0
1955-02-04 | 0.044167 | 121.9 | 4.0107 | 4.0107 | 105.3224 | 105.3224 | 1673.8722 | 12520.5642 |  | 0
1955-02-05 | 0 | 0 | 0 | 0 | -12.5669 | -12.5669 | 1661.3054 | 12426.5641 |  | 0
1955-02-06 | 0 | 0 | 0 | 0 | -12.5669 | -12.5669 | 1648.7385 | 12332.564 |  | 0
1955-02-07 | 0 | 0 | 0 | 0 | -12.5669 | -12.5669 | 1636.1716 | 12238.5638 |  | 0
1955-02-08 | 0 | 0 | 0 | 0 | -12.5669 | -12.5669 | 1623.6048 | 12144.5637 |  | 0
1955-02-09 | 0 | 0 | 0 | 0 | -12.5669 | -12.5669 | 1611.0379 | 12050.5636 |  | 0
1955-02-10 | 0 | 0 | 0 | 0 | -12.5669 | -12.5669 | 1598.4711 | 11956.5635 |  | 0
1955-02-11 | 0 | 0 | 0 | 0 | -12.5669 | -12.5669 | 1585.9042 | 11862.5634 |  | 0
1955-02-12 | 0 | 0 | 0 | 0 | -12.5669 | -12.5669 | 1573.3373 | 11768.5633 |  | 0
1955-02-13 | 0 | 0 | 0 | 0 | -12.5669 | -12.5669 | 1560.7705 | 11674.5632 |  | 0
1955-02-14 | 0 | 0 | 0 | 0 | -12.5669 | -12.5669 | 1548.2036 | 11580.5631 |  | 0
1955-02-15 | 0 | 0 | 0 | 0 | -12.5669 | -12.5669 | 1535.6368 | 11486.5629 |  | 0
1955-02-16 | 0 | 0 | 0 | 0 | -12.5669 | -12.5669 | 1523.0699 | 11392.5628 |  | 0
1955-02-17 | 0 | 0 | 0 | 0 | -12.5669 | -12.5669 | 1510.503 | 11298.5627 |  | 0
1955-02-18 | 0.0125 | 34.5 | 4.0107 | 4.0107 | 17.9224 | 17.9224 | 1528.4255 | 11432.6226 |  | 0
1955-02-19 | 0.0066667 | 18.4 | 4.0107 | 4.0107 | 1.8224 | 1.8224 | 1530.2479 | 11446.2545 |  | 0
1955-02-20 | 0 | 0 | 0 | 0 | -12.5669 | -12.5669 | 1517.6811 | 11352.2544 |  | 0
1955-02-21 | 0 | 0 | 0 | 0 | -12.5669 | -12.5669 | 1505.1142 | 11258.2543 |  | 0
1955-02-22 | 0 | 0 | 0 | 0 | -12.5669 | -12.5669 | 1492.5473 | 11164.2542 |  | 0
1955-02-23 | 0 | 0 | 0 | 0 | -12.5669 | -12.5669 | 1479.9805 | 11070.254 |  | 0
1955-02-24 | 0 | 0 | 0 | 0 | -12.5669 | -12.5669 | 1467.4136 | 10976.2539 |  | 0
1955-02-25 | 0 | 0 | 0 | 0 | -12.5669 | -12.5669 | 1454.8468 | 10882.2538 |  | 0
1955-02-26 | 0 | 0 | 0 | 0 | -12.5669 | -12.5669 | 1442.2799 | 10788.2537 |  | 0
1955-02-27 | 0 | 0 | 0 | 0 | -12.5669 | -12.5669 | 1429.713 | 10694.2536 |  | 0
1955-02-28 | 0 | 0 | 0 | 0 | -12.5669 | -12.5669 | 1417.1462 | 10600.2535 |  | 0
1955-03-01 | 0 | 0 | 0 | 0 | -12.5669 | -12.5669 | 1404.5793 | 10506.2534 |  | 0
1955-03-02 | 0 | 0 | 0 | 0 | -12.5669 | -12.5669 | 1392.0125 | 10412.2532 |  | 0
1955-03-03 | 0 | 0 | 0 | 0 | -12.5669 | -12.5669 | 1379.4456 | 10318.2531 |  | 0
1955-03-04 | 0 | 0 | 0 | 0 | -12.5669 | -12.5669 | 1366.8787 | 10224.253 |  | 0
1955-03-05 | 0 | 0 | 0 | 0 | -12.5669 | -12.5669 | 1354.3119 | 10130.2529 |  | 0
1955-03-06 | 0 | 0 | 0 | 0 | -12.5669 | -12.5669 | 1341.745 | 10036.2528 |  | 0
1955-03-07 | 0 | 0 | 0 | 0 | -12.5669 | -12.5669 | 1329.1782 | 9942.2527 |  | 0
1955-03-08 | 0 | 0 | 0 | 0 | -12.5669 | -12.5669 | 1316.6113 | 9848.2526 |  | 0
1955-03-09 | 0 | 0 | 0 | 0 | -12.5669 | -12.5669 | 1304.0444 | 9754.2525 |  | 0
1955-03-10 | 0 | 0 | 0 | 0 | -12.5669 | -12.5669 | 1291.4776 | 9660.2523 |  | 0
1955-03-11 | 0 | 0 | 0 | 0 | -12.5669 | -12.5669 | 1278.9107 | 9566.2522 |  | 0
1955-03-12 | 0 | 0 | 0 | 0 | -12.5669 | -12.5669 | 1266.3439 | 9472.2521 |  | 0
1955-03-13 | 0 | 0 | 0 | 0 | -12.5669 | -12.5669 | 1253.777 | 9378.252 |  | 0
1955-03-14 | 0 | 0 | 0 | 0 | -12.5669 | -12.5669 | 1241.2101 | 9284.2519 |  | 0
1955-03-15 | 0 | 0 | 0 | 0 | -12.5669 | -12.5669 | 1228.6433 | 9190.2518 |  | 0
1955-03-16 | 0 | 0 | 0 | 0 | -12.5669 | -12.5669 | 1216.0764 | 9096.2517 |  | 0
1955-03-17 | 0.020833 | 57.5 | 4.0107 | 4.0107 | 40.9224 | 40.9224 | 1256.9989 | 9402.3516 |  | 0
1955-03-18 | 0.01 | 27.6 | 4.0107 | 4.0107 | 11.0224 | 11.0224 | 1268.0213 | 9484.7994 |  | 0
1955-03-19 | 0 | 0 | 0 | 0 | -12.5669 | -12.5669 | 1255.4545 | 9390.7993 |  | 0
1955-03-20 | 0.059167 | 163.3 | 4.0107 | 4.0107 | 146.7224 | 146.7224 | 1402.1769 | 10488.2832 |  | 0
1955-03-21 | 0.0075 | 20.7 | 4.0107 | 4.0107 | 4.1224 | 4.1224 | 1406.2993 | 10519.1191 |  | 0
1955-03-22 | 0 | 0 | 0 | 0 | -12.5669 | -12.5669 | 1393.7325 | 10425.119 |  | 0
1955-03-23 | 0 | 0 | 0 | 0 | -12.5669 | -12.5669 | 1381.1656 | 10331.1189 |  | 0
1955-03-24 | 0 | 0 | 0 | 0 | -12.5669 | -12.5669 | 1368.5988 | 10237.1188 |  | 0
1955-03-25 | 0 | 0 | 0 | 0 | -12.5669 | -12.5669 | 1356.0319 | 10143.1187 |  | 0
1955-03-26 | 0 | 0 | 0 | 0 | -12.5669 | -12.5669 | 1343.465 | 10049.1185 |  | 0
1955-03-27 | 0 | 0 | 0 | 0 | -12.5669 | -12.5669 | 1330.8982 | 9955.1184 |  | 0
1955-03-28 | 0 | 0 | 0 | 0 | -12.5669 | -12.5669 | 1318.3313 | 9861.1183 |  | 0
1955-03-29 | 0 | 0 | 0 | 0 | -12.5669 | -12.5669 | 1305.7645 | 9767.1182 |  | 0
1955-03-30 | 0 | 0 | 0 | 0 | -12.5669 | -12.5669 | 1293.1976 | 9673.1181 |  | 0
1955-03-31 | 0 | 0 | 0 | 0 | -12.5669 | -12.5669 | 1280.6307 | 9579.118 |  | 0
1955-04-01 | 0.0025 | 6.9 | 4.0107 | 4.0107 | -9.6776 | -9.6776 | 1270.9532 | 9506.7299 |  | 0
1955-04-02 | 0 | 0 | 0 | 0 | -12.5669 | -12.5669 | 1258.3863 | 9412.7298 |  | 0
1955-04-03 | 0 | 0 | 0 | 0 | -12.5669 | -12.5669 | 1245.8195 | 9318.7296 |  | 0
1955-04-04 | 0 | 0 | 0 | 0 | -12.5669 | -12.5669 | 1233.2526 | 9224.7295 |  | 0
1955-04-05 | 0.0041667 | 11.5 | 4.0107 | 4.0107 | -5.0776 | -5.0776 | 1228.1751 | 9186.7494 |  | 0
1955-04-06 | 0.021667 | 59.8 | 4.0107 | 4.0107 | 43.2224 | 43.2224 | 1271.3975 | 9510.0533 |  | 0
1955-04-07 | 0 | 0 | 0 | 0 | -12.5669 | -12.5669 | 1258.8306 | 9416.0532 |  | 0
1955-04-08 | 0.0025 | 6.9 | 4.0107 | 4.0107 | -9.6776 | -9.6776 | 1249.1531 | 9343.6651 |  | 0
1955-04-09 | 0 | 0 | 0 | 0 | -12.5669 | -12.5669 | 1236.5862 | 9249.665 |  | 0
1955-04-10 | 0.00083333 | 2.3 | 4.0107 | 2.3 | -12.5669 | -12.5669 | 1224.0194 | 9155.6648 |  | 0
1955-04-11 | 0 | 0 | 0 | 0 | -12.5669 | -12.5669 | 1211.4525 | 9061.6647 |  | 0
1955-04-12 | 0 | 0 | 0 | 0 | -12.5669 | -12.5669 | 1198.8856 | 8967.6646 |  | 0
1955-04-13 | 0 | 0 | 0 | 0 | -12.5669 | -12.5669 | 1186.3188 | 8873.6645 |  | 0
1955-04-14 | 0 | 0 | 0 | 0 | -12.5669 | -12.5669 | 1173.7519 | 8779.6644 |  | 0
1955-04-15 | 0 | 0 | 0 | 0 | -12.5669 | -12.5669 | 1161.1851 | 8685.6643 |  | 0
1955-04-16 | 0 | 0 | 0 | 0 | -12.5669 | -12.5669 | 1148.6182 | 8591.6642 |  | 0
1955-04-17 | 0 | 0 | 0 | 0 | -12.5669 | -12.5669 | 1136.0513 | 8497.6641 |  | 0
1955-04-18 | 0 | 0 | 0 | 0 | -12.5669 | -12.5669 | 1123.4845 | 8403.6639 |  | 0
1955-04-19 | 0 | 0 | 0 | 0 | -12.5669 | -12.5669 | 1110.9176 | 8309.6638 |  | 0
1955-04-20 | 0 | 0 | 0 | 0 | -12.5669 | -12.5669 | 1098.3508 | 8215.6637 |  | 0
1955-04-21 | 0 | 0 | 0 | 0 | -12.5669 | -12.5669 | 1085.7839 | 8121.6636 |  | 0
1955-04-22 | 0 | 0 | 0 | 0 | -12.5669 | -12.5669 | 1073.217 | 8027.6635 |  | 0
1955-04-23 | 0 | 0 | 0 | 0 | -12.5669 | -12.5669 | 1060.6502 | 7933.6634 |  | 0
1955-04-24 | 0 | 0 | 0 | 0 | -12.5669 | -12.5669 | 1048.0833 | 7839.6633 |  | 0
1955-04-25 | 0 | 0 | 0 | 0 | -12.5669 | -12.5669 | 1035.5165 | 7745.6632 |  | 0
1955-04-26 | 0.1 | 276 | 4.0107 | 4.0107 | 259.4224 | 259.4224 | 1294.9389 | 9686.143 |  | 0
1955-04-27 | 0 | 0 | 0 | 0 | -12.5669 | -12.5669 | 1282.372 | 9592.1429 |  | 0
1955-04-28 | 0 | 0 | 0 | 0 | -12.5669 | -12.5669 | 1269.8052 | 9498.1428 |  | 0
1955-04-29 | 0 | 0 | 0 | 0 | -12.5669 | -12.5669 | 1257.2383 | 9404.1427 |  | 0
1955-04-30 | 0 | 0 | 0 | 0 | -12.5669 | -12.5669 | 1244.6715 | 9310.1426 |  | 0
1955-05-01 | 0 | 0 | 0 | 0 | -12.5669 | -12.5669 | 1232.1046 | 9216.1425 |  | 0
1955-05-02 | 0 | 0 | 0 | 0 | -12.5669 | -12.5669 | 1219.5377 | 9122.1424 |  | 0
1955-05-03 | 0 | 0 | 0 | 0 | -12.5669 | -12.5669 | 1206.9709 | 9028.1423 |  | 0
1955-05-04 | 0 | 0 | 0 | 0 | -12.5669 | -12.5669 | 1194.404 | 8934.1421 |  | 0
1955-05-05 | 0 | 0 | 0 | 0 | -12.5669 | -12.5669 | 1181.8372 | 8840.142 |  | 0
1955-05-06 | 0.0041667 | 11.5 | 4.0107 | 4.0107 | -5.0776 | -5.0776 | 1176.7596 | 8802.1619 |  | 0
1955-05-07 | 0 | 0 | 0 | 0 | -12.5669 | -12.5669 | 1164.1928 | 8708.1618 |  | 0
1955-05-08 | 0 | 0 | 0 | 0 | -12.5669 | -12.5669 | 1151.6259 | 8614.1617 |  | 0
1955-05-09 | 0.0041667 | 11.5 | 4.0107 | 4.0107 | -5.0776 | -5.0776 | 1146.5483 | 8576.1816 |  | 0
1955-05-10 | 0.043333 | 119.6 | 4.0107 | 4.0107 | 103.0224 | 103.0224 | 1249.5708 | 9346.7895 |  | 0
1955-05-11 | 0.005 | 13.8 | 4.0107 | 4.0107 | -2.7776 | -2.7776 | 1246.7932 | 9326.0134 |  | 0
1955-05-12 | 0 | 0 | 0 | 0 | -12.5669 | -12.5669 | 1234.2264 | 9232.0132 |  | 0
1955-05-13 | 0 | 0 | 0 | 0 | -12.5669 | -12.5669 | 1221.6595 | 9138.0131 |  | 0
1955-05-14 | 0 | 0 | 0 | 0 | -12.5669 | -12.5669 | 1209.0926 | 9044.013 |  | 0
1955-05-15 | 0 | 0 | 0 | 0 | -12.5669 | -12.5669 | 1196.5258 | 8950.0129 |  | 0
1955-05-16 | 0.070833 | 195.5 | 4.0107 | 4.0107 | 178.9224 | 178.9224 | 1375.4482 | 10288.3528 |  | 0
1955-05-17 | 0 | 0 | 0 | 0 | -12.5669 | -12.5669 | 1362.8814 | 10194.3527 |  | 0
1955-05-18 | 0.22167 | 611.8 | 4.0107 | 4.0107 | 595.2224 | 595.2224 | 1958.1038 | 14646.6166 |  | 0
1955-05-19 | 0.046667 | 128.8 | 4.0107 | 4.0107 | 112.2224 | 112.2224 | 2070.3263 | 15486.0404 |  | 0
1955-05-20 | 0.059167 | 163.3 | 4.0107 | 4.0107 | 146.7224 | 146.7224 | 2217.0487 | 16583.5243 |  | 0
1955-05-21 | 0 | 0 | 0 | 0 | -12.5669 | -12.5669 | 2204.4818 | 16489.5242 |  | 0
1955-05-22 | 0 | 0 | 0 | 0 | -12.5669 | -12.5669 | 2191.915 | 16395.5241 |  | 0
1955-05-23 | 0.024167 | 66.7 | 4.0107 | 4.0107 | 50.1224 | 50.1224 | 2242.0374 | 16770.44 |  | 0
1955-05-24 | 0 | 0 | 0 | 0 | -12.5669 | -12.5669 | 2229.4706 | 16676.4399 |  | 0
1955-05-25 | 0.0041667 | 11.5 | 4.0107 | 4.0107 | -5.0776 | -5.0776 | 2224.393 | 16638.4598 |  | 0
1955-05-26 | 0.029167 | 80.5 | 4.0107 | 4.0107 | 63.9224 | 63.9224 | 2288.3155 | 17116.5997 |  | 0
1955-05-27 | 0 | 0 | 0 | 0 | -12.5669 | -12.5669 | 2275.7486 | 17022.5995 |  | 0
1955-05-28 | 0 | 0 | 0 | 0 | -12.5669 | -12.5669 | 2263.1817 | 16928.5994 |  | 0
1955-05-29 | 0 | 0 | 0 | 0 | -12.5669 | -12.5669 | 2250.6149 | 16834.5993 |  | 0
1955-05-30 | 0 | 0 | 0 | 0 | -12.5669 | -12.5669 | 2238.048 | 16740.5992 |  | 0
1955-05-31 | 0 | 0 | 0 | 0 | -12.5669 | -12.5669 | 2225.4812 | 16646.5991 |  | 0
1955-06-01 | 0 | 0 | 0 | 0 | -12.5669 | -12.5669 | 2212.9143 | 16552.599 |  | 0
1955-06-02 | 0 | 0 | 0 | 0 | -12.5669 | -12.5669 | 2200.3474 | 16458.5989 |  | 0
1955-06-03 | 0.075 | 207 | 4.0107 | 4.0107 | 190.4224 | 190.4224 | 2390.7699 | 17882.9588 |  | 0
1955-06-04 | 0.0016667 | 4.6 | 4.0107 | 4.0107 | -11.9776 | -11.9776 | 2378.7923 | 17793.3666 |  | 0
1955-06-05 | 0 | 0 | 0 | 0 | -12.5669 | -12.5669 | 2366.2255 | 17699.3665 |  | 0
1955-06-06 | 0 | 0 | 0 | 0 | -12.5669 | -12.5669 | 2353.6586 | 17605.3664 |  | 0
1955-06-07 | 0 | 0 | 0 | 0 | -12.5669 | -12.5669 | 2341.0918 | 17511.3663 |  | 0
1955-06-08 | 0.1 | 276 | 4.0107 | 4.0107 | 259.4224 | 259.4224 | 2600.5142 | 19451.8462 |  | 0
1955-06-09 | 0.00083333 | 2.3 | 4.0107 | 2.3 | -12.5669 | -12.5669 | 2587.9473 | 19357.8461 |  | 0
1955-06-10 | 0 | 0 | 0 | 0 | -12.5669 | -12.5669 | 2575.3805 | 19263.846 |  | 0
1955-06-11 | 0 | 0 | 0 | 0 | -12.5669 | -12.5669 | 2562.8136 | 19169.8459 |  | 0
1955-06-12 | 0 | 0 | 0 | 0 | -12.5669 | -12.5669 | 2550.2468 | 19075.8457 |  | 0
1955-06-13 | 0 | 0 | 0 | 0 | -12.5669 | -12.5669 | 2537.6799 | 18981.8456 |  | 0
1955-06-14 | 0 | 0 | 0 | 0 | -12.5669 | -12.5669 | 2525.113 | 18887.8455 |  | 0
1955-06-15 | 0 | 0 | 0 | 0 | -12.5669 | -12.5669 | 2512.5462 | 18793.8454 |  | 0
1955-06-16 | 0 | 0 | 0 | 0 | -12.5669 | -12.5669 | 2499.9793 | 18699.8453 |  | 0
1955-06-17 | 0.054167 | 149.5 | 4.0107 | 4.0107 | 132.9224 | 132.9224 | 2632.9018 | 19694.1052 |  | 0
1955-06-18 | 0.085 | 234.6 | 4.0107 | 4.0107 | 218.0224 | 218.0224 | 2850.9242 | 21324.9131 |  | 0
1955-06-19 | 0.0825 | 227.7 | 4.0107 | 4.0107 | 211.1224 | 211.1224 | 3062.0467 | 22904.109 |  | 0
1955-06-20 | 0 | 0 | 0 | 0 | -12.5669 | -12.5669 | 3049.4798 | 22810.1088 |  | 0
1955-06-21 | 0 | 0 | 0 | 0 | -12.5669 | -12.5669 | 3036.9129 | 22716.1087 |  | 0
1955-06-22 | 0 | 0 | 0 | 0 | -12.5669 | -12.5669 | 3024.3461 | 22622.1086 |  | 0
1955-06-23 | 0 | 0 | 0 | 0 | -12.5669 | -12.5669 | 3011.7792 | 22528.1085 |  | 0
1955-06-24 | 0 | 0 | 0 | 0 | -12.5669 | -12.5669 | 2999.2124 | 22434.1084 |  | 0
1955-06-25 | 0 | 0 | 0 | 0 | -12.5669 | -12.5669 | 2986.6455 | 22340.1083 |  | 0
1955-06-26 | 0 | 0 | 0 | 0 | -12.5669 | -12.5669 | 2974.0786 | 22246.1082 |  | 0
1955-06-27 | 0 | 0 | 0 | 0 | -12.5669 | -12.5669 | 2961.5118 | 22152.1081 |  | 0
1955-06-28 | 0 | 0 | 0 | 0 | -12.5669 | -12.5669 | 2948.9449 | 22058.1079 |  | 0
1955-06-29 | 0 | 0 | 0 | 0 | -12.5669 | -12.5669 | 2936.3781 | 21964.1078 |  | 0
1955-06-30 | 0.0125 | 34.5 | 4.0107 | 4.0107 | 17.9224 | 17.9224 | 2954.3005 | 22098.1677 |  | 0
1955-07-01 | 0 | 0 | 0 | 0 | -12.5669 | -12.5669 | 2941.7336 | 22004.1676 |  | 0
1955-07-02 | 0 | 0 | 0 | 0 | -12.5669 | -12.5669 | 2929.1668 | 21910.1675 |  | 0
1955-07-03 | 0 | 0 | 0 | 0 | -12.5669 | -12.5669 | 2916.5999 | 21816.1674 |  | 0
1955-07-04 | 0 | 0 | 0 | 0 | -12.5669 | -12.5669 | 2904.0331 | 21722.1673 |  | 0
1955-07-05 | 0 | 0 | 0 | 0 | -12.5669 | -12.5669 | 2891.4662 | 21628.1671 |  | 0
1955-07-06 | 0 | 0 | 0 | 0 | -12.5669 | -12.5669 | 2878.8993 | 21534.167 |  | 0
1955-07-07 | 0 | 0 | 0 | 0 | -12.5669 | -12.5669 | 2866.3325 | 21440.1669 |  | 0
1955-07-08 | 0 | 0 | 0 | 0 | -12.5669 | -12.5669 | 2853.7656 | 21346.1668 |  | 0
1955-07-09 | 0 | 0 | 0 | 0 | -12.5669 | -12.5669 | 2841.1988 | 21252.1667 |  | 0
1955-07-10 | 0 | 0 | 0 | 0 | -12.5669 | -12.5669 | 2828.6319 | 21158.1666 |  | 0
1955-07-11 | 0 | 0 | 0 | 0 | -12.5669 | -12.5669 | 2816.065 | 21064.1665 |  | 0
1955-07-12 | 0 | 0 | 0 | 0 | -12.5669 | -12.5669 | 2803.4982 | 20970.1664 |  | 0
1955-07-13 | 0 | 0 | 0 | 0 | -12.5669 | -12.5669 | 2790.9313 | 20876.1662 |  | 0
1955-07-14 | 0 | 0 | 0 | 0 | -12.5669 | -12.5669 | 2778.3645 | 20782.1661 |  | 0
1955-07-15 | 0 | 0 | 0 | 0 | -12.5669 | -12.5669 | 2765.7976 | 20688.166 |  | 0
1955-07-16 | 0.090833 | 250.7 | 4.0107 | 4.0107 | 234.1224 | 234.1224 | 2999.92 | 22439.4019 |  | 0
1955-07-17 | 0.01 | 27.6 | 4.0107 | 4.0107 | 11.0224 | 11.0224 | 3010.9425 | 22521.8498 |  | 0
1955-07-18 | 0.0375 | 103.5 | 4.0107 | 4.0107 | 86.9224 | 86.9224 | 3097.8649 | 23172.0297 |  | 0
1955-07-19 | 0.0075 | 20.7 | 4.0107 | 4.0107 | 4.1224 | 4.1224 | 3101.9874 | 23202.8656 |  | 0
1955-07-20 | 0 | 0 | 0 | 0 | -12.5669 | -12.5669 | 3089.4205 | 23108.8655 |  | 0
1955-07-21 | 0 | 0 | 0 | 0 | -12.5669 | -12.5669 | 3076.8537 | 23014.8653 |  | 0
1955-07-22 | 0 | 0 | 0 | 0 | -12.5669 | -12.5669 | 3064.2868 | 22920.8652 |  | 0
1955-07-23 | 0 | 0 | 0 | 0 | -12.5669 | -12.5669 | 3051.7199 | 22826.8651 |  | 0
1955-07-24 | 0 | 0 | 0 | 0 | -12.5669 | -12.5669 | 3039.1531 | 22732.865 |  | 0
1955-07-25 | 0 | 0 | 0 | 0 | -12.5669 | -12.5669 | 3026.5862 | 22638.8649 |  | 0
1955-07-26 | 0 | 0 | 0 | 0 | -12.5669 | -12.5669 | 3014.0194 | 22544.8648 |  | 0
1955-07-27 | 0 | 0 | 0 | 0 | -12.5669 | -12.5669 | 3001.4525 | 22450.8647 |  | 0
1955-07-28 | 0 | 0 | 0 | 0 | -12.5669 | -12.5669 | 2988.8856 | 22356.8646 |  | 0
1955-07-29 | 0 | 0 | 0 | 0 | -12.5669 | -12.5669 | 2976.3188 | 22262.8644 |  | 0
1955-07-30 | 0 | 0 | 0 | 0 | -12.5669 | -12.5669 | 2963.7519 | 22168.8643 |  | 0
1955-07-31 | 0 | 0 | 0 | 0 | -12.5669 | -12.5669 | 2951.1851 | 22074.8642 |  | 0
1955-08-01 | 0 | 0 | 0 | 0 | -12.5669 | -12.5669 | 2938.6182 | 21980.8641 |  | 0
1955-08-02 | 0 | 0 | 0 | 0 | -12.5669 | -12.5669 | 2926.0513 | 21886.864 |  | 0
1955-08-03 | 0 | 0 | 0 | 0 | -12.5669 | -12.5669 | 2913.4845 | 21792.8639 |  | 0
1955-08-04 | 0 | 0 | 0 | 0 | -12.5669 | -12.5669 | 2900.9176 | 21698.8638 |  | 0
1955-08-05 | 0 | 0 | 0 | 0 | -12.5669 | -12.5669 | 2888.3508 | 21604.8637 |  | 0
1955-08-06 | 0 | 0 | 0 | 0 | -12.5669 | -12.5669 | 2875.7839 | 21510.8635 |  | 0
1955-08-07 | 0 | 0 | 0 | 0 | -12.5669 | -12.5669 | 2863.217 | 21416.8634 |  | 0
1955-08-08 | 0 | 0 | 0 | 0 | -12.5669 | -12.5669 | 2850.6502 | 21322.8633 |  | 0
1955-08-09 | 0 | 0 | 0 | 0 | -12.5669 | -12.5669 | 2838.0833 | 21228.8632 |  | 0
1955-08-10 | 0 | 0 | 0 | 0 | -12.5669 | -12.5669 | 2825.5165 | 21134.8631 |  | 0
1955-08-11 | 0 | 0 | 0 | 0 | -12.5669 | -12.5669 | 2812.9496 | 21040.863 |  | 0
1955-08-12 | 0 | 0 | 0 | 0 | -12.5669 | -12.5669 | 2800.3827 | 20946.8629 |  | 0
1955-08-13 | 0 | 0 | 0 | 0 | -12.5669 | -12.5669 | 2787.8159 | 20852.8627 |  | 0
1955-08-14 | 0 | 0 | 0 | 0 | -12.5669 | -12.5669 | 2775.249 | 20758.8626 |  | 0
1955-08-15 | 0 | 0 | 0 | 0 | -12.5669 | -12.5669 | 2762.6822 | 20664.8625 |  | 0
1955-08-16 | 0 | 0 | 0 | 0 | -12.5669 | -12.5669 | 2750.1153 | 20570.8624 |  | 0
1955-08-17 | 0 | 0 | 0 | 0 | -12.5669 | -12.5669 | 2737.5484 | 20476.8623 |  | 0
1955-08-18 | 0 | 0 | 0 | 0 | -12.5669 | -12.5669 | 2724.9816 | 20382.8622 |  | 0
1955-08-19 | 0.0066667 | 18.4 | 4.0107 | 4.0107 | 1.8224 | 1.8224 | 2726.804 | 20396.4941 |  | 0
1955-08-20 | 0.0016667 | 4.6 | 4.0107 | 4.0107 | -11.9776 | -11.9776 | 2714.8265 | 20306.902 |  | 0
1955-08-21 | 0.0083333 | 23 | 4.0107 | 4.0107 | 6.4224 | 6.4224 | 2721.2489 | 20354.9418 |  | 0
1955-08-22 | 0 | 0 | 0 | 0 | -12.5669 | -12.5669 | 2708.682 | 20260.9417 |  | 0
1955-08-23 | 0 | 0 | 0 | 0 | -12.5669 | -12.5669 | 2696.1152 | 20166.9416 |  | 0
1955-08-24 | 0 | 0 | 0 | 0 | -12.5669 | -12.5669 | 2683.5483 | 20072.9415 |  | 0
1955-08-25 | 0 | 0 | 0 | 0 | -12.5669 | -12.5669 | 2670.9815 | 19978.9414 |  | 0
1955-08-26 | 0 | 0 | 0 | 0 | -12.5669 | -12.5669 | 2658.4146 | 19884.9413 |  | 0
1955-08-27 | 0 | 0 | 0 | 0 | -12.5669 | -12.5669 | 2645.8477 | 19790.9412 |  | 0
1955-08-28 | 0.005 | 13.8 | 4.0107 | 4.0107 | -2.7776 | -2.7776 | 2643.0702 | 19770.1651 |  | 0
1955-08-29 | 0 | 0 | 0 | 0 | -12.5669 | -12.5669 | 2630.5033 | 19676.1649 |  | 0
1955-08-30 | 0.11083 | 305.9 | 4.0107 | 4.0107 | 289.3224 | 289.3224 | 2919.8258 | 21840.2968 |  | 0
1955-08-31 | 0 | 0 | 0 | 0 | -12.5669 | -12.5669 | 2907.2589 | 21746.2967 |  | 0
1955-09-01 | 0 | 0 | 0 | 0 | -12.5669 | -12.5669 | 2894.6921 | 21652.2966 |  | 0
1955-09-02 | 0 | 0 | 0 | 0 | -12.5669 | -12.5669 | 2882.1252 | 21558.2965 |  | 0
1955-09-03 | 0.010833 | 29.9 | 4.0107 | 4.0107 | 13.3224 | 13.3224 | 2895.4476 | 21657.9484 |  | 0
1955-09-04 | 0.0016667 | 4.6 | 4.0107 | 4.0107 | -11.9776 | -11.9776 | 2883.4701 | 21568.3563 |  | 0
1955-09-05 | 0 | 0 | 0 | 0 | -12.5669 | -12.5669 | 2870.9032 | 21474.3562 |  | 0
1955-09-06 | 0 | 0 | 0 | 0 | -12.5669 | -12.5669 | 2858.3364 | 21380.356 |  | 0
1955-09-07 | 0 | 0 | 0 | 0 | -12.5669 | -12.5669 | 2845.7695 | 21286.3559 |  | 0
1955-09-08 | 0 | 0 | 0 | 0 | -12.5669 | -12.5669 | 2833.2026 | 21192.3558 |  | 0
1955-09-09 | 0 | 0 | 0 | 0 | -12.5669 | -12.5669 | 2820.6358 | 21098.3557 |  | 0
1955-09-10 | 0.016667 | 46 | 4.0107 | 4.0107 | 29.4224 | 29.4224 | 2850.0582 | 21318.4356 |  | 0
1955-09-11 | 0 | 0 | 0 | 0 | -12.5669 | -12.5669 | 2837.4914 | 21224.4355 |  | 0
1955-09-12 | 0 | 0 | 0 | 0 | -12.5669 | -12.5669 | 2824.9245 | 21130.4354 |  | 0
1955-09-13 | 0 | 0 | 0 | 0 | -12.5669 | -12.5669 | 2812.3577 | 21036.4353 |  | 0
1955-09-14 | 0 | 0 | 0 | 0 | -12.5669 | -12.5669 | 2799.7908 | 20942.4351 |  | 0
1955-09-15 | 0 | 0 | 0 | 0 | -12.5669 | -12.5669 | 2787.2239 | 20848.435 |  | 0
1955-09-16 | 0 | 0 | 0 | 0 | -12.5669 | -12.5669 | 2774.6571 | 20754.4349 |  | 0
1955-09-17 | 0 | 0 | 0 | 0 | -12.5669 | -12.5669 | 2762.0902 | 20660.4348 |  | 0
1955-09-18 | 0.021667 | 59.8 | 4.0107 | 4.0107 | 43.2224 | 43.2224 | 2805.3127 | 20983.7387 |  | 0
1955-09-19 | 0 | 0 | 0 | 0 | -12.5669 | -12.5669 | 2792.7458 | 20889.7386 |  | 0
1955-09-20 | 0 | 0 | 0 | 0 | -12.5669 | -12.5669 | 2780.1789 | 20795.7385 |  | 0
1955-09-21 | 0 | 0 | 0 | 0 | -12.5669 | -12.5669 | 2767.6121 | 20701.7383 |  | 0
1955-09-22 | 0.09 | 248.4 | 4.0107 | 4.0107 | 231.8224 | 231.8224 | 2999.4345 | 22435.7702 |  | 0
1955-09-23 | 0 | 0 | 0 | 0 | -12.5669 | -12.5669 | 2986.8677 | 22341.7701 |  | 0
1955-09-24 | 0.11333 | 312.8 | 4.0107 | 4.0107 | 296.2224 | 296.2224 | 3283.0901 | 24557.514 |  | 0
1955-09-25 | 0.26167 | 722.2 | 4.0107 | 4.0107 | 705.6224 | 705.6224 | 3988.7126 | 29835.5699 |  | 0
1955-09-26 | 0 | 0 | 0 | 0 | -12.5669 | -12.5669 | 3976.1457 | 29741.5698 |  | 0
1955-09-27 | 0 | 0 | 0 | 0 | -12.5669 | -12.5669 | 3963.5788 | 29647.5697 |  | 0
1955-09-28 | 0 | 0 | 0 | 0 | -12.5669 | -12.5669 | 3951.012 | 29553.5696 |  | 0
1955-09-29 | 0.018333 | 50.6 | 4.0107 | 4.0107 | 34.0224 | 34.0224 | 3985.0344 | 29808.0574 |  | 0
1955-09-30 | 0.014167 | 39.1 | 4.0107 | 4.0107 | 22.5224 | 22.5224 | 4007.5569 | 29976.5253 |  | 0
1955-10-01 | 0 | 0 | 0 | 0 | -12.5669 | -12.5669 | 3994.99 | 29882.5252 |  | 0
1955-10-02 | 0.09 | 248.4 | 4.0107 | 4.0107 | 231.8224 | 231.8224 | 3997.8631 | 29904.0163 |  | 216.3824
1955-10-03 | 0.0625 | 172.5 | 4.0107 | 4.0107 | 155.9224 | 155.9224 | 3997.8631 | 29904.0163 |  | 143.3556
1955-10-04 | 0.031667 | 87.4 | 4.0107 | 4.0107 | 70.8224 | 70.8224 | 3997.8631 | 29904.0163 |  | 58.2556
1955-10-05 | 0.0016667 | 4.6 | 4.0107 | 4.0107 | -11.9776 | -11.9776 | 3985.8856 | 29814.4242 |  | 0
1955-10-06 | 0 | 0 | 0 | 0 | -12.5669 | -12.5669 | 3973.3187 | 29720.4241 |  | 0
1955-10-07 | 0 | 0 | 0 | 0 | -12.5669 | -12.5669 | 3960.7519 | 29626.4239 |  | 0
1955-10-08 | 0 | 0 | 0 | 0 | -12.5669 | -12.5669 | 3948.185 | 29532.4238 |  | 0
1955-10-09 | 0 | 0 | 0 | 0 | -12.5669 | -12.5669 | 3935.6181 | 29438.4237 |  | 0
1955-10-10 | 0 | 0 | 0 | 0 | -12.5669 | -12.5669 | 3923.0513 | 29344.4236 |  | 0
1955-10-11 | 0 | 0 | 0 | 0 | -12.5669 | -12.5669 | 3910.4844 | 29250.4235 |  | 0
1955-10-12 | 0 | 0 | 0 | 0 | -12.5669 | -12.5669 | 3897.9176 | 29156.4234 |  | 0
1955-10-13 | 0 | 0 | 0 | 0 | -12.5669 | -12.5669 | 3885.3507 | 29062.4233 |  | 0
1955-10-14 | 0 | 0 | 0 | 0 | -12.5669 | -12.5669 | 3872.7838 | 28968.4232 |  | 0
1955-10-15 | 0 | 0 | 0 | 0 | -12.5669 | -12.5669 | 3860.217 | 28874.423 |  | 0
1955-10-16 | 0 | 0 | 0 | 0 | -12.5669 | -12.5669 | 3847.6501 | 28780.4229 |  | 0
1955-10-17 | 0 | 0 | 0 | 0 | -12.5669 | -12.5669 | 3835.0833 | 28686.4228 |  | 0
1955-10-18 | 0 | 0 | 0 | 0 | -12.5669 | -12.5669 | 3822.5164 | 28592.4227 |  | 0
1955-10-19 | 0 | 0 | 0 | 0 | -12.5669 | -12.5669 | 3809.9495 | 28498.4226 |  | 0
1955-10-20 | 0 | 0 | 0 | 0 | -12.5669 | -12.5669 | 3797.3827 | 28404.4225 |  | 0
1955-10-21 | 0 | 0 | 0 | 0 | -12.5669 | -12.5669 | 3784.8158 | 28310.4224 |  | 0
1955-10-22 | 0 | 0 | 0 | 0 | -12.5669 | -12.5669 | 3772.249 | 28216.4223 |  | 0
1955-10-23 | 0 | 0 | 0 | 0 | -12.5669 | -12.5669 | 3759.6821 | 28122.4221 |  | 0
1955-10-24 | 0 | 0 | 0 | 0 | -12.5669 | -12.5669 | 3747.1152 | 28028.422 |  | 0
1955-10-25 | 0 | 0 | 0 | 0 | -12.5669 | -12.5669 | 3734.5484 | 27934.4219 |  | 0
1955-10-26 | 0 | 0 | 0 | 0 | -12.5669 | -12.5669 | 3721.9815 | 27840.4218 |  | 0
1955-10-27 | 0 | 0 | 0 | 0 | -12.5669 | -12.5669 | 3709.4147 | 27746.4217 |  | 0
1955-10-28 | 0 | 0 | 0 | 0 | -12.5669 | -12.5669 | 3696.8478 | 27652.4216 |  | 0
1955-10-29 | 0 | 0 | 0 | 0 | -12.5669 | -12.5669 | 3684.2809 | 27558.4215 |  | 0
1955-10-30 | 0 | 0 | 0 | 0 | -12.5669 | -12.5669 | 3671.7141 | 27464.4214 |  | 0
1955-10-31 | 0 | 0 | 0 | 0 | -12.5669 | -12.5669 | 3659.1472 | 27370.4212 |  | 0
1955-11-01 | 0 | 0 | 0 | 0 | -12.5669 | -12.5669 | 3646.5804 | 27276.4211 |  | 0
1955-11-02 | 0 | 0 | 0 | 0 | -12.5669 | -12.5669 | 3634.0135 | 27182.421 |  | 0
1955-11-03 | 0 | 0 | 0 | 0 | -12.5669 | -12.5669 | 3621.4466 | 27088.4209 |  | 0
1955-11-04 | 0 | 0 | 0 | 0 | -12.5669 | -12.5669 | 3608.8798 | 26994.4208 |  | 0
1955-11-05 | 0 | 0 | 0 | 0 | -12.5669 | -12.5669 | 3596.3129 | 26900.4207 |  | 0
1955-11-06 | 0 | 0 | 0 | 0 | -12.5669 | -12.5669 | 3583.7461 | 26806.4206 |  | 0
1955-11-07 | 0 | 0 | 0 | 0 | -12.5669 | -12.5669 | 3571.1792 | 26712.4205 |  | 0
1955-11-08 | 0 | 0 | 0 | 0 | -12.5669 | -12.5669 | 3558.6123 | 26618.4203 |  | 0
1955-11-09 | 0 | 0 | 0 | 0 | -12.5669 | -12.5669 | 3546.0455 | 26524.4202 |  | 0
1955-11-10 | 0 | 0 | 0 | 0 | -12.5669 | -12.5669 | 3533.4786 | 26430.4201 |  | 0
1955-11-11 | 0 | 0 | 0 | 0 | -12.5669 | -12.5669 | 3520.9118 | 26336.42 |  | 0
1955-11-12 | 0 | 0 | 0 | 0 | -12.5669 | -12.5669 | 3508.3449 | 26242.4199 |  | 0
1955-11-13 | 0 | 0 | 0 | 0 | -12.5669 | -12.5669 | 3495.778 | 26148.4198 |  | 0
1955-11-14 | 0 | 0 | 0 | 0 | -12.5669 | -12.5669 | 3483.2112 | 26054.4197 |  | 0
1955-11-15 | 0 | 0 | 0 | 0 | -12.5669 | -12.5669 | 3470.6443 | 25960.4195 |  | 0
1955-11-16 | 0 | 0 | 0 | 0 | -12.5669 | -12.5669 | 3458.0775 | 25866.4194 |  | 0
1955-11-17 | 0 | 0 | 0 | 0 | -12.5669 | -12.5669 | 3445.5106 | 25772.4193 |  | 0
1955-11-18 | 0 | 0 | 0 | 0 | -12.5669 | -12.5669 | 3432.9437 | 25678.4192 |  | 0
1955-11-19 | 0 | 0 | 0 | 0 | -12.5669 | -12.5669 | 3420.3769 | 25584.4191 |  | 0
1955-11-20 | 0 | 0 | 0 | 0 | -12.5669 | -12.5669 | 3407.81 | 25490.419 |  | 0
1955-11-21 | 0 | 0 | 0 | 0 | -12.5669 | -12.5669 | 3395.2432 | 25396.4189 |  | 0
1955-11-22 | 0 | 0 | 0 | 0 | -12.5669 | -12.5669 | 3382.6763 | 25302.4188 |  | 0
1955-11-23 | 0 | 0 | 0 | 0 | -12.5669 | -12.5669 | 3370.1094 | 25208.4186 |  | 0
1955-11-24 | 0 | 0 | 0 | 0 | -12.5669 | -12.5669 | 3357.5426 | 25114.4185 |  | 0
1955-11-25 | 0 | 0 | 0 | 0 | -12.5669 | -12.5669 | 3344.9757 | 25020.4184 |  | 0
1955-11-26 | 0 | 0 | 0 | 0 | -12.5669 | -12.5669 | 3332.4089 | 24926.4183 |  | 0
1955-11-27 | 0 | 0 | 0 | 0 | -12.5669 | -12.5669 | 3319.842 | 24832.4182 |  | 0
1955-11-28 | 0 | 0 | 0 | 0 | -12.5669 | -12.5669 | 3307.2751 | 24738.4181 |  | 0
1955-11-29 | 0 | 0 | 0 | 0 | -12.5669 | -12.5669 | 3294.7083 | 24644.418 |  | 0
1955-11-30 | 0.019167 | 52.9 | 4.0107 | 4.0107 | 36.3224 | 36.3224 | 3331.0307 | 24916.1099 |  | 0
1955-12-01 | 0.0083333 | 23 | 4.0107 | 4.0107 | 6.4224 | 6.4224 | 3337.4532 | 24964.1497 |  | 0
1955-12-02 | 0 | 0 | 0 | 0 | -12.5669 | -12.5669 | 3324.8863 | 24870.1496 |  | 0
1955-12-03 | 0 | 0 | 0 | 0 | -12.5669 | -12.5669 | 3312.3195 | 24776.1495 |  | 0
1955-12-04 | 0 | 0 | 0 | 0 | -12.5669 | -12.5669 | 3299.7526 | 24682.1494 |  | 0
1955-12-05 | 0 | 0 | 0 | 0 | -12.5669 | -12.5669 | 3287.1857 | 24588.1493 |  | 0
1955-12-06 | 0 | 0 | 0 | 0 | -12.5669 | -12.5669 | 3274.6189 | 24494.1492 |  | 0
1955-12-07 | 0 | 0 | 0 | 0 | -12.5669 | -12.5669 | 3262.052 | 24400.1491 |  | 0
1955-12-08 | 0 | 0 | 0 | 0 | -12.5669 | -12.5669 | 3249.4852 | 24306.149 |  | 0
1955-12-09 | 0 | 0 | 0 | 0 | -12.5669 | -12.5669 | 3236.9183 | 24212.1488 |  | 0
1955-12-10 | 0 | 0 | 0 | 0 | -12.5669 | -12.5669 | 3224.3514 | 24118.1487 |  | 0
1955-12-11 | 0 | 0 | 0 | 0 | -12.5669 | -12.5669 | 3211.7846 | 24024.1486 |  | 0
1955-12-12 | 0 | 0 | 0 | 0 | -12.5669 | -12.5669 | 3199.2177 | 23930.1485 |  | 0
1955-12-13 | 0 | 0 | 0 | 0 | -12.5669 | -12.5669 | 3186.6509 | 23836.1484 |  | 0
1955-12-14 | 0 | 0 | 0 | 0 | -12.5669 | -12.5669 | 3174.084 | 23742.1483 |  | 0
1955-12-15 | 0 | 0 | 0 | 0 | -12.5669 | -12.5669 | 3161.5171 | 23648.1482 |  | 0
1955-12-16 | 0 | 0 | 0 | 0 | -12.5669 | -12.5669 | 3148.9503 | 23554.1481 |  | 0
1955-12-17 | 0 | 0 | 0 | 0 | -12.5669 | -12.5669 | 3136.3834 | 23460.1479 |  | 0
1955-12-18 | 0 | 0 | 0 | 0 | -12.5669 | -12.5669 | 3123.8166 | 23366.1478 |  | 0
1955-12-19 | 0 | 0 | 0 | 0 | -12.5669 | -12.5669 | 3111.2497 | 23272.1477 |  | 0
1955-12-20 | 0 | 0 | 0 | 0 | -12.5669 | -12.5669 | 3098.6828 | 23178.1476 |  | 0
1955-12-21 | 0 | 0 | 0 | 0 | -12.5669 | -12.5669 | 3086.116 | 23084.1475 |  | 0
1955-12-22 | 0 | 0 | 0 | 0 | -12.5669 | -12.5669 | 3073.5491 | 22990.1474 |  | 0
1955-12-23 | 0 | 0 | 0 | 0 | -12.5669 | -12.5669 | 3060.9823 | 22896.1473 |  | 0
1955-12-24 | 0 | 0 | 0 | 0 | -12.5669 | -12.5669 | 3048.4154 | 22802.1472 |  | 0
1955-12-25 | 0 | 0 | 0 | 0 | -12.5669 | -12.5669 | 3035.8485 | 22708.147 |  | 0
1955-12-26 | 0 | 0 | 0 | 0 | -12.5669 | -12.5669 | 3023.2817 | 22614.1469 |  | 0
1955-12-27 | 0 | 0 | 0 | 0 | -12.5669 | -12.5669 | 3010.7148 | 22520.1468 |  | 0
1955-12-28 | 0 | 0 | 0 | 0 | -12.5669 | -12.5669 | 2998.148 | 22426.1467 |  | 0
1955-12-29 | 0 | 0 | 0 | 0 | -12.5669 | -12.5669 | 2985.5811 | 22332.1466 |  | 0
1955-12-30 | 0 | 0 | 0 | 0 | -12.5669 | -12.5669 | 2973.0142 | 22238.1465 |  | 0
1955-12-31 | 0 | 0 | 0 | 0 | -12.5669 | -12.5669 | 2960.4474 | 22144.1464 |  | 0
1956-01-01 | 0 | 0 | 0 | 0 | -12.5669 | -12.5669 | 2947.8805 | 22050.1462 |  | 0
1956-01-02 | 0 | 0 | 0 | 0 | -12.5669 | -12.5669 | 2935.3137 | 21956.1461 |  | 0
1956-01-03 | 0 | 0 | 0 | 0 | -12.5669 | -12.5669 | 2922.7468 | 21862.146 |  | 0
1956-01-04 | 0 | 0 | 0 | 0 | -12.5669 | -12.5669 | 2910.1799 | 21768.1459 |  | 0
1956-01-05 | 0 | 0 | 0 | 0 | -12.5669 | -12.5669 | 2897.6131 | 21674.1458 |  | 0
1956-01-06 | 0 | 0 | 0 | 0 | -12.5669 | -12.5669 | 2885.0462 | 21580.1457 |  | 0
1956-01-07 | 0 | 0 | 0 | 0 | -12.5669 | -12.5669 | 2872.4794 | 21486.1456 |  | 0
1956-01-08 | 0 | 0 | 0 | 0 | -12.5669 | -12.5669 | 2859.9125 | 21392.1455 |  | 0
1956-01-09 | 0 | 0 | 0 | 0 | -12.5669 | -12.5669 | 2847.3456 | 21298.1453 |  | 0
1956-01-10 | 0 | 0 | 0 | 0 | -12.5669 | -12.5669 | 2834.7788 | 21204.1452 |  | 0
1956-01-11 | 0 | 0 | 0 | 0 | -12.5669 | -12.5669 | 2822.2119 | 21110.1451 |  | 0
1956-01-12 | 0 | 0 | 0 | 0 | -12.5669 | -12.5669 | 2809.6451 | 21016.145 |  | 0
1956-01-13 | 0 | 0 | 0 | 0 | -12.5669 | -12.5669 | 2797.0782 | 20922.1449 |  | 0
1956-01-14 | 0 | 0 | 0 | 0 | -12.5669 | -12.5669 | 2784.5113 | 20828.1448 |  | 0
1956-01-15 | 0 | 0 | 0 | 0 | -12.5669 | -12.5669 | 2771.9445 | 20734.1447 |  | 0
1956-01-16 | 0 | 0 | 0 | 0 | -12.5669 | -12.5669 | 2759.3776 | 20640.1446 |  | 0
1956-01-17 | 0.0083333 | 23 | 4.0107 | 4.0107 | 6.4224 | 6.4224 | 2765.8001 | 20688.1844 |  | 0
1956-01-18 | 0.0016667 | 4.6 | 4.0107 | 4.0107 | -11.9776 | -11.9776 | 2753.8225 | 20598.5923 |  | 0
1956-01-19 | 0 | 0 | 0 | 0 | -12.5669 | -12.5669 | 2741.2556 | 20504.5922 |  | 0
1956-01-20 | 0 | 0 | 0 | 0 | -12.5669 | -12.5669 | 2728.6888 | 20410.5921 |  | 0
1956-01-21 | 0.0058333 | 16.1 | 4.0107 | 4.0107 | -0.47756 | -0.47756 | 2728.2112 | 20407.02 |  | 0
1956-01-22 | 0.0091667 | 25.3 | 4.0107 | 4.0107 | 8.7224 | 8.7224 | 2736.9337 | 20472.2639 |  | 0
1956-01-23 | 0.00083333 | 2.3 | 4.0107 | 2.3 | -12.5669 | -12.5669 | 2724.3668 | 20378.2638 |  | 0
1956-01-24 | 0 | 0 | 0 | 0 | -12.5669 | -12.5669 | 2711.8 | 20284.2637 |  | 0
1956-01-25 | 0 | 0 | 0 | 0 | -12.5669 | -12.5669 | 2699.2331 | 20190.2635 |  | 0
1956-01-26 | 0 | 0 | 0 | 0 | -12.5669 | -12.5669 | 2686.6662 | 20096.2634 |  | 0
1956-01-27 | 0 | 0 | 0 | 0 | -12.5669 | -12.5669 | 2674.0994 | 20002.2633 |  | 0
1956-01-28 | 0 | 0 | 0 | 0 | -12.5669 | -12.5669 | 2661.5325 | 19908.2632 |  | 0
1956-01-29 | 0 | 0 | 0 | 0 | -12.5669 | -12.5669 | 2648.9657 | 19814.2631 |  | 0
1956-01-30 | 0 | 0 | 0 | 0 | -12.5669 | -12.5669 | 2636.3988 | 19720.263 |  | 0
1956-01-31 | 0.0066667 | 18.4 | 4.0107 | 4.0107 | 1.8224 | 1.8224 | 2638.2212 | 19733.8949 |  | 0
1956-02-01 | 0.0125 | 34.5 | 4.0107 | 4.0107 | 17.9224 | 17.9224 | 2656.1437 | 19867.9548 |  | 0
1956-02-02 | 0.0016667 | 4.6 | 4.0107 | 4.0107 | -11.9776 | -11.9776 | 2644.1661 | 19778.3626 |  | 0
1956-02-03 | 0.0083333 | 23 | 4.0107 | 4.0107 | 6.4224 | 6.4224 | 2650.5886 | 19826.4025 |  | 0
1956-02-04 | 0.0025 | 6.9 | 4.0107 | 4.0107 | -9.6776 | -9.6776 | 2640.911 | 19754.0144 |  | 0
1956-02-05 | 0.0025 | 6.9 | 4.0107 | 4.0107 | -9.6776 | -9.6776 | 2631.2335 | 19681.6263 |  | 0
1956-02-06 | 0 | 0 | 0 | 0 | -12.5669 | -12.5669 | 2618.6666 | 19587.6262 |  | 0
1956-02-07 | 0.016667 | 46 | 4.0107 | 4.0107 | 29.4224 | 29.4224 | 2648.089 | 19807.7061 |  | 0
1956-02-08 | 0.0033333 | 9.2 | 4.0107 | 4.0107 | -7.3776 | -7.3776 | 2640.7115 | 19752.522 |  | 0
1956-02-09 | 0.0083333 | 23 | 4.0107 | 4.0107 | 6.4224 | 6.4224 | 2647.1339 | 19800.5618 |  | 0
1956-02-10 | 0.031667 | 87.4 | 4.0107 | 4.0107 | 70.8224 | 70.8224 | 2717.9564 | 20330.3137 |  | 0
1956-02-11 | 0 | 0 | 0 | 0 | -12.5669 | -12.5669 | 2705.3895 | 20236.3136 |  | 0
1956-02-12 | 0 | 0 | 0 | 0 | -12.5669 | -12.5669 | 2692.8227 | 20142.3135 |  | 0
1956-02-13 | 0 | 0 | 0 | 0 | -12.5669 | -12.5669 | 2680.2558 | 20048.3134 |  | 0
1956-02-14 | 0 | 0 | 0 | 0 | -12.5669 | -12.5669 | 2667.6889 | 19954.3133 |  | 0
1956-02-15 | 0 | 0 | 0 | 0 | -12.5669 | -12.5669 | 2655.1221 | 19860.3132 |  | 0
1956-02-16 | 0 | 0 | 0 | 0 | -12.5669 | -12.5669 | 2642.5552 | 19766.3131 |  | 0
1956-02-17 | 0.005 | 13.8 | 4.0107 | 4.0107 | -2.7776 | -2.7776 | 2639.7777 | 19745.5369 |  | 0
1956-02-18 | 0 | 0 | 0 | 0 | -12.5669 | -12.5669 | 2627.2108 | 19651.5368 |  | 0
1956-02-19 | 0 | 0 | 0 | 0 | -12.5669 | -12.5669 | 2614.6439 | 19557.5367 |  | 0
1956-02-20 | 0 | 0 | 0 | 0 | -12.5669 | -12.5669 | 2602.0771 | 19463.5366 |  | 0
1956-02-21 | 0 | 0 | 0 | 0 | -12.5669 | -12.5669 | 2589.5102 | 19369.5365 |  | 0
1956-02-22 | 0 | 0 | 0 | 0 | -12.5669 | -12.5669 | 2576.9434 | 19275.5364 |  | 0
1956-02-23 | 0 | 0 | 0 | 0 | -12.5669 | -12.5669 | 2564.3765 | 19181.5363 |  | 0
1956-02-24 | 0 | 0 | 0 | 0 | -12.5669 | -12.5669 | 2551.8096 | 19087.5362 |  | 0
1956-02-25 | 0 | 0 | 0 | 0 | -12.5669 | -12.5669 | 2539.2428 | 18993.536 |  | 0
1956-02-26 | 0 | 0 | 0 | 0 | -12.5669 | -12.5669 | 2526.6759 | 18899.5359 |  | 0
1956-02-27 | 0 | 0 | 0 | 0 | -12.5669 | -12.5669 | 2514.1091 | 18805.5358 |  | 0
1956-02-28 | 0 | 0 | 0 | 0 | -12.5669 | -12.5669 | 2501.5422 | 18711.5357 |  | 0
1956-02-29 | 0 | 0 | 0 | 0 | -12.5669 | -12.5669 | 2488.9753 | 18617.5356 |  | 0
1956-03-01 | 0 | 0 | 0 | 0 | -12.5669 | -12.5669 | 2476.4085 | 18523.5355 |  | 0
1956-03-02 | 0 | 0 | 0 | 0 | -12.5669 | -12.5669 | 2463.8416 | 18429.5354 |  | 0
1956-03-03 | 0 | 0 | 0 | 0 | -12.5669 | -12.5669 | 2451.2748 | 18335.5353 |  | 0
1956-03-04 | 0 | 0 | 0 | 0 | -12.5669 | -12.5669 | 2438.7079 | 18241.5351 |  | 0
1956-03-05 | 0 | 0 | 0 | 0 | -12.5669 | -12.5669 | 2426.141 | 18147.535 |  | 0
1956-03-06 | 0 | 0 | 0 | 0 | -12.5669 | -12.5669 | 2413.5742 | 18053.5349 |  | 0
1956-03-07 | 0 | 0 | 0 | 0 | -12.5669 | -12.5669 | 2401.0073 | 17959.5348 |  | 0
1956-03-08 | 0 | 0 | 0 | 0 | -12.5669 | -12.5669 | 2388.4405 | 17865.5347 |  | 0
1956-03-09 | 0 | 0 | 0 | 0 | -12.5669 | -12.5669 | 2375.8736 | 17771.5346 |  | 0
1956-03-10 | 0 | 0 | 0 | 0 | -12.5669 | -12.5669 | 2363.3067 | 17677.5345 |  | 0
1956-03-11 | 0 | 0 | 0 | 0 | -12.5669 | -12.5669 | 2350.7399 | 17583.5344 |  | 0
1956-03-12 | 0 | 0 | 0 | 0 | -12.5669 | -12.5669 | 2338.173 | 17489.5342 |  | 0
1956-03-13 | 0 | 0 | 0 | 0 | -12.5669 | -12.5669 | 2325.6062 | 17395.5341 |  | 0
1956-03-14 | 0 | 0 | 0 | 0 | -12.5669 | -12.5669 | 2313.0393 | 17301.534 |  | 0
1956-03-15 | 0 | 0 | 0 | 0 | -12.5669 | -12.5669 | 2300.4724 | 17207.5339 |  | 0
1956-03-16 | 0 | 0 | 0 | 0 | -12.5669 | -12.5669 | 2287.9056 | 17113.5338 |  | 0
1956-03-17 | 0 | 0 | 0 | 0 | -12.5669 | -12.5669 | 2275.3387 | 17019.5337 |  | 0
1956-03-18 | 0 | 0 | 0 | 0 | -12.5669 | -12.5669 | 2262.7719 | 16925.5336 |  | 0
1956-03-19 | 0 | 0 | 0 | 0 | -12.5669 | -12.5669 | 2250.205 | 16831.5334 |  | 0
1956-03-20 | 0 | 0 | 0 | 0 | -12.5669 | -12.5669 | 2237.6381 | 16737.5333 |  | 0
1956-03-21 | 0 | 0 | 0 | 0 | -12.5669 | -12.5669 | 2225.0713 | 16643.5332 |  | 0
1956-03-22 | 0 | 0 | 0 | 0 | -12.5669 | -12.5669 | 2212.5044 | 16549.5331 |  | 0
1956-03-23 | 0 | 0 | 0 | 0 | -12.5669 | -12.5669 | 2199.9376 | 16455.533 |  | 0
1956-03-24 | 0 | 0 | 0 | 0 | -12.5669 | -12.5669 | 2187.3707 | 16361.5329 |  | 0
1956-03-25 | 0 | 0 | 0 | 0 | -12.5669 | -12.5669 | 2174.8038 | 16267.5328 |  | 0
1956-03-26 | 0 | 0 | 0 | 0 | -12.5669 | -12.5669 | 2162.237 | 16173.5327 |  | 0
1956-03-27 | 0 | 0 | 0 | 0 | -12.5669 | -12.5669 | 2149.6701 | 16079.5325 |  | 0
1956-03-28 | 0 | 0 | 0 | 0 | -12.5669 | -12.5669 | 2137.1033 | 15985.5324 |  | 0
1956-03-29 | 0 | 0 | 0 | 0 | -12.5669 | -12.5669 | 2124.5364 | 15891.5323 |  | 0
1956-03-30 | 0 | 0 | 0 | 0 | -12.5669 | -12.5669 | 2111.9695 | 15797.5322 |  | 0
1956-03-31 | 0 | 0 | 0 | 0 | -12.5669 | -12.5669 | 2099.4027 | 15703.5321 |  | 0
1956-04-01 | 0 | 0 | 0 | 0 | -12.5669 | -12.5669 | 2086.8358 | 15609.532 |  | 0
1956-04-02 | 0 | 0 | 0 | 0 | -12.5669 | -12.5669 | 2074.269 | 15515.5319 |  | 0
1956-04-03 | 0 | 0 | 0 | 0 | -12.5669 | -12.5669 | 2061.7021 | 15421.5318 |  | 0
1956-04-04 | 0 | 0 | 0 | 0 | -12.5669 | -12.5669 | 2049.1352 | 15327.5316 |  | 0
1956-04-05 | 0.005 | 13.8 | 4.0107 | 4.0107 | -2.7776 | -2.7776 | 2046.3577 | 15306.7555 |  | 0
1956-04-06 | 0 | 0 | 0 | 0 | -12.5669 | -12.5669 | 2033.7908 | 15212.7554 |  | 0
1956-04-07 | 0 | 0 | 0 | 0 | -12.5669 | -12.5669 | 2021.224 | 15118.7553 |  | 0
1956-04-08 | 0 | 0 | 0 | 0 | -12.5669 | -12.5669 | 2008.6571 | 15024.7552 |  | 0
1956-04-09 | 0 | 0 | 0 | 0 | -12.5669 | -12.5669 | 1996.0903 | 14930.7551 |  | 0
1956-04-10 | 0 | 0 | 0 | 0 | -12.5669 | -12.5669 | 1983.5234 | 14836.755 |  | 0
1956-04-11 | 0 | 0 | 0 | 0 | -12.5669 | -12.5669 | 1970.9565 | 14742.7549 |  | 0
1956-04-12 | 0 | 0 | 0 | 0 | -12.5669 | -12.5669 | 1958.3897 | 14648.7547 |  | 0
1956-04-13 | 0 | 0 | 0 | 0 | -12.5669 | -12.5669 | 1945.8228 | 14554.7546 |  | 0
1956-04-14 | 0 | 0 | 0 | 0 | -12.5669 | -12.5669 | 1933.256 | 14460.7545 |  | 0
1956-04-15 | 0 | 0 | 0 | 0 | -12.5669 | -12.5669 | 1920.6891 | 14366.7544 |  | 0
1956-04-16 | 0 | 0 | 0 | 0 | -12.5669 | -12.5669 | 1908.1222 | 14272.7543 |  | 0
1956-04-17 | 0 | 0 | 0 | 0 | -12.5669 | -12.5669 | 1895.5554 | 14178.7542 |  | 0
1956-04-18 | 0 | 0 | 0 | 0 | -12.5669 | -12.5669 | 1882.9885 | 14084.7541 |  | 0
1956-04-19 | 0 | 0 | 0 | 0 | -12.5669 | -12.5669 | 1870.4217 | 13990.754 |  | 0
1956-04-20 | 0 | 0 | 0 | 0 | -12.5669 | -12.5669 | 1857.8548 | 13896.7538 |  | 0
1956-04-21 | 0 | 0 | 0 | 0 | -12.5669 | -12.5669 | 1845.2879 | 13802.7537 |  | 0
1956-04-22 | 0 | 0 | 0 | 0 | -12.5669 | -12.5669 | 1832.7211 | 13708.7536 |  | 0
1956-04-23 | 0 | 0 | 0 | 0 | -12.5669 | -12.5669 | 1820.1542 | 13614.7535 |  | 0
1956-04-24 | 0 | 0 | 0 | 0 | -12.5669 | -12.5669 | 1807.5874 | 13520.7534 |  | 0
1956-04-25 | 0 | 0 | 0 | 0 | -12.5669 | -12.5669 | 1795.0205 | 13426.7533 |  | 0
1956-04-26 | 0 | 0 | 0 | 0 | -12.5669 | -12.5669 | 1782.4536 | 13332.7532 |  | 0
1956-04-27 | 0 | 0 | 0 | 0 | -12.5669 | -12.5669 | 1769.8868 | 13238.7531 |  | 0
1956-04-28 | 0.051667 | 142.6 | 4.0107 | 4.0107 | 126.0224 | 126.0224 | 1895.9092 | 14181.4009 |  | 0
1956-04-29 | 0.0033333 | 9.2 | 4.0107 | 4.0107 | -7.3776 | -7.3776 | 1888.5317 | 14126.2168 |  | 0
1956-04-30 | 0.0275 | 75.9 | 4.0107 | 4.0107 | 59.3224 | 59.3224 | 1947.8541 | 14569.9487 |  | 0
1956-05-01 | 0.096667 | 266.8 | 4.0107 | 4.0107 | 250.2224 | 250.2224 | 2198.0766 | 16441.6126 |  | 0
1956-05-02 | 0.12917 | 356.5 | 4.0107 | 4.0107 | 339.9224 | 339.9224 | 2537.999 | 18984.2325 |  | 0
1956-05-03 | 0 | 0 | 0 | 0 | -12.5669 | -12.5669 | 2525.4321 | 18890.2324 |  | 0
1956-05-04 | 0 | 0 | 0 | 0 | -12.5669 | -12.5669 | 2512.8653 | 18796.2323 |  | 0
1956-05-05 | 0 | 0 | 0 | 0 | -12.5669 | -12.5669 | 2500.2984 | 18702.2321 |  | 0
1956-05-06 | 0 | 0 | 0 | 0 | -12.5669 | -12.5669 | 2487.7316 | 18608.232 |  | 0
1956-05-07 | 0 | 0 | 0 | 0 | -12.5669 | -12.5669 | 2475.1647 | 18514.2319 |  | 0
1956-05-08 | 0 | 0 | 0 | 0 | -12.5669 | -12.5669 | 2462.5978 | 18420.2318 |  | 0
1956-05-09 | 0 | 0 | 0 | 0 | -12.5669 | -12.5669 | 2450.031 | 18326.2317 |  | 0
1956-05-10 | 0 | 0 | 0 | 0 | -12.5669 | -12.5669 | 2437.4641 | 18232.2316 |  | 0
1956-05-11 | 0 | 0 | 0 | 0 | -12.5669 | -12.5669 | 2424.8973 | 18138.2315 |  | 0
1956-05-12 | 0 | 0 | 0 | 0 | -12.5669 | -12.5669 | 2412.3304 | 18044.2314 |  | 0
1956-05-13 | 0 | 0 | 0 | 0 | -12.5669 | -12.5669 | 2399.7635 | 17950.2312 |  | 0
1956-05-14 | 0.05 | 138 | 4.0107 | 4.0107 | 121.4224 | 121.4224 | 2521.186 | 18858.4711 |  | 0
1956-05-15 | 0 | 0 | 0 | 0 | -12.5669 | -12.5669 | 2508.6191 | 18764.471 |  | 0
1956-05-16 | 0 | 0 | 0 | 0 | -12.5669 | -12.5669 | 2496.0523 | 18670.4709 |  | 0
1956-05-17 | 0 | 0 | 0 | 0 | -12.5669 | -12.5669 | 2483.4854 | 18576.4708 |  | 0
1956-05-18 | 0 | 0 | 0 | 0 | -12.5669 | -12.5669 | 2470.9185 | 18482.4707 |  | 0
1956-05-19 | 0 | 0 | 0 | 0 | -12.5669 | -12.5669 | 2458.3517 | 18388.4706 |  | 0
1956-05-20 | 0 | 0 | 0 | 0 | -12.5669 | -12.5669 | 2445.7848 | 18294.4705 |  | 0
1956-05-21 | 0 | 0 | 0 | 0 | -12.5669 | -12.5669 | 2433.218 | 18200.4703 |  | 0
1956-05-22 | 0 | 0 | 0 | 0 | -12.5669 | -12.5669 | 2420.6511 | 18106.4702 |  | 0
1956-05-23 | 0.175 | 483 | 4.0107 | 4.0107 | 466.4224 | 466.4224 | 2887.0735 | 21595.3101 |  | 0
1956-05-24 | 0.0125 | 34.5 | 4.0107 | 4.0107 | 17.9224 | 17.9224 | 2904.996 | 21729.37 |  | 0
1956-05-25 | 0.0375 | 103.5 | 4.0107 | 4.0107 | 86.9224 | 86.9224 | 2991.9184 | 22379.5499 |  | 0
1956-05-26 | 0.0016667 | 4.6 | 4.0107 | 4.0107 | -11.9776 | -11.9776 | 2979.9409 | 22289.9578 |  | 0
1956-05-27 | 0.081667 | 225.4 | 4.0107 | 4.0107 | 208.8224 | 208.8224 | 3188.7633 | 23851.9497 |  | 0
1956-05-28 | 0 | 0 | 0 | 0 | -12.5669 | -12.5669 | 3176.1965 | 23757.9496 |  | 0
1956-05-29 | 0 | 0 | 0 | 0 | -12.5669 | -12.5669 | 3163.6296 | 23663.9494 |  | 0
1956-05-30 | 0 | 0 | 0 | 0 | -12.5669 | -12.5669 | 3151.0627 | 23569.9493 |  | 0
1956-05-31 | 0.0041667 | 11.5 | 4.0107 | 4.0107 | -5.0776 | -5.0776 | 3145.9852 | 23531.9692 |  | 0
1956-06-01 | 0 | 0 | 0 | 0 | -12.5669 | -12.5669 | 3133.4183 | 23437.9691 |  | 0
1956-06-02 | 0.0058333 | 16.1 | 4.0107 | 4.0107 | -0.47756 | -0.47756 | 3132.9408 | 23434.397 |  | 0
1956-06-03 | 0.00083333 | 2.3 | 4.0107 | 2.3 | -12.5669 | -12.5669 | 3120.3739 | 23340.3969 |  | 0
1956-06-04 | 0 | 0 | 0 | 0 | -12.5669 | -12.5669 | 3107.8071 | 23246.3968 |  | 0
1956-06-05 | 0 | 0 | 0 | 0 | -12.5669 | -12.5669 | 3095.2402 | 23152.3967 |  | 0
1956-06-06 | 0 | 0 | 0 | 0 | -12.5669 | -12.5669 | 3082.6733 | 23058.3965 |  | 0
1956-06-07 | 0 | 0 | 0 | 0 | -12.5669 | -12.5669 | 3070.1065 | 22964.3964 |  | 0
1956-06-08 | 0 | 0 | 0 | 0 | -12.5669 | -12.5669 | 3057.5396 | 22870.3963 |  | 0
1956-06-09 | 0.0041667 | 11.5 | 4.0107 | 4.0107 | -5.0776 | -5.0776 | 3052.4621 | 22832.4162 |  | 0
1956-06-10 | 0 | 0 | 0 | 0 | -12.5669 | -12.5669 | 3039.8952 | 22738.4161 |  | 0
1956-06-11 | 0 | 0 | 0 | 0 | -12.5669 | -12.5669 | 3027.3283 | 22644.416 |  | 0
1956-06-12 | 0 | 0 | 0 | 0 | -12.5669 | -12.5669 | 3014.7615 | 22550.4159 |  | 0
1956-06-13 | 0 | 0 | 0 | 0 | -12.5669 | -12.5669 | 3002.1946 | 22456.4157 |  | 0
1956-06-14 | 0 | 0 | 0 | 0 | -12.5669 | -12.5669 | 2989.6278 | 22362.4156 |  | 0
1956-06-15 | 0.0375 | 103.5 | 4.0107 | 4.0107 | 86.9224 | 86.9224 | 3076.5502 | 23012.5955 |  | 0
1956-06-16 | 0 | 0 | 0 | 0 | -12.5669 | -12.5669 | 3063.9833 | 22918.5954 |  | 0
1956-06-17 | 0 | 0 | 0 | 0 | -12.5669 | -12.5669 | 3051.4165 | 22824.5953 |  | 0
1956-06-18 | 0.060833 | 167.9 | 4.0107 | 4.0107 | 151.3224 | 151.3224 | 3202.7389 | 23956.4872 |  | 0
1956-06-19 | 0 | 0 | 0 | 0 | -12.5669 | -12.5669 | 3190.1721 | 23862.4871 |  | 0
1956-06-20 | 0 | 0 | 0 | 0 | -12.5669 | -12.5669 | 3177.6052 | 23768.487 |  | 0
1956-06-21 | 0 | 0 | 0 | 0 | -12.5669 | -12.5669 | 3165.0383 | 23674.4868 |  | 0
1956-06-22 | 0 | 0 | 0 | 0 | -12.5669 | -12.5669 | 3152.4715 | 23580.4867 |  | 0
1956-06-23 | 0 | 0 | 0 | 0 | -12.5669 | -12.5669 | 3139.9046 | 23486.4866 |  | 0
1956-06-24 | 0 | 0 | 0 | 0 | -12.5669 | -12.5669 | 3127.3378 | 23392.4865 |  | 0
1956-06-25 | 0 | 0 | 0 | 0 | -12.5669 | -12.5669 | 3114.7709 | 23298.4864 |  | 0
1956-06-26 | 0 | 0 | 0 | 0 | -12.5669 | -12.5669 | 3102.204 | 23204.4863 |  | 0
1956-06-27 | 0 | 0 | 0 | 0 | -12.5669 | -12.5669 | 3089.6372 | 23110.4862 |  | 0
1956-06-28 | 0.016667 | 46 | 4.0107 | 4.0107 | 29.4224 | 29.4224 | 3119.0596 | 23330.5661 |  | 0
1956-06-29 | 0 | 0 | 0 | 0 | -12.5669 | -12.5669 | 3106.4928 | 23236.5659 |  | 0
1956-06-30 | 0 | 0 | 0 | 0 | -12.5669 | -12.5669 | 3093.9259 | 23142.5658 |  | 0
1956-07-01 | 0 | 0 | 0 | 0 | -12.5669 | -12.5669 | 3081.3591 | 23048.5657 |  | 0
1956-07-02 | 0 | 0 | 0 | 0 | -12.5669 | -12.5669 | 3068.7922 | 22954.5656 |  | 0
1956-07-03 | 0 | 0 | 0 | 0 | -12.5669 | -12.5669 | 3056.2253 | 22860.5655 |  | 0
1956-07-04 | 0 | 0 | 0 | 0 | -12.5669 | -12.5669 | 3043.6585 | 22766.5654 |  | 0
1956-07-05 | 0 | 0 | 0 | 0 | -12.5669 | -12.5669 | 3031.0916 | 22672.5653 |  | 0
1956-07-06 | 0.0275 | 75.9 | 4.0107 | 4.0107 | 59.3224 | 59.3224 | 3090.4141 | 23116.2972 |  | 0
1956-07-07 | 0 | 0 | 0 | 0 | -12.5669 | -12.5669 | 3077.8472 | 23022.297 |  | 0
1956-07-08 | 0.02 | 55.2 | 4.0107 | 4.0107 | 38.6224 | 38.6224 | 3116.4696 | 23311.1929 |  | 0
1956-07-09 | 0 | 0 | 0 | 0 | -12.5669 | -12.5669 | 3103.9028 | 23217.1928 |  | 0
1956-07-10 | 0 | 0 | 0 | 0 | -12.5669 | -12.5669 | 3091.3359 | 23123.1927 |  | 0
1956-07-11 | 0 | 0 | 0 | 0 | -12.5669 | -12.5669 | 3078.7691 | 23029.1926 |  | 0
1956-07-12 | 0 | 0 | 0 | 0 | -12.5669 | -12.5669 | 3066.2022 | 22935.1925 |  | 0
1956-07-13 | 0 | 0 | 0 | 0 | -12.5669 | -12.5669 | 3053.6353 | 22841.1924 |  | 0
1956-07-14 | 0 | 0 | 0 | 0 | -12.5669 | -12.5669 | 3041.0685 | 22747.1923 |  | 0
1956-07-15 | 0 | 0 | 0 | 0 | -12.5669 | -12.5669 | 3028.5016 | 22653.1921 |  | 0
1956-07-16 | 0 | 0 | 0 | 0 | -12.5669 | -12.5669 | 3015.9348 | 22559.192 |  | 0
1956-07-17 | 0 | 0 | 0 | 0 | -12.5669 | -12.5669 | 3003.3679 | 22465.1919 |  | 0
1956-07-18 | 0 | 0 | 0 | 0 | -12.5669 | -12.5669 | 2990.801 | 22371.1918 |  | 0
1956-07-19 | 0.005 | 13.8 | 4.0107 | 4.0107 | -2.7776 | -2.7776 | 2988.0235 | 22350.4157 |  | 0
1956-07-20 | 0 | 0 | 0 | 0 | -12.5669 | -12.5669 | 2975.4566 | 22256.4156 |  | 0
1956-07-21 | 0 | 0 | 0 | 0 | -12.5669 | -12.5669 | 2962.8898 | 22162.4155 |  | 0
1956-07-22 | 0 | 0 | 0 | 0 | -12.5669 | -12.5669 | 2950.3229 | 22068.4153 |  | 0
1956-07-23 | 0 | 0 | 0 | 0 | -12.5669 | -12.5669 | 2937.756 | 21974.4152 |  | 0
1956-07-24 | 0 | 0 | 0 | 0 | -12.5669 | -12.5669 | 2925.1892 | 21880.4151 |  | 0
1956-07-25 | 0 | 0 | 0 | 0 | -12.5669 | -12.5669 | 2912.6223 | 21786.415 |  | 0
1956-07-26 | 0 | 0 | 0 | 0 | -12.5669 | -12.5669 | 2900.0555 | 21692.4149 |  | 0
1956-07-27 | 0 | 0 | 0 | 0 | -12.5669 | -12.5669 | 2887.4886 | 21598.4148 |  | 0
1956-07-28 | 0 | 0 | 0 | 0 | -12.5669 | -12.5669 | 2874.9217 | 21504.4147 |  | 0
1956-07-29 | 0 | 0 | 0 | 0 | -12.5669 | -12.5669 | 2862.3549 | 21410.4146 |  | 0
1956-07-30 | 0.0041667 | 11.5 | 4.0107 | 4.0107 | -5.0776 | -5.0776 | 2857.2773 | 21372.4344 |  | 0
1956-07-31 | 0 | 0 | 0 | 0 | -12.5669 | -12.5669 | 2844.7105 | 21278.4343 |  | 0
1956-08-01 | 0.019167 | 52.9 | 4.0107 | 4.0107 | 36.3224 | 36.3224 | 2881.0329 | 21550.1262 |  | 0
1956-08-02 | 0 | 0 | 0 | 0 | -12.5669 | -12.5669 | 2868.4661 | 21456.1261 |  | 0
1956-08-03 | 0 | 0 | 0 | 0 | -12.5669 | -12.5669 | 2855.8992 | 21362.126 |  | 0
1956-08-04 | 0 | 0 | 0 | 0 | -12.5669 | -12.5669 | 2843.3323 | 21268.1259 |  | 0
1956-08-05 | 0 | 0 | 0 | 0 | -12.5669 | -12.5669 | 2830.7655 | 21174.1258 |  | 0
1956-08-06 | 0 | 0 | 0 | 0 | -12.5669 | -12.5669 | 2818.1986 | 21080.1257 |  | 0
1956-08-07 | 0 | 0 | 0 | 0 | -12.5669 | -12.5669 | 2805.6318 | 20986.1255 |  | 0
1956-08-08 | 0 | 0 | 0 | 0 | -12.5669 | -12.5669 | 2793.0649 | 20892.1254 |  | 0
1956-08-09 | 0 | 0 | 0 | 0 | -12.5669 | -12.5669 | 2780.498 | 20798.1253 |  | 0
1956-08-10 | 0 | 0 | 0 | 0 | -12.5669 | -12.5669 | 2767.9312 | 20704.1252 |  | 0
1956-08-11 | 0 | 0 | 0 | 0 | -12.5669 | -12.5669 | 2755.3643 | 20610.1251 |  | 0
1956-08-12 | 0 | 0 | 0 | 0 | -12.5669 | -12.5669 | 2742.7975 | 20516.125 |  | 0
1956-08-13 | 0 | 0 | 0 | 0 | -12.5669 | -12.5669 | 2730.2306 | 20422.1249 |  | 0
1956-08-14 | 0 | 0 | 0 | 0 | -12.5669 | -12.5669 | 2717.6637 | 20328.1248 |  | 0
1956-08-15 | 0 | 0 | 0 | 0 | -12.5669 | -12.5669 | 2705.0969 | 20234.1246 |  | 0
1956-08-16 | 0 | 0 | 0 | 0 | -12.5669 | -12.5669 | 2692.53 | 20140.1245 |  | 0
1956-08-17 | 0 | 0 | 0 | 0 | -12.5669 | -12.5669 | 2679.9632 | 20046.1244 |  | 0
1956-08-18 | 0.19833 | 547.4 | 4.0107 | 4.0107 | 530.8224 | 530.8224 | 3210.7856 | 24016.6763 |  | 0
1956-08-19 | 0.0033333 | 9.2 | 4.0107 | 4.0107 | -7.3776 | -7.3776 | 3203.408 | 23961.4922 |  | 0
1956-08-20 | 0 | 0 | 0 | 0 | -12.5669 | -12.5669 | 3190.8412 | 23867.4921 |  | 0
1956-08-21 | 0 | 0 | 0 | 0 | -12.5669 | -12.5669 | 3178.2743 | 23773.492 |  | 0
1956-08-22 | 0 | 0 | 0 | 0 | -12.5669 | -12.5669 | 3165.7075 | 23679.4919 |  | 0
1956-08-23 | 0 | 0 | 0 | 0 | -12.5669 | -12.5669 | 3153.1406 | 23585.4917 |  | 0
1956-08-24 | 0 | 0 | 0 | 0 | -12.5669 | -12.5669 | 3140.5737 | 23491.4916 |  | 0
1956-08-25 | 0 | 0 | 0 | 0 | -12.5669 | -12.5669 | 3128.0069 | 23397.4915 |  | 0
1956-08-26 | 0 | 0 | 0 | 0 | -12.5669 | -12.5669 | 3115.44 | 23303.4914 |  | 0
1956-08-27 | 0 | 0 | 0 | 0 | -12.5669 | -12.5669 | 3102.8732 | 23209.4913 |  | 0
1956-08-28 | 0 | 0 | 0 | 0 | -12.5669 | -12.5669 | 3090.3063 | 23115.4912 |  | 0
1956-08-29 | 0 | 0 | 0 | 0 | -12.5669 | -12.5669 | 3077.7394 | 23021.4911 |  | 0
1956-08-30 | 0 | 0 | 0 | 0 | -12.5669 | -12.5669 | 3065.1726 | 22927.491 |  | 0
1956-08-31 | 0 | 0 | 0 | 0 | -12.5669 | -12.5669 | 3052.6057 | 22833.4908 |  | 0
1956-09-01 | 0 | 0 | 0 | 0 | -12.5669 | -12.5669 | 3040.0389 | 22739.4907 |  | 0
1956-09-02 | 0 | 0 | 0 | 0 | -12.5669 | -12.5669 | 3027.472 | 22645.4906 |  | 0
1956-09-03 | 0 | 0 | 0 | 0 | -12.5669 | -12.5669 | 3014.9051 | 22551.4905 |  | 0
1956-09-04 | 0 | 0 | 0 | 0 | -12.5669 | -12.5669 | 3002.3383 | 22457.4904 |  | 0
1956-09-05 | 0 | 0 | 0 | 0 | -12.5669 | -12.5669 | 2989.7714 | 22363.4903 |  | 0
1956-09-06 | 0 | 0 | 0 | 0 | -12.5669 | -12.5669 | 2977.2046 | 22269.4902 |  | 0
1956-09-07 | 0 | 0 | 0 | 0 | -12.5669 | -12.5669 | 2964.6377 | 22175.49 |  | 0
1956-09-08 | 0 | 0 | 0 | 0 | -12.5669 | -12.5669 | 2952.0708 | 22081.4899 |  | 0
1956-09-09 | 0 | 0 | 0 | 0 | -12.5669 | -12.5669 | 2939.504 | 21987.4898 |  | 0
1956-09-10 | 0 | 0 | 0 | 0 | -12.5669 | -12.5669 | 2926.9371 | 21893.4897 |  | 0
1956-09-11 | 0 | 0 | 0 | 0 | -12.5669 | -12.5669 | 2914.3703 | 21799.4896 |  | 0
1956-09-12 | 0 | 0 | 0 | 0 | -12.5669 | -12.5669 | 2901.8034 | 21705.4895 |  | 0
1956-09-13 | 0 | 0 | 0 | 0 | -12.5669 | -12.5669 | 2889.2365 | 21611.4894 |  | 0
1956-09-14 | 0 | 0 | 0 | 0 | -12.5669 | -12.5669 | 2876.6697 | 21517.4893 |  | 0
1956-09-15 | 0 | 0 | 0 | 0 | -12.5669 | -12.5669 | 2864.1028 | 21423.4891 |  | 0
1956-09-16 | 0 | 0 | 0 | 0 | -12.5669 | -12.5669 | 2851.536 | 21329.489 |  | 0
1956-09-17 | 0 | 0 | 0 | 0 | -12.5669 | -12.5669 | 2838.9691 | 21235.4889 |  | 0
1956-09-18 | 0 | 0 | 0 | 0 | -12.5669 | -12.5669 | 2826.4022 | 21141.4888 |  | 0
1956-09-19 | 0 | 0 | 0 | 0 | -12.5669 | -12.5669 | 2813.8354 | 21047.4887 |  | 0
1956-09-20 | 0 | 0 | 0 | 0 | -12.5669 | -12.5669 | 2801.2685 | 20953.4886 |  | 0
1956-09-21 | 0 | 0 | 0 | 0 | -12.5669 | -12.5669 | 2788.7017 | 20859.4885 |  | 0
1956-09-22 | 0 | 0 | 0 | 0 | -12.5669 | -12.5669 | 2776.1348 | 20765.4884 |  | 0
1956-09-23 | 0 | 0 | 0 | 0 | -12.5669 | -12.5669 | 2763.5679 | 20671.4882 |  | 0
1956-09-24 | 0 | 0 | 0 | 0 | -12.5669 | -12.5669 | 2751.0011 | 20577.4881 |  | 0
1956-09-25 | 0 | 0 | 0 | 0 | -12.5669 | -12.5669 | 2738.4342 | 20483.488 |  | 0
1956-09-26 | 0 | 0 | 0 | 0 | -12.5669 | -12.5669 | 2725.8674 | 20389.4879 |  | 0
1956-09-27 | 0 | 0 | 0 | 0 | -12.5669 | -12.5669 | 2713.3005 | 20295.4878 |  | 0
1956-09-28 | 0 | 0 | 0 | 0 | -12.5669 | -12.5669 | 2700.7336 | 20201.4877 |  | 0
1956-09-29 | 0 | 0 | 0 | 0 | -12.5669 | -12.5669 | 2688.1668 | 20107.4876 |  | 0
1956-09-30 | 0 | 0 | 0 | 0 | -12.5669 | -12.5669 | 2675.5999 | 20013.4875 |  | 0
1956-10-01 | 0 | 0 | 0 | 0 | -12.5669 | -12.5669 | 2663.0331 | 19919.4873 |  | 0
1956-10-02 | 0 | 0 | 0 | 0 | -12.5669 | -12.5669 | 2650.4662 | 19825.4872 |  | 0
1956-10-03 | 0 | 0 | 0 | 0 | -12.5669 | -12.5669 | 2637.8993 | 19731.4871 |  | 0
1956-10-04 | 0 | 0 | 0 | 0 | -12.5669 | -12.5669 | 2625.3325 | 19637.487 |  | 0
1956-10-05 | 0 | 0 | 0 | 0 | -12.5669 | -12.5669 | 2612.7656 | 19543.4869 |  | 0
1956-10-06 | 0 | 0 | 0 | 0 | -12.5669 | -12.5669 | 2600.1988 | 19449.4868 |  | 0
1956-10-07 | 0 | 0 | 0 | 0 | -12.5669 | -12.5669 | 2587.6319 | 19355.4867 |  | 0
1956-10-08 | 0 | 0 | 0 | 0 | -12.5669 | -12.5669 | 2575.065 | 19261.4866 |  | 0
1956-10-09 | 0 | 0 | 0 | 0 | -12.5669 | -12.5669 | 2562.4982 | 19167.4864 |  | 0
1956-10-10 | 0 | 0 | 0 | 0 | -12.5669 | -12.5669 | 2549.9313 | 19073.4863 |  | 0
1956-10-11 | 0 | 0 | 0 | 0 | -12.5669 | -12.5669 | 2537.3645 | 18979.4862 |  | 0
1956-10-12 | 0 | 0 | 0 | 0 | -12.5669 | -12.5669 | 2524.7976 | 18885.4861 |  | 0
1956-10-13 | 0 | 0 | 0 | 0 | -12.5669 | -12.5669 | 2512.2307 | 18791.486 |  | 0
1956-10-14 | 0.15333 | 423.2 | 4.0107 | 4.0107 | 406.6224 | 406.6224 | 2918.8532 | 21833.0219 |  | 0
1956-10-15 | 0.066667 | 184 | 4.0107 | 4.0107 | 167.4224 | 167.4224 | 3086.2756 | 23085.3418 |  | 0
1956-10-16 | 0 | 0 | 0 | 0 | -12.5669 | -12.5669 | 3073.7088 | 22991.3416 |  | 0
1956-10-17 | 0 | 0 | 0 | 0 | -12.5669 | -12.5669 | 3061.1419 | 22897.3415 |  | 0
1956-10-18 | 0.063333 | 174.8 | 4.0107 | 4.0107 | 158.2224 | 158.2224 | 3219.3644 | 24080.8454 |  | 0
1956-10-19 | 0.013333 | 36.8 | 4.0107 | 4.0107 | 20.2224 | 20.2224 | 3239.5868 | 24232.1093 |  | 0
1956-10-20 | 0 | 0 | 0 | 0 | -12.5669 | -12.5669 | 3227.0199 | 24138.1092 |  | 0
1956-10-21 | 0 | 0 | 0 | 0 | -12.5669 | -12.5669 | 3214.4531 | 24044.1091 |  | 0
1956-10-22 | 0 | 0 | 0 | 0 | -12.5669 | -12.5669 | 3201.8862 | 23950.109 |  | 0
1956-10-23 | 0 | 0 | 0 | 0 | -12.5669 | -12.5669 | 3189.3194 | 23856.1089 |  | 0
1956-10-24 | 0 | 0 | 0 | 0 | -12.5669 | -12.5669 | 3176.7525 | 23762.1087 |  | 0
1956-10-25 | 0 | 0 | 0 | 0 | -12.5669 | -12.5669 | 3164.1856 | 23668.1086 |  | 0
1956-10-26 | 0 | 0 | 0 | 0 | -12.5669 | -12.5669 | 3151.6188 | 23574.1085 |  | 0
1956-10-27 | 0 | 0 | 0 | 0 | -12.5669 | -12.5669 | 3139.0519 | 23480.1084 |  | 0
1956-10-28 | 0 | 0 | 0 | 0 | -12.5669 | -12.5669 | 3126.4851 | 23386.1083 |  | 0
1956-10-29 | 0 | 0 | 0 | 0 | -12.5669 | -12.5669 | 3113.9182 | 23292.1082 |  | 0
1956-10-30 | 0.0875 | 241.5 | 4.0107 | 4.0107 | 224.9224 | 224.9224 | 3338.8407 | 24974.5281 |  | 0
1956-10-31 | 0 | 0 | 0 | 0 | -12.5669 | -12.5669 | 3326.2738 | 24880.528 |  | 0
1956-11-01 | 0 | 0 | 0 | 0 | -12.5669 | -12.5669 | 3313.7069 | 24786.5278 |  | 0
1956-11-02 | 0.0075 | 20.7 | 4.0107 | 4.0107 | 4.1224 | 4.1224 | 3317.8294 | 24817.3637 |  | 0
1956-11-03 | 0 | 0 | 0 | 0 | -12.5669 | -12.5669 | 3305.2625 | 24723.3636 |  | 0
1956-11-04 | 0.05 | 138 | 4.0107 | 4.0107 | 121.4224 | 121.4224 | 3426.685 | 25631.6035 |  | 0
1956-11-05 | 0 | 0 | 0 | 0 | -12.5669 | -12.5669 | 3414.1181 | 25537.6034 |  | 0
1956-11-06 | 0 | 0 | 0 | 0 | -12.5669 | -12.5669 | 3401.5512 | 25443.6033 |  | 0
1956-11-07 | 0.005 | 13.8 | 4.0107 | 4.0107 | -2.7776 | -2.7776 | 3398.7737 | 25422.8272 |  | 0
1956-11-08 | 0 | 0 | 0 | 0 | -12.5669 | -12.5669 | 3386.2068 | 25328.8271 |  | 0
1956-11-09 | 0 | 0 | 0 | 0 | -12.5669 | -12.5669 | 3373.64 | 25234.8269 |  | 0
1956-11-10 | 0 | 0 | 0 | 0 | -12.5669 | -12.5669 | 3361.0731 | 25140.8268 |  | 0
1956-11-11 | 0 | 0 | 0 | 0 | -12.5669 | -12.5669 | 3348.5062 | 25046.8267 |  | 0
1956-11-12 | 0 | 0 | 0 | 0 | -12.5669 | -12.5669 | 3335.9394 | 24952.8266 |  | 0
1956-11-13 | 0 | 0 | 0 | 0 | -12.5669 | -12.5669 | 3323.3725 | 24858.8265 |  | 0
1956-11-14 | 0 | 0 | 0 | 0 | -12.5669 | -12.5669 | 3310.8057 | 24764.8264 |  | 0
1956-11-15 | 0 | 0 | 0 | 0 | -12.5669 | -12.5669 | 3298.2388 | 24670.8263 |  | 0
1956-11-16 | 0 | 0 | 0 | 0 | -12.5669 | -12.5669 | 3285.6719 | 24576.8262 |  | 0
1956-11-17 | 0 | 0 | 0 | 0 | -12.5669 | -12.5669 | 3273.1051 | 24482.826 |  | 0
1956-11-18 | 0 | 0 | 0 | 0 | -12.5669 | -12.5669 | 3260.5382 | 24388.8259 |  | 0
1956-11-19 | 0 | 0 | 0 | 0 | -12.5669 | -12.5669 | 3247.9714 | 24294.8258 |  | 0
1956-11-20 | 0 | 0 | 0 | 0 | -12.5669 | -12.5669 | 3235.4045 | 24200.8257 |  | 0
1956-11-21 | 0 | 0 | 0 | 0 | -12.5669 | -12.5669 | 3222.8376 | 24106.8256 |  | 0
1956-11-22 | 0 | 0 | 0 | 0 | -12.5669 | -12.5669 | 3210.2708 | 24012.8255 |  | 0
1956-11-23 | 0 | 0 | 0 | 0 | -12.5669 | -12.5669 | 3197.7039 | 23918.8254 |  | 0
1956-11-24 | 0 | 0 | 0 | 0 | -12.5669 | -12.5669 | 3185.1371 | 23824.8252 |  | 0
1956-11-25 | 0 | 0 | 0 | 0 | -12.5669 | -12.5669 | 3172.5702 | 23730.8251 |  | 0
1956-11-26 | 0 | 0 | 0 | 0 | -12.5669 | -12.5669 | 3160.0033 | 23636.825 |  | 0
1956-11-27 | 0 | 0 | 0 | 0 | -12.5669 | -12.5669 | 3147.4365 | 23542.8249 |  | 0
1956-11-28 | 0 | 0 | 0 | 0 | -12.5669 | -12.5669 | 3134.8696 | 23448.8248 |  | 0
1956-11-29 | 0 | 0 | 0 | 0 | -12.5669 | -12.5669 | 3122.3028 | 23354.8247 |  | 0
1956-11-30 | 0 | 0 | 0 | 0 | -12.5669 | -12.5669 | 3109.7359 | 23260.8246 |  | 0
1956-12-01 | 0 | 0 | 0 | 0 | -12.5669 | -12.5669 | 3097.169 | 23166.8245 |  | 0
1956-12-02 | 0 | 0 | 0 | 0 | -12.5669 | -12.5669 | 3084.6022 | 23072.8243 |  | 0
1956-12-03 | 0 | 0 | 0 | 0 | -12.5669 | -12.5669 | 3072.0353 | 22978.8242 |  | 0
1956-12-04 | 0 | 0 | 0 | 0 | -12.5669 | -12.5669 | 3059.4685 | 22884.8241 |  | 0
1956-12-05 | 0 | 0 | 0 | 0 | -12.5669 | -12.5669 | 3046.9016 | 22790.824 |  | 0
1956-12-06 | 0.0041667 | 11.5 | 4.0107 | 4.0107 | -5.0776 | -5.0776 | 3041.8241 | 22752.8439 |  | 0
1956-12-07 | 0 | 0 | 0 | 0 | -12.5669 | -12.5669 | 3029.2572 | 22658.8438 |  | 0
1956-12-08 | 0.016667 | 46 | 4.0107 | 4.0107 | 29.4224 | 29.4224 | 3058.6796 | 22878.9237 |  | 0
1956-12-09 | 0 | 0 | 0 | 0 | -12.5669 | -12.5669 | 3046.1128 | 22784.9236 |  | 0
1956-12-10 | 0 | 0 | 0 | 0 | -12.5669 | -12.5669 | 3033.5459 | 22690.9234 |  | 0
1956-12-11 | 0 | 0 | 0 | 0 | -12.5669 | -12.5669 | 3020.9791 | 22596.9233 |  | 0
1956-12-12 | 0 | 0 | 0 | 0 | -12.5669 | -12.5669 | 3008.4122 | 22502.9232 |  | 0
1956-12-13 | 0 | 0 | 0 | 0 | -12.5669 | -12.5669 | 2995.8453 | 22408.9231 |  | 0
1956-12-14 | 0 | 0 | 0 | 0 | -12.5669 | -12.5669 | 2983.2785 | 22314.923 |  | 0
1956-12-15 | 0 | 0 | 0 | 0 | -12.5669 | -12.5669 | 2970.7116 | 22220.9229 |  | 0
1956-12-16 | 0 | 0 | 0 | 0 | -12.5669 | -12.5669 | 2958.1448 | 22126.9228 |  | 0
1956-12-17 | 0 | 0 | 0 | 0 | -12.5669 | -12.5669 | 2945.5779 | 22032.9227 |  | 0
1956-12-18 | 0.0066667 | 18.4 | 4.0107 | 4.0107 | 1.8224 | 1.8224 | 2947.4003 | 22046.5545 |  | 0
1956-12-19 | 0.076667 | 211.6 | 4.0107 | 4.0107 | 195.0224 | 195.0224 | 3142.4228 | 23505.3224 |  | 0
1956-12-20 | 0 | 0 | 0 | 0 | -12.5669 | -12.5669 | 3129.8559 | 23411.3223 |  | 0
1956-12-21 | 0 | 0 | 0 | 0 | -12.5669 | -12.5669 | 3117.2891 | 23317.3222 |  | 0
1956-12-22 | 0.020833 | 57.5 | 4.0107 | 4.0107 | 40.9224 | 40.9224 | 3158.2115 | 23623.4221 |  | 0
1956-12-23 | 0 | 0 | 0 | 0 | -12.5669 | -12.5669 | 3145.6446 | 23529.422 |  | 0
1956-12-24 | 0 | 0 | 0 | 0 | -12.5669 | -12.5669 | 3133.0778 | 23435.4219 |  | 0
1956-12-25 | 0 | 0 | 0 | 0 | -12.5669 | -12.5669 | 3120.5109 | 23341.4218 |  | 0
1956-12-26 | 0 | 0 | 0 | 0 | -12.5669 | -12.5669 | 3107.9441 | 23247.4216 |  | 0
1956-12-27 | 0 | 0 | 0 | 0 | -12.5669 | -12.5669 | 3095.3772 | 23153.4215 |  | 0
1956-12-28 | 0 | 0 | 0 | 0 | -12.5669 | -12.5669 | 3082.8103 | 23059.4214 |  | 0
1956-12-29 | 0 | 0 | 0 | 0 | -12.5669 | -12.5669 | 3070.2435 | 22965.4213 |  | 0
1956-12-30 | 0 | 0 | 0 | 0 | -12.5669 | -12.5669 | 3057.6766 | 22871.4212 |  | 0
1956-12-31 | 0 | 0 | 0 | 0 | -12.5669 | -12.5669 | 3045.1098 | 22777.4211 |  | 0
1957-01-01 | 0 | 0 | 0 | 0 | -12.5669 | -12.5669 | 3032.5429 | 22683.421 |  | 0
1957-01-02 | 0 | 0 | 0 | 0 | -12.5669 | -12.5669 | 3019.976 | 22589.4209 |  | 0
1957-01-03 | 0 | 0 | 0 | 0 | -12.5669 | -12.5669 | 3007.4092 | 22495.4207 |  | 0
1957-01-04 | 0.0016667 | 4.6 | 4.0107 | 4.0107 | -11.9776 | -11.9776 | 2995.4316 | 22405.8286 |  | 0
1957-01-05 | 0 | 0 | 0 | 0 | -12.5669 | -12.5669 | 2982.8648 | 22311.8285 |  | 0
1957-01-06 | 0 | 0 | 0 | 0 | -12.5669 | -12.5669 | 2970.2979 | 22217.8284 |  | 0
1957-01-07 | 0 | 0 | 0 | 0 | -12.5669 | -12.5669 | 2957.7311 | 22123.8283 |  | 0
1957-01-08 | 0 | 0 | 0 | 0 | -12.5669 | -12.5669 | 2945.1642 | 22029.8282 |  | 0
1957-01-09 | 0 | 0 | 0 | 0 | -12.5669 | -12.5669 | 2932.5973 | 21935.8281 |  | 0
1957-01-10 | 0 | 0 | 0 | 0 | -12.5669 | -12.5669 | 2920.0305 | 21841.8279 |  | 0
1957-01-11 | 0 | 0 | 0 | 0 | -12.5669 | -12.5669 | 2907.4636 | 21747.8278 |  | 0
1957-01-12 | 0 | 0 | 0 | 0 | -12.5669 | -12.5669 | 2894.8968 | 21653.8277 |  | 0
1957-01-13 | 0 | 0 | 0 | 0 | -12.5669 | -12.5669 | 2882.3299 | 21559.8276 |  | 0
1957-01-14 | 0 | 0 | 0 | 0 | -12.5669 | -12.5669 | 2869.763 | 21465.8275 |  | 0
1957-01-15 | 0 | 0 | 0 | 0 | -12.5669 | -12.5669 | 2857.1962 | 21371.8274 |  | 0
1957-01-16 | 0 | 0 | 0 | 0 | -12.5669 | -12.5669 | 2844.6293 | 21277.8273 |  | 0
1957-01-17 | 0 | 0 | 0 | 0 | -12.5669 | -12.5669 | 2832.0625 | 21183.8272 |  | 0
1957-01-18 | 0 | 0 | 0 | 0 | -12.5669 | -12.5669 | 2819.4956 | 21089.827 |  | 0
1957-01-19 | 0.0016667 | 4.6 | 4.0107 | 4.0107 | -11.9776 | -11.9776 | 2807.518 | 21000.2349 |  | 0
1957-01-20 | 0 | 0 | 0 | 0 | -12.5669 | -12.5669 | 2794.9512 | 20906.2348 |  | 0
1957-01-21 | 0 | 0 | 0 | 0 | -12.5669 | -12.5669 | 2782.3843 | 20812.2347 |  | 0
1957-01-22 | 0.035 | 96.6 | 4.0107 | 4.0107 | 80.0224 | 80.0224 | 2862.4068 | 21410.8026 |  | 0
1957-01-23 | 0 | 0 | 0 | 0 | -12.5669 | -12.5669 | 2849.8399 | 21316.8025 |  | 0
1957-01-24 | 0 | 0 | 0 | 0 | -12.5669 | -12.5669 | 2837.273 | 21222.8024 |  | 0
1957-01-25 | 0 | 0 | 0 | 0 | -12.5669 | -12.5669 | 2824.7062 | 21128.8023 |  | 0
1957-01-26 | 0.00083333 | 2.3 | 4.0107 | 2.3 | -12.5669 | -12.5669 | 2812.1393 | 21034.8021 |  | 0
1957-01-27 | 0.010833 | 29.9 | 4.0107 | 4.0107 | 13.3224 | 13.3224 | 2825.4618 | 21134.454 |  | 0
1957-01-28 | 0.005 | 13.8 | 4.0107 | 4.0107 | -2.7776 | -2.7776 | 2822.6842 | 21113.6779 |  | 0
1957-01-29 | 0.0125 | 34.5 | 4.0107 | 4.0107 | 17.9224 | 17.9224 | 2840.6067 | 21247.7378 |  | 0
1957-01-30 | 0.0175 | 48.3 | 4.0107 | 4.0107 | 31.7224 | 31.7224 | 2872.3291 | 21485.0217 |  | 0
1957-01-31 | 0.0125 | 34.5 | 4.0107 | 4.0107 | 17.9224 | 17.9224 | 2890.2515 | 21619.0816 |  | 0
1957-02-01 | 0.0041667 | 11.5 | 4.0107 | 4.0107 | -5.0776 | -5.0776 | 2885.174 | 21581.1015 |  | 0
1957-02-02 | 0 | 0 | 0 | 0 | -12.5669 | -12.5669 | 2872.6071 | 21487.1014 |  | 0
1957-02-03 | 0 | 0 | 0 | 0 | -12.5669 | -12.5669 | 2860.0403 | 21393.1012 |  | 0
1957-02-04 | 0.018333 | 50.6 | 4.0107 | 4.0107 | 34.0224 | 34.0224 | 2894.0627 | 21647.5891 |  | 0
1957-02-05 | 0.0025 | 6.9 | 4.0107 | 4.0107 | -9.6776 | -9.6776 | 2884.3852 | 21575.201 |  | 0
1957-02-06 | 0.04 | 110.4 | 4.0107 | 4.0107 | 93.8224 | 93.8224 | 2978.2076 | 22276.9929 |  | 0
1957-02-07 | 0.02 | 55.2 | 4.0107 | 4.0107 | 38.6224 | 38.6224 | 3016.8301 | 22565.8888 |  | 0
1957-02-08 | 0 | 0 | 0 | 0 | -12.5669 | -12.5669 | 3004.2632 | 22471.8887 |  | 0
1957-02-09 | 0 | 0 | 0 | 0 | -12.5669 | -12.5669 | 2991.6963 | 22377.8886 |  | 0
1957-02-10 | 0 | 0 | 0 | 0 | -12.5669 | -12.5669 | 2979.1295 | 22283.8885 |  | 0
1957-02-11 | 0 | 0 | 0 | 0 | -12.5669 | -12.5669 | 2966.5626 | 22189.8883 |  | 0
1957-02-12 | 0 | 0 | 0 | 0 | -12.5669 | -12.5669 | 2953.9958 | 22095.8882 |  | 0
1957-02-13 | 0 | 0 | 0 | 0 | -12.5669 | -12.5669 | 2941.4289 | 22001.8881 |  | 0
1957-02-14 | 0 | 0 | 0 | 0 | -12.5669 | -12.5669 | 2928.862 | 21907.888 |  | 0
1957-02-15 | 0 | 0 | 0 | 0 | -12.5669 | -12.5669 | 2916.2952 | 21813.8879 |  | 0
1957-02-16 | 0 | 0 | 0 | 0 | -12.5669 | -12.5669 | 2903.7283 | 21719.8878 |  | 0
1957-02-17 | 0 | 0 | 0 | 0 | -12.5669 | -12.5669 | 2891.1615 | 21625.8877 |  | 0
1957-02-18 | 0.035 | 96.6 | 4.0107 | 4.0107 | 80.0224 | 80.0224 | 2971.1839 | 22224.4555 |  | 0
1957-02-19 | 0 | 0 | 0 | 0 | -12.5669 | -12.5669 | 2958.617 | 22130.4554 |  | 0
1957-02-20 | 0 | 0 | 0 | 0 | -12.5669 | -12.5669 | 2946.0502 | 22036.4553 |  | 0
1957-02-21 | 0 | 0 | 0 | 0 | -12.5669 | -12.5669 | 2933.4833 | 21942.4552 |  | 0
1957-02-22 | 0.010833 | 29.9 | 4.0107 | 4.0107 | 13.3224 | 13.3224 | 2946.8058 | 22042.1071 |  | 0
1957-02-23 | 0 | 0 | 0 | 0 | -12.5669 | -12.5669 | 2934.2389 | 21948.107 |  | 0
1957-02-24 | 0 | 0 | 0 | 0 | -12.5669 | -12.5669 | 2921.672 | 21854.1069 |  | 0
1957-02-25 | 0 | 0 | 0 | 0 | -12.5669 | -12.5669 | 2909.1052 | 21760.1068 |  | 0
1957-02-26 | 0 | 0 | 0 | 0 | -12.5669 | -12.5669 | 2896.5383 | 21666.1066 |  | 0
1957-02-27 | 0 | 0 | 0 | 0 | -12.5669 | -12.5669 | 2883.9715 | 21572.1065 |  | 0
1957-02-28 | 0.0041667 | 11.5 | 4.0107 | 4.0107 | -5.0776 | -5.0776 | 2878.8939 | 21534.1264 |  | 0
1957-03-01 | 0 | 0 | 0 | 0 | -12.5669 | -12.5669 | 2866.327 | 21440.1263 |  | 0
1957-03-02 | 0.029167 | 80.5 | 4.0107 | 4.0107 | 63.9224 | 63.9224 | 2930.2495 | 21918.2662 |  | 0
1957-03-03 | 0 | 0 | 0 | 0 | -12.5669 | -12.5669 | 2917.6826 | 21824.2661 |  | 0
1957-03-04 | 0.01 | 27.6 | 4.0107 | 4.0107 | 11.0224 | 11.0224 | 2928.7051 | 21906.714 |  | 0
1957-03-05 | 0.0025 | 6.9 | 4.0107 | 4.0107 | -9.6776 | -9.6776 | 2919.0275 | 21834.3259 |  | 0
1957-03-06 | 0.0525 | 144.9 | 4.0107 | 4.0107 | 128.3224 | 128.3224 | 3047.35 | 22794.1777 |  | 0
1957-03-07 | 0 | 0 | 0 | 0 | -12.5669 | -12.5669 | 3034.7831 | 22700.1776 |  | 0
1957-03-08 | 0 | 0 | 0 | 0 | -12.5669 | -12.5669 | 3022.2162 | 22606.1775 |  | 0
1957-03-09 | 0 | 0 | 0 | 0 | -12.5669 | -12.5669 | 3009.6494 | 22512.1774 |  | 0
1957-03-10 | 0 | 0 | 0 | 0 | -12.5669 | -12.5669 | 2997.0825 | 22418.1773 |  | 0
1957-03-11 | 0 | 0 | 0 | 0 | -12.5669 | -12.5669 | 2984.5157 | 22324.1772 |  | 0
1957-03-12 | 0 | 0 | 0 | 0 | -12.5669 | -12.5669 | 2971.9488 | 22230.1771 |  | 0
1957-03-13 | 0 | 0 | 0 | 0 | -12.5669 | -12.5669 | 2959.3819 | 22136.177 |  | 0
1957-03-14 | 0 | 0 | 0 | 0 | -12.5669 | -12.5669 | 2946.8151 | 22042.1768 |  | 0
1957-03-15 | 0 | 0 | 0 | 0 | -12.5669 | -12.5669 | 2934.2482 | 21948.1767 |  | 0
1957-03-16 | 0 | 0 | 0 | 0 | -12.5669 | -12.5669 | 2921.6814 | 21854.1766 |  | 0
1957-03-17 | 0 | 0 | 0 | 0 | -12.5669 | -12.5669 | 2909.1145 | 21760.1765 |  | 0
1957-03-18 | 0 | 0 | 0 | 0 | -12.5669 | -12.5669 | 2896.5476 | 21666.1764 |  | 0
1957-03-19 | 0 | 0 | 0 | 0 | -12.5669 | -12.5669 | 2883.9808 | 21572.1763 |  | 0
1957-03-20 | 0.084167 | 232.3 | 4.0107 | 4.0107 | 215.7224 | 215.7224 | 3099.7032 | 23185.7802 |  | 0
1957-03-21 | 0 | 0 | 0 | 0 | -12.5669 | -12.5669 | 3087.1364 | 23091.7801 |  | 0
1957-03-22 | 0 | 0 | 0 | 0 | -12.5669 | -12.5669 | 3074.5695 | 22997.7799 |  | 0
1957-03-23 | 0 | 0 | 0 | 0 | -12.5669 | -12.5669 | 3062.0027 | 22903.7798 |  | 0
1957-03-24 | 0.0075 | 20.7 | 4.0107 | 4.0107 | 4.1224 | 4.1224 | 3066.1251 | 22934.6157 |  | 0
1957-03-25 | 0 | 0 | 0 | 0 | -12.5669 | -12.5669 | 3053.5582 | 22840.6156 |  | 0
1957-03-26 | 0 | 0 | 0 | 0 | -12.5669 | -12.5669 | 3040.9914 | 22746.6155 |  | 0
1957-03-27 | 0.0066667 | 18.4 | 4.0107 | 4.0107 | 1.8224 | 1.8224 | 3042.8138 | 22760.2474 |  | 0
1957-03-28 | 0 | 0 | 0 | 0 | -12.5669 | -12.5669 | 3030.247 | 22666.2473 |  | 0
1957-03-29 | 0 | 0 | 0 | 0 | -12.5669 | -12.5669 | 3017.6801 | 22572.2471 |  | 0
1957-03-30 | 0.0058333 | 16.1 | 4.0107 | 4.0107 | -0.47756 | -0.47756 | 3017.2025 | 22568.675 |  | 0
1957-03-31 | 0 | 0 | 0 | 0 | -12.5669 | -12.5669 | 3004.6357 | 22474.6749 |  | 0
1957-04-01 | 0 | 0 | 0 | 0 | -12.5669 | -12.5669 | 2992.0688 | 22380.6748 |  | 0
1957-04-02 | 0 | 0 | 0 | 0 | -12.5669 | -12.5669 | 2979.502 | 22286.6747 |  | 0
1957-04-03 | 0.011667 | 32.2 | 4.0107 | 4.0107 | 15.6224 | 15.6224 | 2995.1244 | 22403.5306 |  | 0
1957-04-04 | 0 | 0 | 0 | 0 | -12.5669 | -12.5669 | 2982.5575 | 22309.5305 |  | 0
1957-04-05 | 0 | 0 | 0 | 0 | -12.5669 | -12.5669 | 2969.9907 | 22215.5304 |  | 0
1957-04-06 | 0 | 0 | 0 | 0 | -12.5669 | -12.5669 | 2957.4238 | 22121.5302 |  | 0
1957-04-07 | 0 | 0 | 0 | 0 | -12.5669 | -12.5669 | 2944.857 | 22027.5301 |  | 0
1957-04-08 | 0 | 0 | 0 | 0 | -12.5669 | -12.5669 | 2932.2901 | 21933.53 |  | 0
1957-04-09 | 0 | 0 | 0 | 0 | -12.5669 | -12.5669 | 2919.7232 | 21839.5299 |  | 0
1957-04-10 | 0 | 0 | 0 | 0 | -12.5669 | -12.5669 | 2907.1564 | 21745.5298 |  | 0
1957-04-11 | 0 | 0 | 0 | 0 | -12.5669 | -12.5669 | 2894.5895 | 21651.5297 |  | 0
1957-04-12 | 0.0225 | 62.1 | 4.0107 | 4.0107 | 45.5224 | 45.5224 | 2940.112 | 21992.0376 |  | 0
1957-04-13 | 0 | 0 | 0 | 0 | -12.5669 | -12.5669 | 2927.5451 | 21898.0375 |  | 0
1957-04-14 | 0 | 0 | 0 | 0 | -12.5669 | -12.5669 | 2914.9783 | 21804.0373 |  | 0
1957-04-15 | 0 | 0 | 0 | 0 | -12.5669 | -12.5669 | 2902.4114 | 21710.0372 |  | 0
1957-04-16 | 0.00083333 | 2.3 | 4.0107 | 2.3 | -12.5669 | -12.5669 | 2889.8445 | 21616.0371 |  | 0
1957-04-17 | 0 | 0 | 0 | 0 | -12.5669 | -12.5669 | 2877.2777 | 21522.037 |  | 0
1957-04-18 | 0 | 0 | 0 | 0 | -12.5669 | -12.5669 | 2864.7108 | 21428.0369 |  | 0
1957-04-19 | 0.0083333 | 23 | 4.0107 | 4.0107 | 6.4224 | 6.4224 | 2871.1333 | 21476.0768 |  | 0
1957-04-20 | 0.16167 | 446.2 | 4.0107 | 4.0107 | 429.6224 | 429.6224 | 3300.7557 | 24689.6527 |  | 0
1957-04-21 | 0 | 0 | 0 | 0 | -12.5669 | -12.5669 | 3288.1888 | 24595.6526 |  | 0
1957-04-22 | 0.075 | 207 | 4.0107 | 4.0107 | 190.4224 | 190.4224 | 3478.6113 | 26020.0124 |  | 0
1957-04-23 | 0.048333 | 133.4 | 4.0107 | 4.0107 | 116.8224 | 116.8224 | 3595.4337 | 26893.8443 |  | 0
1957-04-24 | 0 | 0 | 0 | 0 | -12.5669 | -12.5669 | 3582.8669 | 26799.8442 |  | 0
1957-04-25 | 0.15083 | 416.3 | 4.0107 | 4.0107 | 399.7224 | 399.7224 | 3982.5893 | 29789.7681 |  | 0
1957-04-26 | 0.01 | 27.6 | 4.0107 | 4.0107 | 11.0224 | 11.0224 | 3993.6118 | 29872.216 |  | 0
1957-04-27 | 0 | 0 | 0 | 0 | -12.5669 | -12.5669 | 3981.0449 | 29778.2159 |  | 0
1957-04-28 | 0.10417 | 287.5 | 4.0107 | 4.0107 | 270.9224 | 270.9224 | 3997.8631 | 29904.0163 |  | 241.5373
1957-04-29 | 0.093333 | 257.6 | 4.0107 | 4.0107 | 241.0224 | 241.0224 | 3997.8631 | 29904.0163 |  | 228.4556
1957-04-30 | 0.021667 | 59.8 | 4.0107 | 4.0107 | 43.2224 | 43.2224 | 3997.8631 | 29904.0163 |  | 30.6556
1957-05-01 | 0.016667 | 46 | 4.0107 | 4.0107 | 29.4224 | 29.4224 | 3997.8631 | 29904.0163 |  | 16.8556
1957-05-02 | 0.17083 | 471.5 | 4.0107 | 4.0107 | 454.9224 | 454.9224 | 3997.8631 | 29904.0163 |  | 442.3556
1957-05-03 | 0.0725 | 200.1 | 4.0107 | 4.0107 | 183.5224 | 183.5224 | 3997.8631 | 29904.0163 |  | 170.9556
1957-05-04 | 0.0475 | 131.1 | 4.0107 | 4.0107 | 114.5224 | 114.5224 | 3997.8631 | 29904.0163 |  | 101.9556
1957-05-05 | 0 | 0 | 0 | 0 | -12.5669 | -12.5669 | 3985.2963 | 29810.0162 |  | 0
1957-05-06 | 0 | 0 | 0 | 0 | -12.5669 | -12.5669 | 3972.7294 | 29716.0161 |  | 0
1957-05-07 | 0 | 0 | 0 | 0 | -12.5669 | -12.5669 | 3960.1626 | 29622.0159 |  | 0
1957-05-08 | 0.0375 | 103.5 | 4.0107 | 4.0107 | 86.9224 | 86.9224 | 3997.8631 | 29904.0163 |  | 36.655
1957-05-09 | 0.025833 | 71.3 | 4.0107 | 4.0107 | 54.7224 | 54.7224 | 3997.8631 | 29904.0163 |  | 42.1556
1957-05-10 | 0 | 0 | 0 | 0 | -12.5669 | -12.5669 | 3985.2963 | 29810.0162 |  | 0
1957-05-11 | 0.044167 | 121.9 | 4.0107 | 4.0107 | 105.3224 | 105.3224 | 3997.8631 | 29904.0163 |  | 80.1887
1957-05-12 | 0 | 0 | 0 | 0 | -12.5669 | -12.5669 | 3985.2963 | 29810.0162 |  | 0
1957-05-13 | 0.081667 | 225.4 | 4.0107 | 4.0107 | 208.8224 | 208.8224 | 3997.8631 | 29904.0163 |  | 183.6887
1957-05-14 | 0 | 0 | 0 | 0 | -12.5669 | -12.5669 | 3985.2963 | 29810.0162 |  | 0
1957-05-15 | 0 | 0 | 0 | 0 | -12.5669 | -12.5669 | 3972.7294 | 29716.0161 |  | 0
1957-05-16 | 0 | 0 | 0 | 0 | -12.5669 | -12.5669 | 3960.1626 | 29622.0159 |  | 0
1957-05-17 | 0.32917 | 908.5 | 4.0107 | 4.0107 | 891.9224 | 891.9224 | 3997.8631 | 29904.0163 |  | 841.655
1957-05-18 | 0.01 | 27.6 | 4.0107 | 4.0107 | 11.0224 | 11.0224 | 4008.8856 | 29986.4642 |  | 0
1957-05-19 | 0 | 0 | 0 | 0 | -12.5669 | -12.5669 | 3996.3187 | 29892.4641 |  | 0
1957-05-20 | 0 | 0 | 0 | 0 | -12.5669 | -12.5669 | 3983.7519 | 29798.4639 |  | 0
1957-05-21 | 0 | 0 | 0 | 0 | -12.5669 | -12.5669 | 3971.185 | 29704.4638 |  | 0
1957-05-22 | 0 | 0 | 0 | 0 | -12.5669 | -12.5669 | 3958.6181 | 29610.4637 |  | 0
1957-05-23 | 0.010833 | 29.9 | 4.0107 | 4.0107 | 13.3224 | 13.3224 | 3971.9406 | 29710.1156 |  | 0
1957-05-24 | 0.04 | 110.4 | 4.0107 | 4.0107 | 93.8224 | 93.8224 | 3997.8631 | 29904.0163 |  | 55.333
1957-05-25 | 0.0083333 | 23 | 4.0107 | 4.0107 | 6.4224 | 6.4224 | 4004.2856 | 29952.0562 |  | 0
1957-05-26 | 0 | 0 | 0 | 0 | -12.5669 | -12.5669 | 3991.7187 | 29858.0561 |  | 0
1957-05-27 | 0 | 0 | 0 | 0 | -12.5669 | -12.5669 | 3979.1519 | 29764.0559 |  | 0
1957-05-28 | 0 | 0 | 0 | 0 | -12.5669 | -12.5669 | 3966.585 | 29670.0558 |  | 0
1957-05-29 | 0 | 0 | 0 | 0 | -12.5669 | -12.5669 | 3954.0181 | 29576.0557 |  | 0
1957-05-30 | 0.1025 | 282.9 | 4.0107 | 4.0107 | 266.3224 | 266.3224 | 3997.8631 | 29904.0163 |  | 209.9106
1957-05-31 | 0.005 | 13.8 | 4.0107 | 4.0107 | -2.7776 | -2.7776 | 3995.0856 | 29883.2402 |  | 0
1957-06-01 | 0.0325 | 89.7 | 4.0107 | 4.0107 | 73.1224 | 73.1224 | 3997.8631 | 29904.0163 |  | 57.778
1957-06-02 | 0.0033333 | 9.2 | 4.0107 | 4.0107 | -7.3776 | -7.3776 | 3990.4856 | 29848.8322 |  | 0
1957-06-03 | 0.011667 | 32.2 | 4.0107 | 4.0107 | 15.6224 | 15.6224 | 4006.108 | 29965.6881 |  | 0
1957-06-04 | 0.018333 | 50.6 | 4.0107 | 4.0107 | 34.0224 | 34.0224 | 3997.8631 | 29904.0163 |  | 29.7005
1957-06-05 | 0 | 0 | 0 | 0 | -12.5669 | -12.5669 | 3985.2963 | 29810.0162 |  | 0
1957-06-06 | 0 | 0 | 0 | 0 | -12.5669 | -12.5669 | 3972.7294 | 29716.0161 |  | 0
1957-06-07 | 0 | 0 | 0 | 0 | -12.5669 | -12.5669 | 3960.1626 | 29622.0159 |  | 0
1957-06-08 | 0 | 0 | 0 | 0 | -12.5669 | -12.5669 | 3947.5957 | 29528.0158 |  | 0
1957-06-09 | 0 | 0 | 0 | 0 | -12.5669 | -12.5669 | 3935.0288 | 29434.0157 |  | 0
1957-06-10 | 0 | 0 | 0 | 0 | -12.5669 | -12.5669 | 3922.462 | 29340.0156 |  | 0
1957-06-11 | 0 | 0 | 0 | 0 | -12.5669 | -12.5669 | 3909.8951 | 29246.0155 |  | 0
1957-06-12 | 0.089167 | 246.1 | 4.0107 | 4.0107 | 229.5224 | 229.5224 | 3997.8631 | 29904.0163 |  | 128.9876
1957-06-13 | 0 | 0 | 0 | 0 | -12.5669 | -12.5669 | 3985.2963 | 29810.0162 |  | 0
1957-06-14 | 0 | 0 | 0 | 0 | -12.5669 | -12.5669 | 3972.7294 | 29716.0161 |  | 0
1957-06-15 | 0 | 0 | 0 | 0 | -12.5669 | -12.5669 | 3960.1626 | 29622.0159 |  | 0
1957-06-16 | 0 | 0 | 0 | 0 | -12.5669 | -12.5669 | 3947.5957 | 29528.0158 |  | 0
1957-06-17 | 0 | 0 | 0 | 0 | -12.5669 | -12.5669 | 3935.0288 | 29434.0157 |  | 0
1957-06-18 | 0.12583 | 347.3 | 4.0107 | 4.0107 | 330.7224 | 330.7224 | 3997.8631 | 29904.0163 |  | 255.3213
1957-06-19 | 0 | 0 | 0 | 0 | -12.5669 | -12.5669 | 3985.2963 | 29810.0162 |  | 0
1957-06-20 | 0 | 0 | 0 | 0 | -12.5669 | -12.5669 | 3972.7294 | 29716.0161 |  | 0
1957-06-21 | 0 | 0 | 0 | 0 | -12.5669 | -12.5669 | 3960.1626 | 29622.0159 |  | 0
1957-06-22 | 0 | 0 | 0 | 0 | -12.5669 | -12.5669 | 3947.5957 | 29528.0158 |  | 0
1957-06-23 | 0 | 0 | 0 | 0 | -12.5669 | -12.5669 | 3935.0288 | 29434.0157 |  | 0
1957-06-24 | 0 | 0 | 0 | 0 | -12.5669 | -12.5669 | 3922.462 | 29340.0156 |  | 0
1957-06-25 | 0 | 0 | 0 | 0 | -12.5669 | -12.5669 | 3909.8951 | 29246.0155 |  | 0
1957-06-26 | 0 | 0 | 0 | 0 | -12.5669 | -12.5669 | 3897.3283 | 29152.0154 |  | 0
1957-06-27 | 0 | 0 | 0 | 0 | -12.5669 | -12.5669 | 3884.7614 | 29058.0153 |  | 0
1957-06-28 | 0 | 0 | 0 | 0 | -12.5669 | -12.5669 | 3872.1945 | 28964.0152 |  | 0
1957-06-29 | 0 | 0 | 0 | 0 | -12.5669 | -12.5669 | 3859.6277 | 28870.015 |  | 0
1957-06-30 | 0 | 0 | 0 | 0 | -12.5669 | -12.5669 | 3847.0608 | 28776.0149 |  | 0
1957-07-01 | 0 | 0 | 0 | 0 | -12.5669 | -12.5669 | 3834.494 | 28682.0148 |  | 0
1957-07-02 | 0 | 0 | 0 | 0 | -12.5669 | -12.5669 | 3821.9271 | 28588.0147 |  | 0
1957-07-03 | 0 | 0 | 0 | 0 | -12.5669 | -12.5669 | 3809.3602 | 28494.0146 |  | 0
1957-07-04 | 0 | 0 | 0 | 0 | -12.5669 | -12.5669 | 3796.7934 | 28400.0145 |  | 0
1957-07-05 | 0 | 0 | 0 | 0 | -12.5669 | -12.5669 | 3784.2265 | 28306.0144 |  | 0
1957-07-06 | 0 | 0 | 0 | 0 | -12.5669 | -12.5669 | 3771.6597 | 28212.0143 |  | 0
1957-07-07 | 0 | 0 | 0 | 0 | -12.5669 | -12.5669 | 3759.0928 | 28118.0141 |  | 0
1957-07-08 | 0 | 0 | 0 | 0 | -12.5669 | -12.5669 | 3746.5259 | 28024.014 |  | 0
1957-07-09 | 0 | 0 | 0 | 0 | -12.5669 | -12.5669 | 3733.9591 | 27930.0139 |  | 0
1957-07-10 | 0 | 0 | 0 | 0 | -12.5669 | -12.5669 | 3721.3922 | 27836.0138 |  | 0
1957-07-11 | 0 | 0 | 0 | 0 | -12.5669 | -12.5669 | 3708.8254 | 27742.0137 |  | 0
1957-07-12 | 0 | 0 | 0 | 0 | -12.5669 | -12.5669 | 3696.2585 | 27648.0136 |  | 0
1957-07-13 | 0 | 0 | 0 | 0 | -12.5669 | -12.5669 | 3683.6916 | 27554.0135 |  | 0
1957-07-14 | 0 | 0 | 0 | 0 | -12.5669 | -12.5669 | 3671.1248 | 27460.0134 |  | 0
1957-07-15 | 0 | 0 | 0 | 0 | -12.5669 | -12.5669 | 3658.5579 | 27366.0132 |  | 0
1957-07-16 | 0 | 0 | 0 | 0 | -12.5669 | -12.5669 | 3645.9911 | 27272.0131 |  | 0
1957-07-17 | 0 | 0 | 0 | 0 | -12.5669 | -12.5669 | 3633.4242 | 27178.013 |  | 0
1957-07-18 | 0 | 0 | 0 | 0 | -12.5669 | -12.5669 | 3620.8573 | 27084.0129 |  | 0
1957-07-19 | 0 | 0 | 0 | 0 | -12.5669 | -12.5669 | 3608.2905 | 26990.0128 |  | 0
1957-07-20 | 0 | 0 | 0 | 0 | -12.5669 | -12.5669 | 3595.7236 | 26896.0127 |  | 0
1957-07-21 | 0.020833 | 57.5 | 4.0107 | 4.0107 | 40.9224 | 40.9224 | 3636.6461 | 27202.1126 |  | 0
1957-07-22 | 0.01 | 27.6 | 4.0107 | 4.0107 | 11.0224 | 11.0224 | 3647.6685 | 27284.5605 |  | 0
1957-07-23 | 0.018333 | 50.6 | 4.0107 | 4.0107 | 34.0224 | 34.0224 | 3681.691 | 27539.0483 |  | 0
1957-07-24 | 0.0083333 | 23 | 4.0107 | 4.0107 | 6.4224 | 6.4224 | 3688.1134 | 27587.0882 |  | 0
1957-07-25 | 0 | 0 | 0 | 0 | -12.5669 | -12.5669 | 3675.5465 | 27493.0881 |  | 0
1957-07-26 | 0 | 0 | 0 | 0 | -12.5669 | -12.5669 | 3662.9797 | 27399.088 |  | 0
1957-07-27 | 0 | 0 | 0 | 0 | -12.5669 | -12.5669 | 3650.4128 | 27305.0879 |  | 0
1957-07-28 | 0 | 0 | 0 | 0 | -12.5669 | -12.5669 | 3637.846 | 27211.0878 |  | 0
1957-07-29 | 0 | 0 | 0 | 0 | -12.5669 | -12.5669 | 3625.2791 | 27117.0877 |  | 0
1957-07-30 | 0 | 0 | 0 | 0 | -12.5669 | -12.5669 | 3612.7122 | 27023.0875 |  | 0
1957-07-31 | 0 | 0 | 0 | 0 | -12.5669 | -12.5669 | 3600.1454 | 26929.0874 |  | 0
1957-08-01 | 0 | 0 | 0 | 0 | -12.5669 | -12.5669 | 3587.5785 | 26835.0873 |  | 0
1957-08-02 | 0 | 0 | 0 | 0 | -12.5669 | -12.5669 | 3575.0117 | 26741.0872 |  | 0
1957-08-03 | 0 | 0 | 0 | 0 | -12.5669 | -12.5669 | 3562.4448 | 26647.0871 |  | 0
1957-08-04 | 0 | 0 | 0 | 0 | -12.5669 | -12.5669 | 3549.8779 | 26553.087 |  | 0
1957-08-05 | 0 | 0 | 0 | 0 | -12.5669 | -12.5669 | 3537.3111 | 26459.0869 |  | 0
1957-08-06 | 0 | 0 | 0 | 0 | -12.5669 | -12.5669 | 3524.7442 | 26365.0868 |  | 0
1957-08-07 | 0 | 0 | 0 | 0 | -12.5669 | -12.5669 | 3512.1774 | 26271.0866 |  | 0
1957-08-08 | 0 | 0 | 0 | 0 | -12.5669 | -12.5669 | 3499.6105 | 26177.0865 |  | 0
1957-08-09 | 0 | 0 | 0 | 0 | -12.5669 | -12.5669 | 3487.0436 | 26083.0864 |  | 0
1957-08-10 | 0 | 0 | 0 | 0 | -12.5669 | -12.5669 | 3474.4768 | 25989.0863 |  | 0
1957-08-11 | 0 | 0 | 0 | 0 | -12.5669 | -12.5669 | 3461.9099 | 25895.0862 |  | 0
1957-08-12 | 0 | 0 | 0 | 0 | -12.5669 | -12.5669 | 3449.3431 | 25801.0861 |  | 0
1957-08-13 | 0 | 0 | 0 | 0 | -12.5669 | -12.5669 | 3436.7762 | 25707.086 |  | 0
1957-08-14 | 0 | 0 | 0 | 0 | -12.5669 | -12.5669 | 3424.2093 | 25613.0859 |  | 0
1957-08-15 | 0 | 0 | 0 | 0 | -12.5669 | -12.5669 | 3411.6425 | 25519.0857 |  | 0
1957-08-16 | 0.0025 | 6.9 | 4.0107 | 4.0107 | -9.6776 | -9.6776 | 3401.9649 | 25446.6976 |  | 0
1957-08-17 | 0.0016667 | 4.6 | 4.0107 | 4.0107 | -11.9776 | -11.9776 | 3389.9874 | 25357.1055 |  | 0
1957-08-18 | 0 | 0 | 0 | 0 | -12.5669 | -12.5669 | 3377.4205 | 25263.1054 |  | 0
1957-08-19 | 0 | 0 | 0 | 0 | -12.5669 | -12.5669 | 3364.8536 | 25169.1053 |  | 0
1957-08-20 | 0 | 0 | 0 | 0 | -12.5669 | -12.5669 | 3352.2868 | 25075.1052 |  | 0
1957-08-21 | 0 | 0 | 0 | 0 | -12.5669 | -12.5669 | 3339.7199 | 24981.1051 |  | 0
1957-08-22 | 0 | 0 | 0 | 0 | -12.5669 | -12.5669 | 3327.1531 | 24887.105 |  | 0
1957-08-23 | 0 | 0 | 0 | 0 | -12.5669 | -12.5669 | 3314.5862 | 24793.1048 |  | 0
1957-08-24 | 0 | 0 | 0 | 0 | -12.5669 | -12.5669 | 3302.0193 | 24699.1047 |  | 0
1957-08-25 | 0 | 0 | 0 | 0 | -12.5669 | -12.5669 | 3289.4525 | 24605.1046 |  | 0
1957-08-26 | 0 | 0 | 0 | 0 | -12.5669 | -12.5669 | 3276.8856 | 24511.1045 |  | 0
1957-08-27 | 0 | 0 | 0 | 0 | -12.5669 | -12.5669 | 3264.3188 | 24417.1044 |  | 0
1957-08-28 | 0 | 0 | 0 | 0 | -12.5669 | -12.5669 | 3251.7519 | 24323.1043 |  | 0
1957-08-29 | 0 | 0 | 0 | 0 | -12.5669 | -12.5669 | 3239.185 | 24229.1042 |  | 0
1957-08-30 | 0 | 0 | 0 | 0 | -12.5669 | -12.5669 | 3226.6182 | 24135.1041 |  | 0
1957-08-31 | 0 | 0 | 0 | 0 | -12.5669 | -12.5669 | 3214.0513 | 24041.1039 |  | 0
1957-09-01 | 0.0033333 | 9.2 | 4.0107 | 4.0107 | -7.3776 | -7.3776 | 3206.6738 | 23985.9198 |  | 0
1957-09-02 | 0 | 0 | 0 | 0 | -12.5669 | -12.5669 | 3194.1069 | 23891.9197 |  | 0
1957-09-03 | 0 | 0 | 0 | 0 | -12.5669 | -12.5669 | 3181.5401 | 23797.9196 |  | 0
1957-09-04 | 0 | 0 | 0 | 0 | -12.5669 | -12.5669 | 3168.9732 | 23703.9195 |  | 0
1957-09-05 | 0 | 0 | 0 | 0 | -12.5669 | -12.5669 | 3156.4063 | 23609.9194 |  | 0
1957-09-06 | 0 | 0 | 0 | 0 | -12.5669 | -12.5669 | 3143.8395 | 23515.9193 |  | 0
1957-09-07 | 0.0041667 | 11.5 | 4.0107 | 4.0107 | -5.0776 | -5.0776 | 3138.7619 | 23477.9392 |  | 0
1957-09-08 | 0 | 0 | 0 | 0 | -12.5669 | -12.5669 | 3126.1951 | 23383.939 |  | 0
1957-09-09 | 0 | 0 | 0 | 0 | -12.5669 | -12.5669 | 3113.6282 | 23289.9389 |  | 0
1957-09-10 | 0 | 0 | 0 | 0 | -12.5669 | -12.5669 | 3101.0613 | 23195.9388 |  | 0
1957-09-11 | 0.0083333 | 23 | 4.0107 | 4.0107 | 6.4224 | 6.4224 | 3107.4838 | 23243.9787 |  | 0
1957-09-12 | 0 | 0 | 0 | 0 | -12.5669 | -12.5669 | 3094.9169 | 23149.9786 |  | 0
1957-09-13 | 0 | 0 | 0 | 0 | -12.5669 | -12.5669 | 3082.3501 | 23055.9785 |  | 0
1957-09-14 | 0.064167 | 177.1 | 4.0107 | 4.0107 | 160.5224 | 160.5224 | 3242.8725 | 24256.6864 |  | 0
1957-09-15 | 0.0275 | 75.9 | 4.0107 | 4.0107 | 59.3224 | 59.3224 | 3302.195 | 24700.4182 |  | 0
1957-09-16 | 0 | 0 | 0 | 0 | -12.5669 | -12.5669 | 3289.6281 | 24606.4181 |  | 0
1957-09-17 | 0 | 0 | 0 | 0 | -12.5669 | -12.5669 | 3277.0612 | 24512.418 |  | 0
1957-09-18 | 0 | 0 | 0 | 0 | -12.5669 | -12.5669 | 3264.4944 | 24418.4179 |  | 0
1957-09-19 | 0 | 0 | 0 | 0 | -12.5669 | -12.5669 | 3251.9275 | 24324.4178 |  | 0
1957-09-20 | 0 | 0 | 0 | 0 | -12.5669 | -12.5669 | 3239.3607 | 24230.4177 |  | 0
1957-09-21 | 0.03 | 82.8 | 4.0107 | 4.0107 | 66.2224 | 66.2224 | 3305.5831 | 24725.7616 |  | 0
1957-09-22 | 0.005 | 13.8 | 4.0107 | 4.0107 | -2.7776 | -2.7776 | 3302.8055 | 24704.9855 |  | 0
1957-09-23 | 0 | 0 | 0 | 0 | -12.5669 | -12.5669 | 3290.2387 | 24610.9853 |  | 0
1957-09-24 | 0 | 0 | 0 | 0 | -12.5669 | -12.5669 | 3277.6718 | 24516.9852 |  | 0
1957-09-25 | 0 | 0 | 0 | 0 | -12.5669 | -12.5669 | 3265.105 | 24422.9851 |  | 0
1957-09-26 | 0 | 0 | 0 | 0 | -12.5669 | -12.5669 | 3252.5381 | 24328.985 |  | 0
1957-09-27 | 0 | 0 | 0 | 0 | -12.5669 | -12.5669 | 3239.9712 | 24234.9849 |  | 0
1957-09-28 | 0 | 0 | 0 | 0 | -12.5669 | -12.5669 | 3227.4044 | 24140.9848 |  | 0
1957-09-29 | 0 | 0 | 0 | 0 | -12.5669 | -12.5669 | 3214.8375 | 24046.9847 |  | 0
1957-09-30 | 0 | 0 | 0 | 0 | -12.5669 | -12.5669 | 3202.2707 | 23952.9846 |  | 0
1957-10-01 | 0 | 0 | 0 | 0 | -12.5669 | -12.5669 | 3189.7038 | 23858.9844 |  | 0
1957-10-02 | 0 | 0 | 0 | 0 | -12.5669 | -12.5669 | 3177.1369 | 23764.9843 |  | 0
1957-10-03 | 0 | 0 | 0 | 0 | -12.5669 | -12.5669 | 3164.5701 | 23670.9842 |  | 0
1957-10-04 | 0 | 0 | 0 | 0 | -12.5669 | -12.5669 | 3152.0032 | 23576.9841 |  | 0
1957-10-05 | 0 | 0 | 0 | 0 | -12.5669 | -12.5669 | 3139.4364 | 23482.984 |  | 0
1957-10-06 | 0 | 0 | 0 | 0 | -12.5669 | -12.5669 | 3126.8695 | 23388.9839 |  | 0
1957-10-07 | 0.084167 | 232.3 | 4.0107 | 4.0107 | 215.7224 | 215.7224 | 3342.5919 | 25002.5878 |  | 0
1957-10-08 | 0.0075 | 20.7 | 4.0107 | 4.0107 | 4.1224 | 4.1224 | 3346.7144 | 25033.4237 |  | 0
1957-10-09 | 0 | 0 | 0 | 0 | -12.5669 | -12.5669 | 3334.1475 | 24939.4235 |  | 0
1957-10-10 | 0 | 0 | 0 | 0 | -12.5669 | -12.5669 | 3321.5807 | 24845.4234 |  | 0
1957-10-11 | 0 | 0 | 0 | 0 | -12.5669 | -12.5669 | 3309.0138 | 24751.4233 |  | 0
1957-10-12 | 0 | 0 | 0 | 0 | -12.5669 | -12.5669 | 3296.447 | 24657.4232 |  | 0
1957-10-13 | 0.14583 | 402.5 | 4.0107 | 4.0107 | 385.9224 | 385.9224 | 3682.3694 | 27544.1231 |  | 0
1957-10-14 | 0.0016667 | 4.6 | 4.0107 | 4.0107 | -11.9776 | -11.9776 | 3670.3918 | 27454.531 |  | 0
1957-10-15 | 0.00083333 | 2.3 | 4.0107 | 2.3 | -12.5669 | -12.5669 | 3657.825 | 27360.5309 |  | 0
1957-10-16 | 0 | 0 | 0 | 0 | -12.5669 | -12.5669 | 3645.2581 | 27266.5308 |  | 0
1957-10-17 | 0 | 0 | 0 | 0 | -12.5669 | -12.5669 | 3632.6913 | 27172.5306 |  | 0
1957-10-18 | 0 | 0 | 0 | 0 | -12.5669 | -12.5669 | 3620.1244 | 27078.5305 |  | 0
1957-10-19 | 0 | 0 | 0 | 0 | -12.5669 | -12.5669 | 3607.5575 | 26984.5304 |  | 0
1957-10-20 | 0 | 0 | 0 | 0 | -12.5669 | -12.5669 | 3594.9907 | 26890.5303 |  | 0
1957-10-21 | 0.051667 | 142.6 | 4.0107 | 4.0107 | 126.0224 | 126.0224 | 3721.0131 | 27833.1782 |  | 0
1957-10-22 | 0.0275 | 75.9 | 4.0107 | 4.0107 | 59.3224 | 59.3224 | 3780.3356 | 28276.9101 |  | 0
1957-10-23 | 0 | 0 | 0 | 0 | -12.5669 | -12.5669 | 3767.7687 | 28182.91 |  | 0
1957-10-24 | 0 | 0 | 0 | 0 | -12.5669 | -12.5669 | 3755.2019 | 28088.9098 |  | 0
1957-10-25 | 0 | 0 | 0 | 0 | -12.5669 | -12.5669 | 3742.635 | 27994.9097 |  | 0
1957-10-26 | 0 | 0 | 0 | 0 | -12.5669 | -12.5669 | 3730.0681 | 27900.9096 |  | 0
1957-10-27 | 0 | 0 | 0 | 0 | -12.5669 | -12.5669 | 3717.5013 | 27806.9095 |  | 0
1957-10-28 | 0 | 0 | 0 | 0 | -12.5669 | -12.5669 | 3704.9344 | 27712.9094 |  | 0
1957-10-29 | 0 | 0 | 0 | 0 | -12.5669 | -12.5669 | 3692.3676 | 27618.9093 |  | 0
1957-10-30 | 0 | 0 | 0 | 0 | -12.5669 | -12.5669 | 3679.8007 | 27524.9092 |  | 0
1957-10-31 | 0 | 0 | 0 | 0 | -12.5669 | -12.5669 | 3667.2338 | 27430.9091 |  | 0
1957-11-01 | 0.0041667 | 11.5 | 4.0107 | 4.0107 | -5.0776 | -5.0776 | 3662.1563 | 27392.9289 |  | 0
1957-11-02 | 0 | 0 | 0 | 0 | -12.5669 | -12.5669 | 3649.5894 | 27298.9288 |  | 0
1957-11-03 | 0.068333 | 188.6 | 4.0107 | 4.0107 | 172.0224 | 172.0224 | 3821.6119 | 28585.6567 |  | 0
1957-11-04 | 0.12 | 331.2 | 4.0107 | 4.0107 | 314.6224 | 314.6224 | 3997.8631 | 29904.0163 |  | 125.8043
1957-11-05 | 0.081667 | 225.4 | 4.0107 | 4.0107 | 208.8224 | 208.8224 | 3997.8631 | 29904.0163 |  | 196.2556
1957-11-06 | 0.049167 | 135.7 | 4.0107 | 4.0107 | 119.1224 | 119.1224 | 3997.8631 | 29904.0163 |  | 106.5556
1957-11-07 | 0.050833 | 140.3 | 4.0107 | 4.0107 | 123.7224 | 123.7224 | 3997.8631 | 29904.0163 |  | 111.1556
1957-11-08 | 0 | 0 | 0 | 0 | -12.5669 | -12.5669 | 3985.2963 | 29810.0162 |  | 0
1957-11-09 | 0 | 0 | 0 | 0 | -12.5669 | -12.5669 | 3972.7294 | 29716.0161 |  | 0
1957-11-10 | 0 | 0 | 0 | 0 | -12.5669 | -12.5669 | 3960.1626 | 29622.0159 |  | 0
1957-11-11 | 0 | 0 | 0 | 0 | -12.5669 | -12.5669 | 3947.5957 | 29528.0158 |  | 0
1957-11-12 | 0.066667 | 184 | 4.0107 | 4.0107 | 167.4224 | 167.4224 | 3997.8631 | 29904.0163 |  | 104.5881
1957-11-13 | 0.011667 | 32.2 | 4.0107 | 4.0107 | 15.6224 | 15.6224 | 3997.8631 | 29904.0163 |  | 3.0556
1957-11-14 | 0 | 0 | 0 | 0 | -12.5669 | -12.5669 | 3985.2963 | 29810.0162 |  | 0
1957-11-15 | 0 | 0 | 0 | 0 | -12.5669 | -12.5669 | 3972.7294 | 29716.0161 |  | 0
1957-11-16 | 0 | 0 | 0 | 0 | -12.5669 | -12.5669 | 3960.1626 | 29622.0159 |  | 0
1957-11-17 | 0.0083333 | 23 | 4.0107 | 4.0107 | 6.4224 | 6.4224 | 3966.585 | 29670.0558 |  | 0
1957-11-18 | 0.005 | 13.8 | 4.0107 | 4.0107 | -2.7776 | -2.7776 | 3963.8074 | 29649.2797 |  | 0
1957-11-19 | 0 | 0 | 0 | 0 | -12.5669 | -12.5669 | 3951.2406 | 29555.2796 |  | 0
1957-11-20 | 0 | 0 | 0 | 0 | -12.5669 | -12.5669 | 3938.6737 | 29461.2795 |  | 0
1957-11-21 | 0 | 0 | 0 | 0 | -12.5669 | -12.5669 | 3926.1069 | 29367.2794 |  | 0
1957-11-22 | 0.0083333 | 23 | 4.0107 | 4.0107 | 6.4224 | 6.4224 | 3932.5293 | 29415.3193 |  | 0
1957-11-23 | 0 | 0 | 0 | 0 | -12.5669 | -12.5669 | 3919.9625 | 29321.3192 |  | 0
1957-11-24 | 0 | 0 | 0 | 0 | -12.5669 | -12.5669 | 3907.3956 | 29227.319 |  | 0
1957-11-25 | 0 | 0 | 0 | 0 | -12.5669 | -12.5669 | 3894.8287 | 29133.3189 |  | 0
1957-11-26 | 0 | 0 | 0 | 0 | -12.5669 | -12.5669 | 3882.2619 | 29039.3188 |  | 0
1957-11-27 | 0 | 0 | 0 | 0 | -12.5669 | -12.5669 | 3869.695 | 28945.3187 |  | 0
1957-11-28 | 0 | 0 | 0 | 0 | -12.5669 | -12.5669 | 3857.1282 | 28851.3186 |  | 0
1957-11-29 | 0 | 0 | 0 | 0 | -12.5669 | -12.5669 | 3844.5613 | 28757.3185 |  | 0
1957-11-30 | 0 | 0 | 0 | 0 | -12.5669 | -12.5669 | 3831.9944 | 28663.3184 |  | 0
1957-12-01 | 0 | 0 | 0 | 0 | -12.5669 | -12.5669 | 3819.4276 | 28569.3183 |  | 0
1957-12-02 | 0 | 0 | 0 | 0 | -12.5669 | -12.5669 | 3806.8607 | 28475.3181 |  | 0
1957-12-03 | 0 | 0 | 0 | 0 | -12.5669 | -12.5669 | 3794.2939 | 28381.318 |  | 0
1957-12-04 | 0 | 0 | 0 | 0 | -12.5669 | -12.5669 | 3781.727 | 28287.3179 |  | 0
1957-12-05 | 0 | 0 | 0 | 0 | -12.5669 | -12.5669 | 3769.1601 | 28193.3178 |  | 0
1957-12-06 | 0.01 | 27.6 | 4.0107 | 4.0107 | 11.0224 | 11.0224 | 3780.1826 | 28275.7657 |  | 0
1957-12-07 | 0 | 0 | 0 | 0 | -12.5669 | -12.5669 | 3767.6157 | 28181.7656 |  | 0
1957-12-08 | 0 | 0 | 0 | 0 | -12.5669 | -12.5669 | 3755.0489 | 28087.7655 |  | 0
1957-12-09 | 0 | 0 | 0 | 0 | -12.5669 | -12.5669 | 3742.482 | 27993.7654 |  | 0
1957-12-10 | 0 | 0 | 0 | 0 | -12.5669 | -12.5669 | 3729.9151 | 27899.7652 |  | 0
1957-12-11 | 0 | 0 | 0 | 0 | -12.5669 | -12.5669 | 3717.3483 | 27805.7651 |  | 0
1957-12-12 | 0 | 0 | 0 | 0 | -12.5669 | -12.5669 | 3704.7814 | 27711.765 |  | 0
1957-12-13 | 0 | 0 | 0 | 0 | -12.5669 | -12.5669 | 3692.2146 | 27617.7649 |  | 0
1957-12-14 | 0 | 0 | 0 | 0 | -12.5669 | -12.5669 | 3679.6477 | 27523.7648 |  | 0
1957-12-15 | 0 | 0 | 0 | 0 | -12.5669 | -12.5669 | 3667.0808 | 27429.7647 |  | 0
1957-12-16 | 0 | 0 | 0 | 0 | -12.5669 | -12.5669 | 3654.514 | 27335.7646 |  | 0
1957-12-17 | 0 | 0 | 0 | 0 | -12.5669 | -12.5669 | 3641.9471 | 27241.7645 |  | 0
1957-12-18 | 0 | 0 | 0 | 0 | -12.5669 | -12.5669 | 3629.3803 | 27147.7643 |  | 0
1957-12-19 | 0 | 0 | 0 | 0 | -12.5669 | -12.5669 | 3616.8134 | 27053.7642 |  | 0
1957-12-20 | 0 | 0 | 0 | 0 | -12.5669 | -12.5669 | 3604.2465 | 26959.7641 |  | 0
1957-12-21 | 0 | 0 | 0 | 0 | -12.5669 | -12.5669 | 3591.6797 | 26865.764 |  | 0
1957-12-22 | 0 | 0 | 0 | 0 | -12.5669 | -12.5669 | 3579.1128 | 26771.7639 |  | 0
1957-12-23 | 0 | 0 | 0 | 0 | -12.5669 | -12.5669 | 3566.546 | 26677.7638 |  | 0
1957-12-24 | 0.036667 | 101.2 | 4.0107 | 4.0107 | 84.6224 | 84.6224 | 3651.1684 | 27310.7397 |  | 0
1957-12-25 | 0 | 0 | 0 | 0 | -12.5669 | -12.5669 | 3638.6015 | 27216.7395 |  | 0
1957-12-26 | 0 | 0 | 0 | 0 | -12.5669 | -12.5669 | 3626.0347 | 27122.7394 |  | 0
1957-12-27 | 0 | 0 | 0 | 0 | -12.5669 | -12.5669 | 3613.4678 | 27028.7393 |  | 0
1957-12-28 | 0 | 0 | 0 | 0 | -12.5669 | -12.5669 | 3600.901 | 26934.7392 |  | 0
1957-12-29 | 0 | 0 | 0 | 0 | -12.5669 | -12.5669 | 3588.3341 | 26840.7391 |  | 0
1957-12-30 | 0 | 0 | 0 | 0 | -12.5669 | -12.5669 | 3575.7672 | 26746.739 |  | 0
1957-12-31 | 0 | 0 | 0 | 0 | -12.5669 | -12.5669 | 3563.2004 | 26652.7389 |  | 0
1958-01-01 | 0 | 0 | 0 | 0 | -12.5669 | -12.5669 | 3550.6335 | 26558.7388 |  | 0
1958-01-02 | 0 | 0 | 0 | 0 | -12.5669 | -12.5669 | 3538.0667 | 26464.7386 |  | 0
1958-01-03 | 0 | 0 | 0 | 0 | -12.5669 | -12.5669 | 3525.4998 | 26370.7385 |  | 0
1958-01-04 | 0 | 0 | 0 | 0 | -12.5669 | -12.5669 | 3512.9329 | 26276.7384 |  | 0
1958-01-05 | 0 | 0 | 0 | 0 | -12.5669 | -12.5669 | 3500.3661 | 26182.7383 |  | 0
1958-01-06 | 0 | 0 | 0 | 0 | -12.5669 | -12.5669 | 3487.7992 | 26088.7382 |  | 0
1958-01-07 | 0 | 0 | 0 | 0 | -12.5669 | -12.5669 | 3475.2324 | 25994.7381 |  | 0
1958-01-08 | 0 | 0 | 0 | 0 | -12.5669 | -12.5669 | 3462.6655 | 25900.738 |  | 0
1958-01-09 | 0 | 0 | 0 | 0 | -12.5669 | -12.5669 | 3450.0986 | 25806.7379 |  | 0
1958-01-10 | 0 | 0 | 0 | 0 | -12.5669 | -12.5669 | 3437.5318 | 25712.7377 |  | 0
1958-01-11 | 0 | 0 | 0 | 0 | -12.5669 | -12.5669 | 3424.9649 | 25618.7376 |  | 0
1958-01-12 | 0.0425 | 117.3 | 4.0107 | 4.0107 | 100.7224 | 100.7224 | 3525.6874 | 26372.1415 |  | 0
1958-01-13 | 0.0041667 | 11.5 | 4.0107 | 4.0107 | -5.0776 | -5.0776 | 3520.6098 | 26334.1614 |  | 0
1958-01-14 | 0.0075 | 20.7 | 4.0107 | 4.0107 | 4.1224 | 4.1224 | 3524.7323 | 26364.9973 |  | 0
1958-01-15 | 0 | 0 | 0 | 0 | -12.5669 | -12.5669 | 3512.1654 | 26270.9972 |  | 0
1958-01-16 | 0 | 0 | 0 | 0 | -12.5669 | -12.5669 | 3499.5985 | 26176.9971 |  | 0
1958-01-17 | 0 | 0 | 0 | 0 | -12.5669 | -12.5669 | 3487.0317 | 26082.997 |  | 0
1958-01-18 | 0 | 0 | 0 | 0 | -12.5669 | -12.5669 | 3474.4648 | 25988.9968 |  | 0
1958-01-19 | 0.065 | 179.4 | 4.0107 | 4.0107 | 162.8224 | 162.8224 | 3637.2873 | 27206.9087 |  | 0
1958-01-20 | 0.011667 | 32.2 | 4.0107 | 4.0107 | 15.6224 | 15.6224 | 3652.9097 | 27323.7646 |  | 0
1958-01-21 | 0 | 0 | 0 | 0 | -12.5669 | -12.5669 | 3640.3428 | 27229.7645 |  | 0
1958-01-22 | 0 | 0 | 0 | 0 | -12.5669 | -12.5669 | 3627.776 | 27135.7644 |  | 0
1958-01-23 | 0 | 0 | 0 | 0 | -12.5669 | -12.5669 | 3615.2091 | 27041.7643 |  | 0
1958-01-24 | 0 | 0 | 0 | 0 | -12.5669 | -12.5669 | 3602.6423 | 26947.7642 |  | 0
1958-01-25 | 0 | 0 | 0 | 0 | -12.5669 | -12.5669 | 3590.0754 | 26853.7641 |  | 0
1958-01-26 | 0 | 0 | 0 | 0 | -12.5669 | -12.5669 | 3577.5085 | 26759.7639 |  | 0
1958-01-27 | 0 | 0 | 0 | 0 | -12.5669 | -12.5669 | 3564.9417 | 26665.7638 |  | 0
1958-01-28 | 0.019167 | 52.9 | 4.0107 | 4.0107 | 36.3224 | 36.3224 | 3601.2641 | 26937.4557 |  | 0
1958-01-29 | 0 | 0 | 0 | 0 | -12.5669 | -12.5669 | 3588.6973 | 26843.4556 |  | 0
1958-01-30 | 0 | 0 | 0 | 0 | -12.5669 | -12.5669 | 3576.1304 | 26749.4555 |  | 0
1958-01-31 | 0 | 0 | 0 | 0 | -12.5669 | -12.5669 | 3563.5636 | 26655.4554 |  | 0
1958-02-01 | 0 | 0 | 0 | 0 | -12.5669 | -12.5669 | 3550.9967 | 26561.4553 |  | 0
1958-02-02 | 0 | 0 | 0 | 0 | -12.5669 | -12.5669 | 3538.4298 | 26467.4552 |  | 0
1958-02-03 | 0 | 0 | 0 | 0 | -12.5669 | -12.5669 | 3525.863 | 26373.455 |  | 0
1958-02-04 | 0 | 0 | 0 | 0 | -12.5669 | -12.5669 | 3513.2961 | 26279.4549 |  | 0
1958-02-05 | 0 | 0 | 0 | 0 | -12.5669 | -12.5669 | 3500.7293 | 26185.4548 |  | 0
1958-02-06 | 0 | 0 | 0 | 0 | -12.5669 | -12.5669 | 3488.1624 | 26091.4547 |  | 0
1958-02-07 | 0 | 0 | 0 | 0 | -12.5669 | -12.5669 | 3475.5955 | 25997.4546 |  | 0
1958-02-08 | 0 | 0 | 0 | 0 | -12.5669 | -12.5669 | 3463.0287 | 25903.4545 |  | 0
1958-02-09 | 0.0066667 | 18.4 | 4.0107 | 4.0107 | 1.8224 | 1.8224 | 3464.8511 | 25917.0864 |  | 0
1958-02-10 | 0.0016667 | 4.6 | 4.0107 | 4.0107 | -11.9776 | -11.9776 | 3452.8736 | 25827.4942 |  | 0
1958-02-11 | 0.0083333 | 23 | 4.0107 | 4.0107 | 6.4224 | 6.4224 | 3459.296 | 25875.5341 |  | 0
1958-02-12 | 0.0016667 | 4.6 | 4.0107 | 4.0107 | -11.9776 | -11.9776 | 3447.3185 | 25785.942 |  | 0
1958-02-13 | 0 | 0 | 0 | 0 | -12.5669 | -12.5669 | 3434.7516 | 25691.9419 |  | 0
1958-02-14 | 0.0275 | 75.9 | 4.0107 | 4.0107 | 59.3224 | 59.3224 | 3494.074 | 26135.6738 |  | 0
1958-02-15 | 0 | 0 | 0 | 0 | -12.5669 | -12.5669 | 3481.5072 | 26041.6737 |  | 0
1958-02-16 | 0 | 0 | 0 | 0 | -12.5669 | -12.5669 | 3468.9403 | 25947.6736 |  | 0
1958-02-17 | 0 | 0 | 0 | 0 | -12.5669 | -12.5669 | 3456.3735 | 25853.6735 |  | 0
1958-02-18 | 0 | 0 | 0 | 0 | -12.5669 | -12.5669 | 3443.8066 | 25759.6733 |  | 0
1958-02-19 | 0 | 0 | 0 | 0 | -12.5669 | -12.5669 | 3431.2397 | 25665.6732 |  | 0
1958-02-20 | 0 | 0 | 0 | 0 | -12.5669 | -12.5669 | 3418.6729 | 25571.6731 |  | 0
1958-02-21 | 0 | 0 | 0 | 0 | -12.5669 | -12.5669 | 3406.106 | 25477.673 |  | 0
1958-02-22 | 0 | 0 | 0 | 0 | -12.5669 | -12.5669 | 3393.5392 | 25383.6729 |  | 0
1958-02-23 | 0 | 0 | 0 | 0 | -12.5669 | -12.5669 | 3380.9723 | 25289.6728 |  | 0
1958-02-24 | 0 | 0 | 0 | 0 | -12.5669 | -12.5669 | 3368.4054 | 25195.6727 |  | 0
1958-02-25 | 0 | 0 | 0 | 0 | -12.5669 | -12.5669 | 3355.8386 | 25101.6726 |  | 0
1958-02-26 | 0 | 0 | 0 | 0 | -12.5669 | -12.5669 | 3343.2717 | 25007.6724 |  | 0
1958-02-27 | 0 | 0 | 0 | 0 | -12.5669 | -12.5669 | 3330.7049 | 24913.6723 |  | 0
1958-02-28 | 0 | 0 | 0 | 0 | -12.5669 | -12.5669 | 3318.138 | 24819.6722 |  | 0
1958-03-01 | 0 | 0 | 0 | 0 | -12.5669 | -12.5669 | 3305.5711 | 24725.6721 |  | 0
1958-03-02 | 0 | 0 | 0 | 0 | -12.5669 | -12.5669 | 3293.0043 | 24631.672 |  | 0
1958-03-03 | 0 | 0 | 0 | 0 | -12.5669 | -12.5669 | 3280.4374 | 24537.6719 |  | 0
1958-03-04 | 0.0125 | 34.5 | 4.0107 | 4.0107 | 17.9224 | 17.9224 | 3298.3599 | 24671.7318 |  | 0
1958-03-05 | 0 | 0 | 0 | 0 | -12.5669 | -12.5669 | 3285.793 | 24577.7317 |  | 0
1958-03-06 | 0.020833 | 57.5 | 4.0107 | 4.0107 | 40.9224 | 40.9224 | 3326.7154 | 24883.8315 |  | 0
1958-03-07 | 0 | 0 | 0 | 0 | -12.5669 | -12.5669 | 3314.1486 | 24789.8314 |  | 0
1958-03-08 | 0.045 | 124.2 | 4.0107 | 4.0107 | 107.6224 | 107.6224 | 3421.771 | 25594.8473 |  | 0
1958-03-09 | 0 | 0 | 0 | 0 | -12.5669 | -12.5669 | 3409.2042 | 25500.8472 |  | 0
1958-03-10 | 0 | 0 | 0 | 0 | -12.5669 | -12.5669 | 3396.6373 | 25406.8471 |  | 0
1958-03-11 | 0.0016667 | 4.6 | 4.0107 | 4.0107 | -11.9776 | -11.9776 | 3384.6598 | 25317.255 |  | 0
1958-03-12 | 0.039167 | 108.1 | 4.0107 | 4.0107 | 91.5224 | 91.5224 | 3476.1822 | 26001.8429 |  | 0
1958-03-13 | 0 | 0 | 0 | 0 | -12.5669 | -12.5669 | 3463.6153 | 25907.8428 |  | 0
1958-03-14 | 0 | 0 | 0 | 0 | -12.5669 | -12.5669 | 3451.0485 | 25813.8426 |  | 0
1958-03-15 | 0 | 0 | 0 | 0 | -12.5669 | -12.5669 | 3438.4816 | 25719.8425 |  | 0
1958-03-16 | 0 | 0 | 0 | 0 | -12.5669 | -12.5669 | 3425.9148 | 25625.8424 |  | 0
1958-03-17 | 0.005 | 13.8 | 4.0107 | 4.0107 | -2.7776 | -2.7776 | 3423.1372 | 25605.0663 |  | 0
1958-03-18 | 0 | 0 | 0 | 0 | -12.5669 | -12.5669 | 3410.5703 | 25511.0662 |  | 0
1958-03-19 | 0 | 0 | 0 | 0 | -12.5669 | -12.5669 | 3398.0035 | 25417.0661 |  | 0
1958-03-20 | 0 | 0 | 0 | 0 | -12.5669 | -12.5669 | 3385.4366 | 25323.066 |  | 0
1958-03-21 | 0 | 0 | 0 | 0 | -12.5669 | -12.5669 | 3372.8698 | 25229.0658 |  | 0
1958-03-22 | 0 | 0 | 0 | 0 | -12.5669 | -12.5669 | 3360.3029 | 25135.0657 |  | 0
1958-03-23 | 0.013333 | 36.8 | 4.0107 | 4.0107 | 20.2224 | 20.2224 | 3380.5254 | 25286.3296 |  | 0
1958-03-24 | 0 | 0 | 0 | 0 | -12.5669 | -12.5669 | 3367.9585 | 25192.3295 |  | 0
1958-03-25 | 0 | 0 | 0 | 0 | -12.5669 | -12.5669 | 3355.3916 | 25098.3294 |  | 0
1958-03-26 | 0 | 0 | 0 | 0 | -12.5669 | -12.5669 | 3342.8248 | 25004.3293 |  | 0
1958-03-27 | 0.016667 | 46 | 4.0107 | 4.0107 | 29.4224 | 29.4224 | 3372.2472 | 25224.4092 |  | 0
1958-03-28 | 0.0575 | 158.7 | 4.0107 | 4.0107 | 142.1224 | 142.1224 | 3514.3697 | 26287.4851 |  | 0
1958-03-29 | 0 | 0 | 0 | 0 | -12.5669 | -12.5669 | 3501.8028 | 26193.4849 |  | 0
1958-03-30 | 0 | 0 | 0 | 0 | -12.5669 | -12.5669 | 3489.2359 | 26099.4848 |  | 0
1958-03-31 | 0 | 0 | 0 | 0 | -12.5669 | -12.5669 | 3476.6691 | 26005.4847 |  | 0
1958-04-01 | 0 | 0 | 0 | 0 | -12.5669 | -12.5669 | 3464.1022 | 25911.4846 |  | 0
1958-04-02 | 0.05 | 138 | 4.0107 | 4.0107 | 121.4224 | 121.4224 | 3585.5247 | 26819.7245 |  | 0
1958-04-03 | 0 | 0 | 0 | 0 | -12.5669 | -12.5669 | 3572.9578 | 26725.7244 |  | 0
1958-04-04 | 0 | 0 | 0 | 0 | -12.5669 | -12.5669 | 3560.3909 | 26631.7243 |  | 0
1958-04-05 | 0 | 0 | 0 | 0 | -12.5669 | -12.5669 | 3547.8241 | 26537.7242 |  | 0
1958-04-06 | 0 | 0 | 0 | 0 | -12.5669 | -12.5669 | 3535.2572 | 26443.724 |  | 0
1958-04-07 | 0 | 0 | 0 | 0 | -12.5669 | -12.5669 | 3522.6904 | 26349.7239 |  | 0
1958-04-08 | 0.00083333 | 2.3 | 4.0107 | 2.3 | -12.5669 | -12.5669 | 3510.1235 | 26255.7238 |  | 0
1958-04-09 | 0.013333 | 36.8 | 4.0107 | 4.0107 | 20.2224 | 20.2224 | 3530.3459 | 26406.9877 |  | 0
1958-04-10 | 0 | 0 | 0 | 0 | -12.5669 | -12.5669 | 3517.7791 | 26312.9876 |  | 0
1958-04-11 | 0 | 0 | 0 | 0 | -12.5669 | -12.5669 | 3505.2122 | 26218.9875 |  | 0
1958-04-12 | 0.0033333 | 9.2 | 4.0107 | 4.0107 | -7.3776 | -7.3776 | 3497.8347 | 26163.8034 |  | 0
1958-04-13 | 0.021667 | 59.8 | 4.0107 | 4.0107 | 43.2224 | 43.2224 | 3541.0571 | 26487.1073 |  | 0
1958-04-14 | 0 | 0 | 0 | 0 | -12.5669 | -12.5669 | 3528.4903 | 26393.1071 |  | 0
1958-04-15 | 0 | 0 | 0 | 0 | -12.5669 | -12.5669 | 3515.9234 | 26299.107 |  | 0
1958-04-16 | 0 | 0 | 0 | 0 | -12.5669 | -12.5669 | 3503.3565 | 26205.1069 |  | 0
1958-04-17 | 0.0083333 | 23 | 4.0107 | 4.0107 | 6.4224 | 6.4224 | 3509.779 | 26253.1468 |  | 0
1958-04-18 | 0.0033333 | 9.2 | 4.0107 | 4.0107 | -7.3776 | -7.3776 | 3502.4014 | 26197.9627 |  | 0
1958-04-19 | 0.06 | 165.6 | 4.0107 | 4.0107 | 149.0224 | 149.0224 | 3651.4239 | 27312.6506 |  | 0
1958-04-20 | 0.0375 | 103.5 | 4.0107 | 4.0107 | 86.9224 | 86.9224 | 3738.3463 | 27962.8305 |  | 0
1958-04-21 | 0.00083333 | 2.3 | 4.0107 | 2.3 | -12.5669 | -12.5669 | 3725.7795 | 27868.8304 |  | 0
1958-04-22 | 0 | 0 | 0 | 0 | -12.5669 | -12.5669 | 3713.2126 | 27774.8302 |  | 0
1958-04-23 | 0 | 0 | 0 | 0 | -12.5669 | -12.5669 | 3700.6457 | 27680.8301 |  | 0
1958-04-24 | 0 | 0 | 0 | 0 | -12.5669 | -12.5669 | 3688.0789 | 27586.83 |  | 0
1958-04-25 | 0 | 0 | 0 | 0 | -12.5669 | -12.5669 | 3675.512 | 27492.8299 |  | 0
1958-04-26 | 0.0016667 | 4.6 | 4.0107 | 4.0107 | -11.9776 | -11.9776 | 3663.5345 | 27403.2378 |  | 0
1958-04-27 | 0 | 0 | 0 | 0 | -12.5669 | -12.5669 | 3650.9676 | 27309.2377 |  | 0
1958-04-28 | 0.0016667 | 4.6 | 4.0107 | 4.0107 | -11.9776 | -11.9776 | 3638.99 | 27219.6456 |  | 0
1958-04-29 | 0.0016667 | 4.6 | 4.0107 | 4.0107 | -11.9776 | -11.9776 | 3627.0125 | 27130.0534 |  | 0
1958-04-30 | 0.005 | 13.8 | 4.0107 | 4.0107 | -2.7776 | -2.7776 | 3624.2349 | 27109.2773 |  | 0
1958-05-01 | 0.23917 | 660.1 | 4.0107 | 4.0107 | 643.5224 | 643.5224 | 3997.8631 | 29904.0163 |  | 257.3274
1958-05-02 | 0.049167 | 135.7 | 4.0107 | 4.0107 | 119.1224 | 119.1224 | 3997.8631 | 29904.0163 |  | 106.5556
1958-05-03 | 0.011667 | 32.2 | 4.0107 | 4.0107 | 15.6224 | 15.6224 | 3997.8631 | 29904.0163 |  | 3.0556
1958-05-04 | 0.0058333 | 16.1 | 4.0107 | 4.0107 | -0.47756 | -0.47756 | 3997.3856 | 29900.4442 |  | 0
1958-05-05 | 0 | 0 | 0 | 0 | -12.5669 | -12.5669 | 3984.8187 | 29806.4441 |  | 0
1958-05-06 | 0 | 0 | 0 | 0 | -12.5669 | -12.5669 | 3972.2519 | 29712.4439 |  | 0
1958-05-07 | 0 | 0 | 0 | 0 | -12.5669 | -12.5669 | 3959.685 | 29618.4438 |  | 0
1958-05-08 | 0.016667 | 46 | 4.0107 | 4.0107 | 29.4224 | 29.4224 | 3989.1074 | 29838.5237 |  | 0
1958-05-09 | 0.0175 | 48.3 | 4.0107 | 4.0107 | 31.7224 | 31.7224 | 3997.8631 | 29904.0163 |  | 10.3999
1958-05-10 | 0 | 0 | 0 | 0 | -12.5669 | -12.5669 | 3985.2963 | 29810.0162 |  | 0
1958-05-11 | 0 | 0 | 0 | 0 | -12.5669 | -12.5669 | 3972.7294 | 29716.0161 |  | 0
1958-05-12 | 0 | 0 | 0 | 0 | -12.5669 | -12.5669 | 3960.1626 | 29622.0159 |  | 0
1958-05-13 | 0 | 0 | 0 | 0 | -12.5669 | -12.5669 | 3947.5957 | 29528.0158 |  | 0
1958-05-14 | 0.015833 | 43.7 | 4.0107 | 4.0107 | 27.1224 | 27.1224 | 3974.7181 | 29730.8917 |  | 0
1958-05-15 | 0.0083333 | 23 | 4.0107 | 4.0107 | 6.4224 | 6.4224 | 3981.1406 | 29778.9316 |  | 0
1958-05-16 | 0 | 0 | 0 | 0 | -12.5669 | -12.5669 | 3968.5737 | 29684.9315 |  | 0
1958-05-17 | 0.0041667 | 11.5 | 4.0107 | 4.0107 | -5.0776 | -5.0776 | 3963.4962 | 29646.9514 |  | 0
1958-05-18 | 0 | 0 | 0 | 0 | -12.5669 | -12.5669 | 3950.9293 | 29552.9513 |  | 0
1958-05-19 | 0 | 0 | 0 | 0 | -12.5669 | -12.5669 | 3938.3625 | 29458.9512 |  | 0
1958-05-20 | 0 | 0 | 0 | 0 | -12.5669 | -12.5669 | 3925.7956 | 29364.951 |  | 0
1958-05-21 | 0 | 0 | 0 | 0 | -12.5669 | -12.5669 | 3913.2287 | 29270.9509 |  | 0
1958-05-22 | 0 | 0 | 0 | 0 | -12.5669 | -12.5669 | 3900.6619 | 29176.9508 |  | 0
1958-05-23 | 0 | 0 | 0 | 0 | -12.5669 | -12.5669 | 3888.095 | 29082.9507 |  | 0
1958-05-24 | 0 | 0 | 0 | 0 | -12.5669 | -12.5669 | 3875.5282 | 28988.9506 |  | 0
1958-05-25 | 0 | 0 | 0 | 0 | -12.5669 | -12.5669 | 3862.9613 | 28894.9505 |  | 0
1958-05-26 | 0 | 0 | 0 | 0 | -12.5669 | -12.5669 | 3850.3944 | 28800.9504 |  | 0
1958-05-27 | 0 | 0 | 0 | 0 | -12.5669 | -12.5669 | 3837.8276 | 28706.9503 |  | 0
1958-05-28 | 0 | 0 | 0 | 0 | -12.5669 | -12.5669 | 3825.2607 | 28612.9501 |  | 0
1958-05-29 | 0 | 0 | 0 | 0 | -12.5669 | -12.5669 | 3812.6939 | 28518.95 |  | 0
1958-05-30 | 0.00083333 | 2.3 | 4.0107 | 2.3 | -12.5669 | -12.5669 | 3800.127 | 28424.9499 |  | 0
1958-05-31 | 0 | 0 | 0 | 0 | -12.5669 | -12.5669 | 3787.5601 | 28330.9498 |  | 0
1958-06-01 | 0 | 0 | 0 | 0 | -12.5669 | -12.5669 | 3774.9933 | 28236.9497 |  | 0
1958-06-02 | 0 | 0 | 0 | 0 | -12.5669 | -12.5669 | 3762.4264 | 28142.9496 |  | 0
1958-06-03 | 0 | 0 | 0 | 0 | -12.5669 | -12.5669 | 3749.8596 | 28048.9495 |  | 0
1958-06-04 | 0 | 0 | 0 | 0 | -12.5669 | -12.5669 | 3737.2927 | 27954.9494 |  | 0
1958-06-05 | 0 | 0 | 0 | 0 | -12.5669 | -12.5669 | 3724.7258 | 27860.9492 |  | 0
1958-06-06 | 0 | 0 | 0 | 0 | -12.5669 | -12.5669 | 3712.159 | 27766.9491 |  | 0
1958-06-07 | 0 | 0 | 0 | 0 | -12.5669 | -12.5669 | 3699.5921 | 27672.949 |  | 0
1958-06-08 | 0 | 0 | 0 | 0 | -12.5669 | -12.5669 | 3687.0253 | 27578.9489 |  | 0
1958-06-09 | 0 | 0 | 0 | 0 | -12.5669 | -12.5669 | 3674.4584 | 27484.9488 |  | 0
1958-06-10 | 0.0016667 | 4.6 | 4.0107 | 4.0107 | -11.9776 | -11.9776 | 3662.4808 | 27395.3567 |  | 0
1958-06-11 | 0 | 0 | 0 | 0 | -12.5669 | -12.5669 | 3649.914 | 27301.3566 |  | 0
1958-06-12 | 0 | 0 | 0 | 0 | -12.5669 | -12.5669 | 3637.3471 | 27207.3565 |  | 0
1958-06-13 | 0 | 0 | 0 | 0 | -12.5669 | -12.5669 | 3624.7803 | 27113.3563 |  | 0
1958-06-14 | 0 | 0 | 0 | 0 | -12.5669 | -12.5669 | 3612.2134 | 27019.3562 |  | 0
1958-06-15 | 0 | 0 | 0 | 0 | -12.5669 | -12.5669 | 3599.6465 | 26925.3561 |  | 0
1958-06-16 | 0.0375 | 103.5 | 4.0107 | 4.0107 | 86.9224 | 86.9224 | 3686.569 | 27575.536 |  | 0
1958-06-17 | 0 | 0 | 0 | 0 | -12.5669 | -12.5669 | 3674.0021 | 27481.5359 |  | 0
1958-06-18 | 0 | 0 | 0 | 0 | -12.5669 | -12.5669 | 3661.4353 | 27387.5358 |  | 0
1958-06-19 | 0.10667 | 294.4 | 4.0107 | 4.0107 | 277.8224 | 277.8224 | 3939.2577 | 29465.6477 |  | 0
1958-06-20 | 0 | 0 | 0 | 0 | -12.5669 | -12.5669 | 3926.6908 | 29371.6475 |  | 0
1958-06-21 | 0.0033333 | 9.2 | 4.0107 | 4.0107 | -7.3776 | -7.3776 | 3919.3133 | 29316.4634 |  | 0
1958-06-22 | 0 | 0 | 0 | 0 | -12.5669 | -12.5669 | 3906.7464 | 29222.4633 |  | 0
1958-06-23 | 0 | 0 | 0 | 0 | -12.5669 | -12.5669 | 3894.1796 | 29128.4632 |  | 0
1958-06-24 | 0 | 0 | 0 | 0 | -12.5669 | -12.5669 | 3881.6127 | 29034.4631 |  | 0
1958-06-25 | 0.0025 | 6.9 | 4.0107 | 4.0107 | -9.6776 | -9.6776 | 3871.9352 | 28962.075 |  | 0
1958-06-26 | 0 | 0 | 0 | 0 | -12.5669 | -12.5669 | 3859.3683 | 28868.0749 |  | 0
1958-06-27 | 0 | 0 | 0 | 0 | -12.5669 | -12.5669 | 3846.8014 | 28774.0748 |  | 0
1958-06-28 | 0 | 0 | 0 | 0 | -12.5669 | -12.5669 | 3834.2346 | 28680.0746 |  | 0
1958-06-29 | 0 | 0 | 0 | 0 | -12.5669 | -12.5669 | 3821.6677 | 28586.0745 |  | 0
1958-06-30 | 0 | 0 | 0 | 0 | -12.5669 | -12.5669 | 3809.1009 | 28492.0744 |  | 0
1958-07-01 | 0 | 0 | 0 | 0 | -12.5669 | -12.5669 | 3796.534 | 28398.0743 |  | 0
1958-07-02 | 0 | 0 | 0 | 0 | -12.5669 | -12.5669 | 3783.9671 | 28304.0742 |  | 0
1958-07-03 | 0 | 0 | 0 | 0 | -12.5669 | -12.5669 | 3771.4003 | 28210.0741 |  | 0
1958-07-04 | 0.0016667 | 4.6 | 4.0107 | 4.0107 | -11.9776 | -11.9776 | 3759.4227 | 28120.482 |  | 0
1958-07-05 | 0.015 | 41.4 | 4.0107 | 4.0107 | 24.8224 | 24.8224 | 3784.2452 | 28306.1539 |  | 0
1958-07-06 | 0.10833 | 299 | 4.0107 | 4.0107 | 282.4224 | 282.4224 | 3997.8631 | 29904.0163 |  | 56.2376
1958-07-07 | 0 | 0 | 0 | 0 | -12.5669 | -12.5669 | 3985.2963 | 29810.0162 |  | 0
1958-07-08 | 0 | 0 | 0 | 0 | -12.5669 | -12.5669 | 3972.7294 | 29716.0161 |  | 0
1958-07-09 | 0 | 0 | 0 | 0 | -12.5669 | -12.5669 | 3960.1626 | 29622.0159 |  | 0
1958-07-10 | 0 | 0 | 0 | 0 | -12.5669 | -12.5669 | 3947.5957 | 29528.0158 |  | 0
1958-07-11 | 0 | 0 | 0 | 0 | -12.5669 | -12.5669 | 3935.0288 | 29434.0157 |  | 0
1958-07-12 | 0 | 0 | 0 | 0 | -12.5669 | -12.5669 | 3922.462 | 29340.0156 |  | 0
1958-07-13 | 0 | 0 | 0 | 0 | -12.5669 | -12.5669 | 3909.8951 | 29246.0155 |  | 0
1958-07-14 | 0.0016667 | 4.6 | 4.0107 | 4.0107 | -11.9776 | -11.9776 | 3897.9176 | 29156.4234 |  | 0
1958-07-15 | 0 | 0 | 0 | 0 | -12.5669 | -12.5669 | 3885.3507 | 29062.4233 |  | 0
1958-07-16 | 0 | 0 | 0 | 0 | -12.5669 | -12.5669 | 3872.7838 | 28968.4232 |  | 0
1958-07-17 | 0 | 0 | 0 | 0 | -12.5669 | -12.5669 | 3860.217 | 28874.423 |  | 0
1958-07-18 | 0 | 0 | 0 | 0 | -12.5669 | -12.5669 | 3847.6501 | 28780.4229 |  | 0
1958-07-19 | 0 | 0 | 0 | 0 | -12.5669 | -12.5669 | 3835.0833 | 28686.4228 |  | 0
1958-07-20 | 0 | 0 | 0 | 0 | -12.5669 | -12.5669 | 3822.5164 | 28592.4227 |  | 0
1958-07-21 | 0.06 | 165.6 | 4.0107 | 4.0107 | 149.0224 | 149.0224 | 3971.5388 | 29707.1106 |  | 0
1958-07-22 | 0 | 0 | 0 | 0 | -12.5669 | -12.5669 | 3958.972 | 29613.1105 |  | 0
1958-07-23 | 0.060833 | 167.9 | 4.0107 | 4.0107 | 151.3224 | 151.3224 | 3997.8631 | 29904.0163 |  | 99.8644
1958-07-24 | 0 | 0 | 0 | 0 | -12.5669 | -12.5669 | 3985.2963 | 29810.0162 |  | 0
1958-07-25 | 0 | 0 | 0 | 0 | -12.5669 | -12.5669 | 3972.7294 | 29716.0161 |  | 0
1958-07-26 | 0 | 0 | 0 | 0 | -12.5669 | -12.5669 | 3960.1626 | 29622.0159 |  | 0
1958-07-27 | 0.0016667 | 4.6 | 4.0107 | 4.0107 | -11.9776 | -11.9776 | 3948.185 | 29532.4238 |  | 0
1958-07-28 | 0.03 | 82.8 | 4.0107 | 4.0107 | 66.2224 | 66.2224 | 3997.8631 | 29904.0163 |  | 3.9774
1958-07-29 | 0 | 0 | 0 | 0 | -12.5669 | -12.5669 | 3985.2963 | 29810.0162 |  | 0
1958-07-30 | 0 | 0 | 0 | 0 | -12.5669 | -12.5669 | 3972.7294 | 29716.0161 |  | 0
1958-07-31 | 0 | 0 | 0 | 0 | -12.5669 | -12.5669 | 3960.1626 | 29622.0159 |  | 0
1958-08-01 | 0.016667 | 46 | 4.0107 | 4.0107 | 29.4224 | 29.4224 | 3989.585 | 29842.0958 |  | 0
1958-08-02 | 0 | 0 | 0 | 0 | -12.5669 | -12.5669 | 3977.0181 | 29748.0957 |  | 0
1958-08-03 | 0 | 0 | 0 | 0 | -12.5669 | -12.5669 | 3964.4513 | 29654.0956 |  | 0
1958-08-04 | 0 | 0 | 0 | 0 | -12.5669 | -12.5669 | 3951.8844 | 29560.0955 |  | 0
1958-08-05 | 0 | 0 | 0 | 0 | -12.5669 | -12.5669 | 3939.3176 | 29466.0954 |  | 0
1958-08-06 | 0 | 0 | 0 | 0 | -12.5669 | -12.5669 | 3926.7507 | 29372.0953 |  | 0
1958-08-07 | 0 | 0 | 0 | 0 | -12.5669 | -12.5669 | 3914.1838 | 29278.0952 |  | 0
1958-08-08 | 0 | 0 | 0 | 0 | -12.5669 | -12.5669 | 3901.617 | 29184.095 |  | 0
1958-08-09 | 0 | 0 | 0 | 0 | -12.5669 | -12.5669 | 3889.0501 | 29090.0949 |  | 0
1958-08-10 | 0.0016667 | 4.6 | 4.0107 | 4.0107 | -11.9776 | -11.9776 | 3877.0726 | 29000.5028 |  | 0
1958-08-11 | 0 | 0 | 0 | 0 | -12.5669 | -12.5669 | 3864.5057 | 28906.5027 |  | 0
1958-08-12 | 0 | 0 | 0 | 0 | -12.5669 | -12.5669 | 3851.9388 | 28812.5026 |  | 0
1958-08-13 | 0 | 0 | 0 | 0 | -12.5669 | -12.5669 | 3839.372 | 28718.5025 |  | 0
1958-08-14 | 0 | 0 | 0 | 0 | -12.5669 | -12.5669 | 3826.8051 | 28624.5024 |  | 0
1958-08-15 | 0 | 0 | 0 | 0 | -12.5669 | -12.5669 | 3814.2383 | 28530.5023 |  | 0
1958-08-16 | 0 | 0 | 0 | 0 | -12.5669 | -12.5669 | 3801.6714 | 28436.5021 |  | 0
1958-08-17 | 0 | 0 | 0 | 0 | -12.5669 | -12.5669 | 3789.1045 | 28342.502 |  | 0
1958-08-18 | 0 | 0 | 0 | 0 | -12.5669 | -12.5669 | 3776.5377 | 28248.5019 |  | 0
1958-08-19 | 0 | 0 | 0 | 0 | -12.5669 | -12.5669 | 3763.9708 | 28154.5018 |  | 0
1958-08-20 | 0.0091667 | 25.3 | 4.0107 | 4.0107 | 8.7224 | 8.7224 | 3772.6933 | 28219.7457 |  | 0
1958-08-21 | 0 | 0 | 0 | 0 | -12.5669 | -12.5669 | 3760.1264 | 28125.7456 |  | 0
1958-08-22 | 0 | 0 | 0 | 0 | -12.5669 | -12.5669 | 3747.5596 | 28031.7455 |  | 0
1958-08-23 | 0.0033333 | 9.2 | 4.0107 | 4.0107 | -7.3776 | -7.3776 | 3740.182 | 27976.5614 |  | 0
1958-08-24 | 0 | 0 | 0 | 0 | -12.5669 | -12.5669 | 3727.6151 | 27882.5612 |  | 0
1958-08-25 | 0 | 0 | 0 | 0 | -12.5669 | -12.5669 | 3715.0483 | 27788.5611 |  | 0
1958-08-26 | 0 | 0 | 0 | 0 | -12.5669 | -12.5669 | 3702.4814 | 27694.561 |  | 0
1958-08-27 | 0 | 0 | 0 | 0 | -12.5669 | -12.5669 | 3689.9146 | 27600.5609 |  | 0
1958-08-28 | 0 | 0 | 0 | 0 | -12.5669 | -12.5669 | 3677.3477 | 27506.5608 |  | 0
1958-08-29 | 0 | 0 | 0 | 0 | -12.5669 | -12.5669 | 3664.7808 | 27412.5607 |  | 0
1958-08-30 | 0 | 0 | 0 | 0 | -12.5669 | -12.5669 | 3652.214 | 27318.5606 |  | 0
1958-08-31 | 0 | 0 | 0 | 0 | -12.5669 | -12.5669 | 3639.6471 | 27224.5605 |  | 0
1958-09-01 | 0 | 0 | 0 | 0 | -12.5669 | -12.5669 | 3627.0803 | 27130.5603 |  | 0
1958-09-02 | 0 | 0 | 0 | 0 | -12.5669 | -12.5669 | 3614.5134 | 27036.5602 |  | 0
1958-09-03 | 0 | 0 | 0 | 0 | -12.5669 | -12.5669 | 3601.9465 | 26942.5601 |  | 0
1958-09-04 | 0 | 0 | 0 | 0 | -12.5669 | -12.5669 | 3589.3797 | 26848.56 |  | 0
1958-09-05 | 0 | 0 | 0 | 0 | -12.5669 | -12.5669 | 3576.8128 | 26754.5599 |  | 0
1958-09-06 | 0 | 0 | 0 | 0 | -12.5669 | -12.5669 | 3564.246 | 26660.5598 |  | 0
1958-09-07 | 0.0016667 | 4.6 | 4.0107 | 4.0107 | -11.9776 | -11.9776 | 3552.2684 | 26570.9677 |  | 0
1958-09-08 | 0 | 0 | 0 | 0 | -12.5669 | -12.5669 | 3539.7015 | 26476.9675 |  | 0
1958-09-09 | 0 | 0 | 0 | 0 | -12.5669 | -12.5669 | 3527.1347 | 26382.9674 |  | 0
1958-09-10 | 0.005 | 13.8 | 4.0107 | 4.0107 | -2.7776 | -2.7776 | 3524.3571 | 26362.1913 |  | 0
1958-09-11 | 0 | 0 | 0 | 0 | -12.5669 | -12.5669 | 3511.7903 | 26268.1912 |  | 0
1958-09-12 | 0 | 0 | 0 | 0 | -12.5669 | -12.5669 | 3499.2234 | 26174.1911 |  | 0
1958-09-13 | 0 | 0 | 0 | 0 | -12.5669 | -12.5669 | 3486.6565 | 26080.191 |  | 0
1958-09-14 | 0 | 0 | 0 | 0 | -12.5669 | -12.5669 | 3474.0897 | 25986.1909 |  | 0
1958-09-15 | 0.0033333 | 9.2 | 4.0107 | 4.0107 | -7.3776 | -7.3776 | 3466.7121 | 25931.0068 |  | 0
1958-09-16 | 0.020833 | 57.5 | 4.0107 | 4.0107 | 40.9224 | 40.9224 | 3507.6346 | 26237.1066 |  | 0
1958-09-17 | 0 | 0 | 0 | 0 | -12.5669 | -12.5669 | 3495.0677 | 26143.1065 |  | 0
1958-09-18 | 0 | 0 | 0 | 0 | -12.5669 | -12.5669 | 3482.5009 | 26049.1064 |  | 0
1958-09-19 | 0 | 0 | 0 | 0 | -12.5669 | -12.5669 | 3469.934 | 25955.1063 |  | 0
1958-09-20 | 0 | 0 | 0 | 0 | -12.5669 | -12.5669 | 3457.3671 | 25861.1062 |  | 0
1958-09-21 | 0 | 0 | 0 | 0 | -12.5669 | -12.5669 | 3444.8003 | 25767.1061 |  | 0
1958-09-22 | 0 | 0 | 0 | 0 | -12.5669 | -12.5669 | 3432.2334 | 25673.106 |  | 0
1958-09-23 | 0 | 0 | 0 | 0 | -12.5669 | -12.5669 | 3419.6666 | 25579.1059 |  | 0
1958-09-24 | 0 | 0 | 0 | 0 | -12.5669 | -12.5669 | 3407.0997 | 25485.1057 |  | 0
1958-09-25 | 0 | 0 | 0 | 0 | -12.5669 | -12.5669 | 3394.5328 | 25391.1056 |  | 0
1958-09-26 | 0.0041667 | 11.5 | 4.0107 | 4.0107 | -5.0776 | -5.0776 | 3389.4553 | 25353.1255 |  | 0
1958-09-27 | 0 | 0 | 0 | 0 | -12.5669 | -12.5669 | 3376.8884 | 25259.1254 |  | 0
1958-09-28 | 0 | 0 | 0 | 0 | -12.5669 | -12.5669 | 3364.3216 | 25165.1253 |  | 0
1958-09-29 | 0 | 0 | 0 | 0 | -12.5669 | -12.5669 | 3351.7547 | 25071.1252 |  | 0
1958-09-30 | 0 | 0 | 0 | 0 | -12.5669 | -12.5669 | 3339.1878 | 24977.1251 |  | 0
1958-10-01 | 0 | 0 | 0 | 0 | -12.5669 | -12.5669 | 3326.621 | 24883.125 |  | 0
1958-10-02 | 0 | 0 | 0 | 0 | -12.5669 | -12.5669 | 3314.0541 | 24789.1248 |  | 0
1958-10-03 | 0 | 0 | 0 | 0 | -12.5669 | -12.5669 | 3301.4873 | 24695.1247 |  | 0
1958-10-04 | 0 | 0 | 0 | 0 | -12.5669 | -12.5669 | 3288.9204 | 24601.1246 |  | 0
1958-10-05 | 0 | 0 | 0 | 0 | -12.5669 | -12.5669 | 3276.3535 | 24507.1245 |  | 0
1958-10-06 | 0 | 0 | 0 | 0 | -12.5669 | -12.5669 | 3263.7867 | 24413.1244 |  | 0
1958-10-07 | 0.018333 | 50.6 | 4.0107 | 4.0107 | 34.0224 | 34.0224 | 3297.8091 | 24667.6123 |  | 0
1958-10-08 | 0 | 0 | 0 | 0 | -12.5669 | -12.5669 | 3285.2423 | 24573.6122 |  | 0
1958-10-09 | 0 | 0 | 0 | 0 | -12.5669 | -12.5669 | 3272.6754 | 24479.6121 |  | 0
1958-10-10 | 0 | 0 | 0 | 0 | -12.5669 | -12.5669 | 3260.1085 | 24385.6119 |  | 0
1958-10-11 | 0.015 | 41.4 | 4.0107 | 4.0107 | 24.8224 | 24.8224 | 3284.931 | 24571.2838 |  | 0
1958-10-12 | 0.026667 | 73.6 | 4.0107 | 4.0107 | 57.0224 | 57.0224 | 3341.9534 | 24997.8117 |  | 0
1958-10-13 | 0 | 0 | 0 | 0 | -12.5669 | -12.5669 | 3329.3866 | 24903.8116 |  | 0
1958-10-14 | 0 | 0 | 0 | 0 | -12.5669 | -12.5669 | 3316.8197 | 24809.8115 |  | 0
1958-10-15 | 0 | 0 | 0 | 0 | -12.5669 | -12.5669 | 3304.2529 | 24715.8114 |  | 0
1958-10-16 | 0 | 0 | 0 | 0 | -12.5669 | -12.5669 | 3291.686 | 24621.8113 |  | 0
1958-10-17 | 0 | 0 | 0 | 0 | -12.5669 | -12.5669 | 3279.1191 | 24527.8112 |  | 0
1958-10-18 | 0 | 0 | 0 | 0 | -12.5669 | -12.5669 | 3266.5523 | 24433.811 |  | 0
1958-10-19 | 0 | 0 | 0 | 0 | -12.5669 | -12.5669 | 3253.9854 | 24339.8109 |  | 0
1958-10-20 | 0 | 0 | 0 | 0 | -12.5669 | -12.5669 | 3241.4186 | 24245.8108 |  | 0
1958-10-21 | 0 | 0 | 0 | 0 | -12.5669 | -12.5669 | 3228.8517 | 24151.8107 |  | 0
1958-10-22 | 0 | 0 | 0 | 0 | -12.5669 | -12.5669 | 3216.2848 | 24057.8106 |  | 0
1958-10-23 | 0 | 0 | 0 | 0 | -12.5669 | -12.5669 | 3203.718 | 23963.8105 |  | 0
1958-10-24 | 0 | 0 | 0 | 0 | -12.5669 | -12.5669 | 3191.1511 | 23869.8104 |  | 0
1958-10-25 | 0 | 0 | 0 | 0 | -12.5669 | -12.5669 | 3178.5843 | 23775.8102 |  | 0
1958-10-26 | 0.0058333 | 16.1 | 4.0107 | 4.0107 | -0.47756 | -0.47756 | 3178.1067 | 23772.2381 |  | 0
1958-10-27 | 0 | 0 | 0 | 0 | -12.5669 | -12.5669 | 3165.5398 | 23678.238 |  | 0
1958-10-28 | 0 | 0 | 0 | 0 | -12.5669 | -12.5669 | 3152.973 | 23584.2379 |  | 0
1958-10-29 | 0 | 0 | 0 | 0 | -12.5669 | -12.5669 | 3140.4061 | 23490.2378 |  | 0
1958-10-30 | 0 | 0 | 0 | 0 | -12.5669 | -12.5669 | 3127.8393 | 23396.2377 |  | 0
1958-10-31 | 0.0041667 | 11.5 | 4.0107 | 4.0107 | -5.0776 | -5.0776 | 3122.7617 | 23358.2576 |  | 0
1958-11-01 | 0 | 0 | 0 | 0 | -12.5669 | -12.5669 | 3110.1948 | 23264.2575 |  | 0
1958-11-02 | 0 | 0 | 0 | 0 | -12.5669 | -12.5669 | 3097.628 | 23170.2573 |  | 0
1958-11-03 | 0 | 0 | 0 | 0 | -12.5669 | -12.5669 | 3085.0611 | 23076.2572 |  | 0
1958-11-04 | 0 | 0 | 0 | 0 | -12.5669 | -12.5669 | 3072.4943 | 22982.2571 |  | 0
1958-11-05 | 0 | 0 | 0 | 0 | -12.5669 | -12.5669 | 3059.9274 | 22888.257 |  | 0
1958-11-06 | 0 | 0 | 0 | 0 | -12.5669 | -12.5669 | 3047.3605 | 22794.2569 |  | 0
1958-11-07 | 0 | 0 | 0 | 0 | -12.5669 | -12.5669 | 3034.7937 | 22700.2568 |  | 0
1958-11-08 | 0 | 0 | 0 | 0 | -12.5669 | -12.5669 | 3022.2268 | 22606.2567 |  | 0
1958-11-09 | 0 | 0 | 0 | 0 | -12.5669 | -12.5669 | 3009.66 | 22512.2566 |  | 0
1958-11-10 | 0 | 0 | 0 | 0 | -12.5669 | -12.5669 | 2997.0931 | 22418.2564 |  | 0
1958-11-11 | 0 | 0 | 0 | 0 | -12.5669 | -12.5669 | 2984.5262 | 22324.2563 |  | 0
1958-11-12 | 0 | 0 | 0 | 0 | -12.5669 | -12.5669 | 2971.9594 | 22230.2562 |  | 0
1958-11-13 | 0 | 0 | 0 | 0 | -12.5669 | -12.5669 | 2959.3925 | 22136.2561 |  | 0
1958-11-14 | 0.026667 | 73.6 | 4.0107 | 4.0107 | 57.0224 | 57.0224 | 3016.415 | 22562.784 |  | 0
1958-11-15 | 0 | 0 | 0 | 0 | -12.5669 | -12.5669 | 3003.8481 | 22468.7839 |  | 0
1958-11-16 | 0 | 0 | 0 | 0 | -12.5669 | -12.5669 | 2991.2813 | 22374.7838 |  | 0
1958-11-17 | 0.0066667 | 18.4 | 4.0107 | 4.0107 | 1.8224 | 1.8224 | 2993.1037 | 22388.4157 |  | 0
1958-11-18 | 0 | 0 | 0 | 0 | -12.5669 | -12.5669 | 2980.5368 | 22294.4155 |  | 0
1958-11-19 | 0 | 0 | 0 | 0 | -12.5669 | -12.5669 | 2967.97 | 22200.4154 |  | 0
1958-11-20 | 0 | 0 | 0 | 0 | -12.5669 | -12.5669 | 2955.4031 | 22106.4153 |  | 0
1958-11-21 | 0 | 0 | 0 | 0 | -12.5669 | -12.5669 | 2942.8363 | 22012.4152 |  | 0
1958-11-22 | 0 | 0 | 0 | 0 | -12.5669 | -12.5669 | 2930.2694 | 21918.4151 |  | 0
1958-11-23 | 0 | 0 | 0 | 0 | -12.5669 | -12.5669 | 2917.7025 | 21824.415 |  | 0
1958-11-24 | 0 | 0 | 0 | 0 | -12.5669 | -12.5669 | 2905.1357 | 21730.4149 |  | 0
1958-11-25 | 0 | 0 | 0 | 0 | -12.5669 | -12.5669 | 2892.5688 | 21636.4148 |  | 0
1958-11-26 | 0 | 0 | 0 | 0 | -12.5669 | -12.5669 | 2880.002 | 21542.4146 |  | 0
1958-11-27 | 0.011667 | 32.2 | 4.0107 | 4.0107 | 15.6224 | 15.6224 | 2895.6244 | 21659.2705 |  | 0
1958-11-28 | 0.0025 | 6.9 | 4.0107 | 4.0107 | -9.6776 | -9.6776 | 2885.9468 | 21586.8824 |  | 0
1958-11-29 | 0 | 0 | 0 | 0 | -12.5669 | -12.5669 | 2873.38 | 21492.8823 |  | 0
1958-11-30 | 0 | 0 | 0 | 0 | -12.5669 | -12.5669 | 2860.8131 | 21398.8822 |  | 0
1958-12-01 | 0.0066667 | 18.4 | 4.0107 | 4.0107 | 1.8224 | 1.8224 | 2862.6356 | 21412.5141 |  | 0
1958-12-02 | 0 | 0 | 0 | 0 | -12.5669 | -12.5669 | 2850.0687 | 21318.514 |  | 0
1958-12-03 | 0 | 0 | 0 | 0 | -12.5669 | -12.5669 | 2837.5019 | 21224.5138 |  | 0
1958-12-04 | 0 | 0 | 0 | 0 | -12.5669 | -12.5669 | 2824.935 | 21130.5137 |  | 0
1958-12-05 | 0 | 0 | 0 | 0 | -12.5669 | -12.5669 | 2812.3681 | 21036.5136 |  | 0
1958-12-06 | 0 | 0 | 0 | 0 | -12.5669 | -12.5669 | 2799.8013 | 20942.5135 |  | 0
1958-12-07 | 0 | 0 | 0 | 0 | -12.5669 | -12.5669 | 2787.2344 | 20848.5134 |  | 0
1958-12-08 | 0 | 0 | 0 | 0 | -12.5669 | -12.5669 | 2774.6676 | 20754.5133 |  | 0
1958-12-09 | 0 | 0 | 0 | 0 | -12.5669 | -12.5669 | 2762.1007 | 20660.5132 |  | 0
1958-12-10 | 0 | 0 | 0 | 0 | -12.5669 | -12.5669 | 2749.5338 | 20566.5131 |  | 0
1958-12-11 | 0 | 0 | 0 | 0 | -12.5669 | -12.5669 | 2736.967 | 20472.5129 |  | 0
1958-12-12 | 0.0033333 | 9.2 | 4.0107 | 4.0107 | -7.3776 | -7.3776 | 2729.5894 | 20417.3288 |  | 0
1958-12-13 | 0.00083333 | 2.3 | 4.0107 | 2.3 | -12.5669 | -12.5669 | 2717.0226 | 20323.3287 |  | 0
1958-12-14 | 0 | 0 | 0 | 0 | -12.5669 | -12.5669 | 2704.4557 | 20229.3286 |  | 0
1958-12-15 | 0 | 0 | 0 | 0 | -12.5669 | -12.5669 | 2691.8888 | 20135.3285 |  | 0
1958-12-16 | 0 | 0 | 0 | 0 | -12.5669 | -12.5669 | 2679.322 | 20041.3284 |  | 0
1958-12-17 | 0 | 0 | 0 | 0 | -12.5669 | -12.5669 | 2666.7551 | 19947.3283 |  | 0
1958-12-18 | 0 | 0 | 0 | 0 | -12.5669 | -12.5669 | 2654.1883 | 19853.3282 |  | 0
1958-12-19 | 0 | 0 | 0 | 0 | -12.5669 | -12.5669 | 2641.6214 | 19759.328 |  | 0
1958-12-20 | 0 | 0 | 0 | 0 | -12.5669 | -12.5669 | 2629.0545 | 19665.3279 |  | 0
1958-12-21 | 0 | 0 | 0 | 0 | -12.5669 | -12.5669 | 2616.4877 | 19571.3278 |  | 0
1958-12-22 | 0 | 0 | 0 | 0 | -12.5669 | -12.5669 | 2603.9208 | 19477.3277 |  | 0
1958-12-23 | 0 | 0 | 0 | 0 | -12.5669 | -12.5669 | 2591.354 | 19383.3276 |  | 0
1958-12-24 | 0 | 0 | 0 | 0 | -12.5669 | -12.5669 | 2578.7871 | 19289.3275 |  | 0
1958-12-25 | 0 | 0 | 0 | 0 | -12.5669 | -12.5669 | 2566.2202 | 19195.3274 |  | 0
1958-12-26 | 0 | 0 | 0 | 0 | -12.5669 | -12.5669 | 2553.6534 | 19101.3273 |  | 0
1958-12-27 | 0 | 0 | 0 | 0 | -12.5669 | -12.5669 | 2541.0865 | 19007.3271 |  | 0
1958-12-28 | 0 | 0 | 0 | 0 | -12.5669 | -12.5669 | 2528.5197 | 18913.327 |  | 0
1958-12-29 | 0.015833 | 43.7 | 4.0107 | 4.0107 | 27.1224 | 27.1224 | 2555.6421 | 19116.2029 |  | 0
1958-12-30 | 0.0066667 | 18.4 | 4.0107 | 4.0107 | 1.8224 | 1.8224 | 2557.4645 | 19129.8348 |  | 0
1958-12-31 | 0 | 0 | 0 | 0 | -12.5669 | -12.5669 | 2544.8977 | 19035.8347 |  | 0
1959-01-01 | 0 | 0 | 0 | 0 | -12.5669 | -12.5669 | 2532.3308 | 18941.8346 |  | 0
1959-01-02 | 0 | 0 | 0 | 0 | -12.5669 | -12.5669 | 2519.764 | 18847.8345 |  | 0
1959-01-03 | 0 | 0 | 0 | 0 | -12.5669 | -12.5669 | 2507.1971 | 18753.8344 |  | 0
1959-01-04 | 0 | 0 | 0 | 0 | -12.5669 | -12.5669 | 2494.6302 | 18659.8342 |  | 0
1959-01-05 | 0 | 0 | 0 | 0 | -12.5669 | -12.5669 | 2482.0634 | 18565.8341 |  | 0
1959-01-06 | 0 | 0 | 0 | 0 | -12.5669 | -12.5669 | 2469.4965 | 18471.834 |  | 0
1959-01-07 | 0 | 0 | 0 | 0 | -12.5669 | -12.5669 | 2456.9297 | 18377.8339 |  | 0
1959-01-08 | 0 | 0 | 0 | 0 | -12.5669 | -12.5669 | 2444.3628 | 18283.8338 |  | 0
1959-01-09 | 0 | 0 | 0 | 0 | -12.5669 | -12.5669 | 2431.7959 | 18189.8337 |  | 0
1959-01-10 | 0 | 0 | 0 | 0 | -12.5669 | -12.5669 | 2419.2291 | 18095.8336 |  | 0
1959-01-11 | 0 | 0 | 0 | 0 | -12.5669 | -12.5669 | 2406.6622 | 18001.8334 |  | 0
1959-01-12 | 0 | 0 | 0 | 0 | -12.5669 | -12.5669 | 2394.0954 | 17907.8333 |  | 0
1959-01-13 | 0 | 0 | 0 | 0 | -12.5669 | -12.5669 | 2381.5285 | 17813.8332 |  | 0
1959-01-14 | 0 | 0 | 0 | 0 | -12.5669 | -12.5669 | 2368.9616 | 17719.8331 |  | 0
1959-01-15 | 0.011667 | 32.2 | 4.0107 | 4.0107 | 15.6224 | 15.6224 | 2384.5841 | 17836.689 |  | 0
1959-01-16 | 0 | 0 | 0 | 0 | -12.5669 | -12.5669 | 2372.0172 | 17742.6889 |  | 0
1959-01-17 | 0 | 0 | 0 | 0 | -12.5669 | -12.5669 | 2359.4504 | 17648.6888 |  | 0
1959-01-18 | 0 | 0 | 0 | 0 | -12.5669 | -12.5669 | 2346.8835 | 17554.6887 |  | 0
1959-01-19 | 0 | 0 | 0 | 0 | -12.5669 | -12.5669 | 2334.3167 | 17460.6885 |  | 0
1959-01-20 | 0.0033333 | 9.2 | 4.0107 | 4.0107 | -7.3776 | -7.3776 | 2326.9391 | 17405.5044 |  | 0
1959-01-21 | 0 | 0 | 0 | 0 | -12.5669 | -12.5669 | 2314.3722 | 17311.5043 |  | 0
1959-01-22 | 0 | 0 | 0 | 0 | -12.5669 | -12.5669 | 2301.8054 | 17217.5042 |  | 0
1959-01-23 | 0 | 0 | 0 | 0 | -12.5669 | -12.5669 | 2289.2385 | 17123.5041 |  | 0
1959-01-24 | 0 | 0 | 0 | 0 | -12.5669 | -12.5669 | 2276.6717 | 17029.504 |  | 0
1959-01-25 | 0 | 0 | 0 | 0 | -12.5669 | -12.5669 | 2264.1048 | 16935.5039 |  | 0
1959-01-26 | 0 | 0 | 0 | 0 | -12.5669 | -12.5669 | 2251.5379 | 16841.5038 |  | 0
1959-01-27 | 0 | 0 | 0 | 0 | -12.5669 | -12.5669 | 2238.9711 | 16747.5036 |  | 0
1959-01-28 | 0 | 0 | 0 | 0 | -12.5669 | -12.5669 | 2226.4042 | 16653.5035 |  | 0
1959-01-29 | 0 | 0 | 0 | 0 | -12.5669 | -12.5669 | 2213.8374 | 16559.5034 |  | 0
1959-01-30 | 0 | 0 | 0 | 0 | -12.5669 | -12.5669 | 2201.2705 | 16465.5033 |  | 0
1959-01-31 | 0.0025 | 6.9 | 4.0107 | 4.0107 | -9.6776 | -9.6776 | 2191.5929 | 16393.1152 |  | 0
1959-02-01 | 0.0041667 | 11.5 | 4.0107 | 4.0107 | -5.0776 | -5.0776 | 2186.5154 | 16355.1351 |  | 0
1959-02-02 | 0.0066667 | 18.4 | 4.0107 | 4.0107 | 1.8224 | 1.8224 | 2188.3378 | 16368.767 |  | 0
1959-02-03 | 0 | 0 | 0 | 0 | -12.5669 | -12.5669 | 2175.771 | 16274.7669 |  | 0
1959-02-04 | 0 | 0 | 0 | 0 | -12.5669 | -12.5669 | 2163.2041 | 16180.7667 |  | 0
1959-02-05 | 0 | 0 | 0 | 0 | -12.5669 | -12.5669 | 2150.6372 | 16086.7666 |  | 0
1959-02-06 | 0 | 0 | 0 | 0 | -12.5669 | -12.5669 | 2138.0704 | 15992.7665 |  | 0
1959-02-07 | 0 | 0 | 0 | 0 | -12.5669 | -12.5669 | 2125.5035 | 15898.7664 |  | 0
1959-02-08 | 0 | 0 | 0 | 0 | -12.5669 | -12.5669 | 2112.9367 | 15804.7663 |  | 0
1959-02-09 | 0 | 0 | 0 | 0 | -12.5669 | -12.5669 | 2100.3698 | 15710.7662 |  | 0
1959-02-10 | 0 | 0 | 0 | 0 | -12.5669 | -12.5669 | 2087.8029 | 15616.7661 |  | 0
1959-02-11 | 0 | 0 | 0 | 0 | -12.5669 | -12.5669 | 2075.2361 | 15522.766 |  | 0
1959-02-12 | 0 | 0 | 0 | 0 | -12.5669 | -12.5669 | 2062.6692 | 15428.7658 |  | 0
1959-02-13 | 0.00083333 | 2.3 | 4.0107 | 2.3 | -12.5669 | -12.5669 | 2050.1024 | 15334.7657 |  | 0
1959-02-14 | 0.00083333 | 2.3 | 4.0107 | 2.3 | -12.5669 | -12.5669 | 2037.5355 | 15240.7656 |  | 0
1959-02-15 | 0 | 0 | 0 | 0 | -12.5669 | -12.5669 | 2024.9686 | 15146.7655 |  | 0
1959-02-16 | 0 | 0 | 0 | 0 | -12.5669 | -12.5669 | 2012.4018 | 15052.7654 |  | 0
1959-02-17 | 0 | 0 | 0 | 0 | -12.5669 | -12.5669 | 1999.8349 | 14958.7653 |  | 0
1959-02-18 | 0 | 0 | 0 | 0 | -12.5669 | -12.5669 | 1987.2681 | 14864.7652 |  | 0
1959-02-19 | 0 | 0 | 0 | 0 | -12.5669 | -12.5669 | 1974.7012 | 14770.7651 |  | 0
1959-02-20 | 0 | 0 | 0 | 0 | -12.5669 | -12.5669 | 1962.1343 | 14676.7649 |  | 0
1959-02-21 | 0 | 0 | 0 | 0 | -12.5669 | -12.5669 | 1949.5675 | 14582.7648 |  | 0
1959-02-22 | 0 | 0 | 0 | 0 | -12.5669 | -12.5669 | 1937.0006 | 14488.7647 |  | 0
1959-02-23 | 0 | 0 | 0 | 0 | -12.5669 | -12.5669 | 1924.4338 | 14394.7646 |  | 0
1959-02-24 | 0 | 0 | 0 | 0 | -12.5669 | -12.5669 | 1911.8669 | 14300.7645 |  | 0
1959-02-25 | 0 | 0 | 0 | 0 | -12.5669 | -12.5669 | 1899.3 | 14206.7644 |  | 0
1959-02-26 | 0 | 0 | 0 | 0 | -12.5669 | -12.5669 | 1886.7332 | 14112.7643 |  | 0
1959-02-27 | 0 | 0 | 0 | 0 | -12.5669 | -12.5669 | 1874.1663 | 14018.7641 |  | 0
1959-02-28 | 0 | 0 | 0 | 0 | -12.5669 | -12.5669 | 1861.5995 | 13924.764 |  | 0
1959-03-01 | 0 | 0 | 0 | 0 | -12.5669 | -12.5669 | 1849.0326 | 13830.7639 |  | 0
1959-03-02 | 0 | 0 | 0 | 0 | -12.5669 | -12.5669 | 1836.4657 | 13736.7638 |  | 0
1959-03-03 | 0 | 0 | 0 | 0 | -12.5669 | -12.5669 | 1823.8989 | 13642.7637 |  | 0
1959-03-04 | 0.0033333 | 9.2 | 4.0107 | 4.0107 | -7.3776 | -7.3776 | 1816.5213 | 13587.5796 |  | 0
1959-03-05 | 0.00083333 | 2.3 | 4.0107 | 2.3 | -12.5669 | -12.5669 | 1803.9545 | 13493.5795 |  | 0
1959-03-06 | 0 | 0 | 0 | 0 | -12.5669 | -12.5669 | 1791.3876 | 13399.5794 |  | 0
1959-03-07 | 0 | 0 | 0 | 0 | -12.5669 | -12.5669 | 1778.8208 | 13305.5792 |  | 0
1959-03-08 | 0 | 0 | 0 | 0 | -12.5669 | -12.5669 | 1766.2539 | 13211.5791 |  | 0
1959-03-09 | 0 | 0 | 0 | 0 | -12.5669 | -12.5669 | 1753.687 | 13117.579 |  | 0
1959-03-10 | 0 | 0 | 0 | 0 | -12.5669 | -12.5669 | 1741.1202 | 13023.5789 |  | 0
1959-03-11 | 0 | 0 | 0 | 0 | -12.5669 | -12.5669 | 1728.5533 | 12929.5788 |  | 0
1959-03-12 | 0 | 0 | 0 | 0 | -12.5669 | -12.5669 | 1715.9865 | 12835.5787 |  | 0
1959-03-13 | 0 | 0 | 0 | 0 | -12.5669 | -12.5669 | 1703.4196 | 12741.5786 |  | 0
1959-03-14 | 0 | 0 | 0 | 0 | -12.5669 | -12.5669 | 1690.8527 | 12647.5785 |  | 0
1959-03-15 | 0 | 0 | 0 | 0 | -12.5669 | -12.5669 | 1678.2859 | 12553.5783 |  | 0
1959-03-16 | 0 | 0 | 0 | 0 | -12.5669 | -12.5669 | 1665.719 | 12459.5782 |  | 0
1959-03-17 | 0 | 0 | 0 | 0 | -12.5669 | -12.5669 | 1653.1522 | 12365.5781 |  | 0
1959-03-18 | 0 | 0 | 0 | 0 | -12.5669 | -12.5669 | 1640.5853 | 12271.578 |  | 0
1959-03-19 | 0 | 0 | 0 | 0 | -12.5669 | -12.5669 | 1628.0184 | 12177.5779 |  | 0
1959-03-20 | 0.005 | 13.8 | 4.0107 | 4.0107 | -2.7776 | -2.7776 | 1625.2409 | 12156.8018 |  | 0
1959-03-21 | 0.0033333 | 9.2 | 4.0107 | 4.0107 | -7.3776 | -7.3776 | 1617.8633 | 12101.6177 |  | 0
1959-03-22 | 0 | 0 | 0 | 0 | -12.5669 | -12.5669 | 1605.2965 | 12007.6176 |  | 0
1959-03-23 | 0 | 0 | 0 | 0 | -12.5669 | -12.5669 | 1592.7296 | 11913.6174 |  | 0
1959-03-24 | 0 | 0 | 0 | 0 | -12.5669 | -12.5669 | 1580.1627 | 11819.6173 |  | 0
1959-03-25 | 0 | 0 | 0 | 0 | -12.5669 | -12.5669 | 1567.5959 | 11725.6172 |  | 0
1959-03-26 | 0 | 0 | 0 | 0 | -12.5669 | -12.5669 | 1555.029 | 11631.6171 |  | 0
1959-03-27 | 0 | 0 | 0 | 0 | -12.5669 | -12.5669 | 1542.4622 | 11537.617 |  | 0
1959-03-28 | 0.035 | 96.6 | 4.0107 | 4.0107 | 80.0224 | 80.0224 | 1622.4846 | 12136.1849 |  | 0
1959-03-29 | 0 | 0 | 0 | 0 | -12.5669 | -12.5669 | 1609.9177 | 12042.1848 |  | 0
1959-03-30 | 0 | 0 | 0 | 0 | -12.5669 | -12.5669 | 1597.3509 | 11948.1847 |  | 0
1959-03-31 | 0 | 0 | 0 | 0 | -12.5669 | -12.5669 | 1584.784 | 11854.1845 |  | 0
1959-04-01 | 0 | 0 | 0 | 0 | -12.5669 | -12.5669 | 1572.2172 | 11760.1844 |  | 0
1959-04-02 | 0 | 0 | 0 | 0 | -12.5669 | -12.5669 | 1559.6503 | 11666.1843 |  | 0
1959-04-03 | 0 | 0 | 0 | 0 | -12.5669 | -12.5669 | 1547.0834 | 11572.1842 |  | 0
1959-04-04 | 0 | 0 | 0 | 0 | -12.5669 | -12.5669 | 1534.5166 | 11478.1841 |  | 0
1959-04-05 | 0 | 0 | 0 | 0 | -12.5669 | -12.5669 | 1521.9497 | 11384.184 |  | 0
1959-04-06 | 0 | 0 | 0 | 0 | -12.5669 | -12.5669 | 1509.3829 | 11290.1839 |  | 0
1959-04-07 | 0 | 0 | 0 | 0 | -12.5669 | -12.5669 | 1496.816 | 11196.1837 |  | 0
1959-04-08 | 0.055 | 151.8 | 4.0107 | 4.0107 | 135.2224 | 135.2224 | 1632.0385 | 12207.6476 |  | 0
1959-04-09 | 0 | 0 | 0 | 0 | -12.5669 | -12.5669 | 1619.4716 | 12113.6475 |  | 0
1959-04-10 | 0 | 0 | 0 | 0 | -12.5669 | -12.5669 | 1606.9047 | 12019.6474 |  | 0
1959-04-11 | 0 | 0 | 0 | 0 | -12.5669 | -12.5669 | 1594.3379 | 11925.6473 |  | 0
1959-04-12 | 0 | 0 | 0 | 0 | -12.5669 | -12.5669 | 1581.771 | 11831.6472 |  | 0
1959-04-13 | 0 | 0 | 0 | 0 | -12.5669 | -12.5669 | 1569.2042 | 11737.6471 |  | 0
1959-04-14 | 0 | 0 | 0 | 0 | -12.5669 | -12.5669 | 1556.6373 | 11643.647 |  | 0
1959-04-15 | 0 | 0 | 0 | 0 | -12.5669 | -12.5669 | 1544.0704 | 11549.6468 |  | 0
1959-04-16 | 0 | 0 | 0 | 0 | -12.5669 | -12.5669 | 1531.5036 | 11455.6467 |  | 0
1959-04-17 | 0.03 | 82.8 | 4.0107 | 4.0107 | 66.2224 | 66.2224 | 1597.726 | 11950.9906 |  | 0
1959-04-18 | 0.028333 | 78.2 | 4.0107 | 4.0107 | 61.6224 | 61.6224 | 1659.3485 | 12411.9265 |  | 0
1959-04-19 | 0 | 0 | 0 | 0 | -12.5669 | -12.5669 | 1646.7816 | 12317.9264 |  | 0
1959-04-20 | 0 | 0 | 0 | 0 | -12.5669 | -12.5669 | 1634.2147 | 12223.9263 |  | 0
1959-04-21 | 0 | 0 | 0 | 0 | -12.5669 | -12.5669 | 1621.6479 | 12129.9262 |  | 0
1959-04-22 | 0 | 0 | 0 | 0 | -12.5669 | -12.5669 | 1609.081 | 12035.9261 |  | 0
1959-04-23 | 0 | 0 | 0 | 0 | -12.5669 | -12.5669 | 1596.5142 | 11941.9259 |  | 0
1959-04-24 | 0 | 0 | 0 | 0 | -12.5669 | -12.5669 | 1583.9473 | 11847.9258 |  | 0
1959-04-25 | 0 | 0 | 0 | 0 | -12.5669 | -12.5669 | 1571.3804 | 11753.9257 |  | 0
1959-04-26 | 0 | 0 | 0 | 0 | -12.5669 | -12.5669 | 1558.8136 | 11659.9256 |  | 0
1959-04-27 | 0 | 0 | 0 | 0 | -12.5669 | -12.5669 | 1546.2467 | 11565.9255 |  | 0
1959-04-28 | 0 | 0 | 0 | 0 | -12.5669 | -12.5669 | 1533.6799 | 11471.9254 |  | 0
1959-04-29 | 0.014167 | 39.1 | 4.0107 | 4.0107 | 22.5224 | 22.5224 | 1556.2023 | 11640.3933 |  | 0
1959-04-30 | 0 | 0 | 0 | 0 | -12.5669 | -12.5669 | 1543.6354 | 11546.3932 |  | 0
1959-05-01 | 0 | 0 | 0 | 0 | -12.5669 | -12.5669 | 1531.0686 | 11452.393 |  | 0
1959-05-02 | 0 | 0 | 0 | 0 | -12.5669 | -12.5669 | 1518.5017 | 11358.3929 |  | 0
1959-05-03 | 0 | 0 | 0 | 0 | -12.5669 | -12.5669 | 1505.9349 | 11264.3928 |  | 0
1959-05-04 | 0 | 0 | 0 | 0 | -12.5669 | -12.5669 | 1493.368 | 11170.3927 |  | 0
1959-05-05 | 0.035 | 96.6 | 4.0107 | 4.0107 | 80.0224 | 80.0224 | 1573.3905 | 11768.9606 |  | 0
1959-05-06 | 0 | 0 | 0 | 0 | -12.5669 | -12.5669 | 1560.8236 | 11674.9605 |  | 0
1959-05-07 | 0.0025 | 6.9 | 4.0107 | 4.0107 | -9.6776 | -9.6776 | 1551.146 | 11602.5724 |  | 0
1959-05-08 | 0.065833 | 181.7 | 4.0107 | 4.0107 | 165.1224 | 165.1224 | 1716.2685 | 12837.6883 |  | 0
1959-05-09 | 0.01 | 27.6 | 4.0107 | 4.0107 | 11.0224 | 11.0224 | 1727.2909 | 12920.1361 |  | 0
1959-05-10 | 0.10083 | 278.3 | 4.0107 | 4.0107 | 261.7224 | 261.7224 | 1989.0134 | 14877.82 |  | 0
1959-05-11 | 0 | 0 | 0 | 0 | -12.5669 | -12.5669 | 1976.4465 | 14783.8199 |  | 0
1959-05-12 | 0 | 0 | 0 | 0 | -12.5669 | -12.5669 | 1963.8797 | 14689.8198 |  | 0
1959-05-13 | 0 | 0 | 0 | 0 | -12.5669 | -12.5669 | 1951.3128 | 14595.8197 |  | 0
1959-05-14 | 0 | 0 | 0 | 0 | -12.5669 | -12.5669 | 1938.7459 | 14501.8196 |  | 0
1959-05-15 | 0.0016667 | 4.6 | 4.0107 | 4.0107 | -11.9776 | -11.9776 | 1926.7684 | 14412.2275 |  | 0
1959-05-16 | 0 | 0 | 0 | 0 | -12.5669 | -12.5669 | 1914.2015 | 14318.2273 |  | 0
1959-05-17 | 0 | 0 | 0 | 0 | -12.5669 | -12.5669 | 1901.6347 | 14224.2272 |  | 0
1959-05-18 | 0 | 0 | 0 | 0 | -12.5669 | -12.5669 | 1889.0678 | 14130.2271 |  | 0
1959-05-19 | 0.031667 | 87.4 | 4.0107 | 4.0107 | 70.8224 | 70.8224 | 1959.8902 | 14659.979 |  | 0
1959-05-20 | 0.010833 | 29.9 | 4.0107 | 4.0107 | 13.3224 | 13.3224 | 1973.2127 | 14759.6309 |  | 0
1959-05-21 | 0 | 0 | 0 | 0 | -12.5669 | -12.5669 | 1960.6458 | 14665.6308 |  | 0
1959-05-22 | 0.038333 | 105.8 | 4.0107 | 4.0107 | 89.2224 | 89.2224 | 2049.8683 | 15333.0147 |  | 0
1959-05-23 | 0 | 0 | 0 | 0 | -12.5669 | -12.5669 | 2037.3014 | 15239.0146 |  | 0
1959-05-24 | 0 | 0 | 0 | 0 | -12.5669 | -12.5669 | 2024.7346 | 15145.0144 |  | 0
1959-05-25 | 0 | 0 | 0 | 0 | -12.5669 | -12.5669 | 2012.1677 | 15051.0143 |  | 0
1959-05-26 | 0.0041667 | 11.5 | 4.0107 | 4.0107 | -5.0776 | -5.0776 | 2007.0901 | 15013.0342 |  | 0
1959-05-27 | 0 | 0 | 0 | 0 | -12.5669 | -12.5669 | 1994.5233 | 14919.0341 |  | 0
1959-05-28 | 0 | 0 | 0 | 0 | -12.5669 | -12.5669 | 1981.9564 | 14825.034 |  | 0
1959-05-29 | 0 | 0 | 0 | 0 | -12.5669 | -12.5669 | 1969.3896 | 14731.0339 |  | 0
1959-05-30 | 0 | 0 | 0 | 0 | -12.5669 | -12.5669 | 1956.8227 | 14637.0338 |  | 0
1959-05-31 | 0 | 0 | 0 | 0 | -12.5669 | -12.5669 | 1944.2558 | 14543.0337 |  | 0
1959-06-01 | 0 | 0 | 0 | 0 | -12.5669 | -12.5669 | 1931.689 | 14449.0335 |  | 0
1959-06-02 | 0.155 | 427.8 | 4.0107 | 4.0107 | 411.2224 | 411.2224 | 2342.9114 | 17524.9774 |  | 0
1959-06-03 | 0 | 0 | 0 | 0 | -12.5669 | -12.5669 | 2330.3446 | 17430.9773 |  | 0
1959-06-04 | 0.025 | 69 | 4.0107 | 4.0107 | 52.4224 | 52.4224 | 2382.767 | 17823.0972 |  | 0
1959-06-05 | 0 | 0 | 0 | 0 | -12.5669 | -12.5669 | 2370.2001 | 17729.0971 |  | 0
1959-06-06 | 0 | 0 | 0 | 0 | -12.5669 | -12.5669 | 2357.6333 | 17635.097 |  | 0
1959-06-07 | 0 | 0 | 0 | 0 | -12.5669 | -12.5669 | 2345.0664 | 17541.0969 |  | 0
1959-06-08 | 0 | 0 | 0 | 0 | -12.5669 | -12.5669 | 2332.4996 | 17447.0968 |  | 0
1959-06-09 | 0 | 0 | 0 | 0 | -12.5669 | -12.5669 | 2319.9327 | 17353.0966 |  | 0
1959-06-10 | 0 | 0 | 0 | 0 | -12.5669 | -12.5669 | 2307.3658 | 17259.0965 |  | 0
1959-06-11 | 0 | 0 | 0 | 0 | -12.5669 | -12.5669 | 2294.799 | 17165.0964 |  | 0
1959-06-12 | 0 | 0 | 0 | 0 | -12.5669 | -12.5669 | 2282.2321 | 17071.0963 |  | 0
1959-06-13 | 0 | 0 | 0 | 0 | -12.5669 | -12.5669 | 2269.6653 | 16977.0962 |  | 0
1959-06-14 | 0 | 0 | 0 | 0 | -12.5669 | -12.5669 | 2257.0984 | 16883.0961 |  | 0
1959-06-15 | 0 | 0 | 0 | 0 | -12.5669 | -12.5669 | 2244.5315 | 16789.096 |  | 0
1959-06-16 | 0 | 0 | 0 | 0 | -12.5669 | -12.5669 | 2231.9647 | 16695.0959 |  | 0
1959-06-17 | 0 | 0 | 0 | 0 | -12.5669 | -12.5669 | 2219.3978 | 16601.0957 |  | 0
1959-06-18 | 0 | 0 | 0 | 0 | -12.5669 | -12.5669 | 2206.831 | 16507.0956 |  | 0
1959-06-19 | 0 | 0 | 0 | 0 | -12.5669 | -12.5669 | 2194.2641 | 16413.0955 |  | 0
1959-06-20 | 0.020833 | 57.5 | 4.0107 | 4.0107 | 40.9224 | 40.9224 | 2235.1866 | 16719.1954 |  | 0
1959-06-21 | 0.15417 | 425.5 | 4.0107 | 4.0107 | 408.9224 | 408.9224 | 2644.109 | 19777.9353 |  | 0
1959-06-22 | 0.033333 | 92 | 4.0107 | 4.0107 | 75.4224 | 75.4224 | 2719.5314 | 20342.0952 |  | 0
1959-06-23 | 0.049167 | 135.7 | 4.0107 | 4.0107 | 119.1224 | 119.1224 | 2838.6539 | 21233.1311 |  | 0
1959-06-24 | 0 | 0 | 0 | 0 | -12.5669 | -12.5669 | 2826.087 | 21139.131 |  | 0
1959-06-25 | 0 | 0 | 0 | 0 | -12.5669 | -12.5669 | 2813.5202 | 21045.1308 |  | 0
1959-06-26 | 0.056667 | 156.4 | 4.0107 | 4.0107 | 139.8224 | 139.8224 | 2953.3426 | 22091.0027 |  | 0
1959-06-27 | 0 | 0 | 0 | 0 | -12.5669 | -12.5669 | 2940.7758 | 21997.0026 |  | 0
1959-06-28 | 0 | 0 | 0 | 0 | -12.5669 | -12.5669 | 2928.2089 | 21903.0025 |  | 0
1959-06-29 | 0 | 0 | 0 | 0 | -12.5669 | -12.5669 | 2915.642 | 21809.0024 |  | 0
1959-06-30 | 0 | 0 | 0 | 0 | -12.5669 | -12.5669 | 2903.0752 | 21715.0023 |  | 0
1959-07-01 | 0.14 | 386.4 | 4.0107 | 4.0107 | 369.8224 | 369.8224 | 3272.8976 | 24481.2742 |  | 0
1959-07-02 | 0 | 0 | 0 | 0 | -12.5669 | -12.5669 | 3260.3308 | 24387.274 |  | 0
1959-07-03 | 0 | 0 | 0 | 0 | -12.5669 | -12.5669 | 3247.7639 | 24293.2739 |  | 0
1959-07-04 | 0 | 0 | 0 | 0 | -12.5669 | -12.5669 | 3235.197 | 24199.2738 |  | 0
1959-07-05 | 0.028333 | 78.2 | 4.0107 | 4.0107 | 61.6224 | 61.6224 | 3296.8195 | 24660.2097 |  | 0
1959-07-06 | 0 | 0 | 0 | 0 | -12.5669 | -12.5669 | 3284.2526 | 24566.2096 |  | 0
1959-07-07 | 0 | 0 | 0 | 0 | -12.5669 | -12.5669 | 3271.6858 | 24472.2095 |  | 0
1959-07-08 | 0 | 0 | 0 | 0 | -12.5669 | -12.5669 | 3259.1189 | 24378.2094 |  | 0
1959-07-09 | 0.014167 | 39.1 | 4.0107 | 4.0107 | 22.5224 | 22.5224 | 3281.6413 | 24546.6773 |  | 0
1959-07-10 | 0 | 0 | 0 | 0 | -12.5669 | -12.5669 | 3269.0745 | 24452.6771 |  | 0
1959-07-11 | 0 | 0 | 0 | 0 | -12.5669 | -12.5669 | 3256.5076 | 24358.677 |  | 0
1959-07-12 | 0 | 0 | 0 | 0 | -12.5669 | -12.5669 | 3243.9408 | 24264.6769 |  | 0
1959-07-13 | 0 | 0 | 0 | 0 | -12.5669 | -12.5669 | 3231.3739 | 24170.6768 |  | 0
1959-07-14 | 0 | 0 | 0 | 0 | -12.5669 | -12.5669 | 3218.807 | 24076.6767 |  | 0
1959-07-15 | 0.14333 | 395.6 | 4.0107 | 4.0107 | 379.0224 | 379.0224 | 3597.8295 | 26911.7646 |  | 0
1959-07-16 | 0 | 0 | 0 | 0 | -12.5669 | -12.5669 | 3585.2626 | 26817.7645 |  | 0
1959-07-17 | 0 | 0 | 0 | 0 | -12.5669 | -12.5669 | 3572.6958 | 26723.7644 |  | 0
1959-07-18 | 0.030833 | 85.1 | 4.0107 | 4.0107 | 68.5224 | 68.5224 | 3641.2182 | 27236.3122 |  | 0
1959-07-19 | 0 | 0 | 0 | 0 | -12.5669 | -12.5669 | 3628.6514 | 27142.3121 |  | 0
1959-07-20 | 0 | 0 | 0 | 0 | -12.5669 | -12.5669 | 3616.0845 | 27048.312 |  | 0
1959-07-21 | 0.005 | 13.8 | 4.0107 | 4.0107 | -2.7776 | -2.7776 | 3613.3069 | 27027.5359 |  | 0
1959-07-22 | 0 | 0 | 0 | 0 | -12.5669 | -12.5669 | 3600.7401 | 26933.5358 |  | 0
1959-07-23 | 0 | 0 | 0 | 0 | -12.5669 | -12.5669 | 3588.1732 | 26839.5357 |  | 0
1959-07-24 | 0 | 0 | 0 | 0 | -12.5669 | -12.5669 | 3575.6064 | 26745.5356 |  | 0
1959-07-25 | 0.0016667 | 4.6 | 4.0107 | 4.0107 | -11.9776 | -11.9776 | 3563.6288 | 26655.9435 |  | 0
1959-07-26 | 0.024167 | 66.7 | 4.0107 | 4.0107 | 50.1224 | 50.1224 | 3613.7512 | 27030.8593 |  | 0
1959-07-27 | 0 | 0 | 0 | 0 | -12.5669 | -12.5669 | 3601.1844 | 26936.8592 |  | 0
1959-07-28 | 0 | 0 | 0 | 0 | -12.5669 | -12.5669 | 3588.6175 | 26842.8591 |  | 0
1959-07-29 | 0 | 0 | 0 | 0 | -12.5669 | -12.5669 | 3576.0507 | 26748.859 |  | 0
1959-07-30 | 0 | 0 | 0 | 0 | -12.5669 | -12.5669 | 3563.4838 | 26654.8589 |  | 0
1959-07-31 | 0 | 0 | 0 | 0 | -12.5669 | -12.5669 | 3550.9169 | 26560.8588 |  | 0
1959-08-01 | 0 | 0 | 0 | 0 | -12.5669 | -12.5669 | 3538.3501 | 26466.8587 |  | 0
1959-08-02 | 0 | 0 | 0 | 0 | -12.5669 | -12.5669 | 3525.7832 | 26372.8586 |  | 0
1959-08-03 | 0 | 0 | 0 | 0 | -12.5669 | -12.5669 | 3513.2164 | 26278.8584 |  | 0
1959-08-04 | 0 | 0 | 0 | 0 | -12.5669 | -12.5669 | 3500.6495 | 26184.8583 |  | 0
1959-08-05 | 0 | 0 | 0 | 0 | -12.5669 | -12.5669 | 3488.0826 | 26090.8582 |  | 0
1959-08-06 | 0 | 0 | 0 | 0 | -12.5669 | -12.5669 | 3475.5158 | 25996.8581 |  | 0
1959-08-07 | 0.0041667 | 11.5 | 4.0107 | 4.0107 | -5.0776 | -5.0776 | 3470.4382 | 25958.878 |  | 0
1959-08-08 | 0 | 0 | 0 | 0 | -12.5669 | -12.5669 | 3457.8714 | 25864.8779 |  | 0
1959-08-09 | 0 | 0 | 0 | 0 | -12.5669 | -12.5669 | 3445.3045 | 25770.8778 |  | 0
1959-08-10 | 0 | 0 | 0 | 0 | -12.5669 | -12.5669 | 3432.7377 | 25676.8776 |  | 0
1959-08-11 | 0 | 0 | 0 | 0 | -12.5669 | -12.5669 | 3420.1708 | 25582.8775 |  | 0
1959-08-12 | 0 | 0 | 0 | 0 | -12.5669 | -12.5669 | 3407.6039 | 25488.8774 |  | 0
1959-08-13 | 0 | 0 | 0 | 0 | -12.5669 | -12.5669 | 3395.0371 | 25394.8773 |  | 0
1959-08-14 | 0 | 0 | 0 | 0 | -12.5669 | -12.5669 | 3382.4702 | 25300.8772 |  | 0
1959-08-15 | 0 | 0 | 0 | 0 | -12.5669 | -12.5669 | 3369.9034 | 25206.8771 |  | 0
1959-08-16 | 0.036667 | 101.2 | 4.0107 | 4.0107 | 84.6224 | 84.6224 | 3454.5258 | 25839.853 |  | 0
1959-08-17 | 0.055833 | 154.1 | 4.0107 | 4.0107 | 137.5224 | 137.5224 | 3592.0482 | 26868.5209 |  | 0
1959-08-18 | 0.0058333 | 16.1 | 4.0107 | 4.0107 | -0.47756 | -0.47756 | 3591.5707 | 26864.9487 |  | 0
1959-08-19 | 0 | 0 | 0 | 0 | -12.5669 | -12.5669 | 3579.0038 | 26770.9486 |  | 0
1959-08-20 | 0 | 0 | 0 | 0 | -12.5669 | -12.5669 | 3566.437 | 26676.9485 |  | 0
1959-08-21 | 0 | 0 | 0 | 0 | -12.5669 | -12.5669 | 3553.8701 | 26582.9484 |  | 0
1959-08-22 | 0 | 0 | 0 | 0 | -12.5669 | -12.5669 | 3541.3032 | 26488.9483 |  | 0
1959-08-23 | 0 | 0 | 0 | 0 | -12.5669 | -12.5669 | 3528.7364 | 26394.9482 |  | 0
1959-08-24 | 0 | 0 | 0 | 0 | -12.5669 | -12.5669 | 3516.1695 | 26300.9481 |  | 0
1959-08-25 | 0 | 0 | 0 | 0 | -12.5669 | -12.5669 | 3503.6027 | 26206.948 |  | 0
1959-08-26 | 0 | 0 | 0 | 0 | -12.5669 | -12.5669 | 3491.0358 | 26112.9478 |  | 0
1959-08-27 | 0 | 0 | 0 | 0 | -12.5669 | -12.5669 | 3478.4689 | 26018.9477 |  | 0
1959-08-28 | 0 | 0 | 0 | 0 | -12.5669 | -12.5669 | 3465.9021 | 25924.9476 |  | 0
1959-08-29 | 0 | 0 | 0 | 0 | -12.5669 | -12.5669 | 3453.3352 | 25830.9475 |  | 0
1959-08-30 | 0.066667 | 184 | 4.0107 | 4.0107 | 167.4224 | 167.4224 | 3620.7577 | 27083.2674 |  | 0
1959-08-31 | 0 | 0 | 0 | 0 | -12.5669 | -12.5669 | 3608.1908 | 26989.2673 |  | 0
1959-09-01 | 0 | 0 | 0 | 0 | -12.5669 | -12.5669 | 3595.624 | 26895.2672 |  | 0
1959-09-02 | 0 | 0 | 0 | 0 | -12.5669 | -12.5669 | 3583.0571 | 26801.2671 |  | 0
1959-09-03 | 0.11667 | 322 | 4.0107 | 4.0107 | 305.4224 | 305.4224 | 3888.4795 | 29085.8269 |  | 0
1959-09-04 | 0 | 0 | 0 | 0 | -12.5669 | -12.5669 | 3875.9127 | 28991.8268 |  | 0
1959-09-05 | 0 | 0 | 0 | 0 | -12.5669 | -12.5669 | 3863.3458 | 28897.8267 |  | 0
1959-09-06 | 0 | 0 | 0 | 0 | -12.5669 | -12.5669 | 3850.779 | 28803.8266 |  | 0
1959-09-07 | 0 | 0 | 0 | 0 | -12.5669 | -12.5669 | 3838.2121 | 28709.8265 |  | 0
1959-09-08 | 0 | 0 | 0 | 0 | -12.5669 | -12.5669 | 3825.6452 | 28615.8264 |  | 0
1959-09-09 | 0 | 0 | 0 | 0 | -12.5669 | -12.5669 | 3813.0784 | 28521.8263 |  | 0
1959-09-10 | 0 | 0 | 0 | 0 | -12.5669 | -12.5669 | 3800.5115 | 28427.8262 |  | 0
1959-09-11 | 0 | 0 | 0 | 0 | -12.5669 | -12.5669 | 3787.9447 | 28333.826 |  | 0
1959-09-12 | 0 | 0 | 0 | 0 | -12.5669 | -12.5669 | 3775.3778 | 28239.8259 |  | 0
1959-09-13 | 0 | 0 | 0 | 0 | -12.5669 | -12.5669 | 3762.8109 | 28145.8258 |  | 0
1959-09-14 | 0 | 0 | 0 | 0 | -12.5669 | -12.5669 | 3750.2441 | 28051.8257 |  | 0
1959-09-15 | 0 | 0 | 0 | 0 | -12.5669 | -12.5669 | 3737.6772 | 27957.8256 |  | 0
1959-09-16 | 0 | 0 | 0 | 0 | -12.5669 | -12.5669 | 3725.1104 | 27863.8255 |  | 0
1959-09-17 | 0 | 0 | 0 | 0 | -12.5669 | -12.5669 | 3712.5435 | 27769.8254 |  | 0
1959-09-18 | 0 | 0 | 0 | 0 | -12.5669 | -12.5669 | 3699.9766 | 27675.8252 |  | 0
1959-09-19 | 0 | 0 | 0 | 0 | -12.5669 | -12.5669 | 3687.4098 | 27581.8251 |  | 0
1959-09-20 | 0 | 0 | 0 | 0 | -12.5669 | -12.5669 | 3674.8429 | 27487.825 |  | 0
1959-09-21 | 0 | 0 | 0 | 0 | -12.5669 | -12.5669 | 3662.2761 | 27393.8249 |  | 0
1959-09-22 | 0 | 0 | 0 | 0 | -12.5669 | -12.5669 | 3649.7092 | 27299.8248 |  | 0
1959-09-23 | 0.0033333 | 9.2 | 4.0107 | 4.0107 | -7.3776 | -7.3776 | 3642.3316 | 27244.6407 |  | 0
1959-09-24 | 0.0025 | 6.9 | 4.0107 | 4.0107 | -9.6776 | -9.6776 | 3632.6541 | 27172.2526 |  | 0
1959-09-25 | 0 | 0 | 0 | 0 | -12.5669 | -12.5669 | 3620.0872 | 27078.2525 |  | 0
1959-09-26 | 0 | 0 | 0 | 0 | -12.5669 | -12.5669 | 3607.5204 | 26984.2523 |  | 0
1959-09-27 | 0 | 0 | 0 | 0 | -12.5669 | -12.5669 | 3594.9535 | 26890.2522 |  | 0
1959-09-28 | 0 | 0 | 0 | 0 | -12.5669 | -12.5669 | 3582.3866 | 26796.2521 |  | 0
1959-09-29 | 0 | 0 | 0 | 0 | -12.5669 | -12.5669 | 3569.8198 | 26702.252 |  | 0
1959-09-30 | 0.0016667 | 4.6 | 4.0107 | 4.0107 | -11.9776 | -11.9776 | 3557.8422 | 26612.6599 |  | 0
1959-10-01 | 0.0083333 | 23 | 4.0107 | 4.0107 | 6.4224 | 6.4224 | 3564.2647 | 26660.6998 |  | 0
1959-10-02 | 0.325 | 897 | 4.0107 | 4.0107 | 880.4224 | 880.4224 | 3997.8631 | 29904.0163 |  | 434.2571
1959-10-03 | 0.1675 | 462.3 | 4.0107 | 4.0107 | 445.7224 | 445.7224 | 3997.8631 | 29904.0163 |  | 433.1556
1959-10-04 | 0.019167 | 52.9 | 4.0107 | 4.0107 | 36.3224 | 36.3224 | 3997.8631 | 29904.0163 |  | 23.7556
1959-10-05 | 0 | 0 | 0 | 0 | -12.5669 | -12.5669 | 3985.2963 | 29810.0162 |  | 0
1959-10-06 | 0 | 0 | 0 | 0 | -12.5669 | -12.5669 | 3972.7294 | 29716.0161 |  | 0
1959-10-07 | 0 | 0 | 0 | 0 | -12.5669 | -12.5669 | 3960.1626 | 29622.0159 |  | 0
1959-10-08 | 0 | 0 | 0 | 0 | -12.5669 | -12.5669 | 3947.5957 | 29528.0158 |  | 0
1959-10-09 | 0 | 0 | 0 | 0 | -12.5669 | -12.5669 | 3935.0288 | 29434.0157 |  | 0
1959-10-10 | 0 | 0 | 0 | 0 | -12.5669 | -12.5669 | 3922.462 | 29340.0156 |  | 0
1959-10-11 | 0 | 0 | 0 | 0 | -12.5669 | -12.5669 | 3909.8951 | 29246.0155 |  | 0
1959-10-12 | 0 | 0 | 0 | 0 | -12.5669 | -12.5669 | 3897.3283 | 29152.0154 |  | 0
1959-10-13 | 0 | 0 | 0 | 0 | -12.5669 | -12.5669 | 3884.7614 | 29058.0153 |  | 0
1959-10-14 | 0 | 0 | 0 | 0 | -12.5669 | -12.5669 | 3872.1945 | 28964.0152 |  | 0
1959-10-15 | 0 | 0 | 0 | 0 | -12.5669 | -12.5669 | 3859.6277 | 28870.015 |  | 0
1959-10-16 | 0 | 0 | 0 | 0 | -12.5669 | -12.5669 | 3847.0608 | 28776.0149 |  | 0
1959-10-17 | 0 | 0 | 0 | 0 | -12.5669 | -12.5669 | 3834.494 | 28682.0148 |  | 0
1959-10-18 | 0 | 0 | 0 | 0 | -12.5669 | -12.5669 | 3821.9271 | 28588.0147 |  | 0
1959-10-19 | 0 | 0 | 0 | 0 | -12.5669 | -12.5669 | 3809.3602 | 28494.0146 |  | 0
1959-10-20 | 0 | 0 | 0 | 0 | -12.5669 | -12.5669 | 3796.7934 | 28400.0145 |  | 0
1959-10-21 | 0 | 0 | 0 | 0 | -12.5669 | -12.5669 | 3784.2265 | 28306.0144 |  | 0
1959-10-22 | 0 | 0 | 0 | 0 | -12.5669 | -12.5669 | 3771.6597 | 28212.0143 |  | 0
1959-10-23 | 0 | 0 | 0 | 0 | -12.5669 | -12.5669 | 3759.0928 | 28118.0141 |  | 0
1959-10-24 | 0 | 0 | 0 | 0 | -12.5669 | -12.5669 | 3746.5259 | 28024.014 |  | 0
1959-10-25 | 0 | 0 | 0 | 0 | -12.5669 | -12.5669 | 3733.9591 | 27930.0139 |  | 0
1959-10-26 | 0 | 0 | 0 | 0 | -12.5669 | -12.5669 | 3721.3922 | 27836.0138 |  | 0
1959-10-27 | 0 | 0 | 0 | 0 | -12.5669 | -12.5669 | 3708.8254 | 27742.0137 |  | 0
1959-10-28 | 0 | 0 | 0 | 0 | -12.5669 | -12.5669 | 3696.2585 | 27648.0136 |  | 0
1959-10-29 | 0.0091667 | 25.3 | 4.0107 | 4.0107 | 8.7224 | 8.7224 | 3704.9809 | 27713.2575 |  | 0
1959-10-30 | 0.074167 | 204.7 | 4.0107 | 4.0107 | 188.1224 | 188.1224 | 3893.1034 | 29120.4134 |  | 0
1959-10-31 | 0.0025 | 6.9 | 4.0107 | 4.0107 | -9.6776 | -9.6776 | 3883.4258 | 29048.0252 |  | 0
1959-11-01 | 0 | 0 | 0 | 0 | -12.5669 | -12.5669 | 3870.859 | 28954.0251 |  | 0
1959-11-02 | 0 | 0 | 0 | 0 | -12.5669 | -12.5669 | 3858.2921 | 28860.025 |  | 0
1959-11-03 | 0.10583 | 292.1 | 4.0107 | 4.0107 | 275.5224 | 275.5224 | 3997.8631 | 29904.0163 |  | 123.3846
1959-11-04 | 0 | 0 | 0 | 0 | -12.5669 | -12.5669 | 3985.2963 | 29810.0162 |  | 0
1959-11-05 | 0 | 0 | 0 | 0 | -12.5669 | -12.5669 | 3972.7294 | 29716.0161 |  | 0
1959-11-06 | 0 | 0 | 0 | 0 | -12.5669 | -12.5669 | 3960.1626 | 29622.0159 |  | 0
1959-11-07 | 0 | 0 | 0 | 0 | -12.5669 | -12.5669 | 3947.5957 | 29528.0158 |  | 0
1959-11-08 | 0 | 0 | 0 | 0 | -12.5669 | -12.5669 | 3935.0288 | 29434.0157 |  | 0
1959-11-09 | 0 | 0 | 0 | 0 | -12.5669 | -12.5669 | 3922.462 | 29340.0156 |  | 0
1959-11-10 | 0 | 0 | 0 | 0 | -12.5669 | -12.5669 | 3909.8951 | 29246.0155 |  | 0
1959-11-11 | 0 | 0 | 0 | 0 | -12.5669 | -12.5669 | 3897.3283 | 29152.0154 |  | 0
1959-11-12 | 0 | 0 | 0 | 0 | -12.5669 | -12.5669 | 3884.7614 | 29058.0153 |  | 0
1959-11-13 | 0 | 0 | 0 | 0 | -12.5669 | -12.5669 | 3872.1945 | 28964.0152 |  | 0
1959-11-14 | 0 | 0 | 0 | 0 | -12.5669 | -12.5669 | 3859.6277 | 28870.015 |  | 0
1959-11-15 | 0 | 0 | 0 | 0 | -12.5669 | -12.5669 | 3847.0608 | 28776.0149 |  | 0
1959-11-16 | 0 | 0 | 0 | 0 | -12.5669 | -12.5669 | 3834.494 | 28682.0148 |  | 0
1959-11-17 | 0 | 0 | 0 | 0 | -12.5669 | -12.5669 | 3821.9271 | 28588.0147 |  | 0
1959-11-18 | 0 | 0 | 0 | 0 | -12.5669 | -12.5669 | 3809.3602 | 28494.0146 |  | 0
1959-11-19 | 0 | 0 | 0 | 0 | -12.5669 | -12.5669 | 3796.7934 | 28400.0145 |  | 0
1959-11-20 | 0 | 0 | 0 | 0 | -12.5669 | -12.5669 | 3784.2265 | 28306.0144 |  | 0
1959-11-21 | 0 | 0 | 0 | 0 | -12.5669 | -12.5669 | 3771.6597 | 28212.0143 |  | 0
1959-11-22 | 0 | 0 | 0 | 0 | -12.5669 | -12.5669 | 3759.0928 | 28118.0141 |  | 0
1959-11-23 | 0 | 0 | 0 | 0 | -12.5669 | -12.5669 | 3746.5259 | 28024.014 |  | 0
1959-11-24 | 0 | 0 | 0 | 0 | -12.5669 | -12.5669 | 3733.9591 | 27930.0139 |  | 0
1959-11-25 | 0 | 0 | 0 | 0 | -12.5669 | -12.5669 | 3721.3922 | 27836.0138 |  | 0
1959-11-26 | 0 | 0 | 0 | 0 | -12.5669 | -12.5669 | 3708.8254 | 27742.0137 |  | 0
1959-11-27 | 0 | 0 | 0 | 0 | -12.5669 | -12.5669 | 3696.2585 | 27648.0136 |  | 0
1959-11-28 | 0 | 0 | 0 | 0 | -12.5669 | -12.5669 | 3683.6916 | 27554.0135 |  | 0
1959-11-29 | 0 | 0 | 0 | 0 | -12.5669 | -12.5669 | 3671.1248 | 27460.0134 |  | 0
1959-11-30 | 0 | 0 | 0 | 0 | -12.5669 | -12.5669 | 3658.5579 | 27366.0132 |  | 0
1959-12-01 | 0 | 0 | 0 | 0 | -12.5669 | -12.5669 | 3645.9911 | 27272.0131 |  | 0
1959-12-02 | 0 | 0 | 0 | 0 | -12.5669 | -12.5669 | 3633.4242 | 27178.013 |  | 0
1959-12-03 | 0 | 0 | 0 | 0 | -12.5669 | -12.5669 | 3620.8573 | 27084.0129 |  | 0
1959-12-04 | 0 | 0 | 0 | 0 | -12.5669 | -12.5669 | 3608.2905 | 26990.0128 |  | 0
1959-12-05 | 0 | 0 | 0 | 0 | -12.5669 | -12.5669 | 3595.7236 | 26896.0127 |  | 0
1959-12-06 | 0 | 0 | 0 | 0 | -12.5669 | -12.5669 | 3583.1568 | 26802.0126 |  | 0
1959-12-07 | 0 | 0 | 0 | 0 | -12.5669 | -12.5669 | 3570.5899 | 26708.0125 |  | 0
1959-12-08 | 0 | 0 | 0 | 0 | -12.5669 | -12.5669 | 3558.023 | 26614.0123 |  | 0
1959-12-09 | 0 | 0 | 0 | 0 | -12.5669 | -12.5669 | 3545.4562 | 26520.0122 |  | 0
1959-12-10 | 0.005 | 13.8 | 4.0107 | 4.0107 | -2.7776 | -2.7776 | 3542.6786 | 26499.2361 |  | 0
1959-12-11 | 0 | 0 | 0 | 0 | -12.5669 | -12.5669 | 3530.1118 | 26405.236 |  | 0
1959-12-12 | 0 | 0 | 0 | 0 | -12.5669 | -12.5669 | 3517.5449 | 26311.2359 |  | 0
1959-12-13 | 0 | 0 | 0 | 0 | -12.5669 | -12.5669 | 3504.978 | 26217.2358 |  | 0
1959-12-14 | 0.0058333 | 16.1 | 4.0107 | 4.0107 | -0.47756 | -0.47756 | 3504.5005 | 26213.6637 |  | 0
1959-12-15 | 0.17667 | 487.6 | 4.0107 | 4.0107 | 471.0224 | 471.0224 | 3975.5229 | 29736.9115 |  | 0
1959-12-16 | 0.0775 | 213.9 | 4.0107 | 4.0107 | 197.3224 | 197.3224 | 3997.8631 | 29904.0163 |  | 162.4154
1959-12-17 | 0.049167 | 135.7 | 4.0107 | 4.0107 | 119.1224 | 119.1224 | 3997.8631 | 29904.0163 |  | 106.5556
1959-12-18 | 0 | 0 | 0 | 0 | -12.5669 | -12.5669 | 3985.2963 | 29810.0162 |  | 0
1959-12-19 | 0 | 0 | 0 | 0 | -12.5669 | -12.5669 | 3972.7294 | 29716.0161 |  | 0
1959-12-20 | 0 | 0 | 0 | 0 | -12.5669 | -12.5669 | 3960.1626 | 29622.0159 |  | 0
1959-12-21 | 0 | 0 | 0 | 0 | -12.5669 | -12.5669 | 3947.5957 | 29528.0158 |  | 0
1959-12-22 | 0.00083333 | 2.3 | 4.0107 | 2.3 | -12.5669 | -12.5669 | 3935.0288 | 29434.0157 |  | 0
1959-12-23 | 0 | 0 | 0 | 0 | -12.5669 | -12.5669 | 3922.462 | 29340.0156 |  | 0
1959-12-24 | 0 | 0 | 0 | 0 | -12.5669 | -12.5669 | 3909.8951 | 29246.0155 |  | 0
1959-12-25 | 0 | 0 | 0 | 0 | -12.5669 | -12.5669 | 3897.3283 | 29152.0154 |  | 0
1959-12-26 | 0.015 | 41.4 | 4.0107 | 4.0107 | 24.8224 | 24.8224 | 3922.1507 | 29337.6873 |  | 0
1959-12-27 | 0 | 0 | 0 | 0 | -12.5669 | -12.5669 | 3909.5838 | 29243.6872 |  | 0
1959-12-28 | 0 | 0 | 0 | 0 | -12.5669 | -12.5669 | 3897.017 | 29149.687 |  | 0
1959-12-29 | 0 | 0 | 0 | 0 | -12.5669 | -12.5669 | 3884.4501 | 29055.6869 |  | 0
1959-12-30 | 0 | 0 | 0 | 0 | -12.5669 | -12.5669 | 3871.8833 | 28961.6868 |  | 0
1959-12-31 | 0.025 | 69 | 4.0107 | 4.0107 | 52.4224 | 52.4224 | 3924.3057 | 29353.8067 |  | 0
1960-01-01 | 0.00083333 | 2.3 | 4.0107 | 2.3 | -12.5669 | -12.5669 | 3911.7388 | 29259.8066 |  | 0
1960-01-02 | 0 | 0 | 0 | 0 | -12.5669 | -12.5669 | 3899.172 | 29165.8065 |  | 0
1960-01-03 | 0 | 0 | 0 | 0 | -12.5669 | -12.5669 | 3886.6051 | 29071.8064 |  | 0
1960-01-04 | 0 | 0 | 0 | 0 | -12.5669 | -12.5669 | 3874.0383 | 28977.8063 |  | 0
1960-01-05 | 0.045 | 124.2 | 4.0107 | 4.0107 | 107.6224 | 107.6224 | 3981.6607 | 29782.8221 |  | 0
1960-01-06 | 0 | 0 | 0 | 0 | -12.5669 | -12.5669 | 3969.0939 | 29688.822 |  | 0
1960-01-07 | 0 | 0 | 0 | 0 | -12.5669 | -12.5669 | 3956.527 | 29594.8219 |  | 0
1960-01-08 | 0 | 0 | 0 | 0 | -12.5669 | -12.5669 | 3943.9601 | 29500.8218 |  | 0
1960-01-09 | 0 | 0 | 0 | 0 | -12.5669 | -12.5669 | 3931.3933 | 29406.8217 |  | 0
1960-01-10 | 0 | 0 | 0 | 0 | -12.5669 | -12.5669 | 3918.8264 | 29312.8216 |  | 0
1960-01-11 | 0 | 0 | 0 | 0 | -12.5669 | -12.5669 | 3906.2596 | 29218.8215 |  | 0
1960-01-12 | 0.033333 | 92 | 4.0107 | 4.0107 | 75.4224 | 75.4224 | 3981.682 | 29782.9814 |  | 0
1960-01-13 | 0.0033333 | 9.2 | 4.0107 | 4.0107 | -7.3776 | -7.3776 | 3974.3044 | 29727.7972 |  | 0
1960-01-14 | 0.0025 | 6.9 | 4.0107 | 4.0107 | -9.6776 | -9.6776 | 3964.6269 | 29655.4091 |  | 0
1960-01-15 | 0 | 0 | 0 | 0 | -12.5669 | -12.5669 | 3952.06 | 29561.409 |  | 0
1960-01-16 | 0.019167 | 52.9 | 4.0107 | 4.0107 | 36.3224 | 36.3224 | 3988.3825 | 29833.1009 |  | 0
1960-01-17 | 0 | 0 | 0 | 0 | -12.5669 | -12.5669 | 3975.8156 | 29739.1008 |  | 0
1960-01-18 | 0 | 0 | 0 | 0 | -12.5669 | -12.5669 | 3963.2488 | 29645.1007 |  | 0
1960-01-19 | 0 | 0 | 0 | 0 | -12.5669 | -12.5669 | 3950.6819 | 29551.1006 |  | 0
1960-01-20 | 0 | 0 | 0 | 0 | -12.5669 | -12.5669 | 3938.115 | 29457.1005 |  | 0
1960-01-21 | 0 | 0 | 0 | 0 | -12.5669 | -12.5669 | 3925.5482 | 29363.1003 |  | 0
1960-01-22 | 0 | 0 | 0 | 0 | -12.5669 | -12.5669 | 3912.9813 | 29269.1002 |  | 0
1960-01-23 | 0 | 0 | 0 | 0 | -12.5669 | -12.5669 | 3900.4145 | 29175.1001 |  | 0
1960-01-24 | 0 | 0 | 0 | 0 | -12.5669 | -12.5669 | 3887.8476 | 29081.1 |  | 0
1960-01-25 | 0 | 0 | 0 | 0 | -12.5669 | -12.5669 | 3875.2807 | 28987.0999 |  | 0
1960-01-26 | 0 | 0 | 0 | 0 | -12.5669 | -12.5669 | 3862.7139 | 28893.0998 |  | 0
1960-01-27 | 0 | 0 | 0 | 0 | -12.5669 | -12.5669 | 3850.147 | 28799.0997 |  | 0
1960-01-28 | 0 | 0 | 0 | 0 | -12.5669 | -12.5669 | 3837.5802 | 28705.0995 |  | 0
1960-01-29 | 0 | 0 | 0 | 0 | -12.5669 | -12.5669 | 3825.0133 | 28611.0994 |  | 0
1960-01-30 | 0 | 0 | 0 | 0 | -12.5669 | -12.5669 | 3812.4464 | 28517.0993 |  | 0
1960-01-31 | 0 | 0 | 0 | 0 | -12.5669 | -12.5669 | 3799.8796 | 28423.0992 |  | 0
1960-02-01 | 0 | 0 | 0 | 0 | -12.5669 | -12.5669 | 3787.3127 | 28329.0991 |  | 0
1960-02-02 | 0.048333 | 133.4 | 4.0107 | 4.0107 | 116.8224 | 116.8224 | 3904.1352 | 29202.931 |  | 0
1960-02-03 | 0.046667 | 128.8 | 4.0107 | 4.0107 | 112.2224 | 112.2224 | 3997.8631 | 29904.0163 |  | 5.9276
1960-02-04 | 0.00083333 | 2.3 | 4.0107 | 2.3 | -12.5669 | -12.5669 | 3985.2963 | 29810.0162 |  | 0
1960-02-05 | 0 | 0 | 0 | 0 | -12.5669 | -12.5669 | 3972.7294 | 29716.0161 |  | 0
1960-02-06 | 0 | 0 | 0 | 0 | -12.5669 | -12.5669 | 3960.1626 | 29622.0159 |  | 0
1960-02-07 | 0 | 0 | 0 | 0 | -12.5669 | -12.5669 | 3947.5957 | 29528.0158 |  | 0
1960-02-08 | 0 | 0 | 0 | 0 | -12.5669 | -12.5669 | 3935.0288 | 29434.0157 |  | 0
1960-02-09 | 0 | 0 | 0 | 0 | -12.5669 | -12.5669 | 3922.462 | 29340.0156 |  | 0
1960-02-10 | 0 | 0 | 0 | 0 | -12.5669 | -12.5669 | 3909.8951 | 29246.0155 |  | 0
1960-02-11 | 0 | 0 | 0 | 0 | -12.5669 | -12.5669 | 3897.3283 | 29152.0154 |  | 0
1960-02-12 | 0 | 0 | 0 | 0 | -12.5669 | -12.5669 | 3884.7614 | 29058.0153 |  | 0
1960-02-13 | 0 | 0 | 0 | 0 | -12.5669 | -12.5669 | 3872.1945 | 28964.0152 |  | 0
1960-02-14 | 0 | 0 | 0 | 0 | -12.5669 | -12.5669 | 3859.6277 | 28870.015 |  | 0
1960-02-15 | 0 | 0 | 0 | 0 | -12.5669 | -12.5669 | 3847.0608 | 28776.0149 |  | 0
1960-02-16 | 0 | 0 | 0 | 0 | -12.5669 | -12.5669 | 3834.494 | 28682.0148 |  | 0
1960-02-17 | 0 | 0 | 0 | 0 | -12.5669 | -12.5669 | 3821.9271 | 28588.0147 |  | 0
1960-02-18 | 0 | 0 | 0 | 0 | -12.5669 | -12.5669 | 3809.3602 | 28494.0146 |  | 0
1960-02-19 | 0 | 0 | 0 | 0 | -12.5669 | -12.5669 | 3796.7934 | 28400.0145 |  | 0
1960-02-20 | 0 | 0 | 0 | 0 | -12.5669 | -12.5669 | 3784.2265 | 28306.0144 |  | 0
1960-02-21 | 0 | 0 | 0 | 0 | -12.5669 | -12.5669 | 3771.6597 | 28212.0143 |  | 0
1960-02-22 | 0 | 0 | 0 | 0 | -12.5669 | -12.5669 | 3759.0928 | 28118.0141 |  | 0
1960-02-23 | 0 | 0 | 0 | 0 | -12.5669 | -12.5669 | 3746.5259 | 28024.014 |  | 0
1960-02-24 | 0.0058333 | 16.1 | 4.0107 | 4.0107 | -0.47756 | -0.47756 | 3746.0484 | 28020.4419 |  | 0
1960-02-25 | 0 | 0 | 0 | 0 | -12.5669 | -12.5669 | 3733.4815 | 27926.4418 |  | 0
1960-02-26 | 0 | 0 | 0 | 0 | -12.5669 | -12.5669 | 3720.9147 | 27832.4417 |  | 0
1960-02-27 | 0.005 | 13.8 | 4.0107 | 4.0107 | -2.7776 | -2.7776 | 3718.1371 | 27811.6656 |  | 0
1960-02-28 | 0 | 0 | 0 | 0 | -12.5669 | -12.5669 | 3705.5702 | 27717.6655 |  | 0
1960-02-29 | 0 | 0 | 0 | 0 | -12.5669 | -12.5669 | 3693.0034 | 27623.6654 |  | 0
1960-03-01 | 0.0033333 | 9.2 | 4.0107 | 4.0107 | -7.3776 | -7.3776 | 3685.6258 | 27568.4812 |  | 0
1960-03-02 | 0.0066667 | 18.4 | 4.0107 | 4.0107 | 1.8224 | 1.8224 | 3687.4483 | 27582.1131 |  | 0
1960-03-03 | 0 | 0 | 0 | 0 | -12.5669 | -12.5669 | 3674.8814 | 27488.113 |  | 0
1960-03-04 | 0 | 0 | 0 | 0 | -12.5669 | -12.5669 | 3662.3146 | 27394.1129 |  | 0
1960-03-05 | 0 | 0 | 0 | 0 | -12.5669 | -12.5669 | 3649.7477 | 27300.1128 |  | 0
1960-03-06 | 0 | 0 | 0 | 0 | -12.5669 | -12.5669 | 3637.1808 | 27206.1127 |  | 0
1960-03-07 | 0 | 0 | 0 | 0 | -12.5669 | -12.5669 | 3624.614 | 27112.1126 |  | 0
1960-03-08 | 0.00083333 | 2.3 | 4.0107 | 2.3 | -12.5669 | -12.5669 | 3612.0471 | 27018.1125 |  | 0
1960-03-09 | 0 | 0 | 0 | 0 | -12.5669 | -12.5669 | 3599.4803 | 26924.1123 |  | 0
1960-03-10 | 0 | 0 | 0 | 0 | -12.5669 | -12.5669 | 3586.9134 | 26830.1122 |  | 0
1960-03-11 | 0 | 0 | 0 | 0 | -12.5669 | -12.5669 | 3574.3465 | 26736.1121 |  | 0
1960-03-12 | 0 | 0 | 0 | 0 | -12.5669 | -12.5669 | 3561.7797 | 26642.112 |  | 0
1960-03-13 | 0 | 0 | 0 | 0 | -12.5669 | -12.5669 | 3549.2128 | 26548.1119 |  | 0
1960-03-14 | 0.0058333 | 16.1 | 4.0107 | 4.0107 | -0.47756 | -0.47756 | 3548.7353 | 26544.5398 |  | 0
1960-03-15 | 0.00083333 | 2.3 | 4.0107 | 2.3 | -12.5669 | -12.5669 | 3536.1684 | 26450.5397 |  | 0
1960-03-16 | 0 | 0 | 0 | 0 | -12.5669 | -12.5669 | 3523.6015 | 26356.5395 |  | 0
1960-03-17 | 0 | 0 | 0 | 0 | -12.5669 | -12.5669 | 3511.0347 | 26262.5394 |  | 0
1960-03-18 | 0 | 0 | 0 | 0 | -12.5669 | -12.5669 | 3498.4678 | 26168.5393 |  | 0
1960-03-19 | 0 | 0 | 0 | 0 | -12.5669 | -12.5669 | 3485.901 | 26074.5392 |  | 0
1960-03-20 | 0 | 0 | 0 | 0 | -12.5669 | -12.5669 | 3473.3341 | 25980.5391 |  | 0
1960-03-21 | 0 | 0 | 0 | 0 | -12.5669 | -12.5669 | 3460.7672 | 25886.539 |  | 0
1960-03-22 | 0 | 0 | 0 | 0 | -12.5669 | -12.5669 | 3448.2004 | 25792.5389 |  | 0
1960-03-23 | 0 | 0 | 0 | 0 | -12.5669 | -12.5669 | 3435.6335 | 25698.5388 |  | 0
1960-03-24 | 0.066667 | 184 | 4.0107 | 4.0107 | 167.4224 | 167.4224 | 3603.056 | 26950.8586 |  | 0
1960-03-25 | 0.0091667 | 25.3 | 4.0107 | 4.0107 | 8.7224 | 8.7224 | 3611.7784 | 27016.1025 |  | 0
1960-03-26 | 0 | 0 | 0 | 0 | -12.5669 | -12.5669 | 3599.2116 | 26922.1024 |  | 0
1960-03-27 | 0 | 0 | 0 | 0 | -12.5669 | -12.5669 | 3586.6447 | 26828.1023 |  | 0
1960-03-28 | 0 | 0 | 0 | 0 | -12.5669 | -12.5669 | 3574.0778 | 26734.1022 |  | 0
1960-03-29 | 0 | 0 | 0 | 0 | -12.5669 | -12.5669 | 3561.511 | 26640.1021 |  | 0
1960-03-30 | 0 | 0 | 0 | 0 | -12.5669 | -12.5669 | 3548.9441 | 26546.102 |  | 0
1960-03-31 | 0 | 0 | 0 | 0 | -12.5669 | -12.5669 | 3536.3773 | 26452.1019 |  | 0
1960-04-01 | 0 | 0 | 0 | 0 | -12.5669 | -12.5669 | 3523.8104 | 26358.1017 |  | 0
1960-04-02 | 0 | 0 | 0 | 0 | -12.5669 | -12.5669 | 3511.2435 | 26264.1016 |  | 0
1960-04-03 | 0 | 0 | 0 | 0 | -12.5669 | -12.5669 | 3498.6767 | 26170.1015 |  | 0
1960-04-04 | 0 | 0 | 0 | 0 | -12.5669 | -12.5669 | 3486.1098 | 26076.1014 |  | 0
1960-04-05 | 0 | 0 | 0 | 0 | -12.5669 | -12.5669 | 3473.543 | 25982.1013 |  | 0
1960-04-06 | 0 | 0 | 0 | 0 | -12.5669 | -12.5669 | 3460.9761 | 25888.1012 |  | 0
1960-04-07 | 0 | 0 | 0 | 0 | -12.5669 | -12.5669 | 3448.4092 | 25794.1011 |  | 0
1960-04-08 | 0 | 0 | 0 | 0 | -12.5669 | -12.5669 | 3435.8424 | 25700.101 |  | 0
1960-04-09 | 0 | 0 | 0 | 0 | -12.5669 | -12.5669 | 3423.2755 | 25606.1008 |  | 0
1960-04-10 | 0 | 0 | 0 | 0 | -12.5669 | -12.5669 | 3410.7087 | 25512.1007 |  | 0
1960-04-11 | 0 | 0 | 0 | 0 | -12.5669 | -12.5669 | 3398.1418 | 25418.1006 |  | 0
1960-04-12 | 0 | 0 | 0 | 0 | -12.5669 | -12.5669 | 3385.5749 | 25324.1005 |  | 0
1960-04-13 | 0.12167 | 335.8 | 4.0107 | 4.0107 | 319.2224 | 319.2224 | 3704.7974 | 27711.8844 |  | 0
1960-04-14 | 0 | 0 | 0 | 0 | -12.5669 | -12.5669 | 3692.2305 | 27617.8843 |  | 0
1960-04-15 | 0 | 0 | 0 | 0 | -12.5669 | -12.5669 | 3679.6637 | 27523.8842 |  | 0
1960-04-16 | 0 | 0 | 0 | 0 | -12.5669 | -12.5669 | 3667.0968 | 27429.8841 |  | 0
1960-04-17 | 0 | 0 | 0 | 0 | -12.5669 | -12.5669 | 3654.5299 | 27335.8839 |  | 0
1960-04-18 | 0 | 0 | 0 | 0 | -12.5669 | -12.5669 | 3641.9631 | 27241.8838 |  | 0
1960-04-19 | 0 | 0 | 0 | 0 | -12.5669 | -12.5669 | 3629.3962 | 27147.8837 |  | 0
1960-04-20 | 0 | 0 | 0 | 0 | -12.5669 | -12.5669 | 3616.8294 | 27053.8836 |  | 0
1960-04-21 | 0 | 0 | 0 | 0 | -12.5669 | -12.5669 | 3604.2625 | 26959.8835 |  | 0
1960-04-22 | 0 | 0 | 0 | 0 | -12.5669 | -12.5669 | 3591.6956 | 26865.8834 |  | 0
1960-04-23 | 0 | 0 | 0 | 0 | -12.5669 | -12.5669 | 3579.1288 | 26771.8833 |  | 0
1960-04-24 | 0.0066667 | 18.4 | 4.0107 | 4.0107 | 1.8224 | 1.8224 | 3580.9512 | 26785.5152 |  | 0
1960-04-25 | 0 | 0 | 0 | 0 | -12.5669 | -12.5669 | 3568.3844 | 26691.515 |  | 0
1960-04-26 | 0 | 0 | 0 | 0 | -12.5669 | -12.5669 | 3555.8175 | 26597.5149 |  | 0
1960-04-27 | 0.025833 | 71.3 | 4.0107 | 4.0107 | 54.7224 | 54.7224 | 3610.5399 | 27006.8388 |  | 0
1960-04-28 | 0 | 0 | 0 | 0 | -12.5669 | -12.5669 | 3597.9731 | 26912.8387 |  | 0
1960-04-29 | 0 | 0 | 0 | 0 | -12.5669 | -12.5669 | 3585.4062 | 26818.8386 |  | 0
1960-04-30 | 0 | 0 | 0 | 0 | -12.5669 | -12.5669 | 3572.8394 | 26724.8385 |  | 0
1960-05-01 | 0 | 0 | 0 | 0 | -12.5669 | -12.5669 | 3560.2725 | 26630.8384 |  | 0
1960-05-02 | 0 | 0 | 0 | 0 | -12.5669 | -12.5669 | 3547.7056 | 26536.8382 |  | 0
1960-05-03 | 0 | 0 | 0 | 0 | -12.5669 | -12.5669 | 3535.1388 | 26442.8381 |  | 0
1960-05-04 | 0.085 | 234.6 | 4.0107 | 4.0107 | 218.0224 | 218.0224 | 3753.1612 | 28073.646 |  | 0
1960-05-05 | 0.01 | 27.6 | 4.0107 | 4.0107 | 11.0224 | 11.0224 | 3764.1837 | 28156.0939 |  | 0
1960-05-06 | 0 | 0 | 0 | 0 | -12.5669 | -12.5669 | 3751.6168 | 28062.0938 |  | 0
1960-05-07 | 0 | 0 | 0 | 0 | -12.5669 | -12.5669 | 3739.05 | 27968.0937 |  | 0
1960-05-08 | 0 | 0 | 0 | 0 | -12.5669 | -12.5669 | 3726.4831 | 27874.0936 |  | 0
1960-05-09 | 0 | 0 | 0 | 0 | -12.5669 | -12.5669 | 3713.9162 | 27780.0935 |  | 0
1960-05-10 | 0 | 0 | 0 | 0 | -12.5669 | -12.5669 | 3701.3494 | 27686.0933 |  | 0
1960-05-11 | 0 | 0 | 0 | 0 | -12.5669 | -12.5669 | 3688.7825 | 27592.0932 |  | 0
1960-05-12 | 0 | 0 | 0 | 0 | -12.5669 | -12.5669 | 3676.2157 | 27498.0931 |  | 0
1960-05-13 | 0 | 0 | 0 | 0 | -12.5669 | -12.5669 | 3663.6488 | 27404.093 |  | 0
1960-05-14 | 0 | 0 | 0 | 0 | -12.5669 | -12.5669 | 3651.0819 | 27310.0929 |  | 0
1960-05-15 | 0.049167 | 135.7 | 4.0107 | 4.0107 | 119.1224 | 119.1224 | 3770.2044 | 28201.1288 |  | 0
1960-05-16 | 0 | 0 | 0 | 0 | -12.5669 | -12.5669 | 3757.6375 | 28107.1287 |  | 0
1960-05-17 | 0.0033333 | 9.2 | 4.0107 | 4.0107 | -7.3776 | -7.3776 | 3750.26 | 28051.9446 |  | 0
1960-05-18 | 0.026667 | 73.6 | 4.0107 | 4.0107 | 57.0224 | 57.0224 | 3807.2824 | 28478.4724 |  | 0
1960-05-19 | 0 | 0 | 0 | 0 | -12.5669 | -12.5669 | 3794.7156 | 28384.4723 |  | 0
1960-05-20 | 0 | 0 | 0 | 0 | -12.5669 | -12.5669 | 3782.1487 | 28290.4722 |  | 0
1960-05-21 | 0 | 0 | 0 | 0 | -12.5669 | -12.5669 | 3769.5818 | 28196.4721 |  | 0
1960-05-22 | 0.018333 | 50.6 | 4.0107 | 4.0107 | 34.0224 | 34.0224 | 3803.6043 | 28450.96 |  | 0
1960-05-23 | 0.00083333 | 2.3 | 4.0107 | 2.3 | -12.5669 | -12.5669 | 3791.0374 | 28356.9599 |  | 0
1960-05-24 | 0 | 0 | 0 | 0 | -12.5669 | -12.5669 | 3778.4706 | 28262.9598 |  | 0
1960-05-25 | 0 | 0 | 0 | 0 | -12.5669 | -12.5669 | 3765.9037 | 28168.9597 |  | 0
1960-05-26 | 0 | 0 | 0 | 0 | -12.5669 | -12.5669 | 3753.3368 | 28074.9595 |  | 0
1960-05-27 | 0 | 0 | 0 | 0 | -12.5669 | -12.5669 | 3740.77 | 27980.9594 |  | 0
1960-05-28 | 0.025833 | 71.3 | 4.0107 | 4.0107 | 54.7224 | 54.7224 | 3795.4924 | 28390.2833 |  | 0
1960-05-29 | 0.00083333 | 2.3 | 4.0107 | 2.3 | -12.5669 | -12.5669 | 3782.9256 | 28296.2832 |  | 0
1960-05-30 | 0.031667 | 87.4 | 4.0107 | 4.0107 | 70.8224 | 70.8224 | 3853.748 | 28826.0351 |  | 0
1960-05-31 | 0 | 0 | 0 | 0 | -12.5669 | -12.5669 | 3841.1811 | 28732.035 |  | 0
1960-06-01 | 0.063333 | 174.8 | 4.0107 | 4.0107 | 158.2224 | 158.2224 | 3999.4036 | 29915.5389 |  | 0
1960-06-02 | 0 | 0 | 0 | 0 | -12.5669 | -12.5669 | 3986.8367 | 29821.5388 |  | 0
1960-06-03 | 0 | 0 | 0 | 0 | -12.5669 | -12.5669 | 3974.2699 | 29727.5386 |  | 0
1960-06-04 | 0 | 0 | 0 | 0 | -12.5669 | -12.5669 | 3961.703 | 29633.5385 |  | 0
1960-06-05 | 0 | 0 | 0 | 0 | -12.5669 | -12.5669 | 3949.1362 | 29539.5384 |  | 0
1960-06-06 | 0.095833 | 264.5 | 4.0107 | 4.0107 | 247.9224 | 247.9224 | 3997.8631 | 29904.0163 |  | 186.6286
1960-06-07 | 0.0125 | 34.5 | 4.0107 | 4.0107 | 17.9224 | 17.9224 | 3997.8631 | 29904.0163 |  | 5.3556
1960-06-08 | 0.016667 | 46 | 4.0107 | 4.0107 | 29.4224 | 29.4224 | 3997.8631 | 29904.0163 |  | 16.8556
1960-06-09 | 0.005 | 13.8 | 4.0107 | 4.0107 | -2.7776 | -2.7776 | 3995.0856 | 29883.2402 |  | 0
1960-06-10 | 0 | 0 | 0 | 0 | -12.5669 | -12.5669 | 3982.5187 | 29789.2401 |  | 0
1960-06-11 | 0 | 0 | 0 | 0 | -12.5669 | -12.5669 | 3969.9519 | 29695.2399 |  | 0
1960-06-12 | 0.0033333 | 9.2 | 4.0107 | 4.0107 | -7.3776 | -7.3776 | 3962.5743 | 29640.0558 |  | 0
1960-06-13 | 0 | 0 | 0 | 0 | -12.5669 | -12.5669 | 3950.0074 | 29546.0557 |  | 0
1960-06-14 | 0 | 0 | 0 | 0 | -12.5669 | -12.5669 | 3937.4406 | 29452.0556 |  | 0
1960-06-15 | 0 | 0 | 0 | 0 | -12.5669 | -12.5669 | 3924.8737 | 29358.0555 |  | 0
1960-06-16 | 0 | 0 | 0 | 0 | -12.5669 | -12.5669 | 3912.3069 | 29264.0554 |  | 0
1960-06-17 | 0 | 0 | 0 | 0 | -12.5669 | -12.5669 | 3899.74 | 29170.0553 |  | 0
1960-06-18 | 0 | 0 | 0 | 0 | -12.5669 | -12.5669 | 3887.1731 | 29076.0552 |  | 0
1960-06-19 | 0 | 0 | 0 | 0 | -12.5669 | -12.5669 | 3874.6063 | 28982.055 |  | 0
1960-06-20 | 0 | 0 | 0 | 0 | -12.5669 | -12.5669 | 3862.0394 | 28888.0549 |  | 0
1960-06-21 | 0 | 0 | 0 | 0 | -12.5669 | -12.5669 | 3849.4726 | 28794.0548 |  | 0
1960-06-22 | 0 | 0 | 0 | 0 | -12.5669 | -12.5669 | 3836.9057 | 28700.0547 |  | 0
1960-06-23 | 0 | 0 | 0 | 0 | -12.5669 | -12.5669 | 3824.3388 | 28606.0546 |  | 0
1960-06-24 | 0 | 0 | 0 | 0 | -12.5669 | -12.5669 | 3811.772 | 28512.0545 |  | 0
1960-06-25 | 0 | 0 | 0 | 0 | -12.5669 | -12.5669 | 3799.2051 | 28418.0544 |  | 0
1960-06-26 | 0 | 0 | 0 | 0 | -12.5669 | -12.5669 | 3786.6383 | 28324.0543 |  | 0
1960-06-27 | 0 | 0 | 0 | 0 | -12.5669 | -12.5669 | 3774.0714 | 28230.0541 |  | 0
1960-06-28 | 0 | 0 | 0 | 0 | -12.5669 | -12.5669 | 3761.5045 | 28136.054 |  | 0
1960-06-29 | 0 | 0 | 0 | 0 | -12.5669 | -12.5669 | 3748.9377 | 28042.0539 |  | 0
1960-06-30 | 0 | 0 | 0 | 0 | -12.5669 | -12.5669 | 3736.3708 | 27948.0538 |  | 0
1960-07-01 | 0 | 0 | 0 | 0 | -12.5669 | -12.5669 | 3723.804 | 27854.0537 |  | 0
1960-07-02 | 0 | 0 | 0 | 0 | -12.5669 | -12.5669 | 3711.2371 | 27760.0536 |  | 0
1960-07-03 | 0 | 0 | 0 | 0 | -12.5669 | -12.5669 | 3698.6702 | 27666.0535 |  | 0
1960-07-04 | 0.031667 | 87.4 | 4.0107 | 4.0107 | 70.8224 | 70.8224 | 3769.4927 | 28195.8054 |  | 0
1960-07-05 | 0.010833 | 29.9 | 4.0107 | 4.0107 | 13.3224 | 13.3224 | 3782.8151 | 28295.4572 |  | 0
1960-07-06 | 0.030833 | 85.1 | 4.0107 | 4.0107 | 68.5224 | 68.5224 | 3851.3376 | 28808.0051 |  | 0
1960-07-07 | 0.091667 | 253 | 4.0107 | 4.0107 | 236.4224 | 236.4224 | 3997.8631 | 29904.0163 |  | 77.33
1960-07-08 | 0 | 0 | 0 | 0 | -12.5669 | -12.5669 | 3985.2963 | 29810.0162 |  | 0
1960-07-09 | 0 | 0 | 0 | 0 | -12.5669 | -12.5669 | 3972.7294 | 29716.0161 |  | 0
1960-07-10 | 0 | 0 | 0 | 0 | -12.5669 | -12.5669 | 3960.1626 | 29622.0159 |  | 0
1960-07-11 | 0 | 0 | 0 | 0 | -12.5669 | -12.5669 | 3947.5957 | 29528.0158 |  | 0
1960-07-12 | 0 | 0 | 0 | 0 | -12.5669 | -12.5669 | 3935.0288 | 29434.0157 |  | 0
1960-07-13 | 0 | 0 | 0 | 0 | -12.5669 | -12.5669 | 3922.462 | 29340.0156 |  | 0
1960-07-14 | 0.0075 | 20.7 | 4.0107 | 4.0107 | 4.1224 | 4.1224 | 3926.5844 | 29370.8515 |  | 0
1960-07-15 | 0.0016667 | 4.6 | 4.0107 | 4.0107 | -11.9776 | -11.9776 | 3914.6069 | 29281.2594 |  | 0
1960-07-16 | 0 | 0 | 0 | 0 | -12.5669 | -12.5669 | 3902.04 | 29187.2593 |  | 0
1960-07-17 | 0 | 0 | 0 | 0 | -12.5669 | -12.5669 | 3889.4731 | 29093.2592 |  | 0
1960-07-18 | 0 | 0 | 0 | 0 | -12.5669 | -12.5669 | 3876.9063 | 28999.259 |  | 0
1960-07-19 | 0 | 0 | 0 | 0 | -12.5669 | -12.5669 | 3864.3394 | 28905.2589 |  | 0
1960-07-20 | 0.065833 | 181.7 | 4.0107 | 4.0107 | 165.1224 | 165.1224 | 3997.8631 | 29904.0163 |  | 19.0319
1960-07-21 | 0.0025 | 6.9 | 4.0107 | 4.0107 | -9.6776 | -9.6776 | 3988.1856 | 29831.6282 |  | 0
1960-07-22 | 0 | 0 | 0 | 0 | -12.5669 | -12.5669 | 3975.6187 | 29737.6281 |  | 0
1960-07-23 | 0 | 0 | 0 | 0 | -12.5669 | -12.5669 | 3963.0519 | 29643.6279 |  | 0
1960-07-24 | 0 | 0 | 0 | 0 | -12.5669 | -12.5669 | 3950.485 | 29549.6278 |  | 0
1960-07-25 | 0 | 0 | 0 | 0 | -12.5669 | -12.5669 | 3937.9181 | 29455.6277 |  | 0
1960-07-26 | 0 | 0 | 0 | 0 | -12.5669 | -12.5669 | 3925.3513 | 29361.6276 |  | 0
1960-07-27 | 0 | 0 | 0 | 0 | -12.5669 | -12.5669 | 3912.7844 | 29267.6275 |  | 0
1960-07-28 | 0 | 0 | 0 | 0 | -12.5669 | -12.5669 | 3900.2176 | 29173.6274 |  | 0
1960-07-29 | 0 | 0 | 0 | 0 | -12.5669 | -12.5669 | 3887.6507 | 29079.6273 |  | 0
1960-07-30 | 0 | 0 | 0 | 0 | -12.5669 | -12.5669 | 3875.0838 | 28985.6272 |  | 0
1960-07-31 | 0 | 0 | 0 | 0 | -12.5669 | -12.5669 | 3862.517 | 28891.627 |  | 0
1960-08-01 | 0 | 0 | 0 | 0 | -12.5669 | -12.5669 | 3849.9501 | 28797.6269 |  | 0
1960-08-02 | 0 | 0 | 0 | 0 | -12.5669 | -12.5669 | 3837.3833 | 28703.6268 |  | 0
1960-08-03 | 0 | 0 | 0 | 0 | -12.5669 | -12.5669 | 3824.8164 | 28609.6267 |  | 0
1960-08-04 | 0 | 0 | 0 | 0 | -12.5669 | -12.5669 | 3812.2495 | 28515.6266 |  | 0
1960-08-05 | 0 | 0 | 0 | 0 | -12.5669 | -12.5669 | 3799.6827 | 28421.6265 |  | 0
1960-08-06 | 0 | 0 | 0 | 0 | -12.5669 | -12.5669 | 3787.1158 | 28327.6264 |  | 0
1960-08-07 | 0 | 0 | 0 | 0 | -12.5669 | -12.5669 | 3774.549 | 28233.6263 |  | 0
1960-08-08 | 0 | 0 | 0 | 0 | -12.5669 | -12.5669 | 3761.9821 | 28139.6261 |  | 0
1960-08-09 | 0.0058333 | 16.1 | 4.0107 | 4.0107 | -0.47756 | -0.47756 | 3761.5045 | 28136.054 |  | 0
1960-08-10 | 0 | 0 | 0 | 0 | -12.5669 | -12.5669 | 3748.9377 | 28042.0539 |  | 0
1960-08-11 | 0 | 0 | 0 | 0 | -12.5669 | -12.5669 | 3736.3708 | 27948.0538 |  | 0
1960-08-12 | 0 | 0 | 0 | 0 | -12.5669 | -12.5669 | 3723.804 | 27854.0537 |  | 0
1960-08-13 | 0 | 0 | 0 | 0 | -12.5669 | -12.5669 | 3711.2371 | 27760.0536 |  | 0
1960-08-14 | 0 | 0 | 0 | 0 | -12.5669 | -12.5669 | 3698.6702 | 27666.0535 |  | 0
1960-08-15 | 0.01 | 27.6 | 4.0107 | 4.0107 | 11.0224 | 11.0224 | 3709.6927 | 27748.5014 |  | 0
1960-08-16 | 0 | 0 | 0 | 0 | -12.5669 | -12.5669 | 3697.1258 | 27654.5012 |  | 0
1960-08-17 | 0 | 0 | 0 | 0 | -12.5669 | -12.5669 | 3684.559 | 27560.5011 |  | 0
1960-08-18 | 0.021667 | 59.8 | 4.0107 | 4.0107 | 43.2224 | 43.2224 | 3727.7814 | 27883.805 |  | 0
1960-08-19 | 0 | 0 | 0 | 0 | -12.5669 | -12.5669 | 3715.2146 | 27789.8049 |  | 0
1960-08-20 | 0 | 0 | 0 | 0 | -12.5669 | -12.5669 | 3702.6477 | 27695.8048 |  | 0
1960-08-21 | 0.026667 | 73.6 | 4.0107 | 4.0107 | 57.0224 | 57.0224 | 3759.6701 | 28122.3327 |  | 0
1960-08-22 | 0 | 0 | 0 | 0 | -12.5669 | -12.5669 | 3747.1033 | 28028.3326 |  | 0
1960-08-23 | 0 | 0 | 0 | 0 | -12.5669 | -12.5669 | 3734.5364 | 27934.3325 |  | 0
1960-08-24 | 0 | 0 | 0 | 0 | -12.5669 | -12.5669 | 3721.9696 | 27840.3323 |  | 0
1960-08-25 | 0 | 0 | 0 | 0 | -12.5669 | -12.5669 | 3709.4027 | 27746.3322 |  | 0
1960-08-26 | 0 | 0 | 0 | 0 | -12.5669 | -12.5669 | 3696.8358 | 27652.3321 |  | 0
1960-08-27 | 0.023333 | 64.4 | 4.0107 | 4.0107 | 47.8224 | 47.8224 | 3744.6583 | 28010.044 |  | 0
1960-08-28 | 0 | 0 | 0 | 0 | -12.5669 | -12.5669 | 3732.0914 | 27916.0439 |  | 0
1960-08-29 | 0 | 0 | 0 | 0 | -12.5669 | -12.5669 | 3719.5246 | 27822.0438 |  | 0
1960-08-30 | 0 | 0 | 0 | 0 | -12.5669 | -12.5669 | 3706.9577 | 27728.0437 |  | 0
1960-08-31 | 0 | 0 | 0 | 0 | -12.5669 | -12.5669 | 3694.3908 | 27634.0435 |  | 0
1960-09-01 | 0 | 0 | 0 | 0 | -12.5669 | -12.5669 | 3681.824 | 27540.0434 |  | 0
1960-09-02 | 0 | 0 | 0 | 0 | -12.5669 | -12.5669 | 3669.2571 | 27446.0433 |  | 0
1960-09-03 | 0 | 0 | 0 | 0 | -12.5669 | -12.5669 | 3656.6903 | 27352.0432 |  | 0
1960-09-04 | 0 | 0 | 0 | 0 | -12.5669 | -12.5669 | 3644.1234 | 27258.0431 |  | 0
1960-09-05 | 0 | 0 | 0 | 0 | -12.5669 | -12.5669 | 3631.5565 | 27164.043 |  | 0
1960-09-06 | 0 | 0 | 0 | 0 | -12.5669 | -12.5669 | 3618.9897 | 27070.0429 |  | 0
1960-09-07 | 0 | 0 | 0 | 0 | -12.5669 | -12.5669 | 3606.4228 | 26976.0428 |  | 0
1960-09-08 | 0 | 0 | 0 | 0 | -12.5669 | -12.5669 | 3593.856 | 26882.0426 |  | 0
1960-09-09 | 0 | 0 | 0 | 0 | -12.5669 | -12.5669 | 3581.2891 | 26788.0425 |  | 0
1960-09-10 | 0 | 0 | 0 | 0 | -12.5669 | -12.5669 | 3568.7222 | 26694.0424 |  | 0
1960-09-11 | 0 | 0 | 0 | 0 | -12.5669 | -12.5669 | 3556.1554 | 26600.0423 |  | 0
1960-09-12 | 0 | 0 | 0 | 0 | -12.5669 | -12.5669 | 3543.5885 | 26506.0422 |  | 0
1960-09-13 | 0 | 0 | 0 | 0 | -12.5669 | -12.5669 | 3531.0217 | 26412.0421 |  | 0
1960-09-14 | 0 | 0 | 0 | 0 | -12.5669 | -12.5669 | 3518.4548 | 26318.042 |  | 0
1960-09-15 | 0 | 0 | 0 | 0 | -12.5669 | -12.5669 | 3505.8879 | 26224.0419 |  | 0
1960-09-16 | 0 | 0 | 0 | 0 | -12.5669 | -12.5669 | 3493.3211 | 26130.0417 |  | 0
1960-09-17 | 0 | 0 | 0 | 0 | -12.5669 | -12.5669 | 3480.7542 | 26036.0416 |  | 0
1960-09-18 | 0 | 0 | 0 | 0 | -12.5669 | -12.5669 | 3468.1874 | 25942.0415 |  | 0
1960-09-19 | 0 | 0 | 0 | 0 | -12.5669 | -12.5669 | 3455.6205 | 25848.0414 |  | 0
1960-09-20 | 0.0083333 | 23 | 4.0107 | 4.0107 | 6.4224 | 6.4224 | 3462.043 | 25896.0813 |  | 0
1960-09-21 | 0 | 0 | 0 | 0 | -12.5669 | -12.5669 | 3449.4761 | 25802.0812 |  | 0
1960-09-22 | 0 | 0 | 0 | 0 | -12.5669 | -12.5669 | 3436.9092 | 25708.0811 |  | 0
1960-09-23 | 0.043333 | 119.6 | 4.0107 | 4.0107 | 103.0224 | 103.0224 | 3539.9317 | 26478.689 |  | 0
1960-09-24 | 0.10667 | 294.4 | 4.0107 | 4.0107 | 277.8224 | 277.8224 | 3817.7541 | 28556.8008 |  | 0
1960-09-25 | 0 | 0 | 0 | 0 | -12.5669 | -12.5669 | 3805.1873 | 28462.8007 |  | 0
1960-09-26 | 0.16 | 441.6 | 4.0107 | 4.0107 | 425.0224 | 425.0224 | 3997.8631 | 29904.0163 |  | 219.7797
1960-09-27 | 0.024167 | 66.7 | 4.0107 | 4.0107 | 50.1224 | 50.1224 | 3997.8631 | 29904.0163 |  | 37.5556
1960-09-28 | 0 | 0 | 0 | 0 | -12.5669 | -12.5669 | 3985.2963 | 29810.0162 |  | 0
1960-09-29 | 0 | 0 | 0 | 0 | -12.5669 | -12.5669 | 3972.7294 | 29716.0161 |  | 0
1960-09-30 | 0 | 0 | 0 | 0 | -12.5669 | -12.5669 | 3960.1626 | 29622.0159 |  | 0
1960-10-01 | 0 | 0 | 0 | 0 | -12.5669 | -12.5669 | 3947.5957 | 29528.0158 |  | 0
1960-10-02 | 0 | 0 | 0 | 0 | -12.5669 | -12.5669 | 3935.0288 | 29434.0157 |  | 0
1960-10-03 | 0 | 0 | 0 | 0 | -12.5669 | -12.5669 | 3922.462 | 29340.0156 |  | 0
1960-10-04 | 0.1 | 276 | 4.0107 | 4.0107 | 259.4224 | 259.4224 | 3997.8631 | 29904.0163 |  | 171.4544
1960-10-05 | 0 | 0 | 0 | 0 | -12.5669 | -12.5669 | 3985.2963 | 29810.0162 |  | 0
1960-10-06 | 0 | 0 | 0 | 0 | -12.5669 | -12.5669 | 3972.7294 | 29716.0161 |  | 0
1960-10-07 | 0 | 0 | 0 | 0 | -12.5669 | -12.5669 | 3960.1626 | 29622.0159 |  | 0
1960-10-08 | 0 | 0 | 0 | 0 | -12.5669 | -12.5669 | 3947.5957 | 29528.0158 |  | 0
1960-10-09 | 0 | 0 | 0 | 0 | -12.5669 | -12.5669 | 3935.0288 | 29434.0157 |  | 0
1960-10-10 | 0 | 0 | 0 | 0 | -12.5669 | -12.5669 | 3922.462 | 29340.0156 |  | 0
1960-10-11 | 0 | 0 | 0 | 0 | -12.5669 | -12.5669 | 3909.8951 | 29246.0155 |  | 0
1960-10-12 | 0.01 | 27.6 | 4.0107 | 4.0107 | 11.0224 | 11.0224 | 3920.9176 | 29328.4634 |  | 0
1960-10-13 | 0 | 0 | 0 | 0 | -12.5669 | -12.5669 | 3908.3507 | 29234.4633 |  | 0
1960-10-14 | 0 | 0 | 0 | 0 | -12.5669 | -12.5669 | 3895.7838 | 29140.4632 |  | 0
1960-10-15 | 0.09 | 248.4 | 4.0107 | 4.0107 | 231.8224 | 231.8224 | 3997.8631 | 29904.0163 |  | 117.1763
1960-10-16 | 0 | 0 | 0 | 0 | -12.5669 | -12.5669 | 3985.2963 | 29810.0162 |  | 0
1960-10-17 | 0.0525 | 144.9 | 4.0107 | 4.0107 | 128.3224 | 128.3224 | 3997.8631 | 29904.0163 |  | 103.1887
1960-10-18 | 0.125 | 345 | 4.0107 | 4.0107 | 328.4224 | 328.4224 | 3997.8631 | 29904.0163 |  | 315.8556
1960-10-19 | 0 | 0 | 0 | 0 | -12.5669 | -12.5669 | 3985.2963 | 29810.0162 |  | 0
1960-10-20 | 0 | 0 | 0 | 0 | -12.5669 | -12.5669 | 3972.7294 | 29716.0161 |  | 0
1960-10-21 | 0 | 0 | 0 | 0 | -12.5669 | -12.5669 | 3960.1626 | 29622.0159 |  | 0
1960-10-22 | 0 | 0 | 0 | 0 | -12.5669 | -12.5669 | 3947.5957 | 29528.0158 |  | 0
1960-10-23 | 0 | 0 | 0 | 0 | -12.5669 | -12.5669 | 3935.0288 | 29434.0157 |  | 0
1960-10-24 | 0 | 0 | 0 | 0 | -12.5669 | -12.5669 | 3922.462 | 29340.0156 |  | 0
1960-10-25 | 0.125 | 345 | 4.0107 | 4.0107 | 328.4224 | 328.4224 | 3997.8631 | 29904.0163 |  | 240.4544
1960-10-26 | 0 | 0 | 0 | 0 | -12.5669 | -12.5669 | 3985.2963 | 29810.0162 |  | 0
1960-10-27 | 0 | 0 | 0 | 0 | -12.5669 | -12.5669 | 3972.7294 | 29716.0161 |  | 0
1960-10-28 | 0 | 0 | 0 | 0 | -12.5669 | -12.5669 | 3960.1626 | 29622.0159 |  | 0
1960-10-29 | 0 | 0 | 0 | 0 | -12.5669 | -12.5669 | 3947.5957 | 29528.0158 |  | 0
1960-10-30 | 0 | 0 | 0 | 0 | -12.5669 | -12.5669 | 3935.0288 | 29434.0157 |  | 0
1960-10-31 | 0 | 0 | 0 | 0 | -12.5669 | -12.5669 | 3922.462 | 29340.0156 |  | 0
1960-11-01 | 0 | 0 | 0 | 0 | -12.5669 | -12.5669 | 3909.8951 | 29246.0155 |  | 0
1960-11-02 | 0 | 0 | 0 | 0 | -12.5669 | -12.5669 | 3897.3283 | 29152.0154 |  | 0
1960-11-03 | 0 | 0 | 0 | 0 | -12.5669 | -12.5669 | 3884.7614 | 29058.0153 |  | 0
1960-11-04 | 0 | 0 | 0 | 0 | -12.5669 | -12.5669 | 3872.1945 | 28964.0152 |  | 0
1960-11-05 | 0 | 0 | 0 | 0 | -12.5669 | -12.5669 | 3859.6277 | 28870.015 |  | 0
1960-11-06 | 0 | 0 | 0 | 0 | -12.5669 | -12.5669 | 3847.0608 | 28776.0149 |  | 0
1960-11-07 | 0 | 0 | 0 | 0 | -12.5669 | -12.5669 | 3834.494 | 28682.0148 |  | 0
1960-11-08 | 0 | 0 | 0 | 0 | -12.5669 | -12.5669 | 3821.9271 | 28588.0147 |  | 0
1960-11-09 | 0 | 0 | 0 | 0 | -12.5669 | -12.5669 | 3809.3602 | 28494.0146 |  | 0
1960-11-10 | 0 | 0 | 0 | 0 | -12.5669 | -12.5669 | 3796.7934 | 28400.0145 |  | 0
1960-11-11 | 0 | 0 | 0 | 0 | -12.5669 | -12.5669 | 3784.2265 | 28306.0144 |  | 0
1960-11-12 | 0 | 0 | 0 | 0 | -12.5669 | -12.5669 | 3771.6597 | 28212.0143 |  | 0
1960-11-13 | 0 | 0 | 0 | 0 | -12.5669 | -12.5669 | 3759.0928 | 28118.0141 |  | 0
1960-11-14 | 0 | 0 | 0 | 0 | -12.5669 | -12.5669 | 3746.5259 | 28024.014 |  | 0
1960-11-15 | 0 | 0 | 0 | 0 | -12.5669 | -12.5669 | 3733.9591 | 27930.0139 |  | 0
1960-11-16 | 0 | 0 | 0 | 0 | -12.5669 | -12.5669 | 3721.3922 | 27836.0138 |  | 0
1960-11-17 | 0 | 0 | 0 | 0 | -12.5669 | -12.5669 | 3708.8254 | 27742.0137 |  | 0
1960-11-18 | 0 | 0 | 0 | 0 | -12.5669 | -12.5669 | 3696.2585 | 27648.0136 |  | 0
1960-11-19 | 0 | 0 | 0 | 0 | -12.5669 | -12.5669 | 3683.6916 | 27554.0135 |  | 0
1960-11-20 | 0 | 0 | 0 | 0 | -12.5669 | -12.5669 | 3671.1248 | 27460.0134 |  | 0
1960-11-21 | 0 | 0 | 0 | 0 | -12.5669 | -12.5669 | 3658.5579 | 27366.0132 |  | 0
1960-11-22 | 0 | 0 | 0 | 0 | -12.5669 | -12.5669 | 3645.9911 | 27272.0131 |  | 0
1960-11-23 | 0 | 0 | 0 | 0 | -12.5669 | -12.5669 | 3633.4242 | 27178.013 |  | 0
1960-11-24 | 0 | 0 | 0 | 0 | -12.5669 | -12.5669 | 3620.8573 | 27084.0129 |  | 0
1960-11-25 | 0 | 0 | 0 | 0 | -12.5669 | -12.5669 | 3608.2905 | 26990.0128 |  | 0
1960-11-26 | 0 | 0 | 0 | 0 | -12.5669 | -12.5669 | 3595.7236 | 26896.0127 |  | 0
1960-11-27 | 0 | 0 | 0 | 0 | -12.5669 | -12.5669 | 3583.1568 | 26802.0126 |  | 0
1960-11-28 | 0 | 0 | 0 | 0 | -12.5669 | -12.5669 | 3570.5899 | 26708.0125 |  | 0
1960-11-29 | 0 | 0 | 0 | 0 | -12.5669 | -12.5669 | 3558.023 | 26614.0123 |  | 0
1960-11-30 | 0 | 0 | 0 | 0 | -12.5669 | -12.5669 | 3545.4562 | 26520.0122 |  | 0
1960-12-01 | 0 | 0 | 0 | 0 | -12.5669 | -12.5669 | 3532.8893 | 26426.0121 |  | 0
1960-12-02 | 0 | 0 | 0 | 0 | -12.5669 | -12.5669 | 3520.3225 | 26332.012 |  | 0
1960-12-03 | 0 | 0 | 0 | 0 | -12.5669 | -12.5669 | 3507.7556 | 26238.0119 |  | 0
1960-12-04 | 0.016667 | 46 | 4.0107 | 4.0107 | 29.4224 | 29.4224 | 3537.178 | 26458.0918 |  | 0
1960-12-05 | 0 | 0 | 0 | 0 | -12.5669 | -12.5669 | 3524.6112 | 26364.0917 |  | 0
1960-12-06 | 0.019167 | 52.9 | 4.0107 | 4.0107 | 36.3224 | 36.3224 | 3560.9336 | 26635.7835 |  | 0
1960-12-07 | 0.10917 | 301.3 | 4.0107 | 4.0107 | 284.7224 | 284.7224 | 3845.6561 | 28765.5074 |  | 0
1960-12-08 | 0.0016667 | 4.6 | 4.0107 | 4.0107 | -11.9776 | -11.9776 | 3833.6785 | 28675.9153 |  | 0
1960-12-09 | 0.020833 | 57.5 | 4.0107 | 4.0107 | 40.9224 | 40.9224 | 3874.601 | 28982.0152 |  | 0
1960-12-10 | 0.069167 | 190.9 | 4.0107 | 4.0107 | 174.3224 | 174.3224 | 3997.8631 | 29904.0163 |  | 38.4934
1960-12-11 | 0 | 0 | 0 | 0 | -12.5669 | -12.5669 | 3985.2963 | 29810.0162 |  | 0
1960-12-12 | 0 | 0 | 0 | 0 | -12.5669 | -12.5669 | 3972.7294 | 29716.0161 |  | 0
1960-12-13 | 0.0058333 | 16.1 | 4.0107 | 4.0107 | -0.47756 | -0.47756 | 3972.2519 | 29712.4439 |  | 0
1960-12-14 | 0 | 0 | 0 | 0 | -12.5669 | -12.5669 | 3959.685 | 29618.4438 |  | 0
1960-12-15 | 0 | 0 | 0 | 0 | -12.5669 | -12.5669 | 3947.1181 | 29524.4437 |  | 0
1960-12-16 | 0 | 0 | 0 | 0 | -12.5669 | -12.5669 | 3934.5513 | 29430.4436 |  | 0
1960-12-17 | 0 | 0 | 0 | 0 | -12.5669 | -12.5669 | 3921.9844 | 29336.4435 |  | 0
1960-12-18 | 0 | 0 | 0 | 0 | -12.5669 | -12.5669 | 3909.4176 | 29242.4434 |  | 0
1960-12-19 | 0 | 0 | 0 | 0 | -12.5669 | -12.5669 | 3896.8507 | 29148.4433 |  | 0
1960-12-20 | 0 | 0 | 0 | 0 | -12.5669 | -12.5669 | 3884.2838 | 29054.4432 |  | 0
1960-12-21 | 0 | 0 | 0 | 0 | -12.5669 | -12.5669 | 3871.717 | 28960.443 |  | 0
1960-12-22 | 0 | 0 | 0 | 0 | -12.5669 | -12.5669 | 3859.1501 | 28866.4429 |  | 0
1960-12-23 | 0 | 0 | 0 | 0 | -12.5669 | -12.5669 | 3846.5833 | 28772.4428 |  | 0
1960-12-24 | 0 | 0 | 0 | 0 | -12.5669 | -12.5669 | 3834.0164 | 28678.4427 |  | 0
1960-12-25 | 0 | 0 | 0 | 0 | -12.5669 | -12.5669 | 3821.4495 | 28584.4426 |  | 0
1960-12-26 | 0 | 0 | 0 | 0 | -12.5669 | -12.5669 | 3808.8827 | 28490.4425 |  | 0
1960-12-27 | 0 | 0 | 0 | 0 | -12.5669 | -12.5669 | 3796.3158 | 28396.4424 |  | 0
1960-12-28 | 0.025 | 69 | 4.0107 | 4.0107 | 52.4224 | 52.4224 | 3848.7383 | 28788.5623 |  | 0
1960-12-29 | 0.0041667 | 11.5 | 4.0107 | 4.0107 | -5.0776 | -5.0776 | 3843.6607 | 28750.5821 |  | 0
1960-12-30 | 0.01 | 27.6 | 4.0107 | 4.0107 | 11.0224 | 11.0224 | 3854.6832 | 28833.03 |  | 0
1960-12-31 | 0.035 | 96.6 | 4.0107 | 4.0107 | 80.0224 | 80.0224 | 3934.7056 | 29431.5979 |  | 0
1961-01-01 | 0 | 0 | 0 | 0 | -12.5669 | -12.5669 | 3922.1387 | 29337.5978 |  | 0
1961-01-02 | 0 | 0 | 0 | 0 | -12.5669 | -12.5669 | 3909.5719 | 29243.5977 |  | 0
1961-01-03 | 0 | 0 | 0 | 0 | -12.5669 | -12.5669 | 3897.005 | 29149.5976 |  | 0
1961-01-04 | 0 | 0 | 0 | 0 | -12.5669 | -12.5669 | 3884.4382 | 29055.5975 |  | 0
1961-01-05 | 0 | 0 | 0 | 0 | -12.5669 | -12.5669 | 3871.8713 | 28961.5974 |  | 0
1961-01-06 | 0 | 0 | 0 | 0 | -12.5669 | -12.5669 | 3859.3044 | 28867.5972 |  | 0
1961-01-07 | 0.00083333 | 2.3 | 4.0107 | 2.3 | -12.5669 | -12.5669 | 3846.7376 | 28773.5971 |  | 0
1961-01-08 | 0 | 0 | 0 | 0 | -12.5669 | -12.5669 | 3834.1707 | 28679.597 |  | 0
1961-01-09 | 0 | 0 | 0 | 0 | -12.5669 | -12.5669 | 3821.6039 | 28585.5969 |  | 0
1961-01-10 | 0 | 0 | 0 | 0 | -12.5669 | -12.5669 | 3809.037 | 28491.5968 |  | 0
1961-01-11 | 0.0125 | 34.5 | 4.0107 | 4.0107 | 17.9224 | 17.9224 | 3826.9594 | 28625.6567 |  | 0
1961-01-12 | 0 | 0 | 0 | 0 | -12.5669 | -12.5669 | 3814.3926 | 28531.6566 |  | 0
1961-01-13 | 0 | 0 | 0 | 0 | -12.5669 | -12.5669 | 3801.8257 | 28437.6565 |  | 0
1961-01-14 | 0 | 0 | 0 | 0 | -12.5669 | -12.5669 | 3789.2589 | 28343.6563 |  | 0
1961-01-15 | 0 | 0 | 0 | 0 | -12.5669 | -12.5669 | 3776.692 | 28249.6562 |  | 0
1961-01-16 | 0 | 0 | 0 | 0 | -12.5669 | -12.5669 | 3764.1251 | 28155.6561 |  | 0
1961-01-17 | 0 | 0 | 0 | 0 | -12.5669 | -12.5669 | 3751.5583 | 28061.656 |  | 0
1961-01-18 | 0 | 0 | 0 | 0 | -12.5669 | -12.5669 | 3738.9914 | 27967.6559 |  | 0
1961-01-19 | 0 | 0 | 0 | 0 | -12.5669 | -12.5669 | 3726.4246 | 27873.6558 |  | 0
1961-01-20 | 0 | 0 | 0 | 0 | -12.5669 | -12.5669 | 3713.8577 | 27779.6557 |  | 0
1961-01-21 | 0 | 0 | 0 | 0 | -12.5669 | -12.5669 | 3701.2908 | 27685.6555 |  | 0
1961-01-22 | 0 | 0 | 0 | 0 | -12.5669 | -12.5669 | 3688.724 | 27591.6554 |  | 0
1961-01-23 | 0 | 0 | 0 | 0 | -12.5669 | -12.5669 | 3676.1571 | 27497.6553 |  | 0
1961-01-24 | 0.0066667 | 18.4 | 4.0107 | 4.0107 | 1.8224 | 1.8224 | 3677.9796 | 27511.2872 |  | 0
1961-01-25 | 0 | 0 | 0 | 0 | -12.5669 | -12.5669 | 3665.4127 | 27417.2871 |  | 0
1961-01-26 | 0 | 0 | 0 | 0 | -12.5669 | -12.5669 | 3652.8459 | 27323.287 |  | 0
1961-01-27 | 0.0066667 | 18.4 | 4.0107 | 4.0107 | 1.8224 | 1.8224 | 3654.6683 | 27336.9189 |  | 0
1961-01-28 | 0.0016667 | 4.6 | 4.0107 | 4.0107 | -11.9776 | -11.9776 | 3642.6907 | 27247.3268 |  | 0
1961-01-29 | 0 | 0 | 0 | 0 | -12.5669 | -12.5669 | 3630.1239 | 27153.3266 |  | 0
1961-01-30 | 0 | 0 | 0 | 0 | -12.5669 | -12.5669 | 3617.557 | 27059.3265 |  | 0
1961-01-31 | 0 | 0 | 0 | 0 | -12.5669 | -12.5669 | 3604.9902 | 26965.3264 |  | 0
1961-02-01 | 0 | 0 | 0 | 0 | -12.5669 | -12.5669 | 3592.4233 | 26871.3263 |  | 0
1961-02-02 | 0 | 0 | 0 | 0 | -12.5669 | -12.5669 | 3579.8564 | 26777.3262 |  | 0
1961-02-03 | 0 | 0 | 0 | 0 | -12.5669 | -12.5669 | 3567.2896 | 26683.3261 |  | 0
1961-02-04 | 0.028333 | 78.2 | 4.0107 | 4.0107 | 61.6224 | 61.6224 | 3628.912 | 27144.262 |  | 0
1961-02-05 | 0.015 | 41.4 | 4.0107 | 4.0107 | 24.8224 | 24.8224 | 3653.7345 | 27329.9339 |  | 0
1961-02-06 | 0.014167 | 39.1 | 4.0107 | 4.0107 | 22.5224 | 22.5224 | 3676.2569 | 27498.4017 |  | 0
1961-02-07 | 0 | 0 | 0 | 0 | -12.5669 | -12.5669 | 3663.6901 | 27404.4016 |  | 0
1961-02-08 | 0 | 0 | 0 | 0 | -12.5669 | -12.5669 | 3651.1232 | 27310.4015 |  | 0
1961-02-09 | 0 | 0 | 0 | 0 | -12.5669 | -12.5669 | 3638.5563 | 27216.4014 |  | 0
1961-02-10 | 0 | 0 | 0 | 0 | -12.5669 | -12.5669 | 3625.9895 | 27122.4013 |  | 0
1961-02-11 | 0 | 0 | 0 | 0 | -12.5669 | -12.5669 | 3613.4226 | 27028.4012 |  | 0
1961-02-12 | 0 | 0 | 0 | 0 | -12.5669 | -12.5669 | 3600.8558 | 26934.4011 |  | 0
1961-02-13 | 0 | 0 | 0 | 0 | -12.5669 | -12.5669 | 3588.2889 | 26840.401 |  | 0
1961-02-14 | 0 | 0 | 0 | 0 | -12.5669 | -12.5669 | 3575.722 | 26746.4008 |  | 0
1961-02-15 | 0 | 0 | 0 | 0 | -12.5669 | -12.5669 | 3563.1552 | 26652.4007 |  | 0
1961-02-16 | 0 | 0 | 0 | 0 | -12.5669 | -12.5669 | 3550.5883 | 26558.4006 |  | 0
1961-02-17 | 0 | 0 | 0 | 0 | -12.5669 | -12.5669 | 3538.0215 | 26464.4005 |  | 0
1961-02-18 | 0 | 0 | 0 | 0 | -12.5669 | -12.5669 | 3525.4546 | 26370.4004 |  | 0
1961-02-19 | 0 | 0 | 0 | 0 | -12.5669 | -12.5669 | 3512.8877 | 26276.4003 |  | 0
1961-02-20 | 0.020833 | 57.5 | 4.0107 | 4.0107 | 40.9224 | 40.9224 | 3553.8102 | 26582.5002 |  | 0
1961-02-21 | 0.00083333 | 2.3 | 4.0107 | 2.3 | -12.5669 | -12.5669 | 3541.2433 | 26488.5001 |  | 0
1961-02-22 | 0 | 0 | 0 | 0 | -12.5669 | -12.5669 | 3528.6765 | 26394.4999 |  | 0
1961-02-23 | 0 | 0 | 0 | 0 | -12.5669 | -12.5669 | 3516.1096 | 26300.4998 |  | 0
1961-02-24 | 0.0066667 | 18.4 | 4.0107 | 4.0107 | 1.8224 | 1.8224 | 3517.932 | 26314.1317 |  | 0
1961-02-25 | 0 | 0 | 0 | 0 | -12.5669 | -12.5669 | 3505.3652 | 26220.1316 |  | 0
1961-02-26 | 0 | 0 | 0 | 0 | -12.5669 | -12.5669 | 3492.7983 | 26126.1315 |  | 0
1961-02-27 | 0 | 0 | 0 | 0 | -12.5669 | -12.5669 | 3480.2315 | 26032.1314 |  | 0
1961-02-28 | 0 | 0 | 0 | 0 | -12.5669 | -12.5669 | 3467.6646 | 25938.1313 |  | 0
1961-03-01 | 0 | 0 | 0 | 0 | -12.5669 | -12.5669 | 3455.0977 | 25844.1312 |  | 0
1961-03-02 | 0 | 0 | 0 | 0 | -12.5669 | -12.5669 | 3442.5309 | 25750.131 |  | 0
1961-03-03 | 0 | 0 | 0 | 0 | -12.5669 | -12.5669 | 3429.964 | 25656.1309 |  | 0
1961-03-04 | 0 | 0 | 0 | 0 | -12.5669 | -12.5669 | 3417.3972 | 25562.1308 |  | 0
1961-03-05 | 0 | 0 | 0 | 0 | -12.5669 | -12.5669 | 3404.8303 | 25468.1307 |  | 0
1961-03-06 | 0 | 0 | 0 | 0 | -12.5669 | -12.5669 | 3392.2634 | 25374.1306 |  | 0
1961-03-07 | 0 | 0 | 0 | 0 | -12.5669 | -12.5669 | 3379.6966 | 25280.1305 |  | 0
1961-03-08 | 0 | 0 | 0 | 0 | -12.5669 | -12.5669 | 3367.1297 | 25186.1304 |  | 0
1961-03-09 | 0 | 0 | 0 | 0 | -12.5669 | -12.5669 | 3354.5629 | 25092.1302 |  | 0
1961-03-10 | 0 | 0 | 0 | 0 | -12.5669 | -12.5669 | 3341.996 | 24998.1301 |  | 0
1961-03-11 | 0 | 0 | 0 | 0 | -12.5669 | -12.5669 | 3329.4291 | 24904.13 |  | 0
1961-03-12 | 0 | 0 | 0 | 0 | -12.5669 | -12.5669 | 3316.8623 | 24810.1299 |  | 0
1961-03-13 | 0 | 0 | 0 | 0 | -12.5669 | -12.5669 | 3304.2954 | 24716.1298 |  | 0
1961-03-14 | 0 | 0 | 0 | 0 | -12.5669 | -12.5669 | 3291.7286 | 24622.1297 |  | 0
1961-03-15 | 0 | 0 | 0 | 0 | -12.5669 | -12.5669 | 3279.1617 | 24528.1296 |  | 0
1961-03-16 | 0.1025 | 282.9 | 4.0107 | 4.0107 | 266.3224 | 266.3224 | 3545.4842 | 26520.2215 |  | 0
1961-03-17 | 0.0066667 | 18.4 | 4.0107 | 4.0107 | 1.8224 | 1.8224 | 3547.3066 | 26533.8533 |  | 0
1961-03-18 | 0 | 0 | 0 | 0 | -12.5669 | -12.5669 | 3534.7397 | 26439.8532 |  | 0
1961-03-19 | 0.0025 | 6.9 | 4.0107 | 4.0107 | -9.6776 | -9.6776 | 3525.0622 | 26367.4651 |  | 0
1961-03-20 | 0 | 0 | 0 | 0 | -12.5669 | -12.5669 | 3512.4953 | 26273.465 |  | 0
1961-03-21 | 0 | 0 | 0 | 0 | -12.5669 | -12.5669 | 3499.9285 | 26179.4649 |  | 0
1961-03-22 | 0 | 0 | 0 | 0 | -12.5669 | -12.5669 | 3487.3616 | 26085.4648 |  | 0
1961-03-23 | 0 | 0 | 0 | 0 | -12.5669 | -12.5669 | 3474.7947 | 25991.4647 |  | 0
1961-03-24 | 0 | 0 | 0 | 0 | -12.5669 | -12.5669 | 3462.2279 | 25897.4646 |  | 0
1961-03-25 | 0.073333 | 202.4 | 4.0107 | 4.0107 | 185.8224 | 185.8224 | 3648.0503 | 27287.4164 |  | 0
1961-03-26 | 0.0016667 | 4.6 | 4.0107 | 4.0107 | -11.9776 | -11.9776 | 3636.0728 | 27197.8243 |  | 0
1961-03-27 | 0 | 0 | 0 | 0 | -12.5669 | -12.5669 | 3623.5059 | 27103.8242 |  | 0
1961-03-28 | 0 | 0 | 0 | 0 | -12.5669 | -12.5669 | 3610.9391 | 27009.8241 |  | 0
1961-03-29 | 0.0016667 | 4.6 | 4.0107 | 4.0107 | -11.9776 | -11.9776 | 3598.9615 | 26920.232 |  | 0
1961-03-30 | 0.09 | 248.4 | 4.0107 | 4.0107 | 231.8224 | 231.8224 | 3830.7839 | 28654.2639 |  | 0
1961-03-31 | 0.00083333 | 2.3 | 4.0107 | 2.3 | -12.5669 | -12.5669 | 3818.2171 | 28560.2638 |  | 0
1961-04-01 | 0 | 0 | 0 | 0 | -12.5669 | -12.5669 | 3805.6502 | 28466.2637 |  | 0
1961-04-02 | 0 | 0 | 0 | 0 | -12.5669 | -12.5669 | 3793.0834 | 28372.2635 |  | 0
1961-04-03 | 0 | 0 | 0 | 0 | -12.5669 | -12.5669 | 3780.5165 | 28278.2634 |  | 0
1961-04-04 | 0 | 0 | 0 | 0 | -12.5669 | -12.5669 | 3767.9496 | 28184.2633 |  | 0
1961-04-05 | 0 | 0 | 0 | 0 | -12.5669 | -12.5669 | 3755.3828 | 28090.2632 |  | 0
1961-04-06 | 0 | 0 | 0 | 0 | -12.5669 | -12.5669 | 3742.8159 | 27996.2631 |  | 0
1961-04-07 | 0 | 0 | 0 | 0 | -12.5669 | -12.5669 | 3730.2491 | 27902.263 |  | 0
1961-04-08 | 0.013333 | 36.8 | 4.0107 | 4.0107 | 20.2224 | 20.2224 | 3750.4715 | 28053.5269 |  | 0
1961-04-09 | 0 | 0 | 0 | 0 | -12.5669 | -12.5669 | 3737.9046 | 27959.5268 |  | 0
1961-04-10 | 0 | 0 | 0 | 0 | -12.5669 | -12.5669 | 3725.3378 | 27865.5266 |  | 0
1961-04-11 | 0 | 0 | 0 | 0 | -12.5669 | -12.5669 | 3712.7709 | 27771.5265 |  | 0
1961-04-12 | 0 | 0 | 0 | 0 | -12.5669 | -12.5669 | 3700.2041 | 27677.5264 |  | 0
1961-04-13 | 0 | 0 | 0 | 0 | -12.5669 | -12.5669 | 3687.6372 | 27583.5263 |  | 0
1961-04-14 | 0 | 0 | 0 | 0 | -12.5669 | -12.5669 | 3675.0703 | 27489.5262 |  | 0
1961-04-15 | 0.0016667 | 4.6 | 4.0107 | 4.0107 | -11.9776 | -11.9776 | 3663.0928 | 27399.9341 |  | 0
1961-04-16 | 0 | 0 | 0 | 0 | -12.5669 | -12.5669 | 3650.5259 | 27305.934 |  | 0
1961-04-17 | 0 | 0 | 0 | 0 | -12.5669 | -12.5669 | 3637.9591 | 27211.9338 |  | 0
1961-04-18 | 0 | 0 | 0 | 0 | -12.5669 | -12.5669 | 3625.3922 | 27117.9337 |  | 0
1961-04-19 | 0 | 0 | 0 | 0 | -12.5669 | -12.5669 | 3612.8254 | 27023.9336 |  | 0
1961-04-20 | 0 | 0 | 0 | 0 | -12.5669 | -12.5669 | 3600.2585 | 26929.9335 |  | 0
1961-04-21 | 0 | 0 | 0 | 0 | -12.5669 | -12.5669 | 3587.6916 | 26835.9334 |  | 0
1961-04-22 | 0 | 0 | 0 | 0 | -12.5669 | -12.5669 | 3575.1248 | 26741.9333 |  | 0
1961-04-23 | 0 | 0 | 0 | 0 | -12.5669 | -12.5669 | 3562.5579 | 26647.9332 |  | 0
1961-04-24 | 0 | 0 | 0 | 0 | -12.5669 | -12.5669 | 3549.9911 | 26553.9331 |  | 0
1961-04-25 | 0 | 0 | 0 | 0 | -12.5669 | -12.5669 | 3537.4242 | 26459.9329 |  | 0
1961-04-26 | 0 | 0 | 0 | 0 | -12.5669 | -12.5669 | 3524.8573 | 26365.9328 |  | 0
1961-04-27 | 0 | 0 | 0 | 0 | -12.5669 | -12.5669 | 3512.2905 | 26271.9327 |  | 0
1961-04-28 | 0 | 0 | 0 | 0 | -12.5669 | -12.5669 | 3499.7236 | 26177.9326 |  | 0
1961-04-29 | 0 | 0 | 0 | 0 | -12.5669 | -12.5669 | 3487.1568 | 26083.9325 |  | 0
1961-04-30 | 0.1275 | 351.9 | 4.0107 | 4.0107 | 335.3224 | 335.3224 | 3822.4792 | 28592.1444 |  | 0
1961-05-01 | 0.0091667 | 25.3 | 4.0107 | 4.0107 | 8.7224 | 8.7224 | 3831.2016 | 28657.3883 |  | 0
1961-05-02 | 0 | 0 | 0 | 0 | -12.5669 | -12.5669 | 3818.6348 | 28563.3882 |  | 0
1961-05-03 | 0.014167 | 39.1 | 4.0107 | 4.0107 | 22.5224 | 22.5224 | 3841.1572 | 28731.856 |  | 0
1961-05-04 | 0.041667 | 115 | 4.0107 | 4.0107 | 98.4224 | 98.4224 | 3939.5797 | 29468.0559 |  | 0
1961-05-05 | 0.014167 | 39.1 | 4.0107 | 4.0107 | 22.5224 | 22.5224 | 3962.1021 | 29636.5238 |  | 0
1961-05-06 | 0 | 0 | 0 | 0 | -12.5669 | -12.5669 | 3949.5353 | 29542.5237 |  | 0
1961-05-07 | 0.01 | 27.6 | 4.0107 | 4.0107 | 11.0224 | 11.0224 | 3960.5577 | 29624.9716 |  | 0
1961-05-08 | 0.016667 | 46 | 4.0107 | 4.0107 | 29.4224 | 29.4224 | 3989.9801 | 29845.0515 |  | 0
1961-05-09 | 0 | 0 | 0 | 0 | -12.5669 | -12.5669 | 3977.4133 | 29751.0514 |  | 0
1961-05-10 | 0 | 0 | 0 | 0 | -12.5669 | -12.5669 | 3964.8464 | 29657.0513 |  | 0
1961-05-11 | 0 | 0 | 0 | 0 | -12.5669 | -12.5669 | 3952.2796 | 29563.0511 |  | 0
1961-05-12 | 0 | 0 | 0 | 0 | -12.5669 | -12.5669 | 3939.7127 | 29469.051 |  | 0
1961-05-13 | 0 | 0 | 0 | 0 | -12.5669 | -12.5669 | 3927.1458 | 29375.0509 |  | 0
1961-05-14 | 0 | 0 | 0 | 0 | -12.5669 | -12.5669 | 3914.579 | 29281.0508 |  | 0
1961-05-15 | 0 | 0 | 0 | 0 | -12.5669 | -12.5669 | 3902.0121 | 29187.0507 |  | 0
1961-05-16 | 0 | 0 | 0 | 0 | -12.5669 | -12.5669 | 3889.4453 | 29093.0506 |  | 0
1961-05-17 | 0 | 0 | 0 | 0 | -12.5669 | -12.5669 | 3876.8784 | 28999.0505 |  | 0
1961-05-18 | 0 | 0 | 0 | 0 | -12.5669 | -12.5669 | 3864.3115 | 28905.0504 |  | 0
1961-05-19 | 0 | 0 | 0 | 0 | -12.5669 | -12.5669 | 3851.7447 | 28811.0502 |  | 0
1961-05-20 | 0 | 0 | 0 | 0 | -12.5669 | -12.5669 | 3839.1778 | 28717.0501 |  | 0
1961-05-21 | 0.035 | 96.6 | 4.0107 | 4.0107 | 80.0224 | 80.0224 | 3919.2003 | 29315.618 |  | 0
1961-05-22 | 0 | 0 | 0 | 0 | -12.5669 | -12.5669 | 3906.6334 | 29221.6179 |  | 0
1961-05-23 | 0 | 0 | 0 | 0 | -12.5669 | -12.5669 | 3894.0665 | 29127.6178 |  | 0
1961-05-24 | 0 | 0 | 0 | 0 | -12.5669 | -12.5669 | 3881.4997 | 29033.6177 |  | 0
1961-05-25 | 0.010833 | 29.9 | 4.0107 | 4.0107 | 13.3224 | 13.3224 | 3894.8221 | 29133.2696 |  | 0
1961-05-26 | 0 | 0 | 0 | 0 | -12.5669 | -12.5669 | 3882.2553 | 29039.2694 |  | 0
1961-05-27 | 0 | 0 | 0 | 0 | -12.5669 | -12.5669 | 3869.6884 | 28945.2693 |  | 0
1961-05-28 | 0 | 0 | 0 | 0 | -12.5669 | -12.5669 | 3857.1216 | 28851.2692 |  | 0
1961-05-29 | 0 | 0 | 0 | 0 | -12.5669 | -12.5669 | 3844.5547 | 28757.2691 |  | 0
1961-05-30 | 0 | 0 | 0 | 0 | -12.5669 | -12.5669 | 3831.9878 | 28663.269 |  | 0
1961-05-31 | 0 | 0 | 0 | 0 | -12.5669 | -12.5669 | 3819.421 | 28569.2689 |  | 0
1961-06-01 | 0 | 0 | 0 | 0 | -12.5669 | -12.5669 | 3806.8541 | 28475.2688 |  | 0
1961-06-02 | 0 | 0 | 0 | 0 | -12.5669 | -12.5669 | 3794.2873 | 28381.2687 |  | 0
1961-06-03 | 0 | 0 | 0 | 0 | -12.5669 | -12.5669 | 3781.7204 | 28287.2685 |  | 0
1961-06-04 | 0.028333 | 78.2 | 4.0107 | 4.0107 | 61.6224 | 61.6224 | 3843.3428 | 28748.2044 |  | 0
1961-06-05 | 0.0083333 | 23 | 4.0107 | 4.0107 | 6.4224 | 6.4224 | 3849.7653 | 28796.2443 |  | 0
1961-06-06 | 0.0016667 | 4.6 | 4.0107 | 4.0107 | -11.9776 | -11.9776 | 3837.7877 | 28706.6522 |  | 0
1961-06-07 | 0.026667 | 73.6 | 4.0107 | 4.0107 | 57.0224 | 57.0224 | 3894.8102 | 29133.1801 |  | 0
1961-06-08 | 0.010833 | 29.9 | 4.0107 | 4.0107 | 13.3224 | 13.3224 | 3908.1326 | 29232.832 |  | 0
1961-06-09 | 0 | 0 | 0 | 0 | -12.5669 | -12.5669 | 3895.5658 | 29138.8319 |  | 0
1961-06-10 | 0 | 0 | 0 | 0 | -12.5669 | -12.5669 | 3882.9989 | 29044.8318 |  | 0
1961-06-11 | 0 | 0 | 0 | 0 | -12.5669 | -12.5669 | 3870.432 | 28950.8316 |  | 0
1961-06-12 | 0 | 0 | 0 | 0 | -12.5669 | -12.5669 | 3857.8652 | 28856.8315 |  | 0
1961-06-13 | 0 | 0 | 0 | 0 | -12.5669 | -12.5669 | 3845.2983 | 28762.8314 |  | 0
1961-06-14 | 0.044167 | 121.9 | 4.0107 | 4.0107 | 105.3224 | 105.3224 | 3950.6208 | 29550.6433 |  | 0
1961-06-15 | 0.011667 | 32.2 | 4.0107 | 4.0107 | 15.6224 | 15.6224 | 3966.2432 | 29667.4992 |  | 0
1961-06-16 | 0.010833 | 29.9 | 4.0107 | 4.0107 | 13.3224 | 13.3224 | 3979.5657 | 29767.1511 |  | 0
1961-06-17 | 0 | 0 | 0 | 0 | -12.5669 | -12.5669 | 3966.9988 | 29673.151 |  | 0
1961-06-18 | 0 | 0 | 0 | 0 | -12.5669 | -12.5669 | 3954.4319 | 29579.1509 |  | 0
1961-06-19 | 0 | 0 | 0 | 0 | -12.5669 | -12.5669 | 3941.8651 | 29485.1507 |  | 0
1961-06-20 | 0 | 0 | 0 | 0 | -12.5669 | -12.5669 | 3929.2982 | 29391.1506 |  | 0
1961-06-21 | 0 | 0 | 0 | 0 | -12.5669 | -12.5669 | 3916.7314 | 29297.1505 |  | 0
1961-06-22 | 0 | 0 | 0 | 0 | -12.5669 | -12.5669 | 3904.1645 | 29203.1504 |  | 0
1961-06-23 | 0.0016667 | 4.6 | 4.0107 | 4.0107 | -11.9776 | -11.9776 | 3892.1869 | 29113.5583 |  | 0
1961-06-24 | 0.33333 | 920 | 4.0107 | 4.0107 | 903.4224 | 903.4224 | 3997.8631 | 29904.0163 |  | 785.1794
1961-06-25 | 0.066667 | 184 | 4.0107 | 4.0107 | 167.4224 | 167.4224 | 3997.8631 | 29904.0163 |  | 154.8556
1961-06-26 | 0 | 0 | 0 | 0 | -12.5669 | -12.5669 | 3985.2963 | 29810.0162 |  | 0
1961-06-27 | 0 | 0 | 0 | 0 | -12.5669 | -12.5669 | 3972.7294 | 29716.0161 |  | 0
1961-06-28 | 0 | 0 | 0 | 0 | -12.5669 | -12.5669 | 3960.1626 | 29622.0159 |  | 0
1961-06-29 | 0 | 0 | 0 | 0 | -12.5669 | -12.5669 | 3947.5957 | 29528.0158 |  | 0
1961-06-30 | 0 | 0 | 0 | 0 | -12.5669 | -12.5669 | 3935.0288 | 29434.0157 |  | 0
1961-07-01 | 0 | 0 | 0 | 0 | -12.5669 | -12.5669 | 3922.462 | 29340.0156 |  | 0
1961-07-02 | 0.0041667 | 11.5 | 4.0107 | 4.0107 | -5.0776 | -5.0776 | 3917.3844 | 29302.0355 |  | 0
1961-07-03 | 0 | 0 | 0 | 0 | -12.5669 | -12.5669 | 3904.8176 | 29208.0354 |  | 0
1961-07-04 | 0 | 0 | 0 | 0 | -12.5669 | -12.5669 | 3892.2507 | 29114.0353 |  | 0
1961-07-05 | 0 | 0 | 0 | 0 | -12.5669 | -12.5669 | 3879.6838 | 29020.0352 |  | 0
1961-07-06 | 0 | 0 | 0 | 0 | -12.5669 | -12.5669 | 3867.117 | 28926.035 |  | 0
1961-07-07 | 0 | 0 | 0 | 0 | -12.5669 | -12.5669 | 3854.5501 | 28832.0349 |  | 0
1961-07-08 | 0 | 0 | 0 | 0 | -12.5669 | -12.5669 | 3841.9833 | 28738.0348 |  | 0
1961-07-09 | 0.014167 | 39.1 | 4.0107 | 4.0107 | 22.5224 | 22.5224 | 3864.5057 | 28906.5027 |  | 0
1961-07-10 | 0 | 0 | 0 | 0 | -12.5669 | -12.5669 | 3851.9388 | 28812.5026 |  | 0
1961-07-11 | 0 | 0 | 0 | 0 | -12.5669 | -12.5669 | 3839.372 | 28718.5025 |  | 0
1961-07-12 | 0 | 0 | 0 | 0 | -12.5669 | -12.5669 | 3826.8051 | 28624.5024 |  | 0
1961-07-13 | 0 | 0 | 0 | 0 | -12.5669 | -12.5669 | 3814.2383 | 28530.5023 |  | 0
1961-07-14 | 0 | 0 | 0 | 0 | -12.5669 | -12.5669 | 3801.6714 | 28436.5021 |  | 0
1961-07-15 | 0.0083333 | 23 | 4.0107 | 4.0107 | 6.4224 | 6.4224 | 3808.0939 | 28484.542 |  | 0
1961-07-16 | 0.019167 | 52.9 | 4.0107 | 4.0107 | 36.3224 | 36.3224 | 3844.4163 | 28756.2339 |  | 0
1961-07-17 | 0 | 0 | 0 | 0 | -12.5669 | -12.5669 | 3831.8494 | 28662.2338 |  | 0
1961-07-18 | 0 | 0 | 0 | 0 | -12.5669 | -12.5669 | 3819.2826 | 28568.2337 |  | 0
1961-07-19 | 0 | 0 | 0 | 0 | -12.5669 | -12.5669 | 3806.7157 | 28474.2336 |  | 0
1961-07-20 | 0 | 0 | 0 | 0 | -12.5669 | -12.5669 | 3794.1489 | 28380.2335 |  | 0
1961-07-21 | 0.055 | 151.8 | 4.0107 | 4.0107 | 135.2224 | 135.2224 | 3929.3713 | 29391.6974 |  | 0
1961-07-22 | 0.00083333 | 2.3 | 4.0107 | 2.3 | -12.5669 | -12.5669 | 3916.8044 | 29297.6972 |  | 0
1961-07-23 | 0 | 0 | 0 | 0 | -12.5669 | -12.5669 | 3904.2376 | 29203.6971 |  | 0
1961-07-24 | 0 | 0 | 0 | 0 | -12.5669 | -12.5669 | 3891.6707 | 29109.697 |  | 0
1961-07-25 | 0 | 0 | 0 | 0 | -12.5669 | -12.5669 | 3879.1039 | 29015.6969 |  | 0
1961-07-26 | 0 | 0 | 0 | 0 | -12.5669 | -12.5669 | 3866.537 | 28921.6968 |  | 0
1961-07-27 | 0 | 0 | 0 | 0 | -12.5669 | -12.5669 | 3853.9701 | 28827.6967 |  | 0
1961-07-28 | 0 | 0 | 0 | 0 | -12.5669 | -12.5669 | 3841.4033 | 28733.6966 |  | 0
1961-07-29 | 0 | 0 | 0 | 0 | -12.5669 | -12.5669 | 3828.8364 | 28639.6965 |  | 0
1961-07-30 | 0 | 0 | 0 | 0 | -12.5669 | -12.5669 | 3816.2696 | 28545.6963 |  | 0
1961-07-31 | 0 | 0 | 0 | 0 | -12.5669 | -12.5669 | 3803.7027 | 28451.6962 |  | 0
1961-08-01 | 0 | 0 | 0 | 0 | -12.5669 | -12.5669 | 3791.1358 | 28357.6961 |  | 0
1961-08-02 | 0 | 0 | 0 | 0 | -12.5669 | -12.5669 | 3778.569 | 28263.696 |  | 0
1961-08-03 | 0 | 0 | 0 | 0 | -12.5669 | -12.5669 | 3766.0021 | 28169.6959 |  | 0
1961-08-04 | 0 | 0 | 0 | 0 | -12.5669 | -12.5669 | 3753.4353 | 28075.6958 |  | 0
1961-08-05 | 0 | 0 | 0 | 0 | -12.5669 | -12.5669 | 3740.8684 | 27981.6957 |  | 0
1961-08-06 | 0.0016667 | 4.6 | 4.0107 | 4.0107 | -11.9776 | -11.9776 | 3728.8908 | 27892.1035 |  | 0
1961-08-07 | 0 | 0 | 0 | 0 | -12.5669 | -12.5669 | 3716.324 | 27798.1034 |  | 0
1961-08-08 | 0 | 0 | 0 | 0 | -12.5669 | -12.5669 | 3703.7571 | 27704.1033 |  | 0
1961-08-09 | 0 | 0 | 0 | 0 | -12.5669 | -12.5669 | 3691.1903 | 27610.1032 |  | 0
1961-08-10 | 0 | 0 | 0 | 0 | -12.5669 | -12.5669 | 3678.6234 | 27516.1031 |  | 0
1961-08-11 | 0.0033333 | 9.2 | 4.0107 | 4.0107 | -7.3776 | -7.3776 | 3671.2459 | 27460.919 |  | 0
1961-08-12 | 0.0041667 | 11.5 | 4.0107 | 4.0107 | -5.0776 | -5.0776 | 3666.1683 | 27422.9389 |  | 0
1961-08-13 | 0.0175 | 48.3 | 4.0107 | 4.0107 | 31.7224 | 31.7224 | 3697.8907 | 27660.2228 |  | 0
1961-08-14 | 0 | 0 | 0 | 0 | -12.5669 | -12.5669 | 3685.3239 | 27566.2226 |  | 0
1961-08-15 | 0 | 0 | 0 | 0 | -12.5669 | -12.5669 | 3672.757 | 27472.2225 |  | 0
1961-08-16 | 0 | 0 | 0 | 0 | -12.5669 | -12.5669 | 3660.1902 | 27378.2224 |  | 0
1961-08-17 | 0 | 0 | 0 | 0 | -12.5669 | -12.5669 | 3647.6233 | 27284.2223 |  | 0
1961-08-18 | 0 | 0 | 0 | 0 | -12.5669 | -12.5669 | 3635.0564 | 27190.2222 |  | 0
1961-08-19 | 0.105 | 289.8 | 4.0107 | 4.0107 | 273.2224 | 273.2224 | 3908.2789 | 29233.9261 |  | 0
1961-08-20 | 0 | 0 | 0 | 0 | -12.5669 | -12.5669 | 3895.712 | 29139.926 |  | 0
1961-08-21 | 0 | 0 | 0 | 0 | -12.5669 | -12.5669 | 3883.1452 | 29045.9259 |  | 0
1961-08-22 | 0 | 0 | 0 | 0 | -12.5669 | -12.5669 | 3870.5783 | 28951.9257 |  | 0
1961-08-23 | 0 | 0 | 0 | 0 | -12.5669 | -12.5669 | 3858.0114 | 28857.9256 |  | 0
1961-08-24 | 0 | 0 | 0 | 0 | -12.5669 | -12.5669 | 3845.4446 | 28763.9255 |  | 0
1961-08-25 | 0 | 0 | 0 | 0 | -12.5669 | -12.5669 | 3832.8777 | 28669.9254 |  | 0
1961-08-26 | 0 | 0 | 0 | 0 | -12.5669 | -12.5669 | 3820.3109 | 28575.9253 |  | 0
1961-08-27 | 0 | 0 | 0 | 0 | -12.5669 | -12.5669 | 3807.744 | 28481.9252 |  | 0
1961-08-28 | 0 | 0 | 0 | 0 | -12.5669 | -12.5669 | 3795.1771 | 28387.9251 |  | 0
1961-08-29 | 0 | 0 | 0 | 0 | -12.5669 | -12.5669 | 3782.6103 | 28293.925 |  | 0
1961-08-30 | 0 | 0 | 0 | 0 | -12.5669 | -12.5669 | 3770.0434 | 28199.9248 |  | 0
1961-08-31 | 0 | 0 | 0 | 0 | -12.5669 | -12.5669 | 3757.4766 | 28105.9247 |  | 0
1961-09-01 | 0 | 0 | 0 | 0 | -12.5669 | -12.5669 | 3744.9097 | 28011.9246 |  | 0
1961-09-02 | 0 | 0 | 0 | 0 | -12.5669 | -12.5669 | 3732.3428 | 27917.9245 |  | 0
1961-09-03 | 0.115 | 317.4 | 4.0107 | 4.0107 | 300.8224 | 300.8224 | 3997.8631 | 29904.0163 |  | 22.7353
1961-09-04 | 0.046667 | 128.8 | 4.0107 | 4.0107 | 112.2224 | 112.2224 | 3997.8631 | 29904.0163 |  | 99.6556
1961-09-05 | 0 | 0 | 0 | 0 | -12.5669 | -12.5669 | 3985.2963 | 29810.0162 |  | 0
1961-09-06 | 0 | 0 | 0 | 0 | -12.5669 | -12.5669 | 3972.7294 | 29716.0161 |  | 0
1961-09-07 | 0 | 0 | 0 | 0 | -12.5669 | -12.5669 | 3960.1626 | 29622.0159 |  | 0
1961-09-08 | 0 | 0 | 0 | 0 | -12.5669 | -12.5669 | 3947.5957 | 29528.0158 |  | 0
1961-09-09 | 0 | 0 | 0 | 0 | -12.5669 | -12.5669 | 3935.0288 | 29434.0157 |  | 0
1961-09-10 | 0 | 0 | 0 | 0 | -12.5669 | -12.5669 | 3922.462 | 29340.0156 |  | 0
1961-09-11 | 0.0041667 | 11.5 | 4.0107 | 4.0107 | -5.0776 | -5.0776 | 3917.3844 | 29302.0355 |  | 0
1961-09-12 | 0.17667 | 487.6 | 4.0107 | 4.0107 | 471.0224 | 471.0224 | 3997.8631 | 29904.0163 |  | 377.9769
1961-09-13 | 0.0041667 | 11.5 | 4.0107 | 4.0107 | -5.0776 | -5.0776 | 3992.7856 | 29866.0362 |  | 0
1961-09-14 | 0 | 0 | 0 | 0 | -12.5669 | -12.5669 | 3980.2187 | 29772.0361 |  | 0
1961-09-15 | 0 | 0 | 0 | 0 | -12.5669 | -12.5669 | 3967.6519 | 29678.0359 |  | 0
1961-09-16 | 0 | 0 | 0 | 0 | -12.5669 | -12.5669 | 3955.085 | 29584.0358 |  | 0
1961-09-17 | 0 | 0 | 0 | 0 | -12.5669 | -12.5669 | 3942.5181 | 29490.0357 |  | 0
1961-09-18 | 0 | 0 | 0 | 0 | -12.5669 | -12.5669 | 3929.9513 | 29396.0356 |  | 0
1961-09-19 | 0 | 0 | 0 | 0 | -12.5669 | -12.5669 | 3917.3844 | 29302.0355 |  | 0
1961-09-20 | 0.0025 | 6.9 | 4.0107 | 4.0107 | -9.6776 | -9.6776 | 3907.7069 | 29229.6474 |  | 0
1961-09-21 | 0 | 0 | 0 | 0 | -12.5669 | -12.5669 | 3895.14 | 29135.6473 |  | 0
1961-09-22 | 0 | 0 | 0 | 0 | -12.5669 | -12.5669 | 3882.5731 | 29041.6472 |  | 0
1961-09-23 | 0 | 0 | 0 | 0 | -12.5669 | -12.5669 | 3870.0063 | 28947.647 |  | 0
1961-09-24 | 0 | 0 | 0 | 0 | -12.5669 | -12.5669 | 3857.4394 | 28853.6469 |  | 0
1961-09-25 | 0 | 0 | 0 | 0 | -12.5669 | -12.5669 | 3844.8726 | 28759.6468 |  | 0
1961-09-26 | 0 | 0 | 0 | 0 | -12.5669 | -12.5669 | 3832.3057 | 28665.6467 |  | 0
1961-09-27 | 0 | 0 | 0 | 0 | -12.5669 | -12.5669 | 3819.7388 | 28571.6466 |  | 0
1961-09-28 | 0.0016667 | 4.6 | 4.0107 | 4.0107 | -11.9776 | -11.9776 | 3807.7613 | 28482.0545 |  | 0
1961-09-29 | 0 | 0 | 0 | 0 | -12.5669 | -12.5669 | 3795.1944 | 28388.0544 |  | 0
1961-09-30 | 0 | 0 | 0 | 0 | -12.5669 | -12.5669 | 3782.6276 | 28294.0543 |  | 0
1961-10-01 | 0 | 0 | 0 | 0 | -12.5669 | -12.5669 | 3770.0607 | 28200.0541 |  | 0
1961-10-02 | 0.10667 | 294.4 | 4.0107 | 4.0107 | 277.8224 | 277.8224 | 3997.8631 | 29904.0163 |  | 37.4532
1961-10-03 | 0 | 0 | 0 | 0 | -12.5669 | -12.5669 | 3985.2963 | 29810.0162 |  | 0
1961-10-04 | 0 | 0 | 0 | 0 | -12.5669 | -12.5669 | 3972.7294 | 29716.0161 |  | 0
1961-10-05 | 0 | 0 | 0 | 0 | -12.5669 | -12.5669 | 3960.1626 | 29622.0159 |  | 0
1961-10-06 | 0 | 0 | 0 | 0 | -12.5669 | -12.5669 | 3947.5957 | 29528.0158 |  | 0
1961-10-07 | 0 | 0 | 0 | 0 | -12.5669 | -12.5669 | 3935.0288 | 29434.0157 |  | 0
1961-10-08 | 0 | 0 | 0 | 0 | -12.5669 | -12.5669 | 3922.462 | 29340.0156 |  | 0
1961-10-09 | 0.011667 | 32.2 | 4.0107 | 4.0107 | 15.6224 | 15.6224 | 3938.0844 | 29456.8715 |  | 0
1961-10-10 | 0.005 | 13.8 | 4.0107 | 4.0107 | -2.7776 | -2.7776 | 3935.3069 | 29436.0954 |  | 0
1961-10-11 | 0 | 0 | 0 | 0 | -12.5669 | -12.5669 | 3922.74 | 29342.0953 |  | 0
1961-10-12 | 0 | 0 | 0 | 0 | -12.5669 | -12.5669 | 3910.1731 | 29248.0952 |  | 0
1961-10-13 | 0 | 0 | 0 | 0 | -12.5669 | -12.5669 | 3897.6063 | 29154.095 |  | 0
1961-10-14 | 0 | 0 | 0 | 0 | -12.5669 | -12.5669 | 3885.0394 | 29060.0949 |  | 0
1961-10-15 | 0 | 0 | 0 | 0 | -12.5669 | -12.5669 | 3872.4726 | 28966.0948 |  | 0
1961-10-16 | 0 | 0 | 0 | 0 | -12.5669 | -12.5669 | 3859.9057 | 28872.0947 |  | 0
1961-10-17 | 0 | 0 | 0 | 0 | -12.5669 | -12.5669 | 3847.3388 | 28778.0946 |  | 0
1961-10-18 | 0 | 0 | 0 | 0 | -12.5669 | -12.5669 | 3834.772 | 28684.0945 |  | 0
1961-10-19 | 0 | 0 | 0 | 0 | -12.5669 | -12.5669 | 3822.2051 | 28590.0944 |  | 0
1961-10-20 | 0 | 0 | 0 | 0 | -12.5669 | -12.5669 | 3809.6383 | 28496.0943 |  | 0
1961-10-21 | 0 | 0 | 0 | 0 | -12.5669 | -12.5669 | 3797.0714 | 28402.0941 |  | 0
1961-10-22 | 0 | 0 | 0 | 0 | -12.5669 | -12.5669 | 3784.5045 | 28308.094 |  | 0
1961-10-23 | 0 | 0 | 0 | 0 | -12.5669 | -12.5669 | 3771.9377 | 28214.0939 |  | 0
1961-10-24 | 0 | 0 | 0 | 0 | -12.5669 | -12.5669 | 3759.3708 | 28120.0938 |  | 0
1961-10-25 | 0 | 0 | 0 | 0 | -12.5669 | -12.5669 | 3746.804 | 28026.0937 |  | 0
1961-10-26 | 0 | 0 | 0 | 0 | -12.5669 | -12.5669 | 3734.2371 | 27932.0936 |  | 0
1961-10-27 | 0 | 0 | 0 | 0 | -12.5669 | -12.5669 | 3721.6702 | 27838.0935 |  | 0
1961-10-28 | 0 | 0 | 0 | 0 | -12.5669 | -12.5669 | 3709.1034 | 27744.0934 |  | 0
1961-10-29 | 0 | 0 | 0 | 0 | -12.5669 | -12.5669 | 3696.5365 | 27650.0932 |  | 0
1961-10-30 | 0 | 0 | 0 | 0 | -12.5669 | -12.5669 | 3683.9697 | 27556.0931 |  | 0
1961-10-31 | 0 | 0 | 0 | 0 | -12.5669 | -12.5669 | 3671.4028 | 27462.093 |  | 0
1961-11-01 | 0.0475 | 131.1 | 4.0107 | 4.0107 | 114.5224 | 114.5224 | 3785.9253 | 28318.7209 |  | 0
1961-11-02 | 0.069167 | 190.9 | 4.0107 | 4.0107 | 174.3224 | 174.3224 | 3960.2477 | 29622.6528 |  | 0
1961-11-03 | 0 | 0 | 0 | 0 | -12.5669 | -12.5669 | 3947.6808 | 29528.6527 |  | 0
1961-11-04 | 0 | 0 | 0 | 0 | -12.5669 | -12.5669 | 3935.114 | 29434.6526 |  | 0
1961-11-05 | 0 | 0 | 0 | 0 | -12.5669 | -12.5669 | 3922.5471 | 29340.6525 |  | 0
1961-11-06 | 0 | 0 | 0 | 0 | -12.5669 | -12.5669 | 3909.9803 | 29246.6523 |  | 0
1961-11-07 | 0 | 0 | 0 | 0 | -12.5669 | -12.5669 | 3897.4134 | 29152.6522 |  | 0
1961-11-08 | 0 | 0 | 0 | 0 | -12.5669 | -12.5669 | 3884.8465 | 29058.6521 |  | 0
1961-11-09 | 0.0025 | 6.9 | 4.0107 | 4.0107 | -9.6776 | -9.6776 | 3875.169 | 28986.264 |  | 0
1961-11-10 | 0.00083333 | 2.3 | 4.0107 | 2.3 | -12.5669 | -12.5669 | 3862.6021 | 28892.2639 |  | 0
1961-11-11 | 0 | 0 | 0 | 0 | -12.5669 | -12.5669 | 3850.0353 | 28798.2638 |  | 0
1961-11-12 | 0 | 0 | 0 | 0 | -12.5669 | -12.5669 | 3837.4684 | 28704.2637 |  | 0
1961-11-13 | 0 | 0 | 0 | 0 | -12.5669 | -12.5669 | 3824.9015 | 28610.2635 |  | 0
1961-11-14 | 0.0075 | 20.7 | 4.0107 | 4.0107 | 4.1224 | 4.1224 | 3829.024 | 28641.0994 |  | 0
1961-11-15 | 0.0725 | 200.1 | 4.0107 | 4.0107 | 183.5224 | 183.5224 | 3997.8631 | 29904.0163 |  | 2.1164
1961-11-16 | 0 | 0 | 0 | 0 | -12.5669 | -12.5669 | 3985.2963 | 29810.0162 |  | 0
1961-11-17 | 0 | 0 | 0 | 0 | -12.5669 | -12.5669 | 3972.7294 | 29716.0161 |  | 0
1961-11-18 | 0 | 0 | 0 | 0 | -12.5669 | -12.5669 | 3960.1626 | 29622.0159 |  | 0
1961-11-19 | 0 | 0 | 0 | 0 | -12.5669 | -12.5669 | 3947.5957 | 29528.0158 |  | 0
1961-11-20 | 0 | 0 | 0 | 0 | -12.5669 | -12.5669 | 3935.0288 | 29434.0157 |  | 0
1961-11-21 | 0 | 0 | 0 | 0 | -12.5669 | -12.5669 | 3922.462 | 29340.0156 |  | 0
1961-11-22 | 0.07 | 193.2 | 4.0107 | 4.0107 | 176.6224 | 176.6224 | 3997.8631 | 29904.0163 |  | 88.6544
1961-11-23 | 0 | 0 | 0 | 0 | -12.5669 | -12.5669 | 3985.2963 | 29810.0162 |  | 0
1961-11-24 | 0 | 0 | 0 | 0 | -12.5669 | -12.5669 | 3972.7294 | 29716.0161 |  | 0
1961-11-25 | 0 | 0 | 0 | 0 | -12.5669 | -12.5669 | 3960.1626 | 29622.0159 |  | 0
1961-11-26 | 0 | 0 | 0 | 0 | -12.5669 | -12.5669 | 3947.5957 | 29528.0158 |  | 0
1961-11-27 | 0 | 0 | 0 | 0 | -12.5669 | -12.5669 | 3935.0288 | 29434.0157 |  | 0
1961-11-28 | 0 | 0 | 0 | 0 | -12.5669 | -12.5669 | 3922.462 | 29340.0156 |  | 0
1961-11-29 | 0 | 0 | 0 | 0 | -12.5669 | -12.5669 | 3909.8951 | 29246.0155 |  | 0
1961-11-30 | 0 | 0 | 0 | 0 | -12.5669 | -12.5669 | 3897.3283 | 29152.0154 |  | 0
1961-12-01 | 0 | 0 | 0 | 0 | -12.5669 | -12.5669 | 3884.7614 | 29058.0153 |  | 0
1961-12-02 | 0 | 0 | 0 | 0 | -12.5669 | -12.5669 | 3872.1945 | 28964.0152 |  | 0
1961-12-03 | 0 | 0 | 0 | 0 | -12.5669 | -12.5669 | 3859.6277 | 28870.015 |  | 0
1961-12-04 | 0.0025 | 6.9 | 4.0107 | 4.0107 | -9.6776 | -9.6776 | 3849.9501 | 28797.6269 |  | 0
1961-12-05 | 0.0016667 | 4.6 | 4.0107 | 4.0107 | -11.9776 | -11.9776 | 3837.9726 | 28708.0348 |  | 0
1961-12-06 | 0 | 0 | 0 | 0 | -12.5669 | -12.5669 | 3825.4057 | 28614.0347 |  | 0
1961-12-07 | 0.016667 | 46 | 4.0107 | 4.0107 | 29.4224 | 29.4224 | 3854.8282 | 28834.1146 |  | 0
1961-12-08 | 0.030833 | 85.1 | 4.0107 | 4.0107 | 68.5224 | 68.5224 | 3923.3506 | 29346.6625 |  | 0
1961-12-09 | 0.0058333 | 16.1 | 4.0107 | 4.0107 | -0.47756 | -0.47756 | 3922.873 | 29343.0904 |  | 0
1961-12-10 | 0.00083333 | 2.3 | 4.0107 | 2.3 | -12.5669 | -12.5669 | 3910.3062 | 29249.0903 |  | 0
1961-12-11 | 0.0083333 | 23 | 4.0107 | 4.0107 | 6.4224 | 6.4224 | 3916.7286 | 29297.1301 |  | 0
1961-12-12 | 0 | 0 | 0 | 0 | -12.5669 | -12.5669 | 3904.1618 | 29203.13 |  | 0
1961-12-13 | 0 | 0 | 0 | 0 | -12.5669 | -12.5669 | 3891.5949 | 29109.1299 |  | 0
1961-12-14 | 0 | 0 | 0 | 0 | -12.5669 | -12.5669 | 3879.028 | 29015.1298 |  | 0
1961-12-15 | 0.0016667 | 4.6 | 4.0107 | 4.0107 | -11.9776 | -11.9776 | 3867.0505 | 28925.5377 |  | 0
1961-12-16 | 0.016667 | 46 | 4.0107 | 4.0107 | 29.4224 | 29.4224 | 3896.4729 | 29145.6176 |  | 0
1961-12-17 | 0.00083333 | 2.3 | 4.0107 | 2.3 | -12.5669 | -12.5669 | 3883.9061 | 29051.6175 |  | 0
1961-12-18 | 0 | 0 | 0 | 0 | -12.5669 | -12.5669 | 3871.3392 | 28957.6174 |  | 0
1961-12-19 | 0 | 0 | 0 | 0 | -12.5669 | -12.5669 | 3858.7724 | 28863.6172 |  | 0
1961-12-20 | 0 | 0 | 0 | 0 | -12.5669 | -12.5669 | 3846.2055 | 28769.6171 |  | 0
1961-12-21 | 0 | 0 | 0 | 0 | -12.5669 | -12.5669 | 3833.6386 | 28675.617 |  | 0
1961-12-22 | 0 | 0 | 0 | 0 | -12.5669 | -12.5669 | 3821.0718 | 28581.6169 |  | 0
1961-12-23 | 0 | 0 | 0 | 0 | -12.5669 | -12.5669 | 3808.5049 | 28487.6168 |  | 0
1961-12-24 | 0 | 0 | 0 | 0 | -12.5669 | -12.5669 | 3795.9381 | 28393.6167 |  | 0
1961-12-25 | 0 | 0 | 0 | 0 | -12.5669 | -12.5669 | 3783.3712 | 28299.6166 |  | 0
1961-12-26 | 0 | 0 | 0 | 0 | -12.5669 | -12.5669 | 3770.8043 | 28205.6165 |  | 0
1961-12-27 | 0 | 0 | 0 | 0 | -12.5669 | -12.5669 | 3758.2375 | 28111.6163 |  | 0
1961-12-28 | 0 | 0 | 0 | 0 | -12.5669 | -12.5669 | 3745.6706 | 28017.6162 |  | 0
1961-12-29 | 0 | 0 | 0 | 0 | -12.5669 | -12.5669 | 3733.1038 | 27923.6161 |  | 0
1961-12-30 | 0 | 0 | 0 | 0 | -12.5669 | -12.5669 | 3720.5369 | 27829.616 |  | 0
1961-12-31 | 0 | 0 | 0 | 0 | -12.5669 | -12.5669 | 3707.97 | 27735.6159 |  | 0
1962-01-01 | 0 | 0 | 0 | 0 | -12.5669 | -12.5669 | 3695.4032 | 27641.6158 |  | 0
1962-01-02 | 0 | 0 | 0 | 0 | -12.5669 | -12.5669 | 3682.8363 | 27547.6157 |  | 0
1962-01-03 | 0 | 0 | 0 | 0 | -12.5669 | -12.5669 | 3670.2695 | 27453.6155 |  | 0
1962-01-04 | 0 | 0 | 0 | 0 | -12.5669 | -12.5669 | 3657.7026 | 27359.6154 |  | 0
1962-01-05 | 0 | 0 | 0 | 0 | -12.5669 | -12.5669 | 3645.1357 | 27265.6153 |  | 0
1962-01-06 | 0 | 0 | 0 | 0 | -12.5669 | -12.5669 | 3632.5689 | 27171.6152 |  | 0
1962-01-07 | 0 | 0 | 0 | 0 | -12.5669 | -12.5669 | 3620.002 | 27077.6151 |  | 0
1962-01-08 | 0 | 0 | 0 | 0 | -12.5669 | -12.5669 | 3607.4352 | 26983.615 |  | 0
1962-01-09 | 0.0075 | 20.7 | 4.0107 | 4.0107 | 4.1224 | 4.1224 | 3611.5576 | 27014.4509 |  | 0
1962-01-10 | 0 | 0 | 0 | 0 | -12.5669 | -12.5669 | 3598.9907 | 26920.4508 |  | 0
1962-01-11 | 0 | 0 | 0 | 0 | -12.5669 | -12.5669 | 3586.4239 | 26826.4506 |  | 0
1962-01-12 | 0 | 0 | 0 | 0 | -12.5669 | -12.5669 | 3573.857 | 26732.4505 |  | 0
1962-01-13 | 0 | 0 | 0 | 0 | -12.5669 | -12.5669 | 3561.2902 | 26638.4504 |  | 0
1962-01-14 | 0.0016667 | 4.6 | 4.0107 | 4.0107 | -11.9776 | -11.9776 | 3549.3126 | 26548.8583 |  | 0
1962-01-15 | 0 | 0 | 0 | 0 | -12.5669 | -12.5669 | 3536.7457 | 26454.8582 |  | 0
1962-01-16 | 0 | 0 | 0 | 0 | -12.5669 | -12.5669 | 3524.1789 | 26360.8581 |  | 0
1962-01-17 | 0 | 0 | 0 | 0 | -12.5669 | -12.5669 | 3511.612 | 26266.858 |  | 0
1962-01-18 | 0 | 0 | 0 | 0 | -12.5669 | -12.5669 | 3499.0452 | 26172.8579 |  | 0
1962-01-19 | 0 | 0 | 0 | 0 | -12.5669 | -12.5669 | 3486.4783 | 26078.8577 |  | 0
1962-01-20 | 0 | 0 | 0 | 0 | -12.5669 | -12.5669 | 3473.9114 | 25984.8576 |  | 0
1962-01-21 | 0 | 0 | 0 | 0 | -12.5669 | -12.5669 | 3461.3446 | 25890.8575 |  | 0
1962-01-22 | 0.0016667 | 4.6 | 4.0107 | 4.0107 | -11.9776 | -11.9776 | 3449.367 | 25801.2654 |  | 0
1962-01-23 | 0 | 0 | 0 | 0 | -12.5669 | -12.5669 | 3436.8002 | 25707.2653 |  | 0
1962-01-24 | 0 | 0 | 0 | 0 | -12.5669 | -12.5669 | 3424.2333 | 25613.2652 |  | 0
1962-01-25 | 0.0016667 | 4.6 | 4.0107 | 4.0107 | -11.9776 | -11.9776 | 3412.2558 | 25523.6731 |  | 0
1962-01-26 | 0.01 | 27.6 | 4.0107 | 4.0107 | 11.0224 | 11.0224 | 3423.2782 | 25606.121 |  | 0
1962-01-27 | 0 | 0 | 0 | 0 | -12.5669 | -12.5669 | 3410.7113 | 25512.1208 |  | 0
1962-01-28 | 0 | 0 | 0 | 0 | -12.5669 | -12.5669 | 3398.1445 | 25418.1207 |  | 0
1962-01-29 | 0 | 0 | 0 | 0 | -12.5669 | -12.5669 | 3385.5776 | 25324.1206 |  | 0
1962-01-30 | 0 | 0 | 0 | 0 | -12.5669 | -12.5669 | 3373.0108 | 25230.1205 |  | 0
1962-01-31 | 0 | 0 | 0 | 0 | -12.5669 | -12.5669 | 3360.4439 | 25136.1204 |  | 0
1962-02-01 | 0 | 0 | 0 | 0 | -12.5669 | -12.5669 | 3347.877 | 25042.1203 |  | 0
1962-02-02 | 0 | 0 | 0 | 0 | -12.5669 | -12.5669 | 3335.3102 | 24948.1202 |  | 0
1962-02-03 | 0 | 0 | 0 | 0 | -12.5669 | -12.5669 | 3322.7433 | 24854.1201 |  | 0
1962-02-04 | 0 | 0 | 0 | 0 | -12.5669 | -12.5669 | 3310.1765 | 24760.1199 |  | 0
1962-02-05 | 0 | 0 | 0 | 0 | -12.5669 | -12.5669 | 3297.6096 | 24666.1198 |  | 0
1962-02-06 | 0 | 0 | 0 | 0 | -12.5669 | -12.5669 | 3285.0427 | 24572.1197 |  | 0
1962-02-07 | 0 | 0 | 0 | 0 | -12.5669 | -12.5669 | 3272.4759 | 24478.1196 |  | 0
1962-02-08 | 0 | 0 | 0 | 0 | -12.5669 | -12.5669 | 3259.909 | 24384.1195 |  | 0
1962-02-09 | 0 | 0 | 0 | 0 | -12.5669 | -12.5669 | 3247.3422 | 24290.1194 |  | 0
1962-02-10 | 0 | 0 | 0 | 0 | -12.5669 | -12.5669 | 3234.7753 | 24196.1193 |  | 0
1962-02-11 | 0 | 0 | 0 | 0 | -12.5669 | -12.5669 | 3222.2084 | 24102.1192 |  | 0
1962-02-12 | 0 | 0 | 0 | 0 | -12.5669 | -12.5669 | 3209.6416 | 24008.119 |  | 0
1962-02-13 | 0 | 0 | 0 | 0 | -12.5669 | -12.5669 | 3197.0747 | 23914.1189 |  | 0
1962-02-14 | 0 | 0 | 0 | 0 | -12.5669 | -12.5669 | 3184.5079 | 23820.1188 |  | 0
1962-02-15 | 0 | 0 | 0 | 0 | -12.5669 | -12.5669 | 3171.941 | 23726.1187 |  | 0
1962-02-16 | 0 | 0 | 0 | 0 | -12.5669 | -12.5669 | 3159.3741 | 23632.1186 |  | 0
1962-02-17 | 0 | 0 | 0 | 0 | -12.5669 | -12.5669 | 3146.8073 | 23538.1185 |  | 0
1962-02-18 | 0 | 0 | 0 | 0 | -12.5669 | -12.5669 | 3134.2404 | 23444.1184 |  | 0
1962-02-19 | 0 | 0 | 0 | 0 | -12.5669 | -12.5669 | 3121.6736 | 23350.1182 |  | 0
1962-02-20 | 0 | 0 | 0 | 0 | -12.5669 | -12.5669 | 3109.1067 | 23256.1181 |  | 0
1962-02-21 | 0 | 0 | 0 | 0 | -12.5669 | -12.5669 | 3096.5398 | 23162.118 |  | 0
1962-02-22 | 0 | 0 | 0 | 0 | -12.5669 | -12.5669 | 3083.973 | 23068.1179 |  | 0
1962-02-23 | 0.0025 | 6.9 | 4.0107 | 4.0107 | -9.6776 | -9.6776 | 3074.2954 | 22995.7298 |  | 0
1962-02-24 | 0 | 0 | 0 | 0 | -12.5669 | -12.5669 | 3061.7286 | 22901.7297 |  | 0
1962-02-25 | 0.0016667 | 4.6 | 4.0107 | 4.0107 | -11.9776 | -11.9776 | 3049.751 | 22812.1376 |  | 0
1962-02-26 | 0 | 0 | 0 | 0 | -12.5669 | -12.5669 | 3037.1842 | 22718.1375 |  | 0
1962-02-27 | 0.0175 | 48.3 | 4.0107 | 4.0107 | 31.7224 | 31.7224 | 3068.9066 | 22955.4213 |  | 0
1962-02-28 | 0 | 0 | 0 | 0 | -12.5669 | -12.5669 | 3056.3397 | 22861.4212 |  | 0
1962-03-01 | 0 | 0 | 0 | 0 | -12.5669 | -12.5669 | 3043.7729 | 22767.4211 |  | 0
1962-03-02 | 0 | 0 | 0 | 0 | -12.5669 | -12.5669 | 3031.206 | 22673.421 |  | 0
1962-03-03 | 0 | 0 | 0 | 0 | -12.5669 | -12.5669 | 3018.6392 | 22579.4209 |  | 0
1962-03-04 | 0 | 0 | 0 | 0 | -12.5669 | -12.5669 | 3006.0723 | 22485.4208 |  | 0
1962-03-05 | 0 | 0 | 0 | 0 | -12.5669 | -12.5669 | 2993.5054 | 22391.4207 |  | 0
1962-03-06 | 0 | 0 | 0 | 0 | -12.5669 | -12.5669 | 2980.9386 | 22297.4206 |  | 0
1962-03-07 | 0 | 0 | 0 | 0 | -12.5669 | -12.5669 | 2968.3717 | 22203.4204 |  | 0
1962-03-08 | 0 | 0 | 0 | 0 | -12.5669 | -12.5669 | 2955.8049 | 22109.4203 |  | 0
1962-03-09 | 0 | 0 | 0 | 0 | -12.5669 | -12.5669 | 2943.238 | 22015.4202 |  | 0
1962-03-10 | 0.0033333 | 9.2 | 4.0107 | 4.0107 | -7.3776 | -7.3776 | 2935.8604 | 21960.2361 |  | 0
1962-03-11 | 0 | 0 | 0 | 0 | -12.5669 | -12.5669 | 2923.2936 | 21866.236 |  | 0
1962-03-12 | 0 | 0 | 0 | 0 | -12.5669 | -12.5669 | 2910.7267 | 21772.2359 |  | 0
1962-03-13 | 0 | 0 | 0 | 0 | -12.5669 | -12.5669 | 2898.1599 | 21678.2358 |  | 0
1962-03-14 | 0 | 0 | 0 | 0 | -12.5669 | -12.5669 | 2885.593 | 21584.2357 |  | 0
1962-03-15 | 0 | 0 | 0 | 0 | -12.5669 | -12.5669 | 2873.0261 | 21490.2355 |  | 0
1962-03-16 | 0 | 0 | 0 | 0 | -12.5669 | -12.5669 | 2860.4593 | 21396.2354 |  | 0
1962-03-17 | 0 | 0 | 0 | 0 | -12.5669 | -12.5669 | 2847.8924 | 21302.2353 |  | 0
1962-03-18 | 0 | 0 | 0 | 0 | -12.5669 | -12.5669 | 2835.3256 | 21208.2352 |  | 0
1962-03-19 | 0 | 0 | 0 | 0 | -12.5669 | -12.5669 | 2822.7587 | 21114.2351 |  | 0
1962-03-20 | 0.06 | 165.6 | 4.0107 | 4.0107 | 149.0224 | 149.0224 | 2971.7811 | 22228.923 |  | 0
1962-03-21 | 0 | 0 | 0 | 0 | -12.5669 | -12.5669 | 2959.2143 | 22134.9229 |  | 0
1962-03-22 | 0 | 0 | 0 | 0 | -12.5669 | -12.5669 | 2946.6474 | 22040.9228 |  | 0
1962-03-23 | 0 | 0 | 0 | 0 | -12.5669 | -12.5669 | 2934.0806 | 21946.9226 |  | 0
1962-03-24 | 0 | 0 | 0 | 0 | -12.5669 | -12.5669 | 2921.5137 | 21852.9225 |  | 0
1962-03-25 | 0 | 0 | 0 | 0 | -12.5669 | -12.5669 | 2908.9468 | 21758.9224 |  | 0
1962-03-26 | 0 | 0 | 0 | 0 | -12.5669 | -12.5669 | 2896.38 | 21664.9223 |  | 0
1962-03-27 | 0 | 0 | 0 | 0 | -12.5669 | -12.5669 | 2883.8131 | 21570.9222 |  | 0
1962-03-28 | 0 | 0 | 0 | 0 | -12.5669 | -12.5669 | 2871.2463 | 21476.9221 |  | 0
1962-03-29 | 0 | 0 | 0 | 0 | -12.5669 | -12.5669 | 2858.6794 | 21382.922 |  | 0
1962-03-30 | 0.045 | 124.2 | 4.0107 | 4.0107 | 107.6224 | 107.6224 | 2966.3019 | 22187.9378 |  | 0
1962-03-31 | 0 | 0 | 0 | 0 | -12.5669 | -12.5669 | 2953.735 | 22093.9377 |  | 0
1962-04-01 | 0 | 0 | 0 | 0 | -12.5669 | -12.5669 | 2941.1681 | 21999.9376 |  | 0
1962-04-02 | 0 | 0 | 0 | 0 | -12.5669 | -12.5669 | 2928.6013 | 21905.9375 |  | 0
1962-04-03 | 0 | 0 | 0 | 0 | -12.5669 | -12.5669 | 2916.0344 | 21811.9374 |  | 0
1962-04-04 | 0.095 | 262.2 | 4.0107 | 4.0107 | 245.6224 | 245.6224 | 3161.6569 | 23649.1933 |  | 0
1962-04-05 | 0.033333 | 92 | 4.0107 | 4.0107 | 75.4224 | 75.4224 | 3237.0793 | 24213.3532 |  | 0
1962-04-06 | 0.0033333 | 9.2 | 4.0107 | 4.0107 | -7.3776 | -7.3776 | 3229.7017 | 24158.1691 |  | 0
1962-04-07 | 0 | 0 | 0 | 0 | -12.5669 | -12.5669 | 3217.1349 | 24064.1689 |  | 0
1962-04-08 | 0 | 0 | 0 | 0 | -12.5669 | -12.5669 | 3204.568 | 23970.1688 |  | 0
1962-04-09 | 0 | 0 | 0 | 0 | -12.5669 | -12.5669 | 3192.0012 | 23876.1687 |  | 0
1962-04-10 | 0 | 0 | 0 | 0 | -12.5669 | -12.5669 | 3179.4343 | 23782.1686 |  | 0
1962-04-11 | 0 | 0 | 0 | 0 | -12.5669 | -12.5669 | 3166.8674 | 23688.1685 |  | 0
1962-04-12 | 0 | 0 | 0 | 0 | -12.5669 | -12.5669 | 3154.3006 | 23594.1684 |  | 0
1962-04-13 | 0 | 0 | 0 | 0 | -12.5669 | -12.5669 | 3141.7337 | 23500.1683 |  | 0
1962-04-14 | 0 | 0 | 0 | 0 | -12.5669 | -12.5669 | 3129.1669 | 23406.1682 |  | 0
1962-04-15 | 0 | 0 | 0 | 0 | -12.5669 | -12.5669 | 3116.6 | 23312.168 |  | 0
1962-04-16 | 0 | 0 | 0 | 0 | -12.5669 | -12.5669 | 3104.0331 | 23218.1679 |  | 0
1962-04-17 | 0 | 0 | 0 | 0 | -12.5669 | -12.5669 | 3091.4663 | 23124.1678 |  | 0
1962-04-18 | 0 | 0 | 0 | 0 | -12.5669 | -12.5669 | 3078.8994 | 23030.1677 |  | 0
1962-04-19 | 0 | 0 | 0 | 0 | -12.5669 | -12.5669 | 3066.3326 | 22936.1676 |  | 0
1962-04-20 | 0 | 0 | 0 | 0 | -12.5669 | -12.5669 | 3053.7657 | 22842.1675 |  | 0
1962-04-21 | 0 | 0 | 0 | 0 | -12.5669 | -12.5669 | 3041.1988 | 22748.1674 |  | 0
1962-04-22 | 0 | 0 | 0 | 0 | -12.5669 | -12.5669 | 3028.632 | 22654.1673 |  | 0
1962-04-23 | 0.049167 | 135.7 | 4.0107 | 4.0107 | 119.1224 | 119.1224 | 3147.7544 | 23545.2031 |  | 0
1962-04-24 | 0.12167 | 335.8 | 4.0107 | 4.0107 | 319.2224 | 319.2224 | 3466.9769 | 25932.987 |  | 0
1962-04-25 | 0 | 0 | 0 | 0 | -12.5669 | -12.5669 | 3454.41 | 25838.9869 |  | 0
1962-04-26 | 0.0525 | 144.9 | 4.0107 | 4.0107 | 128.3224 | 128.3224 | 3582.7325 | 26798.8388 |  | 0
1962-04-27 | 0.029167 | 80.5 | 4.0107 | 4.0107 | 63.9224 | 63.9224 | 3646.6549 | 27276.9787 |  | 0
1962-04-28 | 0 | 0 | 0 | 0 | -12.5669 | -12.5669 | 3634.088 | 27182.9786 |  | 0
1962-04-29 | 0 | 0 | 0 | 0 | -12.5669 | -12.5669 | 3621.5212 | 27088.9785 |  | 0
1962-04-30 | 0 | 0 | 0 | 0 | -12.5669 | -12.5669 | 3608.9543 | 26994.9784 |  | 0
1962-05-01 | 0 | 0 | 0 | 0 | -12.5669 | -12.5669 | 3596.3875 | 26900.9782 |  | 0
1962-05-02 | 0 | 0 | 0 | 0 | -12.5669 | -12.5669 | 3583.8206 | 26806.9781 |  | 0
1962-05-03 | 0 | 0 | 0 | 0 | -12.5669 | -12.5669 | 3571.2537 | 26712.978 |  | 0
1962-05-04 | 0.0025 | 6.9 | 4.0107 | 4.0107 | -9.6776 | -9.6776 | 3561.5762 | 26640.5899 |  | 0
1962-05-05 | 0 | 0 | 0 | 0 | -12.5669 | -12.5669 | 3549.0093 | 26546.5898 |  | 0
1962-05-06 | 0 | 0 | 0 | 0 | -12.5669 | -12.5669 | 3536.4425 | 26452.5897 |  | 0
1962-05-07 | 0 | 0 | 0 | 0 | -12.5669 | -12.5669 | 3523.8756 | 26358.5896 |  | 0
1962-05-08 | 0 | 0 | 0 | 0 | -12.5669 | -12.5669 | 3511.3087 | 26264.5894 |  | 0
1962-05-09 | 0 | 0 | 0 | 0 | -12.5669 | -12.5669 | 3498.7419 | 26170.5893 |  | 0
1962-05-10 | 0 | 0 | 0 | 0 | -12.5669 | -12.5669 | 3486.175 | 26076.5892 |  | 0
1962-05-11 | 0 | 0 | 0 | 0 | -12.5669 | -12.5669 | 3473.6082 | 25982.5891 |  | 0
1962-05-12 | 0 | 0 | 0 | 0 | -12.5669 | -12.5669 | 3461.0413 | 25888.589 |  | 0
1962-05-13 | 0 | 0 | 0 | 0 | -12.5669 | -12.5669 | 3448.4744 | 25794.5889 |  | 0
1962-05-14 | 0 | 0 | 0 | 0 | -12.5669 | -12.5669 | 3435.9076 | 25700.5888 |  | 0
1962-05-15 | 0 | 0 | 0 | 0 | -12.5669 | -12.5669 | 3423.3407 | 25606.5887 |  | 0
1962-05-16 | 0 | 0 | 0 | 0 | -12.5669 | -12.5669 | 3410.7739 | 25512.5885 |  | 0
1962-05-17 | 0 | 0 | 0 | 0 | -12.5669 | -12.5669 | 3398.207 | 25418.5884 |  | 0
1962-05-18 | 0 | 0 | 0 | 0 | -12.5669 | -12.5669 | 3385.6401 | 25324.5883 |  | 0
1962-05-19 | 0 | 0 | 0 | 0 | -12.5669 | -12.5669 | 3373.0733 | 25230.5882 |  | 0
1962-05-20 | 0 | 0 | 0 | 0 | -12.5669 | -12.5669 | 3360.5064 | 25136.5881 |  | 0
1962-05-21 | 0 | 0 | 0 | 0 | -12.5669 | -12.5669 | 3347.9396 | 25042.588 |  | 0
1962-05-22 | 0 | 0 | 0 | 0 | -12.5669 | -12.5669 | 3335.3727 | 24948.5879 |  | 0
1962-05-23 | 0 | 0 | 0 | 0 | -12.5669 | -12.5669 | 3322.8058 | 24854.5878 |  | 0
1962-05-24 | 0 | 0 | 0 | 0 | -12.5669 | -12.5669 | 3310.239 | 24760.5876 |  | 0
1962-05-25 | 0.020833 | 57.5 | 4.0107 | 4.0107 | 40.9224 | 40.9224 | 3351.1614 | 25066.6875 |  | 0
1962-05-26 | 0.0041667 | 11.5 | 4.0107 | 4.0107 | -5.0776 | -5.0776 | 3346.0839 | 25028.7074 |  | 0
1962-05-27 | 0.00083333 | 2.3 | 4.0107 | 2.3 | -12.5669 | -12.5669 | 3333.517 | 24934.7073 |  | 0
1962-05-28 | 0.020833 | 57.5 | 4.0107 | 4.0107 | 40.9224 | 40.9224 | 3374.4395 | 25240.8072 |  | 0
1962-05-29 | 0 | 0 | 0 | 0 | -12.5669 | -12.5669 | 3361.8726 | 25146.8071 |  | 0
1962-05-30 | 0 | 0 | 0 | 0 | -12.5669 | -12.5669 | 3349.3057 | 25052.807 |  | 0
1962-05-31 | 0.051667 | 142.6 | 4.0107 | 4.0107 | 126.0224 | 126.0224 | 3475.3282 | 25995.4549 |  | 0
1962-06-01 | 0.16833 | 464.6 | 4.0107 | 4.0107 | 448.0224 | 448.0224 | 3923.3506 | 29346.6627 |  | 0
1962-06-02 | 0 | 0 | 0 | 0 | -12.5669 | -12.5669 | 3910.7838 | 29252.6626 |  | 0
1962-06-03 | 0 | 0 | 0 | 0 | -12.5669 | -12.5669 | 3898.2169 | 29158.6625 |  | 0
1962-06-04 | 0.036667 | 101.2 | 4.0107 | 4.0107 | 84.6224 | 84.6224 | 3982.8394 | 29791.6384 |  | 0
1962-06-05 | 0.0775 | 213.9 | 4.0107 | 4.0107 | 197.3224 | 197.3224 | 3997.8631 | 29904.0163 |  | 169.7318
1962-06-06 | 0.013333 | 36.8 | 4.0107 | 4.0107 | 20.2224 | 20.2224 | 3997.8631 | 29904.0163 |  | 7.6556
1962-06-07 | 0.058333 | 161 | 4.0107 | 4.0107 | 144.4224 | 144.4224 | 3997.8631 | 29904.0163 |  | 131.8556
1962-06-08 | 0.0033333 | 9.2 | 4.0107 | 4.0107 | -7.3776 | -7.3776 | 3990.4856 | 29848.8322 |  | 0
1962-06-09 | 0.060833 | 167.9 | 4.0107 | 4.0107 | 151.3224 | 151.3224 | 3997.8631 | 29904.0163 |  | 131.378
1962-06-10 | 0.030833 | 85.1 | 4.0107 | 4.0107 | 68.5224 | 68.5224 | 3997.8631 | 29904.0163 |  | 55.9556
1962-06-11 | 0.015 | 41.4 | 4.0107 | 4.0107 | 24.8224 | 24.8224 | 3997.8631 | 29904.0163 |  | 12.2556
1962-06-12 | 0 | 0 | 0 | 0 | -12.5669 | -12.5669 | 3985.2963 | 29810.0162 |  | 0
1962-06-13 | 0 | 0 | 0 | 0 | -12.5669 | -12.5669 | 3972.7294 | 29716.0161 |  | 0
1962-06-14 | 0 | 0 | 0 | 0 | -12.5669 | -12.5669 | 3960.1626 | 29622.0159 |  | 0
1962-06-15 | 0 | 0 | 0 | 0 | -12.5669 | -12.5669 | 3947.5957 | 29528.0158 |  | 0
1962-06-16 | 0 | 0 | 0 | 0 | -12.5669 | -12.5669 | 3935.0288 | 29434.0157 |  | 0
1962-06-17 | 0 | 0 | 0 | 0 | -12.5669 | -12.5669 | 3922.462 | 29340.0156 |  | 0
1962-06-18 | 0.09 | 248.4 | 4.0107 | 4.0107 | 231.8224 | 231.8224 | 3997.8631 | 29904.0163 |  | 143.8544
1962-06-19 | 0 | 0 | 0 | 0 | -12.5669 | -12.5669 | 3985.2963 | 29810.0162 |  | 0
1962-06-20 | 0 | 0 | 0 | 0 | -12.5669 | -12.5669 | 3972.7294 | 29716.0161 |  | 0
1962-06-21 | 0 | 0 | 0 | 0 | -12.5669 | -12.5669 | 3960.1626 | 29622.0159 |  | 0
1962-06-22 | 0 | 0 | 0 | 0 | -12.5669 | -12.5669 | 3947.5957 | 29528.0158 |  | 0
1962-06-23 | 0 | 0 | 0 | 0 | -12.5669 | -12.5669 | 3935.0288 | 29434.0157 |  | 0
1962-06-24 | 0 | 0 | 0 | 0 | -12.5669 | -12.5669 | 3922.462 | 29340.0156 |  | 0
1962-06-25 | 0 | 0 | 0 | 0 | -12.5669 | -12.5669 | 3909.8951 | 29246.0155 |  | 0
1962-06-26 | 0 | 0 | 0 | 0 | -12.5669 | -12.5669 | 3897.3283 | 29152.0154 |  | 0
1962-06-27 | 0 | 0 | 0 | 0 | -12.5669 | -12.5669 | 3884.7614 | 29058.0153 |  | 0
1962-06-28 | 0 | 0 | 0 | 0 | -12.5669 | -12.5669 | 3872.1945 | 28964.0152 |  | 0
1962-06-29 | 0.13667 | 377.2 | 4.0107 | 4.0107 | 360.6224 | 360.6224 | 3997.8631 | 29904.0163 |  | 222.387
1962-06-30 | 0 | 0 | 0 | 0 | -12.5669 | -12.5669 | 3985.2963 | 29810.0162 |  | 0
1962-07-01 | 0 | 0 | 0 | 0 | -12.5669 | -12.5669 | 3972.7294 | 29716.0161 |  | 0
1962-07-02 | 0 | 0 | 0 | 0 | -12.5669 | -12.5669 | 3960.1626 | 29622.0159 |  | 0
1962-07-03 | 0 | 0 | 0 | 0 | -12.5669 | -12.5669 | 3947.5957 | 29528.0158 |  | 0
1962-07-04 | 0 | 0 | 0 | 0 | -12.5669 | -12.5669 | 3935.0288 | 29434.0157 |  | 0
1962-07-05 | 0 | 0 | 0 | 0 | -12.5669 | -12.5669 | 3922.462 | 29340.0156 |  | 0
1962-07-06 | 0 | 0 | 0 | 0 | -12.5669 | -12.5669 | 3909.8951 | 29246.0155 |  | 0
1962-07-07 | 0 | 0 | 0 | 0 | -12.5669 | -12.5669 | 3897.3283 | 29152.0154 |  | 0
1962-07-08 | 0 | 0 | 0 | 0 | -12.5669 | -12.5669 | 3884.7614 | 29058.0153 |  | 0
1962-07-09 | 0 | 0 | 0 | 0 | -12.5669 | -12.5669 | 3872.1945 | 28964.0152 |  | 0
1962-07-10 | 0 | 0 | 0 | 0 | -12.5669 | -12.5669 | 3859.6277 | 28870.015 |  | 0
1962-07-11 | 0 | 0 | 0 | 0 | -12.5669 | -12.5669 | 3847.0608 | 28776.0149 |  | 0
1962-07-12 | 0 | 0 | 0 | 0 | -12.5669 | -12.5669 | 3834.494 | 28682.0148 |  | 0
1962-07-13 | 0 | 0 | 0 | 0 | -12.5669 | -12.5669 | 3821.9271 | 28588.0147 |  | 0
1962-07-14 | 0 | 0 | 0 | 0 | -12.5669 | -12.5669 | 3809.3602 | 28494.0146 |  | 0
1962-07-15 | 0 | 0 | 0 | 0 | -12.5669 | -12.5669 | 3796.7934 | 28400.0145 |  | 0
1962-07-16 | 0 | 0 | 0 | 0 | -12.5669 | -12.5669 | 3784.2265 | 28306.0144 |  | 0
1962-07-17 | 0 | 0 | 0 | 0 | -12.5669 | -12.5669 | 3771.6597 | 28212.0143 |  | 0
1962-07-18 | 0 | 0 | 0 | 0 | -12.5669 | -12.5669 | 3759.0928 | 28118.0141 |  | 0
1962-07-19 | 0 | 0 | 0 | 0 | -12.5669 | -12.5669 | 3746.5259 | 28024.014 |  | 0
1962-07-20 | 0.0325 | 89.7 | 4.0107 | 4.0107 | 73.1224 | 73.1224 | 3819.6484 | 28570.9699 |  | 0
1962-07-21 | 0 | 0 | 0 | 0 | -12.5669 | -12.5669 | 3807.0815 | 28476.9698 |  | 0
1962-07-22 | 0 | 0 | 0 | 0 | -12.5669 | -12.5669 | 3794.5147 | 28382.9697 |  | 0
1962-07-23 | 0.0016667 | 4.6 | 4.0107 | 4.0107 | -11.9776 | -11.9776 | 3782.5371 | 28293.3776 |  | 0
1962-07-24 | 0 | 0 | 0 | 0 | -12.5669 | -12.5669 | 3769.9702 | 28199.3775 |  | 0
1962-07-25 | 0.0225 | 62.1 | 4.0107 | 4.0107 | 45.5224 | 45.5224 | 3815.4927 | 28539.8854 |  | 0
1962-07-26 | 0.24917 | 687.7 | 4.0107 | 4.0107 | 671.1224 | 671.1224 | 3997.8631 | 29904.0163 |  | 476.1851
1962-07-27 | 0 | 0 | 0 | 0 | -12.5669 | -12.5669 | 3985.2963 | 29810.0162 |  | 0
1962-07-28 | 0.011667 | 32.2 | 4.0107 | 4.0107 | 15.6224 | 15.6224 | 4000.9187 | 29926.8721 |  | 0
1962-07-29 | 0 | 0 | 0 | 0 | -12.5669 | -12.5669 | 3988.3519 | 29832.8719 |  | 0
1962-07-30 | 0 | 0 | 0 | 0 | -12.5669 | -12.5669 | 3975.785 | 29738.8718 |  | 0
1962-07-31 | 0 | 0 | 0 | 0 | -12.5669 | -12.5669 | 3963.2181 | 29644.8717 |  | 0
1962-08-01 | 0.0016667 | 4.6 | 4.0107 | 4.0107 | -11.9776 | -11.9776 | 3951.2406 | 29555.2796 |  | 0
1962-08-02 | 0 | 0 | 0 | 0 | -12.5669 | -12.5669 | 3938.6737 | 29461.2795 |  | 0
1962-08-03 | 0 | 0 | 0 | 0 | -12.5669 | -12.5669 | 3926.1069 | 29367.2794 |  | 0
1962-08-04 | 0 | 0 | 0 | 0 | -12.5669 | -12.5669 | 3913.54 | 29273.2793 |  | 0
1962-08-05 | 0 | 0 | 0 | 0 | -12.5669 | -12.5669 | 3900.9731 | 29179.2792 |  | 0
1962-08-06 | 0 | 0 | 0 | 0 | -12.5669 | -12.5669 | 3888.4063 | 29085.279 |  | 0
1962-08-07 | 0 | 0 | 0 | 0 | -12.5669 | -12.5669 | 3875.8394 | 28991.2789 |  | 0
1962-08-08 | 0 | 0 | 0 | 0 | -12.5669 | -12.5669 | 3863.2726 | 28897.2788 |  | 0
1962-08-09 | 0 | 0 | 0 | 0 | -12.5669 | -12.5669 | 3850.7057 | 28803.2787 |  | 0
1962-08-10 | 0 | 0 | 0 | 0 | -12.5669 | -12.5669 | 3838.1388 | 28709.2786 |  | 0
1962-08-11 | 0 | 0 | 0 | 0 | -12.5669 | -12.5669 | 3825.572 | 28615.2785 |  | 0
1962-08-12 | 0 | 0 | 0 | 0 | -12.5669 | -12.5669 | 3813.0051 | 28521.2784 |  | 0
1962-08-13 | 0 | 0 | 0 | 0 | -12.5669 | -12.5669 | 3800.4383 | 28427.2783 |  | 0
1962-08-14 | 0 | 0 | 0 | 0 | -12.5669 | -12.5669 | 3787.8714 | 28333.2781 |  | 0
1962-08-15 | 0 | 0 | 0 | 0 | -12.5669 | -12.5669 | 3775.3045 | 28239.278 |  | 0
1962-08-16 | 0 | 0 | 0 | 0 | -12.5669 | -12.5669 | 3762.7377 | 28145.2779 |  | 0
1962-08-17 | 0 | 0 | 0 | 0 | -12.5669 | -12.5669 | 3750.1708 | 28051.2778 |  | 0
1962-08-18 | 0 | 0 | 0 | 0 | -12.5669 | -12.5669 | 3737.604 | 27957.2777 |  | 0
1962-08-19 | 0 | 0 | 0 | 0 | -12.5669 | -12.5669 | 3725.0371 | 27863.2776 |  | 0
1962-08-20 | 0 | 0 | 0 | 0 | -12.5669 | -12.5669 | 3712.4702 | 27769.2775 |  | 0
1962-08-21 | 0 | 0 | 0 | 0 | -12.5669 | -12.5669 | 3699.9034 | 27675.2774 |  | 0
1962-08-22 | 0 | 0 | 0 | 0 | -12.5669 | -12.5669 | 3687.3365 | 27581.2772 |  | 0
1962-08-23 | 0 | 0 | 0 | 0 | -12.5669 | -12.5669 | 3674.7697 | 27487.2771 |  | 0
1962-08-24 | 0 | 0 | 0 | 0 | -12.5669 | -12.5669 | 3662.2028 | 27393.277 |  | 0
1962-08-25 | 0 | 0 | 0 | 0 | -12.5669 | -12.5669 | 3649.6359 | 27299.2769 |  | 0
1962-08-26 | 0 | 0 | 0 | 0 | -12.5669 | -12.5669 | 3637.0691 | 27205.2768 |  | 0
1962-08-27 | 0 | 0 | 0 | 0 | -12.5669 | -12.5669 | 3624.5022 | 27111.2767 |  | 0
1962-08-28 | 0 | 0 | 0 | 0 | -12.5669 | -12.5669 | 3611.9354 | 27017.2766 |  | 0
1962-08-29 | 0 | 0 | 0 | 0 | -12.5669 | -12.5669 | 3599.3685 | 26923.2765 |  | 0
1962-08-30 | 0 | 0 | 0 | 0 | -12.5669 | -12.5669 | 3586.8016 | 26829.2763 |  | 0
1962-08-31 | 0.078333 | 216.2 | 4.0107 | 4.0107 | 199.6224 | 199.6224 | 3786.4241 | 28322.4522 |  | 0
1962-09-01 | 0.0083333 | 23 | 4.0107 | 4.0107 | 6.4224 | 6.4224 | 3792.8465 | 28370.4921 |  | 0
1962-09-02 | 0.0041667 | 11.5 | 4.0107 | 4.0107 | -5.0776 | -5.0776 | 3787.769 | 28332.512 |  | 0
1962-09-03 | 0 | 0 | 0 | 0 | -12.5669 | -12.5669 | 3775.2021 | 28238.5119 |  | 0
1962-09-04 | 0.055 | 151.8 | 4.0107 | 4.0107 | 135.2224 | 135.2224 | 3910.4246 | 29249.9758 |  | 0
1962-09-05 | 0.013333 | 36.8 | 4.0107 | 4.0107 | 20.2224 | 20.2224 | 3930.647 | 29401.2397 |  | 0
1962-09-06 | 0.16083 | 443.9 | 4.0107 | 4.0107 | 427.3224 | 427.3224 | 3997.8631 | 29904.0163 |  | 347.5395
1962-09-07 | 0.079167 | 218.5 | 4.0107 | 4.0107 | 201.9224 | 201.9224 | 3997.8631 | 29904.0163 |  | 189.3556
1962-09-08 | 0 | 0 | 0 | 0 | -12.5669 | -12.5669 | 3985.2963 | 29810.0162 |  | 0
1962-09-09 | 0 | 0 | 0 | 0 | -12.5669 | -12.5669 | 3972.7294 | 29716.0161 |  | 0
1962-09-10 | 0 | 0 | 0 | 0 | -12.5669 | -12.5669 | 3960.1626 | 29622.0159 |  | 0
1962-09-11 | 0 | 0 | 0 | 0 | -12.5669 | -12.5669 | 3947.5957 | 29528.0158 |  | 0
1962-09-12 | 0 | 0 | 0 | 0 | -12.5669 | -12.5669 | 3935.0288 | 29434.0157 |  | 0
1962-09-13 | 0 | 0 | 0 | 0 | -12.5669 | -12.5669 | 3922.462 | 29340.0156 |  | 0
1962-09-14 | 0 | 0 | 0 | 0 | -12.5669 | -12.5669 | 3909.8951 | 29246.0155 |  | 0
1962-09-15 | 0.0058333 | 16.1 | 4.0107 | 4.0107 | -0.47756 | -0.47756 | 3909.4176 | 29242.4434 |  | 0
1962-09-16 | 0.024167 | 66.7 | 4.0107 | 4.0107 | 50.1224 | 50.1224 | 3959.54 | 29617.3593 |  | 0
1962-09-17 | 0.0041667 | 11.5 | 4.0107 | 4.0107 | -5.0776 | -5.0776 | 3954.4625 | 29579.3792 |  | 0
1962-09-18 | 0 | 0 | 0 | 0 | -12.5669 | -12.5669 | 3941.8956 | 29485.379 |  | 0
1962-09-19 | 0 | 0 | 0 | 0 | -12.5669 | -12.5669 | 3929.3287 | 29391.3789 |  | 0
1962-09-20 | 0 | 0 | 0 | 0 | -12.5669 | -12.5669 | 3916.7619 | 29297.3788 |  | 0
1962-09-21 | 0 | 0 | 0 | 0 | -12.5669 | -12.5669 | 3904.195 | 29203.3787 |  | 0
1962-09-22 | 0 | 0 | 0 | 0 | -12.5669 | -12.5669 | 3891.6282 | 29109.3786 |  | 0
1962-09-23 | 0 | 0 | 0 | 0 | -12.5669 | -12.5669 | 3879.0613 | 29015.3785 |  | 0
1962-09-24 | 0 | 0 | 0 | 0 | -12.5669 | -12.5669 | 3866.4944 | 28921.3784 |  | 0
1962-09-25 | 0.083333 | 230 | 4.0107 | 4.0107 | 213.4224 | 213.4224 | 3997.8631 | 29904.0163 |  | 69.4869
1962-09-26 | 0 | 0 | 0 | 0 | -12.5669 | -12.5669 | 3985.2963 | 29810.0162 |  | 0
1962-09-27 | 0 | 0 | 0 | 0 | -12.5669 | -12.5669 | 3972.7294 | 29716.0161 |  | 0
1962-09-28 | 0 | 0 | 0 | 0 | -12.5669 | -12.5669 | 3960.1626 | 29622.0159 |  | 0
1962-09-29 | 0 | 0 | 0 | 0 | -12.5669 | -12.5669 | 3947.5957 | 29528.0158 |  | 0
1962-09-30 | 0 | 0 | 0 | 0 | -12.5669 | -12.5669 | 3935.0288 | 29434.0157 |  | 0
1962-10-01 | 0 | 0 | 0 | 0 | -12.5669 | -12.5669 | 3922.462 | 29340.0156 |  | 0
1962-10-02 | 0 | 0 | 0 | 0 | -12.5669 | -12.5669 | 3909.8951 | 29246.0155 |  | 0
1962-10-03 | 0 | 0 | 0 | 0 | -12.5669 | -12.5669 | 3897.3283 | 29152.0154 |  | 0
1962-10-04 | 0 | 0 | 0 | 0 | -12.5669 | -12.5669 | 3884.7614 | 29058.0153 |  | 0
1962-10-05 | 0.02 | 55.2 | 4.0107 | 4.0107 | 38.6224 | 38.6224 | 3923.3838 | 29346.9112 |  | 0
1962-10-06 | 0 | 0 | 0 | 0 | -12.5669 | -12.5669 | 3910.817 | 29252.911 |  | 0
1962-10-07 | 0 | 0 | 0 | 0 | -12.5669 | -12.5669 | 3898.2501 | 29158.9109 |  | 0
1962-10-08 | 0 | 0 | 0 | 0 | -12.5669 | -12.5669 | 3885.6833 | 29064.9108 |  | 0
1962-10-09 | 0 | 0 | 0 | 0 | -12.5669 | -12.5669 | 3873.1164 | 28970.9107 |  | 0
1962-10-10 | 0 | 0 | 0 | 0 | -12.5669 | -12.5669 | 3860.5495 | 28876.9106 |  | 0
1962-10-11 | 0 | 0 | 0 | 0 | -12.5669 | -12.5669 | 3847.9827 | 28782.9105 |  | 0
1962-10-12 | 0 | 0 | 0 | 0 | -12.5669 | -12.5669 | 3835.4158 | 28688.9104 |  | 0
1962-10-13 | 0 | 0 | 0 | 0 | -12.5669 | -12.5669 | 3822.849 | 28594.9103 |  | 0
1962-10-14 | 0 | 0 | 0 | 0 | -12.5669 | -12.5669 | 3810.2821 | 28500.9101 |  | 0
1962-10-15 | 0 | 0 | 0 | 0 | -12.5669 | -12.5669 | 3797.7152 | 28406.91 |  | 0
1962-10-16 | 0 | 0 | 0 | 0 | -12.5669 | -12.5669 | 3785.1484 | 28312.9099 |  | 0
1962-10-17 | 0 | 0 | 0 | 0 | -12.5669 | -12.5669 | 3772.5815 | 28218.9098 |  | 0
1962-10-18 | 0.019167 | 52.9 | 4.0107 | 4.0107 | 36.3224 | 36.3224 | 3808.904 | 28490.6017 |  | 0
1962-10-19 | 0.0083333 | 23 | 4.0107 | 4.0107 | 6.4224 | 6.4224 | 3815.3264 | 28538.6416 |  | 0
1962-10-20 | 0 | 0 | 0 | 0 | -12.5669 | -12.5669 | 3802.7596 | 28444.6415 |  | 0
1962-10-21 | 0 | 0 | 0 | 0 | -12.5669 | -12.5669 | 3790.1927 | 28350.6414 |  | 0
1962-10-22 | 0 | 0 | 0 | 0 | -12.5669 | -12.5669 | 3777.6258 | 28256.6412 |  | 0
1962-10-23 | 0 | 0 | 0 | 0 | -12.5669 | -12.5669 | 3765.059 | 28162.6411 |  | 0
1962-10-24 | 0 | 0 | 0 | 0 | -12.5669 | -12.5669 | 3752.4921 | 28068.641 |  | 0
1962-10-25 | 0 | 0 | 0 | 0 | -12.5669 | -12.5669 | 3739.9253 | 27974.6409 |  | 0
1962-10-26 | 0 | 0 | 0 | 0 | -12.5669 | -12.5669 | 3727.3584 | 27880.6408 |  | 0
1962-10-27 | 0.026667 | 73.6 | 4.0107 | 4.0107 | 57.0224 | 57.0224 | 3784.3808 | 28307.1687 |  | 0
1962-10-28 | 0.105 | 289.8 | 4.0107 | 4.0107 | 273.2224 | 273.2224 | 3997.8631 | 29904.0163 |  | 47.1733
1962-10-29 | 0 | 0 | 0 | 0 | -12.5669 | -12.5669 | 3985.2963 | 29810.0162 |  | 0
1962-10-30 | 0 | 0 | 0 | 0 | -12.5669 | -12.5669 | 3972.7294 | 29716.0161 |  | 0
1962-10-31 | 0 | 0 | 0 | 0 | -12.5669 | -12.5669 | 3960.1626 | 29622.0159 |  | 0
1962-11-01 | 0 | 0 | 0 | 0 | -12.5669 | -12.5669 | 3947.5957 | 29528.0158 |  | 0
1962-11-02 | 0 | 0 | 0 | 0 | -12.5669 | -12.5669 | 3935.0288 | 29434.0157 |  | 0
1962-11-03 | 0 | 0 | 0 | 0 | -12.5669 | -12.5669 | 3922.462 | 29340.0156 |  | 0
1962-11-04 | 0 | 0 | 0 | 0 | -12.5669 | -12.5669 | 3909.8951 | 29246.0155 |  | 0
1962-11-05 | 0 | 0 | 0 | 0 | -12.5669 | -12.5669 | 3897.3283 | 29152.0154 |  | 0
1962-11-06 | 0 | 0 | 0 | 0 | -12.5669 | -12.5669 | 3884.7614 | 29058.0153 |  | 0
1962-11-07 | 0 | 0 | 0 | 0 | -12.5669 | -12.5669 | 3872.1945 | 28964.0152 |  | 0
1962-11-08 | 0 | 0 | 0 | 0 | -12.5669 | -12.5669 | 3859.6277 | 28870.015 |  | 0
1962-11-09 | 0 | 0 | 0 | 0 | -12.5669 | -12.5669 | 3847.0608 | 28776.0149 |  | 0
1962-11-10 | 0 | 0 | 0 | 0 | -12.5669 | -12.5669 | 3834.494 | 28682.0148 |  | 0
1962-11-11 | 0 | 0 | 0 | 0 | -12.5669 | -12.5669 | 3821.9271 | 28588.0147 |  | 0
1962-11-12 | 0 | 0 | 0 | 0 | -12.5669 | -12.5669 | 3809.3602 | 28494.0146 |  | 0
1962-11-13 | 0 | 0 | 0 | 0 | -12.5669 | -12.5669 | 3796.7934 | 28400.0145 |  | 0
1962-11-14 | 0 | 0 | 0 | 0 | -12.5669 | -12.5669 | 3784.2265 | 28306.0144 |  | 0
1962-11-15 | 0 | 0 | 0 | 0 | -12.5669 | -12.5669 | 3771.6597 | 28212.0143 |  | 0
1962-11-16 | 0 | 0 | 0 | 0 | -12.5669 | -12.5669 | 3759.0928 | 28118.0141 |  | 0
1962-11-17 | 0.0125 | 34.5 | 4.0107 | 4.0107 | 17.9224 | 17.9224 | 3777.0152 | 28252.074 |  | 0
1962-11-18 | 0 | 0 | 0 | 0 | -12.5669 | -12.5669 | 3764.4484 | 28158.0739 |  | 0
1962-11-19 | 0 | 0 | 0 | 0 | -12.5669 | -12.5669 | 3751.8815 | 28064.0738 |  | 0
1962-11-20 | 0 | 0 | 0 | 0 | -12.5669 | -12.5669 | 3739.3147 | 27970.0737 |  | 0
1962-11-21 | 0 | 0 | 0 | 0 | -12.5669 | -12.5669 | 3726.7478 | 27876.0736 |  | 0
1962-11-22 | 0 | 0 | 0 | 0 | -12.5669 | -12.5669 | 3714.1809 | 27782.0735 |  | 0
1962-11-23 | 0 | 0 | 0 | 0 | -12.5669 | -12.5669 | 3701.6141 | 27688.0734 |  | 0
1962-11-24 | 0 | 0 | 0 | 0 | -12.5669 | -12.5669 | 3689.0472 | 27594.0732 |  | 0
1962-11-25 | 0 | 0 | 0 | 0 | -12.5669 | -12.5669 | 3676.4804 | 27500.0731 |  | 0
1962-11-26 | 0.13667 | 377.2 | 4.0107 | 4.0107 | 360.6224 | 360.6224 | 3997.8631 | 29904.0163 |  | 26.6728
1962-11-27 | 0 | 0 | 0 | 0 | -12.5669 | -12.5669 | 3985.2963 | 29810.0162 |  | 0
1962-11-28 | 0 | 0 | 0 | 0 | -12.5669 | -12.5669 | 3972.7294 | 29716.0161 |  | 0
1962-11-29 | 0 | 0 | 0 | 0 | -12.5669 | -12.5669 | 3960.1626 | 29622.0159 |  | 0
1962-11-30 | 0 | 0 | 0 | 0 | -12.5669 | -12.5669 | 3947.5957 | 29528.0158 |  | 0
1962-12-01 | 0.0091667 | 25.3 | 4.0107 | 4.0107 | 8.7224 | 8.7224 | 3956.3181 | 29593.2597 |  | 0
1962-12-02 | 0.0575 | 158.7 | 4.0107 | 4.0107 | 142.1224 | 142.1224 | 3997.8631 | 29904.0163 |  | 88.0106
1962-12-03 | 0 | 0 | 0 | 0 | -12.5669 | -12.5669 | 3985.2963 | 29810.0162 |  | 0
1962-12-04 | 0 | 0 | 0 | 0 | -12.5669 | -12.5669 | 3972.7294 | 29716.0161 |  | 0
1962-12-05 | 0 | 0 | 0 | 0 | -12.5669 | -12.5669 | 3960.1626 | 29622.0159 |  | 0
1962-12-06 | 0 | 0 | 0 | 0 | -12.5669 | -12.5669 | 3947.5957 | 29528.0158 |  | 0
1962-12-07 | 0 | 0 | 0 | 0 | -12.5669 | -12.5669 | 3935.0288 | 29434.0157 |  | 0
1962-12-08 | 0 | 0 | 0 | 0 | -12.5669 | -12.5669 | 3922.462 | 29340.0156 |  | 0
1962-12-09 | 0 | 0 | 0 | 0 | -12.5669 | -12.5669 | 3909.8951 | 29246.0155 |  | 0
1962-12-10 | 0 | 0 | 0 | 0 | -12.5669 | -12.5669 | 3897.3283 | 29152.0154 |  | 0
1962-12-11 | 0 | 0 | 0 | 0 | -12.5669 | -12.5669 | 3884.7614 | 29058.0153 |  | 0
1962-12-12 | 0 | 0 | 0 | 0 | -12.5669 | -12.5669 | 3872.1945 | 28964.0152 |  | 0
1962-12-13 | 0 | 0 | 0 | 0 | -12.5669 | -12.5669 | 3859.6277 | 28870.015 |  | 0
1962-12-14 | 0 | 0 | 0 | 0 | -12.5669 | -12.5669 | 3847.0608 | 28776.0149 |  | 0
1962-12-15 | 0 | 0 | 0 | 0 | -12.5669 | -12.5669 | 3834.494 | 28682.0148 |  | 0
1962-12-16 | 0 | 0 | 0 | 0 | -12.5669 | -12.5669 | 3821.9271 | 28588.0147 |  | 0
1962-12-17 | 0 | 0 | 0 | 0 | -12.5669 | -12.5669 | 3809.3602 | 28494.0146 |  | 0
1962-12-18 | 0 | 0 | 0 | 0 | -12.5669 | -12.5669 | 3796.7934 | 28400.0145 |  | 0
1962-12-19 | 0 | 0 | 0 | 0 | -12.5669 | -12.5669 | 3784.2265 | 28306.0144 |  | 0
1962-12-20 | 0.025 | 69 | 4.0107 | 4.0107 | 52.4224 | 52.4224 | 3836.649 | 28698.1343 |  | 0
1962-12-21 | 0 | 0 | 0 | 0 | -12.5669 | -12.5669 | 3824.0821 | 28604.1341 |  | 0
1962-12-22 | 0 | 0 | 0 | 0 | -12.5669 | -12.5669 | 3811.5152 | 28510.134 |  | 0
1962-12-23 | 0.00083333 | 2.3 | 4.0107 | 2.3 | -12.5669 | -12.5669 | 3798.9484 | 28416.1339 |  | 0
1962-12-24 | 0.0066667 | 18.4 | 4.0107 | 4.0107 | 1.8224 | 1.8224 | 3800.7708 | 28429.7658 |  | 0
1962-12-25 | 0.0016667 | 4.6 | 4.0107 | 4.0107 | -11.9776 | -11.9776 | 3788.7933 | 28340.1737 |  | 0
1962-12-26 | 0 | 0 | 0 | 0 | -12.5669 | -12.5669 | 3776.2264 | 28246.1736 |  | 0
1962-12-27 | 0 | 0 | 0 | 0 | -12.5669 | -12.5669 | 3763.6596 | 28152.1735 |  | 0
1962-12-28 | 0.0016667 | 4.6 | 4.0107 | 4.0107 | -11.9776 | -11.9776 | 3751.682 | 28062.5814 |  | 0
1962-12-29 | 0 | 0 | 0 | 0 | -12.5669 | -12.5669 | 3739.1151 | 27968.5812 |  | 0
1962-12-30 | 0 | 0 | 0 | 0 | -12.5669 | -12.5669 | 3726.5483 | 27874.5811 |  | 0
1962-12-31 | 0 | 0 | 0 | 0 | -12.5669 | -12.5669 | 3713.9814 | 27780.581 |  | 0
1963-01-01 | 0 | 0 | 0 | 0 | -12.5669 | -12.5669 | 3701.4146 | 27686.5809 |  | 0
1963-01-02 | 0 | 0 | 0 | 0 | -12.5669 | -12.5669 | 3688.8477 | 27592.5808 |  | 0
1963-01-03 | 0 | 0 | 0 | 0 | -12.5669 | -12.5669 | 3676.2808 | 27498.5807 |  | 0
1963-01-04 | 0.015 | 41.4 | 4.0107 | 4.0107 | 24.8224 | 24.8224 | 3701.1033 | 27684.2526 |  | 0
1963-01-05 | 0 | 0 | 0 | 0 | -12.5669 | -12.5669 | 3688.5364 | 27590.2525 |  | 0
1963-01-06 | 0 | 0 | 0 | 0 | -12.5669 | -12.5669 | 3675.9696 | 27496.2523 |  | 0
1963-01-07 | 0 | 0 | 0 | 0 | -12.5669 | -12.5669 | 3663.4027 | 27402.2522 |  | 0
1963-01-08 | 0 | 0 | 0 | 0 | -12.5669 | -12.5669 | 3650.8358 | 27308.2521 |  | 0
1963-01-09 | 0 | 0 | 0 | 0 | -12.5669 | -12.5669 | 3638.269 | 27214.252 |  | 0
1963-01-10 | 0 | 0 | 0 | 0 | -12.5669 | -12.5669 | 3625.7021 | 27120.2519 |  | 0
1963-01-11 | 0 | 0 | 0 | 0 | -12.5669 | -12.5669 | 3613.1353 | 27026.2518 |  | 0
1963-01-12 | 0 | 0 | 0 | 0 | -12.5669 | -12.5669 | 3600.5684 | 26932.2517 |  | 0
1963-01-13 | 0 | 0 | 0 | 0 | -12.5669 | -12.5669 | 3588.0015 | 26838.2515 |  | 0
1963-01-14 | 0 | 0 | 0 | 0 | -12.5669 | -12.5669 | 3575.4347 | 26744.2514 |  | 0
1963-01-15 | 0 | 0 | 0 | 0 | -12.5669 | -12.5669 | 3562.8678 | 26650.2513 |  | 0
1963-01-16 | 0 | 0 | 0 | 0 | -12.5669 | -12.5669 | 3550.301 | 26556.2512 |  | 0
1963-01-17 | 0 | 0 | 0 | 0 | -12.5669 | -12.5669 | 3537.7341 | 26462.2511 |  | 0
1963-01-18 | 0 | 0 | 0 | 0 | -12.5669 | -12.5669 | 3525.1672 | 26368.251 |  | 0
1963-01-19 | 0.0016667 | 4.6 | 4.0107 | 4.0107 | -11.9776 | -11.9776 | 3513.1897 | 26278.6589 |  | 0
1963-01-20 | 0 | 0 | 0 | 0 | -12.5669 | -12.5669 | 3500.6228 | 26184.6588 |  | 0
1963-01-21 | 0 | 0 | 0 | 0 | -12.5669 | -12.5669 | 3488.056 | 26090.6586 |  | 0
1963-01-22 | 0 | 0 | 0 | 0 | -12.5669 | -12.5669 | 3475.4891 | 25996.6585 |  | 0
1963-01-23 | 0 | 0 | 0 | 0 | -12.5669 | -12.5669 | 3462.9222 | 25902.6584 |  | 0
1963-01-24 | 0 | 0 | 0 | 0 | -12.5669 | -12.5669 | 3450.3554 | 25808.6583 |  | 0
1963-01-25 | 0 | 0 | 0 | 0 | -12.5669 | -12.5669 | 3437.7885 | 25714.6582 |  | 0
1963-01-26 | 0.00083333 | 2.3 | 4.0107 | 2.3 | -12.5669 | -12.5669 | 3425.2217 | 25620.6581 |  | 0
1963-01-27 | 0 | 0 | 0 | 0 | -12.5669 | -12.5669 | 3412.6548 | 25526.658 |  | 0
1963-01-28 | 0 | 0 | 0 | 0 | -12.5669 | -12.5669 | 3400.0879 | 25432.6579 |  | 0
1963-01-29 | 0 | 0 | 0 | 0 | -12.5669 | -12.5669 | 3387.5211 | 25338.6577 |  | 0
1963-01-30 | 0 | 0 | 0 | 0 | -12.5669 | -12.5669 | 3374.9542 | 25244.6576 |  | 0
1963-01-31 | 0 | 0 | 0 | 0 | -12.5669 | -12.5669 | 3362.3874 | 25150.6575 |  | 0
1963-02-01 | 0 | 0 | 0 | 0 | -12.5669 | -12.5669 | 3349.8205 | 25056.6574 |  | 0
1963-02-02 | 0.0016667 | 4.6 | 4.0107 | 4.0107 | -11.9776 | -11.9776 | 3337.843 | 24967.0653 |  | 0
1963-02-03 | 0 | 0 | 0 | 0 | -12.5669 | -12.5669 | 3325.2761 | 24873.0652 |  | 0
1963-02-04 | 0 | 0 | 0 | 0 | -12.5669 | -12.5669 | 3312.7092 | 24779.0651 |  | 0
1963-02-05 | 0 | 0 | 0 | 0 | -12.5669 | -12.5669 | 3300.1424 | 24685.065 |  | 0
1963-02-06 | 0 | 0 | 0 | 0 | -12.5669 | -12.5669 | 3287.5755 | 24591.0648 |  | 0
1963-02-07 | 0 | 0 | 0 | 0 | -12.5669 | -12.5669 | 3275.0087 | 24497.0647 |  | 0
1963-02-08 | 0 | 0 | 0 | 0 | -12.5669 | -12.5669 | 3262.4418 | 24403.0646 |  | 0
1963-02-09 | 0 | 0 | 0 | 0 | -12.5669 | -12.5669 | 3249.8749 | 24309.0645 |  | 0
1963-02-10 | 0.021667 | 59.8 | 4.0107 | 4.0107 | 43.2224 | 43.2224 | 3293.0974 | 24632.3684 |  | 0
1963-02-11 | 0 | 0 | 0 | 0 | -12.5669 | -12.5669 | 3280.5305 | 24538.3683 |  | 0
1963-02-12 | 0 | 0 | 0 | 0 | -12.5669 | -12.5669 | 3267.9637 | 24444.3682 |  | 0
1963-02-13 | 0 | 0 | 0 | 0 | -12.5669 | -12.5669 | 3255.3968 | 24350.3681 |  | 0
1963-02-14 | 0 | 0 | 0 | 0 | -12.5669 | -12.5669 | 3242.8299 | 24256.3679 |  | 0
1963-02-15 | 0 | 0 | 0 | 0 | -12.5669 | -12.5669 | 3230.2631 | 24162.3678 |  | 0
1963-02-16 | 0.018333 | 50.6 | 4.0107 | 4.0107 | 34.0224 | 34.0224 | 3264.2855 | 24416.8557 |  | 0
1963-02-17 | 0 | 0 | 0 | 0 | -12.5669 | -12.5669 | 3251.7187 | 24322.8556 |  | 0
1963-02-18 | 0 | 0 | 0 | 0 | -12.5669 | -12.5669 | 3239.1518 | 24228.8555 |  | 0
1963-02-19 | 0 | 0 | 0 | 0 | -12.5669 | -12.5669 | 3226.5849 | 24134.8554 |  | 0
1963-02-20 | 0 | 0 | 0 | 0 | -12.5669 | -12.5669 | 3214.0181 | 24040.8553 |  | 0
1963-02-21 | 0 | 0 | 0 | 0 | -12.5669 | -12.5669 | 3201.4512 | 23946.8552 |  | 0
1963-02-22 | 0 | 0 | 0 | 0 | -12.5669 | -12.5669 | 3188.8844 | 23852.855 |  | 0
1963-02-23 | 0 | 0 | 0 | 0 | -12.5669 | -12.5669 | 3176.3175 | 23758.8549 |  | 0
1963-02-24 | 0 | 0 | 0 | 0 | -12.5669 | -12.5669 | 3163.7506 | 23664.8548 |  | 0
1963-02-25 | 0 | 0 | 0 | 0 | -12.5669 | -12.5669 | 3151.1838 | 23570.8547 |  | 0
1963-02-26 | 0 | 0 | 0 | 0 | -12.5669 | -12.5669 | 3138.6169 | 23476.8546 |  | 0
1963-02-27 | 0 | 0 | 0 | 0 | -12.5669 | -12.5669 | 3126.0501 | 23382.8545 |  | 0
1963-02-28 | 0.0016667 | 4.6 | 4.0107 | 4.0107 | -11.9776 | -11.9776 | 3114.0725 | 23293.2624 |  | 0
1963-03-01 | 0 | 0 | 0 | 0 | -12.5669 | -12.5669 | 3101.5056 | 23199.2622 |  | 0
1963-03-02 | 0 | 0 | 0 | 0 | -12.5669 | -12.5669 | 3088.9388 | 23105.2621 |  | 0
1963-03-03 | 0 | 0 | 0 | 0 | -12.5669 | -12.5669 | 3076.3719 | 23011.262 |  | 0
1963-03-04 | 0 | 0 | 0 | 0 | -12.5669 | -12.5669 | 3063.8051 | 22917.2619 |  | 0
1963-03-05 | 0 | 0 | 0 | 0 | -12.5669 | -12.5669 | 3051.2382 | 22823.2618 |  | 0
1963-03-06 | 0 | 0 | 0 | 0 | -12.5669 | -12.5669 | 3038.6713 | 22729.2617 |  | 0
1963-03-07 | 0 | 0 | 0 | 0 | -12.5669 | -12.5669 | 3026.1045 | 22635.2616 |  | 0
1963-03-08 | 0 | 0 | 0 | 0 | -12.5669 | -12.5669 | 3013.5376 | 22541.2615 |  | 0
1963-03-09 | 0 | 0 | 0 | 0 | -12.5669 | -12.5669 | 3000.9708 | 22447.2613 |  | 0
1963-03-10 | 0.0083333 | 23 | 4.0107 | 4.0107 | 6.4224 | 6.4224 | 3007.3932 | 22495.3012 |  | 0
1963-03-11 | 0 | 0 | 0 | 0 | -12.5669 | -12.5669 | 2994.8264 | 22401.3011 |  | 0
1963-03-12 | 0 | 0 | 0 | 0 | -12.5669 | -12.5669 | 2982.2595 | 22307.301 |  | 0
1963-03-13 | 0 | 0 | 0 | 0 | -12.5669 | -12.5669 | 2969.6926 | 22213.3009 |  | 0
1963-03-14 | 0 | 0 | 0 | 0 | -12.5669 | -12.5669 | 2957.1258 | 22119.3008 |  | 0
1963-03-15 | 0 | 0 | 0 | 0 | -12.5669 | -12.5669 | 2944.5589 | 22025.3007 |  | 0
1963-03-16 | 0 | 0 | 0 | 0 | -12.5669 | -12.5669 | 2931.9921 | 21931.3006 |  | 0
1963-03-17 | 0.0066667 | 18.4 | 4.0107 | 4.0107 | 1.8224 | 1.8224 | 2933.8145 | 21944.9324 |  | 0
1963-03-18 | 0.018333 | 50.6 | 4.0107 | 4.0107 | 34.0224 | 34.0224 | 2967.8369 | 22199.4203 |  | 0
1963-03-19 | 0 | 0 | 0 | 0 | -12.5669 | -12.5669 | 2955.2701 | 22105.4202 |  | 0
1963-03-20 | 0 | 0 | 0 | 0 | -12.5669 | -12.5669 | 2942.7032 | 22011.4201 |  | 0
1963-03-21 | 0 | 0 | 0 | 0 | -12.5669 | -12.5669 | 2930.1364 | 21917.42 |  | 0
1963-03-22 | 0 | 0 | 0 | 0 | -12.5669 | -12.5669 | 2917.5695 | 21823.4199 |  | 0
1963-03-23 | 0 | 0 | 0 | 0 | -12.5669 | -12.5669 | 2905.0026 | 21729.4198 |  | 0
1963-03-24 | 0 | 0 | 0 | 0 | -12.5669 | -12.5669 | 2892.4358 | 21635.4197 |  | 0
1963-03-25 | 0 | 0 | 0 | 0 | -12.5669 | -12.5669 | 2879.8689 | 21541.4195 |  | 0
1963-03-26 | 0 | 0 | 0 | 0 | -12.5669 | -12.5669 | 2867.3021 | 21447.4194 |  | 0
1963-03-27 | 0 | 0 | 0 | 0 | -12.5669 | -12.5669 | 2854.7352 | 21353.4193 |  | 0
1963-03-28 | 0 | 0 | 0 | 0 | -12.5669 | -12.5669 | 2842.1683 | 21259.4192 |  | 0
1963-03-29 | 0.013333 | 36.8 | 4.0107 | 4.0107 | 20.2224 | 20.2224 | 2862.3908 | 21410.6831 |  | 0
1963-03-30 | 0.14917 | 411.7 | 4.0107 | 4.0107 | 395.1224 | 395.1224 | 3257.5132 | 24366.199 |  | 0
1963-03-31 | 0.00083333 | 2.3 | 4.0107 | 2.3 | -12.5669 | -12.5669 | 3244.9464 | 24272.1989 |  | 0
1963-04-01 | 0 | 0 | 0 | 0 | -12.5669 | -12.5669 | 3232.3795 | 24178.1988 |  | 0
1963-04-02 | 0 | 0 | 0 | 0 | -12.5669 | -12.5669 | 3219.8127 | 24084.1986 |  | 0
1963-04-03 | 0 | 0 | 0 | 0 | -12.5669 | -12.5669 | 3207.2458 | 23990.1985 |  | 0
1963-04-04 | 0 | 0 | 0 | 0 | -12.5669 | -12.5669 | 3194.6789 | 23896.1984 |  | 0
1963-04-05 | 0.021667 | 59.8 | 4.0107 | 4.0107 | 43.2224 | 43.2224 | 3237.9014 | 24219.5023 |  | 0
1963-04-06 | 0 | 0 | 0 | 0 | -12.5669 | -12.5669 | 3225.3345 | 24125.5022 |  | 0
1963-04-07 | 0 | 0 | 0 | 0 | -12.5669 | -12.5669 | 3212.7677 | 24031.5021 |  | 0
1963-04-08 | 0 | 0 | 0 | 0 | -12.5669 | -12.5669 | 3200.2008 | 23937.502 |  | 0
1963-04-09 | 0 | 0 | 0 | 0 | -12.5669 | -12.5669 | 3187.6339 | 23843.5018 |  | 0
1963-04-10 | 0 | 0 | 0 | 0 | -12.5669 | -12.5669 | 3175.0671 | 23749.5017 |  | 0
1963-04-11 | 0 | 0 | 0 | 0 | -12.5669 | -12.5669 | 3162.5002 | 23655.5016 |  | 0
1963-04-12 | 0 | 0 | 0 | 0 | -12.5669 | -12.5669 | 3149.9334 | 23561.5015 |  | 0
1963-04-13 | 0 | 0 | 0 | 0 | -12.5669 | -12.5669 | 3137.3665 | 23467.5014 |  | 0
1963-04-14 | 0 | 0 | 0 | 0 | -12.5669 | -12.5669 | 3124.7996 | 23373.5013 |  | 0
1963-04-15 | 0 | 0 | 0 | 0 | -12.5669 | -12.5669 | 3112.2328 | 23279.5012 |  | 0
1963-04-16 | 0 | 0 | 0 | 0 | -12.5669 | -12.5669 | 3099.6659 | 23185.5011 |  | 0
1963-04-17 | 0.0033333 | 9.2 | 4.0107 | 4.0107 | -7.3776 | -7.3776 | 3092.2884 | 23130.3169 |  | 0
1963-04-18 | 0 | 0 | 0 | 0 | -12.5669 | -12.5669 | 3079.7215 | 23036.3168 |  | 0
1963-04-19 | 0 | 0 | 0 | 0 | -12.5669 | -12.5669 | 3067.1546 | 22942.3167 |  | 0
1963-04-20 | 0 | 0 | 0 | 0 | -12.5669 | -12.5669 | 3054.5878 | 22848.3166 |  | 0
1963-04-21 | 0 | 0 | 0 | 0 | -12.5669 | -12.5669 | 3042.0209 | 22754.3165 |  | 0
1963-04-22 | 0 | 0 | 0 | 0 | -12.5669 | -12.5669 | 3029.4541 | 22660.3164 |  | 0
1963-04-23 | 0 | 0 | 0 | 0 | -12.5669 | -12.5669 | 3016.8872 | 22566.3163 |  | 0
1963-04-24 | 0.011667 | 32.2 | 4.0107 | 4.0107 | 15.6224 | 15.6224 | 3032.5096 | 22683.1722 |  | 0
1963-04-25 | 0 | 0 | 0 | 0 | -12.5669 | -12.5669 | 3019.9428 | 22589.172 |  | 0
1963-04-26 | 0.03 | 82.8 | 4.0107 | 4.0107 | 66.2224 | 66.2224 | 3086.1652 | 23084.5159 |  | 0
1963-04-27 | 0.024167 | 66.7 | 4.0107 | 4.0107 | 50.1224 | 50.1224 | 3136.2877 | 23459.4318 |  | 0
1963-04-28 | 0.0033333 | 9.2 | 4.0107 | 4.0107 | -7.3776 | -7.3776 | 3128.9101 | 23404.2477 |  | 0
1963-04-29 | 0 | 0 | 0 | 0 | -12.5669 | -12.5669 | 3116.3433 | 23310.2476 |  | 0
1963-04-30 | 0 | 0 | 0 | 0 | -12.5669 | -12.5669 | 3103.7764 | 23216.2475 |  | 0
1963-05-01 | 0 | 0 | 0 | 0 | -12.5669 | -12.5669 | 3091.2095 | 23122.2474 |  | 0
1963-05-02 | 0.00083333 | 2.3 | 4.0107 | 2.3 | -12.5669 | -12.5669 | 3078.6427 | 23028.2473 |  | 0
1963-05-03 | 0 | 0 | 0 | 0 | -12.5669 | -12.5669 | 3066.0758 | 22934.2471 |  | 0
1963-05-04 | 0.070833 | 195.5 | 4.0107 | 4.0107 | 178.9224 | 178.9224 | 3244.9983 | 24272.587 |  | 0
1963-05-05 | 0.055 | 151.8 | 4.0107 | 4.0107 | 135.2224 | 135.2224 | 3380.2207 | 25284.0509 |  | 0
1963-05-06 | 0 | 0 | 0 | 0 | -12.5669 | -12.5669 | 3367.6539 | 25190.0508 |  | 0
1963-05-07 | 0 | 0 | 0 | 0 | -12.5669 | -12.5669 | 3355.087 | 25096.0507 |  | 0
1963-05-08 | 0 | 0 | 0 | 0 | -12.5669 | -12.5669 | 3342.5201 | 25002.0506 |  | 0
1963-05-09 | 0 | 0 | 0 | 0 | -12.5669 | -12.5669 | 3329.9533 | 24908.0505 |  | 0
1963-05-10 | 0 | 0 | 0 | 0 | -12.5669 | -12.5669 | 3317.3864 | 24814.0504 |  | 0
1963-05-11 | 0 | 0 | 0 | 0 | -12.5669 | -12.5669 | 3304.8196 | 24720.0502 |  | 0
1963-05-12 | 0 | 0 | 0 | 0 | -12.5669 | -12.5669 | 3292.2527 | 24626.0501 |  | 0
1963-05-13 | 0 | 0 | 0 | 0 | -12.5669 | -12.5669 | 3279.6858 | 24532.05 |  | 0
1963-05-14 | 0 | 0 | 0 | 0 | -12.5669 | -12.5669 | 3267.119 | 24438.0499 |  | 0
1963-05-15 | 0 | 0 | 0 | 0 | -12.5669 | -12.5669 | 3254.5521 | 24344.0498 |  | 0
1963-05-16 | 0 | 0 | 0 | 0 | -12.5669 | -12.5669 | 3241.9853 | 24250.0497 |  | 0
1963-05-17 | 0 | 0 | 0 | 0 | -12.5669 | -12.5669 | 3229.4184 | 24156.0496 |  | 0
1963-05-18 | 0 | 0 | 0 | 0 | -12.5669 | -12.5669 | 3216.8515 | 24062.0494 |  | 0
1963-05-19 | 0.0525 | 144.9 | 4.0107 | 4.0107 | 128.3224 | 128.3224 | 3345.174 | 25021.9013 |  | 0
1963-05-20 | 0 | 0 | 0 | 0 | -12.5669 | -12.5669 | 3332.6071 | 24927.9012 |  | 0
1963-05-21 | 0 | 0 | 0 | 0 | -12.5669 | -12.5669 | 3320.0403 | 24833.9011 |  | 0
1963-05-22 | 0.0066667 | 18.4 | 4.0107 | 4.0107 | 1.8224 | 1.8224 | 3321.8627 | 24847.533 |  | 0
1963-05-23 | 0 | 0 | 0 | 0 | -12.5669 | -12.5669 | 3309.2958 | 24753.5329 |  | 0
1963-05-24 | 0 | 0 | 0 | 0 | -12.5669 | -12.5669 | 3296.729 | 24659.5328 |  | 0
1963-05-25 | 0 | 0 | 0 | 0 | -12.5669 | -12.5669 | 3284.1621 | 24565.5327 |  | 0
1963-05-26 | 0 | 0 | 0 | 0 | -12.5669 | -12.5669 | 3271.5953 | 24471.5325 |  | 0
1963-05-27 | 0 | 0 | 0 | 0 | -12.5669 | -12.5669 | 3259.0284 | 24377.5324 |  | 0
1963-05-28 | 0.015 | 41.4 | 4.0107 | 4.0107 | 24.8224 | 24.8224 | 3283.8508 | 24563.2043 |  | 0
1963-05-29 | 0 | 0 | 0 | 0 | -12.5669 | -12.5669 | 3271.284 | 24469.2042 |  | 0
1963-05-30 | 0.021667 | 59.8 | 4.0107 | 4.0107 | 43.2224 | 43.2224 | 3314.5064 | 24792.5081 |  | 0
1963-05-31 | 0.035833 | 98.9 | 4.0107 | 4.0107 | 82.3224 | 82.3224 | 3396.8289 | 25408.28 |  | 0
1963-06-01 | 0.0525 | 144.9 | 4.0107 | 4.0107 | 128.3224 | 128.3224 | 3525.1513 | 26368.1319 |  | 0
1963-06-02 | 0 | 0 | 0 | 0 | -12.5669 | -12.5669 | 3512.5845 | 26274.1318 |  | 0
1963-06-03 | 0 | 0 | 0 | 0 | -12.5669 | -12.5669 | 3500.0176 | 26180.1316 |  | 0
1963-06-04 | 0 | 0 | 0 | 0 | -12.5669 | -12.5669 | 3487.4507 | 26086.1315 |  | 0
1963-06-05 | 0 | 0 | 0 | 0 | -12.5669 | -12.5669 | 3474.8839 | 25992.1314 |  | 0
1963-06-06 | 0 | 0 | 0 | 0 | -12.5669 | -12.5669 | 3462.317 | 25898.1313 |  | 0
1963-06-07 | 0 | 0 | 0 | 0 | -12.5669 | -12.5669 | 3449.7502 | 25804.1312 |  | 0
1963-06-08 | 0 | 0 | 0 | 0 | -12.5669 | -12.5669 | 3437.1833 | 25710.1311 |  | 0
1963-06-09 | 0 | 0 | 0 | 0 | -12.5669 | -12.5669 | 3424.6164 | 25616.131 |  | 0
1963-06-10 | 0 | 0 | 0 | 0 | -12.5669 | -12.5669 | 3412.0496 | 25522.1309 |  | 0
1963-06-11 | 0.0091667 | 25.3 | 4.0107 | 4.0107 | 8.7224 | 8.7224 | 3420.772 | 25587.3747 |  | 0
1963-06-12 | 0 | 0 | 0 | 0 | -12.5669 | -12.5669 | 3408.2052 | 25493.3746 |  | 0
1963-06-13 | 0 | 0 | 0 | 0 | -12.5669 | -12.5669 | 3395.6383 | 25399.3745 |  | 0
1963-06-14 | 0 | 0 | 0 | 0 | -12.5669 | -12.5669 | 3383.0714 | 25305.3744 |  | 0
1963-06-15 | 0 | 0 | 0 | 0 | -12.5669 | -12.5669 | 3370.5046 | 25211.3743 |  | 0
1963-06-16 | 0 | 0 | 0 | 0 | -12.5669 | -12.5669 | 3357.9377 | 25117.3742 |  | 0
1963-06-17 | 0 | 0 | 0 | 0 | -12.5669 | -12.5669 | 3345.3709 | 25023.3741 |  | 0
1963-06-18 | 0 | 0 | 0 | 0 | -12.5669 | -12.5669 | 3332.804 | 24929.374 |  | 0
1963-06-19 | 0 | 0 | 0 | 0 | -12.5669 | -12.5669 | 3320.2371 | 24835.3738 |  | 0
1963-06-20 | 0 | 0 | 0 | 0 | -12.5669 | -12.5669 | 3307.6703 | 24741.3737 |  | 0
1963-06-21 | 0 | 0 | 0 | 0 | -12.5669 | -12.5669 | 3295.1034 | 24647.3736 |  | 0
1963-06-22 | 0 | 0 | 0 | 0 | -12.5669 | -12.5669 | 3282.5366 | 24553.3735 |  | 0
1963-06-23 | 0 | 0 | 0 | 0 | -12.5669 | -12.5669 | 3269.9697 | 24459.3734 |  | 0
1963-06-24 | 0 | 0 | 0 | 0 | -12.5669 | -12.5669 | 3257.4028 | 24365.3733 |  | 0
1963-06-25 | 0 | 0 | 0 | 0 | -12.5669 | -12.5669 | 3244.836 | 24271.3732 |  | 0
1963-06-26 | 0 | 0 | 0 | 0 | -12.5669 | -12.5669 | 3232.2691 | 24177.3731 |  | 0
1963-06-27 | 0 | 0 | 0 | 0 | -12.5669 | -12.5669 | 3219.7023 | 24083.3729 |  | 0
1963-06-28 | 0 | 0 | 0 | 0 | -12.5669 | -12.5669 | 3207.1354 | 23989.3728 |  | 0
1963-06-29 | 0 | 0 | 0 | 0 | -12.5669 | -12.5669 | 3194.5685 | 23895.3727 |  | 0
1963-06-30 | 0.0125 | 34.5 | 4.0107 | 4.0107 | 17.9224 | 17.9224 | 3212.491 | 24029.4326 |  | 0
1963-07-01 | 0 | 0 | 0 | 0 | -12.5669 | -12.5669 | 3199.9241 | 23935.4325 |  | 0
1963-07-02 | 0 | 0 | 0 | 0 | -12.5669 | -12.5669 | 3187.3573 | 23841.4324 |  | 0
1963-07-03 | 0 | 0 | 0 | 0 | -12.5669 | -12.5669 | 3174.7904 | 23747.4323 |  | 0
1963-07-04 | 0 | 0 | 0 | 0 | -12.5669 | -12.5669 | 3162.2235 | 23653.4321 |  | 0
1963-07-05 | 0 | 0 | 0 | 0 | -12.5669 | -12.5669 | 3149.6567 | 23559.432 |  | 0
1963-07-06 | 0 | 0 | 0 | 0 | -12.5669 | -12.5669 | 3137.0898 | 23465.4319 |  | 0
1963-07-07 | 0 | 0 | 0 | 0 | -12.5669 | -12.5669 | 3124.523 | 23371.4318 |  | 0
1963-07-08 | 0 | 0 | 0 | 0 | -12.5669 | -12.5669 | 3111.9561 | 23277.4317 |  | 0
1963-07-09 | 0 | 0 | 0 | 0 | -12.5669 | -12.5669 | 3099.3892 | 23183.4316 |  | 0
1963-07-10 | 0.0033333 | 9.2 | 4.0107 | 4.0107 | -7.3776 | -7.3776 | 3092.0117 | 23128.2475 |  | 0
1963-07-11 | 0.0033333 | 9.2 | 4.0107 | 4.0107 | -7.3776 | -7.3776 | 3084.6341 | 23073.0634 |  | 0
1963-07-12 | 0 | 0 | 0 | 0 | -12.5669 | -12.5669 | 3072.0673 | 22979.0632 |  | 0
1963-07-13 | 0.24167 | 667 | 4.0107 | 4.0107 | 650.4224 | 650.4224 | 3722.4897 | 27844.2231 |  | 0
1963-07-14 | 0.0066667 | 18.4 | 4.0107 | 4.0107 | 1.8224 | 1.8224 | 3724.3122 | 27857.855 |  | 0
1963-07-15 | 0 | 0 | 0 | 0 | -12.5669 | -12.5669 | 3711.7453 | 27763.8549 |  | 0
1963-07-16 | 0 | 0 | 0 | 0 | -12.5669 | -12.5669 | 3699.1784 | 27669.8548 |  | 0
1963-07-17 | 0 | 0 | 0 | 0 | -12.5669 | -12.5669 | 3686.6116 | 27575.8547 |  | 0
1963-07-18 | 0 | 0 | 0 | 0 | -12.5669 | -12.5669 | 3674.0447 | 27481.8546 |  | 0
1963-07-19 | 0 | 0 | 0 | 0 | -12.5669 | -12.5669 | 3661.4779 | 27387.8545 |  | 0
1963-07-20 | 0 | 0 | 0 | 0 | -12.5669 | -12.5669 | 3648.911 | 27293.8543 |  | 0
1963-07-21 | 0 | 0 | 0 | 0 | -12.5669 | -12.5669 | 3636.3441 | 27199.8542 |  | 0
1963-07-22 | 0 | 0 | 0 | 0 | -12.5669 | -12.5669 | 3623.7773 | 27105.8541 |  | 0
1963-07-23 | 0 | 0 | 0 | 0 | -12.5669 | -12.5669 | 3611.2104 | 27011.854 |  | 0
1963-07-24 | 0 | 0 | 0 | 0 | -12.5669 | -12.5669 | 3598.6436 | 26917.8539 |  | 0
1963-07-25 | 0 | 0 | 0 | 0 | -12.5669 | -12.5669 | 3586.0767 | 26823.8538 |  | 0
1963-07-26 | 0.053333 | 147.2 | 4.0107 | 4.0107 | 130.6224 | 130.6224 | 3716.6992 | 27800.9097 |  | 0
1963-07-27 | 0 | 0 | 0 | 0 | -12.5669 | -12.5669 | 3704.1323 | 27706.9096 |  | 0
1963-07-28 | 0.0016667 | 4.6 | 4.0107 | 4.0107 | -11.9776 | -11.9776 | 3692.1547 | 27617.3174 |  | 0
1963-07-29 | 0.061667 | 170.2 | 4.0107 | 4.0107 | 153.6224 | 153.6224 | 3845.7772 | 28766.4133 |  | 0
1963-07-30 | 0 | 0 | 0 | 0 | -12.5669 | -12.5669 | 3833.2103 | 28672.4132 |  | 0
1963-07-31 | 0 | 0 | 0 | 0 | -12.5669 | -12.5669 | 3820.6435 | 28578.4131 |  | 0
1963-08-01 | 0 | 0 | 0 | 0 | -12.5669 | -12.5669 | 3808.0766 | 28484.413 |  | 0
1963-08-02 | 0 | 0 | 0 | 0 | -12.5669 | -12.5669 | 3795.5097 | 28390.4129 |  | 0
1963-08-03 | 0 | 0 | 0 | 0 | -12.5669 | -12.5669 | 3782.9429 | 28296.4128 |  | 0
1963-08-04 | 0 | 0 | 0 | 0 | -12.5669 | -12.5669 | 3770.376 | 28202.4127 |  | 0
1963-08-05 | 0 | 0 | 0 | 0 | -12.5669 | -12.5669 | 3757.8092 | 28108.4125 |  | 0
1963-08-06 | 0 | 0 | 0 | 0 | -12.5669 | -12.5669 | 3745.2423 | 28014.4124 |  | 0
1963-08-07 | 0 | 0 | 0 | 0 | -12.5669 | -12.5669 | 3732.6754 | 27920.4123 |  | 0
1963-08-08 | 0.020833 | 57.5 | 4.0107 | 4.0107 | 40.9224 | 40.9224 | 3773.5979 | 28226.5122 |  | 0
1963-08-09 | 0 | 0 | 0 | 0 | -12.5669 | -12.5669 | 3761.031 | 28132.5121 |  | 0
1963-08-10 | 0 | 0 | 0 | 0 | -12.5669 | -12.5669 | 3748.4642 | 28038.512 |  | 0
1963-08-11 | 0 | 0 | 0 | 0 | -12.5669 | -12.5669 | 3735.8973 | 27944.5119 |  | 0
1963-08-12 | 0 | 0 | 0 | 0 | -12.5669 | -12.5669 | 3723.3304 | 27850.5117 |  | 0
1963-08-13 | 0 | 0 | 0 | 0 | -12.5669 | -12.5669 | 3710.7636 | 27756.5116 |  | 0
1963-08-14 | 0 | 0 | 0 | 0 | -12.5669 | -12.5669 | 3698.1967 | 27662.5115 |  | 0
1963-08-15 | 0 | 0 | 0 | 0 | -12.5669 | -12.5669 | 3685.6299 | 27568.5114 |  | 0
1963-08-16 | 0 | 0 | 0 | 0 | -12.5669 | -12.5669 | 3673.063 | 27474.5113 |  | 0
1963-08-17 | 0 | 0 | 0 | 0 | -12.5669 | -12.5669 | 3660.4961 | 27380.5112 |  | 0
1963-08-18 | 0.0025 | 6.9 | 4.0107 | 4.0107 | -9.6776 | -9.6776 | 3650.8186 | 27308.1231 |  | 0
1963-08-19 | 0.0016667 | 4.6 | 4.0107 | 4.0107 | -11.9776 | -11.9776 | 3638.841 | 27218.531 |  | 0
1963-08-20 | 0 | 0 | 0 | 0 | -12.5669 | -12.5669 | 3626.2742 | 27124.5308 |  | 0
1963-08-21 | 0 | 0 | 0 | 0 | -12.5669 | -12.5669 | 3613.7073 | 27030.5307 |  | 0
1963-08-22 | 0 | 0 | 0 | 0 | -12.5669 | -12.5669 | 3601.1405 | 26936.5306 |  | 0
1963-08-23 | 0 | 0 | 0 | 0 | -12.5669 | -12.5669 | 3588.5736 | 26842.5305 |  | 0
1963-08-24 | 0 | 0 | 0 | 0 | -12.5669 | -12.5669 | 3576.0067 | 26748.5304 |  | 0
1963-08-25 | 0.0275 | 75.9 | 4.0107 | 4.0107 | 59.3224 | 59.3224 | 3635.3292 | 27192.2623 |  | 0
1963-08-26 | 0 | 0 | 0 | 0 | -12.5669 | -12.5669 | 3622.7623 | 27098.2622 |  | 0
1963-08-27 | 0 | 0 | 0 | 0 | -12.5669 | -12.5669 | 3610.1955 | 27004.2621 |  | 0
1963-08-28 | 0 | 0 | 0 | 0 | -12.5669 | -12.5669 | 3597.6286 | 26910.2619 |  | 0
1963-08-29 | 0.013333 | 36.8 | 4.0107 | 4.0107 | 20.2224 | 20.2224 | 3617.851 | 27061.5258 |  | 0
1963-08-30 | 0.07 | 193.2 | 4.0107 | 4.0107 | 176.6224 | 176.6224 | 3794.4735 | 28382.6617 |  | 0
1963-08-31 | 0.011667 | 32.2 | 4.0107 | 4.0107 | 15.6224 | 15.6224 | 3810.0959 | 28499.5176 |  | 0
1963-09-01 | 0 | 0 | 0 | 0 | -12.5669 | -12.5669 | 3797.5291 | 28405.5175 |  | 0
1963-09-02 | 0 | 0 | 0 | 0 | -12.5669 | -12.5669 | 3784.9622 | 28311.5174 |  | 0
1963-09-03 | 0 | 0 | 0 | 0 | -12.5669 | -12.5669 | 3772.3954 | 28217.5173 |  | 0
1963-09-04 | 0 | 0 | 0 | 0 | -12.5669 | -12.5669 | 3759.8285 | 28123.5172 |  | 0
1963-09-05 | 0 | 0 | 0 | 0 | -12.5669 | -12.5669 | 3747.2616 | 28029.517 |  | 0
1963-09-06 | 0.058333 | 161 | 4.0107 | 4.0107 | 144.4224 | 144.4224 | 3891.6841 | 29109.7969 |  | 0
1963-09-07 | 0.0016667 | 4.6 | 4.0107 | 4.0107 | -11.9776 | -11.9776 | 3879.7065 | 29020.2048 |  | 0
1963-09-08 | 0 | 0 | 0 | 0 | -12.5669 | -12.5669 | 3867.1397 | 28926.2047 |  | 0
1963-09-09 | 0 | 0 | 0 | 0 | -12.5669 | -12.5669 | 3854.5728 | 28832.2046 |  | 0
1963-09-10 | 0 | 0 | 0 | 0 | -12.5669 | -12.5669 | 3842.0059 | 28738.2045 |  | 0
1963-09-11 | 0.033333 | 92 | 4.0107 | 4.0107 | 75.4224 | 75.4224 | 3917.4284 | 29302.3644 |  | 0
1963-09-12 | 0.0075 | 20.7 | 4.0107 | 4.0107 | 4.1224 | 4.1224 | 3921.5508 | 29333.2003 |  | 0
1963-09-13 | 0 | 0 | 0 | 0 | -12.5669 | -12.5669 | 3908.984 | 29239.2001 |  | 0
1963-09-14 | 0 | 0 | 0 | 0 | -12.5669 | -12.5669 | 3896.4171 | 29145.2 |  | 0
1963-09-15 | 0.023333 | 64.4 | 4.0107 | 4.0107 | 47.8224 | 47.8224 | 3944.2396 | 29502.9119 |  | 0
1963-09-16 | 0.015833 | 43.7 | 4.0107 | 4.0107 | 27.1224 | 27.1224 | 3971.362 | 29705.7878 |  | 0
1963-09-17 | 0 | 0 | 0 | 0 | -12.5669 | -12.5669 | 3958.7951 | 29611.7877 |  | 0
1963-09-18 | 0 | 0 | 0 | 0 | -12.5669 | -12.5669 | 3946.2283 | 29517.7876 |  | 0
1963-09-19 | 0 | 0 | 0 | 0 | -12.5669 | -12.5669 | 3933.6614 | 29423.7875 |  | 0
1963-09-20 | 0 | 0 | 0 | 0 | -12.5669 | -12.5669 | 3921.0946 | 29329.7873 |  | 0
1963-09-21 | 0 | 0 | 0 | 0 | -12.5669 | -12.5669 | 3908.5277 | 29235.7872 |  | 0
1963-09-22 | 0 | 0 | 0 | 0 | -12.5669 | -12.5669 | 3895.9608 | 29141.7871 |  | 0
1963-09-23 | 0 | 0 | 0 | 0 | -12.5669 | -12.5669 | 3883.394 | 29047.787 |  | 0
1963-09-24 | 0 | 0 | 0 | 0 | -12.5669 | -12.5669 | 3870.8271 | 28953.7869 |  | 0
1963-09-25 | 0.053333 | 147.2 | 4.0107 | 4.0107 | 130.6224 | 130.6224 | 4001.4496 | 29930.8428 |  | 0
1963-09-26 | 0 | 0 | 0 | 0 | -12.5669 | -12.5669 | 3988.8827 | 29836.8427 |  | 0
1963-09-27 | 0 | 0 | 0 | 0 | -12.5669 | -12.5669 | 3976.3159 | 29742.8426 |  | 0
1963-09-28 | 0 | 0 | 0 | 0 | -12.5669 | -12.5669 | 3963.749 | 29648.8424 |  | 0
1963-09-29 | 0 | 0 | 0 | 0 | -12.5669 | -12.5669 | 3951.1821 | 29554.8423 |  | 0
1963-09-30 | 0 | 0 | 0 | 0 | -12.5669 | -12.5669 | 3938.6153 | 29460.8422 |  | 0
1963-10-01 | 0 | 0 | 0 | 0 | -12.5669 | -12.5669 | 3926.0484 | 29366.8421 |  | 0
1963-10-02 | 0 | 0 | 0 | 0 | -12.5669 | -12.5669 | 3913.4816 | 29272.842 |  | 0
1963-10-03 | 0 | 0 | 0 | 0 | -12.5669 | -12.5669 | 3900.9147 | 29178.8419 |  | 0
1963-10-04 | 0 | 0 | 0 | 0 | -12.5669 | -12.5669 | 3888.3478 | 29084.8418 |  | 0
1963-10-05 | 0 | 0 | 0 | 0 | -12.5669 | -12.5669 | 3875.781 | 28990.8417 |  | 0
1963-10-06 | 0 | 0 | 0 | 0 | -12.5669 | -12.5669 | 3863.2141 | 28896.8415 |  | 0
1963-10-07 | 0 | 0 | 0 | 0 | -12.5669 | -12.5669 | 3850.6473 | 28802.8414 |  | 0
1963-10-08 | 0 | 0 | 0 | 0 | -12.5669 | -12.5669 | 3838.0804 | 28708.8413 |  | 0 | 1
1963-10-09 | 0 | 0 | 0 | 0 | -12.5669 | -12.5669 | 3825.5135 | 28614.8412 |  | 0
1963-10-10 | 0 | 0 | 0 | 0 | -12.5669 | -12.5669 | 3812.9467 | 28520.8411 |  | 0
1963-10-11 | 0 | 0 | 0 | 0 | -12.5669 | -12.5669 | 3800.3798 | 28426.841 |  | 0
1963-10-12 | 0 | 0 | 0 | 0 | -12.5669 | -12.5669 | 3787.813 | 28332.8409 |  | 0
1963-10-13 | 0 | 0 | 0 | 0 | -12.5669 | -12.5669 | 3775.2461 | 28238.8408 |  | 0
1963-10-14 | 0 | 0 | 0 | 0 | -12.5669 | -12.5669 | 3762.6792 | 28144.8406 |  | 0
1963-10-15 | 0 | 0 | 0 | 0 | -12.5669 | -12.5669 | 3750.1124 | 28050.8405 |  | 0
1963-10-16 | 0 | 0 | 0 | 0 | -12.5669 | -12.5669 | 3737.5455 | 27956.8404 |  | 0
1963-10-17 | 0 | 0 | 0 | 0 | -12.5669 | -12.5669 | 3724.9787 | 27862.8403 |  | 0
1963-10-18 | 0 | 0 | 0 | 0 | -12.5669 | -12.5669 | 3712.4118 | 27768.8402 |  | 0
1963-10-19 | 0 | 0 | 0 | 0 | -12.5669 | -12.5669 | 3699.8449 | 27674.8401 |  | 0
1963-10-20 | 0.0033333 | 9.2 | 4.0107 | 4.0107 | -7.3776 | -7.3776 | 3692.4674 | 27619.656 |  | 0
1963-10-21 | 0.019167 | 52.9 | 4.0107 | 4.0107 | 36.3224 | 36.3224 | 3728.7898 | 27891.3479 |  | 0
1963-10-22 | 0 | 0 | 0 | 0 | -12.5669 | -12.5669 | 3716.223 | 27797.3477 |  | 0
1963-10-23 | 0.005 | 13.8 | 4.0107 | 4.0107 | -2.7776 | -2.7776 | 3713.4454 | 27776.5716 |  | 0
1963-10-24 | 0 | 0 | 0 | 0 | -12.5669 | -12.5669 | 3700.8785 | 27682.5715 |  | 0
1963-10-25 | 0 | 0 | 0 | 0 | -12.5669 | -12.5669 | 3688.3117 | 27588.5714 |  | 0
1963-10-26 | 0 | 0 | 0 | 0 | -12.5669 | -12.5669 | 3675.7448 | 27494.5713 |  | 0
1963-10-27 | 0 | 0 | 0 | 0 | -12.5669 | -12.5669 | 3663.178 | 27400.5712 |  | 0
1963-10-28 | 0 | 0 | 0 | 0 | -12.5669 | -12.5669 | 3650.6111 | 27306.5711 |  | 0
1963-10-29 | 0 | 0 | 0 | 0 | -12.5669 | -12.5669 | 3638.0442 | 27212.571 |  | 0
1963-10-30 | 0 | 0 | 0 | 0 | -12.5669 | -12.5669 | 3625.4774 | 27118.5708 |  | 0
1963-10-31 | 0.0033333 | 9.2 | 4.0107 | 4.0107 | -7.3776 | -7.3776 | 3618.0998 | 27063.3867 |  | 0
1963-11-01 | 0.015833 | 43.7 | 4.0107 | 4.0107 | 27.1224 | 27.1224 | 3645.2223 | 27266.2626 |  | 0
1963-11-02 | 0 | 0 | 0 | 0 | -12.5669 | -12.5669 | 3632.6554 | 27172.2625 |  | 0
1963-11-03 | 0 | 0 | 0 | 0 | -12.5669 | -12.5669 | 3620.0886 | 27078.2624 |  | 0
1963-11-04 | 0 | 0 | 0 | 0 | -12.5669 | -12.5669 | 3607.5217 | 26984.2623 |  | 0
1963-11-05 | 0 | 0 | 0 | 0 | -12.5669 | -12.5669 | 3594.9548 | 26890.2622 |  | 0
1963-11-06 | 0 | 0 | 0 | 0 | -12.5669 | -12.5669 | 3582.388 | 26796.262 |  | 0
1963-11-07 | 0 | 0 | 0 | 0 | -12.5669 | -12.5669 | 3569.8211 | 26702.2619 |  | 0
1963-11-08 | 0 | 0 | 0 | 0 | -12.5669 | -12.5669 | 3557.2543 | 26608.2618 |  | 0
1963-11-09 | 0 | 0 | 0 | 0 | -12.5669 | -12.5669 | 3544.6874 | 26514.2617 |  | 0
1963-11-10 | 0 | 0 | 0 | 0 | -12.5669 | -12.5669 | 3532.1205 | 26420.2616 |  | 0
1963-11-11 | 0 | 0 | 0 | 0 | -12.5669 | -12.5669 | 3519.5537 | 26326.2615 |  | 0
1963-11-12 | 0 | 0 | 0 | 0 | -12.5669 | -12.5669 | 3506.9868 | 26232.2614 |  | 0
1963-11-13 | 0 | 0 | 0 | 0 | -12.5669 | -12.5669 | 3494.42 | 26138.2613 |  | 0
1963-11-14 | 0 | 0 | 0 | 0 | -12.5669 | -12.5669 | 3481.8531 | 26044.2611 |  | 0
1963-11-15 | 0 | 0 | 0 | 0 | -12.5669 | -12.5669 | 3469.2862 | 25950.261 |  | 0
1963-11-16 | 0 | 0 | 0 | 0 | -12.5669 | -12.5669 | 3456.7194 | 25856.2609 |  | 0
1963-11-17 | 0 | 0 | 0 | 0 | -12.5669 | -12.5669 | 3444.1525 | 25762.2608 |  | 0
1963-11-18 | 0 | 0 | 0 | 0 | -12.5669 | -12.5669 | 3431.5857 | 25668.2607 |  | 0
1963-11-19 | 0.14333 | 395.6 | 4.0107 | 4.0107 | 379.0224 | 379.0224 | 3810.6081 | 28503.3486 |  | 0
1963-11-20 | 0 | 0 | 0 | 0 | -12.5669 | -12.5669 | 3798.0412 | 28409.3485 |  | 0
1963-11-21 | 0 | 0 | 0 | 0 | -12.5669 | -12.5669 | 3785.4744 | 28315.3484 |  | 0
1963-11-22 | 0.051667 | 142.6 | 4.0107 | 4.0107 | 126.0224 | 126.0224 | 3911.4968 | 29257.9962 |  | 0
1963-11-23 | 0 | 0 | 0 | 0 | -12.5669 | -12.5669 | 3898.93 | 29163.9961 |  | 0
1963-11-24 | 0 | 0 | 0 | 0 | -12.5669 | -12.5669 | 3886.3631 | 29069.996 |  | 0
1963-11-25 | 0 | 0 | 0 | 0 | -12.5669 | -12.5669 | 3873.7962 | 28975.9959 |  | 0
1963-11-26 | 0 | 0 | 0 | 0 | -12.5669 | -12.5669 | 3861.2294 | 28881.9958 |  | 0
1963-11-27 | 0 | 0 | 0 | 0 | -12.5669 | -12.5669 | 3848.6625 | 28787.9957 |  | 0
1963-11-28 | 0 | 0 | 0 | 0 | -12.5669 | -12.5669 | 3836.0957 | 28693.9956 |  | 0
1963-11-29 | 0 | 0 | 0 | 0 | -12.5669 | -12.5669 | 3823.5288 | 28599.9955 |  | 0
1963-11-30 | 0 | 0 | 0 | 0 | -12.5669 | -12.5669 | 3810.9619 | 28505.9953 |  | 0
1963-12-01 | 0 | 0 | 0 | 0 | -12.5669 | -12.5669 | 3798.3951 | 28411.9952 |  | 0
1963-12-02 | 0 | 0 | 0 | 0 | -12.5669 | -12.5669 | 3785.8282 | 28317.9951 |  | 0
1963-12-03 | 0 | 0 | 0 | 0 | -12.5669 | -12.5669 | 3773.2614 | 28223.995 |  | 0
1963-12-04 | 0 | 0 | 0 | 0 | -12.5669 | -12.5669 | 3760.6945 | 28129.9949 |  | 0
1963-12-05 | 0 | 0 | 0 | 0 | -12.5669 | -12.5669 | 3748.1276 | 28035.9948 |  | 0
1963-12-06 | 0 | 0 | 0 | 0 | -12.5669 | -12.5669 | 3735.5608 | 27941.9947 |  | 0
1963-12-07 | 0 | 0 | 0 | 0 | -12.5669 | -12.5669 | 3722.9939 | 27847.9946 |  | 0
1963-12-08 | 0 | 0 | 0 | 0 | -12.5669 | -12.5669 | 3710.4271 | 27753.9944 |  | 0
1963-12-09 | 0 | 0 | 0 | 0 | -12.5669 | -12.5669 | 3697.8602 | 27659.9943 |  | 0
1963-12-10 | 0.048333 | 133.4 | 4.0107 | 4.0107 | 116.8224 | 116.8224 | 3814.6826 | 28533.8262 |  | 0
1963-12-11 | 0.011667 | 32.2 | 4.0107 | 4.0107 | 15.6224 | 15.6224 | 3830.3051 | 28650.6821 |  | 0
1963-12-12 | 0 | 0 | 0 | 0 | -12.5669 | -12.5669 | 3817.7382 | 28556.682 |  | 0
1963-12-13 | 0 | 0 | 0 | 0 | -12.5669 | -12.5669 | 3805.1714 | 28462.6819 |  | 0
1963-12-14 | 0 | 0 | 0 | 0 | -12.5669 | -12.5669 | 3792.6045 | 28368.6818 |  | 0
1963-12-15 | 0 | 0 | 0 | 0 | -12.5669 | -12.5669 | 3780.0377 | 28274.6816 |  | 0
1963-12-16 | 0 | 0 | 0 | 0 | -12.5669 | -12.5669 | 3767.4708 | 28180.6815 |  | 0
1963-12-17 | 0 | 0 | 0 | 0 | -12.5669 | -12.5669 | 3754.9039 | 28086.6814 |  | 0
1963-12-18 | 0 | 0 | 0 | 0 | -12.5669 | -12.5669 | 3742.3371 | 27992.6813 |  | 0
1963-12-19 | 0 | 0 | 0 | 0 | -12.5669 | -12.5669 | 3729.7702 | 27898.6812 |  | 0
1963-12-20 | 0.0016667 | 4.6 | 4.0107 | 4.0107 | -11.9776 | -11.9776 | 3717.7927 | 27809.0891 |  | 0
1963-12-21 | 0.0016667 | 4.6 | 4.0107 | 4.0107 | -11.9776 | -11.9776 | 3705.8151 | 27719.497 |  | 0
1963-12-22 | 0.0025 | 6.9 | 4.0107 | 4.0107 | -9.6776 | -9.6776 | 3696.1375 | 27647.1089 |  | 0
1963-12-23 | 0 | 0 | 0 | 0 | -12.5669 | -12.5669 | 3683.5707 | 27553.1087 |  | 0
1963-12-24 | 0 | 0 | 0 | 0 | -12.5669 | -12.5669 | 3671.0038 | 27459.1086 |  | 0
1963-12-25 | 0 | 0 | 0 | 0 | -12.5669 | -12.5669 | 3658.437 | 27365.1085 |  | 0
1963-12-26 | 0 | 0 | 0 | 0 | -12.5669 | -12.5669 | 3645.8701 | 27271.1084 |  | 0
1963-12-27 | 0 | 0 | 0 | 0 | -12.5669 | -12.5669 | 3633.3032 | 27177.1083 |  | 0
1963-12-28 | 0 | 0 | 0 | 0 | -12.5669 | -12.5669 | 3620.7364 | 27083.1082 |  | 0
1963-12-29 | 0.005 | 13.8 | 4.0107 | 4.0107 | -2.7776 | -2.7776 | 3617.9588 | 27062.3321 |  | 0
1963-12-30 | 0.0033333 | 9.2 | 4.0107 | 4.0107 | -7.3776 | -7.3776 | 3610.5813 | 27007.148 |  | 0
1963-12-31 | 0 | 0 | 0 | 0 | -12.5669 | -12.5669 | 3598.0144 | 26913.1478 |  | 0
1964-01-01 | 0 | 0 | 0 | 0 | -12.5669 | -12.5669 | 3585.4476 | 26819.1477 |  | 0
1964-01-02 | 0 | 0 | 0 | 0 | -12.5669 | -12.5669 | 3572.8807 | 26725.1476 |  | 0
1964-01-03 | 0 | 0 | 0 | 0 | -12.5669 | -12.5669 | 3560.3138 | 26631.1475 |  | 0
1964-01-04 | 0 | 0 | 0 | 0 | -12.5669 | -12.5669 | 3547.747 | 26537.1474 |  | 0
1964-01-05 | 0 | 0 | 0 | 0 | -12.5669 | -12.5669 | 3535.1801 | 26443.1473 |  | 0
1964-01-06 | 0 | 0 | 0 | 0 | -12.5669 | -12.5669 | 3522.6133 | 26349.1472 |  | 0
1964-01-07 | 0 | 0 | 0 | 0 | -12.5669 | -12.5669 | 3510.0464 | 26255.1471 |  | 0
1964-01-08 | 0 | 0 | 0 | 0 | -12.5669 | -12.5669 | 3497.4795 | 26161.1469 |  | 0
1964-01-09 | 0 | 0 | 0 | 0 | -12.5669 | -12.5669 | 3484.9127 | 26067.1468 |  | 0
1964-01-10 | 0 | 0 | 0 | 0 | -12.5669 | -12.5669 | 3472.3458 | 25973.1467 |  | 0
1964-01-11 | 0 | 0 | 0 | 0 | -12.5669 | -12.5669 | 3459.779 | 25879.1466 |  | 0
1964-01-12 | 0 | 0 | 0 | 0 | -12.5669 | -12.5669 | 3447.2121 | 25785.1465 |  | 0
1964-01-13 | 0 | 0 | 0 | 0 | -12.5669 | -12.5669 | 3434.6452 | 25691.1464 |  | 0
1964-01-14 | 0 | 0 | 0 | 0 | -12.5669 | -12.5669 | 3422.0784 | 25597.1463 |  | 0
1964-01-15 | 0.0066667 | 18.4 | 4.0107 | 4.0107 | 1.8224 | 1.8224 | 3423.9008 | 25610.7782 |  | 0
1964-01-16 | 0 | 0 | 0 | 0 | -12.5669 | -12.5669 | 3411.334 | 25516.778 |  | 0
1964-01-17 | 0 | 0 | 0 | 0 | -12.5669 | -12.5669 | 3398.7671 | 25422.7779 |  | 0
1964-01-18 | 0 | 0 | 0 | 0 | -12.5669 | -12.5669 | 3386.2002 | 25328.7778 |  | 0
1964-01-19 | 0 | 0 | 0 | 0 | -12.5669 | -12.5669 | 3373.6334 | 25234.7777 |  | 0
1964-01-20 | 0 | 0 | 0 | 0 | -12.5669 | -12.5669 | 3361.0665 | 25140.7776 |  | 0
1964-01-21 | 0 | 0 | 0 | 0 | -12.5669 | -12.5669 | 3348.4997 | 25046.7775 |  | 0
1964-01-22 | 0 | 0 | 0 | 0 | -12.5669 | -12.5669 | 3335.9328 | 24952.7774 |  | 0
1964-01-23 | 0 | 0 | 0 | 0 | -12.5669 | -12.5669 | 3323.3659 | 24858.7772 |  | 0
1964-01-24 | 0 | 0 | 0 | 0 | -12.5669 | -12.5669 | 3310.7991 | 24764.7771 |  | 0
1964-01-25 | 0 | 0 | 0 | 0 | -12.5669 | -12.5669 | 3298.2322 | 24670.777 |  | 0
1964-01-26 | 0 | 0 | 0 | 0 | -12.5669 | -12.5669 | 3285.6654 | 24576.7769 |  | 0
1964-01-27 | 0 | 0 | 0 | 0 | -12.5669 | -12.5669 | 3273.0985 | 24482.7768 |  | 0
1964-01-28 | 0 | 0 | 0 | 0 | -12.5669 | -12.5669 | 3260.5316 | 24388.7767 |  | 0
1964-01-29 | 0.073333 | 202.4 | 4.0107 | 4.0107 | 185.8224 | 185.8224 | 3446.3541 | 25778.7286 |  | 0
1964-01-30 | 0.0325 | 89.7 | 4.0107 | 4.0107 | 73.1224 | 73.1224 | 3519.4765 | 26325.6845 |  | 0
1964-01-31 | 0 | 0 | 0 | 0 | -12.5669 | -12.5669 | 3506.9097 | 26231.6843 |  | 0
1964-02-01 | 0 | 0 | 0 | 0 | -12.5669 | -12.5669 | 3494.3428 | 26137.6842 |  | 0
1964-02-02 | 0 | 0 | 0 | 0 | -12.5669 | -12.5669 | 3481.776 | 26043.6841 |  | 0
1964-02-03 | 0.0475 | 131.1 | 4.0107 | 4.0107 | 114.5224 | 114.5224 | 3596.2984 | 26900.312 |  | 0
1964-02-04 | 0.0375 | 103.5 | 4.0107 | 4.0107 | 86.9224 | 86.9224 | 3683.2208 | 27550.4919 |  | 0
1964-02-05 | 0.02 | 55.2 | 4.0107 | 4.0107 | 38.6224 | 38.6224 | 3721.8433 | 27839.3878 |  | 0
1964-02-06 | 0 | 0 | 0 | 0 | -12.5669 | -12.5669 | 3709.2764 | 27745.3877 |  | 0
1964-02-07 | 0 | 0 | 0 | 0 | -12.5669 | -12.5669 | 3696.7096 | 27651.3876 |  | 0
1964-02-08 | 0 | 0 | 0 | 0 | -12.5669 | -12.5669 | 3684.1427 | 27557.3874 |  | 0
1964-02-09 | 0 | 0 | 0 | 0 | -12.5669 | -12.5669 | 3671.5758 | 27463.3873 |  | 0
1964-02-10 | 0 | 0 | 0 | 0 | -12.5669 | -12.5669 | 3659.009 | 27369.3872 |  | 0
1964-02-11 | 0 | 0 | 0 | 0 | -12.5669 | -12.5669 | 3646.4421 | 27275.3871 |  | 0
1964-02-12 | 0.0016667 | 4.6 | 4.0107 | 4.0107 | -11.9776 | -11.9776 | 3634.4646 | 27185.795 |  | 0
1964-02-13 | 0 | 0 | 0 | 0 | -12.5669 | -12.5669 | 3621.8977 | 27091.7949 |  | 0
1964-02-14 | 0.0016667 | 4.6 | 4.0107 | 4.0107 | -11.9776 | -11.9776 | 3609.9202 | 27002.2028 |  | 0
1964-02-15 | 0 | 0 | 0 | 0 | -12.5669 | -12.5669 | 3597.3533 | 26908.2027 |  | 0
1964-02-16 | 0 | 0 | 0 | 0 | -12.5669 | -12.5669 | 3584.7864 | 26814.2025 |  | 0
1964-02-17 | 0 | 0 | 0 | 0 | -12.5669 | -12.5669 | 3572.2196 | 26720.2024 |  | 0
1964-02-18 | 0 | 0 | 0 | 0 | -12.5669 | -12.5669 | 3559.6527 | 26626.2023 |  | 0
1964-02-19 | 0 | 0 | 0 | 0 | -12.5669 | -12.5669 | 3547.0859 | 26532.2022 |  | 0
1964-02-20 | 0 | 0 | 0 | 0 | -12.5669 | -12.5669 | 3534.519 | 26438.2021 |  | 0
1964-02-21 | 0 | 0 | 0 | 0 | -12.5669 | -12.5669 | 3521.9521 | 26344.202 |  | 0
1964-02-22 | 0 | 0 | 0 | 0 | -12.5669 | -12.5669 | 3509.3853 | 26250.2019 |  | 0
1964-02-23 | 0 | 0 | 0 | 0 | -12.5669 | -12.5669 | 3496.8184 | 26156.2018 |  | 0
1964-02-24 | 0 | 0 | 0 | 0 | -12.5669 | -12.5669 | 3484.2516 | 26062.2016 |  | 0
1964-02-25 | 0 | 0 | 0 | 0 | -12.5669 | -12.5669 | 3471.6847 | 25968.2015 |  | 0
1964-02-26 | 0 | 0 | 0 | 0 | -12.5669 | -12.5669 | 3459.1178 | 25874.2014 |  | 0
1964-02-27 | 0 | 0 | 0 | 0 | -12.5669 | -12.5669 | 3446.551 | 25780.2013 |  | 0
1964-02-28 | 0 | 0 | 0 | 0 | -12.5669 | -12.5669 | 3433.9841 | 25686.2012 |  | 0
1964-02-29 | 0 | 0 | 0 | 0 | -12.5669 | -12.5669 | 3421.4173 | 25592.2011 |  | 0
1964-03-01 | 0 | 0 | 0 | 0 | -12.5669 | -12.5669 | 3408.8504 | 25498.201 |  | 0
1964-03-02 | 0 | 0 | 0 | 0 | -12.5669 | -12.5669 | 3396.2835 | 25404.2009 |  | 0
1964-03-03 | 0 | 0 | 0 | 0 | -12.5669 | -12.5669 | 3383.7167 | 25310.2007 |  | 0
1964-03-04 | 0 | 0 | 0 | 0 | -12.5669 | -12.5669 | 3371.1498 | 25216.2006 |  | 0
1964-03-05 | 0 | 0 | 0 | 0 | -12.5669 | -12.5669 | 3358.583 | 25122.2005 |  | 0
1964-03-06 | 0 | 0 | 0 | 0 | -12.5669 | -12.5669 | 3346.0161 | 25028.2004 |  | 0
1964-03-07 | 0 | 0 | 0 | 0 | -12.5669 | -12.5669 | 3333.4492 | 24934.2003 |  | 0
1964-03-08 | 0.066667 | 184 | 4.0107 | 4.0107 | 167.4224 | 167.4224 | 3500.8717 | 26186.5202 |  | 0
1964-03-09 | 0.0033333 | 9.2 | 4.0107 | 4.0107 | -7.3776 | -7.3776 | 3493.4941 | 26131.3361 |  | 0
1964-03-10 | 0 | 0 | 0 | 0 | -12.5669 | -12.5669 | 3480.9273 | 26037.3359 |  | 0
1964-03-11 | 0 | 0 | 0 | 0 | -12.5669 | -12.5669 | 3468.3604 | 25943.3358 |  | 0
1964-03-12 | 0 | 0 | 0 | 0 | -12.5669 | -12.5669 | 3455.7935 | 25849.3357 |  | 0
1964-03-13 | 0 | 0 | 0 | 0 | -12.5669 | -12.5669 | 3443.2267 | 25755.3356 |  | 0
1964-03-14 | 0 | 0 | 0 | 0 | -12.5669 | -12.5669 | 3430.6598 | 25661.3355 |  | 0
1964-03-15 | 0 | 0 | 0 | 0 | -12.5669 | -12.5669 | 3418.093 | 25567.3354 |  | 0
1964-03-16 | 0 | 0 | 0 | 0 | -12.5669 | -12.5669 | 3405.5261 | 25473.3353 |  | 0
1964-03-17 | 0 | 0 | 0 | 0 | -12.5669 | -12.5669 | 3392.9592 | 25379.3352 |  | 0
1964-03-18 | 0.035 | 96.6 | 4.0107 | 4.0107 | 80.0224 | 80.0224 | 3472.9817 | 25977.903 |  | 0
1964-03-19 | 0.0016667 | 4.6 | 4.0107 | 4.0107 | -11.9776 | -11.9776 | 3461.0041 | 25888.3109 |  | 0
1964-03-20 | 0 | 0 | 0 | 0 | -12.5669 | -12.5669 | 3448.4373 | 25794.3108 |  | 0
1964-03-21 | 0 | 0 | 0 | 0 | -12.5669 | -12.5669 | 3435.8704 | 25700.3107 |  | 0
1964-03-22 | 0 | 0 | 0 | 0 | -12.5669 | -12.5669 | 3423.3036 | 25606.3106 |  | 0
1964-03-23 | 0 | 0 | 0 | 0 | -12.5669 | -12.5669 | 3410.7367 | 25512.3105 |  | 0
1964-03-24 | 0 | 0 | 0 | 0 | -12.5669 | -12.5669 | 3398.1698 | 25418.3104 |  | 0
1964-03-25 | 0 | 0 | 0 | 0 | -12.5669 | -12.5669 | 3385.603 | 25324.3103 |  | 0
1964-03-26 | 0 | 0 | 0 | 0 | -12.5669 | -12.5669 | 3373.0361 | 25230.3101 |  | 0
1964-03-27 | 0 | 0 | 0 | 0 | -12.5669 | -12.5669 | 3360.4693 | 25136.31 |  | 0
1964-03-28 | 0 | 0 | 0 | 0 | -12.5669 | -12.5669 | 3347.9024 | 25042.3099 |  | 0
1964-03-29 | 0 | 0 | 0 | 0 | -12.5669 | -12.5669 | 3335.3355 | 24948.3098 |  | 0
1964-03-30 | 0.0033333 | 9.2 | 4.0107 | 4.0107 | -7.3776 | -7.3776 | 3327.958 | 24893.1257 |  | 0
1964-03-31 | 0 | 0 | 0 | 0 | -12.5669 | -12.5669 | 3315.3911 | 24799.1256 |  | 0
1964-04-01 | 0 | 0 | 0 | 0 | -12.5669 | -12.5669 | 3302.8243 | 24705.1255 |  | 0
1964-04-02 | 0 | 0 | 0 | 0 | -12.5669 | -12.5669 | 3290.2574 | 24611.1254 |  | 0
1964-04-03 | 0 | 0 | 0 | 0 | -12.5669 | -12.5669 | 3277.6905 | 24517.1252 |  | 0
1964-04-04 | 0.044167 | 121.9 | 4.0107 | 4.0107 | 105.3224 | 105.3224 | 3383.013 | 25304.9371 |  | 0
1964-04-05 | 0.0016667 | 4.6 | 4.0107 | 4.0107 | -11.9776 | -11.9776 | 3371.0354 | 25215.345 |  | 0
1964-04-06 | 0 | 0 | 0 | 0 | -12.5669 | -12.5669 | 3358.4686 | 25121.3449 |  | 0
1964-04-07 | 0 | 0 | 0 | 0 | -12.5669 | -12.5669 | 3345.9017 | 25027.3448 |  | 0
1964-04-08 | 0 | 0 | 0 | 0 | -12.5669 | -12.5669 | 3333.3348 | 24933.3447 |  | 0
1964-04-09 | 0 | 0 | 0 | 0 | -12.5669 | -12.5669 | 3320.768 | 24839.3446 |  | 0
1964-04-10 | 0 | 0 | 0 | 0 | -12.5669 | -12.5669 | 3308.2011 | 24745.3445 |  | 0
1964-04-11 | 0 | 0 | 0 | 0 | -12.5669 | -12.5669 | 3295.6343 | 24651.3443 |  | 0
1964-04-12 | 0 | 0 | 0 | 0 | -12.5669 | -12.5669 | 3283.0674 | 24557.3442 |  | 0
1964-04-13 | 0 | 0 | 0 | 0 | -12.5669 | -12.5669 | 3270.5005 | 24463.3441 |  | 0
1964-04-14 | 0 | 0 | 0 | 0 | -12.5669 | -12.5669 | 3257.9337 | 24369.344 |  | 0
1964-04-15 | 0 | 0 | 0 | 0 | -12.5669 | -12.5669 | 3245.3668 | 24275.3439 |  | 0
1964-04-16 | 0 | 0 | 0 | 0 | -12.5669 | -12.5669 | 3232.8 | 24181.3438 |  | 0
1964-04-17 | 0 | 0 | 0 | 0 | -12.5669 | -12.5669 | 3220.2331 | 24087.3437 |  | 0
1964-04-18 | 0 | 0 | 0 | 0 | -12.5669 | -12.5669 | 3207.6662 | 23993.3435 |  | 0
1964-04-19 | 0 | 0 | 0 | 0 | -12.5669 | -12.5669 | 3195.0994 | 23899.3434 |  | 0
1964-04-20 | 0.0033333 | 9.2 | 4.0107 | 4.0107 | -7.3776 | -7.3776 | 3187.7218 | 23844.1593 |  | 0
1964-04-21 | 0 | 0 | 0 | 0 | -12.5669 | -12.5669 | 3175.155 | 23750.1592 |  | 0
1964-04-22 | 0.00083333 | 2.3 | 4.0107 | 2.3 | -12.5669 | -12.5669 | 3162.5881 | 23656.1591 |  | 0
1964-04-23 | 0.0041667 | 11.5 | 4.0107 | 4.0107 | -5.0776 | -5.0776 | 3157.5106 | 23618.179 |  | 0
1964-04-24 | 0.17 | 469.2 | 4.0107 | 4.0107 | 452.6224 | 452.6224 | 3610.133 | 27003.7949 |  | 0
1964-04-25 | 0.0091667 | 25.3 | 4.0107 | 4.0107 | 8.7224 | 8.7224 | 3618.8554 | 27069.0388 |  | 0
1964-04-26 | 0.035 | 96.6 | 4.0107 | 4.0107 | 80.0224 | 80.0224 | 3698.8779 | 27667.6066 |  | 0
1964-04-27 | 0 | 0 | 0 | 0 | -12.5669 | -12.5669 | 3686.311 | 27573.6065 |  | 0
1964-04-28 | 0 | 0 | 0 | 0 | -12.5669 | -12.5669 | 3673.7442 | 27479.6064 |  | 0
1964-04-29 | 0 | 0 | 0 | 0 | -12.5669 | -12.5669 | 3661.1773 | 27385.6063 |  | 0
1964-04-30 | 0 | 0 | 0 | 0 | -12.5669 | -12.5669 | 3648.6105 | 27291.6062 |  | 0
1964-05-01 | 0 | 0 | 0 | 0 | -12.5669 | -12.5669 | 3636.0436 | 27197.6061 |  | 0
1964-05-02 | 0 | 0 | 0 | 0 | -12.5669 | -12.5669 | 3623.4767 | 27103.606 |  | 0
1964-05-03 | 0 | 0 | 0 | 0 | -12.5669 | -12.5669 | 3610.9099 | 27009.6059 |  | 0
1964-05-04 | 0 | 0 | 0 | 0 | -12.5669 | -12.5669 | 3598.343 | 26915.6057 |  | 0
1964-05-05 | 0 | 0 | 0 | 0 | -12.5669 | -12.5669 | 3585.7762 | 26821.6056 |  | 0
1964-05-06 | 0.021667 | 59.8 | 4.0107 | 4.0107 | 43.2224 | 43.2224 | 3628.9986 | 27144.9095 |  | 0
1964-05-07 | 0.034167 | 94.3 | 4.0107 | 4.0107 | 77.7224 | 77.7224 | 3706.721 | 27726.2734 |  | 0
1964-05-08 | 0.035833 | 98.9 | 4.0107 | 4.0107 | 82.3224 | 82.3224 | 3789.0435 | 28342.0453 |  | 0
1964-05-09 | 0 | 0 | 0 | 0 | -12.5669 | -12.5669 | 3776.4766 | 28248.0452 |  | 0
1964-05-10 | 0.016667 | 46 | 4.0107 | 4.0107 | 29.4224 | 29.4224 | 3805.8991 | 28468.1251 |  | 0
1964-05-11 | 0 | 0 | 0 | 0 | -12.5669 | -12.5669 | 3793.3322 | 28374.125 |  | 0
1964-05-12 | 0.060833 | 167.9 | 4.0107 | 4.0107 | 151.3224 | 151.3224 | 3944.6547 | 29506.0168 |  | 0
1964-05-13 | 0 | 0 | 0 | 0 | -12.5669 | -12.5669 | 3932.0878 | 29412.0167 |  | 0
1964-05-14 | 0.0016667 | 4.6 | 4.0107 | 4.0107 | -11.9776 | -11.9776 | 3920.1102 | 29322.4246 |  | 0
1964-05-15 | 0.068333 | 188.6 | 4.0107 | 4.0107 | 172.0224 | 172.0224 | 3997.8631 | 29904.0163 |  | 81.7027
1964-05-16 | 0 | 0 | 0 | 0 | -12.5669 | -12.5669 | 3985.2963 | 29810.0162 |  | 0
1964-05-17 | 0 | 0 | 0 | 0 | -12.5669 | -12.5669 | 3972.7294 | 29716.0161 |  | 0
1964-05-18 | 0 | 0 | 0 | 0 | -12.5669 | -12.5669 | 3960.1626 | 29622.0159 |  | 0
1964-05-19 | 0 | 0 | 0 | 0 | -12.5669 | -12.5669 | 3947.5957 | 29528.0158 |  | 0
1964-05-20 | 0 | 0 | 0 | 0 | -12.5669 | -12.5669 | 3935.0288 | 29434.0157 |  | 0
1964-05-21 | 0 | 0 | 0 | 0 | -12.5669 | -12.5669 | 3922.462 | 29340.0156 |  | 0
1964-05-22 | 0 | 0 | 0 | 0 | -12.5669 | -12.5669 | 3909.8951 | 29246.0155 |  | 0
1964-05-23 | 0 | 0 | 0 | 0 | -12.5669 | -12.5669 | 3897.3283 | 29152.0154 |  | 0
1964-05-24 | 0 | 0 | 0 | 0 | -12.5669 | -12.5669 | 3884.7614 | 29058.0153 |  | 0
1964-05-25 | 0 | 0 | 0 | 0 | -12.5669 | -12.5669 | 3872.1945 | 28964.0152 |  | 0
1964-05-26 | 0 | 0 | 0 | 0 | -12.5669 | -12.5669 | 3859.6277 | 28870.015 |  | 0
1964-05-27 | 0 | 0 | 0 | 0 | -12.5669 | -12.5669 | 3847.0608 | 28776.0149 |  | 0
1964-05-28 | 0.066667 | 184 | 4.0107 | 4.0107 | 167.4224 | 167.4224 | 3997.8631 | 29904.0163 |  | 4.0533
1964-05-29 | 0.23 | 634.8 | 4.0107 | 4.0107 | 618.2224 | 618.2224 | 3997.8631 | 29904.0163 |  | 605.6556
1964-05-30 | 0.16167 | 446.2 | 4.0107 | 4.0107 | 429.6224 | 429.6224 | 3997.8631 | 29904.0163 |  | 417.0556
1964-05-31 | 0.005 | 13.8 | 4.0107 | 4.0107 | -2.7776 | -2.7776 | 3995.0856 | 29883.2402 |  | 0
1964-06-01 | 0 | 0 | 0 | 0 | -12.5669 | -12.5669 | 3982.5187 | 29789.2401 |  | 0
1964-06-02 | 0 | 0 | 0 | 0 | -12.5669 | -12.5669 | 3969.9519 | 29695.2399 |  | 0
1964-06-03 | 0 | 0 | 0 | 0 | -12.5669 | -12.5669 | 3957.385 | 29601.2398 |  | 0
1964-06-04 | 0 | 0 | 0 | 0 | -12.5669 | -12.5669 | 3944.8181 | 29507.2397 |  | 0
1964-06-05 | 0 | 0 | 0 | 0 | -12.5669 | -12.5669 | 3932.2513 | 29413.2396 |  | 0
1964-06-06 | 0 | 0 | 0 | 0 | -12.5669 | -12.5669 | 3919.6844 | 29319.2395 |  | 0
1964-06-07 | 0 | 0 | 0 | 0 | -12.5669 | -12.5669 | 3907.1176 | 29225.2394 |  | 0
1964-06-08 | 0 | 0 | 0 | 0 | -12.5669 | -12.5669 | 3894.5507 | 29131.2393 |  | 0
1964-06-09 | 0 | 0 | 0 | 0 | -12.5669 | -12.5669 | 3881.9838 | 29037.2392 |  | 0
1964-06-10 | 0 | 0 | 0 | 0 | -12.5669 | -12.5669 | 3869.417 | 28943.239 |  | 0
1964-06-11 | 0 | 0 | 0 | 0 | -12.5669 | -12.5669 | 3856.8501 | 28849.2389 |  | 0
1964-06-12 | 0.093333 | 257.6 | 4.0107 | 4.0107 | 241.0224 | 241.0224 | 3997.8631 | 29904.0163 |  | 87.4426
1964-06-13 | 0.066667 | 184 | 4.0107 | 4.0107 | 167.4224 | 167.4224 | 3997.8631 | 29904.0163 |  | 154.8556
1964-06-14 | 0 | 0 | 0 | 0 | -12.5669 | -12.5669 | 3985.2963 | 29810.0162 |  | 0
1964-06-15 | 0 | 0 | 0 | 0 | -12.5669 | -12.5669 | 3972.7294 | 29716.0161 |  | 0
1964-06-16 | 0 | 0 | 0 | 0 | -12.5669 | -12.5669 | 3960.1626 | 29622.0159 |  | 0
1964-06-17 | 0 | 0 | 0 | 0 | -12.5669 | -12.5669 | 3947.5957 | 29528.0158 |  | 0
1964-06-18 | 0 | 0 | 0 | 0 | -12.5669 | -12.5669 | 3935.0288 | 29434.0157 |  | 0
1964-06-19 | 0 | 0 | 0 | 0 | -12.5669 | -12.5669 | 3922.462 | 29340.0156 |  | 0
1964-06-20 | 0 | 0 | 0 | 0 | -12.5669 | -12.5669 | 3909.8951 | 29246.0155 |  | 0
1964-06-21 | 0 | 0 | 0 | 0 | -12.5669 | -12.5669 | 3897.3283 | 29152.0154 |  | 0
1964-06-22 | 0 | 0 | 0 | 0 | -12.5669 | -12.5669 | 3884.7614 | 29058.0153 |  | 0
1964-06-23 | 0.02 | 55.2 | 4.0107 | 4.0107 | 38.6224 | 38.6224 | 3923.3838 | 29346.9112 |  | 0
1964-06-24 | 0 | 0 | 0 | 0 | -12.5669 | -12.5669 | 3910.817 | 29252.911 |  | 0
1964-06-25 | 0 | 0 | 0 | 0 | -12.5669 | -12.5669 | 3898.2501 | 29158.9109 |  | 0
1964-06-26 | 0 | 0 | 0 | 0 | -12.5669 | -12.5669 | 3885.6833 | 29064.9108 |  | 0
1964-06-27 | 0 | 0 | 0 | 0 | -12.5669 | -12.5669 | 3873.1164 | 28970.9107 |  | 0
1964-06-28 | 0 | 0 | 0 | 0 | -12.5669 | -12.5669 | 3860.5495 | 28876.9106 |  | 0
1964-06-29 | 0 | 0 | 0 | 0 | -12.5669 | -12.5669 | 3847.9827 | 28782.9105 |  | 0
1964-06-30 | 0 | 0 | 0 | 0 | -12.5669 | -12.5669 | 3835.4158 | 28688.9104 |  | 0
1964-07-01 | 0 | 0 | 0 | 0 | -12.5669 | -12.5669 | 3822.849 | 28594.9103 |  | 0
1964-07-02 | 0 | 0 | 0 | 0 | -12.5669 | -12.5669 | 3810.2821 | 28500.9101 |  | 0
1964-07-03 | 0 | 0 | 0 | 0 | -12.5669 | -12.5669 | 3797.7152 | 28406.91 |  | 0
1964-07-04 | 0 | 0 | 0 | 0 | -12.5669 | -12.5669 | 3785.1484 | 28312.9099 |  | 0
1964-07-05 | 0 | 0 | 0 | 0 | -12.5669 | -12.5669 | 3772.5815 | 28218.9098 |  | 0
1964-07-06 | 0 | 0 | 0 | 0 | -12.5669 | -12.5669 | 3760.0147 | 28124.9097 |  | 0
1964-07-07 | 0 | 0 | 0 | 0 | -12.5669 | -12.5669 | 3747.4478 | 28030.9096 |  | 0
1964-07-08 | 0 | 0 | 0 | 0 | -12.5669 | -12.5669 | 3734.8809 | 27936.9095 |  | 0
1964-07-09 | 0 | 0 | 0 | 0 | -12.5669 | -12.5669 | 3722.3141 | 27842.9094 |  | 0
1964-07-10 | 0 | 0 | 0 | 0 | -12.5669 | -12.5669 | 3709.7472 | 27748.9092 |  | 0
1964-07-11 | 0 | 0 | 0 | 0 | -12.5669 | -12.5669 | 3697.1804 | 27654.9091 |  | 0
1964-07-12 | 0 | 0 | 0 | 0 | -12.5669 | -12.5669 | 3684.6135 | 27560.909 |  | 0
1964-07-13 | 0 | 0 | 0 | 0 | -12.5669 | -12.5669 | 3672.0466 | 27466.9089 |  | 0
1964-07-14 | 0 | 0 | 0 | 0 | -12.5669 | -12.5669 | 3659.4798 | 27372.9088 |  | 0
1964-07-15 | 0 | 0 | 0 | 0 | -12.5669 | -12.5669 | 3646.9129 | 27278.9087 |  | 0
1964-07-16 | 0 | 0 | 0 | 0 | -12.5669 | -12.5669 | 3634.3461 | 27184.9086 |  | 0
1964-07-17 | 0 | 0 | 0 | 0 | -12.5669 | -12.5669 | 3621.7792 | 27090.9085 |  | 0
1964-07-18 | 0 | 0 | 0 | 0 | -12.5669 | -12.5669 | 3609.2123 | 26996.9083 |  | 0
1964-07-19 | 0 | 0 | 0 | 0 | -12.5669 | -12.5669 | 3596.6455 | 26902.9082 |  | 0
1964-07-20 | 0 | 0 | 0 | 0 | -12.5669 | -12.5669 | 3584.0786 | 26808.9081 |  | 0
1964-07-21 | 0 | 0 | 0 | 0 | -12.5669 | -12.5669 | 3571.5118 | 26714.908 |  | 0
1964-07-22 | 0 | 0 | 0 | 0 | -12.5669 | -12.5669 | 3558.9449 | 26620.9079 |  | 0
1964-07-23 | 0 | 0 | 0 | 0 | -12.5669 | -12.5669 | 3546.378 | 26526.9078 |  | 0
1964-07-24 | 0 | 0 | 0 | 0 | -12.5669 | -12.5669 | 3533.8112 | 26432.9077 |  | 0
1964-07-25 | 0.005 | 13.8 | 4.0107 | 4.0107 | -2.7776 | -2.7776 | 3531.0336 | 26412.1315 |  | 0
1964-07-26 | 0 | 0 | 0 | 0 | -12.5669 | -12.5669 | 3518.4668 | 26318.1314 |  | 0
1964-07-27 | 0 | 0 | 0 | 0 | -12.5669 | -12.5669 | 3505.8999 | 26224.1313 |  | 0
1964-07-28 | 0.00083333 | 2.3 | 4.0107 | 2.3 | -12.5669 | -12.5669 | 3493.333 | 26130.1312 |  | 0
1964-07-29 | 0.025833 | 71.3 | 4.0107 | 4.0107 | 54.7224 | 54.7224 | 3548.0555 | 26539.4551 |  | 0
1964-07-30 | 0 | 0 | 0 | 0 | -12.5669 | -12.5669 | 3535.4886 | 26445.455 |  | 0
1964-07-31 | 0 | 0 | 0 | 0 | -12.5669 | -12.5669 | 3522.9218 | 26351.4549 |  | 0
1964-08-01 | 0 | 0 | 0 | 0 | -12.5669 | -12.5669 | 3510.3549 | 26257.4548 |  | 0
1964-08-02 | 0 | 0 | 0 | 0 | -12.5669 | -12.5669 | 3497.7881 | 26163.4546 |  | 0
1964-08-03 | 0 | 0 | 0 | 0 | -12.5669 | -12.5669 | 3485.2212 | 26069.4545 |  | 0
1964-08-04 | 0 | 0 | 0 | 0 | -12.5669 | -12.5669 | 3472.6543 | 25975.4544 |  | 0
1964-08-05 | 0 | 0 | 0 | 0 | -12.5669 | -12.5669 | 3460.0875 | 25881.4543 |  | 0
1964-08-06 | 0 | 0 | 0 | 0 | -12.5669 | -12.5669 | 3447.5206 | 25787.4542 |  | 0
1964-08-07 | 0 | 0 | 0 | 0 | -12.5669 | -12.5669 | 3434.9538 | 25693.4541 |  | 0
1964-08-08 | 0.06 | 165.6 | 4.0107 | 4.0107 | 149.0224 | 149.0224 | 3583.9762 | 26808.142 |  | 0
1964-08-09 | 0 | 0 | 0 | 0 | -12.5669 | -12.5669 | 3571.4093 | 26714.1419 |  | 0
1964-08-10 | 0 | 0 | 0 | 0 | -12.5669 | -12.5669 | 3558.8425 | 26620.1417 |  | 0
1964-08-11 | 0 | 0 | 0 | 0 | -12.5669 | -12.5669 | 3546.2756 | 26526.1416 |  | 0
1964-08-12 | 0 | 0 | 0 | 0 | -12.5669 | -12.5669 | 3533.7088 | 26432.1415 |  | 0
1964-08-13 | 0 | 0 | 0 | 0 | -12.5669 | -12.5669 | 3521.1419 | 26338.1414 |  | 0
1964-08-14 | 0 | 0 | 0 | 0 | -12.5669 | -12.5669 | 3508.575 | 26244.1413 |  | 0
1964-08-15 | 0.090833 | 250.7 | 4.0107 | 4.0107 | 234.1224 | 234.1224 | 3742.6975 | 27995.3772 |  | 0
1964-08-16 | 0 | 0 | 0 | 0 | -12.5669 | -12.5669 | 3730.1306 | 27901.3771 |  | 0
1964-08-17 | 0 | 0 | 0 | 0 | -12.5669 | -12.5669 | 3717.5638 | 27807.377 |  | 0
1964-08-18 | 0.13333 | 368 | 4.0107 | 4.0107 | 351.4224 | 351.4224 | 3997.8631 | 29904.0163 |  | 58.5562
1964-08-19 | 0 | 0 | 0 | 0 | -12.5669 | -12.5669 | 3985.2963 | 29810.0162 |  | 0
1964-08-20 | 0 | 0 | 0 | 0 | -12.5669 | -12.5669 | 3972.7294 | 29716.0161 |  | 0
1964-08-21 | 0 | 0 | 0 | 0 | -12.5669 | -12.5669 | 3960.1626 | 29622.0159 |  | 0
1964-08-22 | 0 | 0 | 0 | 0 | -12.5669 | -12.5669 | 3947.5957 | 29528.0158 |  | 0
1964-08-23 | 0 | 0 | 0 | 0 | -12.5669 | -12.5669 | 3935.0288 | 29434.0157 |  | 0
1964-08-24 | 0 | 0 | 0 | 0 | -12.5669 | -12.5669 | 3922.462 | 29340.0156 |  | 0
1964-08-25 | 0 | 0 | 0 | 0 | -12.5669 | -12.5669 | 3909.8951 | 29246.0155 |  | 0
1964-08-26 | 0 | 0 | 0 | 0 | -12.5669 | -12.5669 | 3897.3283 | 29152.0154 |  | 0
1964-08-27 | 0 | 0 | 0 | 0 | -12.5669 | -12.5669 | 3884.7614 | 29058.0153 |  | 0
1964-08-28 | 0 | 0 | 0 | 0 | -12.5669 | -12.5669 | 3872.1945 | 28964.0152 |  | 0
1964-08-29 | 0.0275 | 75.9 | 4.0107 | 4.0107 | 59.3224 | 59.3224 | 3931.517 | 29407.747 |  | 0
1964-08-30 | 0 | 0 | 0 | 0 | -12.5669 | -12.5669 | 3918.9501 | 29313.7469 |  | 0
1964-08-31 | 0 | 0 | 0 | 0 | -12.5669 | -12.5669 | 3906.3833 | 29219.7468 |  | 0
1964-09-01 | 0 | 0 | 0 | 0 | -12.5669 | -12.5669 | 3893.8164 | 29125.7467 |  | 0
1964-09-02 | 0 | 0 | 0 | 0 | -12.5669 | -12.5669 | 3881.2495 | 29031.7466 |  | 0
1964-09-03 | 0 | 0 | 0 | 0 | -12.5669 | -12.5669 | 3868.6827 | 28937.7465 |  | 0
1964-09-04 | 0 | 0 | 0 | 0 | -12.5669 | -12.5669 | 3856.1158 | 28843.7464 |  | 0
1964-09-05 | 0 | 0 | 0 | 0 | -12.5669 | -12.5669 | 3843.549 | 28749.7463 |  | 0
1964-09-06 | 0 | 0 | 0 | 0 | -12.5669 | -12.5669 | 3830.9821 | 28655.7461 |  | 0
1964-09-07 | 0 | 0 | 0 | 0 | -12.5669 | -12.5669 | 3818.4152 | 28561.746 |  | 0
1964-09-08 | 0 | 0 | 0 | 0 | -12.5669 | -12.5669 | 3805.8484 | 28467.7459 |  | 0
1964-09-09 | 0 | 0 | 0 | 0 | -12.5669 | -12.5669 | 3793.2815 | 28373.7458 |  | 0
1964-09-10 | 0 | 0 | 0 | 0 | -12.5669 | -12.5669 | 3780.7147 | 28279.7457 |  | 0
1964-09-11 | 0 | 0 | 0 | 0 | -12.5669 | -12.5669 | 3768.1478 | 28185.7456 |  | 0
1964-09-12 | 0.018333 | 50.6 | 4.0107 | 4.0107 | 34.0224 | 34.0224 | 3802.1702 | 28440.2335 |  | 0
1964-09-13 | 0 | 0 | 0 | 0 | -12.5669 | -12.5669 | 3789.6034 | 28346.2334 |  | 0
1964-09-14 | 0 | 0 | 0 | 0 | -12.5669 | -12.5669 | 3777.0365 | 28252.2332 |  | 0
1964-09-15 | 0.0825 | 227.7 | 4.0107 | 4.0107 | 211.1224 | 211.1224 | 3988.159 | 29831.4291 |  | 0
1964-09-16 | 0.14667 | 404.8 | 4.0107 | 4.0107 | 388.2224 | 388.2224 | 3997.8631 | 29904.0163 |  | 365.9514
1964-09-17 | 0 | 0 | 0 | 0 | -12.5669 | -12.5669 | 3985.2963 | 29810.0162 |  | 0
1964-09-18 | 0 | 0 | 0 | 0 | -12.5669 | -12.5669 | 3972.7294 | 29716.0161 |  | 0
1964-09-19 | 0 | 0 | 0 | 0 | -12.5669 | -12.5669 | 3960.1626 | 29622.0159 |  | 0
1964-09-20 | 0.00083333 | 2.3 | 4.0107 | 2.3 | -12.5669 | -12.5669 | 3947.5957 | 29528.0158 |  | 0
1964-09-21 | 0.01 | 27.6 | 4.0107 | 4.0107 | 11.0224 | 11.0224 | 3958.6181 | 29610.4637 |  | 0
1964-09-22 | 0.13667 | 377.2 | 4.0107 | 4.0107 | 360.6224 | 360.6224 | 3997.8631 | 29904.0163 |  | 308.8106
1964-09-23 | 0.0025 | 6.9 | 4.0107 | 4.0107 | -9.6776 | -9.6776 | 3988.1856 | 29831.6282 |  | 0
1964-09-24 | 0 | 0 | 0 | 0 | -12.5669 | -12.5669 | 3975.6187 | 29737.6281 |  | 0
1964-09-25 | 0 | 0 | 0 | 0 | -12.5669 | -12.5669 | 3963.0519 | 29643.6279 |  | 0
1964-09-26 | 0 | 0 | 0 | 0 | -12.5669 | -12.5669 | 3950.485 | 29549.6278 |  | 0
1964-09-27 | 0.12417 | 342.7 | 4.0107 | 4.0107 | 326.1224 | 326.1224 | 3997.8631 | 29904.0163 |  | 266.1774
1964-09-28 | 0 | 0 | 0 | 0 | -12.5669 | -12.5669 | 3985.2963 | 29810.0162 |  | 0
1964-09-29 | 0 | 0 | 0 | 0 | -12.5669 | -12.5669 | 3972.7294 | 29716.0161 |  | 0
1964-09-30 | 0 | 0 | 0 | 0 | -12.5669 | -12.5669 | 3960.1626 | 29622.0159 |  | 0
1964-10-01 | 0 | 0 | 0 | 0 | -12.5669 | -12.5669 | 3947.5957 | 29528.0158 |  | 0
1964-10-02 | 0 | 0 | 0 | 0 | -12.5669 | -12.5669 | 3935.0288 | 29434.0157 |  | 0
1964-10-03 | 0 | 0 | 0 | 0 | -12.5669 | -12.5669 | 3922.462 | 29340.0156 |  | 0
1964-10-04 | 0 | 0 | 0 | 0 | -12.5669 | -12.5669 | 3909.8951 | 29246.0155 |  | 0
1964-10-05 | 0 | 0 | 0 | 0 | -12.5669 | -12.5669 | 3897.3283 | 29152.0154 |  | 0
1964-10-06 | 0 | 0 | 0 | 0 | -12.5669 | -12.5669 | 3884.7614 | 29058.0153 |  | 0
1964-10-07 | 0 | 0 | 0 | 0 | -12.5669 | -12.5669 | 3872.1945 | 28964.0152 |  | 0
1964-10-08 | 0 | 0 | 0 | 0 | -12.5669 | -12.5669 | 3859.6277 | 28870.015 |  | 0
1964-10-09 | 0 | 0 | 0 | 0 | -12.5669 | -12.5669 | 3847.0608 | 28776.0149 |  | 0
1964-10-10 | 0 | 0 | 0 | 0 | -12.5669 | -12.5669 | 3834.494 | 28682.0148 |  | 0
1964-10-11 | 0 | 0 | 0 | 0 | -12.5669 | -12.5669 | 3821.9271 | 28588.0147 |  | 0
1964-10-12 | 0.0016667 | 4.6 | 4.0107 | 4.0107 | -11.9776 | -11.9776 | 3809.9495 | 28498.4226 |  | 0
1964-10-13 | 0 | 0 | 0 | 0 | -12.5669 | -12.5669 | 3797.3827 | 28404.4225 |  | 0
1964-10-14 | 0 | 0 | 0 | 0 | -12.5669 | -12.5669 | 3784.8158 | 28310.4224 |  | 0
1964-10-15 | 0 | 0 | 0 | 0 | -12.5669 | -12.5669 | 3772.249 | 28216.4223 |  | 0
1964-10-16 | 0 | 0 | 0 | 0 | -12.5669 | -12.5669 | 3759.6821 | 28122.4221 |  | 0
1964-10-17 | 0 | 0 | 0 | 0 | -12.5669 | -12.5669 | 3747.1152 | 28028.422 |  | 0
1964-10-18 | 0 | 0 | 0 | 0 | -12.5669 | -12.5669 | 3734.5484 | 27934.4219 |  | 0
1964-10-19 | 0 | 0 | 0 | 0 | -12.5669 | -12.5669 | 3721.9815 | 27840.4218 |  | 0
1964-10-20 | 0 | 0 | 0 | 0 | -12.5669 | -12.5669 | 3709.4147 | 27746.4217 |  | 0
1964-10-21 | 0 | 0 | 0 | 0 | -12.5669 | -12.5669 | 3696.8478 | 27652.4216 |  | 0
1964-10-22 | 0 | 0 | 0 | 0 | -12.5669 | -12.5669 | 3684.2809 | 27558.4215 |  | 0
1964-10-23 | 0 | 0 | 0 | 0 | -12.5669 | -12.5669 | 3671.7141 | 27464.4214 |  | 0
1964-10-24 | 0 | 0 | 0 | 0 | -12.5669 | -12.5669 | 3659.1472 | 27370.4212 |  | 0
1964-10-25 | 0.0275 | 75.9 | 4.0107 | 4.0107 | 59.3224 | 59.3224 | 3718.4697 | 27814.1531 |  | 0
1964-10-26 | 0 | 0 | 0 | 0 | -12.5669 | -12.5669 | 3705.9028 | 27720.153 |  | 0
1964-10-27 | 0 | 0 | 0 | 0 | -12.5669 | -12.5669 | 3693.3359 | 27626.1529 |  | 0
1964-10-28 | 0 | 0 | 0 | 0 | -12.5669 | -12.5669 | 3680.7691 | 27532.1528 |  | 0
1964-10-29 | 0 | 0 | 0 | 0 | -12.5669 | -12.5669 | 3668.2022 | 27438.1527 |  | 0
1964-10-30 | 0 | 0 | 0 | 0 | -12.5669 | -12.5669 | 3655.6354 | 27344.1526 |  | 0
1964-10-31 | 0 | 0 | 0 | 0 | -12.5669 | -12.5669 | 3643.0685 | 27250.1525 |  | 0
1964-11-01 | 0 | 0 | 0 | 0 | -12.5669 | -12.5669 | 3630.5016 | 27156.1523 |  | 0
1964-11-02 | 0 | 0 | 0 | 0 | -12.5669 | -12.5669 | 3617.9348 | 27062.1522 |  | 0
1964-11-03 | 0.035 | 96.6 | 4.0107 | 4.0107 | 80.0224 | 80.0224 | 3697.9572 | 27660.7201 |  | 0
1964-11-04 | 0.055 | 151.8 | 4.0107 | 4.0107 | 135.2224 | 135.2224 | 3833.1797 | 28672.184 |  | 0
1964-11-05 | 0.0066667 | 18.4 | 4.0107 | 4.0107 | 1.8224 | 1.8224 | 3835.0021 | 28685.8159 |  | 0
1964-11-06 | 0 | 0 | 0 | 0 | -12.5669 | -12.5669 | 3822.4353 | 28591.8158 |  | 0
1964-11-07 | 0 | 0 | 0 | 0 | -12.5669 | -12.5669 | 3809.8684 | 28497.8157 |  | 0
1964-11-08 | 0 | 0 | 0 | 0 | -12.5669 | -12.5669 | 3797.3015 | 28403.8155 |  | 0
1964-11-09 | 0 | 0 | 0 | 0 | -12.5669 | -12.5669 | 3784.7347 | 28309.8154 |  | 0
1964-11-10 | 0 | 0 | 0 | 0 | -12.5669 | -12.5669 | 3772.1678 | 28215.8153 |  | 0
1964-11-11 | 0 | 0 | 0 | 0 | -12.5669 | -12.5669 | 3759.601 | 28121.8152 |  | 0
1964-11-12 | 0 | 0 | 0 | 0 | -12.5669 | -12.5669 | 3747.0341 | 28027.8151 |  | 0
1964-11-13 | 0 | 0 | 0 | 0 | -12.5669 | -12.5669 | 3734.4672 | 27933.815 |  | 0
1964-11-14 | 0 | 0 | 0 | 0 | -12.5669 | -12.5669 | 3721.9004 | 27839.8149 |  | 0
1964-11-15 | 0.0025 | 6.9 | 4.0107 | 4.0107 | -9.6776 | -9.6776 | 3712.2228 | 27767.4268 |  | 0
1964-11-16 | 0.0025 | 6.9 | 4.0107 | 4.0107 | -9.6776 | -9.6776 | 3702.5453 | 27695.0386 |  | 0
1964-11-17 | 0.053333 | 147.2 | 4.0107 | 4.0107 | 130.6224 | 130.6224 | 3833.1677 | 28672.0945 |  | 0
1964-11-18 | 0.064167 | 177.1 | 4.0107 | 4.0107 | 160.5224 | 160.5224 | 3993.6902 | 29872.8024 |  | 0
1964-11-19 | 0.0091667 | 25.3 | 4.0107 | 4.0107 | 8.7224 | 8.7224 | 4002.4126 | 29938.0463 |  | 0
1964-11-20 | 0 | 0 | 0 | 0 | -12.5669 | -12.5669 | 3989.8457 | 29844.0462 |  | 0
1964-11-21 | 0 | 0 | 0 | 0 | -12.5669 | -12.5669 | 3977.2789 | 29750.0461 |  | 0
1964-11-22 | 0 | 0 | 0 | 0 | -12.5669 | -12.5669 | 3964.712 | 29656.046 |  | 0
1964-11-23 | 0 | 0 | 0 | 0 | -12.5669 | -12.5669 | 3952.1452 | 29562.0459 |  | 0
1964-11-24 | 0 | 0 | 0 | 0 | -12.5669 | -12.5669 | 3939.5783 | 29468.0457 |  | 0
1964-11-25 | 0 | 0 | 0 | 0 | -12.5669 | -12.5669 | 3927.0114 | 29374.0456 |  | 0
1964-11-26 | 0 | 0 | 0 | 0 | -12.5669 | -12.5669 | 3914.4446 | 29280.0455 |  | 0
1964-11-27 | 0 | 0 | 0 | 0 | -12.5669 | -12.5669 | 3901.8777 | 29186.0454 |  | 0
1964-11-28 | 0 | 0 | 0 | 0 | -12.5669 | -12.5669 | 3889.3109 | 29092.0453 |  | 0
1964-11-29 | 0 | 0 | 0 | 0 | -12.5669 | -12.5669 | 3876.744 | 28998.0452 |  | 0
1964-11-30 | 0 | 0 | 0 | 0 | -12.5669 | -12.5669 | 3864.1771 | 28904.0451 |  | 0
1964-12-01 | 0 | 0 | 0 | 0 | -12.5669 | -12.5669 | 3851.6103 | 28810.045 |  | 0
1964-12-02 | 0 | 0 | 0 | 0 | -12.5669 | -12.5669 | 3839.0434 | 28716.0448 |  | 0
1964-12-03 | 0 | 0 | 0 | 0 | -12.5669 | -12.5669 | 3826.4766 | 28622.0447 |  | 0
1964-12-04 | 0 | 0 | 0 | 0 | -12.5669 | -12.5669 | 3813.9097 | 28528.0446 |  | 0
1964-12-05 | 0 | 0 | 0 | 0 | -12.5669 | -12.5669 | 3801.3428 | 28434.0445 |  | 0
1964-12-06 | 0 | 0 | 0 | 0 | -12.5669 | -12.5669 | 3788.776 | 28340.0444 |  | 0
1964-12-07 | 0 | 0 | 0 | 0 | -12.5669 | -12.5669 | 3776.2091 | 28246.0443 |  | 0
1964-12-08 | 0 | 0 | 0 | 0 | -12.5669 | -12.5669 | 3763.6423 | 28152.0442 |  | 0
1964-12-09 | 0.033333 | 92 | 4.0107 | 4.0107 | 75.4224 | 75.4224 | 3839.0647 | 28716.2041 |  | 0
1964-12-10 | 0.010833 | 29.9 | 4.0107 | 4.0107 | 13.3224 | 13.3224 | 3852.3872 | 28815.8559 |  | 0
1964-12-11 | 0 | 0 | 0 | 0 | -12.5669 | -12.5669 | 3839.8203 | 28721.8558 |  | 0
1964-12-12 | 0 | 0 | 0 | 0 | -12.5669 | -12.5669 | 3827.2534 | 28627.8557 |  | 0
1964-12-13 | 0 | 0 | 0 | 0 | -12.5669 | -12.5669 | 3814.6866 | 28533.8556 |  | 0
1964-12-14 | 0 | 0 | 0 | 0 | -12.5669 | -12.5669 | 3802.1197 | 28439.8555 |  | 0
1964-12-15 | 0 | 0 | 0 | 0 | -12.5669 | -12.5669 | 3789.5529 | 28345.8554 |  | 0
1964-12-16 | 0 | 0 | 0 | 0 | -12.5669 | -12.5669 | 3776.986 | 28251.8553 |  | 0
1964-12-17 | 0 | 0 | 0 | 0 | -12.5669 | -12.5669 | 3764.4191 | 28157.8552 |  | 0
1964-12-18 | 0 | 0 | 0 | 0 | -12.5669 | -12.5669 | 3751.8523 | 28063.855 |  | 0
1964-12-19 | 0.0025 | 6.9 | 4.0107 | 4.0107 | -9.6776 | -9.6776 | 3742.1747 | 27991.4669 |  | 0
1964-12-20 | 0 | 0 | 0 | 0 | -12.5669 | -12.5669 | 3729.6079 | 27897.4668 |  | 0
1964-12-21 | 0 | 0 | 0 | 0 | -12.5669 | -12.5669 | 3717.041 | 27803.4667 |  | 0
1964-12-22 | 0 | 0 | 0 | 0 | -12.5669 | -12.5669 | 3704.4741 | 27709.4666 |  | 0
1964-12-23 | 0 | 0 | 0 | 0 | -12.5669 | -12.5669 | 3691.9073 | 27615.4665 |  | 0
1964-12-24 | 0 | 0 | 0 | 0 | -12.5669 | -12.5669 | 3679.3404 | 27521.4664 |  | 0
1964-12-25 | 0 | 0 | 0 | 0 | -12.5669 | -12.5669 | 3666.7736 | 27427.4662 |  | 0
1964-12-26 | 0 | 0 | 0 | 0 | -12.5669 | -12.5669 | 3654.2067 | 27333.4661 |  | 0
1964-12-27 | 0 | 0 | 0 | 0 | -12.5669 | -12.5669 | 3641.6398 | 27239.466 |  | 0
1964-12-28 | 0 | 0 | 0 | 0 | -12.5669 | -12.5669 | 3629.073 | 27145.4659 |  | 0
1964-12-29 | 0 | 0 | 0 | 0 | -12.5669 | -12.5669 | 3616.5061 | 27051.4658 |  | 0
1964-12-30 | 0 | 0 | 0 | 0 | -12.5669 | -12.5669 | 3603.9393 | 26957.4657 |  | 0
1964-12-31 | 0.0033333 | 9.2 | 4.0107 | 4.0107 | -7.3776 | -7.3776 | 3596.5617 | 26902.2816 |  | 0
1965-01-01 | 0 | 0 | 0 | 0 | -12.5669 | -12.5669 | 3583.9948 | 26808.2815 |  | 0
1965-01-02 | 0 | 0 | 0 | 0 | -12.5669 | -12.5669 | 3571.428 | 26714.2813 |  | 0
1965-01-03 | 0 | 0 | 0 | 0 | -12.5669 | -12.5669 | 3558.8611 | 26620.2812 |  | 0
1965-01-04 | 0 | 0 | 0 | 0 | -12.5669 | -12.5669 | 3546.2943 | 26526.2811 |  | 0
1965-01-05 | 0 | 0 | 0 | 0 | -12.5669 | -12.5669 | 3533.7274 | 26432.281 |  | 0
1965-01-06 | 0 | 0 | 0 | 0 | -12.5669 | -12.5669 | 3521.1605 | 26338.2809 |  | 0
1965-01-07 | 0 | 0 | 0 | 0 | -12.5669 | -12.5669 | 3508.5937 | 26244.2808 |  | 0
1965-01-08 | 0.0375 | 103.5 | 4.0107 | 4.0107 | 86.9224 | 86.9224 | 3595.5161 | 26894.4607 |  | 0
1965-01-09 | 0.0275 | 75.9 | 4.0107 | 4.0107 | 59.3224 | 59.3224 | 3654.8386 | 27338.1926 |  | 0
1965-01-10 | 0 | 0 | 0 | 0 | -12.5669 | -12.5669 | 3642.2717 | 27244.1924 |  | 0
1965-01-11 | 0 | 0 | 0 | 0 | -12.5669 | -12.5669 | 3629.7049 | 27150.1923 |  | 0
1965-01-12 | 0 | 0 | 0 | 0 | -12.5669 | -12.5669 | 3617.138 | 27056.1922 |  | 0
1965-01-13 | 0 | 0 | 0 | 0 | -12.5669 | -12.5669 | 3604.5711 | 26962.1921 |  | 0
1965-01-14 | 0 | 0 | 0 | 0 | -12.5669 | -12.5669 | 3592.0043 | 26868.192 |  | 0
1965-01-15 | 0 | 0 | 0 | 0 | -12.5669 | -12.5669 | 3579.4374 | 26774.1919 |  | 0
1965-01-16 | 0 | 0 | 0 | 0 | -12.5669 | -12.5669 | 3566.8706 | 26680.1918 |  | 0
1965-01-17 | 0 | 0 | 0 | 0 | -12.5669 | -12.5669 | 3554.3037 | 26586.1917 |  | 0
1965-01-18 | 0 | 0 | 0 | 0 | -12.5669 | -12.5669 | 3541.7368 | 26492.1915 |  | 0
1965-01-19 | 0 | 0 | 0 | 0 | -12.5669 | -12.5669 | 3529.17 | 26398.1914 |  | 0
1965-01-20 | 0 | 0 | 0 | 0 | -12.5669 | -12.5669 | 3516.6031 | 26304.1913 |  | 0
1965-01-21 | 0.076667 | 211.6 | 4.0107 | 4.0107 | 195.0224 | 195.0224 | 3711.6256 | 27762.9592 |  | 0
1965-01-22 | 0.0025 | 6.9 | 4.0107 | 4.0107 | -9.6776 | -9.6776 | 3701.948 | 27690.5711 |  | 0
1965-01-23 | 0 | 0 | 0 | 0 | -12.5669 | -12.5669 | 3689.3811 | 27596.571 |  | 0
1965-01-24 | 0 | 0 | 0 | 0 | -12.5669 | -12.5669 | 3676.8143 | 27502.5709 |  | 0
1965-01-25 | 0 | 0 | 0 | 0 | -12.5669 | -12.5669 | 3664.2474 | 27408.5708 |  | 0
1965-01-26 | 0 | 0 | 0 | 0 | -12.5669 | -12.5669 | 3651.6806 | 27314.5706 |  | 0
1965-01-27 | 0 | 0 | 0 | 0 | -12.5669 | -12.5669 | 3639.1137 | 27220.5705 |  | 0
1965-01-28 | 0 | 0 | 0 | 0 | -12.5669 | -12.5669 | 3626.5468 | 27126.5704 |  | 0
1965-01-29 | 0 | 0 | 0 | 0 | -12.5669 | -12.5669 | 3613.98 | 27032.5703 |  | 0
1965-01-30 | 0 | 0 | 0 | 0 | -12.5669 | -12.5669 | 3601.4131 | 26938.5702 |  | 0
1965-01-31 | 0 | 0 | 0 | 0 | -12.5669 | -12.5669 | 3588.8463 | 26844.5701 |  | 0
1965-02-01 | 0 | 0 | 0 | 0 | -12.5669 | -12.5669 | 3576.2794 | 26750.57 |  | 0
1965-02-02 | 0 | 0 | 0 | 0 | -12.5669 | -12.5669 | 3563.7125 | 26656.5698 |  | 0
1965-02-03 | 0 | 0 | 0 | 0 | -12.5669 | -12.5669 | 3551.1457 | 26562.5697 |  | 0
1965-02-04 | 0 | 0 | 0 | 0 | -12.5669 | -12.5669 | 3538.5788 | 26468.5696 |  | 0
1965-02-05 | 0 | 0 | 0 | 0 | -12.5669 | -12.5669 | 3526.012 | 26374.5695 |  | 0
1965-02-06 | 0 | 0 | 0 | 0 | -12.5669 | -12.5669 | 3513.4451 | 26280.5694 |  | 0
1965-02-07 | 0.0041667 | 11.5 | 4.0107 | 4.0107 | -5.0776 | -5.0776 | 3508.3676 | 26242.5893 |  | 0
1965-02-08 | 0.05 | 138 | 4.0107 | 4.0107 | 121.4224 | 121.4224 | 3629.79 | 27150.8292 |  | 0
1965-02-09 | 0.01 | 27.6 | 4.0107 | 4.0107 | 11.0224 | 11.0224 | 3640.8124 | 27233.2771 |  | 0
1965-02-10 | 0 | 0 | 0 | 0 | -12.5669 | -12.5669 | 3628.2456 | 27139.2769 |  | 0
1965-02-11 | 0 | 0 | 0 | 0 | -12.5669 | -12.5669 | 3615.6787 | 27045.2768 |  | 0
1965-02-12 | 0 | 0 | 0 | 0 | -12.5669 | -12.5669 | 3603.1119 | 26951.2767 |  | 0
1965-02-13 | 0 | 0 | 0 | 0 | -12.5669 | -12.5669 | 3590.545 | 26857.2766 |  | 0
1965-02-14 | 0 | 0 | 0 | 0 | -12.5669 | -12.5669 | 3577.9781 | 26763.2765 |  | 0
1965-02-15 | 0 | 0 | 0 | 0 | -12.5669 | -12.5669 | 3565.4113 | 26669.2764 |  | 0
1965-02-16 | 0.005 | 13.8 | 4.0107 | 4.0107 | -2.7776 | -2.7776 | 3562.6337 | 26648.5003 |  | 0
1965-02-17 | 0 | 0 | 0 | 0 | -12.5669 | -12.5669 | 3550.0669 | 26554.5002 |  | 0
1965-02-18 | 0 | 0 | 0 | 0 | -12.5669 | -12.5669 | 3537.5 | 26460.5 |  | 0
1965-02-19 | 0 | 0 | 0 | 0 | -12.5669 | -12.5669 | 3524.9331 | 26366.4999 |  | 0
1965-02-20 | 0 | 0 | 0 | 0 | -12.5669 | -12.5669 | 3512.3663 | 26272.4998 |  | 0
1965-02-21 | 0 | 0 | 0 | 0 | -12.5669 | -12.5669 | 3499.7994 | 26178.4997 |  | 0
1965-02-22 | 0 | 0 | 0 | 0 | -12.5669 | -12.5669 | 3487.2326 | 26084.4996 |  | 0
1965-02-23 | 0 | 0 | 0 | 0 | -12.5669 | -12.5669 | 3474.6657 | 25990.4995 |  | 0
1965-02-24 | 0 | 0 | 0 | 0 | -12.5669 | -12.5669 | 3462.0988 | 25896.4994 |  | 0
1965-02-25 | 0 | 0 | 0 | 0 | -12.5669 | -12.5669 | 3449.532 | 25802.4993 |  | 0
1965-02-26 | 0 | 0 | 0 | 0 | -12.5669 | -12.5669 | 3436.9651 | 25708.4991 |  | 0
1965-02-27 | 0 | 0 | 0 | 0 | -12.5669 | -12.5669 | 3424.3983 | 25614.499 |  | 0
1965-02-28 | 0 | 0 | 0 | 0 | -12.5669 | -12.5669 | 3411.8314 | 25520.4989 |  | 0
1965-03-01 | 0 | 0 | 0 | 0 | -12.5669 | -12.5669 | 3399.2645 | 25426.4988 |  | 0
1965-03-02 | 0 | 0 | 0 | 0 | -12.5669 | -12.5669 | 3386.6977 | 25332.4987 |  | 0
1965-03-03 | 0 | 0 | 0 | 0 | -12.5669 | -12.5669 | 3374.1308 | 25238.4986 |  | 0
1965-03-04 | 0 | 0 | 0 | 0 | -12.5669 | -12.5669 | 3361.564 | 25144.4985 |  | 0
1965-03-05 | 0 | 0 | 0 | 0 | -12.5669 | -12.5669 | 3348.9971 | 25050.4984 |  | 0
1965-03-06 | 0 | 0 | 0 | 0 | -12.5669 | -12.5669 | 3336.4302 | 24956.4982 |  | 0
1965-03-07 | 0 | 0 | 0 | 0 | -12.5669 | -12.5669 | 3323.8634 | 24862.4981 |  | 0
1965-03-08 | 0 | 0 | 0 | 0 | -12.5669 | -12.5669 | 3311.2965 | 24768.498 |  | 0
1965-03-09 | 0 | 0 | 0 | 0 | -12.5669 | -12.5669 | 3298.7297 | 24674.4979 |  | 0
1965-03-10 | 0 | 0 | 0 | 0 | -12.5669 | -12.5669 | 3286.1628 | 24580.4978 |  | 0
1965-03-11 | 0.014167 | 39.1 | 4.0107 | 4.0107 | 22.5224 | 22.5224 | 3308.6853 | 24748.9657 |  | 0
1965-03-12 | 0 | 0 | 0 | 0 | -12.5669 | -12.5669 | 3296.1184 | 24654.9656 |  | 0
1965-03-13 | 0 | 0 | 0 | 0 | -12.5669 | -12.5669 | 3283.5515 | 24560.9654 |  | 0
1965-03-14 | 0 | 0 | 0 | 0 | -12.5669 | -12.5669 | 3270.9847 | 24466.9653 |  | 0
1965-03-15 | 0 | 0 | 0 | 0 | -12.5669 | -12.5669 | 3258.4178 | 24372.9652 |  | 0
1965-03-16 | 0 | 0 | 0 | 0 | -12.5669 | -12.5669 | 3245.851 | 24278.9651 |  | 0
1965-03-17 | 0 | 0 | 0 | 0 | -12.5669 | -12.5669 | 3233.2841 | 24184.965 |  | 0
1965-03-18 | 0 | 0 | 0 | 0 | -12.5669 | -12.5669 | 3220.7172 | 24090.9649 |  | 0
1965-03-19 | 0.011667 | 32.2 | 4.0107 | 4.0107 | 15.6224 | 15.6224 | 3236.3397 | 24207.8208 |  | 0
1965-03-20 | 0 | 0 | 0 | 0 | -12.5669 | -12.5669 | 3223.7728 | 24113.8207 |  | 0
1965-03-21 | 0 | 0 | 0 | 0 | -12.5669 | -12.5669 | 3211.206 | 24019.8205 |  | 0
1965-03-22 | 0 | 0 | 0 | 0 | -12.5669 | -12.5669 | 3198.6391 | 23925.8204 |  | 0
1965-03-23 | 0 | 0 | 0 | 0 | -12.5669 | -12.5669 | 3186.0722 | 23831.8203 |  | 0
1965-03-24 | 0 | 0 | 0 | 0 | -12.5669 | -12.5669 | 3173.5054 | 23737.8202 |  | 0
1965-03-25 | 0.029167 | 80.5 | 4.0107 | 4.0107 | 63.9224 | 63.9224 | 3237.4278 | 24215.9601 |  | 0
1965-03-26 | 0 | 0 | 0 | 0 | -12.5669 | -12.5669 | 3224.861 | 24121.96 |  | 0
1965-03-27 | 0 | 0 | 0 | 0 | -12.5669 | -12.5669 | 3212.2941 | 24027.9599 |  | 0
1965-03-28 | 0 | 0 | 0 | 0 | -12.5669 | -12.5669 | 3199.7272 | 23933.9598 |  | 0
1965-03-29 | 0 | 0 | 0 | 0 | -12.5669 | -12.5669 | 3187.1604 | 23839.9596 |  | 0
1965-03-30 | 0 | 0 | 0 | 0 | -12.5669 | -12.5669 | 3174.5935 | 23745.9595 |  | 0
1965-03-31 | 0 | 0 | 0 | 0 | -12.5669 | -12.5669 | 3162.0267 | 23651.9594 |  | 0
1965-04-01 | 0 | 0 | 0 | 0 | -12.5669 | -12.5669 | 3149.4598 | 23557.9593 |  | 0
1965-04-02 | 0 | 0 | 0 | 0 | -12.5669 | -12.5669 | 3136.8929 | 23463.9592 |  | 0
1965-04-03 | 0.00083333 | 2.3 | 4.0107 | 2.3 | -12.5669 | -12.5669 | 3124.3261 | 23369.9591 |  | 0
1965-04-04 | 0 | 0 | 0 | 0 | -12.5669 | -12.5669 | 3111.7592 | 23275.959 |  | 0
1965-04-05 | 0.013333 | 36.8 | 4.0107 | 4.0107 | 20.2224 | 20.2224 | 3131.9817 | 23427.2229 |  | 0
1965-04-06 | 0 | 0 | 0 | 0 | -12.5669 | -12.5669 | 3119.4148 | 23333.2227 |  | 0
1965-04-07 | 0 | 0 | 0 | 0 | -12.5669 | -12.5669 | 3106.8479 | 23239.2226 |  | 0
1965-04-08 | 0 | 0 | 0 | 0 | -12.5669 | -12.5669 | 3094.2811 | 23145.2225 |  | 0
1965-04-09 | 0.0033333 | 9.2 | 4.0107 | 4.0107 | -7.3776 | -7.3776 | 3086.9035 | 23090.0384 |  | 0
1965-04-10 | 0.036667 | 101.2 | 4.0107 | 4.0107 | 84.6224 | 84.6224 | 3171.526 | 23723.0143 |  | 0
1965-04-11 | 0 | 0 | 0 | 0 | -12.5669 | -12.5669 | 3158.9591 | 23629.0142 |  | 0
1965-04-12 | 0 | 0 | 0 | 0 | -12.5669 | -12.5669 | 3146.3923 | 23535.0141 |  | 0
1965-04-13 | 0 | 0 | 0 | 0 | -12.5669 | -12.5669 | 3133.8254 | 23441.014 |  | 0
1965-04-14 | 0.10667 | 294.4 | 4.0107 | 4.0107 | 277.8224 | 277.8224 | 3411.6478 | 25519.1258 |  | 0
1965-04-15 | 0 | 0 | 0 | 0 | -12.5669 | -12.5669 | 3399.081 | 25425.1257 |  | 0
1965-04-16 | 0 | 0 | 0 | 0 | -12.5669 | -12.5669 | 3386.5141 | 25331.1256 |  | 0
1965-04-17 | 0 | 0 | 0 | 0 | -12.5669 | -12.5669 | 3373.9473 | 25237.1255 |  | 0
1965-04-18 | 0 | 0 | 0 | 0 | -12.5669 | -12.5669 | 3361.3804 | 25143.1254 |  | 0
1965-04-19 | 0 | 0 | 0 | 0 | -12.5669 | -12.5669 | 3348.8135 | 25049.1253 |  | 0
1965-04-20 | 0 | 0 | 0 | 0 | -12.5669 | -12.5669 | 3336.2467 | 24955.1252 |  | 0
1965-04-21 | 0 | 0 | 0 | 0 | -12.5669 | -12.5669 | 3323.6798 | 24861.1251 |  | 0
1965-04-22 | 0 | 0 | 0 | 0 | -12.5669 | -12.5669 | 3311.113 | 24767.1249 |  | 0
1965-04-23 | 0 | 0 | 0 | 0 | -12.5669 | -12.5669 | 3298.5461 | 24673.1248 |  | 0
1965-04-24 | 0.0016667 | 4.6 | 4.0107 | 4.0107 | -11.9776 | -11.9776 | 3286.5685 | 24583.5327 |  | 0
1965-04-25 | 0.035 | 96.6 | 4.0107 | 4.0107 | 80.0224 | 80.0224 | 3366.591 | 25182.1006 |  | 0
1965-04-26 | 0.0066667 | 18.4 | 4.0107 | 4.0107 | 1.8224 | 1.8224 | 3368.4134 | 25195.7325 |  | 0
1965-04-27 | 0 | 0 | 0 | 0 | -12.5669 | -12.5669 | 3355.8466 | 25101.7324 |  | 0
1965-04-28 | 0 | 0 | 0 | 0 | -12.5669 | -12.5669 | 3343.2797 | 25007.7323 |  | 0
1965-04-29 | 0 | 0 | 0 | 0 | -12.5669 | -12.5669 | 3330.7129 | 24913.7321 |  | 0
1965-04-30 | 0 | 0 | 0 | 0 | -12.5669 | -12.5669 | 3318.146 | 24819.732 |  | 0
1965-05-01 | 0 | 0 | 0 | 0 | -12.5669 | -12.5669 | 3305.5791 | 24725.7319 |  | 0
1965-05-02 | 0 | 0 | 0 | 0 | -12.5669 | -12.5669 | 3293.0123 | 24631.7318 |  | 0
1965-05-03 | 0 | 0 | 0 | 0 | -12.5669 | -12.5669 | 3280.4454 | 24537.7317 |  | 0
1965-05-04 | 0 | 0 | 0 | 0 | -12.5669 | -12.5669 | 3267.8786 | 24443.7316 |  | 0
1965-05-05 | 0 | 0 | 0 | 0 | -12.5669 | -12.5669 | 3255.3117 | 24349.7315 |  | 0
1965-05-06 | 0 | 0 | 0 | 0 | -12.5669 | -12.5669 | 3242.7448 | 24255.7314 |  | 0
1965-05-07 | 0 | 0 | 0 | 0 | -12.5669 | -12.5669 | 3230.178 | 24161.7312 |  | 0
1965-05-08 | 0.02 | 55.2 | 4.0107 | 4.0107 | 38.6224 | 38.6224 | 3268.8004 | 24450.6271 |  | 0
1965-05-09 | 0.04 | 110.4 | 4.0107 | 4.0107 | 93.8224 | 93.8224 | 3362.6229 | 25152.419 |  | 0
1965-05-10 | 0.11167 | 308.2 | 4.0107 | 4.0107 | 291.6224 | 291.6224 | 3654.2453 | 27333.7549 |  | 0
1965-05-11 | 0 | 0 | 0 | 0 | -12.5669 | -12.5669 | 3641.6784 | 27239.7548 |  | 0
1965-05-12 | 0 | 0 | 0 | 0 | -12.5669 | -12.5669 | 3629.1116 | 27145.7547 |  | 0
1965-05-13 | 0.064167 | 177.1 | 4.0107 | 4.0107 | 160.5224 | 160.5224 | 3789.634 | 28346.4626 |  | 0
1965-05-14 | 0.0025 | 6.9 | 4.0107 | 4.0107 | -9.6776 | -9.6776 | 3779.9565 | 28274.0745 |  | 0
1965-05-15 | 0.021667 | 59.8 | 4.0107 | 4.0107 | 43.2224 | 43.2224 | 3823.1789 | 28597.3783 |  | 0
1965-05-16 | 0 | 0 | 0 | 0 | -12.5669 | -12.5669 | 3810.6121 | 28503.3782 |  | 0
1965-05-17 | 0 | 0 | 0 | 0 | -12.5669 | -12.5669 | 3798.0452 | 28409.3781 |  | 0
1965-05-18 | 0.0091667 | 25.3 | 4.0107 | 4.0107 | 8.7224 | 8.7224 | 3806.7676 | 28474.622 |  | 0
1965-05-19 | 0.061667 | 170.2 | 4.0107 | 4.0107 | 153.6224 | 153.6224 | 3960.3901 | 29623.7179 |  | 0
1965-05-20 | 0 | 0 | 0 | 0 | -12.5669 | -12.5669 | 3947.8232 | 29529.7178 |  | 0
1965-05-21 | 0 | 0 | 0 | 0 | -12.5669 | -12.5669 | 3935.2564 | 29435.7177 |  | 0
1965-05-22 | 0 | 0 | 0 | 0 | -12.5669 | -12.5669 | 3922.6895 | 29341.7176 |  | 0
1965-05-23 | 0.0016667 | 4.6 | 4.0107 | 4.0107 | -11.9776 | -11.9776 | 3910.712 | 29252.1254 |  | 0
1965-05-24 | 0.0033333 | 9.2 | 4.0107 | 4.0107 | -7.3776 | -7.3776 | 3903.3344 | 29196.9413 |  | 0
1965-05-25 | 0 | 0 | 0 | 0 | -12.5669 | -12.5669 | 3890.7675 | 29102.9412 |  | 0
1965-05-26 | 0.0625 | 172.5 | 4.0107 | 4.0107 | 155.9224 | 155.9224 | 3997.8631 | 29904.0163 |  | 36.26
1965-05-27 | 0.053333 | 147.2 | 4.0107 | 4.0107 | 130.6224 | 130.6224 | 3997.8631 | 29904.0163 |  | 118.0556
1965-05-28 | 0.023333 | 64.4 | 4.0107 | 4.0107 | 47.8224 | 47.8224 | 3997.8631 | 29904.0163 |  | 35.2556
1965-05-29 | 0 | 0 | 0 | 0 | -12.5669 | -12.5669 | 3985.2963 | 29810.0162 |  | 0
1965-05-30 | 0 | 0 | 0 | 0 | -12.5669 | -12.5669 | 3972.7294 | 29716.0161 |  | 0
1965-05-31 | 0.018333 | 50.6 | 4.0107 | 4.0107 | 34.0224 | 34.0224 | 4006.7519 | 29970.5039 |  | 0
1965-06-01 | 0 | 0 | 0 | 0 | -12.5669 | -12.5669 | 3994.185 | 29876.5038 |  | 0
1965-06-02 | 0 | 0 | 0 | 0 | -12.5669 | -12.5669 | 3981.6181 | 29782.5037 |  | 0
1965-06-03 | 0.005 | 13.8 | 4.0107 | 4.0107 | -2.7776 | -2.7776 | 3978.8406 | 29761.7276 |  | 0
1965-06-04 | 0.026667 | 73.6 | 4.0107 | 4.0107 | 57.0224 | 57.0224 | 3997.8631 | 29904.0163 |  | 25.433
1965-06-05 | 0.0125 | 34.5 | 4.0107 | 4.0107 | 17.9224 | 17.9224 | 3997.8631 | 29904.0163 |  | 5.3556
1965-06-06 | 0 | 0 | 0 | 0 | -12.5669 | -12.5669 | 3985.2963 | 29810.0162 |  | 0
1965-06-07 | 0 | 0 | 0 | 0 | -12.5669 | -12.5669 | 3972.7294 | 29716.0161 |  | 0
1965-06-08 | 0 | 0 | 0 | 0 | -12.5669 | -12.5669 | 3960.1626 | 29622.0159 |  | 0
1965-06-09 | 0 | 0 | 0 | 0 | -12.5669 | -12.5669 | 3947.5957 | 29528.0158 |  | 0
1965-06-10 | 0 | 0 | 0 | 0 | -12.5669 | -12.5669 | 3935.0288 | 29434.0157 |  | 0
1965-06-11 | 0 | 0 | 0 | 0 | -12.5669 | -12.5669 | 3922.462 | 29340.0156 |  | 0
1965-06-12 | 0.0091667 | 25.3 | 4.0107 | 4.0107 | 8.7224 | 8.7224 | 3931.1844 | 29405.2595 |  | 0
1965-06-13 | 0.11833 | 326.6 | 4.0107 | 4.0107 | 310.0224 | 310.0224 | 3997.8631 | 29904.0163 |  | 230.7769
1965-06-14 | 0 | 0 | 0 | 0 | -12.5669 | -12.5669 | 3985.2963 | 29810.0162 |  | 0
1965-06-15 | 0.033333 | 92 | 4.0107 | 4.0107 | 75.4224 | 75.4224 | 3997.8631 | 29904.0163 |  | 50.2887
1965-06-16 | 0 | 0 | 0 | 0 | -12.5669 | -12.5669 | 3985.2963 | 29810.0162 |  | 0
1965-06-17 | 0 | 0 | 0 | 0 | -12.5669 | -12.5669 | 3972.7294 | 29716.0161 |  | 0
1965-06-18 | 0 | 0 | 0 | 0 | -12.5669 | -12.5669 | 3960.1626 | 29622.0159 |  | 0
1965-06-19 | 0 | 0 | 0 | 0 | -12.5669 | -12.5669 | 3947.5957 | 29528.0158 |  | 0
1965-06-20 | 0 | 0 | 0 | 0 | -12.5669 | -12.5669 | 3935.0288 | 29434.0157 |  | 0
1965-06-21 | 0.013333 | 36.8 | 4.0107 | 4.0107 | 20.2224 | 20.2224 | 3955.2513 | 29585.2796 |  | 0
1965-06-22 | 0.015 | 41.4 | 4.0107 | 4.0107 | 24.8224 | 24.8224 | 3980.0737 | 29770.9515 |  | 0
1965-06-23 | 0 | 0 | 0 | 0 | -12.5669 | -12.5669 | 3967.5069 | 29676.9514 |  | 0
1965-06-24 | 0.0033333 | 9.2 | 4.0107 | 4.0107 | -7.3776 | -7.3776 | 3960.1293 | 29621.7673 |  | 0
1965-06-25 | 0.086667 | 239.2 | 4.0107 | 4.0107 | 222.6224 | 222.6224 | 3997.8631 | 29904.0163 |  | 172.3218
1965-06-26 | 0 | 0 | 0 | 0 | -12.5669 | -12.5669 | 3985.2963 | 29810.0162 |  | 0
1965-06-27 | 0 | 0 | 0 | 0 | -12.5669 | -12.5669 | 3972.7294 | 29716.0161 |  | 0
1965-06-28 | 0 | 0 | 0 | 0 | -12.5669 | -12.5669 | 3960.1626 | 29622.0159 |  | 0
1965-06-29 | 0 | 0 | 0 | 0 | -12.5669 | -12.5669 | 3947.5957 | 29528.0158 |  | 0
1965-06-30 | 0 | 0 | 0 | 0 | -12.5669 | -12.5669 | 3935.0288 | 29434.0157 |  | 0
1965-07-01 | 0 | 0 | 0 | 0 | -12.5669 | -12.5669 | 3922.462 | 29340.0156 |  | 0
1965-07-02 | 0 | 0 | 0 | 0 | -12.5669 | -12.5669 | 3909.8951 | 29246.0155 |  | 0
1965-07-03 | 0 | 0 | 0 | 0 | -12.5669 | -12.5669 | 3897.3283 | 29152.0154 |  | 0
1965-07-04 | 0 | 0 | 0 | 0 | -12.5669 | -12.5669 | 3884.7614 | 29058.0153 |  | 0
1965-07-05 | 0 | 0 | 0 | 0 | -12.5669 | -12.5669 | 3872.1945 | 28964.0152 |  | 0
1965-07-06 | 0 | 0 | 0 | 0 | -12.5669 | -12.5669 | 3859.6277 | 28870.015 |  | 0
1965-07-07 | 0 | 0 | 0 | 0 | -12.5669 | -12.5669 | 3847.0608 | 28776.0149 |  | 0
1965-07-08 | 0 | 0 | 0 | 0 | -12.5669 | -12.5669 | 3834.494 | 28682.0148 |  | 0
1965-07-09 | 0 | 0 | 0 | 0 | -12.5669 | -12.5669 | 3821.9271 | 28588.0147 |  | 0
1965-07-10 | 0 | 0 | 0 | 0 | -12.5669 | -12.5669 | 3809.3602 | 28494.0146 |  | 0
1965-07-11 | 0 | 0 | 0 | 0 | -12.5669 | -12.5669 | 3796.7934 | 28400.0145 |  | 0
1965-07-12 | 0 | 0 | 0 | 0 | -12.5669 | -12.5669 | 3784.2265 | 28306.0144 |  | 0
1965-07-13 | 0 | 0 | 0 | 0 | -12.5669 | -12.5669 | 3771.6597 | 28212.0143 |  | 0
1965-07-14 | 0 | 0 | 0 | 0 | -12.5669 | -12.5669 | 3759.0928 | 28118.0141 |  | 0
1965-07-15 | 0 | 0 | 0 | 0 | -12.5669 | -12.5669 | 3746.5259 | 28024.014 |  | 0
1965-07-16 | 0 | 0 | 0 | 0 | -12.5669 | -12.5669 | 3733.9591 | 27930.0139 |  | 0
1965-07-17 | 0 | 0 | 0 | 0 | -12.5669 | -12.5669 | 3721.3922 | 27836.0138 |  | 0
1965-07-18 | 0 | 0 | 0 | 0 | -12.5669 | -12.5669 | 3708.8254 | 27742.0137 |  | 0
1965-07-19 | 0 | 0 | 0 | 0 | -12.5669 | -12.5669 | 3696.2585 | 27648.0136 |  | 0
1965-07-20 | 0 | 0 | 0 | 0 | -12.5669 | -12.5669 | 3683.6916 | 27554.0135 |  | 0
1965-07-21 | 0 | 0 | 0 | 0 | -12.5669 | -12.5669 | 3671.1248 | 27460.0134 |  | 0
1965-07-22 | 0 | 0 | 0 | 0 | -12.5669 | -12.5669 | 3658.5579 | 27366.0132 |  | 0
1965-07-23 | 0 | 0 | 0 | 0 | -12.5669 | -12.5669 | 3645.9911 | 27272.0131 |  | 0
1965-07-24 | 0 | 0 | 0 | 0 | -12.5669 | -12.5669 | 3633.4242 | 27178.013 |  | 0
1965-07-25 | 0.00083333 | 2.3 | 4.0107 | 2.3 | -12.5669 | -12.5669 | 3620.8573 | 27084.0129 |  | 0
1965-07-26 | 0 | 0 | 0 | 0 | -12.5669 | -12.5669 | 3608.2905 | 26990.0128 |  | 0
1965-07-27 | 0.028333 | 78.2 | 4.0107 | 4.0107 | 61.6224 | 61.6224 | 3669.9129 | 27450.9487 |  | 0
1965-07-28 | 0 | 0 | 0 | 0 | -12.5669 | -12.5669 | 3657.3461 | 27356.9486 |  | 0
1965-07-29 | 0 | 0 | 0 | 0 | -12.5669 | -12.5669 | 3644.7792 | 27262.9485 |  | 0
1965-07-30 | 0 | 0 | 0 | 0 | -12.5669 | -12.5669 | 3632.2123 | 27168.9483 |  | 0
1965-07-31 | 0 | 0 | 0 | 0 | -12.5669 | -12.5669 | 3619.6455 | 27074.9482 |  | 0
1965-08-01 | 0.0016667 | 4.6 | 4.0107 | 4.0107 | -11.9776 | -11.9776 | 3607.6679 | 26985.3561 |  | 0
1965-08-02 | 0 | 0 | 0 | 0 | -12.5669 | -12.5669 | 3595.1011 | 26891.356 |  | 0
1965-08-03 | 0 | 0 | 0 | 0 | -12.5669 | -12.5669 | 3582.5342 | 26797.3559 |  | 0
1965-08-04 | 0 | 0 | 0 | 0 | -12.5669 | -12.5669 | 3569.9673 | 26703.3558 |  | 0
1965-08-05 | 0 | 0 | 0 | 0 | -12.5669 | -12.5669 | 3557.4005 | 26609.3557 |  | 0
1965-08-06 | 0.015 | 41.4 | 4.0107 | 4.0107 | 24.8224 | 24.8224 | 3582.2229 | 26795.0275 |  | 0
1965-08-07 | 0.0033333 | 9.2 | 4.0107 | 4.0107 | -7.3776 | -7.3776 | 3574.8454 | 26739.8434 |  | 0
1965-08-08 | 0.0083333 | 23 | 4.0107 | 4.0107 | 6.4224 | 6.4224 | 3581.2678 | 26787.8833 |  | 0
1965-08-09 | 0 | 0 | 0 | 0 | -12.5669 | -12.5669 | 3568.701 | 26693.8832 |  | 0
1965-08-10 | 0 | 0 | 0 | 0 | -12.5669 | -12.5669 | 3556.1341 | 26599.8831 |  | 0
1965-08-11 | 0 | 0 | 0 | 0 | -12.5669 | -12.5669 | 3543.5672 | 26505.883 |  | 0
1965-08-12 | 0 | 0 | 0 | 0 | -12.5669 | -12.5669 | 3531.0004 | 26411.8829 |  | 0
1965-08-13 | 0 | 0 | 0 | 0 | -12.5669 | -12.5669 | 3518.4335 | 26317.8828 |  | 0
1965-08-14 | 0.0033333 | 9.2 | 4.0107 | 4.0107 | -7.3776 | -7.3776 | 3511.056 | 26262.6986 |  | 0
1965-08-15 | 0.00083333 | 2.3 | 4.0107 | 2.3 | -12.5669 | -12.5669 | 3498.4891 | 26168.6985 |  | 0
1965-08-16 | 0.013333 | 36.8 | 4.0107 | 4.0107 | 20.2224 | 20.2224 | 3518.7116 | 26319.9624 |  | 0
1965-08-17 | 0 | 0 | 0 | 0 | -12.5669 | -12.5669 | 3506.1447 | 26225.9623 |  | 0
1965-08-18 | 0 | 0 | 0 | 0 | -12.5669 | -12.5669 | 3493.5778 | 26131.9622 |  | 0
1965-08-19 | 0 | 0 | 0 | 0 | -12.5669 | -12.5669 | 3481.011 | 26037.9621 |  | 0
1965-08-20 | 0 | 0 | 0 | 0 | -12.5669 | -12.5669 | 3468.4441 | 25943.962 |  | 0
1965-08-21 | 0 | 0 | 0 | 0 | -12.5669 | -12.5669 | 3455.8773 | 25849.9619 |  | 0
1965-08-22 | 0 | 0 | 0 | 0 | -12.5669 | -12.5669 | 3443.3104 | 25755.9617 |  | 0
1965-08-23 | 0.034167 | 94.3 | 4.0107 | 4.0107 | 77.7224 | 77.7224 | 3521.0328 | 26337.3256 |  | 0
1965-08-24 | 0 | 0 | 0 | 0 | -12.5669 | -12.5669 | 3508.466 | 26243.3255 |  | 0
1965-08-25 | 0 | 0 | 0 | 0 | -12.5669 | -12.5669 | 3495.8991 | 26149.3254 |  | 0
1965-08-26 | 0 | 0 | 0 | 0 | -12.5669 | -12.5669 | 3483.3323 | 26055.3253 |  | 0
1965-08-27 | 0 | 0 | 0 | 0 | -12.5669 | -12.5669 | 3470.7654 | 25961.3252 |  | 0
1965-08-28 | 0.054167 | 149.5 | 4.0107 | 4.0107 | 132.9224 | 132.9224 | 3603.6878 | 26955.5851 |  | 0
1965-08-29 | 0 | 0 | 0 | 0 | -12.5669 | -12.5669 | 3591.121 | 26861.585 |  | 0
1965-08-30 | 0 | 0 | 0 | 0 | -12.5669 | -12.5669 | 3578.5541 | 26767.5848 |  | 0
1965-08-31 | 0.056667 | 156.4 | 4.0107 | 4.0107 | 139.8224 | 139.8224 | 3718.3766 | 27813.4567 |  | 0
1965-09-01 | 0 | 0 | 0 | 0 | -12.5669 | -12.5669 | 3705.8097 | 27719.4566 |  | 0
1965-09-02 | 0 | 0 | 0 | 0 | -12.5669 | -12.5669 | 3693.2428 | 27625.4565 |  | 0
1965-09-03 | 0 | 0 | 0 | 0 | -12.5669 | -12.5669 | 3680.676 | 27531.4564 |  | 0
1965-09-04 | 0 | 0 | 0 | 0 | -12.5669 | -12.5669 | 3668.1091 | 27437.4563 |  | 0
1965-09-05 | 0 | 0 | 0 | 0 | -12.5669 | -12.5669 | 3655.5423 | 27343.4562 |  | 0
1965-09-06 | 0 | 0 | 0 | 0 | -12.5669 | -12.5669 | 3642.9754 | 27249.4561 |  | 0
1965-09-07 | 0 | 0 | 0 | 0 | -12.5669 | -12.5669 | 3630.4085 | 27155.4559 |  | 0
1965-09-08 | 0 | 0 | 0 | 0 | -12.5669 | -12.5669 | 3617.8417 | 27061.4558 |  | 0
1965-09-09 | 0 | 0 | 0 | 0 | -12.5669 | -12.5669 | 3605.2748 | 26967.4557 |  | 0
1965-09-10 | 0 | 0 | 0 | 0 | -12.5669 | -12.5669 | 3592.708 | 26873.4556 |  | 0
1965-09-11 | 0 | 0 | 0 | 0 | -12.5669 | -12.5669 | 3580.1411 | 26779.4555 |  | 0
1965-09-12 | 0 | 0 | 0 | 0 | -12.5669 | -12.5669 | 3567.5742 | 26685.4554 |  | 0
1965-09-13 | 0 | 0 | 0 | 0 | -12.5669 | -12.5669 | 3555.0074 | 26591.4553 |  | 0
1965-09-14 | 0 | 0 | 0 | 0 | -12.5669 | -12.5669 | 3542.4405 | 26497.4552 |  | 0
1965-09-15 | 0 | 0 | 0 | 0 | -12.5669 | -12.5669 | 3529.8737 | 26403.455 |  | 0
1965-09-16 | 0 | 0 | 0 | 0 | -12.5669 | -12.5669 | 3517.3068 | 26309.4549 |  | 0
1965-09-17 | 0.01 | 27.6 | 4.0107 | 4.0107 | 11.0224 | 11.0224 | 3528.3293 | 26391.9028 |  | 0
1965-09-18 | 0.1525 | 420.9 | 4.0107 | 4.0107 | 404.3224 | 404.3224 | 3932.6517 | 29416.2347 |  | 0
1965-09-19 | 0.038333 | 105.8 | 4.0107 | 4.0107 | 89.2224 | 89.2224 | 3997.8631 | 29904.0163 |  | 11.4441
1965-09-20 | 0 | 0 | 0 | 0 | -12.5669 | -12.5669 | 3985.2963 | 29810.0162 |  | 0
1965-09-21 | 0.014167 | 39.1 | 4.0107 | 4.0107 | 22.5224 | 22.5224 | 4007.8187 | 29978.4841 |  | 0
1965-09-22 | 0 | 0 | 0 | 0 | -12.5669 | -12.5669 | 3995.2519 | 29884.4839 |  | 0
1965-09-23 | 0 | 0 | 0 | 0 | -12.5669 | -12.5669 | 3982.685 | 29790.4838 |  | 0
1965-09-24 | 0 | 0 | 0 | 0 | -12.5669 | -12.5669 | 3970.1181 | 29696.4837 |  | 0
1965-09-25 | 0 | 0 | 0 | 0 | -12.5669 | -12.5669 | 3957.5513 | 29602.4836 |  | 0
1965-09-26 | 0 | 0 | 0 | 0 | -12.5669 | -12.5669 | 3944.9844 | 29508.4835 |  | 0
1965-09-27 | 0 | 0 | 0 | 0 | -12.5669 | -12.5669 | 3932.4176 | 29414.4834 |  | 0
1965-09-28 | 0 | 0 | 0 | 0 | -12.5669 | -12.5669 | 3919.8507 | 29320.4833 |  | 0
1965-09-29 | 0 | 0 | 0 | 0 | -12.5669 | -12.5669 | 3907.2838 | 29226.4832 |  | 0
1965-09-30 | 0 | 0 | 0 | 0 | -12.5669 | -12.5669 | 3894.717 | 29132.483 |  | 0
1965-10-01 | 0 | 0 | 0 | 0 | -12.5669 | -12.5669 | 3882.1501 | 29038.4829 |  | 0
1965-10-02 | 0 | 0 | 0 | 0 | -12.5669 | -12.5669 | 3869.5833 | 28944.4828 |  | 0
1965-10-03 | 0.0058333 | 16.1 | 4.0107 | 4.0107 | -0.47756 | -0.47756 | 3869.1057 | 28940.9107 |  | 0
1965-10-04 | 0.013333 | 36.8 | 4.0107 | 4.0107 | 20.2224 | 20.2224 | 3889.3282 | 29092.1746 |  | 0
1965-10-05 | 0.043333 | 119.6 | 4.0107 | 4.0107 | 103.0224 | 103.0224 | 3992.3506 | 29862.7825 |  | 0
1965-10-06 | 0 | 0 | 0 | 0 | -12.5669 | -12.5669 | 3979.7837 | 29768.7824 |  | 0
1965-10-07 | 0 | 0 | 0 | 0 | -12.5669 | -12.5669 | 3967.2169 | 29674.7823 |  | 0
1965-10-08 | 0 | 0 | 0 | 0 | -12.5669 | -12.5669 | 3954.65 | 29580.7821 |  | 0
1965-10-09 | 0 | 0 | 0 | 0 | -12.5669 | -12.5669 | 3942.0832 | 29486.782 |  | 0
1965-10-10 | 0 | 0 | 0 | 0 | -12.5669 | -12.5669 | 3929.5163 | 29392.7819 |  | 0
1965-10-11 | 0 | 0 | 0 | 0 | -12.5669 | -12.5669 | 3916.9494 | 29298.7818 |  | 0
1965-10-12 | 0 | 0 | 0 | 0 | -12.5669 | -12.5669 | 3904.3826 | 29204.7817 |  | 0
1965-10-13 | 0 | 0 | 0 | 0 | -12.5669 | -12.5669 | 3891.8157 | 29110.7816 |  | 0
1965-10-14 | 0.021667 | 59.8 | 4.0107 | 4.0107 | 43.2224 | 43.2224 | 3935.0382 | 29434.0855 |  | 0
1965-10-15 | 0 | 0 | 0 | 0 | -12.5669 | -12.5669 | 3922.4713 | 29340.0854 |  | 0
1965-10-16 | 0 | 0 | 0 | 0 | -12.5669 | -12.5669 | 3909.9044 | 29246.0852 |  | 0
1965-10-17 | 0 | 0 | 0 | 0 | -12.5669 | -12.5669 | 3897.3376 | 29152.0851 |  | 0
1965-10-18 | 0.175 | 483 | 4.0107 | 4.0107 | 466.4224 | 466.4224 | 3997.8631 | 29904.0163 |  | 353.33
1965-10-19 | 0 | 0 | 0 | 0 | -12.5669 | -12.5669 | 3985.2963 | 29810.0162 |  | 0
1965-10-20 | 0 | 0 | 0 | 0 | -12.5669 | -12.5669 | 3972.7294 | 29716.0161 |  | 0
1965-10-21 | 0 | 0 | 0 | 0 | -12.5669 | -12.5669 | 3960.1626 | 29622.0159 |  | 0
1965-10-22 | 0 | 0 | 0 | 0 | -12.5669 | -12.5669 | 3947.5957 | 29528.0158 |  | 0
1965-10-23 | 0 | 0 | 0 | 0 | -12.5669 | -12.5669 | 3935.0288 | 29434.0157 |  | 0
1965-10-24 | 0 | 0 | 0 | 0 | -12.5669 | -12.5669 | 3922.462 | 29340.0156 |  | 0
1965-10-25 | 0 | 0 | 0 | 0 | -12.5669 | -12.5669 | 3909.8951 | 29246.0155 |  | 0
1965-10-26 | 0 | 0 | 0 | 0 | -12.5669 | -12.5669 | 3897.3283 | 29152.0154 |  | 0
1965-10-27 | 0 | 0 | 0 | 0 | -12.5669 | -12.5669 | 3884.7614 | 29058.0153 |  | 0
1965-10-28 | 0 | 0 | 0 | 0 | -12.5669 | -12.5669 | 3872.1945 | 28964.0152 |  | 0
1965-10-29 | 0 | 0 | 0 | 0 | -12.5669 | -12.5669 | 3859.6277 | 28870.015 |  | 0
1965-10-30 | 0 | 0 | 0 | 0 | -12.5669 | -12.5669 | 3847.0608 | 28776.0149 |  | 0
1965-10-31 | 0 | 0 | 0 | 0 | -12.5669 | -12.5669 | 3834.494 | 28682.0148 |  | 0
1965-11-01 | 0 | 0 | 0 | 0 | -12.5669 | -12.5669 | 3821.9271 | 28588.0147 |  | 0
1965-11-02 | 0 | 0 | 0 | 0 | -12.5669 | -12.5669 | 3809.3602 | 28494.0146 |  | 0
1965-11-03 | 0 | 0 | 0 | 0 | -12.5669 | -12.5669 | 3796.7934 | 28400.0145 |  | 0
1965-11-04 | 0 | 0 | 0 | 0 | -12.5669 | -12.5669 | 3784.2265 | 28306.0144 |  | 0
1965-11-05 | 0.00083333 | 2.3 | 4.0107 | 2.3 | -12.5669 | -12.5669 | 3771.6597 | 28212.0143 |  | 0
1965-11-06 | 0 | 0 | 0 | 0 | -12.5669 | -12.5669 | 3759.0928 | 28118.0141 |  | 0
1965-11-07 | 0 | 0 | 0 | 0 | -12.5669 | -12.5669 | 3746.5259 | 28024.014 |  | 0
1965-11-08 | 0 | 0 | 0 | 0 | -12.5669 | -12.5669 | 3733.9591 | 27930.0139 |  | 0
1965-11-09 | 0 | 0 | 0 | 0 | -12.5669 | -12.5669 | 3721.3922 | 27836.0138 |  | 0
1965-11-10 | 0 | 0 | 0 | 0 | -12.5669 | -12.5669 | 3708.8254 | 27742.0137 |  | 0
1965-11-11 | 0 | 0 | 0 | 0 | -12.5669 | -12.5669 | 3696.2585 | 27648.0136 |  | 0
1965-11-12 | 0 | 0 | 0 | 0 | -12.5669 | -12.5669 | 3683.6916 | 27554.0135 |  | 0
1965-11-13 | 0 | 0 | 0 | 0 | -12.5669 | -12.5669 | 3671.1248 | 27460.0134 |  | 0
1965-11-14 | 0 | 0 | 0 | 0 | -12.5669 | -12.5669 | 3658.5579 | 27366.0132 |  | 0
1965-11-15 | 0 | 0 | 0 | 0 | -12.5669 | -12.5669 | 3645.9911 | 27272.0131 |  | 0
1965-11-16 | 0 | 0 | 0 | 0 | -12.5669 | -12.5669 | 3633.4242 | 27178.013 |  | 0
1965-11-17 | 0 | 0 | 0 | 0 | -12.5669 | -12.5669 | 3620.8573 | 27084.0129 |  | 0
1965-11-18 | 0 | 0 | 0 | 0 | -12.5669 | -12.5669 | 3608.2905 | 26990.0128 |  | 0
1965-11-19 | 0 | 0 | 0 | 0 | -12.5669 | -12.5669 | 3595.7236 | 26896.0127 |  | 0
1965-11-20 | 0 | 0 | 0 | 0 | -12.5669 | -12.5669 | 3583.1568 | 26802.0126 |  | 0
1965-11-21 | 0 | 0 | 0 | 0 | -12.5669 | -12.5669 | 3570.5899 | 26708.0125 |  | 0
1965-11-22 | 0 | 0 | 0 | 0 | -12.5669 | -12.5669 | 3558.023 | 26614.0123 |  | 0
1965-11-23 | 0 | 0 | 0 | 0 | -12.5669 | -12.5669 | 3545.4562 | 26520.0122 |  | 0
1965-11-24 | 0 | 0 | 0 | 0 | -12.5669 | -12.5669 | 3532.8893 | 26426.0121 |  | 0
1965-11-25 | 0 | 0 | 0 | 0 | -12.5669 | -12.5669 | 3520.3225 | 26332.012 |  | 0
1965-11-26 | 0 | 0 | 0 | 0 | -12.5669 | -12.5669 | 3507.7556 | 26238.0119 |  | 0
1965-11-27 | 0 | 0 | 0 | 0 | -12.5669 | -12.5669 | 3495.1887 | 26144.0118 |  | 0
1965-11-28 | 0 | 0 | 0 | 0 | -12.5669 | -12.5669 | 3482.6219 | 26050.0117 |  | 0
1965-11-29 | 0 | 0 | 0 | 0 | -12.5669 | -12.5669 | 3470.055 | 25956.0115 |  | 0
1965-11-30 | 0 | 0 | 0 | 0 | -12.5669 | -12.5669 | 3457.4882 | 25862.0114 |  | 0
1965-12-01 | 0.0058333 | 16.1 | 4.0107 | 4.0107 | -0.47756 | -0.47756 | 3457.0106 | 25858.4393 |  | 0
1965-12-02 | 0.00083333 | 2.3 | 4.0107 | 2.3 | -12.5669 | -12.5669 | 3444.4437 | 25764.4392 |  | 0
1965-12-03 | 0 | 0 | 0 | 0 | -12.5669 | -12.5669 | 3431.8769 | 25670.4391 |  | 0
1965-12-04 | 0 | 0 | 0 | 0 | -12.5669 | -12.5669 | 3419.31 | 25576.439 |  | 0
1965-12-05 | 0 | 0 | 0 | 0 | -12.5669 | -12.5669 | 3406.7432 | 25482.4389 |  | 0
1965-12-06 | 0 | 0 | 0 | 0 | -12.5669 | -12.5669 | 3394.1763 | 25388.4388 |  | 0
1965-12-07 | 0 | 0 | 0 | 0 | -12.5669 | -12.5669 | 3381.6094 | 25294.4386 |  | 0
1965-12-08 | 0 | 0 | 0 | 0 | -12.5669 | -12.5669 | 3369.0426 | 25200.4385 |  | 0
1965-12-09 | 0 | 0 | 0 | 0 | -12.5669 | -12.5669 | 3356.4757 | 25106.4384 |  | 0
1965-12-10 | 0.0091667 | 25.3 | 4.0107 | 4.0107 | 8.7224 | 8.7224 | 3365.1982 | 25171.6823 |  | 0
1965-12-11 | 0 | 0 | 0 | 0 | -12.5669 | -12.5669 | 3352.6313 | 25077.6822 |  | 0
1965-12-12 | 0 | 0 | 0 | 0 | -12.5669 | -12.5669 | 3340.0644 | 24983.6821 |  | 0
1965-12-13 | 0 | 0 | 0 | 0 | -12.5669 | -12.5669 | 3327.4976 | 24889.682 |  | 0
1965-12-14 | 0 | 0 | 0 | 0 | -12.5669 | -12.5669 | 3314.9307 | 24795.6819 |  | 0
1965-12-15 | 0 | 0 | 0 | 0 | -12.5669 | -12.5669 | 3302.3639 | 24701.6817 |  | 0
1965-12-16 | 0 | 0 | 0 | 0 | -12.5669 | -12.5669 | 3289.797 | 24607.6816 |  | 0
1965-12-17 | 0 | 0 | 0 | 0 | -12.5669 | -12.5669 | 3277.2301 | 24513.6815 |  | 0
1965-12-18 | 0.0058333 | 16.1 | 4.0107 | 4.0107 | -0.47756 | -0.47756 | 3276.7526 | 24510.1094 |  | 0
1965-12-19 | 0 | 0 | 0 | 0 | -12.5669 | -12.5669 | 3264.1857 | 24416.1093 |  | 0
1965-12-20 | 0 | 0 | 0 | 0 | -12.5669 | -12.5669 | 3251.6189 | 24322.1092 |  | 0
1965-12-21 | 0 | 0 | 0 | 0 | -12.5669 | -12.5669 | 3239.052 | 24228.1091 |  | 0
1965-12-22 | 0 | 0 | 0 | 0 | -12.5669 | -12.5669 | 3226.4852 | 24134.109 |  | 0
1965-12-23 | 0.025 | 69 | 4.0107 | 4.0107 | 52.4224 | 52.4224 | 3278.9076 | 24526.2288 |  | 0
1965-12-24 | 0.005 | 13.8 | 4.0107 | 4.0107 | -2.7776 | -2.7776 | 3276.13 | 24505.4527 |  | 0
1965-12-25 | 0 | 0 | 0 | 0 | -12.5669 | -12.5669 | 3263.5632 | 24411.4526 |  | 0
1965-12-26 | 0 | 0 | 0 | 0 | -12.5669 | -12.5669 | 3250.9963 | 24317.4525 |  | 0
1965-12-27 | 0 | 0 | 0 | 0 | -12.5669 | -12.5669 | 3238.4295 | 24223.4524 |  | 0
1965-12-28 | 0 | 0 | 0 | 0 | -12.5669 | -12.5669 | 3225.8626 | 24129.4523 |  | 0
1965-12-29 | 0 | 0 | 0 | 0 | -12.5669 | -12.5669 | 3213.2957 | 24035.4522 |  | 0
1965-12-30 | 0 | 0 | 0 | 0 | -12.5669 | -12.5669 | 3200.7289 | 23941.4521 |  | 0
1965-12-31 | 0 | 0 | 0 | 0 | -12.5669 | -12.5669 | 3188.162 | 23847.4519 |  | 0
1966-01-01 | 0.0066667 | 18.4 | 4.0107 | 4.0107 | 1.8224 | 1.8224 | 3189.9845 | 23861.0838 |  | 0
1966-01-02 | 0 | 0 | 0 | 0 | -12.5669 | -12.5669 | 3177.4176 | 23767.0837 |  | 0
1966-01-03 | 0 | 0 | 0 | 0 | -12.5669 | -12.5669 | 3164.8507 | 23673.0836 |  | 0
1966-01-04 | 0 | 0 | 0 | 0 | -12.5669 | -12.5669 | 3152.2839 | 23579.0835 |  | 0
1966-01-05 | 0.0016667 | 4.6 | 4.0107 | 4.0107 | -11.9776 | -11.9776 | 3140.3063 | 23489.4914 |  | 0
1966-01-06 | 0 | 0 | 0 | 0 | -12.5669 | -12.5669 | 3127.7395 | 23395.4913 |  | 0
1966-01-07 | 0 | 0 | 0 | 0 | -12.5669 | -12.5669 | 3115.1726 | 23301.4912 |  | 0
1966-01-08 | 0 | 0 | 0 | 0 | -12.5669 | -12.5669 | 3102.6058 | 23207.491 |  | 0
1966-01-09 | 0 | 0 | 0 | 0 | -12.5669 | -12.5669 | 3090.0389 | 23113.4909 |  | 0
1966-01-10 | 0 | 0 | 0 | 0 | -12.5669 | -12.5669 | 3077.472 | 23019.4908 |  | 0
1966-01-11 | 0 | 0 | 0 | 0 | -12.5669 | -12.5669 | 3064.9052 | 22925.4907 |  | 0
1966-01-12 | 0 | 0 | 0 | 0 | -12.5669 | -12.5669 | 3052.3383 | 22831.4906 |  | 0
1966-01-13 | 0 | 0 | 0 | 0 | -12.5669 | -12.5669 | 3039.7715 | 22737.4905 |  | 0
1966-01-14 | 0 | 0 | 0 | 0 | -12.5669 | -12.5669 | 3027.2046 | 22643.4904 |  | 0
1966-01-15 | 0 | 0 | 0 | 0 | -12.5669 | -12.5669 | 3014.6377 | 22549.4902 |  | 0
1966-01-16 | 0 | 0 | 0 | 0 | -12.5669 | -12.5669 | 3002.0709 | 22455.4901 |  | 0
1966-01-17 | 0 | 0 | 0 | 0 | -12.5669 | -12.5669 | 2989.504 | 22361.49 |  | 0
1966-01-18 | 0 | 0 | 0 | 0 | -12.5669 | -12.5669 | 2976.9372 | 22267.4899 |  | 0
1966-01-19 | 0.019167 | 52.9 | 4.0107 | 4.0107 | 36.3224 | 36.3224 | 3013.2596 | 22539.1818 |  | 0
1966-01-20 | 0 | 0 | 0 | 0 | -12.5669 | -12.5669 | 3000.6927 | 22445.1817 |  | 0
1966-01-21 | 0.0375 | 103.5 | 4.0107 | 4.0107 | 86.9224 | 86.9224 | 3087.6152 | 23095.3616 |  | 0
1966-01-22 | 0.00083333 | 2.3 | 4.0107 | 2.3 | -12.5669 | -12.5669 | 3075.0483 | 23001.3615 |  | 0
1966-01-23 | 0 | 0 | 0 | 0 | -12.5669 | -12.5669 | 3062.4815 | 22907.3613 |  | 0
1966-01-24 | 0 | 0 | 0 | 0 | -12.5669 | -12.5669 | 3049.9146 | 22813.3612 |  | 0
1966-01-25 | 0 | 0 | 0 | 0 | -12.5669 | -12.5669 | 3037.3477 | 22719.3611 |  | 0
1966-01-26 | 0 | 0 | 0 | 0 | -12.5669 | -12.5669 | 3024.7809 | 22625.361 |  | 0
1966-01-27 | 0 | 0 | 0 | 0 | -12.5669 | -12.5669 | 3012.214 | 22531.3609 |  | 0
1966-01-28 | 0.025833 | 71.3 | 4.0107 | 4.0107 | 54.7224 | 54.7224 | 3066.9365 | 22940.6848 |  | 0
1966-01-29 | 0 | 0 | 0 | 0 | -12.5669 | -12.5669 | 3054.3696 | 22846.6847 |  | 0
1966-01-30 | 0 | 0 | 0 | 0 | -12.5669 | -12.5669 | 3041.8027 | 22752.6846 |  | 0
1966-01-31 | 0 | 0 | 0 | 0 | -12.5669 | -12.5669 | 3029.2359 | 22658.6844 |  | 0
1966-02-01 | 0 | 0 | 0 | 0 | -12.5669 | -12.5669 | 3016.669 | 22564.6843 |  | 0
1966-02-02 | 0 | 0 | 0 | 0 | -12.5669 | -12.5669 | 3004.1022 | 22470.6842 |  | 0
1966-02-03 | 0 | 0 | 0 | 0 | -12.5669 | -12.5669 | 2991.5353 | 22376.6841 |  | 0
1966-02-04 | 0 | 0 | 0 | 0 | -12.5669 | -12.5669 | 2978.9684 | 22282.684 |  | 0
1966-02-05 | 0 | 0 | 0 | 0 | -12.5669 | -12.5669 | 2966.4016 | 22188.6839 |  | 0
1966-02-06 | 0 | 0 | 0 | 0 | -12.5669 | -12.5669 | 2953.8347 | 22094.6838 |  | 0
1966-02-07 | 0 | 0 | 0 | 0 | -12.5669 | -12.5669 | 2941.2679 | 22000.6837 |  | 0
1966-02-08 | 0.0475 | 131.1 | 4.0107 | 4.0107 | 114.5224 | 114.5224 | 3055.7903 | 22857.3115 |  | 0
1966-02-09 | 0.0025 | 6.9 | 4.0107 | 4.0107 | -9.6776 | -9.6776 | 3046.1128 | 22784.9234 |  | 0
1966-02-10 | 0 | 0 | 0 | 0 | -12.5669 | -12.5669 | 3033.5459 | 22690.9233 |  | 0
1966-02-11 | 0 | 0 | 0 | 0 | -12.5669 | -12.5669 | 3020.979 | 22596.9232 |  | 0
1966-02-12 | 0 | 0 | 0 | 0 | -12.5669 | -12.5669 | 3008.4122 | 22502.9231 |  | 0
1966-02-13 | 0 | 0 | 0 | 0 | -12.5669 | -12.5669 | 2995.8453 | 22408.923 |  | 0
1966-02-14 | 0 | 0 | 0 | 0 | -12.5669 | -12.5669 | 2983.2785 | 22314.9229 |  | 0
1966-02-15 | 0 | 0 | 0 | 0 | -12.5669 | -12.5669 | 2970.7116 | 22220.9228 |  | 0
1966-02-16 | 0 | 0 | 0 | 0 | -12.5669 | -12.5669 | 2958.1447 | 22126.9226 |  | 0
1966-02-17 | 0 | 0 | 0 | 0 | -12.5669 | -12.5669 | 2945.5779 | 22032.9225 |  | 0
1966-02-18 | 0 | 0 | 0 | 0 | -12.5669 | -12.5669 | 2933.011 | 21938.9224 |  | 0
1966-02-19 | 0 | 0 | 0 | 0 | -12.5669 | -12.5669 | 2920.4442 | 21844.9223 |  | 0
1966-02-20 | 0 | 0 | 0 | 0 | -12.5669 | -12.5669 | 2907.8773 | 21750.9222 |  | 0
1966-02-21 | 0.0066667 | 18.4 | 4.0107 | 4.0107 | 1.8224 | 1.8224 | 2909.6997 | 21764.5541 |  | 0
1966-02-22 | 0 | 0 | 0 | 0 | -12.5669 | -12.5669 | 2897.1329 | 21670.554 |  | 0
1966-02-23 | 0 | 0 | 0 | 0 | -12.5669 | -12.5669 | 2884.566 | 21576.5538 |  | 0
1966-02-24 | 0 | 0 | 0 | 0 | -12.5669 | -12.5669 | 2871.9992 | 21482.5537 |  | 0
1966-02-25 | 0 | 0 | 0 | 0 | -12.5669 | -12.5669 | 2859.4323 | 21388.5536 |  | 0
1966-02-26 | 0.011667 | 32.2 | 4.0107 | 4.0107 | 15.6224 | 15.6224 | 2875.0547 | 21505.4095 |  | 0
1966-02-27 | 0.049167 | 135.7 | 4.0107 | 4.0107 | 119.1224 | 119.1224 | 2994.1772 | 22396.4454 |  | 0
1966-02-28 | 0 | 0 | 0 | 0 | -12.5669 | -12.5669 | 2981.6103 | 22302.4453 |  | 0
1966-03-01 | 0 | 0 | 0 | 0 | -12.5669 | -12.5669 | 2969.0435 | 22208.4452 |  | 0
1966-03-02 | 0 | 0 | 0 | 0 | -12.5669 | -12.5669 | 2956.4766 | 22114.4451 |  | 0
1966-03-03 | 0 | 0 | 0 | 0 | -12.5669 | -12.5669 | 2943.9098 | 22020.4449 |  | 0
1966-03-04 | 0 | 0 | 0 | 0 | -12.5669 | -12.5669 | 2931.3429 | 21926.4448 |  | 0
1966-03-05 | 0 | 0 | 0 | 0 | -12.5669 | -12.5669 | 2918.776 | 21832.4447 |  | 0
1966-03-06 | 0 | 0 | 0 | 0 | -12.5669 | -12.5669 | 2906.2092 | 21738.4446 |  | 0
1966-03-07 | 0 | 0 | 0 | 0 | -12.5669 | -12.5669 | 2893.6423 | 21644.4445 |  | 0
1966-03-08 | 0 | 0 | 0 | 0 | -12.5669 | -12.5669 | 2881.0755 | 21550.4444 |  | 0
1966-03-09 | 0 | 0 | 0 | 0 | -12.5669 | -12.5669 | 2868.5086 | 21456.4443 |  | 0
1966-03-10 | 0 | 0 | 0 | 0 | -12.5669 | -12.5669 | 2855.9417 | 21362.4442 |  | 0
1966-03-11 | 0.0025 | 6.9 | 4.0107 | 4.0107 | -9.6776 | -9.6776 | 2846.2642 | 21290.056 |  | 0
1966-03-12 | 0.13417 | 370.3 | 4.0107 | 4.0107 | 353.7224 | 353.7224 | 3199.9866 | 23935.8999 |  | 0
1966-03-13 | 0 | 0 | 0 | 0 | -12.5669 | -12.5669 | 3187.4198 | 23841.8998 |  | 0
1966-03-14 | 0 | 0 | 0 | 0 | -12.5669 | -12.5669 | 3174.8529 | 23747.8997 |  | 0
1966-03-15 | 0 | 0 | 0 | 0 | -12.5669 | -12.5669 | 3162.286 | 23653.8996 |  | 0
1966-03-16 | 0 | 0 | 0 | 0 | -12.5669 | -12.5669 | 3149.7192 | 23559.8995 |  | 0
1966-03-17 | 0 | 0 | 0 | 0 | -12.5669 | -12.5669 | 3137.1523 | 23465.8994 |  | 0
1966-03-18 | 0 | 0 | 0 | 0 | -12.5669 | -12.5669 | 3124.5855 | 23371.8993 |  | 0
1966-03-19 | 0 | 0 | 0 | 0 | -12.5669 | -12.5669 | 3112.0186 | 23277.8991 |  | 0
1966-03-20 | 0 | 0 | 0 | 0 | -12.5669 | -12.5669 | 3099.4517 | 23183.899 |  | 0
1966-03-21 | 0 | 0 | 0 | 0 | -12.5669 | -12.5669 | 3086.8849 | 23089.8989 |  | 0
1966-03-22 | 0 | 0 | 0 | 0 | -12.5669 | -12.5669 | 3074.318 | 22995.8988 |  | 0
1966-03-23 | 0 | 0 | 0 | 0 | -12.5669 | -12.5669 | 3061.7512 | 22901.8987 |  | 0
1966-03-24 | 0 | 0 | 0 | 0 | -12.5669 | -12.5669 | 3049.1843 | 22807.8986 |  | 0
1966-03-25 | 0.0016667 | 4.6 | 4.0107 | 4.0107 | -11.9776 | -11.9776 | 3037.2067 | 22718.3065 |  | 0
1966-03-26 | 0 | 0 | 0 | 0 | -12.5669 | -12.5669 | 3024.6399 | 22624.3064 |  | 0
1966-03-27 | 0 | 0 | 0 | 0 | -12.5669 | -12.5669 | 3012.073 | 22530.3062 |  | 0
1966-03-28 | 0.0083333 | 23 | 4.0107 | 4.0107 | 6.4224 | 6.4224 | 3018.4955 | 22578.3461 |  | 0
1966-03-29 | 0 | 0 | 0 | 0 | -12.5669 | -12.5669 | 3005.9286 | 22484.346 |  | 0
1966-03-30 | 0 | 0 | 0 | 0 | -12.5669 | -12.5669 | 2993.3618 | 22390.3459 |  | 0
1966-03-31 | 0 | 0 | 0 | 0 | -12.5669 | -12.5669 | 2980.7949 | 22296.3458 |  | 0
1966-04-01 | 0 | 0 | 0 | 0 | -12.5669 | -12.5669 | 2968.228 | 22202.3457 |  | 0
1966-04-02 | 0 | 0 | 0 | 0 | -12.5669 | -12.5669 | 2955.6612 | 22108.3456 |  | 0
1966-04-03 | 0 | 0 | 0 | 0 | -12.5669 | -12.5669 | 2943.0943 | 22014.3454 |  | 0
1966-04-04 | 0 | 0 | 0 | 0 | -12.5669 | -12.5669 | 2930.5275 | 21920.3453 |  | 0
1966-04-05 | 0 | 0 | 0 | 0 | -12.5669 | -12.5669 | 2917.9606 | 21826.3452 |  | 0
1966-04-06 | 0 | 0 | 0 | 0 | -12.5669 | -12.5669 | 2905.3937 | 21732.3451 |  | 0
1966-04-07 | 0 | 0 | 0 | 0 | -12.5669 | -12.5669 | 2892.8269 | 21638.345 |  | 0
1966-04-08 | 0 | 0 | 0 | 0 | -12.5669 | -12.5669 | 2880.26 | 21544.3449 |  | 0
1966-04-09 | 0 | 0 | 0 | 0 | -12.5669 | -12.5669 | 2867.6932 | 21450.3448 |  | 0
1966-04-10 | 0 | 0 | 0 | 0 | -12.5669 | -12.5669 | 2855.1263 | 21356.3447 |  | 0
1966-04-11 | 0 | 0 | 0 | 0 | -12.5669 | -12.5669 | 2842.5594 | 21262.3445 |  | 0
1966-04-12 | 0 | 0 | 0 | 0 | -12.5669 | -12.5669 | 2829.9926 | 21168.3444 |  | 0
1966-04-13 | 0.023333 | 64.4 | 4.0107 | 4.0107 | 47.8224 | 47.8224 | 2877.815 | 21526.0563 |  | 0
1966-04-14 | 0 | 0 | 0 | 0 | -12.5669 | -12.5669 | 2865.2482 | 21432.0562 |  | 0
1966-04-15 | 0 | 0 | 0 | 0 | -12.5669 | -12.5669 | 2852.6813 | 21338.0561 |  | 0
1966-04-16 | 0 | 0 | 0 | 0 | -12.5669 | -12.5669 | 2840.1144 | 21244.056 |  | 0
1966-04-17 | 0 | 0 | 0 | 0 | -12.5669 | -12.5669 | 2827.5476 | 21150.0559 |  | 0
1966-04-18 | 0 | 0 | 0 | 0 | -12.5669 | -12.5669 | 2814.9807 | 21056.0558 |  | 0
1966-04-19 | 0 | 0 | 0 | 0 | -12.5669 | -12.5669 | 2802.4139 | 20962.0556 |  | 0
1966-04-20 | 0 | 0 | 0 | 0 | -12.5669 | -12.5669 | 2789.847 | 20868.0555 |  | 0
1966-04-21 | 0 | 0 | 0 | 0 | -12.5669 | -12.5669 | 2777.2801 | 20774.0554 |  | 0
1966-04-22 | 0.16417 | 453.1 | 4.0107 | 4.0107 | 436.5224 | 436.5224 | 3213.8026 | 24039.2433 |  | 0
1966-04-23 | 0.081667 | 225.4 | 4.0107 | 4.0107 | 208.8224 | 208.8224 | 3422.625 | 25601.2352 |  | 0
1966-04-24 | 0.0016667 | 4.6 | 4.0107 | 4.0107 | -11.9776 | -11.9776 | 3410.6475 | 25511.6431 |  | 0
1966-04-25 | 0.21167 | 584.2 | 4.0107 | 4.0107 | 567.6224 | 567.6224 | 3978.2699 | 29757.459 |  | 0
1966-04-26 | 0.058333 | 161 | 4.0107 | 4.0107 | 144.4224 | 144.4224 | 3997.8631 | 29904.0163 |  | 112.2624
1966-04-27 | 0 | 0 | 0 | 0 | -12.5669 | -12.5669 | 3985.2963 | 29810.0162 |  | 0
1966-04-28 | 0.0425 | 117.3 | 4.0107 | 4.0107 | 100.7224 | 100.7224 | 3997.8631 | 29904.0163 |  | 75.5887
1966-04-29 | 0.035 | 96.6 | 4.0107 | 4.0107 | 80.0224 | 80.0224 | 3997.8631 | 29904.0163 |  | 67.4556
1966-04-30 | 0.045833 | 126.5 | 4.0107 | 4.0107 | 109.9224 | 109.9224 | 3997.8631 | 29904.0163 |  | 97.3556
1966-05-01 | 0.00083333 | 2.3 | 4.0107 | 2.3 | -12.5669 | -12.5669 | 3985.2963 | 29810.0162 |  | 0
1966-05-02 | 0 | 0 | 0 | 0 | -12.5669 | -12.5669 | 3972.7294 | 29716.0161 |  | 0
1966-05-03 | 0 | 0 | 0 | 0 | -12.5669 | -12.5669 | 3960.1626 | 29622.0159 |  | 0
1966-05-04 | 0 | 0 | 0 | 0 | -12.5669 | -12.5669 | 3947.5957 | 29528.0158 |  | 0
1966-05-05 | 0 | 0 | 0 | 0 | -12.5669 | -12.5669 | 3935.0288 | 29434.0157 |  | 0
1966-05-06 | 0 | 0 | 0 | 0 | -12.5669 | -12.5669 | 3922.462 | 29340.0156 |  | 0
1966-05-07 | 0 | 0 | 0 | 0 | -12.5669 | -12.5669 | 3909.8951 | 29246.0155 |  | 0
1966-05-08 | 0 | 0 | 0 | 0 | -12.5669 | -12.5669 | 3897.3283 | 29152.0154 |  | 0
1966-05-09 | 0 | 0 | 0 | 0 | -12.5669 | -12.5669 | 3884.7614 | 29058.0153 |  | 0
1966-05-10 | 0 | 0 | 0 | 0 | -12.5669 | -12.5669 | 3872.1945 | 28964.0152 |  | 0
1966-05-11 | 0 | 0 | 0 | 0 | -12.5669 | -12.5669 | 3859.6277 | 28870.015 |  | 0
1966-05-12 | 0 | 0 | 0 | 0 | -12.5669 | -12.5669 | 3847.0608 | 28776.0149 |  | 0
1966-05-13 | 0 | 0 | 0 | 0 | -12.5669 | -12.5669 | 3834.494 | 28682.0148 |  | 0
1966-05-14 | 0 | 0 | 0 | 0 | -12.5669 | -12.5669 | 3821.9271 | 28588.0147 |  | 0
1966-05-15 | 0 | 0 | 0 | 0 | -12.5669 | -12.5669 | 3809.3602 | 28494.0146 |  | 0
1966-05-16 | 0 | 0 | 0 | 0 | -12.5669 | -12.5669 | 3796.7934 | 28400.0145 |  | 0
1966-05-17 | 0 | 0 | 0 | 0 | -12.5669 | -12.5669 | 3784.2265 | 28306.0144 |  | 0
1966-05-18 | 0 | 0 | 0 | 0 | -12.5669 | -12.5669 | 3771.6597 | 28212.0143 |  | 0
1966-05-19 | 0 | 0 | 0 | 0 | -12.5669 | -12.5669 | 3759.0928 | 28118.0141 |  | 0
1966-05-20 | 0 | 0 | 0 | 0 | -12.5669 | -12.5669 | 3746.5259 | 28024.014 |  | 0
1966-05-21 | 0 | 0 | 0 | 0 | -12.5669 | -12.5669 | 3733.9591 | 27930.0139 |  | 0
1966-05-22 | 0 | 0 | 0 | 0 | -12.5669 | -12.5669 | 3721.3922 | 27836.0138 |  | 0
1966-05-23 | 0 | 0 | 0 | 0 | -12.5669 | -12.5669 | 3708.8254 | 27742.0137 |  | 0
1966-05-24 | 0 | 0 | 0 | 0 | -12.5669 | -12.5669 | 3696.2585 | 27648.0136 |  | 0
1966-05-25 | 0 | 0 | 0 | 0 | -12.5669 | -12.5669 | 3683.6916 | 27554.0135 |  | 0
1966-05-26 | 0 | 0 | 0 | 0 | -12.5669 | -12.5669 | 3671.1248 | 27460.0134 |  | 0
1966-05-27 | 0 | 0 | 0 | 0 | -12.5669 | -12.5669 | 3658.5579 | 27366.0132 |  | 0
1966-05-28 | 0 | 0 | 0 | 0 | -12.5669 | -12.5669 | 3645.9911 | 27272.0131 |  | 0
1966-05-29 | 0 | 0 | 0 | 0 | -12.5669 | -12.5669 | 3633.4242 | 27178.013 |  | 0
1966-05-30 | 0 | 0 | 0 | 0 | -12.5669 | -12.5669 | 3620.8573 | 27084.0129 |  | 0
1966-05-31 | 0 | 0 | 0 | 0 | -12.5669 | -12.5669 | 3608.2905 | 26990.0128 |  | 0
1966-06-01 | 0 | 0 | 0 | 0 | -12.5669 | -12.5669 | 3595.7236 | 26896.0127 |  | 0
1966-06-02 | 0 | 0 | 0 | 0 | -12.5669 | -12.5669 | 3583.1568 | 26802.0126 |  | 0
1966-06-03 | 0 | 0 | 0 | 0 | -12.5669 | -12.5669 | 3570.5899 | 26708.0125 |  | 0
1966-06-04 | 0 | 0 | 0 | 0 | -12.5669 | -12.5669 | 3558.023 | 26614.0123 |  | 0
1966-06-05 | 0 | 0 | 0 | 0 | -12.5669 | -12.5669 | 3545.4562 | 26520.0122 |  | 0
1966-06-06 | 0 | 0 | 0 | 0 | -12.5669 | -12.5669 | 3532.8893 | 26426.0121 |  | 0
1966-06-07 | 0 | 0 | 0 | 0 | -12.5669 | -12.5669 | 3520.3225 | 26332.012 |  | 0
1966-06-08 | 0 | 0 | 0 | 0 | -12.5669 | -12.5669 | 3507.7556 | 26238.0119 |  | 0
1966-06-09 | 0 | 0 | 0 | 0 | -12.5669 | -12.5669 | 3495.1887 | 26144.0118 |  | 0
1966-06-10 | 0 | 0 | 0 | 0 | -12.5669 | -12.5669 | 3482.6219 | 26050.0117 |  | 0
1966-06-11 | 0 | 0 | 0 | 0 | -12.5669 | -12.5669 | 3470.055 | 25956.0115 |  | 0
1966-06-12 | 0.0016667 | 4.6 | 4.0107 | 4.0107 | -11.9776 | -11.9776 | 3458.0775 | 25866.4194 |  | 0
1966-06-13 | 0 | 0 | 0 | 0 | -12.5669 | -12.5669 | 3445.5106 | 25772.4193 |  | 0
1966-06-14 | 0 | 0 | 0 | 0 | -12.5669 | -12.5669 | 3432.9437 | 25678.4192 |  | 0
1966-06-15 | 0 | 0 | 0 | 0 | -12.5669 | -12.5669 | 3420.3769 | 25584.4191 |  | 0
1966-06-16 | 0.0016667 | 4.6 | 4.0107 | 4.0107 | -11.9776 | -11.9776 | 3408.3993 | 25494.827 |  | 0
1966-06-17 | 0.02 | 55.2 | 4.0107 | 4.0107 | 38.6224 | 38.6224 | 3447.0218 | 25783.7229 |  | 0
1966-06-18 | 0 | 0 | 0 | 0 | -12.5669 | -12.5669 | 3434.4549 | 25689.7228 |  | 0
1966-06-19 | 0 | 0 | 0 | 0 | -12.5669 | -12.5669 | 3421.8881 | 25595.7226 |  | 0
1966-06-20 | 0 | 0 | 0 | 0 | -12.5669 | -12.5669 | 3409.3212 | 25501.7225 |  | 0
1966-06-21 | 0 | 0 | 0 | 0 | -12.5669 | -12.5669 | 3396.7543 | 25407.7224 |  | 0
1966-06-22 | 0 | 0 | 0 | 0 | -12.5669 | -12.5669 | 3384.1875 | 25313.7223 |  | 0
1966-06-23 | 0 | 0 | 0 | 0 | -12.5669 | -12.5669 | 3371.6206 | 25219.7222 |  | 0
1966-06-24 | 0 | 0 | 0 | 0 | -12.5669 | -12.5669 | 3359.0538 | 25125.7221 |  | 0
1966-06-25 | 0 | 0 | 0 | 0 | -12.5669 | -12.5669 | 3346.4869 | 25031.722 |  | 0
1966-06-26 | 0 | 0 | 0 | 0 | -12.5669 | -12.5669 | 3333.92 | 24937.7219 |  | 0
1966-06-27 | 0 | 0 | 0 | 0 | -12.5669 | -12.5669 | 3321.3532 | 24843.7217 |  | 0
1966-06-28 | 0 | 0 | 0 | 0 | -12.5669 | -12.5669 | 3308.7863 | 24749.7216 |  | 0
1966-06-29 | 0 | 0 | 0 | 0 | -12.5669 | -12.5669 | 3296.2195 | 24655.7215 |  | 0
1966-06-30 | 0 | 0 | 0 | 0 | -12.5669 | -12.5669 | 3283.6526 | 24561.7214 |  | 0
1966-07-01 | 0 | 0 | 0 | 0 | -12.5669 | -12.5669 | 3271.0857 | 24467.7213 |  | 0
1966-07-02 | 0 | 0 | 0 | 0 | -12.5669 | -12.5669 | 3258.5189 | 24373.7212 |  | 0
1966-07-03 | 0 | 0 | 0 | 0 | -12.5669 | -12.5669 | 3245.952 | 24279.7211 |  | 0
1966-07-04 | 0.0025 | 6.9 | 4.0107 | 4.0107 | -9.6776 | -9.6776 | 3236.2745 | 24207.333 |  | 0
1966-07-05 | 0 | 0 | 0 | 0 | -12.5669 | -12.5669 | 3223.7076 | 24113.3328 |  | 0
1966-07-06 | 0 | 0 | 0 | 0 | -12.5669 | -12.5669 | 3211.1407 | 24019.3327 |  | 0
1966-07-07 | 0 | 0 | 0 | 0 | -12.5669 | -12.5669 | 3198.5739 | 23925.3326 |  | 0
1966-07-08 | 0 | 0 | 0 | 0 | -12.5669 | -12.5669 | 3186.007 | 23831.3325 |  | 0
1966-07-09 | 0 | 0 | 0 | 0 | -12.5669 | -12.5669 | 3173.4402 | 23737.3324 |  | 0
1966-07-10 | 0.225 | 621 | 4.0107 | 4.0107 | 604.4224 | 604.4224 | 3777.8626 | 28258.4123 |  | 0
1966-07-11 | 0 | 0 | 0 | 0 | -12.5669 | -12.5669 | 3765.2957 | 28164.4122 |  | 0
1966-07-12 | 0 | 0 | 0 | 0 | -12.5669 | -12.5669 | 3752.7289 | 28070.4121 |  | 0
1966-07-13 | 0 | 0 | 0 | 0 | -12.5669 | -12.5669 | 3740.162 | 27976.4119 |  | 0
1966-07-14 | 0 | 0 | 0 | 0 | -12.5669 | -12.5669 | 3727.5952 | 27882.4118 |  | 0
1966-07-15 | 0 | 0 | 0 | 0 | -12.5669 | -12.5669 | 3715.0283 | 27788.4117 |  | 0
1966-07-16 | 0 | 0 | 0 | 0 | -12.5669 | -12.5669 | 3702.4614 | 27694.4116 |  | 0
1966-07-17 | 0 | 0 | 0 | 0 | -12.5669 | -12.5669 | 3689.8946 | 27600.4115 |  | 0
1966-07-18 | 0 | 0 | 0 | 0 | -12.5669 | -12.5669 | 3677.3277 | 27506.4114 |  | 0
1966-07-19 | 0 | 0 | 0 | 0 | -12.5669 | -12.5669 | 3664.7609 | 27412.4113 |  | 0
1966-07-20 | 0 | 0 | 0 | 0 | -12.5669 | -12.5669 | 3652.194 | 27318.4112 |  | 0
1966-07-21 | 0 | 0 | 0 | 0 | -12.5669 | -12.5669 | 3639.6271 | 27224.411 |  | 0
1966-07-22 | 0 | 0 | 0 | 0 | -12.5669 | -12.5669 | 3627.0603 | 27130.4109 |  | 0
1966-07-23 | 0.0033333 | 9.2 | 4.0107 | 4.0107 | -7.3776 | -7.3776 | 3619.6827 | 27075.2268 |  | 0
1966-07-24 | 0 | 0 | 0 | 0 | -12.5669 | -12.5669 | 3607.1159 | 26981.2267 |  | 0
1966-07-25 | 0.00083333 | 2.3 | 4.0107 | 2.3 | -12.5669 | -12.5669 | 3594.549 | 26887.2266 |  | 0
1966-07-26 | 0 | 0 | 0 | 0 | -12.5669 | -12.5669 | 3581.9821 | 26793.2265 |  | 0
1966-07-27 | 0 | 0 | 0 | 0 | -12.5669 | -12.5669 | 3569.4153 | 26699.2264 |  | 0
1966-07-28 | 0 | 0 | 0 | 0 | -12.5669 | -12.5669 | 3556.8484 | 26605.2262 |  | 0
1966-07-29 | 0.0033333 | 9.2 | 4.0107 | 4.0107 | -7.3776 | -7.3776 | 3549.4709 | 26550.0421 |  | 0
1966-07-30 | 0.025833 | 71.3 | 4.0107 | 4.0107 | 54.7224 | 54.7224 | 3604.1933 | 26959.366 |  | 0
1966-07-31 | 0 | 0 | 0 | 0 | -12.5669 | -12.5669 | 3591.6265 | 26865.3659 |  | 0
1966-08-01 | 0 | 0 | 0 | 0 | -12.5669 | -12.5669 | 3579.0596 | 26771.3658 |  | 0
1966-08-02 | 0.026667 | 73.6 | 4.0107 | 4.0107 | 57.0224 | 57.0224 | 3636.082 | 27197.8937 |  | 0
1966-08-03 | 0 | 0 | 0 | 0 | -12.5669 | -12.5669 | 3623.5152 | 27103.8936 |  | 0
1966-08-04 | 0 | 0 | 0 | 0 | -12.5669 | -12.5669 | 3610.9483 | 27009.8935 |  | 0
1966-08-05 | 0 | 0 | 0 | 0 | -12.5669 | -12.5669 | 3598.3815 | 26915.8933 |  | 0
1966-08-06 | 0 | 0 | 0 | 0 | -12.5669 | -12.5669 | 3585.8146 | 26821.8932 |  | 0
1966-08-07 | 0.026667 | 73.6 | 4.0107 | 4.0107 | 57.0224 | 57.0224 | 3642.837 | 27248.4211 |  | 0
1966-08-08 | 0 | 0 | 0 | 0 | -12.5669 | -12.5669 | 3630.2702 | 27154.421 |  | 0
1966-08-09 | 0 | 0 | 0 | 0 | -12.5669 | -12.5669 | 3617.7033 | 27060.4209 |  | 0
1966-08-10 | 0 | 0 | 0 | 0 | -12.5669 | -12.5669 | 3605.1365 | 26966.4208 |  | 0
1966-08-11 | 0.01 | 27.6 | 4.0107 | 4.0107 | 11.0224 | 11.0224 | 3616.1589 | 27048.8687 |  | 0
1966-08-12 | 0 | 0 | 0 | 0 | -12.5669 | -12.5669 | 3603.5921 | 26954.8686 |  | 0
1966-08-13 | 0.016667 | 46 | 4.0107 | 4.0107 | 29.4224 | 29.4224 | 3633.0145 | 27174.9484 |  | 0
1966-08-14 | 0 | 0 | 0 | 0 | -12.5669 | -12.5669 | 3620.4476 | 27080.9483 |  | 0
1966-08-15 | 0 | 0 | 0 | 0 | -12.5669 | -12.5669 | 3607.8808 | 26986.9482 |  | 0
1966-08-16 | 0 | 0 | 0 | 0 | -12.5669 | -12.5669 | 3595.3139 | 26892.9481 |  | 0
1966-08-17 | 0 | 0 | 0 | 0 | -12.5669 | -12.5669 | 3582.7471 | 26798.948 |  | 0
1966-08-18 | 0 | 0 | 0 | 0 | -12.5669 | -12.5669 | 3570.1802 | 26704.9479 |  | 0
1966-08-19 | 0 | 0 | 0 | 0 | -12.5669 | -12.5669 | 3557.6133 | 26610.9478 |  | 0
1966-08-20 | 0 | 0 | 0 | 0 | -12.5669 | -12.5669 | 3545.0465 | 26516.9477 |  | 0
1966-08-21 | 0.025 | 69 | 4.0107 | 4.0107 | 52.4224 | 52.4224 | 3597.4689 | 26909.0675 |  | 0
1966-08-22 | 0.016667 | 46 | 4.0107 | 4.0107 | 29.4224 | 29.4224 | 3626.8914 | 27129.1474 |  | 0
1966-08-23 | 0.015 | 41.4 | 4.0107 | 4.0107 | 24.8224 | 24.8224 | 3651.7138 | 27314.8193 |  | 0
1966-08-24 | 0.22917 | 632.5 | 4.0107 | 4.0107 | 615.9224 | 615.9224 | 3997.8631 | 29904.0163 |  | 257.2063
1966-08-25 | 0 | 0 | 0 | 0 | -12.5669 | -12.5669 | 3985.2963 | 29810.0162 |  | 0
1966-08-26 | 0 | 0 | 0 | 0 | -12.5669 | -12.5669 | 3972.7294 | 29716.0161 |  | 0
1966-08-27 | 0 | 0 | 0 | 0 | -12.5669 | -12.5669 | 3960.1626 | 29622.0159 |  | 0
1966-08-28 | 0.0025 | 6.9 | 4.0107 | 4.0107 | -9.6776 | -9.6776 | 3950.485 | 29549.6278 |  | 0
1966-08-29 | 0.0083333 | 23 | 4.0107 | 4.0107 | 6.4224 | 6.4224 | 3956.9074 | 29597.6677 |  | 0
1966-08-30 | 0.044167 | 121.9 | 4.0107 | 4.0107 | 105.3224 | 105.3224 | 3997.8631 | 29904.0163 |  | 51.7999
1966-08-31 | 0 | 0 | 0 | 0 | -12.5669 | -12.5669 | 3985.2963 | 29810.0162 |  | 0
1966-09-01 | 0.031667 | 87.4 | 4.0107 | 4.0107 | 70.8224 | 70.8224 | 3997.8631 | 29904.0163 |  | 45.6887
1966-09-02 | 0 | 0 | 0 | 0 | -12.5669 | -12.5669 | 3985.2963 | 29810.0162 |  | 0
1966-09-03 | 0.060833 | 167.9 | 4.0107 | 4.0107 | 151.3224 | 151.3224 | 3997.8631 | 29904.0163 |  | 126.1887
1966-09-04 | 0 | 0 | 0 | 0 | -12.5669 | -12.5669 | 3985.2963 | 29810.0162 |  | 0
1966-09-05 | 0 | 0 | 0 | 0 | -12.5669 | -12.5669 | 3972.7294 | 29716.0161 |  | 0
1966-09-06 | 0 | 0 | 0 | 0 | -12.5669 | -12.5669 | 3960.1626 | 29622.0159 |  | 0
1966-09-07 | 0 | 0 | 0 | 0 | -12.5669 | -12.5669 | 3947.5957 | 29528.0158 |  | 0
1966-09-08 | 0.071667 | 197.8 | 4.0107 | 4.0107 | 181.2224 | 181.2224 | 3997.8631 | 29904.0163 |  | 118.3881
1966-09-09 | 0.025 | 69 | 4.0107 | 4.0107 | 52.4224 | 52.4224 | 3997.8631 | 29904.0163 |  | 39.8556
1966-09-10 | 0.0016667 | 4.6 | 4.0107 | 4.0107 | -11.9776 | -11.9776 | 3985.8856 | 29814.4242 |  | 0
1966-09-11 | 0 | 0 | 0 | 0 | -12.5669 | -12.5669 | 3973.3187 | 29720.4241 |  | 0
1966-09-12 | 0 | 0 | 0 | 0 | -12.5669 | -12.5669 | 3960.7519 | 29626.4239 |  | 0
1966-09-13 | 0 | 0 | 0 | 0 | -12.5669 | -12.5669 | 3948.185 | 29532.4238 |  | 0
1966-09-14 | 0 | 0 | 0 | 0 | -12.5669 | -12.5669 | 3935.6181 | 29438.4237 |  | 0
1966-09-15 | 0.14333 | 395.6 | 4.0107 | 4.0107 | 379.0224 | 379.0224 | 3997.8631 | 29904.0163 |  | 304.2106
1966-09-16 | 0.03 | 82.8 | 4.0107 | 4.0107 | 66.2224 | 66.2224 | 3997.8631 | 29904.0163 |  | 53.6556
1966-09-17 | 0.15167 | 418.6 | 4.0107 | 4.0107 | 402.0224 | 402.0224 | 3997.8631 | 29904.0163 |  | 389.4556
1966-09-18 | 0 | 0 | 0 | 0 | -12.5669 | -12.5669 | 3985.2963 | 29810.0162 |  | 0
1966-09-19 | 0 | 0 | 0 | 0 | -12.5669 | -12.5669 | 3972.7294 | 29716.0161 |  | 0
1966-09-20 | 0 | 0 | 0 | 0 | -12.5669 | -12.5669 | 3960.1626 | 29622.0159 |  | 0
1966-09-21 | 0 | 0 | 0 | 0 | -12.5669 | -12.5669 | 3947.5957 | 29528.0158 |  | 0
1966-09-22 | 0 | 0 | 0 | 0 | -12.5669 | -12.5669 | 3935.0288 | 29434.0157 |  | 0
1966-09-23 | 0 | 0 | 0 | 0 | -12.5669 | -12.5669 | 3922.462 | 29340.0156 |  | 0
1966-09-24 | 0 | 0 | 0 | 0 | -12.5669 | -12.5669 | 3909.8951 | 29246.0155 |  | 0
1966-09-25 | 0 | 0 | 0 | 0 | -12.5669 | -12.5669 | 3897.3283 | 29152.0154 |  | 0
1966-09-26 | 0 | 0 | 0 | 0 | -12.5669 | -12.5669 | 3884.7614 | 29058.0153 |  | 0
1966-09-27 | 0.036667 | 101.2 | 4.0107 | 4.0107 | 84.6224 | 84.6224 | 3969.3838 | 29690.9912 |  | 0
1966-09-28 | 0 | 0 | 0 | 0 | -12.5669 | -12.5669 | 3956.817 | 29596.991 |  | 0
1966-09-29 | 0 | 0 | 0 | 0 | -12.5669 | -12.5669 | 3944.2501 | 29502.9909 |  | 0
1966-09-30 | 0.068333 | 188.6 | 4.0107 | 4.0107 | 172.0224 | 172.0224 | 3997.8631 | 29904.0163 |  | 105.8426
1966-10-01 | 0 | 0 | 0 | 0 | -12.5669 | -12.5669 | 3985.2963 | 29810.0162 |  | 0
1966-10-02 | 0 | 0 | 0 | 0 | -12.5669 | -12.5669 | 3972.7294 | 29716.0161 |  | 0
1966-10-03 | 0 | 0 | 0 | 0 | -12.5669 | -12.5669 | 3960.1626 | 29622.0159 |  | 0
1966-10-04 | 0.0058333 | 16.1 | 4.0107 | 4.0107 | -0.47756 | -0.47756 | 3959.685 | 29618.4438 |  | 0
1966-10-05 | 0 | 0 | 0 | 0 | -12.5669 | -12.5669 | 3947.1181 | 29524.4437 |  | 0
1966-10-06 | 0 | 0 | 0 | 0 | -12.5669 | -12.5669 | 3934.5513 | 29430.4436 |  | 0
1966-10-07 | 0 | 0 | 0 | 0 | -12.5669 | -12.5669 | 3921.9844 | 29336.4435 |  | 0
1966-10-08 | 0.0016667 | 4.6 | 4.0107 | 4.0107 | -11.9776 | -11.9776 | 3910.0069 | 29246.8514 |  | 0
1966-10-09 | 0 | 0 | 0 | 0 | -12.5669 | -12.5669 | 3897.44 | 29152.8513 |  | 0
1966-10-10 | 0 | 0 | 0 | 0 | -12.5669 | -12.5669 | 3884.8731 | 29058.8512 |  | 0
1966-10-11 | 0 | 0 | 0 | 0 | -12.5669 | -12.5669 | 3872.3063 | 28964.851 |  | 0
1966-10-12 | 0 | 0 | 0 | 0 | -12.5669 | -12.5669 | 3859.7394 | 28870.8509 |  | 0
1966-10-13 | 0 | 0 | 0 | 0 | -12.5669 | -12.5669 | 3847.1726 | 28776.8508 |  | 0
1966-10-14 | 0 | 0 | 0 | 0 | -12.5669 | -12.5669 | 3834.6057 | 28682.8507 |  | 0
1966-10-15 | 0 | 0 | 0 | 0 | -12.5669 | -12.5669 | 3822.0388 | 28588.8506 |  | 0
1966-10-16 | 0 | 0 | 0 | 0 | -12.5669 | -12.5669 | 3809.472 | 28494.8505 |  | 0
1966-10-17 | 0.041667 | 115 | 4.0107 | 4.0107 | 98.4224 | 98.4224 | 3907.8944 | 29231.0504 |  | 0
1966-10-18 | 0 | 0 | 0 | 0 | -12.5669 | -12.5669 | 3895.3276 | 29137.0503 |  | 0
1966-10-19 | 0 | 0 | 0 | 0 | -12.5669 | -12.5669 | 3882.7607 | 29043.0501 |  | 0
1966-10-20 | 0 | 0 | 0 | 0 | -12.5669 | -12.5669 | 3870.1939 | 28949.05 |  | 0
1966-10-21 | 0 | 0 | 0 | 0 | -12.5669 | -12.5669 | 3857.627 | 28855.0499 |  | 0
1966-10-22 | 0 | 0 | 0 | 0 | -12.5669 | -12.5669 | 3845.0601 | 28761.0498 |  | 0
1966-10-23 | 0 | 0 | 0 | 0 | -12.5669 | -12.5669 | 3832.4933 | 28667.0497 |  | 0
1966-10-24 | 0 | 0 | 0 | 0 | -12.5669 | -12.5669 | 3819.9264 | 28573.0496 |  | 0
1966-10-25 | 0 | 0 | 0 | 0 | -12.5669 | -12.5669 | 3807.3596 | 28479.0495 |  | 0
1966-10-26 | 0 | 0 | 0 | 0 | -12.5669 | -12.5669 | 3794.7927 | 28385.0494 |  | 0
1966-10-27 | 0 | 0 | 0 | 0 | -12.5669 | -12.5669 | 3782.2258 | 28291.0492 |  | 0
1966-10-28 | 0 | 0 | 0 | 0 | -12.5669 | -12.5669 | 3769.659 | 28197.0491 |  | 0
1966-10-29 | 0 | 0 | 0 | 0 | -12.5669 | -12.5669 | 3757.0921 | 28103.049 |  | 0 | 1
1966-10-30 | 0 | 0 | 0 | 0 | -12.5669 | -12.5669 | 3744.5253 | 28009.0489 |  | 0
1966-10-31 | 0 | 0 | 0 | 0 | -12.5669 | -12.5669 | 3731.9584 | 27915.0488 |  | 0
1966-11-01 | 0 | 0 | 0 | 0 | -12.5669 | -12.5669 | 3719.3915 | 27821.0487 |  | 0
1966-11-02 | 0 | 0 | 0 | 0 | -12.5669 | -12.5669 | 3706.8247 | 27727.0486 |  | 0
1966-11-03 | 0 | 0 | 0 | 0 | -12.5669 | -12.5669 | 3694.2578 | 27633.0485 |  | 0
1966-11-04 | 0 | 0 | 0 | 0 | -12.5669 | -12.5669 | 3681.691 | 27539.0483 |  | 0
1966-11-05 | 0 | 0 | 0 | 0 | -12.5669 | -12.5669 | 3669.1241 | 27445.0482 |  | 0
1966-11-06 | 0 | 0 | 0 | 0 | -12.5669 | -12.5669 | 3656.5572 | 27351.0481 |  | 0
1966-11-07 | 0 | 0 | 0 | 0 | -12.5669 | -12.5669 | 3643.9904 | 27257.048 |  | 0
1966-11-08 | 0 | 0 | 0 | 0 | -12.5669 | -12.5669 | 3631.4235 | 27163.0479 |  | 0
1966-11-09 | 0.01 | 27.6 | 4.0107 | 4.0107 | 11.0224 | 11.0224 | 3642.446 | 27245.4958 |  | 0
1966-11-10 | 0 | 0 | 0 | 0 | -12.5669 | -12.5669 | 3629.8791 | 27151.4957 |  | 0
1966-11-11 | 0 | 0 | 0 | 0 | -12.5669 | -12.5669 | 3617.3122 | 27057.4955 |  | 0
1966-11-12 | 0 | 0 | 0 | 0 | -12.5669 | -12.5669 | 3604.7454 | 26963.4954 |  | 0
1966-11-13 | 0 | 0 | 0 | 0 | -12.5669 | -12.5669 | 3592.1785 | 26869.4953 |  | 0
1966-11-14 | 0 | 0 | 0 | 0 | -12.5669 | -12.5669 | 3579.6117 | 26775.4952 |  | 0
1966-11-15 | 0 | 0 | 0 | 0 | -12.5669 | -12.5669 | 3567.0448 | 26681.4951 |  | 0
1966-11-16 | 0 | 0 | 0 | 0 | -12.5669 | -12.5669 | 3554.4779 | 26587.495 |  | 0
1966-11-17 | 0 | 0 | 0 | 0 | -12.5669 | -12.5669 | 3541.9111 | 26493.4949 |  | 0
1966-11-18 | 0 | 0 | 0 | 0 | -12.5669 | -12.5669 | 3529.3442 | 26399.4948 |  | 0
1966-11-19 | 0 | 0 | 0 | 0 | -12.5669 | -12.5669 | 3516.7774 | 26305.4946 |  | 0
1966-11-20 | 0 | 0 | 0 | 0 | -12.5669 | -12.5669 | 3504.2105 | 26211.4945 |  | 0
1966-11-21 | 0 | 0 | 0 | 0 | -12.5669 | -12.5669 | 3491.6436 | 26117.4944 |  | 0
1966-11-22 | 0 | 0 | 0 | 0 | -12.5669 | -12.5669 | 3479.0768 | 26023.4943 |  | 0
1966-11-23 | 0 | 0 | 0 | 0 | -12.5669 | -12.5669 | 3466.5099 | 25929.4942 |  | 0
1966-11-24 | 0 | 0 | 0 | 0 | -12.5669 | -12.5669 | 3453.9431 | 25835.4941 |  | 0
1966-11-25 | 0 | 0 | 0 | 0 | -12.5669 | -12.5669 | 3441.3762 | 25741.494 |  | 0
1966-11-26 | 0.04 | 110.4 | 4.0107 | 4.0107 | 93.8224 | 93.8224 | 3535.1986 | 26443.2859 |  | 0
1966-11-27 | 0 | 0 | 0 | 0 | -12.5669 | -12.5669 | 3522.6318 | 26349.2857 |  | 0
1966-11-28 | 0 | 0 | 0 | 0 | -12.5669 | -12.5669 | 3510.0649 | 26255.2856 |  | 0
1966-11-29 | 0 | 0 | 0 | 0 | -12.5669 | -12.5669 | 3497.4981 | 26161.2855 |  | 0
1966-11-30 | 0 | 0 | 0 | 0 | -12.5669 | -12.5669 | 3484.9312 | 26067.2854 |  | 0
1966-12-01 | 0 | 0 | 0 | 0 | -12.5669 | -12.5669 | 3472.3643 | 25973.2853 |  | 0
1966-12-02 | 0 | 0 | 0 | 0 | -12.5669 | -12.5669 | 3459.7975 | 25879.2852 |  | 0
1966-12-03 | 0 | 0 | 0 | 0 | -12.5669 | -12.5669 | 3447.2306 | 25785.2851 |  | 0
1966-12-04 | 0 | 0 | 0 | 0 | -12.5669 | -12.5669 | 3434.6638 | 25691.285 |  | 0
1966-12-05 | 0 | 0 | 0 | 0 | -12.5669 | -12.5669 | 3422.0969 | 25597.2848 |  | 0
1966-12-06 | 0 | 0 | 0 | 0 | -12.5669 | -12.5669 | 3409.53 | 25503.2847 |  | 0
1966-12-07 | 0 | 0 | 0 | 0 | -12.5669 | -12.5669 | 3396.9632 | 25409.2846 |  | 0
1966-12-08 | 0 | 0 | 0 | 0 | -12.5669 | -12.5669 | 3384.3963 | 25315.2845 |  | 0
1966-12-09 | 0.005 | 13.8 | 4.0107 | 4.0107 | -2.7776 | -2.7776 | 3381.6188 | 25294.5084 |  | 0
1966-12-10 | 0 | 0 | 0 | 0 | -12.5669 | -12.5669 | 3369.0519 | 25200.5083 |  | 0
1966-12-11 | 0 | 0 | 0 | 0 | -12.5669 | -12.5669 | 3356.485 | 25106.5082 |  | 0
1966-12-12 | 0 | 0 | 0 | 0 | -12.5669 | -12.5669 | 3343.9182 | 25012.5081 |  | 0
1966-12-13 | 0 | 0 | 0 | 0 | -12.5669 | -12.5669 | 3331.3513 | 24918.5079 |  | 0
1966-12-14 | 0 | 0 | 0 | 0 | -12.5669 | -12.5669 | 3318.7845 | 24824.5078 |  | 0
1966-12-15 | 0 | 0 | 0 | 0 | -12.5669 | -12.5669 | 3306.2176 | 24730.5077 |  | 0
1966-12-16 | 0.0083333 | 23 | 4.0107 | 4.0107 | 6.4224 | 6.4224 | 3312.6401 | 24778.5476 |  | 0
1966-12-17 | 0 | 0 | 0 | 0 | -12.5669 | -12.5669 | 3300.0732 | 24684.5475 |  | 0
1966-12-18 | 0 | 0 | 0 | 0 | -12.5669 | -12.5669 | 3287.5063 | 24590.5474 |  | 0
1966-12-19 | 0 | 0 | 0 | 0 | -12.5669 | -12.5669 | 3274.9395 | 24496.5473 |  | 0
1966-12-20 | 0 | 0 | 0 | 0 | -12.5669 | -12.5669 | 3262.3726 | 24402.5472 |  | 0
1966-12-21 | 0 | 0 | 0 | 0 | -12.5669 | -12.5669 | 3249.8058 | 24308.547 |  | 0
1966-12-22 | 0.0016667 | 4.6 | 4.0107 | 4.0107 | -11.9776 | -11.9776 | 3237.8282 | 24218.9549 |  | 0
1966-12-23 | 0 | 0 | 0 | 0 | -12.5669 | -12.5669 | 3225.2613 | 24124.9548 |  | 0
1966-12-24 | 0 | 0 | 0 | 0 | -12.5669 | -12.5669 | 3212.6945 | 24030.9547 |  | 0
1966-12-25 | 0 | 0 | 0 | 0 | -12.5669 | -12.5669 | 3200.1276 | 23936.9546 |  | 0
1966-12-26 | 0 | 0 | 0 | 0 | -12.5669 | -12.5669 | 3187.5608 | 23842.9545 |  | 0
1966-12-27 | 0.0075 | 20.7 | 4.0107 | 4.0107 | 4.1224 | 4.1224 | 3191.6832 | 23873.7904 |  | 0
1966-12-28 | 0 | 0 | 0 | 0 | -12.5669 | -12.5669 | 3179.1163 | 23779.7902 |  | 0
1966-12-29 | 0 | 0 | 0 | 0 | -12.5669 | -12.5669 | 3166.5495 | 23685.7901 |  | 0
1966-12-30 | 0 | 0 | 0 | 0 | -12.5669 | -12.5669 | 3153.9826 | 23591.79 |  | 0
1966-12-31 | 0 | 0 | 0 | 0 | -12.5669 | -12.5669 | 3141.4158 | 23497.7899 |  | 0
1967-01-01 | 0 | 0 | 0 | 0 | -12.5669 | -12.5669 | 3128.8489 | 23403.7898 |  | 0
1967-01-02 | 0 | 0 | 0 | 0 | -12.5669 | -12.5669 | 3116.282 | 23309.7897 |  | 0
1967-01-03 | 0 | 0 | 0 | 0 | -12.5669 | -12.5669 | 3103.7152 | 23215.7896 |  | 0
1967-01-04 | 0 | 0 | 0 | 0 | -12.5669 | -12.5669 | 3091.1483 | 23121.7895 |  | 0
1967-01-05 | 0 | 0 | 0 | 0 | -12.5669 | -12.5669 | 3078.5815 | 23027.7893 |  | 0
1967-01-06 | 0 | 0 | 0 | 0 | -12.5669 | -12.5669 | 3066.0146 | 22933.7892 |  | 0
1967-01-07 | 0 | 0 | 0 | 0 | -12.5669 | -12.5669 | 3053.4477 | 22839.7891 |  | 0
1967-01-08 | 0 | 0 | 0 | 0 | -12.5669 | -12.5669 | 3040.8809 | 22745.789 |  | 0
1967-01-09 | 0 | 0 | 0 | 0 | -12.5669 | -12.5669 | 3028.314 | 22651.7889 |  | 0
1967-01-10 | 0 | 0 | 0 | 0 | -12.5669 | -12.5669 | 3015.7472 | 22557.7888 |  | 0
1967-01-11 | 0 | 0 | 0 | 0 | -12.5669 | -12.5669 | 3003.1803 | 22463.7887 |  | 0
1967-01-12 | 0 | 0 | 0 | 0 | -12.5669 | -12.5669 | 2990.6134 | 22369.7886 |  | 0
1967-01-13 | 0 | 0 | 0 | 0 | -12.5669 | -12.5669 | 2978.0466 | 22275.7884 |  | 0
1967-01-14 | 0 | 0 | 0 | 0 | -12.5669 | -12.5669 | 2965.4797 | 22181.7883 |  | 0
1967-01-15 | 0 | 0 | 0 | 0 | -12.5669 | -12.5669 | 2952.9129 | 22087.7882 |  | 0
1967-01-16 | 0 | 0 | 0 | 0 | -12.5669 | -12.5669 | 2940.346 | 21993.7881 |  | 0
1967-01-17 | 0 | 0 | 0 | 0 | -12.5669 | -12.5669 | 2927.7791 | 21899.788 |  | 0
1967-01-18 | 0 | 0 | 0 | 0 | -12.5669 | -12.5669 | 2915.2123 | 21805.7879 |  | 0
1967-01-19 | 0 | 0 | 0 | 0 | -12.5669 | -12.5669 | 2902.6454 | 21711.7878 |  | 0
1967-01-20 | 0 | 0 | 0 | 0 | -12.5669 | -12.5669 | 2890.0786 | 21617.7877 |  | 0
1967-01-21 | 0 | 0 | 0 | 0 | -12.5669 | -12.5669 | 2877.5117 | 21523.7875 |  | 0
1967-01-22 | 0 | 0 | 0 | 0 | -12.5669 | -12.5669 | 2864.9448 | 21429.7874 |  | 0
1967-01-23 | 0 | 0 | 0 | 0 | -12.5669 | -12.5669 | 2852.378 | 21335.7873 |  | 0
1967-01-24 | 0 | 0 | 0 | 0 | -12.5669 | -12.5669 | 2839.8111 | 21241.7872 |  | 0
1967-01-25 | 0 | 0 | 0 | 0 | -12.5669 | -12.5669 | 2827.2443 | 21147.7871 |  | 0
1967-01-26 | 0.0025 | 6.9 | 4.0107 | 4.0107 | -9.6776 | -9.6776 | 2817.5667 | 21075.399 |  | 0
1967-01-27 | 0 | 0 | 0 | 0 | -12.5669 | -12.5669 | 2804.9998 | 20981.3989 |  | 0
1967-01-28 | 0 | 0 | 0 | 0 | -12.5669 | -12.5669 | 2792.433 | 20887.3988 |  | 0
1967-01-29 | 0 | 0 | 0 | 0 | -12.5669 | -12.5669 | 2779.8661 | 20793.3986 |  | 0
1967-01-30 | 0 | 0 | 0 | 0 | -12.5669 | -12.5669 | 2767.2993 | 20699.3985 |  | 0
1967-01-31 | 0 | 0 | 0 | 0 | -12.5669 | -12.5669 | 2754.7324 | 20605.3984 |  | 0
1967-02-01 | 0 | 0 | 0 | 0 | -12.5669 | -12.5669 | 2742.1655 | 20511.3983 |  | 0
1967-02-02 | 0 | 0 | 0 | 0 | -12.5669 | -12.5669 | 2729.5987 | 20417.3982 |  | 0
1967-02-03 | 0 | 0 | 0 | 0 | -12.5669 | -12.5669 | 2717.0318 | 20323.3981 |  | 0
1967-02-04 | 0 | 0 | 0 | 0 | -12.5669 | -12.5669 | 2704.465 | 20229.398 |  | 0
1967-02-05 | 0 | 0 | 0 | 0 | -12.5669 | -12.5669 | 2691.8981 | 20135.3978 |  | 0
1967-02-06 | 0 | 0 | 0 | 0 | -12.5669 | -12.5669 | 2679.3312 | 20041.3977 |  | 0
1967-02-07 | 0 | 0 | 0 | 0 | -12.5669 | -12.5669 | 2666.7644 | 19947.3976 |  | 0
1967-02-08 | 0 | 0 | 0 | 0 | -12.5669 | -12.5669 | 2654.1975 | 19853.3975 |  | 0
1967-02-09 | 0 | 0 | 0 | 0 | -12.5669 | -12.5669 | 2641.6307 | 19759.3974 |  | 0
1967-02-10 | 0 | 0 | 0 | 0 | -12.5669 | -12.5669 | 2629.0638 | 19665.3973 |  | 0
1967-02-11 | 0.011667 | 32.2 | 4.0107 | 4.0107 | 15.6224 | 15.6224 | 2644.6863 | 19782.2532 |  | 0
1967-02-12 | 0 | 0 | 0 | 0 | -12.5669 | -12.5669 | 2632.1194 | 19688.2531 |  | 0
1967-02-13 | 0 | 0 | 0 | 0 | -12.5669 | -12.5669 | 2619.5525 | 19594.2529 |  | 0
1967-02-14 | 0 | 0 | 0 | 0 | -12.5669 | -12.5669 | 2606.9857 | 19500.2528 |  | 0
1967-02-15 | 0 | 0 | 0 | 0 | -12.5669 | -12.5669 | 2594.4188 | 19406.2527 |  | 0
1967-02-16 | 0 | 0 | 0 | 0 | -12.5669 | -12.5669 | 2581.852 | 19312.2526 |  | 0
1967-02-17 | 0 | 0 | 0 | 0 | -12.5669 | -12.5669 | 2569.2851 | 19218.2525 |  | 0
1967-02-18 | 0 | 0 | 0 | 0 | -12.5669 | -12.5669 | 2556.7182 | 19124.2524 |  | 0
1967-02-19 | 0 | 0 | 0 | 0 | -12.5669 | -12.5669 | 2544.1514 | 19030.2523 |  | 0
1967-02-20 | 0 | 0 | 0 | 0 | -12.5669 | -12.5669 | 2531.5845 | 18936.2522 |  | 0
1967-02-21 | 0.005 | 13.8 | 4.0107 | 4.0107 | -2.7776 | -2.7776 | 2528.807 | 18915.476 |  | 0
1967-02-22 | 0 | 0 | 0 | 0 | -12.5669 | -12.5669 | 2516.2401 | 18821.4759 |  | 0
1967-02-23 | 0 | 0 | 0 | 0 | -12.5669 | -12.5669 | 2503.6732 | 18727.4758 |  | 0
1967-02-24 | 0 | 0 | 0 | 0 | -12.5669 | -12.5669 | 2491.1064 | 18633.4757 |  | 0
1967-02-25 | 0 | 0 | 0 | 0 | -12.5669 | -12.5669 | 2478.5395 | 18539.4756 |  | 0
1967-02-26 | 0 | 0 | 0 | 0 | -12.5669 | -12.5669 | 2465.9727 | 18445.4755 |  | 0
1967-02-27 | 0 | 0 | 0 | 0 | -12.5669 | -12.5669 | 2453.4058 | 18351.4754 |  | 0
1967-02-28 | 0 | 0 | 0 | 0 | -12.5669 | -12.5669 | 2440.8389 | 18257.4753 |  | 0
1967-03-01 | 0 | 0 | 0 | 0 | -12.5669 | -12.5669 | 2428.2721 | 18163.4751 |  | 0
1967-03-02 | 0 | 0 | 0 | 0 | -12.5669 | -12.5669 | 2415.7052 | 18069.475 |  | 0
1967-03-03 | 0 | 0 | 0 | 0 | -12.5669 | -12.5669 | 2403.1384 | 17975.4749 |  | 0
1967-03-04 | 0 | 0 | 0 | 0 | -12.5669 | -12.5669 | 2390.5715 | 17881.4748 |  | 0
1967-03-05 | 0 | 0 | 0 | 0 | -12.5669 | -12.5669 | 2378.0046 | 17787.4747 |  | 0
1967-03-06 | 0.005 | 13.8 | 4.0107 | 4.0107 | -2.7776 | -2.7776 | 2375.2271 | 17766.6986 |  | 0
1967-03-07 | 0 | 0 | 0 | 0 | -12.5669 | -12.5669 | 2362.6602 | 17672.6985 |  | 0
1967-03-08 | 0 | 0 | 0 | 0 | -12.5669 | -12.5669 | 2350.0934 | 17578.6984 |  | 0
1967-03-09 | 0 | 0 | 0 | 0 | -12.5669 | -12.5669 | 2337.5265 | 17484.6982 |  | 0
1967-03-10 | 0 | 0 | 0 | 0 | -12.5669 | -12.5669 | 2324.9596 | 17390.6981 |  | 0
1967-03-11 | 0 | 0 | 0 | 0 | -12.5669 | -12.5669 | 2312.3928 | 17296.698 |  | 0
1967-03-12 | 0 | 0 | 0 | 0 | -12.5669 | -12.5669 | 2299.8259 | 17202.6979 |  | 0
1967-03-13 | 0 | 0 | 0 | 0 | -12.5669 | -12.5669 | 2287.2591 | 17108.6978 |  | 0
1967-03-14 | 0 | 0 | 0 | 0 | -12.5669 | -12.5669 | 2274.6922 | 17014.6977 |  | 0
1967-03-15 | 0 | 0 | 0 | 0 | -12.5669 | -12.5669 | 2262.1253 | 16920.6976 |  | 0
1967-03-16 | 0 | 0 | 0 | 0 | -12.5669 | -12.5669 | 2249.5585 | 16826.6974 |  | 0
1967-03-17 | 0 | 0 | 0 | 0 | -12.5669 | -12.5669 | 2236.9916 | 16732.6973 |  | 0
1967-03-18 | 0 | 0 | 0 | 0 | -12.5669 | -12.5669 | 2224.4248 | 16638.6972 |  | 0
1967-03-19 | 0.049167 | 135.7 | 4.0107 | 4.0107 | 119.1224 | 119.1224 | 2343.5472 | 17529.7331 |  | 0
1967-03-20 | 0.00083333 | 2.3 | 4.0107 | 2.3 | -12.5669 | -12.5669 | 2330.9803 | 17435.733 |  | 0
1967-03-21 | 0 | 0 | 0 | 0 | -12.5669 | -12.5669 | 2318.4135 | 17341.7329 |  | 0
1967-03-22 | 0.026667 | 73.6 | 4.0107 | 4.0107 | 57.0224 | 57.0224 | 2375.4359 | 17768.2608 |  | 0
1967-03-23 | 0 | 0 | 0 | 0 | -12.5669 | -12.5669 | 2362.8691 | 17674.2607 |  | 0
1967-03-24 | 0 | 0 | 0 | 0 | -12.5669 | -12.5669 | 2350.3022 | 17580.2605 |  | 0
1967-03-25 | 0.0033333 | 9.2 | 4.0107 | 4.0107 | -7.3776 | -7.3776 | 2342.9247 | 17525.0764 |  | 0
1967-03-26 | 0 | 0 | 0 | 0 | -12.5669 | -12.5669 | 2330.3578 | 17431.0763 |  | 0
1967-03-27 | 0 | 0 | 0 | 0 | -12.5669 | -12.5669 | 2317.7909 | 17337.0762 |  | 0
1967-03-28 | 0 | 0 | 0 | 0 | -12.5669 | -12.5669 | 2305.2241 | 17243.0761 |  | 0
1967-03-29 | 0 | 0 | 0 | 0 | -12.5669 | -12.5669 | 2292.6572 | 17149.076 |  | 0
1967-03-30 | 0 | 0 | 0 | 0 | -12.5669 | -12.5669 | 2280.0904 | 17055.0759 |  | 0
1967-03-31 | 0.023333 | 64.4 | 4.0107 | 4.0107 | 47.8224 | 47.8224 | 2327.9128 | 17412.7878 |  | 0
1967-04-01 | 0 | 0 | 0 | 0 | -12.5669 | -12.5669 | 2315.3459 | 17318.7876 |  | 0
1967-04-02 | 0 | 0 | 0 | 0 | -12.5669 | -12.5669 | 2302.7791 | 17224.7875 |  | 0
1967-04-03 | 0 | 0 | 0 | 0 | -12.5669 | -12.5669 | 2290.2122 | 17130.7874 |  | 0
1967-04-04 | 0 | 0 | 0 | 0 | -12.5669 | -12.5669 | 2277.6454 | 17036.7873 |  | 0
1967-04-05 | 0 | 0 | 0 | 0 | -12.5669 | -12.5669 | 2265.0785 | 16942.7872 |  | 0
1967-04-06 | 0 | 0 | 0 | 0 | -12.5669 | -12.5669 | 2252.5116 | 16848.7871 |  | 0
1967-04-07 | 0.00083333 | 2.3 | 4.0107 | 2.3 | -12.5669 | -12.5669 | 2239.9448 | 16754.787 |  | 0
1967-04-08 | 0 | 0 | 0 | 0 | -12.5669 | -12.5669 | 2227.3779 | 16660.7869 |  | 0
1967-04-09 | 0 | 0 | 0 | 0 | -12.5669 | -12.5669 | 2214.8111 | 16566.7867 |  | 0
1967-04-10 | 0.033333 | 92 | 4.0107 | 4.0107 | 75.4224 | 75.4224 | 2290.2335 | 17130.9466 |  | 0
1967-04-11 | 0 | 0 | 0 | 0 | -12.5669 | -12.5669 | 2277.6666 | 17036.9465 |  | 0
1967-04-12 | 0.3225 | 890.1 | 4.0107 | 4.0107 | 873.5224 | 873.5224 | 3151.1891 | 23570.8944 |  | 0
1967-04-13 | 0.025 | 69 | 4.0107 | 4.0107 | 52.4224 | 52.4224 | 3203.6115 | 23963.0143 |  | 0
1967-04-14 | 0 | 0 | 0 | 0 | -12.5669 | -12.5669 | 3191.0447 | 23869.0142 |  | 0
1967-04-15 | 0 | 0 | 0 | 0 | -12.5669 | -12.5669 | 3178.4778 | 23775.0141 |  | 0
1967-04-16 | 0 | 0 | 0 | 0 | -12.5669 | -12.5669 | 3165.911 | 23681.014 |  | 0
1967-04-17 | 0 | 0 | 0 | 0 | -12.5669 | -12.5669 | 3153.3441 | 23587.0138 |  | 0
1967-04-18 | 0.033333 | 92 | 4.0107 | 4.0107 | 75.4224 | 75.4224 | 3228.7665 | 24151.1737 |  | 0
1967-04-19 | 0 | 0 | 0 | 0 | -12.5669 | -12.5669 | 3216.1997 | 24057.1736 |  | 0
1967-04-20 | 0.071667 | 197.8 | 4.0107 | 4.0107 | 181.2224 | 181.2224 | 3397.4221 | 25412.7175 |  | 0
1967-04-21 | 0 | 0 | 0 | 0 | -12.5669 | -12.5669 | 3384.8553 | 25318.7174 |  | 0
1967-04-22 | 0 | 0 | 0 | 0 | -12.5669 | -12.5669 | 3372.2884 | 25224.7173 |  | 0
1967-04-23 | 0 | 0 | 0 | 0 | -12.5669 | -12.5669 | 3359.7215 | 25130.7172 |  | 0
1967-04-24 | 0 | 0 | 0 | 0 | -12.5669 | -12.5669 | 3347.1547 | 25036.7171 |  | 0
1967-04-25 | 0 | 0 | 0 | 0 | -12.5669 | -12.5669 | 3334.5878 | 24942.7169 |  | 0
1967-04-26 | 0 | 0 | 0 | 0 | -12.5669 | -12.5669 | 3322.021 | 24848.7168 |  | 0
1967-04-27 | 0 | 0 | 0 | 0 | -12.5669 | -12.5669 | 3309.4541 | 24754.7167 |  | 0
1967-04-28 | 0 | 0 | 0 | 0 | -12.5669 | -12.5669 | 3296.8872 | 24660.7166 |  | 0
1967-04-29 | 0 | 0 | 0 | 0 | -12.5669 | -12.5669 | 3284.3204 | 24566.7165 |  | 0
1967-04-30 | 0 | 0 | 0 | 0 | -12.5669 | -12.5669 | 3271.7535 | 24472.7164 |  | 0
1967-05-01 | 0 | 0 | 0 | 0 | -12.5669 | -12.5669 | 3259.1867 | 24378.7163 |  | 0
1967-05-02 | 0 | 0 | 0 | 0 | -12.5669 | -12.5669 | 3246.6198 | 24284.7161 |  | 0
1967-05-03 | 0.0083333 | 23 | 4.0107 | 4.0107 | 6.4224 | 6.4224 | 3253.0423 | 24332.756 |  | 0
1967-05-04 | 0.071667 | 197.8 | 4.0107 | 4.0107 | 181.2224 | 181.2224 | 3434.2647 | 25688.2999 |  | 0
1967-05-05 | 0 | 0 | 0 | 0 | -12.5669 | -12.5669 | 3421.6978 | 25594.2998 |  | 0
1967-05-06 | 0 | 0 | 0 | 0 | -12.5669 | -12.5669 | 3409.131 | 25500.2997 |  | 0
1967-05-07 | 0 | 0 | 0 | 0 | -12.5669 | -12.5669 | 3396.5641 | 25406.2996 |  | 0
1967-05-08 | 0 | 0 | 0 | 0 | -12.5669 | -12.5669 | 3383.9973 | 25312.2995 |  | 0
1967-05-09 | 0 | 0 | 0 | 0 | -12.5669 | -12.5669 | 3371.4304 | 25218.2994 |  | 0
1967-05-10 | 0 | 0 | 0 | 0 | -12.5669 | -12.5669 | 3358.8635 | 25124.2992 |  | 0
1967-05-11 | 0 | 0 | 0 | 0 | -12.5669 | -12.5669 | 3346.2967 | 25030.2991 |  | 0
1967-05-12 | 0 | 0 | 0 | 0 | -12.5669 | -12.5669 | 3333.7298 | 24936.299 |  | 0
1967-05-13 | 0.00083333 | 2.3 | 4.0107 | 2.3 | -12.5669 | -12.5669 | 3321.163 | 24842.2989 |  | 0
1967-05-14 | 0.0025 | 6.9 | 4.0107 | 4.0107 | -9.6776 | -9.6776 | 3311.4854 | 24769.9108 |  | 0
1967-05-15 | 0 | 0 | 0 | 0 | -12.5669 | -12.5669 | 3298.9185 | 24675.9107 |  | 0
1967-05-16 | 0 | 0 | 0 | 0 | -12.5669 | -12.5669 | 3286.3517 | 24581.9106 |  | 0
1967-05-17 | 0 | 0 | 0 | 0 | -12.5669 | -12.5669 | 3273.7848 | 24487.9105 |  | 0
1967-05-18 | 0 | 0 | 0 | 0 | -12.5669 | -12.5669 | 3261.218 | 24393.9103 |  | 0
1967-05-19 | 0.0033333 | 9.2 | 4.0107 | 4.0107 | -7.3776 | -7.3776 | 3253.8404 | 24338.7262 |  | 0
1967-05-20 | 0.13167 | 363.4 | 4.0107 | 4.0107 | 346.8224 | 346.8224 | 3600.6628 | 26932.9581 |  | 0
1967-05-21 | 0.011667 | 32.2 | 4.0107 | 4.0107 | 15.6224 | 15.6224 | 3616.2853 | 27049.814 |  | 0
1967-05-22 | 0 | 0 | 0 | 0 | -12.5669 | -12.5669 | 3603.7184 | 26955.8139 |  | 0
1967-05-23 | 0 | 0 | 0 | 0 | -12.5669 | -12.5669 | 3591.1516 | 26861.8138 |  | 0
1967-05-24 | 0 | 0 | 0 | 0 | -12.5669 | -12.5669 | 3578.5847 | 26767.8137 |  | 0
1967-05-25 | 0 | 0 | 0 | 0 | -12.5669 | -12.5669 | 3566.0179 | 26673.8136 |  | 0
1967-05-26 | 0 | 0 | 0 | 0 | -12.5669 | -12.5669 | 3553.451 | 26579.8134 |  | 0
1967-05-27 | 0 | 0 | 0 | 0 | -12.5669 | -12.5669 | 3540.8841 | 26485.8133 |  | 0
1967-05-28 | 0 | 0 | 0 | 0 | -12.5669 | -12.5669 | 3528.3173 | 26391.8132 |  | 0
1967-05-29 | 0.155 | 427.8 | 4.0107 | 4.0107 | 411.2224 | 411.2224 | 3939.5397 | 29467.7571 |  | 0
1967-05-30 | 0.14 | 386.4 | 4.0107 | 4.0107 | 369.8224 | 369.8224 | 3997.8631 | 29904.0163 |  | 298.9322
1967-05-31 | 0.016667 | 46 | 4.0107 | 4.0107 | 29.4224 | 29.4224 | 3997.8631 | 29904.0163 |  | 16.8556
1967-06-01 | 0 | 0 | 0 | 0 | -12.5669 | -12.5669 | 3985.2963 | 29810.0162 |  | 0
1967-06-02 | 0 | 0 | 0 | 0 | -12.5669 | -12.5669 | 3972.7294 | 29716.0161 |  | 0
1967-06-03 | 0 | 0 | 0 | 0 | -12.5669 | -12.5669 | 3960.1626 | 29622.0159 |  | 0
1967-06-04 | 0 | 0 | 0 | 0 | -12.5669 | -12.5669 | 3947.5957 | 29528.0158 |  | 0
1967-06-05 | 0 | 0 | 0 | 0 | -12.5669 | -12.5669 | 3935.0288 | 29434.0157 |  | 0
1967-06-06 | 0 | 0 | 0 | 0 | -12.5669 | -12.5669 | 3922.462 | 29340.0156 |  | 0
1967-06-07 | 0 | 0 | 0 | 0 | -12.5669 | -12.5669 | 3909.8951 | 29246.0155 |  | 0
1967-06-08 | 0 | 0 | 0 | 0 | -12.5669 | -12.5669 | 3897.3283 | 29152.0154 |  | 0
1967-06-09 | 0 | 0 | 0 | 0 | -12.5669 | -12.5669 | 3884.7614 | 29058.0153 |  | 0
1967-06-10 | 0 | 0 | 0 | 0 | -12.5669 | -12.5669 | 3872.1945 | 28964.0152 |  | 0
1967-06-11 | 0.014167 | 39.1 | 4.0107 | 4.0107 | 22.5224 | 22.5224 | 3894.717 | 29132.483 |  | 0
1967-06-12 | 0.046667 | 128.8 | 4.0107 | 4.0107 | 112.2224 | 112.2224 | 4006.9394 | 29971.9069 |  | 0
1967-06-13 | 0 | 0 | 0 | 0 | -12.5669 | -12.5669 | 3994.3726 | 29877.9068 |  | 0
1967-06-14 | 0 | 0 | 0 | 0 | -12.5669 | -12.5669 | 3981.8057 | 29783.9067 |  | 0
1967-06-15 | 0 | 0 | 0 | 0 | -12.5669 | -12.5669 | 3969.2388 | 29689.9066 |  | 0
1967-06-16 | 0 | 0 | 0 | 0 | -12.5669 | -12.5669 | 3956.672 | 29595.9065 |  | 0
1967-06-17 | 0 | 0 | 0 | 0 | -12.5669 | -12.5669 | 3944.1051 | 29501.9064 |  | 0
1967-06-18 | 0 | 0 | 0 | 0 | -12.5669 | -12.5669 | 3931.5383 | 29407.9063 |  | 0
1967-06-19 | 0 | 0 | 0 | 0 | -12.5669 | -12.5669 | 3918.9714 | 29313.9061 |  | 0
1967-06-20 | 0 | 0 | 0 | 0 | -12.5669 | -12.5669 | 3906.4045 | 29219.906 |  | 0
1967-06-21 | 0 | 0 | 0 | 0 | -12.5669 | -12.5669 | 3893.8377 | 29125.9059 |  | 0
1967-06-22 | 0 | 0 | 0 | 0 | -12.5669 | -12.5669 | 3881.2708 | 29031.9058 |  | 0
1967-06-23 | 0 | 0 | 0 | 0 | -12.5669 | -12.5669 | 3868.704 | 28937.9057 |  | 0
1967-06-24 | 0 | 0 | 0 | 0 | -12.5669 | -12.5669 | 3856.1371 | 28843.9056 |  | 0
1967-06-25 | 0 | 0 | 0 | 0 | -12.5669 | -12.5669 | 3843.5702 | 28749.9055 |  | 0
1967-06-26 | 0.09 | 248.4 | 4.0107 | 4.0107 | 231.8224 | 231.8224 | 3997.8631 | 29904.0163 |  | 64.9627
1967-06-27 | 0.0025 | 6.9 | 4.0107 | 4.0107 | -9.6776 | -9.6776 | 3988.1856 | 29831.6282 |  | 0
1967-06-28 | 0 | 0 | 0 | 0 | -12.5669 | -12.5669 | 3975.6187 | 29737.6281 |  | 0
1967-06-29 | 0 | 0 | 0 | 0 | -12.5669 | -12.5669 | 3963.0519 | 29643.6279 |  | 0
1967-06-30 | 0 | 0 | 0 | 0 | -12.5669 | -12.5669 | 3950.485 | 29549.6278 |  | 0
1967-07-01 | 0 | 0 | 0 | 0 | -12.5669 | -12.5669 | 3937.9181 | 29455.6277 |  | 0
1967-07-02 | 0.0016667 | 4.6 | 4.0107 | 4.0107 | -11.9776 | -11.9776 | 3925.9406 | 29366.0356 |  | 0
1967-07-03 | 0.07 | 193.2 | 4.0107 | 4.0107 | 176.6224 | 176.6224 | 3997.8631 | 29904.0163 |  | 92.133
1967-07-04 | 0.0066667 | 18.4 | 4.0107 | 4.0107 | 1.8224 | 1.8224 | 3999.6856 | 29917.6482 |  | 0
1967-07-05 | 0.07 | 193.2 | 4.0107 | 4.0107 | 176.6224 | 176.6224 | 3997.8631 | 29904.0163 |  | 165.878
1967-07-06 | 0 | 0 | 0 | 0 | -12.5669 | -12.5669 | 3985.2963 | 29810.0162 |  | 0
1967-07-07 | 0 | 0 | 0 | 0 | -12.5669 | -12.5669 | 3972.7294 | 29716.0161 |  | 0
1967-07-08 | 0 | 0 | 0 | 0 | -12.5669 | -12.5669 | 3960.1626 | 29622.0159 |  | 0
1967-07-09 | 0 | 0 | 0 | 0 | -12.5669 | -12.5669 | 3947.5957 | 29528.0158 |  | 0
1967-07-10 | 0 | 0 | 0 | 0 | -12.5669 | -12.5669 | 3935.0288 | 29434.0157 |  | 0
1967-07-11 | 0 | 0 | 0 | 0 | -12.5669 | -12.5669 | 3922.462 | 29340.0156 |  | 0
1967-07-12 | 0 | 0 | 0 | 0 | -12.5669 | -12.5669 | 3909.8951 | 29246.0155 |  | 0
1967-07-13 | 0 | 0 | 0 | 0 | -12.5669 | -12.5669 | 3897.3283 | 29152.0154 |  | 0
1967-07-14 | 0 | 0 | 0 | 0 | -12.5669 | -12.5669 | 3884.7614 | 29058.0153 |  | 0
1967-07-15 | 0 | 0 | 0 | 0 | -12.5669 | -12.5669 | 3872.1945 | 28964.0152 |  | 0
1967-07-16 | 0 | 0 | 0 | 0 | -12.5669 | -12.5669 | 3859.6277 | 28870.015 |  | 0
1967-07-17 | 0.0016667 | 4.6 | 4.0107 | 4.0107 | -11.9776 | -11.9776 | 3847.6501 | 28780.4229 |  | 0
1967-07-18 | 0.0041667 | 11.5 | 4.0107 | 4.0107 | -5.0776 | -5.0776 | 3842.5726 | 28742.4428 |  | 0
1967-07-19 | 0.105 | 289.8 | 4.0107 | 4.0107 | 273.2224 | 273.2224 | 3997.8631 | 29904.0163 |  | 105.365
1967-07-20 | 0 | 0 | 0 | 0 | -12.5669 | -12.5669 | 3985.2963 | 29810.0162 |  | 0
1967-07-21 | 0 | 0 | 0 | 0 | -12.5669 | -12.5669 | 3972.7294 | 29716.0161 |  | 0
1967-07-22 | 0 | 0 | 0 | 0 | -12.5669 | -12.5669 | 3960.1626 | 29622.0159 |  | 0
1967-07-23 | 0 | 0 | 0 | 0 | -12.5669 | -12.5669 | 3947.5957 | 29528.0158 |  | 0
1967-07-24 | 0 | 0 | 0 | 0 | -12.5669 | -12.5669 | 3935.0288 | 29434.0157 |  | 0
1967-07-25 | 0 | 0 | 0 | 0 | -12.5669 | -12.5669 | 3922.462 | 29340.0156 |  | 0
1967-07-26 | 0 | 0 | 0 | 0 | -12.5669 | -12.5669 | 3909.8951 | 29246.0155 |  | 0
1967-07-27 | 0 | 0 | 0 | 0 | -12.5669 | -12.5669 | 3897.3283 | 29152.0154 |  | 0
1967-07-28 | 0.0058333 | 16.1 | 4.0107 | 4.0107 | -0.47756 | -0.47756 | 3896.8507 | 29148.4433 |  | 0
1967-07-29 | 0 | 0 | 0 | 0 | -12.5669 | -12.5669 | 3884.2838 | 29054.4432 |  | 0
1967-07-30 | 0 | 0 | 0 | 0 | -12.5669 | -12.5669 | 3871.717 | 28960.443 |  | 0
1967-07-31 | 0 | 0 | 0 | 0 | -12.5669 | -12.5669 | 3859.1501 | 28866.4429 |  | 0
1967-08-01 | 0 | 0 | 0 | 0 | -12.5669 | -12.5669 | 3846.5833 | 28772.4428 |  | 0
1967-08-02 | 0 | 0 | 0 | 0 | -12.5669 | -12.5669 | 3834.0164 | 28678.4427 |  | 0
1967-08-03 | 0 | 0 | 0 | 0 | -12.5669 | -12.5669 | 3821.4495 | 28584.4426 |  | 0
1967-08-04 | 0 | 0 | 0 | 0 | -12.5669 | -12.5669 | 3808.8827 | 28490.4425 |  | 0
1967-08-05 | 0 | 0 | 0 | 0 | -12.5669 | -12.5669 | 3796.3158 | 28396.4424 |  | 0
1967-08-06 | 0 | 0 | 0 | 0 | -12.5669 | -12.5669 | 3783.749 | 28302.4423 |  | 0
1967-08-07 | 0 | 0 | 0 | 0 | -12.5669 | -12.5669 | 3771.1821 | 28208.4421 |  | 0
1967-08-08 | 0 | 0 | 0 | 0 | -12.5669 | -12.5669 | 3758.6152 | 28114.442 |  | 0
1967-08-09 | 0 | 0 | 0 | 0 | -12.5669 | -12.5669 | 3746.0484 | 28020.4419 |  | 0
1967-08-10 | 0 | 0 | 0 | 0 | -12.5669 | -12.5669 | 3733.4815 | 27926.4418 |  | 0
1967-08-11 | 0 | 0 | 0 | 0 | -12.5669 | -12.5669 | 3720.9147 | 27832.4417 |  | 0
1967-08-12 | 0 | 0 | 0 | 0 | -12.5669 | -12.5669 | 3708.3478 | 27738.4416 |  | 0
1967-08-13 | 0 | 0 | 0 | 0 | -12.5669 | -12.5669 | 3695.7809 | 27644.4415 |  | 0
1967-08-14 | 0 | 0 | 0 | 0 | -12.5669 | -12.5669 | 3683.2141 | 27550.4414 |  | 0
1967-08-15 | 0 | 0 | 0 | 0 | -12.5669 | -12.5669 | 3670.6472 | 27456.4412 |  | 0
1967-08-16 | 0 | 0 | 0 | 0 | -12.5669 | -12.5669 | 3658.0804 | 27362.4411 |  | 0
1967-08-17 | 0 | 0 | 0 | 0 | -12.5669 | -12.5669 | 3645.5135 | 27268.441 |  | 0
1967-08-18 | 0 | 0 | 0 | 0 | -12.5669 | -12.5669 | 3632.9466 | 27174.4409 |  | 0
1967-08-19 | 0.0066667 | 18.4 | 4.0107 | 4.0107 | 1.8224 | 1.8224 | 3634.7691 | 27188.0728 |  | 0
1967-08-20 | 0 | 0 | 0 | 0 | -12.5669 | -12.5669 | 3622.2022 | 27094.0727 |  | 0
1967-08-21 | 0 | 0 | 0 | 0 | -12.5669 | -12.5669 | 3609.6354 | 27000.0726 |  | 0
1967-08-22 | 0 | 0 | 0 | 0 | -12.5669 | -12.5669 | 3597.0685 | 26906.0725 |  | 0
1967-08-23 | 0 | 0 | 0 | 0 | -12.5669 | -12.5669 | 3584.5016 | 26812.0723 |  | 0
1967-08-24 | 0 | 0 | 0 | 0 | -12.5669 | -12.5669 | 3571.9348 | 26718.0722 |  | 0
1967-08-25 | 0 | 0 | 0 | 0 | -12.5669 | -12.5669 | 3559.3679 | 26624.0721 |  | 0
1967-08-26 | 0 | 0 | 0 | 0 | -12.5669 | -12.5669 | 3546.8011 | 26530.072 |  | 0
1967-08-27 | 0 | 0 | 0 | 0 | -12.5669 | -12.5669 | 3534.2342 | 26436.0719 |  | 0
1967-08-28 | 0 | 0 | 0 | 0 | -12.5669 | -12.5669 | 3521.6673 | 26342.0718 |  | 0
1967-08-29 | 0 | 0 | 0 | 0 | -12.5669 | -12.5669 | 3509.1005 | 26248.0717 |  | 0
1967-08-30 | 0 | 0 | 0 | 0 | -12.5669 | -12.5669 | 3496.5336 | 26154.0715 |  | 0
1967-08-31 | 0.011667 | 32.2 | 4.0107 | 4.0107 | 15.6224 | 15.6224 | 3512.1561 | 26270.9274 |  | 0
1967-09-01 | 0 | 0 | 0 | 0 | -12.5669 | -12.5669 | 3499.5892 | 26176.9273 |  | 0
1967-09-02 | 0 | 0 | 0 | 0 | -12.5669 | -12.5669 | 3487.0224 | 26082.9272 |  | 0
1967-09-03 | 0.075 | 207 | 4.0107 | 4.0107 | 190.4224 | 190.4224 | 3677.4448 | 27507.2871 |  | 0
1967-09-04 | 0 | 0 | 0 | 0 | -12.5669 | -12.5669 | 3664.8779 | 27413.287 |  | 0
1967-09-05 | 0.033333 | 92 | 4.0107 | 4.0107 | 75.4224 | 75.4224 | 3740.3004 | 27977.4469 |  | 0
1967-09-06 | 0.078333 | 216.2 | 4.0107 | 4.0107 | 199.6224 | 199.6224 | 3939.9228 | 29470.6228 |  | 0
1967-09-07 | 0 | 0 | 0 | 0 | -12.5669 | -12.5669 | 3927.356 | 29376.6226 |  | 0
1967-09-08 | 0 | 0 | 0 | 0 | -12.5669 | -12.5669 | 3914.7891 | 29282.6225 |  | 0
1967-09-09 | 0 | 0 | 0 | 0 | -12.5669 | -12.5669 | 3902.2222 | 29188.6224 |  | 0
1967-09-10 | 0 | 0 | 0 | 0 | -12.5669 | -12.5669 | 3889.6554 | 29094.6223 |  | 0
1967-09-11 | 0 | 0 | 0 | 0 | -12.5669 | -12.5669 | 3877.0885 | 29000.6222 |  | 0
1967-09-12 | 0 | 0 | 0 | 0 | -12.5669 | -12.5669 | 3864.5217 | 28906.6221 |  | 0
1967-09-13 | 0.0033333 | 9.2 | 4.0107 | 4.0107 | -7.3776 | -7.3776 | 3857.1441 | 28851.438 |  | 0
1967-09-14 | 0.020833 | 57.5 | 4.0107 | 4.0107 | 40.9224 | 40.9224 | 3898.0666 | 29157.5379 |  | 0
1967-09-15 | 0.021667 | 59.8 | 4.0107 | 4.0107 | 43.2224 | 43.2224 | 3941.289 | 29480.8417 |  | 0
1967-09-16 | 0.038333 | 105.8 | 4.0107 | 4.0107 | 89.2224 | 89.2224 | 3997.8631 | 29904.0163 |  | 20.0814
1967-09-17 | 0.005 | 13.8 | 4.0107 | 4.0107 | -2.7776 | -2.7776 | 3995.0856 | 29883.2402 |  | 0
1967-09-18 | 0 | 0 | 0 | 0 | -12.5669 | -12.5669 | 3982.5187 | 29789.2401 |  | 0
1967-09-19 | 0 | 0 | 0 | 0 | -12.5669 | -12.5669 | 3969.9519 | 29695.2399 |  | 0
1967-09-20 | 0 | 0 | 0 | 0 | -12.5669 | -12.5669 | 3957.385 | 29601.2398 |  | 0
1967-09-21 | 0 | 0 | 0 | 0 | -12.5669 | -12.5669 | 3944.8181 | 29507.2397 |  | 0
1967-09-22 | 0 | 0 | 0 | 0 | -12.5669 | -12.5669 | 3932.2513 | 29413.2396 |  | 0
1967-09-23 | 0 | 0 | 0 | 0 | -12.5669 | -12.5669 | 3919.6844 | 29319.2395 |  | 0
1967-09-24 | 0.005 | 13.8 | 4.0107 | 4.0107 | -2.7776 | -2.7776 | 3916.9069 | 29298.4634 |  | 0
1967-09-25 | 0 | 0 | 0 | 0 | -12.5669 | -12.5669 | 3904.34 | 29204.4633 |  | 0
1967-09-26 | 0.046667 | 128.8 | 4.0107 | 4.0107 | 112.2224 | 112.2224 | 3997.8631 | 29904.0163 |  | 6.1325
1967-09-27 | 0 | 0 | 0 | 0 | -12.5669 | -12.5669 | 3985.2963 | 29810.0162 |  | 0
1967-09-28 | 0 | 0 | 0 | 0 | -12.5669 | -12.5669 | 3972.7294 | 29716.0161 |  | 0
1967-09-29 | 0 | 0 | 0 | 0 | -12.5669 | -12.5669 | 3960.1626 | 29622.0159 |  | 0
1967-09-30 | 0 | 0 | 0 | 0 | -12.5669 | -12.5669 | 3947.5957 | 29528.0158 |  | 0
1967-10-01 | 0 | 0 | 0 | 0 | -12.5669 | -12.5669 | 3935.0288 | 29434.0157 |  | 0
1967-10-02 | 0 | 0 | 0 | 0 | -12.5669 | -12.5669 | 3922.462 | 29340.0156 |  | 0
1967-10-03 | 0 | 0 | 0 | 0 | -12.5669 | -12.5669 | 3909.8951 | 29246.0155 |  | 0
1967-10-04 | 0 | 0 | 0 | 0 | -12.5669 | -12.5669 | 3897.3283 | 29152.0154 |  | 0
1967-10-05 | 0 | 0 | 0 | 0 | -12.5669 | -12.5669 | 3884.7614 | 29058.0153 |  | 0
1967-10-06 | 0 | 0 | 0 | 0 | -12.5669 | -12.5669 | 3872.1945 | 28964.0152 |  | 0
1967-10-07 | 0.0058333 | 16.1 | 4.0107 | 4.0107 | -0.47756 | -0.47756 | 3871.717 | 28960.443 |  | 0
1967-10-08 | 0 | 0 | 0 | 0 | -12.5669 | -12.5669 | 3859.1501 | 28866.4429 |  | 0
1967-10-09 | 0 | 0 | 0 | 0 | -12.5669 | -12.5669 | 3846.5833 | 28772.4428 |  | 0
1967-10-10 | 0 | 0 | 0 | 0 | -12.5669 | -12.5669 | 3834.0164 | 28678.4427 |  | 0
1967-10-11 | 0 | 0 | 0 | 0 | -12.5669 | -12.5669 | 3821.4495 | 28584.4426 |  | 0
1967-10-12 | 0 | 0 | 0 | 0 | -12.5669 | -12.5669 | 3808.8827 | 28490.4425 |  | 0
1967-10-13 | 0 | 0 | 0 | 0 | -12.5669 | -12.5669 | 3796.3158 | 28396.4424 |  | 0
1967-10-14 | 0 | 0 | 0 | 0 | -12.5669 | -12.5669 | 3783.749 | 28302.4423 |  | 0
1967-10-15 | 0 | 0 | 0 | 0 | -12.5669 | -12.5669 | 3771.1821 | 28208.4421 |  | 0
1967-10-16 | 0 | 0 | 0 | 0 | -12.5669 | -12.5669 | 3758.6152 | 28114.442 |  | 0
1967-10-17 | 0 | 0 | 0 | 0 | -12.5669 | -12.5669 | 3746.0484 | 28020.4419 |  | 0
1967-10-18 | 0 | 0 | 0 | 0 | -12.5669 | -12.5669 | 3733.4815 | 27926.4418 |  | 0
1967-10-19 | 0 | 0 | 0 | 0 | -12.5669 | -12.5669 | 3720.9147 | 27832.4417 |  | 0
1967-10-20 | 0 | 0 | 0 | 0 | -12.5669 | -12.5669 | 3708.3478 | 27738.4416 |  | 0
1967-10-21 | 0 | 0 | 0 | 0 | -12.5669 | -12.5669 | 3695.7809 | 27644.4415 |  | 0
1967-10-22 | 0 | 0 | 0 | 0 | -12.5669 | -12.5669 | 3683.2141 | 27550.4414 |  | 0
1967-10-23 | 0 | 0 | 0 | 0 | -12.5669 | -12.5669 | 3670.6472 | 27456.4412 |  | 0
1967-10-24 | 0 | 0 | 0 | 0 | -12.5669 | -12.5669 | 3658.0804 | 27362.4411 |  | 0
1967-10-25 | 0 | 0 | 0 | 0 | -12.5669 | -12.5669 | 3645.5135 | 27268.441 |  | 0
1967-10-26 | 0 | 0 | 0 | 0 | -12.5669 | -12.5669 | 3632.9466 | 27174.4409 |  | 0
1967-10-27 | 0 | 0 | 0 | 0 | -12.5669 | -12.5669 | 3620.3798 | 27080.4408 |  | 0
1967-10-28 | 0 | 0 | 0 | 0 | -12.5669 | -12.5669 | 3607.8129 | 26986.4407 |  | 0
1967-10-29 | 0.033333 | 92 | 4.0107 | 4.0107 | 75.4224 | 75.4224 | 3683.2354 | 27550.6006 |  | 0
1967-10-30 | 0.10583 | 292.1 | 4.0107 | 4.0107 | 275.5224 | 275.5224 | 3958.7578 | 29611.5085 |  | 0
1967-10-31 | 0.02 | 55.2 | 4.0107 | 4.0107 | 38.6224 | 38.6224 | 3997.3803 | 29900.4043 |  | 0
1967-11-01 | 0 | 0 | 0 | 0 | -12.5669 | -12.5669 | 3984.8134 | 29806.4042 |  | 0
1967-11-02 | 0 | 0 | 0 | 0 | -12.5669 | -12.5669 | 3972.2465 | 29712.4041 |  | 0
1967-11-03 | 0.0033333 | 9.2 | 4.0107 | 4.0107 | -7.3776 | -7.3776 | 3964.869 | 29657.22 |  | 0
1967-11-04 | 0 | 0 | 0 | 0 | -12.5669 | -12.5669 | 3952.3021 | 29563.2199 |  | 0
1967-11-05 | 0 | 0 | 0 | 0 | -12.5669 | -12.5669 | 3939.7353 | 29469.2198 |  | 0
1967-11-06 | 0 | 0 | 0 | 0 | -12.5669 | -12.5669 | 3927.1684 | 29375.2197 |  | 0
1967-11-07 | 0 | 0 | 0 | 0 | -12.5669 | -12.5669 | 3914.6015 | 29281.2195 |  | 0
1967-11-08 | 0.0033333 | 9.2 | 4.0107 | 4.0107 | -7.3776 | -7.3776 | 3907.224 | 29226.0354 |  | 0
1967-11-09 | 0.0066667 | 18.4 | 4.0107 | 4.0107 | 1.8224 | 1.8224 | 3909.0464 | 29239.6673 |  | 0
1967-11-10 | 0 | 0 | 0 | 0 | -12.5669 | -12.5669 | 3896.4796 | 29145.6672 |  | 0
1967-11-11 | 0 | 0 | 0 | 0 | -12.5669 | -12.5669 | 3883.9127 | 29051.6671 |  | 0
1967-11-12 | 0 | 0 | 0 | 0 | -12.5669 | -12.5669 | 3871.3459 | 28957.667 |  | 0
1967-11-13 | 0 | 0 | 0 | 0 | -12.5669 | -12.5669 | 3858.779 | 28863.6669 |  | 0
1967-11-14 | 0 | 0 | 0 | 0 | -12.5669 | -12.5669 | 3846.2121 | 28769.6668 |  | 0
1967-11-15 | 0 | 0 | 0 | 0 | -12.5669 | -12.5669 | 3833.6453 | 28675.6666 |  | 0
1967-11-16 | 0 | 0 | 0 | 0 | -12.5669 | -12.5669 | 3821.0784 | 28581.6665 |  | 0
1967-11-17 | 0 | 0 | 0 | 0 | -12.5669 | -12.5669 | 3808.5116 | 28487.6664 |  | 0
1967-11-18 | 0 | 0 | 0 | 0 | -12.5669 | -12.5669 | 3795.9447 | 28393.6663 |  | 0
1967-11-19 | 0 | 0 | 0 | 0 | -12.5669 | -12.5669 | 3783.3778 | 28299.6662 |  | 0
1967-11-20 | 0 | 0 | 0 | 0 | -12.5669 | -12.5669 | 3770.811 | 28205.6661 |  | 0
1967-11-21 | 0 | 0 | 0 | 0 | -12.5669 | -12.5669 | 3758.2441 | 28111.666 |  | 0
1967-11-22 | 0 | 0 | 0 | 0 | -12.5669 | -12.5669 | 3745.6773 | 28017.6659 |  | 0
1967-11-23 | 0 | 0 | 0 | 0 | -12.5669 | -12.5669 | 3733.1104 | 27923.6657 |  | 0
1967-11-24 | 0 | 0 | 0 | 0 | -12.5669 | -12.5669 | 3720.5435 | 27829.6656 |  | 0
1967-11-25 | 0 | 0 | 0 | 0 | -12.5669 | -12.5669 | 3707.9767 | 27735.6655 |  | 0
1967-11-26 | 0 | 0 | 0 | 0 | -12.5669 | -12.5669 | 3695.4098 | 27641.6654 |  | 0
1967-11-27 | 0.0083333 | 23 | 4.0107 | 4.0107 | 6.4224 | 6.4224 | 3701.8323 | 27689.7053 |  | 0
1967-11-28 | 0.0041667 | 11.5 | 4.0107 | 4.0107 | -5.0776 | -5.0776 | 3696.7547 | 27651.7252 |  | 0
1967-11-29 | 0.0041667 | 11.5 | 4.0107 | 4.0107 | -5.0776 | -5.0776 | 3691.6771 | 27613.7451 |  | 0
1967-11-30 | 0 | 0 | 0 | 0 | -12.5669 | -12.5669 | 3679.1103 | 27519.745 |  | 0
1967-12-01 | 0 | 0 | 0 | 0 | -12.5669 | -12.5669 | 3666.5434 | 27425.7448 |  | 0
1967-12-02 | 0 | 0 | 0 | 0 | -12.5669 | -12.5669 | 3653.9766 | 27331.7447 |  | 0
1967-12-03 | 0 | 0 | 0 | 0 | -12.5669 | -12.5669 | 3641.4097 | 27237.7446 |  | 0
1967-12-04 | 0 | 0 | 0 | 0 | -12.5669 | -12.5669 | 3628.8428 | 27143.7445 |  | 0
1967-12-05 | 0 | 0 | 0 | 0 | -12.5669 | -12.5669 | 3616.276 | 27049.7444 |  | 0
1967-12-06 | 0 | 0 | 0 | 0 | -12.5669 | -12.5669 | 3603.7091 | 26955.7443 |  | 0
1967-12-07 | 0 | 0 | 0 | 0 | -12.5669 | -12.5669 | 3591.1423 | 26861.7442 |  | 0
1967-12-08 | 0 | 0 | 0 | 0 | -12.5669 | -12.5669 | 3578.5754 | 26767.7441 |  | 0
1967-12-09 | 0 | 0 | 0 | 0 | -12.5669 | -12.5669 | 3566.0085 | 26673.7439 |  | 0
1967-12-10 | 0.0033333 | 9.2 | 4.0107 | 4.0107 | -7.3776 | -7.3776 | 3558.631 | 26618.5598 |  | 0
1967-12-11 | 0.0033333 | 9.2 | 4.0107 | 4.0107 | -7.3776 | -7.3776 | 3551.2534 | 26563.3757 |  | 0
1967-12-12 | 0 | 0 | 0 | 0 | -12.5669 | -12.5669 | 3538.6866 | 26469.3756 |  | 0
1967-12-13 | 0 | 0 | 0 | 0 | -12.5669 | -12.5669 | 3526.1197 | 26375.3755 |  | 0
1967-12-14 | 0.068333 | 188.6 | 4.0107 | 4.0107 | 172.0224 | 172.0224 | 3698.1422 | 27662.1034 |  | 0
1967-12-15 | 0.026667 | 73.6 | 4.0107 | 4.0107 | 57.0224 | 57.0224 | 3755.1646 | 28088.6313 |  | 0
1967-12-16 | 0.014167 | 39.1 | 4.0107 | 4.0107 | 22.5224 | 22.5224 | 3777.6871 | 28257.0992 |  | 0
1967-12-17 | 0 | 0 | 0 | 0 | -12.5669 | -12.5669 | 3765.1202 | 28163.099 |  | 0
1967-12-18 | 0 | 0 | 0 | 0 | -12.5669 | -12.5669 | 3752.5533 | 28069.0989 |  | 0
1967-12-19 | 0 | 0 | 0 | 0 | -12.5669 | -12.5669 | 3739.9865 | 27975.0988 |  | 0
1967-12-20 | 0 | 0 | 0 | 0 | -12.5669 | -12.5669 | 3727.4196 | 27881.0987 |  | 0
1967-12-21 | 0 | 0 | 0 | 0 | -12.5669 | -12.5669 | 3714.8528 | 27787.0986 |  | 0
1967-12-22 | 0 | 0 | 0 | 0 | -12.5669 | -12.5669 | 3702.2859 | 27693.0985 |  | 0
1967-12-23 | 0 | 0 | 0 | 0 | -12.5669 | -12.5669 | 3689.719 | 27599.0984 |  | 0
1967-12-24 | 0 | 0 | 0 | 0 | -12.5669 | -12.5669 | 3677.1522 | 27505.0982 |  | 0
1967-12-25 | 0 | 0 | 0 | 0 | -12.5669 | -12.5669 | 3664.5853 | 27411.0981 |  | 0
1967-12-26 | 0 | 0 | 0 | 0 | -12.5669 | -12.5669 | 3652.0185 | 27317.098 |  | 0
1967-12-27 | 0.0025 | 6.9 | 4.0107 | 4.0107 | -9.6776 | -9.6776 | 3642.3409 | 27244.7099 |  | 0
1967-12-28 | 0 | 0 | 0 | 0 | -12.5669 | -12.5669 | 3629.774 | 27150.7098 |  | 0
1967-12-29 | 0 | 0 | 0 | 0 | -12.5669 | -12.5669 | 3617.2072 | 27056.7097 |  | 0
1967-12-30 | 0.0016667 | 4.6 | 4.0107 | 4.0107 | -11.9776 | -11.9776 | 3605.2296 | 26967.1176 |  | 0
1967-12-31 | 0 | 0 | 0 | 0 | -12.5669 | -12.5669 | 3592.6628 | 26873.1175 |  | 0
1968-01-01 | 0 | 0 | 0 | 0 | -12.5669 | -12.5669 | 3580.0959 | 26779.1173 |  | 0
1968-01-02 | 0 | 0 | 0 | 0 | -12.5669 | -12.5669 | 3567.529 | 26685.1172 |  | 0
1968-01-03 | 0 | 0 | 0 | 0 | -12.5669 | -12.5669 | 3554.9622 | 26591.1171 |  | 0
1968-01-04 | 0 | 0 | 0 | 0 | -12.5669 | -12.5669 | 3542.3953 | 26497.117 |  | 0
1968-01-05 | 0 | 0 | 0 | 0 | -12.5669 | -12.5669 | 3529.8285 | 26403.1169 |  | 0
1968-01-06 | 0 | 0 | 0 | 0 | -12.5669 | -12.5669 | 3517.2616 | 26309.1168 |  | 0
1968-01-07 | 0 | 0 | 0 | 0 | -12.5669 | -12.5669 | 3504.6947 | 26215.1167 |  | 0
1968-01-08 | 0.010833 | 29.9 | 4.0107 | 4.0107 | 13.3224 | 13.3224 | 3518.0172 | 26314.7686 |  | 0
1968-01-09 | 0 | 0 | 0 | 0 | -12.5669 | -12.5669 | 3505.4503 | 26220.7684 |  | 0
1968-01-10 | 0 | 0 | 0 | 0 | -12.5669 | -12.5669 | 3492.8835 | 26126.7683 |  | 0
1968-01-11 | 0 | 0 | 0 | 0 | -12.5669 | -12.5669 | 3480.3166 | 26032.7682 |  | 0
1968-01-12 | 0 | 0 | 0 | 0 | -12.5669 | -12.5669 | 3467.7497 | 25938.7681 |  | 0
1968-01-13 | 0 | 0 | 0 | 0 | -12.5669 | -12.5669 | 3455.1829 | 25844.768 |  | 0
1968-01-14 | 0 | 0 | 0 | 0 | -12.5669 | -12.5669 | 3442.616 | 25750.7679 |  | 0
1968-01-15 | 0 | 0 | 0 | 0 | -12.5669 | -12.5669 | 3430.0492 | 25656.7678 |  | 0
1968-01-16 | 0 | 0 | 0 | 0 | -12.5669 | -12.5669 | 3417.4823 | 25562.7677 |  | 0
1968-01-17 | 0 | 0 | 0 | 0 | -12.5669 | -12.5669 | 3404.9154 | 25468.7675 |  | 0
1968-01-18 | 0.16833 | 464.6 | 4.0107 | 4.0107 | 448.0224 | 448.0224 | 3852.9379 | 28819.9754 |  | 0
1968-01-19 | 0.0033333 | 9.2 | 4.0107 | 4.0107 | -7.3776 | -7.3776 | 3845.5603 | 28764.7913 |  | 0
1968-01-20 | 0.053333 | 147.2 | 4.0107 | 4.0107 | 130.6224 | 130.6224 | 3976.1828 | 29741.8472 |  | 0
1968-01-21 | 0.075 | 207 | 4.0107 | 4.0107 | 190.4224 | 190.4224 | 3997.8631 | 29904.0163 |  | 156.1752
1968-01-22 | 0.0033333 | 9.2 | 4.0107 | 4.0107 | -7.3776 | -7.3776 | 3990.4856 | 29848.8322 |  | 0
1968-01-23 | 0 | 0 | 0 | 0 | -12.5669 | -12.5669 | 3977.9187 | 29754.8321 |  | 0
1968-01-24 | 0 | 0 | 0 | 0 | -12.5669 | -12.5669 | 3965.3519 | 29660.8319 |  | 0
1968-01-25 | 0 | 0 | 0 | 0 | -12.5669 | -12.5669 | 3952.785 | 29566.8318 |  | 0
1968-01-26 | 0 | 0 | 0 | 0 | -12.5669 | -12.5669 | 3940.2181 | 29472.8317 |  | 0
1968-01-27 | 0.0033333 | 9.2 | 4.0107 | 4.0107 | -7.3776 | -7.3776 | 3932.8406 | 29417.6476 |  | 0
1968-01-28 | 0 | 0 | 0 | 0 | -12.5669 | -12.5669 | 3920.2737 | 29323.6475 |  | 0
1968-01-29 | 0.055833 | 154.1 | 4.0107 | 4.0107 | 137.5224 | 137.5224 | 3997.8631 | 29904.0163 |  | 47.3662
1968-01-30 | 0 | 0 | 0 | 0 | -12.5669 | -12.5669 | 3985.2963 | 29810.0162 |  | 0
1968-01-31 | 0 | 0 | 0 | 0 | -12.5669 | -12.5669 | 3972.7294 | 29716.0161 |  | 0
1968-02-01 | 0.00083333 | 2.3 | 4.0107 | 2.3 | -12.5669 | -12.5669 | 3960.1626 | 29622.0159 |  | 0
1968-02-02 | 0 | 0 | 0 | 0 | -12.5669 | -12.5669 | 3947.5957 | 29528.0158 |  | 0
1968-02-03 | 0 | 0 | 0 | 0 | -12.5669 | -12.5669 | 3935.0288 | 29434.0157 |  | 0
1968-02-04 | 0 | 0 | 0 | 0 | -12.5669 | -12.5669 | 3922.462 | 29340.0156 |  | 0
1968-02-05 | 0 | 0 | 0 | 0 | -12.5669 | -12.5669 | 3909.8951 | 29246.0155 |  | 0
1968-02-06 | 0 | 0 | 0 | 0 | -12.5669 | -12.5669 | 3897.3283 | 29152.0154 |  | 0
1968-02-07 | 0 | 0 | 0 | 0 | -12.5669 | -12.5669 | 3884.7614 | 29058.0153 |  | 0
1968-02-08 | 0 | 0 | 0 | 0 | -12.5669 | -12.5669 | 3872.1945 | 28964.0152 |  | 0
1968-02-09 | 0 | 0 | 0 | 0 | -12.5669 | -12.5669 | 3859.6277 | 28870.015 |  | 0
1968-02-10 | 0 | 0 | 0 | 0 | -12.5669 | -12.5669 | 3847.0608 | 28776.0149 |  | 0
1968-02-11 | 0 | 0 | 0 | 0 | -12.5669 | -12.5669 | 3834.494 | 28682.0148 |  | 0
1968-02-12 | 0.0066667 | 18.4 | 4.0107 | 4.0107 | 1.8224 | 1.8224 | 3836.3164 | 28695.6467 |  | 0
1968-02-13 | 0.0058333 | 16.1 | 4.0107 | 4.0107 | -0.47756 | -0.47756 | 3835.8388 | 28692.0746 |  | 0
1968-02-14 | 0.025833 | 71.3 | 4.0107 | 4.0107 | 54.7224 | 54.7224 | 3890.5613 | 29101.3985 |  | 0
1968-02-15 | 0 | 0 | 0 | 0 | -12.5669 | -12.5669 | 3877.9944 | 29007.3984 |  | 0
1968-02-16 | 0 | 0 | 0 | 0 | -12.5669 | -12.5669 | 3865.4276 | 28913.3983 |  | 0
1968-02-17 | 0 | 0 | 0 | 0 | -12.5669 | -12.5669 | 3852.8607 | 28819.3981 |  | 0
1968-02-18 | 0.0041667 | 11.5 | 4.0107 | 4.0107 | -5.0776 | -5.0776 | 3847.7832 | 28781.418 |  | 0
1968-02-19 | 0 | 0 | 0 | 0 | -12.5669 | -12.5669 | 3835.2163 | 28687.4179 |  | 0
1968-02-20 | 0 | 0 | 0 | 0 | -12.5669 | -12.5669 | 3822.6494 | 28593.4178 |  | 0
1968-02-21 | 0.015833 | 43.7 | 4.0107 | 4.0107 | 27.1224 | 27.1224 | 3849.7719 | 28796.2937 |  | 0
1968-02-22 | 0.024167 | 66.7 | 4.0107 | 4.0107 | 50.1224 | 50.1224 | 3899.8943 | 29171.2096 |  | 0
1968-02-23 | 0 | 0 | 0 | 0 | -12.5669 | -12.5669 | 3887.3275 | 29077.2095 |  | 0
1968-02-24 | 0 | 0 | 0 | 0 | -12.5669 | -12.5669 | 3874.7606 | 28983.2094 |  | 0
1968-02-25 | 0 | 0 | 0 | 0 | -12.5669 | -12.5669 | 3862.1937 | 28889.2092 |  | 0
1968-02-26 | 0 | 0 | 0 | 0 | -12.5669 | -12.5669 | 3849.6269 | 28795.2091 |  | 0
1968-02-27 | 0.0066667 | 18.4 | 4.0107 | 4.0107 | 1.8224 | 1.8224 | 3851.4493 | 28808.841 |  | 0
1968-02-28 | 0 | 0 | 0 | 0 | -12.5669 | -12.5669 | 3838.8825 | 28714.8409 |  | 0
1968-02-29 | 0 | 0 | 0 | 0 | -12.5669 | -12.5669 | 3826.3156 | 28620.8408 |  | 0
1968-03-01 | 0 | 0 | 0 | 0 | -12.5669 | -12.5669 | 3813.7488 | 28526.8407 |  | 0
1968-03-02 | 0 | 0 | 0 | 0 | -12.5669 | -12.5669 | 3801.1819 | 28432.8406 |  | 0
1968-03-03 | 0 | 0 | 0 | 0 | -12.5669 | -12.5669 | 3788.615 | 28338.8405 |  | 0
1968-03-04 | 0 | 0 | 0 | 0 | -12.5669 | -12.5669 | 3776.0482 | 28244.8403 |  | 0
1968-03-05 | 0 | 0 | 0 | 0 | -12.5669 | -12.5669 | 3763.4813 | 28150.8402 |  | 0
1968-03-06 | 0.016667 | 46 | 4.0107 | 4.0107 | 29.4224 | 29.4224 | 3792.9038 | 28370.9201 |  | 0
1968-03-07 | 0 | 0 | 0 | 0 | -12.5669 | -12.5669 | 3780.3369 | 28276.92 |  | 0
1968-03-08 | 0 | 0 | 0 | 0 | -12.5669 | -12.5669 | 3767.77 | 28182.9199 |  | 0
1968-03-09 | 0 | 0 | 0 | 0 | -12.5669 | -12.5669 | 3755.2032 | 28088.9198 |  | 0
1968-03-10 | 0.0033333 | 9.2 | 4.0107 | 4.0107 | -7.3776 | -7.3776 | 3747.8256 | 28033.7357 |  | 0
1968-03-11 | 0.11167 | 308.2 | 4.0107 | 4.0107 | 291.6224 | 291.6224 | 3997.8631 | 29904.0163 |  | 29.0181
1968-03-12 | 0 | 0 | 0 | 0 | -12.5669 | -12.5669 | 3985.2963 | 29810.0162 |  | 0
1968-03-13 | 0 | 0 | 0 | 0 | -12.5669 | -12.5669 | 3972.7294 | 29716.0161 |  | 0
1968-03-14 | 0 | 0 | 0 | 0 | -12.5669 | -12.5669 | 3960.1626 | 29622.0159 |  | 0
1968-03-15 | 0 | 0 | 0 | 0 | -12.5669 | -12.5669 | 3947.5957 | 29528.0158 |  | 0
1968-03-16 | 0 | 0 | 0 | 0 | -12.5669 | -12.5669 | 3935.0288 | 29434.0157 |  | 0
1968-03-17 | 0 | 0 | 0 | 0 | -12.5669 | -12.5669 | 3922.462 | 29340.0156 |  | 0
1968-03-18 | 0 | 0 | 0 | 0 | -12.5669 | -12.5669 | 3909.8951 | 29246.0155 |  | 0
1968-03-19 | 0.01 | 27.6 | 4.0107 | 4.0107 | 11.0224 | 11.0224 | 3920.9176 | 29328.4634 |  | 0
1968-03-20 | 0.046667 | 128.8 | 4.0107 | 4.0107 | 112.2224 | 112.2224 | 3997.8631 | 29904.0163 |  | 22.71
1968-03-21 | 0 | 0 | 0 | 0 | -12.5669 | -12.5669 | 3985.2963 | 29810.0162 |  | 0
1968-03-22 | 0 | 0 | 0 | 0 | -12.5669 | -12.5669 | 3972.7294 | 29716.0161 |  | 0
1968-03-23 | 0 | 0 | 0 | 0 | -12.5669 | -12.5669 | 3960.1626 | 29622.0159 |  | 0
1968-03-24 | 0 | 0 | 0 | 0 | -12.5669 | -12.5669 | 3947.5957 | 29528.0158 |  | 0
1968-03-25 | 0 | 0 | 0 | 0 | -12.5669 | -12.5669 | 3935.0288 | 29434.0157 |  | 0
1968-03-26 | 0 | 0 | 0 | 0 | -12.5669 | -12.5669 | 3922.462 | 29340.0156 |  | 0
1968-03-27 | 0 | 0 | 0 | 0 | -12.5669 | -12.5669 | 3909.8951 | 29246.0155 |  | 0
1968-03-28 | 0 | 0 | 0 | 0 | -12.5669 | -12.5669 | 3897.3283 | 29152.0154 |  | 0
1968-03-29 | 0 | 0 | 0 | 0 | -12.5669 | -12.5669 | 3884.7614 | 29058.0153 |  | 0
1968-03-30 | 0.026667 | 73.6 | 4.0107 | 4.0107 | 57.0224 | 57.0224 | 3941.7838 | 29484.5432 |  | 0
1968-03-31 | 0 | 0 | 0 | 0 | -12.5669 | -12.5669 | 3929.217 | 29390.543 |  | 0
1968-04-01 | 0.0033333 | 9.2 | 4.0107 | 4.0107 | -7.3776 | -7.3776 | 3921.8394 | 29335.3589 |  | 0
1968-04-02 | 0 | 0 | 0 | 0 | -12.5669 | -12.5669 | 3909.2726 | 29241.3588 |  | 0
1968-04-03 | 0.005 | 13.8 | 4.0107 | 4.0107 | -2.7776 | -2.7776 | 3906.495 | 29220.5827 |  | 0
1968-04-04 | 0 | 0 | 0 | 0 | -12.5669 | -12.5669 | 3893.9282 | 29126.5826 |  | 0
1968-04-05 | 0 | 0 | 0 | 0 | -12.5669 | -12.5669 | 3881.3613 | 29032.5825 |  | 0
1968-04-06 | 0 | 0 | 0 | 0 | -12.5669 | -12.5669 | 3868.7944 | 28938.5824 |  | 0
1968-04-07 | 0 | 0 | 0 | 0 | -12.5669 | -12.5669 | 3856.2276 | 28844.5823 |  | 0
1968-04-08 | 0 | 0 | 0 | 0 | -12.5669 | -12.5669 | 3843.6607 | 28750.5821 |  | 0
1968-04-09 | 0 | 0 | 0 | 0 | -12.5669 | -12.5669 | 3831.0939 | 28656.582 |  | 0
1968-04-10 | 0 | 0 | 0 | 0 | -12.5669 | -12.5669 | 3818.527 | 28562.5819 |  | 0
1968-04-11 | 0 | 0 | 0 | 0 | -12.5669 | -12.5669 | 3805.9601 | 28468.5818 |  | 0
1968-04-12 | 0.043333 | 119.6 | 4.0107 | 4.0107 | 103.0224 | 103.0224 | 3908.9826 | 29239.1897 |  | 0
1968-04-13 | 0 | 0 | 0 | 0 | -12.5669 | -12.5669 | 3896.4157 | 29145.1896 |  | 0
1968-04-14 | 0 | 0 | 0 | 0 | -12.5669 | -12.5669 | 3883.8489 | 29051.1895 |  | 0
1968-04-15 | 0 | 0 | 0 | 0 | -12.5669 | -12.5669 | 3871.282 | 28957.1894 |  | 0
1968-04-16 | 0 | 0 | 0 | 0 | -12.5669 | -12.5669 | 3858.7151 | 28863.1892 |  | 0
1968-04-17 | 0 | 0 | 0 | 0 | -12.5669 | -12.5669 | 3846.1483 | 28769.1891 |  | 0
1968-04-18 | 0.075 | 207 | 4.0107 | 4.0107 | 190.4224 | 190.4224 | 3997.8631 | 29904.0163 |  | 26.1407
1968-04-19 | 0.01 | 27.6 | 4.0107 | 4.0107 | 11.0224 | 11.0224 | 4008.8856 | 29986.4642 |  | 0
1968-04-20 | 0 | 0 | 0 | 0 | -12.5669 | -12.5669 | 3996.3187 | 29892.4641 |  | 0
1968-04-21 | 0 | 0 | 0 | 0 | -12.5669 | -12.5669 | 3983.7519 | 29798.4639 |  | 0
1968-04-22 | 0.013333 | 36.8 | 4.0107 | 4.0107 | 20.2224 | 20.2224 | 4003.9743 | 29949.7278 |  | 0
1968-04-23 | 0 | 0 | 0 | 0 | -12.5669 | -12.5669 | 3991.4074 | 29855.7277 |  | 0
1968-04-24 | 0 | 0 | 0 | 0 | -12.5669 | -12.5669 | 3978.8406 | 29761.7276 |  | 0
1968-04-25 | 0 | 0 | 0 | 0 | -12.5669 | -12.5669 | 3966.2737 | 29667.7275 |  | 0
1968-04-26 | 0 | 0 | 0 | 0 | -12.5669 | -12.5669 | 3953.7069 | 29573.7274 |  | 0
1968-04-27 | 0 | 0 | 0 | 0 | -12.5669 | -12.5669 | 3941.14 | 29479.7273 |  | 0
1968-04-28 | 0 | 0 | 0 | 0 | -12.5669 | -12.5669 | 3928.5731 | 29385.7272 |  | 0
1968-04-29 | 0 | 0 | 0 | 0 | -12.5669 | -12.5669 | 3916.0063 | 29291.727 |  | 0
1968-04-30 | 0 | 0 | 0 | 0 | -12.5669 | -12.5669 | 3903.4394 | 29197.7269 |  | 0
1968-05-01 | 0 | 0 | 0 | 0 | -12.5669 | -12.5669 | 3890.8726 | 29103.7268 |  | 0
1968-05-02 | 0 | 0 | 0 | 0 | -12.5669 | -12.5669 | 3878.3057 | 29009.7267 |  | 0
1968-05-03 | 0 | 0 | 0 | 0 | -12.5669 | -12.5669 | 3865.7388 | 28915.7266 |  | 0
1968-05-04 | 0 | 0 | 0 | 0 | -12.5669 | -12.5669 | 3853.172 | 28821.7265 |  | 0
1968-05-05 | 0 | 0 | 0 | 0 | -12.5669 | -12.5669 | 3840.6051 | 28727.7264 |  | 0
1968-05-06 | 0 | 0 | 0 | 0 | -12.5669 | -12.5669 | 3828.0383 | 28633.7263 |  | 0
1968-05-07 | 0 | 0 | 0 | 0 | -12.5669 | -12.5669 | 3815.4714 | 28539.7261 |  | 0
1968-05-08 | 0 | 0 | 0 | 0 | -12.5669 | -12.5669 | 3802.9045 | 28445.726 |  | 0
1968-05-09 | 0.080833 | 223.1 | 4.0107 | 4.0107 | 206.5224 | 206.5224 | 4009.427 | 29990.5139 |  | 0
1968-05-10 | 0.021667 | 59.8 | 4.0107 | 4.0107 | 43.2224 | 43.2224 | 3997.8631 | 29904.0163 |  | 42.2194
1968-05-11 | 0 | 0 | 0 | 0 | -12.5669 | -12.5669 | 3985.2963 | 29810.0162 |  | 0
1968-05-12 | 0.051667 | 142.6 | 4.0107 | 4.0107 | 126.0224 | 126.0224 | 3997.8631 | 29904.0163 |  | 100.8887
1968-05-13 | 0.015 | 41.4 | 4.0107 | 4.0107 | 24.8224 | 24.8224 | 3997.8631 | 29904.0163 |  | 12.2556
1968-05-14 | 0 | 0 | 0 | 0 | -12.5669 | -12.5669 | 3985.2963 | 29810.0162 |  | 0
1968-05-15 | 0.013333 | 36.8 | 4.0107 | 4.0107 | 20.2224 | 20.2224 | 4005.5187 | 29961.2801 |  | 0
1968-05-16 | 0.03 | 82.8 | 4.0107 | 4.0107 | 66.2224 | 66.2224 | 3997.8631 | 29904.0163 |  | 61.3112
1968-05-17 | 0 | 0 | 0 | 0 | -12.5669 | -12.5669 | 3985.2963 | 29810.0162 |  | 0
1968-05-18 | 0 | 0 | 0 | 0 | -12.5669 | -12.5669 | 3972.7294 | 29716.0161 |  | 0
1968-05-19 | 0.0016667 | 4.6 | 4.0107 | 4.0107 | -11.9776 | -11.9776 | 3960.7519 | 29626.4239 |  | 0
1968-05-20 | 0 | 0 | 0 | 0 | -12.5669 | -12.5669 | 3948.185 | 29532.4238 |  | 0
1968-05-21 | 0.078333 | 216.2 | 4.0107 | 4.0107 | 199.6224 | 199.6224 | 3997.8631 | 29904.0163 |  | 137.3774
1968-05-22 | 0 | 0 | 0 | 0 | -12.5669 | -12.5669 | 3985.2963 | 29810.0162 |  | 0
1968-05-23 | 0 | 0 | 0 | 0 | -12.5669 | -12.5669 | 3972.7294 | 29716.0161 |  | 0
1968-05-24 | 0 | 0 | 0 | 0 | -12.5669 | -12.5669 | 3960.1626 | 29622.0159 |  | 0
1968-05-25 | 0 | 0 | 0 | 0 | -12.5669 | -12.5669 | 3947.5957 | 29528.0158 |  | 0
1968-05-26 | 0 | 0 | 0 | 0 | -12.5669 | -12.5669 | 3935.0288 | 29434.0157 |  | 0
1968-05-27 | 0.005 | 13.8 | 4.0107 | 4.0107 | -2.7776 | -2.7776 | 3932.2513 | 29413.2396 |  | 0
1968-05-28 | 0 | 0 | 0 | 0 | -12.5669 | -12.5669 | 3919.6844 | 29319.2395 |  | 0
1968-05-29 | 0.0016667 | 4.6 | 4.0107 | 4.0107 | -11.9776 | -11.9776 | 3907.7069 | 29229.6474 |  | 0
1968-05-30 | 0.0016667 | 4.6 | 4.0107 | 4.0107 | -11.9776 | -11.9776 | 3895.7293 | 29140.0553 |  | 0
1968-05-31 | 0.066667 | 184 | 4.0107 | 4.0107 | 167.4224 | 167.4224 | 3997.8631 | 29904.0163 |  | 52.7218
1968-06-01 | 0.065 | 179.4 | 4.0107 | 4.0107 | 162.8224 | 162.8224 | 3997.8631 | 29904.0163 |  | 150.2556
1968-06-02 | 0 | 0 | 0 | 0 | -12.5669 | -12.5669 | 3985.2963 | 29810.0162 |  | 0
1968-06-03 | 0 | 0 | 0 | 0 | -12.5669 | -12.5669 | 3972.7294 | 29716.0161 |  | 0
1968-06-04 | 0 | 0 | 0 | 0 | -12.5669 | -12.5669 | 3960.1626 | 29622.0159 |  | 0
1968-06-05 | 0 | 0 | 0 | 0 | -12.5669 | -12.5669 | 3947.5957 | 29528.0158 |  | 0
1968-06-06 | 0 | 0 | 0 | 0 | -12.5669 | -12.5669 | 3935.0288 | 29434.0157 |  | 0
1968-06-07 | 0 | 0 | 0 | 0 | -12.5669 | -12.5669 | 3922.462 | 29340.0156 |  | 0
1968-06-08 | 0 | 0 | 0 | 0 | -12.5669 | -12.5669 | 3909.8951 | 29246.0155 |  | 0
1968-06-09 | 0 | 0 | 0 | 0 | -12.5669 | -12.5669 | 3897.3283 | 29152.0154 |  | 0
1968-06-10 | 0 | 0 | 0 | 0 | -12.5669 | -12.5669 | 3884.7614 | 29058.0153 |  | 0
1968-06-11 | 0 | 0 | 0 | 0 | -12.5669 | -12.5669 | 3872.1945 | 28964.0152 |  | 0
1968-06-12 | 0 | 0 | 0 | 0 | -12.5669 | -12.5669 | 3859.6277 | 28870.015 |  | 0
1968-06-13 | 0 | 0 | 0 | 0 | -12.5669 | -12.5669 | 3847.0608 | 28776.0149 |  | 0
1968-06-14 | 0 | 0 | 0 | 0 | -12.5669 | -12.5669 | 3834.494 | 28682.0148 |  | 0
1968-06-15 | 0.0058333 | 16.1 | 4.0107 | 4.0107 | -0.47756 | -0.47756 | 3834.0164 | 28678.4427 |  | 0
1968-06-16 | 0.011667 | 32.2 | 4.0107 | 4.0107 | 15.6224 | 15.6224 | 3849.6388 | 28795.2986 |  | 0
1968-06-17 | 0 | 0 | 0 | 0 | -12.5669 | -12.5669 | 3837.072 | 28701.2985 |  | 0
1968-06-18 | 0 | 0 | 0 | 0 | -12.5669 | -12.5669 | 3824.5051 | 28607.2984 |  | 0
1968-06-19 | 0 | 0 | 0 | 0 | -12.5669 | -12.5669 | 3811.9383 | 28513.2983 |  | 0
1968-06-20 | 0 | 0 | 0 | 0 | -12.5669 | -12.5669 | 3799.3714 | 28419.2981 |  | 0
1968-06-21 | 0 | 0 | 0 | 0 | -12.5669 | -12.5669 | 3786.8045 | 28325.298 |  | 0
1968-06-22 | 0 | 0 | 0 | 0 | -12.5669 | -12.5669 | 3774.2377 | 28231.2979 |  | 0
1968-06-23 | 0 | 0 | 0 | 0 | -12.5669 | -12.5669 | 3761.6708 | 28137.2978 |  | 0
1968-06-24 | 0 | 0 | 0 | 0 | -12.5669 | -12.5669 | 3749.104 | 28043.2977 |  | 0
1968-06-25 | 0.016667 | 46 | 4.0107 | 4.0107 | 29.4224 | 29.4224 | 3778.5264 | 28263.3776 |  | 0
1968-06-26 | 0 | 0 | 0 | 0 | -12.5669 | -12.5669 | 3765.9596 | 28169.3775 |  | 0
1968-06-27 | 0 | 0 | 0 | 0 | -12.5669 | -12.5669 | 3753.3927 | 28075.3774 |  | 0
1968-06-28 | 0 | 0 | 0 | 0 | -12.5669 | -12.5669 | 3740.8258 | 27981.3772 |  | 0
1968-06-29 | 0 | 0 | 0 | 0 | -12.5669 | -12.5669 | 3728.259 | 27887.3771 |  | 0
1968-06-30 | 0 | 0 | 0 | 0 | -12.5669 | -12.5669 | 3715.6921 | 27793.377 |  | 0
1968-07-01 | 0.11667 | 322 | 4.0107 | 4.0107 | 305.4224 | 305.4224 | 3997.8631 | 29904.0163 |  | 10.6846
1968-07-02 | 0.00083333 | 2.3 | 4.0107 | 2.3 | -12.5669 | -12.5669 | 3985.2963 | 29810.0162 |  | 0
1968-07-03 | 0 | 0 | 0 | 0 | -12.5669 | -12.5669 | 3972.7294 | 29716.0161 |  | 0
1968-07-04 | 0 | 0 | 0 | 0 | -12.5669 | -12.5669 | 3960.1626 | 29622.0159 |  | 0
1968-07-05 | 0 | 0 | 0 | 0 | -12.5669 | -12.5669 | 3947.5957 | 29528.0158 |  | 0
1968-07-06 | 0 | 0 | 0 | 0 | -12.5669 | -12.5669 | 3935.0288 | 29434.0157 |  | 0
1968-07-07 | 0 | 0 | 0 | 0 | -12.5669 | -12.5669 | 3922.462 | 29340.0156 |  | 0
1968-07-08 | 0.058333 | 161 | 4.0107 | 4.0107 | 144.4224 | 144.4224 | 3997.8631 | 29904.0163 |  | 56.4544
1968-07-09 | 0 | 0 | 0 | 0 | -12.5669 | -12.5669 | 3985.2963 | 29810.0162 |  | 0
1968-07-10 | 0 | 0 | 0 | 0 | -12.5669 | -12.5669 | 3972.7294 | 29716.0161 |  | 0
1968-07-11 | 0 | 0 | 0 | 0 | -12.5669 | -12.5669 | 3960.1626 | 29622.0159 |  | 0
1968-07-12 | 0 | 0 | 0 | 0 | -12.5669 | -12.5669 | 3947.5957 | 29528.0158 |  | 0
1968-07-13 | 0.013333 | 36.8 | 4.0107 | 4.0107 | 20.2224 | 20.2224 | 3967.8181 | 29679.2797 |  | 0
1968-07-14 | 0.0016667 | 4.6 | 4.0107 | 4.0107 | -11.9776 | -11.9776 | 3955.8406 | 29589.6876 |  | 0
1968-07-15 | 0 | 0 | 0 | 0 | -12.5669 | -12.5669 | 3943.2737 | 29495.6875 |  | 0
1968-07-16 | 0 | 0 | 0 | 0 | -12.5669 | -12.5669 | 3930.7069 | 29401.6874 |  | 0
1968-07-17 | 0 | 0 | 0 | 0 | -12.5669 | -12.5669 | 3918.14 | 29307.6873 |  | 0
1968-07-18 | 0.038333 | 105.8 | 4.0107 | 4.0107 | 89.2224 | 89.2224 | 4007.3625 | 29975.0712 |  | 0
1968-07-19 | 0.0066667 | 18.4 | 4.0107 | 4.0107 | 1.8224 | 1.8224 | 4009.1849 | 29988.703 |  | 0
1968-07-20 | 0 | 0 | 0 | 0 | -12.5669 | -12.5669 | 3996.618 | 29894.7029 |  | 0
1968-07-21 | 0 | 0 | 0 | 0 | -12.5669 | -12.5669 | 3984.0512 | 29800.7028 |  | 0
1968-07-22 | 0 | 0 | 0 | 0 | -12.5669 | -12.5669 | 3971.4843 | 29706.7027 |  | 0
1968-07-23 | 0 | 0 | 0 | 0 | -12.5669 | -12.5669 | 3958.9175 | 29612.7026 |  | 0
1968-07-24 | 0 | 0 | 0 | 0 | -12.5669 | -12.5669 | 3946.3506 | 29518.7025 |  | 0
1968-07-25 | 0 | 0 | 0 | 0 | -12.5669 | -12.5669 | 3933.7837 | 29424.7024 |  | 0
1968-07-26 | 0 | 0 | 0 | 0 | -12.5669 | -12.5669 | 3921.2169 | 29330.7023 |  | 0
1968-07-27 | 0 | 0 | 0 | 0 | -12.5669 | -12.5669 | 3908.65 | 29236.7021 |  | 0
1968-07-28 | 0 | 0 | 0 | 0 | -12.5669 | -12.5669 | 3896.0832 | 29142.702 |  | 0
1968-07-29 | 0.038333 | 105.8 | 4.0107 | 4.0107 | 89.2224 | 89.2224 | 3985.3056 | 29810.0859 |  | 0
1968-07-30 | 0 | 0 | 0 | 0 | -12.5669 | -12.5669 | 3972.7387 | 29716.0858 |  | 0
1968-07-31 | 0 | 0 | 0 | 0 | -12.5669 | -12.5669 | 3960.1719 | 29622.0857 |  | 0
1968-08-01 | 0 | 0 | 0 | 0 | -12.5669 | -12.5669 | 3947.605 | 29528.0856 |  | 0
1968-08-02 | 0 | 0 | 0 | 0 | -12.5669 | -12.5669 | 3935.0382 | 29434.0855 |  | 0
1968-08-03 | 0 | 0 | 0 | 0 | -12.5669 | -12.5669 | 3922.4713 | 29340.0854 |  | 0
1968-08-04 | 0 | 0 | 0 | 0 | -12.5669 | -12.5669 | 3909.9044 | 29246.0852 |  | 0
1968-08-05 | 0 | 0 | 0 | 0 | -12.5669 | -12.5669 | 3897.3376 | 29152.0851 |  | 0
1968-08-06 | 0 | 0 | 0 | 0 | -12.5669 | -12.5669 | 3884.7707 | 29058.085 |  | 0
1968-08-07 | 0 | 0 | 0 | 0 | -12.5669 | -12.5669 | 3872.2039 | 28964.0849 |  | 0
1968-08-08 | 0 | 0 | 0 | 0 | -12.5669 | -12.5669 | 3859.637 | 28870.0848 |  | 0
1968-08-09 | 0 | 0 | 0 | 0 | -12.5669 | -12.5669 | 3847.0701 | 28776.0847 |  | 0
1968-08-10 | 0.0033333 | 9.2 | 4.0107 | 4.0107 | -7.3776 | -7.3776 | 3839.6926 | 28720.9006 |  | 0
1968-08-11 | 0.023333 | 64.4 | 4.0107 | 4.0107 | 47.8224 | 47.8224 | 3887.515 | 29078.6125 |  | 0
1968-08-12 | 0 | 0 | 0 | 0 | -12.5669 | -12.5669 | 3874.9482 | 28984.6123 |  | 0
1968-08-13 | 0 | 0 | 0 | 0 | -12.5669 | -12.5669 | 3862.3813 | 28890.6122 |  | 0
1968-08-14 | 0.066667 | 184 | 4.0107 | 4.0107 | 167.4224 | 167.4224 | 3997.8631 | 29904.0163 |  | 19.3738
1968-08-15 | 0 | 0 | 0 | 0 | -12.5669 | -12.5669 | 3985.2963 | 29810.0162 |  | 0
1968-08-16 | 0 | 0 | 0 | 0 | -12.5669 | -12.5669 | 3972.7294 | 29716.0161 |  | 0
1968-08-17 | 0 | 0 | 0 | 0 | -12.5669 | -12.5669 | 3960.1626 | 29622.0159 |  | 0
1968-08-18 | 0 | 0 | 0 | 0 | -12.5669 | -12.5669 | 3947.5957 | 29528.0158 |  | 0
1968-08-19 | 0 | 0 | 0 | 0 | -12.5669 | -12.5669 | 3935.0288 | 29434.0157 |  | 0
1968-08-20 | 0 | 0 | 0 | 0 | -12.5669 | -12.5669 | 3922.462 | 29340.0156 |  | 0
1968-08-21 | 0 | 0 | 0 | 0 | -12.5669 | -12.5669 | 3909.8951 | 29246.0155 |  | 0
1968-08-22 | 0 | 0 | 0 | 0 | -12.5669 | -12.5669 | 3897.3283 | 29152.0154 |  | 0
1968-08-23 | 0 | 0 | 0 | 0 | -12.5669 | -12.5669 | 3884.7614 | 29058.0153 |  | 0
1968-08-24 | 0.0066667 | 18.4 | 4.0107 | 4.0107 | 1.8224 | 1.8224 | 3886.5838 | 29071.6472 |  | 0
1968-08-25 | 0.085833 | 236.9 | 4.0107 | 4.0107 | 220.3224 | 220.3224 | 3997.8631 | 29904.0163 |  | 96.4763
1968-08-26 | 0 | 0 | 0 | 0 | -12.5669 | -12.5669 | 3985.2963 | 29810.0162 |  | 0
1968-08-27 | 0 | 0 | 0 | 0 | -12.5669 | -12.5669 | 3972.7294 | 29716.0161 |  | 0
1968-08-28 | 0 | 0 | 0 | 0 | -12.5669 | -12.5669 | 3960.1626 | 29622.0159 |  | 0
1968-08-29 | 0.01 | 27.6 | 4.0107 | 4.0107 | 11.0224 | 11.0224 | 3971.185 | 29704.4638 |  | 0
1968-08-30 | 0 | 0 | 0 | 0 | -12.5669 | -12.5669 | 3958.6181 | 29610.4637 |  | 0
1968-08-31 | 0 | 0 | 0 | 0 | -12.5669 | -12.5669 | 3946.0513 | 29516.4636 |  | 0
1968-09-01 | 0 | 0 | 0 | 0 | -12.5669 | -12.5669 | 3933.4844 | 29422.4635 |  | 0
1968-09-02 | 0 | 0 | 0 | 0 | -12.5669 | -12.5669 | 3920.9176 | 29328.4634 |  | 0
1968-09-03 | 0 | 0 | 0 | 0 | -12.5669 | -12.5669 | 3908.3507 | 29234.4633 |  | 0
1968-09-04 | 0 | 0 | 0 | 0 | -12.5669 | -12.5669 | 3895.7838 | 29140.4632 |  | 0
1968-09-05 | 0 | 0 | 0 | 0 | -12.5669 | -12.5669 | 3883.217 | 29046.463 |  | 0
1968-09-06 | 0 | 0 | 0 | 0 | -12.5669 | -12.5669 | 3870.6501 | 28952.4629 |  | 0
1968-09-07 | 0 | 0 | 0 | 0 | -12.5669 | -12.5669 | 3858.0833 | 28858.4628 |  | 0
1968-09-08 | 0 | 0 | 0 | 0 | -12.5669 | -12.5669 | 3845.5164 | 28764.4627 |  | 0
1968-09-09 | 0 | 0 | 0 | 0 | -12.5669 | -12.5669 | 3832.9495 | 28670.4626 |  | 0
1968-09-10 | 0 | 0 | 0 | 0 | -12.5669 | -12.5669 | 3820.3827 | 28576.4625 |  | 0
1968-09-11 | 0 | 0 | 0 | 0 | -12.5669 | -12.5669 | 3807.8158 | 28482.4624 |  | 0
1968-09-12 | 0 | 0 | 0 | 0 | -12.5669 | -12.5669 | 3795.249 | 28388.4623 |  | 0
1968-09-13 | 0 | 0 | 0 | 0 | -12.5669 | -12.5669 | 3782.6821 | 28294.4621 |  | 0
1968-09-14 | 0.0016667 | 4.6 | 4.0107 | 4.0107 | -11.9776 | -11.9776 | 3770.7045 | 28204.87 |  | 0
1968-09-15 | 0 | 0 | 0 | 0 | -12.5669 | -12.5669 | 3758.1377 | 28110.8699 |  | 0
1968-09-16 | 0 | 0 | 0 | 0 | -12.5669 | -12.5669 | 3745.5708 | 28016.8698 |  | 0
1968-09-17 | 0.016667 | 46 | 4.0107 | 4.0107 | 29.4224 | 29.4224 | 3774.9933 | 28236.9497 |  | 0
1968-09-18 | 0 | 0 | 0 | 0 | -12.5669 | -12.5669 | 3762.4264 | 28142.9496 |  | 0
1968-09-19 | 0 | 0 | 0 | 0 | -12.5669 | -12.5669 | 3749.8596 | 28048.9495 |  | 0
1968-09-20 | 0 | 0 | 0 | 0 | -12.5669 | -12.5669 | 3737.2927 | 27954.9494 |  | 0
1968-09-21 | 0.053333 | 147.2 | 4.0107 | 4.0107 | 130.6224 | 130.6224 | 3867.9151 | 28932.0052 |  | 0
1968-09-22 | 0 | 0 | 0 | 0 | -12.5669 | -12.5669 | 3855.3483 | 28838.0051 |  | 0
1968-09-23 | 0.074167 | 204.7 | 4.0107 | 4.0107 | 188.1224 | 188.1224 | 3997.8631 | 29904.0163 |  | 33.0407
1968-09-24 | 0.038333 | 105.8 | 4.0107 | 4.0107 | 89.2224 | 89.2224 | 3997.8631 | 29904.0163 |  | 76.6556
1968-09-25 | 0 | 0 | 0 | 0 | -12.5669 | -12.5669 | 3985.2963 | 29810.0162 |  | 0
1968-09-26 | 0 | 0 | 0 | 0 | -12.5669 | -12.5669 | 3972.7294 | 29716.0161 |  | 0
1968-09-27 | 0 | 0 | 0 | 0 | -12.5669 | -12.5669 | 3960.1626 | 29622.0159 |  | 0
1968-09-28 | 0 | 0 | 0 | 0 | -12.5669 | -12.5669 | 3947.5957 | 29528.0158 |  | 0
1968-09-29 | 0 | 0 | 0 | 0 | -12.5669 | -12.5669 | 3935.0288 | 29434.0157 |  | 0
1968-09-30 | 0 | 0 | 0 | 0 | -12.5669 | -12.5669 | 3922.462 | 29340.0156 |  | 0
1968-10-01 | 0 | 0 | 0 | 0 | -12.5669 | -12.5669 | 3909.8951 | 29246.0155 |  | 0
1968-10-02 | 0 | 0 | 0 | 0 | -12.5669 | -12.5669 | 3897.3283 | 29152.0154 |  | 0
1968-10-03 | 0 | 0 | 0 | 0 | -12.5669 | -12.5669 | 3884.7614 | 29058.0153 |  | 0
1968-10-04 | 0 | 0 | 0 | 0 | -12.5669 | -12.5669 | 3872.1945 | 28964.0152 |  | 0
1968-10-05 | 0.10833 | 299 | 4.0107 | 4.0107 | 282.4224 | 282.4224 | 3997.8631 | 29904.0163 |  | 144.187
1968-10-06 | 0 | 0 | 0 | 0 | -12.5669 | -12.5669 | 3985.2963 | 29810.0162 |  | 0
1968-10-07 | 0 | 0 | 0 | 0 | -12.5669 | -12.5669 | 3972.7294 | 29716.0161 |  | 0
1968-10-08 | 0.0016667 | 4.6 | 4.0107 | 4.0107 | -11.9776 | -11.9776 | 3960.7519 | 29626.4239 |  | 0
1968-10-09 | 0.048333 | 133.4 | 4.0107 | 4.0107 | 116.8224 | 116.8224 | 3997.8631 | 29904.0163 |  | 67.1443
1968-10-10 | 0 | 0 | 0 | 0 | -12.5669 | -12.5669 | 3985.2963 | 29810.0162 |  | 0
1968-10-11 | 0 | 0 | 0 | 0 | -12.5669 | -12.5669 | 3972.7294 | 29716.0161 |  | 0
1968-10-12 | 0 | 0 | 0 | 0 | -12.5669 | -12.5669 | 3960.1626 | 29622.0159 |  | 0
1968-10-13 | 0 | 0 | 0 | 0 | -12.5669 | -12.5669 | 3947.5957 | 29528.0158 |  | 0
1968-10-14 | 0 | 0 | 0 | 0 | -12.5669 | -12.5669 | 3935.0288 | 29434.0157 |  | 0
1968-10-15 | 0 | 0 | 0 | 0 | -12.5669 | -12.5669 | 3922.462 | 29340.0156 |  | 0
1968-10-16 | 0.011667 | 32.2 | 4.0107 | 4.0107 | 15.6224 | 15.6224 | 3938.0844 | 29456.8715 |  | 0
1968-10-17 | 0 | 0 | 0 | 0 | -12.5669 | -12.5669 | 3925.5176 | 29362.8714 |  | 0
1968-10-18 | 0 | 0 | 0 | 0 | -12.5669 | -12.5669 | 3912.9507 | 29268.8713 |  | 0
1968-10-19 | 0 | 0 | 0 | 0 | -12.5669 | -12.5669 | 3900.3838 | 29174.8712 |  | 0
1968-10-20 | 0 | 0 | 0 | 0 | -12.5669 | -12.5669 | 3887.817 | 29080.871 |  | 0
1968-10-21 | 0.03 | 82.8 | 4.0107 | 4.0107 | 66.2224 | 66.2224 | 3954.0394 | 29576.2149 |  | 0
1968-10-22 | 0 | 0 | 0 | 0 | -12.5669 | -12.5669 | 3941.4726 | 29482.2148 |  | 0
1968-10-23 | 0 | 0 | 0 | 0 | -12.5669 | -12.5669 | 3928.9057 | 29388.2147 |  | 0
1968-10-24 | 0 | 0 | 0 | 0 | -12.5669 | -12.5669 | 3916.3388 | 29294.2146 |  | 0
1968-10-25 | 0 | 0 | 0 | 0 | -12.5669 | -12.5669 | 3903.772 | 29200.2145 |  | 0
1968-10-26 | 0 | 0 | 0 | 0 | -12.5669 | -12.5669 | 3891.2051 | 29106.2144 |  | 0
1968-10-27 | 0 | 0 | 0 | 0 | -12.5669 | -12.5669 | 3878.6383 | 29012.2143 |  | 0
1968-10-28 | 0 | 0 | 0 | 0 | -12.5669 | -12.5669 | 3866.0714 | 28918.2141 |  | 0
1968-10-29 | 0 | 0 | 0 | 0 | -12.5669 | -12.5669 | 3853.5045 | 28824.214 |  | 0
1968-10-30 | 0 | 0 | 0 | 0 | -12.5669 | -12.5669 | 3840.9377 | 28730.2139 |  | 0
1968-10-31 | 0 | 0 | 0 | 0 | -12.5669 | -12.5669 | 3828.3708 | 28636.2138 |  | 0
1968-11-01 | 0.00083333 | 2.3 | 4.0107 | 2.3 | -12.5669 | -12.5669 | 3815.804 | 28542.2137 |  | 0
1968-11-02 | 0.00083333 | 2.3 | 4.0107 | 2.3 | -12.5669 | -12.5669 | 3803.2371 | 28448.2136 |  | 0
1968-11-03 | 0 | 0 | 0 | 0 | -12.5669 | -12.5669 | 3790.6702 | 28354.2135 |  | 0
1968-11-04 | 0 | 0 | 0 | 0 | -12.5669 | -12.5669 | 3778.1034 | 28260.2134 |  | 0
1968-11-05 | 0 | 0 | 0 | 0 | -12.5669 | -12.5669 | 3765.5365 | 28166.2132 |  | 0
1968-11-06 | 0.0016667 | 4.6 | 4.0107 | 4.0107 | -11.9776 | -11.9776 | 3753.559 | 28076.6211 |  | 0
1968-11-07 | 0 | 0 | 0 | 0 | -12.5669 | -12.5669 | 3740.9921 | 27982.621 |  | 0
1968-11-08 | 0 | 0 | 0 | 0 | -12.5669 | -12.5669 | 3728.4253 | 27888.6209 |  | 0
1968-11-09 | 0 | 0 | 0 | 0 | -12.5669 | -12.5669 | 3715.8584 | 27794.6208 |  | 0
1968-11-10 | 0.0016667 | 4.6 | 4.0107 | 4.0107 | -11.9776 | -11.9776 | 3703.8808 | 27705.0287 |  | 0
1968-11-11 | 0 | 0 | 0 | 0 | -12.5669 | -12.5669 | 3691.314 | 27611.0286 |  | 0
1968-11-12 | 0 | 0 | 0 | 0 | -12.5669 | -12.5669 | 3678.7471 | 27517.0285 |  | 0
1968-11-13 | 0 | 0 | 0 | 0 | -12.5669 | -12.5669 | 3666.1803 | 27423.0283 |  | 0
1968-11-14 | 0 | 0 | 0 | 0 | -12.5669 | -12.5669 | 3653.6134 | 27329.0282 |  | 0
1968-11-15 | 0.056667 | 156.4 | 4.0107 | 4.0107 | 139.8224 | 139.8224 | 3793.4358 | 28374.9001 |  | 0
1968-11-16 | 0 | 0 | 0 | 0 | -12.5669 | -12.5669 | 3780.869 | 28280.9 |  | 0
1968-11-17 | 0 | 0 | 0 | 0 | -12.5669 | -12.5669 | 3768.3021 | 28186.8999 |  | 0
1968-11-18 | 0 | 0 | 0 | 0 | -12.5669 | -12.5669 | 3755.7353 | 28092.8998 |  | 0
1968-11-19 | 0 | 0 | 0 | 0 | -12.5669 | -12.5669 | 3743.1684 | 27998.8997 |  | 0
1968-11-20 | 0 | 0 | 0 | 0 | -12.5669 | -12.5669 | 3730.6015 | 27904.8995 |  | 0
1968-11-21 | 0 | 0 | 0 | 0 | -12.5669 | -12.5669 | 3718.0347 | 27810.8994 |  | 0
1968-11-22 | 0 | 0 | 0 | 0 | -12.5669 | -12.5669 | 3705.4678 | 27716.8993 |  | 0
1968-11-23 | 0 | 0 | 0 | 0 | -12.5669 | -12.5669 | 3692.901 | 27622.8992 |  | 0
1968-11-24 | 0 | 0 | 0 | 0 | -12.5669 | -12.5669 | 3680.3341 | 27528.8991 |  | 0
1968-11-25 | 0 | 0 | 0 | 0 | -12.5669 | -12.5669 | 3667.7672 | 27434.899 |  | 0
1968-11-26 | 0.215 | 593.4 | 4.0107 | 4.0107 | 576.8224 | 576.8224 | 3997.8631 | 29904.0163 |  | 234.1597
1968-11-27 | 0.046667 | 128.8 | 4.0107 | 4.0107 | 112.2224 | 112.2224 | 3997.8631 | 29904.0163 |  | 99.6556
1968-11-28 | 0.0033333 | 9.2 | 4.0107 | 4.0107 | -7.3776 | -7.3776 | 3990.4856 | 29848.8322 |  | 0
1968-11-29 | 0 | 0 | 0 | 0 | -12.5669 | -12.5669 | 3977.9187 | 29754.8321 |  | 0
1968-11-30 | 0.010833 | 29.9 | 4.0107 | 4.0107 | 13.3224 | 13.3224 | 3991.2412 | 29854.4839 |  | 0
1968-12-01 | 0 | 0 | 0 | 0 | -12.5669 | -12.5669 | 3978.6743 | 29760.4838 |  | 0
1968-12-02 | 0 | 0 | 0 | 0 | -12.5669 | -12.5669 | 3966.1074 | 29666.4837 |  | 0
1968-12-03 | 0.018333 | 50.6 | 4.0107 | 4.0107 | 34.0224 | 34.0224 | 4000.1299 | 29920.9716 |  | 0
1968-12-04 | 0 | 0 | 0 | 0 | -12.5669 | -12.5669 | 3987.563 | 29826.9715 |  | 0
1968-12-05 | 0 | 0 | 0 | 0 | -12.5669 | -12.5669 | 3974.9962 | 29732.9714 |  | 0
1968-12-06 | 0 | 0 | 0 | 0 | -12.5669 | -12.5669 | 3962.4293 | 29638.9713 |  | 0
1968-12-07 | 0 | 0 | 0 | 0 | -12.5669 | -12.5669 | 3949.8625 | 29544.9712 |  | 0
1968-12-08 | 0 | 0 | 0 | 0 | -12.5669 | -12.5669 | 3937.2956 | 29450.971 |  | 0
1968-12-09 | 0 | 0 | 0 | 0 | -12.5669 | -12.5669 | 3924.7287 | 29356.9709 |  | 0
1968-12-10 | 0 | 0 | 0 | 0 | -12.5669 | -12.5669 | 3912.1619 | 29262.9708 |  | 0
1968-12-11 | 0 | 0 | 0 | 0 | -12.5669 | -12.5669 | 3899.595 | 29168.9707 |  | 0
1968-12-12 | 0 | 0 | 0 | 0 | -12.5669 | -12.5669 | 3887.0282 | 29074.9706 |  | 0
1968-12-13 | 0 | 0 | 0 | 0 | -12.5669 | -12.5669 | 3874.4613 | 28980.9705 |  | 0
1968-12-14 | 0 | 0 | 0 | 0 | -12.5669 | -12.5669 | 3861.8944 | 28886.9704 |  | 0
1968-12-15 | 0 | 0 | 0 | 0 | -12.5669 | -12.5669 | 3849.3276 | 28792.9703 |  | 0
1968-12-16 | 0 | 0 | 0 | 0 | -12.5669 | -12.5669 | 3836.7607 | 28698.9701 |  | 0
1968-12-17 | 0 | 0 | 0 | 0 | -12.5669 | -12.5669 | 3824.1939 | 28604.97 |  | 0
1968-12-18 | 0 | 0 | 0 | 0 | -12.5669 | -12.5669 | 3811.627 | 28510.9699 |  | 0
1968-12-19 | 0 | 0 | 0 | 0 | -12.5669 | -12.5669 | 3799.0601 | 28416.9698 |  | 0
1968-12-20 | 0 | 0 | 0 | 0 | -12.5669 | -12.5669 | 3786.4933 | 28322.9697 |  | 0
1968-12-21 | 0.010833 | 29.9 | 4.0107 | 4.0107 | 13.3224 | 13.3224 | 3799.8157 | 28422.6216 |  | 0
1968-12-22 | 0 | 0 | 0 | 0 | -12.5669 | -12.5669 | 3787.2489 | 28328.6215 |  | 0
1968-12-23 | 0 | 0 | 0 | 0 | -12.5669 | -12.5669 | 3774.682 | 28234.6214 |  | 0
1968-12-24 | 0 | 0 | 0 | 0 | -12.5669 | -12.5669 | 3762.1151 | 28140.6212 |  | 0
1968-12-25 | 0 | 0 | 0 | 0 | -12.5669 | -12.5669 | 3749.5483 | 28046.6211 |  | 0
1968-12-26 | 0 | 0 | 0 | 0 | -12.5669 | -12.5669 | 3736.9814 | 27952.621 |  | 0
1968-12-27 | 0.030833 | 85.1 | 4.0107 | 4.0107 | 68.5224 | 68.5224 | 3805.5039 | 28465.1689 |  | 0
1968-12-28 | 0 | 0 | 0 | 0 | -12.5669 | -12.5669 | 3792.937 | 28371.1688 |  | 0
1968-12-29 | 0 | 0 | 0 | 0 | -12.5669 | -12.5669 | 3780.3701 | 28277.1687 |  | 0
1968-12-30 | 0 | 0 | 0 | 0 | -12.5669 | -12.5669 | 3767.8033 | 28183.1686 |  | 0
1968-12-31 | 0 | 0 | 0 | 0 | -12.5669 | -12.5669 | 3755.2364 | 28089.1685 |  | 0
1969-01-01 | 0 | 0 | 0 | 0 | -12.5669 | -12.5669 | 3742.6696 | 27995.1683 |  | 0
1969-01-02 | 0 | 0 | 0 | 0 | -12.5669 | -12.5669 | 3730.1027 | 27901.1682 |  | 0
1969-01-03 | 0 | 0 | 0 | 0 | -12.5669 | -12.5669 | 3717.5358 | 27807.1681 |  | 0
1969-01-04 | 0 | 0 | 0 | 0 | -12.5669 | -12.5669 | 3704.969 | 27713.168 |  | 0
1969-01-05 | 0 | 0 | 0 | 0 | -12.5669 | -12.5669 | 3692.4021 | 27619.1679 |  | 0
1969-01-06 | 0 | 0 | 0 | 0 | -12.5669 | -12.5669 | 3679.8353 | 27525.1678 |  | 0
1969-01-07 | 0 | 0 | 0 | 0 | -12.5669 | -12.5669 | 3667.2684 | 27431.1677 |  | 0
1969-01-08 | 0 | 0 | 0 | 0 | -12.5669 | -12.5669 | 3654.7015 | 27337.1675 |  | 0
1969-01-09 | 0 | 0 | 0 | 0 | -12.5669 | -12.5669 | 3642.1347 | 27243.1674 |  | 0
1969-01-10 | 0 | 0 | 0 | 0 | -12.5669 | -12.5669 | 3629.5678 | 27149.1673 |  | 0
1969-01-11 | 0 | 0 | 0 | 0 | -12.5669 | -12.5669 | 3617.001 | 27055.1672 |  | 0
1969-01-12 | 0 | 0 | 0 | 0 | -12.5669 | -12.5669 | 3604.4341 | 26961.1671 |  | 0
1969-01-13 | 0 | 0 | 0 | 0 | -12.5669 | -12.5669 | 3591.8672 | 26867.167 |  | 0
1969-01-14 | 0 | 0 | 0 | 0 | -12.5669 | -12.5669 | 3579.3004 | 26773.1669 |  | 0
1969-01-15 | 0.0016667 | 4.6 | 4.0107 | 4.0107 | -11.9776 | -11.9776 | 3567.3228 | 26683.5748 |  | 0
1969-01-16 | 0 | 0 | 0 | 0 | -12.5669 | -12.5669 | 3554.756 | 26589.5746 |  | 0
1969-01-17 | 0 | 0 | 0 | 0 | -12.5669 | -12.5669 | 3542.1891 | 26495.5745 |  | 0
1969-01-18 | 0 | 0 | 0 | 0 | -12.5669 | -12.5669 | 3529.6222 | 26401.5744 |  | 0
1969-01-19 | 0 | 0 | 0 | 0 | -12.5669 | -12.5669 | 3517.0554 | 26307.5743 |  | 0
1969-01-20 | 0 | 0 | 0 | 0 | -12.5669 | -12.5669 | 3504.4885 | 26213.5742 |  | 0
1969-01-21 | 0 | 0 | 0 | 0 | -12.5669 | -12.5669 | 3491.9217 | 26119.5741 |  | 0
1969-01-22 | 0 | 0 | 0 | 0 | -12.5669 | -12.5669 | 3479.3548 | 26025.574 |  | 0
1969-01-23 | 0 | 0 | 0 | 0 | -12.5669 | -12.5669 | 3466.7879 | 25931.5739 |  | 0
1969-01-24 | 0 | 0 | 0 | 0 | -12.5669 | -12.5669 | 3454.2211 | 25837.5737 |  | 0
1969-01-25 | 0 | 0 | 0 | 0 | -12.5669 | -12.5669 | 3441.6542 | 25743.5736 |  | 0
1969-01-26 | 0 | 0 | 0 | 0 | -12.5669 | -12.5669 | 3429.0874 | 25649.5735 |  | 0
1969-01-27 | 0 | 0 | 0 | 0 | -12.5669 | -12.5669 | 3416.5205 | 25555.5734 |  | 0
1969-01-28 | 0 | 0 | 0 | 0 | -12.5669 | -12.5669 | 3403.9536 | 25461.5733 |  | 0
1969-01-29 | 0.035833 | 98.9 | 4.0107 | 4.0107 | 82.3224 | 82.3224 | 3486.2761 | 26077.3452 |  | 0
1969-01-30 | 0 | 0 | 0 | 0 | -12.5669 | -12.5669 | 3473.7092 | 25983.3451 |  | 0
1969-01-31 | 0.01 | 27.6 | 4.0107 | 4.0107 | 11.0224 | 11.0224 | 3484.7317 | 26065.793 |  | 0
1969-02-01 | 0 | 0 | 0 | 0 | -12.5669 | -12.5669 | 3472.1648 | 25971.7928 |  | 0
1969-02-02 | 0 | 0 | 0 | 0 | -12.5669 | -12.5669 | 3459.598 | 25877.7927 |  | 0
1969-02-03 | 0 | 0 | 0 | 0 | -12.5669 | -12.5669 | 3447.0311 | 25783.7926 |  | 0
1969-02-04 | 0 | 0 | 0 | 0 | -12.5669 | -12.5669 | 3434.4642 | 25689.7925 |  | 0
1969-02-05 | 0 | 0 | 0 | 0 | -12.5669 | -12.5669 | 3421.8974 | 25595.7924 |  | 0
1969-02-06 | 0 | 0 | 0 | 0 | -12.5669 | -12.5669 | 3409.3305 | 25501.7923 |  | 0
1969-02-07 | 0 | 0 | 0 | 0 | -12.5669 | -12.5669 | 3396.7637 | 25407.7922 |  | 0
1969-02-08 | 0 | 0 | 0 | 0 | -12.5669 | -12.5669 | 3384.1968 | 25313.7921 |  | 0
1969-02-09 | 0 | 0 | 0 | 0 | -12.5669 | -12.5669 | 3371.6299 | 25219.7919 |  | 0
1969-02-10 | 0 | 0 | 0 | 0 | -12.5669 | -12.5669 | 3359.0631 | 25125.7918 |  | 0
1969-02-11 | 0 | 0 | 0 | 0 | -12.5669 | -12.5669 | 3346.4962 | 25031.7917 |  | 0
1969-02-12 | 0 | 0 | 0 | 0 | -12.5669 | -12.5669 | 3333.9294 | 24937.7916 |  | 0
1969-02-13 | 0.105 | 289.8 | 4.0107 | 4.0107 | 273.2224 | 273.2224 | 3607.1518 | 26981.4955 |  | 0
1969-02-14 | 0.026667 | 73.6 | 4.0107 | 4.0107 | 57.0224 | 57.0224 | 3664.1742 | 27408.0234 |  | 0
1969-02-15 | 0 | 0 | 0 | 0 | -12.5669 | -12.5669 | 3651.6074 | 27314.0233 |  | 0
1969-02-16 | 0 | 0 | 0 | 0 | -12.5669 | -12.5669 | 3639.0405 | 27220.0232 |  | 0
1969-02-17 | 0.014167 | 39.1 | 4.0107 | 4.0107 | 22.5224 | 22.5224 | 3661.563 | 27388.491 |  | 0
1969-02-18 | 0 | 0 | 0 | 0 | -12.5669 | -12.5669 | 3648.9961 | 27294.4909 |  | 0
1969-02-19 | 0 | 0 | 0 | 0 | -12.5669 | -12.5669 | 3636.4293 | 27200.4908 |  | 0
1969-02-20 | 0.038333 | 105.8 | 4.0107 | 4.0107 | 89.2224 | 89.2224 | 3725.6517 | 27867.8747 |  | 0
1969-02-21 | 0.050833 | 140.3 | 4.0107 | 4.0107 | 123.7224 | 123.7224 | 3849.3741 | 28793.3186 |  | 0
1969-02-22 | 0 | 0 | 0 | 0 | -12.5669 | -12.5669 | 3836.8073 | 28699.3185 |  | 0
1969-02-23 | 0 | 0 | 0 | 0 | -12.5669 | -12.5669 | 3824.2404 | 28605.3184 |  | 0
1969-02-24 | 0 | 0 | 0 | 0 | -12.5669 | -12.5669 | 3811.6736 | 28511.3182 |  | 0
1969-02-25 | 0 | 0 | 0 | 0 | -12.5669 | -12.5669 | 3799.1067 | 28417.3181 |  | 0
1969-02-26 | 0 | 0 | 0 | 0 | -12.5669 | -12.5669 | 3786.5398 | 28323.318 |  | 0
1969-02-27 | 0 | 0 | 0 | 0 | -12.5669 | -12.5669 | 3773.973 | 28229.3179 |  | 0
1969-02-28 | 0 | 0 | 0 | 0 | -12.5669 | -12.5669 | 3761.4061 | 28135.3178 |  | 0
1969-03-01 | 0 | 0 | 0 | 0 | -12.5669 | -12.5669 | 3748.8393 | 28041.3177 |  | 0
1969-03-02 | 0.036667 | 101.2 | 4.0107 | 4.0107 | 84.6224 | 84.6224 | 3833.4617 | 28674.2936 |  | 0
1969-03-03 | 0.00083333 | 2.3 | 4.0107 | 2.3 | -12.5669 | -12.5669 | 3820.8948 | 28580.2935 |  | 0
1969-03-04 | 0 | 0 | 0 | 0 | -12.5669 | -12.5669 | 3808.328 | 28486.2933 |  | 0
1969-03-05 | 0.0083333 | 23 | 4.0107 | 4.0107 | 6.4224 | 6.4224 | 3814.7504 | 28534.3332 |  | 0
1969-03-06 | 0 | 0 | 0 | 0 | -12.5669 | -12.5669 | 3802.1836 | 28440.3331 |  | 0
1969-03-07 | 0.021667 | 59.8 | 4.0107 | 4.0107 | 43.2224 | 43.2224 | 3845.406 | 28763.637 |  | 0
1969-03-08 | 0 | 0 | 0 | 0 | -12.5669 | -12.5669 | 3832.8392 | 28669.6369 |  | 0
1969-03-09 | 0 | 0 | 0 | 0 | -12.5669 | -12.5669 | 3820.2723 | 28575.6368 |  | 0
1969-03-10 | 0 | 0 | 0 | 0 | -12.5669 | -12.5669 | 3807.7054 | 28481.6367 |  | 0
1969-03-11 | 0 | 0 | 0 | 0 | -12.5669 | -12.5669 | 3795.1386 | 28387.6366 |  | 0
1969-03-12 | 0 | 0 | 0 | 0 | -12.5669 | -12.5669 | 3782.5717 | 28293.6364 |  | 0
1969-03-13 | 0 | 0 | 0 | 0 | -12.5669 | -12.5669 | 3770.0049 | 28199.6363 |  | 0
1969-03-14 | 0.02 | 55.2 | 4.0107 | 4.0107 | 38.6224 | 38.6224 | 3808.6273 | 28488.5322 |  | 0
1969-03-15 | 0.078333 | 216.2 | 4.0107 | 4.0107 | 199.6224 | 199.6224 | 4008.2497 | 29981.7081 |  | 0
1969-03-16 | 0 | 0 | 0 | 0 | -12.5669 | -12.5669 | 3995.6829 | 29887.708 |  | 0
1969-03-17 | 0 | 0 | 0 | 0 | -12.5669 | -12.5669 | 3983.116 | 29793.7079 |  | 0
1969-03-18 | 0 | 0 | 0 | 0 | -12.5669 | -12.5669 | 3970.5492 | 29699.7078 |  | 0
1969-03-19 | 0 | 0 | 0 | 0 | -12.5669 | -12.5669 | 3957.9823 | 29605.7077 |  | 0
1969-03-20 | 0 | 0 | 0 | 0 | -12.5669 | -12.5669 | 3945.4154 | 29511.7075 |  | 0
1969-03-21 | 0 | 0 | 0 | 0 | -12.5669 | -12.5669 | 3932.8486 | 29417.7074 |  | 0
1969-03-22 | 0.0091667 | 25.3 | 4.0107 | 4.0107 | 8.7224 | 8.7224 | 3941.571 | 29482.9513 |  | 0
1969-03-23 | 0.09 | 248.4 | 4.0107 | 4.0107 | 231.8224 | 231.8224 | 3997.8631 | 29904.0163 |  | 162.9635
1969-03-24 | 0 | 0 | 0 | 0 | -12.5669 | -12.5669 | 3985.2963 | 29810.0162 |  | 0
1969-03-25 | 0 | 0 | 0 | 0 | -12.5669 | -12.5669 | 3972.7294 | 29716.0161 |  | 0
1969-03-26 | 0 | 0 | 0 | 0 | -12.5669 | -12.5669 | 3960.1626 | 29622.0159 |  | 0
1969-03-27 | 0 | 0 | 0 | 0 | -12.5669 | -12.5669 | 3947.5957 | 29528.0158 |  | 0
1969-03-28 | 0 | 0 | 0 | 0 | -12.5669 | -12.5669 | 3935.0288 | 29434.0157 |  | 0
1969-03-29 | 0 | 0 | 0 | 0 | -12.5669 | -12.5669 | 3922.462 | 29340.0156 |  | 0
1969-03-30 | 0 | 0 | 0 | 0 | -12.5669 | -12.5669 | 3909.8951 | 29246.0155 |  | 0
1969-03-31 | 0 | 0 | 0 | 0 | -12.5669 | -12.5669 | 3897.3283 | 29152.0154 |  | 0
1969-04-01 | 0 | 0 | 0 | 0 | -12.5669 | -12.5669 | 3884.7614 | 29058.0153 |  | 0
1969-04-02 | 0 | 0 | 0 | 0 | -12.5669 | -12.5669 | 3872.1945 | 28964.0152 |  | 0
1969-04-03 | 0 | 0 | 0 | 0 | -12.5669 | -12.5669 | 3859.6277 | 28870.015 |  | 0
1969-04-04 | 0.00083333 | 2.3 | 4.0107 | 2.3 | -12.5669 | -12.5669 | 3847.0608 | 28776.0149 |  | 0
1969-04-05 | 0 | 0 | 0 | 0 | -12.5669 | -12.5669 | 3834.494 | 28682.0148 |  | 0
1969-04-06 | 0 | 0 | 0 | 0 | -12.5669 | -12.5669 | 3821.9271 | 28588.0147 |  | 0
1969-04-07 | 0 | 0 | 0 | 0 | -12.5669 | -12.5669 | 3809.3602 | 28494.0146 |  | 0
1969-04-08 | 0 | 0 | 0 | 0 | -12.5669 | -12.5669 | 3796.7934 | 28400.0145 |  | 0
1969-04-09 | 0 | 0 | 0 | 0 | -12.5669 | -12.5669 | 3784.2265 | 28306.0144 |  | 0
1969-04-10 | 0 | 0 | 0 | 0 | -12.5669 | -12.5669 | 3771.6597 | 28212.0143 |  | 0
1969-04-11 | 0 | 0 | 0 | 0 | -12.5669 | -12.5669 | 3759.0928 | 28118.0141 |  | 0
1969-04-12 | 0.033333 | 92 | 4.0107 | 4.0107 | 75.4224 | 75.4224 | 3834.5152 | 28682.174 |  | 0
1969-04-13 | 0.0016667 | 4.6 | 4.0107 | 4.0107 | -11.9776 | -11.9776 | 3822.5377 | 28592.5819 |  | 0
1969-04-14 | 0 | 0 | 0 | 0 | -12.5669 | -12.5669 | 3809.9708 | 28498.5818 |  | 0
1969-04-15 | 0 | 0 | 0 | 0 | -12.5669 | -12.5669 | 3797.404 | 28404.5817 |  | 0
1969-04-16 | 0 | 0 | 0 | 0 | -12.5669 | -12.5669 | 3784.8371 | 28310.5816 |  | 0
1969-04-17 | 0 | 0 | 0 | 0 | -12.5669 | -12.5669 | 3772.2702 | 28216.5815 |  | 0
1969-04-18 | 0 | 0 | 0 | 0 | -12.5669 | -12.5669 | 3759.7034 | 28122.5814 |  | 0
1969-04-19 | 0 | 0 | 0 | 0 | -12.5669 | -12.5669 | 3747.1365 | 28028.5812 |  | 0
1969-04-20 | 0 | 0 | 0 | 0 | -12.5669 | -12.5669 | 3734.5697 | 27934.5811 |  | 0
1969-04-21 | 0 | 0 | 0 | 0 | -12.5669 | -12.5669 | 3722.0028 | 27840.581 |  | 0
1969-04-22 | 0 | 0 | 0 | 0 | -12.5669 | -12.5669 | 3709.4359 | 27746.5809 |  | 0
1969-04-23 | 0 | 0 | 0 | 0 | -12.5669 | -12.5669 | 3696.8691 | 27652.5808 |  | 0
1969-04-24 | 0 | 0 | 0 | 0 | -12.5669 | -12.5669 | 3684.3022 | 27558.5807 |  | 0
1969-04-25 | 0 | 0 | 0 | 0 | -12.5669 | -12.5669 | 3671.7354 | 27464.5806 |  | 0
1969-04-26 | 0.10667 | 294.4 | 4.0107 | 4.0107 | 277.8224 | 277.8224 | 3949.5578 | 29542.6925 |  | 0
1969-04-27 | 0.013333 | 36.8 | 4.0107 | 4.0107 | 20.2224 | 20.2224 | 3969.7803 | 29693.9563 |  | 0
1969-04-28 | 0 | 0 | 0 | 0 | -12.5669 | -12.5669 | 3957.2134 | 29599.9562 |  | 0
1969-04-29 | 0 | 0 | 0 | 0 | -12.5669 | -12.5669 | 3944.6465 | 29505.9561 |  | 0
1969-04-30 | 0 | 0 | 0 | 0 | -12.5669 | -12.5669 | 3932.0797 | 29411.956 |  | 0
1969-05-01 | 0 | 0 | 0 | 0 | -12.5669 | -12.5669 | 3919.5128 | 29317.9559 |  | 0
1969-05-02 | 0 | 0 | 0 | 0 | -12.5669 | -12.5669 | 3906.946 | 29223.9558 |  | 0
1969-05-03 | 0.013333 | 36.8 | 4.0107 | 4.0107 | 20.2224 | 20.2224 | 3927.1684 | 29375.2197 |  | 0
1969-05-04 | 0.12417 | 342.7 | 4.0107 | 4.0107 | 326.1224 | 326.1224 | 3997.8631 | 29904.0163 |  | 242.8608
1969-05-05 | 0.025833 | 71.3 | 4.0107 | 4.0107 | 54.7224 | 54.7224 | 3997.8631 | 29904.0163 |  | 42.1556
1969-05-06 | 0.093333 | 257.6 | 4.0107 | 4.0107 | 241.0224 | 241.0224 | 3997.8631 | 29904.0163 |  | 228.4556
1969-05-07 | 0 | 0 | 0 | 0 | -12.5669 | -12.5669 | 3985.2963 | 29810.0162 |  | 0
1969-05-08 | 0.013333 | 36.8 | 4.0107 | 4.0107 | 20.2224 | 20.2224 | 4005.5187 | 29961.2801 |  | 0
1969-05-09 | 0 | 0 | 0 | 0 | -12.5669 | -12.5669 | 3992.9519 | 29867.2799 |  | 0
1969-05-10 | 0 | 0 | 0 | 0 | -12.5669 | -12.5669 | 3980.385 | 29773.2798 |  | 0
1969-05-11 | 0 | 0 | 0 | 0 | -12.5669 | -12.5669 | 3967.8181 | 29679.2797 |  | 0
1969-05-12 | 0 | 0 | 0 | 0 | -12.5669 | -12.5669 | 3955.2513 | 29585.2796 |  | 0
1969-05-13 | 0 | 0 | 0 | 0 | -12.5669 | -12.5669 | 3942.6844 | 29491.2795 |  | 0
1969-05-14 | 0.043333 | 119.6 | 4.0107 | 4.0107 | 103.0224 | 103.0224 | 3997.8631 | 29904.0163 |  | 35.2769
1969-05-15 | 0.016667 | 46 | 4.0107 | 4.0107 | 29.4224 | 29.4224 | 3997.8631 | 29904.0163 |  | 16.8556
1969-05-16 | 0.066667 | 184 | 4.0107 | 4.0107 | 167.4224 | 167.4224 | 3997.8631 | 29904.0163 |  | 154.8556
1969-05-17 | 0.0083333 | 23 | 4.0107 | 4.0107 | 6.4224 | 6.4224 | 4004.2856 | 29952.0562 |  | 0
1969-05-18 | 0 | 0 | 0 | 0 | -12.5669 | -12.5669 | 3991.7187 | 29858.0561 |  | 0
1969-05-19 | 0 | 0 | 0 | 0 | -12.5669 | -12.5669 | 3979.1519 | 29764.0559 |  | 0
1969-05-20 | 0 | 0 | 0 | 0 | -12.5669 | -12.5669 | 3966.585 | 29670.0558 |  | 0
1969-05-21 | 0 | 0 | 0 | 0 | -12.5669 | -12.5669 | 3954.0181 | 29576.0557 |  | 0
1969-05-22 | 0 | 0 | 0 | 0 | -12.5669 | -12.5669 | 3941.4513 | 29482.0556 |  | 0
1969-05-23 | 0.0025 | 6.9 | 4.0107 | 4.0107 | -9.6776 | -9.6776 | 3931.7737 | 29409.6675 |  | 0
1969-05-24 | 0 | 0 | 0 | 0 | -12.5669 | -12.5669 | 3919.2069 | 29315.6674 |  | 0
1969-05-25 | 0.00083333 | 2.3 | 4.0107 | 2.3 | -12.5669 | -12.5669 | 3906.64 | 29221.6673 |  | 0
1969-05-26 | 0 | 0 | 0 | 0 | -12.5669 | -12.5669 | 3894.0731 | 29127.6672 |  | 0
1969-05-27 | 0 | 0 | 0 | 0 | -12.5669 | -12.5669 | 3881.5063 | 29033.667 |  | 0
1969-05-28 | 0 | 0 | 0 | 0 | -12.5669 | -12.5669 | 3868.9394 | 28939.6669 |  | 0
1969-05-29 | 0.0016667 | 4.6 | 4.0107 | 4.0107 | -11.9776 | -11.9776 | 3856.9619 | 28850.0748 |  | 0
1969-05-30 | 0.01 | 27.6 | 4.0107 | 4.0107 | 11.0224 | 11.0224 | 3867.9843 | 28932.5227 |  | 0
1969-05-31 | 0 | 0 | 0 | 0 | -12.5669 | -12.5669 | 3855.4175 | 28838.5226 |  | 0
1969-06-01 | 0 | 0 | 0 | 0 | -12.5669 | -12.5669 | 3842.8506 | 28744.5225 |  | 0
1969-06-02 | 0 | 0 | 0 | 0 | -12.5669 | -12.5669 | 3830.2837 | 28650.5224 |  | 0
1969-06-03 | 0.0083333 | 23 | 4.0107 | 4.0107 | 6.4224 | 6.4224 | 3836.7062 | 28698.5623 |  | 0
1969-06-04 | 0 | 0 | 0 | 0 | -12.5669 | -12.5669 | 3824.1393 | 28604.5621 |  | 0
1969-06-05 | 0 | 0 | 0 | 0 | -12.5669 | -12.5669 | 3811.5725 | 28510.562 |  | 0
1969-06-06 | 0 | 0 | 0 | 0 | -12.5669 | -12.5669 | 3799.0056 | 28416.5619 |  | 0
1969-06-07 | 0 | 0 | 0 | 0 | -12.5669 | -12.5669 | 3786.4387 | 28322.5618 |  | 0
1969-06-08 | 0.040833 | 112.7 | 4.0107 | 4.0107 | 96.1224 | 96.1224 | 3882.5612 | 29041.5577 |  | 0
1969-06-09 | 0 | 0 | 0 | 0 | -12.5669 | -12.5669 | 3869.9943 | 28947.5576 |  | 0
1969-06-10 | 0 | 0 | 0 | 0 | -12.5669 | -12.5669 | 3857.4275 | 28853.5575 |  | 0
1969-06-11 | 0 | 0 | 0 | 0 | -12.5669 | -12.5669 | 3844.8606 | 28759.5574 |  | 0
1969-06-12 | 0.005 | 13.8 | 4.0107 | 4.0107 | -2.7776 | -2.7776 | 3842.0831 | 28738.7812 |  | 0
1969-06-13 | 0.16083 | 443.9 | 4.0107 | 4.0107 | 427.3224 | 427.3224 | 3997.8631 | 29904.0163 |  | 258.9755
1969-06-14 | 0.0091667 | 25.3 | 4.0107 | 4.0107 | 8.7224 | 8.7224 | 4006.5856 | 29969.2602 |  | 0
1969-06-15 | 0 | 0 | 0 | 0 | -12.5669 | -12.5669 | 3994.0187 | 29875.2601 |  | 0
1969-06-16 | 0 | 0 | 0 | 0 | -12.5669 | -12.5669 | 3981.4519 | 29781.2599 |  | 0
1969-06-17 | 0 | 0 | 0 | 0 | -12.5669 | -12.5669 | 3968.885 | 29687.2598 |  | 0
1969-06-18 | 0.031667 | 87.4 | 4.0107 | 4.0107 | 70.8224 | 70.8224 | 3997.8631 | 29904.0163 |  | 29.2774
1969-06-19 | 0.0033333 | 9.2 | 4.0107 | 4.0107 | -7.3776 | -7.3776 | 3990.4856 | 29848.8322 |  | 0
1969-06-20 | 0 | 0 | 0 | 0 | -12.5669 | -12.5669 | 3977.9187 | 29754.8321 |  | 0
1969-06-21 | 0 | 0 | 0 | 0 | -12.5669 | -12.5669 | 3965.3519 | 29660.8319 |  | 0
1969-06-22 | 0 | 0 | 0 | 0 | -12.5669 | -12.5669 | 3952.785 | 29566.8318 |  | 0
1969-06-23 | 0 | 0 | 0 | 0 | -12.5669 | -12.5669 | 3940.2181 | 29472.8317 |  | 0
1969-06-24 | 0 | 0 | 0 | 0 | -12.5669 | -12.5669 | 3927.6513 | 29378.8316 |  | 0
1969-06-25 | 0 | 0 | 0 | 0 | -12.5669 | -12.5669 | 3915.0844 | 29284.8315 |  | 0
1969-06-26 | 0 | 0 | 0 | 0 | -12.5669 | -12.5669 | 3902.5176 | 29190.8314 |  | 0
1969-06-27 | 0 | 0 | 0 | 0 | -12.5669 | -12.5669 | 3889.9507 | 29096.8313 |  | 0
1969-06-28 | 0 | 0 | 0 | 0 | -12.5669 | -12.5669 | 3877.3838 | 29002.8312 |  | 0
1969-06-29 | 0 | 0 | 0 | 0 | -12.5669 | -12.5669 | 3864.817 | 28908.831 |  | 0
1969-06-30 | 0 | 0 | 0 | 0 | -12.5669 | -12.5669 | 3852.2501 | 28814.8309 |  | 0
1969-07-01 | 0 | 0 | 0 | 0 | -12.5669 | -12.5669 | 3839.6833 | 28720.8308 |  | 0
1969-07-02 | 0 | 0 | 0 | 0 | -12.5669 | -12.5669 | 3827.1164 | 28626.8307 |  | 0
1969-07-03 | 0 | 0 | 0 | 0 | -12.5669 | -12.5669 | 3814.5495 | 28532.8306 |  | 0
1969-07-04 | 0 | 0 | 0 | 0 | -12.5669 | -12.5669 | 3801.9827 | 28438.8305 |  | 0
1969-07-05 | 0 | 0 | 0 | 0 | -12.5669 | -12.5669 | 3789.4158 | 28344.8304 |  | 0
1969-07-06 | 0 | 0 | 0 | 0 | -12.5669 | -12.5669 | 3776.849 | 28250.8303 |  | 0
1969-07-07 | 0 | 0 | 0 | 0 | -12.5669 | -12.5669 | 3764.2821 | 28156.8301 |  | 0
1969-07-08 | 0 | 0 | 0 | 0 | -12.5669 | -12.5669 | 3751.7152 | 28062.83 |  | 0
1969-07-09 | 0 | 0 | 0 | 0 | -12.5669 | -12.5669 | 3739.1484 | 27968.8299 |  | 0
1969-07-10 | 0 | 0 | 0 | 0 | -12.5669 | -12.5669 | 3726.5815 | 27874.8298 |  | 0
1969-07-11 | 0 | 0 | 0 | 0 | -12.5669 | -12.5669 | 3714.0147 | 27780.8297 |  | 0
1969-07-12 | 0 | 0 | 0 | 0 | -12.5669 | -12.5669 | 3701.4478 | 27686.8296 |  | 0
1969-07-13 | 0 | 0 | 0 | 0 | -12.5669 | -12.5669 | 3688.8809 | 27592.8295 |  | 0
1969-07-14 | 0 | 0 | 0 | 0 | -12.5669 | -12.5669 | 3676.3141 | 27498.8294 |  | 0
1969-07-15 | 0 | 0 | 0 | 0 | -12.5669 | -12.5669 | 3663.7472 | 27404.8292 |  | 0
1969-07-16 | 0 | 0 | 0 | 0 | -12.5669 | -12.5669 | 3651.1804 | 27310.8291 |  | 0
1969-07-17 | 0 | 0 | 0 | 0 | -12.5669 | -12.5669 | 3638.6135 | 27216.829 |  | 0
1969-07-18 | 0 | 0 | 0 | 0 | -12.5669 | -12.5669 | 3626.0466 | 27122.8289 |  | 0
1969-07-19 | 0 | 0 | 0 | 0 | -12.5669 | -12.5669 | 3613.4798 | 27028.8288 |  | 0
1969-07-20 | 0 | 0 | 0 | 0 | -12.5669 | -12.5669 | 3600.9129 | 26934.8287 |  | 0
1969-07-21 | 0 | 0 | 0 | 0 | -12.5669 | -12.5669 | 3588.3461 | 26840.8286 |  | 0
1969-07-22 | 0.02 | 55.2 | 4.0107 | 4.0107 | 38.6224 | 38.6224 | 3626.9685 | 27129.7245 |  | 0
1969-07-23 | 0 | 0 | 0 | 0 | -12.5669 | -12.5669 | 3614.4016 | 27035.7243 |  | 0
1969-07-24 | 0 | 0 | 0 | 0 | -12.5669 | -12.5669 | 3601.8348 | 26941.7242 |  | 0
1969-07-25 | 0.0083333 | 23 | 4.0107 | 4.0107 | 6.4224 | 6.4224 | 3608.2572 | 26989.7641 |  | 0
1969-07-26 | 0 | 0 | 0 | 0 | -12.5669 | -12.5669 | 3595.6904 | 26895.764 |  | 0
1969-07-27 | 0 | 0 | 0 | 0 | -12.5669 | -12.5669 | 3583.1235 | 26801.7639 |  | 0
1969-07-28 | 0 | 0 | 0 | 0 | -12.5669 | -12.5669 | 3570.5567 | 26707.7638 |  | 0
1969-07-29 | 0 | 0 | 0 | 0 | -12.5669 | -12.5669 | 3557.9898 | 26613.7637 |  | 0
1969-07-30 | 0 | 0 | 0 | 0 | -12.5669 | -12.5669 | 3545.4229 | 26519.7635 |  | 0
1969-07-31 | 0 | 0 | 0 | 0 | -12.5669 | -12.5669 | 3532.8561 | 26425.7634 |  | 0
1969-08-01 | 0 | 0 | 0 | 0 | -12.5669 | -12.5669 | 3520.2892 | 26331.7633 |  | 0
1969-08-02 | 0.080833 | 223.1 | 4.0107 | 4.0107 | 206.5224 | 206.5224 | 3726.8117 | 27876.5512 |  | 0
1969-08-03 | 0 | 0 | 0 | 0 | -12.5669 | -12.5669 | 3714.2448 | 27782.5511 |  | 0
1969-08-04 | 0 | 0 | 0 | 0 | -12.5669 | -12.5669 | 3701.6779 | 27688.551 |  | 0
1969-08-05 | 0 | 0 | 0 | 0 | -12.5669 | -12.5669 | 3689.1111 | 27594.5509 |  | 0
1969-08-06 | 0 | 0 | 0 | 0 | -12.5669 | -12.5669 | 3676.5442 | 27500.5508 |  | 0
1969-08-07 | 0 | 0 | 0 | 0 | -12.5669 | -12.5669 | 3663.9774 | 27406.5506 |  | 0
1969-08-08 | 0 | 0 | 0 | 0 | -12.5669 | -12.5669 | 3651.4105 | 27312.5505 |  | 0
1969-08-09 | 0 | 0 | 0 | 0 | -12.5669 | -12.5669 | 3638.8436 | 27218.5504 |  | 0
1969-08-10 | 0 | 0 | 0 | 0 | -12.5669 | -12.5669 | 3626.2768 | 27124.5503 |  | 0
1969-08-11 | 0 | 0 | 0 | 0 | -12.5669 | -12.5669 | 3613.7099 | 27030.5502 |  | 0
1969-08-12 | 0 | 0 | 0 | 0 | -12.5669 | -12.5669 | 3601.1431 | 26936.5501 |  | 0
1969-08-13 | 0 | 0 | 0 | 0 | -12.5669 | -12.5669 | 3588.5762 | 26842.55 |  | 0
1969-08-14 | 0 | 0 | 0 | 0 | -12.5669 | -12.5669 | 3576.0093 | 26748.5499 |  | 0
1969-08-15 | 0.084167 | 232.3 | 4.0107 | 4.0107 | 215.7224 | 215.7224 | 3791.7318 | 28362.1537 |  | 0
1969-08-16 | 0 | 0 | 0 | 0 | -12.5669 | -12.5669 | 3779.1649 | 28268.1536 |  | 0
1969-08-17 | 0 | 0 | 0 | 0 | -12.5669 | -12.5669 | 3766.5981 | 28174.1535 |  | 0
1969-08-18 | 0 | 0 | 0 | 0 | -12.5669 | -12.5669 | 3754.0312 | 28080.1534 |  | 0
1969-08-19 | 0 | 0 | 0 | 0 | -12.5669 | -12.5669 | 3741.4643 | 27986.1533 |  | 0
1969-08-20 | 0 | 0 | 0 | 0 | -12.5669 | -12.5669 | 3728.8975 | 27892.1532 |  | 0
1969-08-21 | 0 | 0 | 0 | 0 | -12.5669 | -12.5669 | 3716.3306 | 27798.1531 |  | 0
1969-08-22 | 0.078333 | 216.2 | 4.0107 | 4.0107 | 199.6224 | 199.6224 | 3915.9531 | 29291.329 |  | 0
1969-08-23 | 0 | 0 | 0 | 0 | -12.5669 | -12.5669 | 3903.3862 | 29197.3288 |  | 0
1969-08-24 | 0 | 0 | 0 | 0 | -12.5669 | -12.5669 | 3890.8193 | 29103.3287 |  | 0
1969-08-25 | 0.011667 | 32.2 | 4.0107 | 4.0107 | 15.6224 | 15.6224 | 3906.4418 | 29220.1846 |  | 0
1969-08-26 | 0.073333 | 202.4 | 4.0107 | 4.0107 | 185.8224 | 185.8224 | 3997.8631 | 29904.0163 |  | 81.8342
1969-08-27 | 0 | 0 | 0 | 0 | -12.5669 | -12.5669 | 3985.2963 | 29810.0162 |  | 0
1969-08-28 | 0 | 0 | 0 | 0 | -12.5669 | -12.5669 | 3972.7294 | 29716.0161 |  | 0
1969-08-29 | 0 | 0 | 0 | 0 | -12.5669 | -12.5669 | 3960.1626 | 29622.0159 |  | 0
1969-08-30 | 0 | 0 | 0 | 0 | -12.5669 | -12.5669 | 3947.5957 | 29528.0158 |  | 0
1969-08-31 | 0.00083333 | 2.3 | 4.0107 | 2.3 | -12.5669 | -12.5669 | 3935.0288 | 29434.0157 |  | 0
1969-09-01 | 0 | 0 | 0 | 0 | -12.5669 | -12.5669 | 3922.462 | 29340.0156 |  | 0
1969-09-02 | 0 | 0 | 0 | 0 | -12.5669 | -12.5669 | 3909.8951 | 29246.0155 |  | 0
1969-09-03 | 0 | 0 | 0 | 0 | -12.5669 | -12.5669 | 3897.3283 | 29152.0154 |  | 0
1969-09-04 | 0 | 0 | 0 | 0 | -12.5669 | -12.5669 | 3884.7614 | 29058.0153 |  | 0
1969-09-05 | 0 | 0 | 0 | 0 | -12.5669 | -12.5669 | 3872.1945 | 28964.0152 |  | 0
1969-09-06 | 0 | 0 | 0 | 0 | -12.5669 | -12.5669 | 3859.6277 | 28870.015 |  | 0
1969-09-07 | 0 | 0 | 0 | 0 | -12.5669 | -12.5669 | 3847.0608 | 28776.0149 |  | 0
1969-09-08 | 0 | 0 | 0 | 0 | -12.5669 | -12.5669 | 3834.494 | 28682.0148 |  | 0
1969-09-09 | 0.025833 | 71.3 | 4.0107 | 4.0107 | 54.7224 | 54.7224 | 3889.2164 | 29091.3387 |  | 0
1969-09-10 | 0.10083 | 278.3 | 4.0107 | 4.0107 | 261.7224 | 261.7224 | 3997.8631 | 29904.0163 |  | 140.5088
1969-09-11 | 0.0325 | 89.7 | 4.0107 | 4.0107 | 73.1224 | 73.1224 | 3997.8631 | 29904.0163 |  | 60.5556
1969-09-12 | 0 | 0 | 0 | 0 | -12.5669 | -12.5669 | 3985.2963 | 29810.0162 |  | 0
1969-09-13 | 0 | 0 | 0 | 0 | -12.5669 | -12.5669 | 3972.7294 | 29716.0161 |  | 0
1969-09-14 | 0 | 0 | 0 | 0 | -12.5669 | -12.5669 | 3960.1626 | 29622.0159 |  | 0
1969-09-15 | 0 | 0 | 0 | 0 | -12.5669 | -12.5669 | 3947.5957 | 29528.0158 |  | 0
1969-09-16 | 0 | 0 | 0 | 0 | -12.5669 | -12.5669 | 3935.0288 | 29434.0157 |  | 0
1969-09-17 | 0 | 0 | 0 | 0 | -12.5669 | -12.5669 | 3922.462 | 29340.0156 |  | 0
1969-09-18 | 0 | 0 | 0 | 0 | -12.5669 | -12.5669 | 3909.8951 | 29246.0155 |  | 0
1969-09-19 | 0 | 0 | 0 | 0 | -12.5669 | -12.5669 | 3897.3283 | 29152.0154 |  | 0
1969-09-20 | 0 | 0 | 0 | 0 | -12.5669 | -12.5669 | 3884.7614 | 29058.0153 |  | 0
1969-09-21 | 0.1525 | 420.9 | 4.0107 | 4.0107 | 404.3224 | 404.3224 | 3997.8631 | 29904.0163 |  | 278.6538
1969-09-22 | 0.056667 | 156.4 | 4.0107 | 4.0107 | 139.8224 | 139.8224 | 3997.8631 | 29904.0163 |  | 127.2556
1969-09-23 | 0.015833 | 43.7 | 4.0107 | 4.0107 | 27.1224 | 27.1224 | 3997.8631 | 29904.0163 |  | 14.5556
1969-09-24 | 0 | 0 | 0 | 0 | -12.5669 | -12.5669 | 3985.2963 | 29810.0162 |  | 0
1969-09-25 | 0 | 0 | 0 | 0 | -12.5669 | -12.5669 | 3972.7294 | 29716.0161 |  | 0
1969-09-26 | 0 | 0 | 0 | 0 | -12.5669 | -12.5669 | 3960.1626 | 29622.0159 |  | 0
1969-09-27 | 0 | 0 | 0 | 0 | -12.5669 | -12.5669 | 3947.5957 | 29528.0158 |  | 0
1969-09-28 | 0 | 0 | 0 | 0 | -12.5669 | -12.5669 | 3935.0288 | 29434.0157 |  | 0
1969-09-29 | 0 | 0 | 0 | 0 | -12.5669 | -12.5669 | 3922.462 | 29340.0156 |  | 0
1969-09-30 | 0 | 0 | 0 | 0 | -12.5669 | -12.5669 | 3909.8951 | 29246.0155 |  | 0
1969-10-01 | 0 | 0 | 0 | 0 | -12.5669 | -12.5669 | 3897.3283 | 29152.0154 |  | 0
1969-10-02 | 0 | 0 | 0 | 0 | -12.5669 | -12.5669 | 3884.7614 | 29058.0153 |  | 0
1969-10-03 | 0 | 0 | 0 | 0 | -12.5669 | -12.5669 | 3872.1945 | 28964.0152 |  | 0
1969-10-04 | 0.026667 | 73.6 | 4.0107 | 4.0107 | 57.0224 | 57.0224 | 3929.217 | 29390.543 |  | 0
1969-10-05 | 0 | 0 | 0 | 0 | -12.5669 | -12.5669 | 3916.6501 | 29296.5429 |  | 0
1969-10-06 | 0.055833 | 154.1 | 4.0107 | 4.0107 | 137.5224 | 137.5224 | 3997.8631 | 29904.0163 |  | 43.7426
1969-10-07 | 0 | 0 | 0 | 0 | -12.5669 | -12.5669 | 3985.2963 | 29810.0162 |  | 0
1969-10-08 | 0 | 0 | 0 | 0 | -12.5669 | -12.5669 | 3972.7294 | 29716.0161 |  | 0
1969-10-09 | 0 | 0 | 0 | 0 | -12.5669 | -12.5669 | 3960.1626 | 29622.0159 |  | 0
1969-10-10 | 0 | 0 | 0 | 0 | -12.5669 | -12.5669 | 3947.5957 | 29528.0158 |  | 0
1969-10-11 | 0.010833 | 29.9 | 4.0107 | 4.0107 | 13.3224 | 13.3224 | 3960.9181 | 29627.6677 |  | 0
1969-10-12 | 0.04 | 110.4 | 4.0107 | 4.0107 | 93.8224 | 93.8224 | 3997.8631 | 29904.0163 |  | 44.3106
1969-10-13 | 0 | 0 | 0 | 0 | -12.5669 | -12.5669 | 3985.2963 | 29810.0162 |  | 0
1969-10-14 | 0 | 0 | 0 | 0 | -12.5669 | -12.5669 | 3972.7294 | 29716.0161 |  | 0
1969-10-15 | 0 | 0 | 0 | 0 | -12.5669 | -12.5669 | 3960.1626 | 29622.0159 |  | 0
1969-10-16 | 0 | 0 | 0 | 0 | -12.5669 | -12.5669 | 3947.5957 | 29528.0158 |  | 0
1969-10-17 | 0 | 0 | 0 | 0 | -12.5669 | -12.5669 | 3935.0288 | 29434.0157 |  | 0
1969-10-18 | 0 | 0 | 0 | 0 | -12.5669 | -12.5669 | 3922.462 | 29340.0156 |  | 0
1969-10-19 | 0 | 0 | 0 | 0 | -12.5669 | -12.5669 | 3909.8951 | 29246.0155 |  | 0
1969-10-20 | 0.00083333 | 2.3 | 4.0107 | 2.3 | -12.5669 | -12.5669 | 3897.3283 | 29152.0154 |  | 0
1969-10-21 | 0.005 | 13.8 | 4.0107 | 4.0107 | -2.7776 | -2.7776 | 3894.5507 | 29131.2393 |  | 0
1969-10-22 | 0.0066667 | 18.4 | 4.0107 | 4.0107 | 1.8224 | 1.8224 | 3896.3731 | 29144.8712 |  | 0
1969-10-23 | 0.0083333 | 23 | 4.0107 | 4.0107 | 6.4224 | 6.4224 | 3902.7956 | 29192.911 |  | 0
1969-10-24 | 0 | 0 | 0 | 0 | -12.5669 | -12.5669 | 3890.2287 | 29098.9109 |  | 0
1969-10-25 | 0 | 0 | 0 | 0 | -12.5669 | -12.5669 | 3877.6619 | 29004.9108 |  | 0
1969-10-26 | 0.0025 | 6.9 | 4.0107 | 4.0107 | -9.6776 | -9.6776 | 3867.9843 | 28932.5227 |  | 0
1969-10-27 | 0.056667 | 156.4 | 4.0107 | 4.0107 | 139.8224 | 139.8224 | 4007.8068 | 29978.3946 |  | 0
1969-10-28 | 0.0125 | 34.5 | 4.0107 | 4.0107 | 17.9224 | 17.9224 | 3997.8631 | 29904.0163 |  | 15.2992
1969-10-29 | 0.0375 | 103.5 | 4.0107 | 4.0107 | 86.9224 | 86.9224 | 3997.8631 | 29904.0163 |  | 74.3556
1969-10-30 | 0 | 0 | 0 | 0 | -12.5669 | -12.5669 | 3985.2963 | 29810.0162 |  | 0
1969-10-31 | 0 | 0 | 0 | 0 | -12.5669 | -12.5669 | 3972.7294 | 29716.0161 |  | 0
1969-11-01 | 0.0016667 | 4.6 | 4.0107 | 4.0107 | -11.9776 | -11.9776 | 3960.7519 | 29626.4239 |  | 0
1969-11-02 | 0.02 | 55.2 | 4.0107 | 4.0107 | 38.6224 | 38.6224 | 3999.3743 | 29915.3198 |  | 0
1969-11-03 | 0 | 0 | 0 | 0 | -12.5669 | -12.5669 | 3986.8074 | 29821.3197 |  | 0
1969-11-04 | 0 | 0 | 0 | 0 | -12.5669 | -12.5669 | 3974.2406 | 29727.3196 |  | 0
1969-11-05 | 0 | 0 | 0 | 0 | -12.5669 | -12.5669 | 3961.6737 | 29633.3195 |  | 0
1969-11-06 | 0 | 0 | 0 | 0 | -12.5669 | -12.5669 | 3949.1069 | 29539.3194 |  | 0
1969-11-07 | 0 | 0 | 0 | 0 | -12.5669 | -12.5669 | 3936.54 | 29445.3193 |  | 0
1969-11-08 | 0 | 0 | 0 | 0 | -12.5669 | -12.5669 | 3923.9731 | 29351.3192 |  | 0
1969-11-09 | 0 | 0 | 0 | 0 | -12.5669 | -12.5669 | 3911.4063 | 29257.319 |  | 0
1969-11-10 | 0 | 0 | 0 | 0 | -12.5669 | -12.5669 | 3898.8394 | 29163.3189 |  | 0
1969-11-11 | 0 | 0 | 0 | 0 | -12.5669 | -12.5669 | 3886.2726 | 29069.3188 |  | 0
1969-11-12 | 0 | 0 | 0 | 0 | -12.5669 | -12.5669 | 3873.7057 | 28975.3187 |  | 0
1969-11-13 | 0 | 0 | 0 | 0 | -12.5669 | -12.5669 | 3861.1388 | 28881.3186 |  | 0
1969-11-14 | 0 | 0 | 0 | 0 | -12.5669 | -12.5669 | 3848.572 | 28787.3185 |  | 0
1969-11-15 | 0 | 0 | 0 | 0 | -12.5669 | -12.5669 | 3836.0051 | 28693.3184 |  | 0
1969-11-16 | 0 | 0 | 0 | 0 | -12.5669 | -12.5669 | 3823.4383 | 28599.3183 |  | 0
1969-11-17 | 0 | 0 | 0 | 0 | -12.5669 | -12.5669 | 3810.8714 | 28505.3181 |  | 0
1969-11-18 | 0 | 0 | 0 | 0 | -12.5669 | -12.5669 | 3798.3045 | 28411.318 |  | 0
1969-11-19 | 0 | 0 | 0 | 0 | -12.5669 | -12.5669 | 3785.7377 | 28317.3179 |  | 0
1969-11-20 | 0 | 0 | 0 | 0 | -12.5669 | -12.5669 | 3773.1708 | 28223.3178 |  | 0
1969-11-21 | 0 | 0 | 0 | 0 | -12.5669 | -12.5669 | 3760.604 | 28129.3177 |  | 0
1969-11-22 | 0 | 0 | 0 | 0 | -12.5669 | -12.5669 | 3748.0371 | 28035.3176 |  | 0
1969-11-23 | 0 | 0 | 0 | 0 | -12.5669 | -12.5669 | 3735.4702 | 27941.3175 |  | 0
1969-11-24 | 0 | 0 | 0 | 0 | -12.5669 | -12.5669 | 3722.9034 | 27847.3174 |  | 0
1969-11-25 | 0 | 0 | 0 | 0 | -12.5669 | -12.5669 | 3710.3365 | 27753.3172 |  | 0
1969-11-26 | 0.015 | 41.4 | 4.0107 | 4.0107 | 24.8224 | 24.8224 | 3735.159 | 27938.9891 |  | 0
1969-11-27 | 0.0083333 | 23 | 4.0107 | 4.0107 | 6.4224 | 6.4224 | 3741.5814 | 27987.029 |  | 0
1969-11-28 | 0 | 0 | 0 | 0 | -12.5669 | -12.5669 | 3729.0146 | 27893.0289 |  | 0
1969-11-29 | 0 | 0 | 0 | 0 | -12.5669 | -12.5669 | 3716.4477 | 27799.0288 |  | 0
1969-11-30 | 0 | 0 | 0 | 0 | -12.5669 | -12.5669 | 3703.8808 | 27705.0287 |  | 0
1969-12-01 | 0 | 0 | 0 | 0 | -12.5669 | -12.5669 | 3691.314 | 27611.0286 |  | 0
1969-12-02 | 0 | 0 | 0 | 0 | -12.5669 | -12.5669 | 3678.7471 | 27517.0285 |  | 0
1969-12-03 | 0 | 0 | 0 | 0 | -12.5669 | -12.5669 | 3666.1803 | 27423.0283 |  | 0
1969-12-04 | 0 | 0 | 0 | 0 | -12.5669 | -12.5669 | 3653.6134 | 27329.0282 |  | 0
1969-12-05 | 0.02 | 55.2 | 4.0107 | 4.0107 | 38.6224 | 38.6224 | 3692.2358 | 27617.9241 |  | 0
1969-12-06 | 0.0016667 | 4.6 | 4.0107 | 4.0107 | -11.9776 | -11.9776 | 3680.2583 | 27528.332 |  | 0
1969-12-07 | 0 | 0 | 0 | 0 | -12.5669 | -12.5669 | 3667.6914 | 27434.3319 |  | 0
1969-12-08 | 0 | 0 | 0 | 0 | -12.5669 | -12.5669 | 3655.1246 | 27340.3318 |  | 0
1969-12-09 | 0 | 0 | 0 | 0 | -12.5669 | -12.5669 | 3642.5577 | 27246.3317 |  | 0
1969-12-10 | 0 | 0 | 0 | 0 | -12.5669 | -12.5669 | 3629.9908 | 27152.3315 |  | 0
1969-12-11 | 0 | 0 | 0 | 0 | -12.5669 | -12.5669 | 3617.424 | 27058.3314 |  | 0
1969-12-12 | 0 | 0 | 0 | 0 | -12.5669 | -12.5669 | 3604.8571 | 26964.3313 |  | 0
1969-12-13 | 0 | 0 | 0 | 0 | -12.5669 | -12.5669 | 3592.2903 | 26870.3312 |  | 0
1969-12-14 | 0 | 0 | 0 | 0 | -12.5669 | -12.5669 | 3579.7234 | 26776.3311 |  | 0
1969-12-15 | 0 | 0 | 0 | 0 | -12.5669 | -12.5669 | 3567.1565 | 26682.331 |  | 0
1969-12-16 | 0 | 0 | 0 | 0 | -12.5669 | -12.5669 | 3554.5897 | 26588.3309 |  | 0
1969-12-17 | 0 | 0 | 0 | 0 | -12.5669 | -12.5669 | 3542.0228 | 26494.3308 |  | 0
1969-12-18 | 0 | 0 | 0 | 0 | -12.5669 | -12.5669 | 3529.456 | 26400.3306 |  | 0
1969-12-19 | 0 | 0 | 0 | 0 | -12.5669 | -12.5669 | 3516.8891 | 26306.3305 |  | 0
1969-12-20 | 0 | 0 | 0 | 0 | -12.5669 | -12.5669 | 3504.3222 | 26212.3304 |  | 0
1969-12-21 | 0 | 0 | 0 | 0 | -12.5669 | -12.5669 | 3491.7554 | 26118.3303 |  | 0
1969-12-22 | 0 | 0 | 0 | 0 | -12.5669 | -12.5669 | 3479.1885 | 26024.3302 |  | 0
1969-12-23 | 0 | 0 | 0 | 0 | -12.5669 | -12.5669 | 3466.6217 | 25930.3301 |  | 0
1969-12-24 | 0 | 0 | 0 | 0 | -12.5669 | -12.5669 | 3454.0548 | 25836.33 |  | 0
1969-12-25 | 0 | 0 | 0 | 0 | -12.5669 | -12.5669 | 3441.4879 | 25742.3299 |  | 0
1969-12-26 | 0 | 0 | 0 | 0 | -12.5669 | -12.5669 | 3428.9211 | 25648.3297 |  | 0
1969-12-27 | 0 | 0 | 0 | 0 | -12.5669 | -12.5669 | 3416.3542 | 25554.3296 |  | 0
1969-12-28 | 0.085 | 234.6 | 4.0107 | 4.0107 | 218.0224 | 218.0224 | 3634.3767 | 27185.1375 |  | 0
1969-12-29 | 0.069167 | 190.9 | 4.0107 | 4.0107 | 174.3224 | 174.3224 | 3808.6991 | 28489.0694 |  | 0
1969-12-30 | 0.025833 | 71.3 | 4.0107 | 4.0107 | 54.7224 | 54.7224 | 3863.4216 | 28898.3933 |  | 0
1969-12-31 | 0 | 0 | 0 | 0 | -12.5669 | -12.5669 | 3850.8547 | 28804.3932 |  | 0
1970-01-01 | 0 | 0 | 0 | 0 | -12.5669 | -12.5669 | 3838.2878 | 28710.3931 |  | 0
1970-01-02 | 0 | 0 | 0 | 0 | -12.5669 | -12.5669 | 3825.721 | 28616.393 |  | 0
1970-01-03 | 0 | 0 | 0 | 0 | -12.5669 | -12.5669 | 3813.1541 | 28522.3928 |  | 0
1970-01-04 | 0 | 0 | 0 | 0 | -12.5669 | -12.5669 | 3800.5873 | 28428.3927 |  | 0
1970-01-05 | 0 | 0 | 0 | 0 | -12.5669 | -12.5669 | 3788.0204 | 28334.3926 |  | 0
1970-01-06 | 0 | 0 | 0 | 0 | -12.5669 | -12.5669 | 3775.4535 | 28240.3925 |  | 0
1970-01-07 | 0 | 0 | 0 | 0 | -12.5669 | -12.5669 | 3762.8867 | 28146.3924 |  | 0
1970-01-08 | 0 | 0 | 0 | 0 | -12.5669 | -12.5669 | 3750.3198 | 28052.3923 |  | 0
1970-01-09 | 0 | 0 | 0 | 0 | -12.5669 | -12.5669 | 3737.753 | 27958.3922 |  | 0
1970-01-10 | 0 | 0 | 0 | 0 | -12.5669 | -12.5669 | 3725.1861 | 27864.3921 |  | 0
1970-01-11 | 0 | 0 | 0 | 0 | -12.5669 | -12.5669 | 3712.6192 | 27770.3919 |  | 0
1970-01-12 | 0 | 0 | 0 | 0 | -12.5669 | -12.5669 | 3700.0524 | 27676.3918 |  | 0
1970-01-13 | 0 | 0 | 0 | 0 | -12.5669 | -12.5669 | 3687.4855 | 27582.3917 |  | 0
1970-01-14 | 0 | 0 | 0 | 0 | -12.5669 | -12.5669 | 3674.9187 | 27488.3916 |  | 0
1970-01-15 | 0 | 0 | 0 | 0 | -12.5669 | -12.5669 | 3662.3518 | 27394.3915 |  | 0
1970-01-16 | 0 | 0 | 0 | 0 | -12.5669 | -12.5669 | 3649.7849 | 27300.3914 |  | 0
1970-01-17 | 0 | 0 | 0 | 0 | -12.5669 | -12.5669 | 3637.2181 | 27206.3913 |  | 0
1970-01-18 | 0.0016667 | 4.6 | 4.0107 | 4.0107 | -11.9776 | -11.9776 | 3625.2405 | 27116.7992 |  | 0
1970-01-19 | 0 | 0 | 0 | 0 | -12.5669 | -12.5669 | 3612.6737 | 27022.799 |  | 0
1970-01-20 | 0 | 0 | 0 | 0 | -12.5669 | -12.5669 | 3600.1068 | 26928.7989 |  | 0
1970-01-21 | 0 | 0 | 0 | 0 | -12.5669 | -12.5669 | 3587.5399 | 26834.7988 |  | 0
1970-01-22 | 0 | 0 | 0 | 0 | -12.5669 | -12.5669 | 3574.9731 | 26740.7987 |  | 0
1970-01-23 | 0 | 0 | 0 | 0 | -12.5669 | -12.5669 | 3562.4062 | 26646.7986 |  | 0
1970-01-24 | 0 | 0 | 0 | 0 | -12.5669 | -12.5669 | 3549.8394 | 26552.7985 |  | 0
1970-01-25 | 0 | 0 | 0 | 0 | -12.5669 | -12.5669 | 3537.2725 | 26458.7984 |  | 0
1970-01-26 | 0 | 0 | 0 | 0 | -12.5669 | -12.5669 | 3524.7056 | 26364.7982 |  | 0
1970-01-27 | 0 | 0 | 0 | 0 | -12.5669 | -12.5669 | 3512.1388 | 26270.7981 |  | 0
1970-01-28 | 0 | 0 | 0 | 0 | -12.5669 | -12.5669 | 3499.5719 | 26176.798 |  | 0
1970-01-29 | 0 | 0 | 0 | 0 | -12.5669 | -12.5669 | 3487.0051 | 26082.7979 |  | 0
1970-01-30 | 0 | 0 | 0 | 0 | -12.5669 | -12.5669 | 3474.4382 | 25988.7978 |  | 0
1970-01-31 | 0 | 0 | 0 | 0 | -12.5669 | -12.5669 | 3461.8713 | 25894.7977 |  | 0
1970-02-01 | 0 | 0 | 0 | 0 | -12.5669 | -12.5669 | 3449.3045 | 25800.7976 |  | 0
1970-02-02 | 0 | 0 | 0 | 0 | -12.5669 | -12.5669 | 3436.7376 | 25706.7975 |  | 0
1970-02-03 | 0 | 0 | 0 | 0 | -12.5669 | -12.5669 | 3424.1708 | 25612.7973 |  | 0
1970-02-04 | 0 | 0 | 0 | 0 | -12.5669 | -12.5669 | 3411.6039 | 25518.7972 |  | 0
1970-02-05 | 0 | 0 | 0 | 0 | -12.5669 | -12.5669 | 3399.037 | 25424.7971 |  | 0
1970-02-06 | 0 | 0 | 0 | 0 | -12.5669 | -12.5669 | 3386.4702 | 25330.797 |  | 0
1970-02-07 | 0 | 0 | 0 | 0 | -12.5669 | -12.5669 | 3373.9033 | 25236.7969 |  | 0
1970-02-08 | 0 | 0 | 0 | 0 | -12.5669 | -12.5669 | 3361.3365 | 25142.7968 |  | 0
1970-02-09 | 0 | 0 | 0 | 0 | -12.5669 | -12.5669 | 3348.7696 | 25048.7967 |  | 0
1970-02-10 | 0 | 0 | 0 | 0 | -12.5669 | -12.5669 | 3336.2027 | 24954.7966 |  | 0
1970-02-11 | 0 | 0 | 0 | 0 | -12.5669 | -12.5669 | 3323.6359 | 24860.7964 |  | 0
1970-02-12 | 0 | 0 | 0 | 0 | -12.5669 | -12.5669 | 3311.069 | 24766.7963 |  | 0
1970-02-13 | 0 | 0 | 0 | 0 | -12.5669 | -12.5669 | 3298.5022 | 24672.7962 |  | 0
1970-02-14 | 0 | 0 | 0 | 0 | -12.5669 | -12.5669 | 3285.9353 | 24578.7961 |  | 0
1970-02-15 | 0.015833 | 43.7 | 4.0107 | 4.0107 | 27.1224 | 27.1224 | 3313.0578 | 24781.672 |  | 0
1970-02-16 | 0 | 0 | 0 | 0 | -12.5669 | -12.5669 | 3300.4909 | 24687.6719 |  | 0
1970-02-17 | 0 | 0 | 0 | 0 | -12.5669 | -12.5669 | 3287.924 | 24593.6718 |  | 0
1970-02-18 | 0 | 0 | 0 | 0 | -12.5669 | -12.5669 | 3275.3572 | 24499.6717 |  | 0
1970-02-19 | 0 | 0 | 0 | 0 | -12.5669 | -12.5669 | 3262.7903 | 24405.6715 |  | 0
1970-02-20 | 0 | 0 | 0 | 0 | -12.5669 | -12.5669 | 3250.2235 | 24311.6714 |  | 0
1970-02-21 | 0 | 0 | 0 | 0 | -12.5669 | -12.5669 | 3237.6566 | 24217.6713 |  | 0
1970-02-22 | 0.013333 | 36.8 | 4.0107 | 4.0107 | 20.2224 | 20.2224 | 3257.879 | 24368.9352 |  | 0
1970-02-23 | 0.013333 | 36.8 | 4.0107 | 4.0107 | 20.2224 | 20.2224 | 3278.1015 | 24520.1991 |  | 0
1970-02-24 | 0.0375 | 103.5 | 4.0107 | 4.0107 | 86.9224 | 86.9224 | 3365.0239 | 25170.379 |  | 0
1970-02-25 | 0 | 0 | 0 | 0 | -12.5669 | -12.5669 | 3352.4571 | 25076.3789 |  | 0
1970-02-26 | 0 | 0 | 0 | 0 | -12.5669 | -12.5669 | 3339.8902 | 24982.3788 |  | 0
1970-02-27 | 0.0016667 | 4.6 | 4.0107 | 4.0107 | -11.9776 | -11.9776 | 3327.9127 | 24892.7866 |  | 0
1970-02-28 | 0.01 | 27.6 | 4.0107 | 4.0107 | 11.0224 | 11.0224 | 3338.9351 | 24975.2345 |  | 0
1970-03-01 | 0 | 0 | 0 | 0 | -12.5669 | -12.5669 | 3326.3682 | 24881.2344 |  | 0
1970-03-02 | 0 | 0 | 0 | 0 | -12.5669 | -12.5669 | 3313.8014 | 24787.2343 |  | 0
1970-03-03 | 0 | 0 | 0 | 0 | -12.5669 | -12.5669 | 3301.2345 | 24693.2342 |  | 0
1970-03-04 | 0 | 0 | 0 | 0 | -12.5669 | -12.5669 | 3288.6677 | 24599.2341 |  | 0
1970-03-05 | 0 | 0 | 0 | 0 | -12.5669 | -12.5669 | 3276.1008 | 24505.234 |  | 0
1970-03-06 | 0.14167 | 391 | 4.0107 | 4.0107 | 374.4224 | 374.4224 | 3650.5232 | 27305.9138 |  | 0
1970-03-07 | 0.0066667 | 18.4 | 4.0107 | 4.0107 | 1.8224 | 1.8224 | 3652.3457 | 27319.5457 |  | 0
1970-03-08 | 0 | 0 | 0 | 0 | -12.5669 | -12.5669 | 3639.7788 | 27225.5456 |  | 0
1970-03-09 | 0 | 0 | 0 | 0 | -12.5669 | -12.5669 | 3627.212 | 27131.5455 |  | 0
1970-03-10 | 0 | 0 | 0 | 0 | -12.5669 | -12.5669 | 3614.6451 | 27037.5454 |  | 0
1970-03-11 | 0.0091667 | 25.3 | 4.0107 | 4.0107 | 8.7224 | 8.7224 | 3623.3676 | 27102.7893 |  | 0
1970-03-12 | 0.0025 | 6.9 | 4.0107 | 4.0107 | -9.6776 | -9.6776 | 3613.69 | 27030.4012 |  | 0
1970-03-13 | 0 | 0 | 0 | 0 | -12.5669 | -12.5669 | 3601.1231 | 26936.4011 |  | 0
1970-03-14 | 0 | 0 | 0 | 0 | -12.5669 | -12.5669 | 3588.5563 | 26842.4009 |  | 0
1970-03-15 | 0 | 0 | 0 | 0 | -12.5669 | -12.5669 | 3575.9894 | 26748.4008 |  | 0
1970-03-16 | 0.036667 | 101.2 | 4.0107 | 4.0107 | 84.6224 | 84.6224 | 3660.6119 | 27381.3767 |  | 0
1970-03-17 | 0.0033333 | 9.2 | 4.0107 | 4.0107 | -7.3776 | -7.3776 | 3653.2343 | 27326.1926 |  | 0
1970-03-18 | 0.0033333 | 9.2 | 4.0107 | 4.0107 | -7.3776 | -7.3776 | 3645.8568 | 27271.0085 |  | 0
1970-03-19 | 0.0066667 | 18.4 | 4.0107 | 4.0107 | 1.8224 | 1.8224 | 3647.6792 | 27284.6404 |  | 0
1970-03-20 | 0.0066667 | 18.4 | 4.0107 | 4.0107 | 1.8224 | 1.8224 | 3649.5016 | 27298.2723 |  | 0
1970-03-21 | 0.005 | 13.8 | 4.0107 | 4.0107 | -2.7776 | -2.7776 | 3646.7241 | 27277.4962 |  | 0
1970-03-22 | 0 | 0 | 0 | 0 | -12.5669 | -12.5669 | 3634.1572 | 27183.496 |  | 0
1970-03-23 | 0 | 0 | 0 | 0 | -12.5669 | -12.5669 | 3621.5904 | 27089.4959 |  | 0
1970-03-24 | 0 | 0 | 0 | 0 | -12.5669 | -12.5669 | 3609.0235 | 26995.4958 |  | 0
1970-03-25 | 0 | 0 | 0 | 0 | -12.5669 | -12.5669 | 3596.4566 | 26901.4957 |  | 0
1970-03-26 | 0 | 0 | 0 | 0 | -12.5669 | -12.5669 | 3583.8898 | 26807.4956 |  | 0
1970-03-27 | 0 | 0 | 0 | 0 | -12.5669 | -12.5669 | 3571.3229 | 26713.4955 |  | 0
1970-03-28 | 0.023333 | 64.4 | 4.0107 | 4.0107 | 47.8224 | 47.8224 | 3619.1454 | 27071.2074 |  | 0
1970-03-29 | 0 | 0 | 0 | 0 | -12.5669 | -12.5669 | 3606.5785 | 26977.2073 |  | 0
1970-03-30 | 0.00083333 | 2.3 | 4.0107 | 2.3 | -12.5669 | -12.5669 | 3594.0116 | 26883.2071 |  | 0
1970-03-31 | 0 | 0 | 0 | 0 | -12.5669 | -12.5669 | 3581.4448 | 26789.207 |  | 0
1970-04-01 | 0.0033333 | 9.2 | 4.0107 | 4.0107 | -7.3776 | -7.3776 | 3574.0672 | 26734.0229 |  | 0
1970-04-02 | 0 | 0 | 0 | 0 | -12.5669 | -12.5669 | 3561.5004 | 26640.0228 |  | 0
1970-04-03 | 0 | 0 | 0 | 0 | -12.5669 | -12.5669 | 3548.9335 | 26546.0227 |  | 0
1970-04-04 | 0.005 | 13.8 | 4.0107 | 4.0107 | -2.7776 | -2.7776 | 3546.156 | 26525.2466 |  | 0
1970-04-05 | 0 | 0 | 0 | 0 | -12.5669 | -12.5669 | 3533.5891 | 26431.2465 |  | 0
1970-04-06 | 0 | 0 | 0 | 0 | -12.5669 | -12.5669 | 3521.0222 | 26337.2464 |  | 0
1970-04-07 | 0 | 0 | 0 | 0 | -12.5669 | -12.5669 | 3508.4554 | 26243.2462 |  | 0
1970-04-08 | 0 | 0 | 0 | 0 | -12.5669 | -12.5669 | 3495.8885 | 26149.2461 |  | 0
1970-04-09 | 0 | 0 | 0 | 0 | -12.5669 | -12.5669 | 3483.3217 | 26055.246 |  | 0
1970-04-10 | 0 | 0 | 0 | 0 | -12.5669 | -12.5669 | 3470.7548 | 25961.2459 |  | 0
1970-04-11 | 0 | 0 | 0 | 0 | -12.5669 | -12.5669 | 3458.1879 | 25867.2458 |  | 0
1970-04-12 | 0 | 0 | 0 | 0 | -12.5669 | -12.5669 | 3445.6211 | 25773.2457 |  | 0
1970-04-13 | 0 | 0 | 0 | 0 | -12.5669 | -12.5669 | 3433.0542 | 25679.2456 |  | 0
1970-04-14 | 0 | 0 | 0 | 0 | -12.5669 | -12.5669 | 3420.4874 | 25585.2454 |  | 0
1970-04-15 | 0 | 0 | 0 | 0 | -12.5669 | -12.5669 | 3407.9205 | 25491.2453 |  | 0
1970-04-16 | 0.0033333 | 9.2 | 4.0107 | 4.0107 | -7.3776 | -7.3776 | 3400.5429 | 25436.0612 |  | 0
1970-04-17 | 0 | 0 | 0 | 0 | -12.5669 | -12.5669 | 3387.9761 | 25342.0611 |  | 0
1970-04-18 | 0.0033333 | 9.2 | 4.0107 | 4.0107 | -7.3776 | -7.3776 | 3380.5985 | 25286.877 |  | 0
1970-04-19 | 0 | 0 | 0 | 0 | -12.5669 | -12.5669 | 3368.0317 | 25192.8769 |  | 0
1970-04-20 | 0 | 0 | 0 | 0 | -12.5669 | -12.5669 | 3355.4648 | 25098.8768 |  | 0
1970-04-21 | 0 | 0 | 0 | 0 | -12.5669 | -12.5669 | 3342.8979 | 25004.8767 |  | 0
1970-04-22 | 0 | 0 | 0 | 0 | -12.5669 | -12.5669 | 3330.3311 | 24910.8765 |  | 0
1970-04-23 | 0 | 0 | 0 | 0 | -12.5669 | -12.5669 | 3317.7642 | 24816.8764 |  | 0
1970-04-24 | 0 | 0 | 0 | 0 | -12.5669 | -12.5669 | 3305.1974 | 24722.8763 |  | 0
1970-04-25 | 0.081667 | 225.4 | 4.0107 | 4.0107 | 208.8224 | 208.8224 | 3514.0198 | 26284.8682 |  | 0
1970-04-26 | 0.0083333 | 23 | 4.0107 | 4.0107 | 6.4224 | 6.4224 | 3520.4423 | 26332.9081 |  | 0
1970-04-27 | 0 | 0 | 0 | 0 | -12.5669 | -12.5669 | 3507.8754 | 26238.908 |  | 0
1970-04-28 | 0 | 0 | 0 | 0 | -12.5669 | -12.5669 | 3495.3085 | 26144.9079 |  | 0
1970-04-29 | 0.076667 | 211.6 | 4.0107 | 4.0107 | 195.0224 | 195.0224 | 3690.331 | 27603.6758 |  | 0
1970-04-30 | 0.068333 | 188.6 | 4.0107 | 4.0107 | 172.0224 | 172.0224 | 3862.3534 | 28890.4036 |  | 0
1970-05-01 | 0 | 0 | 0 | 0 | -12.5669 | -12.5669 | 3849.7866 | 28796.4035 |  | 0
1970-05-02 | 0 | 0 | 0 | 0 | -12.5669 | -12.5669 | 3837.2197 | 28702.4034 |  | 0
1970-05-03 | 0 | 0 | 0 | 0 | -12.5669 | -12.5669 | 3824.6528 | 28608.4033 |  | 0
1970-05-04 | 0 | 0 | 0 | 0 | -12.5669 | -12.5669 | 3812.086 | 28514.4032 |  | 0
1970-05-05 | 0 | 0 | 0 | 0 | -12.5669 | -12.5669 | 3799.5191 | 28420.4031 |  | 0
1970-05-06 | 0 | 0 | 0 | 0 | -12.5669 | -12.5669 | 3786.9523 | 28326.403 |  | 0
1970-05-07 | 0 | 0 | 0 | 0 | -12.5669 | -12.5669 | 3774.3854 | 28232.4029 |  | 0
1970-05-08 | 0 | 0 | 0 | 0 | -12.5669 | -12.5669 | 3761.8185 | 28138.4027 |  | 0
1970-05-09 | 0 | 0 | 0 | 0 | -12.5669 | -12.5669 | 3749.2517 | 28044.4026 |  | 0
1970-05-10 | 0 | 0 | 0 | 0 | -12.5669 | -12.5669 | 3736.6848 | 27950.4025 |  | 0
1970-05-11 | 0 | 0 | 0 | 0 | -12.5669 | -12.5669 | 3724.118 | 27856.4024 |  | 0
1970-05-12 | 0 | 0 | 0 | 0 | -12.5669 | -12.5669 | 3711.5511 | 27762.4023 |  | 0
1970-05-13 | 0 | 0 | 0 | 0 | -12.5669 | -12.5669 | 3698.9842 | 27668.4022 |  | 0
1970-05-14 | 0.0175 | 48.3 | 4.0107 | 4.0107 | 31.7224 | 31.7224 | 3730.7067 | 27905.6861 |  | 0
1970-05-15 | 0.0075 | 20.7 | 4.0107 | 4.0107 | 4.1224 | 4.1224 | 3734.8291 | 27936.522 |  | 0
1970-05-16 | 0 | 0 | 0 | 0 | -12.5669 | -12.5669 | 3722.2623 | 27842.5218 |  | 0
1970-05-17 | 0 | 0 | 0 | 0 | -12.5669 | -12.5669 | 3709.6954 | 27748.5217 |  | 0
1970-05-18 | 0 | 0 | 0 | 0 | -12.5669 | -12.5669 | 3697.1286 | 27654.5216 |  | 0
1970-05-19 | 0 | 0 | 0 | 0 | -12.5669 | -12.5669 | 3684.5617 | 27560.5215 |  | 0
1970-05-20 | 0 | 0 | 0 | 0 | -12.5669 | -12.5669 | 3671.9948 | 27466.5214 |  | 0
1970-05-21 | 0 | 0 | 0 | 0 | -12.5669 | -12.5669 | 3659.428 | 27372.5213 |  | 0
1970-05-22 | 0 | 0 | 0 | 0 | -12.5669 | -12.5669 | 3646.8611 | 27278.5212 |  | 0
1970-05-23 | 0.0041667 | 11.5 | 4.0107 | 4.0107 | -5.0776 | -5.0776 | 3641.7836 | 27240.5411 |  | 0
1970-05-24 | 0 | 0 | 0 | 0 | -12.5669 | -12.5669 | 3629.2167 | 27146.5409 |  | 0
1970-05-25 | 0 | 0 | 0 | 0 | -12.5669 | -12.5669 | 3616.6498 | 27052.5408 |  | 0
1970-05-26 | 0.0175 | 48.3 | 4.0107 | 4.0107 | 31.7224 | 31.7224 | 3648.3723 | 27289.8247 |  | 0
1970-05-27 | 0.031667 | 87.4 | 4.0107 | 4.0107 | 70.8224 | 70.8224 | 3719.1947 | 27819.5766 |  | 0
1970-05-28 | 0 | 0 | 0 | 0 | -12.5669 | -12.5669 | 3706.6279 | 27725.5765 |  | 0
1970-05-29 | 0 | 0 | 0 | 0 | -12.5669 | -12.5669 | 3694.061 | 27631.5764 |  | 0
1970-05-30 | 0 | 0 | 0 | 0 | -12.5669 | -12.5669 | 3681.4942 | 27537.5763 |  | 0
1970-05-31 | 0 | 0 | 0 | 0 | -12.5669 | -12.5669 | 3668.9273 | 27443.5761 |  | 0
1970-06-01 | 0 | 0 | 0 | 0 | -12.5669 | -12.5669 | 3656.3604 | 27349.576 |  | 0
1970-06-02 | 0.011667 | 32.2 | 4.0107 | 4.0107 | 15.6224 | 15.6224 | 3671.9829 | 27466.4319 |  | 0
1970-06-03 | 0.0016667 | 4.6 | 4.0107 | 4.0107 | -11.9776 | -11.9776 | 3660.0053 | 27376.8398 |  | 0
1970-06-04 | 0 | 0 | 0 | 0 | -12.5669 | -12.5669 | 3647.4385 | 27282.8397 |  | 0
1970-06-05 | 0 | 0 | 0 | 0 | -12.5669 | -12.5669 | 3634.8716 | 27188.8396 |  | 0
1970-06-06 | 0 | 0 | 0 | 0 | -12.5669 | -12.5669 | 3622.3047 | 27094.8395 |  | 0
1970-06-07 | 0 | 0 | 0 | 0 | -12.5669 | -12.5669 | 3609.7379 | 27000.8394 |  | 0
1970-06-08 | 0 | 0 | 0 | 0 | -12.5669 | -12.5669 | 3597.171 | 26906.8392 |  | 0
1970-06-09 | 0.044167 | 121.9 | 4.0107 | 4.0107 | 105.3224 | 105.3224 | 3702.4935 | 27694.6511 |  | 0
1970-06-10 | 0 | 0 | 0 | 0 | -12.5669 | -12.5669 | 3689.9266 | 27600.651 |  | 0
1970-06-11 | 0.0175 | 48.3 | 4.0107 | 4.0107 | 31.7224 | 31.7224 | 3721.6491 | 27837.9349 |  | 0
1970-06-12 | 0 | 0 | 0 | 0 | -12.5669 | -12.5669 | 3709.0822 | 27743.9348 |  | 0
1970-06-13 | 0 | 0 | 0 | 0 | -12.5669 | -12.5669 | 3696.5153 | 27649.9347 |  | 0
1970-06-14 | 0 | 0 | 0 | 0 | -12.5669 | -12.5669 | 3683.9485 | 27555.9346 |  | 0
1970-06-15 | 0 | 0 | 0 | 0 | -12.5669 | -12.5669 | 3671.3816 | 27461.9345 |  | 0
1970-06-16 | 0 | 0 | 0 | 0 | -12.5669 | -12.5669 | 3658.8148 | 27367.9343 |  | 0
1970-06-17 | 0 | 0 | 0 | 0 | -12.5669 | -12.5669 | 3646.2479 | 27273.9342 |  | 0
1970-06-18 | 0 | 0 | 0 | 0 | -12.5669 | -12.5669 | 3633.681 | 27179.9341 |  | 0
1970-06-19 | 0 | 0 | 0 | 0 | -12.5669 | -12.5669 | 3621.1142 | 27085.934 |  | 0
1970-06-20 | 0.046667 | 128.8 | 4.0107 | 4.0107 | 112.2224 | 112.2224 | 3733.3366 | 27925.3579 |  | 0
1970-06-21 | 0.0016667 | 4.6 | 4.0107 | 4.0107 | -11.9776 | -11.9776 | 3721.3591 | 27835.7658 |  | 0
1970-06-22 | 0 | 0 | 0 | 0 | -12.5669 | -12.5669 | 3708.7922 | 27741.7657 |  | 0
1970-06-23 | 0 | 0 | 0 | 0 | -12.5669 | -12.5669 | 3696.2253 | 27647.7656 |  | 0
1970-06-24 | 0 | 0 | 0 | 0 | -12.5669 | -12.5669 | 3683.6585 | 27553.7654 |  | 0
1970-06-25 | 0 | 0 | 0 | 0 | -12.5669 | -12.5669 | 3671.0916 | 27459.7653 |  | 0
1970-06-26 | 0 | 0 | 0 | 0 | -12.5669 | -12.5669 | 3658.5248 | 27365.7652 |  | 0
1970-06-27 | 0 | 0 | 0 | 0 | -12.5669 | -12.5669 | 3645.9579 | 27271.7651 |  | 0
1970-06-28 | 0 | 0 | 0 | 0 | -12.5669 | -12.5669 | 3633.391 | 27177.765 |  | 0
1970-06-29 | 0 | 0 | 0 | 0 | -12.5669 | -12.5669 | 3620.8242 | 27083.7649 |  | 0
1970-06-30 | 0 | 0 | 0 | 0 | -12.5669 | -12.5669 | 3608.2573 | 26989.7648 |  | 0
1970-07-01 | 0 | 0 | 0 | 0 | -12.5669 | -12.5669 | 3595.6905 | 26895.7647 |  | 0
1970-07-02 | 0 | 0 | 0 | 0 | -12.5669 | -12.5669 | 3583.1236 | 26801.7645 |  | 0
1970-07-03 | 0 | 0 | 0 | 0 | -12.5669 | -12.5669 | 3570.5567 | 26707.7644 |  | 0
1970-07-04 | 0 | 0 | 0 | 0 | -12.5669 | -12.5669 | 3557.9899 | 26613.7643 |  | 0
1970-07-05 | 0 | 0 | 0 | 0 | -12.5669 | -12.5669 | 3545.423 | 26519.7642 |  | 0
1970-07-06 | 0 | 0 | 0 | 0 | -12.5669 | -12.5669 | 3532.8562 | 26425.7641 |  | 0
1970-07-07 | 0 | 0 | 0 | 0 | -12.5669 | -12.5669 | 3520.2893 | 26331.764 |  | 0
1970-07-08 | 0 | 0 | 0 | 0 | -12.5669 | -12.5669 | 3507.7224 | 26237.7639 |  | 0
1970-07-09 | 0 | 0 | 0 | 0 | -12.5669 | -12.5669 | 3495.1556 | 26143.7637 |  | 0
1970-07-10 | 0 | 0 | 0 | 0 | -12.5669 | -12.5669 | 3482.5887 | 26049.7636 |  | 0
1970-07-11 | 0 | 0 | 0 | 0 | -12.5669 | -12.5669 | 3470.0219 | 25955.7635 |  | 0
1970-07-12 | 0.0083333 | 23 | 4.0107 | 4.0107 | 6.4224 | 6.4224 | 3476.4443 | 26003.8034 |  | 0
1970-07-13 | 0 | 0 | 0 | 0 | -12.5669 | -12.5669 | 3463.8774 | 25909.8033 |  | 0
1970-07-14 | 0 | 0 | 0 | 0 | -12.5669 | -12.5669 | 3451.3106 | 25815.8032 |  | 0
1970-07-15 | 0 | 0 | 0 | 0 | -12.5669 | -12.5669 | 3438.7437 | 25721.8031 |  | 0
1970-07-16 | 0 | 0 | 0 | 0 | -12.5669 | -12.5669 | 3426.1769 | 25627.803 |  | 0
1970-07-17 | 0 | 0 | 0 | 0 | -12.5669 | -12.5669 | 3413.61 | 25533.8028 |  | 0
1970-07-18 | 0 | 0 | 0 | 0 | -12.5669 | -12.5669 | 3401.0431 | 25439.8027 |  | 0
1970-07-19 | 0 | 0 | 0 | 0 | -12.5669 | -12.5669 | 3388.4763 | 25345.8026 |  | 0
1970-07-20 | 0 | 0 | 0 | 0 | -12.5669 | -12.5669 | 3375.9094 | 25251.8025 |  | 0
1970-07-21 | 0 | 0 | 0 | 0 | -12.5669 | -12.5669 | 3363.3426 | 25157.8024 |  | 0
1970-07-22 | 0 | 0 | 0 | 0 | -12.5669 | -12.5669 | 3350.7757 | 25063.8023 |  | 0
1970-07-23 | 0 | 0 | 0 | 0 | -12.5669 | -12.5669 | 3338.2088 | 24969.8022 |  | 0
1970-07-24 | 0 | 0 | 0 | 0 | -12.5669 | -12.5669 | 3325.642 | 24875.8021 |  | 0
1970-07-25 | 0 | 0 | 0 | 0 | -12.5669 | -12.5669 | 3313.0751 | 24781.8019 |  | 0
1970-07-26 | 0 | 0 | 0 | 0 | -12.5669 | -12.5669 | 3300.5083 | 24687.8018 |  | 0
1970-07-27 | 0 | 0 | 0 | 0 | -12.5669 | -12.5669 | 3287.9414 | 24593.8017 |  | 0
1970-07-28 | 0 | 0 | 0 | 0 | -12.5669 | -12.5669 | 3275.3745 | 24499.8016 |  | 0
1970-07-29 | 0 | 0 | 0 | 0 | -12.5669 | -12.5669 | 3262.8077 | 24405.8015 |  | 0
1970-07-30 | 0 | 0 | 0 | 0 | -12.5669 | -12.5669 | 3250.2408 | 24311.8014 |  | 0
1970-07-31 | 0 | 0 | 0 | 0 | -12.5669 | -12.5669 | 3237.674 | 24217.8013 |  | 0
1970-08-01 | 0 | 0 | 0 | 0 | -12.5669 | -12.5669 | 3225.1071 | 24123.8012 |  | 0
1970-08-02 | 0 | 0 | 0 | 0 | -12.5669 | -12.5669 | 3212.5402 | 24029.801 |  | 0
1970-08-03 | 0 | 0 | 0 | 0 | -12.5669 | -12.5669 | 3199.9734 | 23935.8009 |  | 0
1970-08-04 | 0 | 0 | 0 | 0 | -12.5669 | -12.5669 | 3187.4065 | 23841.8008 |  | 0
1970-08-05 | 0 | 0 | 0 | 0 | -12.5669 | -12.5669 | 3174.8397 | 23747.8007 |  | 0
1970-08-06 | 0 | 0 | 0 | 0 | -12.5669 | -12.5669 | 3162.2728 | 23653.8006 |  | 0
1970-08-07 | 0 | 0 | 0 | 0 | -12.5669 | -12.5669 | 3149.7059 | 23559.8005 |  | 0
1970-08-08 | 0 | 0 | 0 | 0 | -12.5669 | -12.5669 | 3137.1391 | 23465.8004 |  | 0
1970-08-09 | 0.0041667 | 11.5 | 4.0107 | 4.0107 | -5.0776 | -5.0776 | 3132.0615 | 23427.8203 |  | 0
1970-08-10 | 0.0033333 | 9.2 | 4.0107 | 4.0107 | -7.3776 | -7.3776 | 3124.684 | 23372.6361 |  | 0
1970-08-11 | 0 | 0 | 0 | 0 | -12.5669 | -12.5669 | 3112.1171 | 23278.636 |  | 0
1970-08-12 | 0 | 0 | 0 | 0 | -12.5669 | -12.5669 | 3099.5503 | 23184.6359 |  | 0
1970-08-13 | 0 | 0 | 0 | 0 | -12.5669 | -12.5669 | 3086.9834 | 23090.6358 |  | 0
1970-08-14 | 0 | 0 | 0 | 0 | -12.5669 | -12.5669 | 3074.4165 | 22996.6357 |  | 0
1970-08-15 | 0 | 0 | 0 | 0 | -12.5669 | -12.5669 | 3061.8497 | 22902.6356 |  | 0
1970-08-16 | 0 | 0 | 0 | 0 | -12.5669 | -12.5669 | 3049.2828 | 22808.6355 |  | 0
1970-08-17 | 0 | 0 | 0 | 0 | -12.5669 | -12.5669 | 3036.716 | 22714.6353 |  | 0
1970-08-18 | 0 | 0 | 0 | 0 | -12.5669 | -12.5669 | 3024.1491 | 22620.6352 |  | 0
1970-08-19 | 0 | 0 | 0 | 0 | -12.5669 | -12.5669 | 3011.5822 | 22526.6351 |  | 0
1970-08-20 | 0 | 0 | 0 | 0 | -12.5669 | -12.5669 | 2999.0154 | 22432.635 |  | 0
1970-08-21 | 0.0016667 | 4.6 | 4.0107 | 4.0107 | -11.9776 | -11.9776 | 2987.0378 | 22343.0429 |  | 0
1970-08-22 | 0.0033333 | 9.2 | 4.0107 | 4.0107 | -7.3776 | -7.3776 | 2979.6603 | 22287.8588 |  | 0
1970-08-23 | 0 | 0 | 0 | 0 | -12.5669 | -12.5669 | 2967.0934 | 22193.8587 |  | 0
1970-08-24 | 0 | 0 | 0 | 0 | -12.5669 | -12.5669 | 2954.5265 | 22099.8586 |  | 0
1970-08-25 | 0 | 0 | 0 | 0 | -12.5669 | -12.5669 | 2941.9597 | 22005.8584 |  | 0
1970-08-26 | 0 | 0 | 0 | 0 | -12.5669 | -12.5669 | 2929.3928 | 21911.8583 |  | 0
1970-08-27 | 0 | 0 | 0 | 0 | -12.5669 | -12.5669 | 2916.826 | 21817.8582 |  | 0
1970-08-28 | 0 | 0 | 0 | 0 | -12.5669 | -12.5669 | 2904.2591 | 21723.8581 |  | 0
1970-08-29 | 0 | 0 | 0 | 0 | -12.5669 | -12.5669 | 2891.6922 | 21629.858 |  | 0
1970-08-30 | 0.0175 | 48.3 | 4.0107 | 4.0107 | 31.7224 | 31.7224 | 2923.4147 | 21867.1419 |  | 0
1970-08-31 | 0 | 0 | 0 | 0 | -12.5669 | -12.5669 | 2910.8478 | 21773.1418 |  | 0
1970-09-01 | 0 | 0 | 0 | 0 | -12.5669 | -12.5669 | 2898.281 | 21679.1417 |  | 0
1970-09-02 | 0 | 0 | 0 | 0 | -12.5669 | -12.5669 | 2885.7141 | 21585.1415 |  | 0
1970-09-03 | 0 | 0 | 0 | 0 | -12.5669 | -12.5669 | 2873.1473 | 21491.1414 |  | 0
1970-09-04 | 0 | 0 | 0 | 0 | -12.5669 | -12.5669 | 2860.5804 | 21397.1413 |  | 0
1970-09-05 | 0 | 0 | 0 | 0 | -12.5669 | -12.5669 | 2848.0135 | 21303.1412 |  | 0
1970-09-06 | 0 | 0 | 0 | 0 | -12.5669 | -12.5669 | 2835.4467 | 21209.1411 |  | 0
1970-09-07 | 0.028333 | 78.2 | 4.0107 | 4.0107 | 61.6224 | 61.6224 | 2897.0691 | 21670.077 |  | 0
1970-09-08 | 0.058333 | 161 | 4.0107 | 4.0107 | 144.4224 | 144.4224 | 3041.4916 | 22750.3569 |  | 0
1970-09-09 | 0 | 0 | 0 | 0 | -12.5669 | -12.5669 | 3028.9247 | 22656.3568 |  | 0
1970-09-10 | 0 | 0 | 0 | 0 | -12.5669 | -12.5669 | 3016.3578 | 22562.3566 |  | 0
1970-09-11 | 0 | 0 | 0 | 0 | -12.5669 | -12.5669 | 3003.791 | 22468.3565 |  | 0
1970-09-12 | 0 | 0 | 0 | 0 | -12.5669 | -12.5669 | 2991.2241 | 22374.3564 |  | 0
1970-09-13 | 0.12667 | 349.6 | 4.0107 | 4.0107 | 333.0224 | 333.0224 | 3324.2466 | 24865.3643 |  | 0
1970-09-14 | 0 | 0 | 0 | 0 | -12.5669 | -12.5669 | 3311.6797 | 24771.3642 |  | 0
1970-09-15 | 0 | 0 | 0 | 0 | -12.5669 | -12.5669 | 3299.1128 | 24677.3641 |  | 0
1970-09-16 | 0.030833 | 85.1 | 4.0107 | 4.0107 | 68.5224 | 68.5224 | 3367.6353 | 25189.912 |  | 0
1970-09-17 | 0.0091667 | 25.3 | 4.0107 | 4.0107 | 8.7224 | 8.7224 | 3376.3577 | 25255.1559 |  | 0
1970-09-18 | 0 | 0 | 0 | 0 | -12.5669 | -12.5669 | 3363.7909 | 25161.1557 |  | 0
1970-09-19 | 0 | 0 | 0 | 0 | -12.5669 | -12.5669 | 3351.224 | 25067.1556 |  | 0
1970-09-20 | 0 | 0 | 0 | 0 | -12.5669 | -12.5669 | 3338.6572 | 24973.1555 |  | 0
1970-09-21 | 0 | 0 | 0 | 0 | -12.5669 | -12.5669 | 3326.0903 | 24879.1554 |  | 0
1970-09-22 | 0.088333 | 243.8 | 4.0107 | 4.0107 | 227.2224 | 227.2224 | 3553.3127 | 26578.7793 |  | 0
1970-09-23 | 0 | 0 | 0 | 0 | -12.5669 | -12.5669 | 3540.7459 | 26484.7792 |  | 0
1970-09-24 | 0 | 0 | 0 | 0 | -12.5669 | -12.5669 | 3528.179 | 26390.7791 |  | 0
1970-09-25 | 0 | 0 | 0 | 0 | -12.5669 | -12.5669 | 3515.6122 | 26296.779 |  | 0
1970-09-26 | 0 | 0 | 0 | 0 | -12.5669 | -12.5669 | 3503.0453 | 26202.7788 |  | 0
1970-09-27 | 0 | 0 | 0 | 0 | -12.5669 | -12.5669 | 3490.4784 | 26108.7787 |  | 0
1970-09-28 | 0 | 0 | 0 | 0 | -12.5669 | -12.5669 | 3477.9116 | 26014.7786 |  | 0
1970-09-29 | 0 | 0 | 0 | 0 | -12.5669 | -12.5669 | 3465.3447 | 25920.7785 |  | 0
1970-09-30 | 0 | 0 | 0 | 0 | -12.5669 | -12.5669 | 3452.7779 | 25826.7784 |  | 0
1970-10-01 | 0 | 0 | 0 | 0 | -12.5669 | -12.5669 | 3440.211 | 25732.7783 |  | 0
1970-10-02 | 0 | 0 | 0 | 0 | -12.5669 | -12.5669 | 3427.6441 | 25638.7782 |  | 0
1970-10-03 | 0 | 0 | 0 | 0 | -12.5669 | -12.5669 | 3415.0773 | 25544.778 |  | 0
1970-10-04 | 0 | 0 | 0 | 0 | -12.5669 | -12.5669 | 3402.5104 | 25450.7779 |  | 0
1970-10-05 | 0.0033333 | 9.2 | 4.0107 | 4.0107 | -7.3776 | -7.3776 | 3395.1329 | 25395.5938 |  | 0
1970-10-06 | 0 | 0 | 0 | 0 | -12.5669 | -12.5669 | 3382.566 | 25301.5937 |  | 0
1970-10-07 | 0 | 0 | 0 | 0 | -12.5669 | -12.5669 | 3369.9991 | 25207.5936 |  | 0
1970-10-08 | 0.05 | 138 | 4.0107 | 4.0107 | 121.4224 | 121.4224 | 3491.4216 | 26115.8335 |  | 0
1970-10-09 | 0 | 0 | 0 | 0 | -12.5669 | -12.5669 | 3478.8547 | 26021.8334 |  | 0
1970-10-10 | 0 | 0 | 0 | 0 | -12.5669 | -12.5669 | 3466.2879 | 25927.8333 |  | 0
1970-10-11 | 0 | 0 | 0 | 0 | -12.5669 | -12.5669 | 3453.721 | 25833.8331 |  | 0
1970-10-12 | 0 | 0 | 0 | 0 | -12.5669 | -12.5669 | 3441.1541 | 25739.833 |  | 0
1970-10-13 | 0 | 0 | 0 | 0 | -12.5669 | -12.5669 | 3428.5873 | 25645.8329 |  | 0
1970-10-14 | 0 | 0 | 0 | 0 | -12.5669 | -12.5669 | 3416.0204 | 25551.8328 |  | 0
1970-10-15 | 0.0058333 | 16.1 | 4.0107 | 4.0107 | -0.47756 | -0.47756 | 3415.5429 | 25548.2607 |  | 0
1970-10-16 | 0.021667 | 59.8 | 4.0107 | 4.0107 | 43.2224 | 43.2224 | 3458.7653 | 25871.5646 |  | 0
1970-10-17 | 0.015833 | 43.7 | 4.0107 | 4.0107 | 27.1224 | 27.1224 | 3485.8878 | 26074.4405 |  | 0
1970-10-18 | 0 | 0 | 0 | 0 | -12.5669 | -12.5669 | 3473.3209 | 25980.4404 |  | 0
1970-10-19 | 0 | 0 | 0 | 0 | -12.5669 | -12.5669 | 3460.754 | 25886.4402 |  | 0
1970-10-20 | 0 | 0 | 0 | 0 | -12.5669 | -12.5669 | 3448.1872 | 25792.4401 |  | 0
1970-10-21 | 0 | 0 | 0 | 0 | -12.5669 | -12.5669 | 3435.6203 | 25698.44 |  | 0
1970-10-22 | 0 | 0 | 0 | 0 | -12.5669 | -12.5669 | 3423.0535 | 25604.4399 |  | 0
1970-10-23 | 0.019167 | 52.9 | 4.0107 | 4.0107 | 36.3224 | 36.3224 | 3459.3759 | 25876.1318 |  | 0
1970-10-24 | 0 | 0 | 0 | 0 | -12.5669 | -12.5669 | 3446.809 | 25782.1317 |  | 0
1970-10-25 | 0 | 0 | 0 | 0 | -12.5669 | -12.5669 | 3434.2422 | 25688.1316 |  | 0
1970-10-26 | 0 | 0 | 0 | 0 | -12.5669 | -12.5669 | 3421.6753 | 25594.1315 |  | 0
1970-10-27 | 0 | 0 | 0 | 0 | -12.5669 | -12.5669 | 3409.1085 | 25500.1313 |  | 0
1970-10-28 | 0 | 0 | 0 | 0 | -12.5669 | -12.5669 | 3396.5416 | 25406.1312 |  | 0
1970-10-29 | 0 | 0 | 0 | 0 | -12.5669 | -12.5669 | 3383.9747 | 25312.1311 |  | 0
1970-10-30 | 0 | 0 | 0 | 0 | -12.5669 | -12.5669 | 3371.4079 | 25218.131 |  | 0
1970-10-31 | 0 | 0 | 0 | 0 | -12.5669 | -12.5669 | 3358.841 | 25124.1309 |  | 0
1970-11-01 | 0 | 0 | 0 | 0 | -12.5669 | -12.5669 | 3346.2742 | 25030.1308 |  | 0
1970-11-02 | 0 | 0 | 0 | 0 | -12.5669 | -12.5669 | 3333.7073 | 24936.1307 |  | 0
1970-11-03 | 0 | 0 | 0 | 0 | -12.5669 | -12.5669 | 3321.1404 | 24842.1306 |  | 0
1970-11-04 | 0 | 0 | 0 | 0 | -12.5669 | -12.5669 | 3308.5736 | 24748.1304 |  | 0
1970-11-05 | 0 | 0 | 0 | 0 | -12.5669 | -12.5669 | 3296.0067 | 24654.1303 |  | 0
1970-11-06 | 0 | 0 | 0 | 0 | -12.5669 | -12.5669 | 3283.4399 | 24560.1302 |  | 0
1970-11-07 | 0 | 0 | 0 | 0 | -12.5669 | -12.5669 | 3270.873 | 24466.1301 |  | 0
1970-11-08 | 0 | 0 | 0 | 0 | -12.5669 | -12.5669 | 3258.3061 | 24372.13 |  | 0
1970-11-09 | 0 | 0 | 0 | 0 | -12.5669 | -12.5669 | 3245.7393 | 24278.1299 |  | 0
1970-11-10 | 0 | 0 | 0 | 0 | -12.5669 | -12.5669 | 3233.1724 | 24184.1298 |  | 0
1970-11-11 | 0 | 0 | 0 | 0 | -12.5669 | -12.5669 | 3220.6056 | 24090.1296 |  | 0
1970-11-12 | 0 | 0 | 0 | 0 | -12.5669 | -12.5669 | 3208.0387 | 23996.1295 |  | 0
1970-11-13 | 0.018333 | 50.6 | 4.0107 | 4.0107 | 34.0224 | 34.0224 | 3242.0612 | 24250.6174 |  | 0
1970-11-14 | 0 | 0 | 0 | 0 | -12.5669 | -12.5669 | 3229.4943 | 24156.6173 |  | 0
1970-11-15 | 0 | 0 | 0 | 0 | -12.5669 | -12.5669 | 3216.9274 | 24062.6172 |  | 0
1970-11-16 | 0 | 0 | 0 | 0 | -12.5669 | -12.5669 | 3204.3606 | 23968.6171 |  | 0
1970-11-17 | 0 | 0 | 0 | 0 | -12.5669 | -12.5669 | 3191.7937 | 23874.617 |  | 0
1970-11-18 | 0 | 0 | 0 | 0 | -12.5669 | -12.5669 | 3179.2269 | 23780.6169 |  | 0
1970-11-19 | 0 | 0 | 0 | 0 | -12.5669 | -12.5669 | 3166.66 | 23686.6167 |  | 0
1970-11-20 | 0 | 0 | 0 | 0 | -12.5669 | -12.5669 | 3154.0931 | 23592.6166 |  | 0
1970-11-21 | 0 | 0 | 0 | 0 | -12.5669 | -12.5669 | 3141.5263 | 23498.6165 |  | 0
1970-11-22 | 0 | 0 | 0 | 0 | -12.5669 | -12.5669 | 3128.9594 | 23404.6164 |  | 0
1970-11-23 | 0 | 0 | 0 | 0 | -12.5669 | -12.5669 | 3116.3926 | 23310.6163 |  | 0
1970-11-24 | 0 | 0 | 0 | 0 | -12.5669 | -12.5669 | 3103.8257 | 23216.6162 |  | 0
1970-11-25 | 0 | 0 | 0 | 0 | -12.5669 | -12.5669 | 3091.2588 | 23122.6161 |  | 0
1970-11-26 | 0 | 0 | 0 | 0 | -12.5669 | -12.5669 | 3078.692 | 23028.616 |  | 0
1970-11-27 | 0 | 0 | 0 | 0 | -12.5669 | -12.5669 | 3066.1251 | 22934.6158 |  | 0
1970-11-28 | 0 | 0 | 0 | 0 | -12.5669 | -12.5669 | 3053.5583 | 22840.6157 |  | 0
1970-11-29 | 0 | 0 | 0 | 0 | -12.5669 | -12.5669 | 3040.9914 | 22746.6156 |  | 0
1970-11-30 | 0 | 0 | 0 | 0 | -12.5669 | -12.5669 | 3028.4245 | 22652.6155 |  | 0
1970-12-01 | 0 | 0 | 0 | 0 | -12.5669 | -12.5669 | 3015.8577 | 22558.6154 |  | 0
1970-12-02 | 0 | 0 | 0 | 0 | -12.5669 | -12.5669 | 3003.2908 | 22464.6153 |  | 0
1970-12-03 | 0 | 0 | 0 | 0 | -12.5669 | -12.5669 | 2990.724 | 22370.6152 |  | 0
1970-12-04 | 0 | 0 | 0 | 0 | -12.5669 | -12.5669 | 2978.1571 | 22276.6151 |  | 0
1970-12-05 | 0 | 0 | 0 | 0 | -12.5669 | -12.5669 | 2965.5902 | 22182.6149 |  | 0
1970-12-06 | 0 | 0 | 0 | 0 | -12.5669 | -12.5669 | 2953.0234 | 22088.6148 |  | 0
1970-12-07 | 0 | 0 | 0 | 0 | -12.5669 | -12.5669 | 2940.4565 | 21994.6147 |  | 0
1970-12-08 | 0 | 0 | 0 | 0 | -12.5669 | -12.5669 | 2927.8897 | 21900.6146 |  | 0
1970-12-09 | 0 | 0 | 0 | 0 | -12.5669 | -12.5669 | 2915.3228 | 21806.6145 |  | 0
1970-12-10 | 0 | 0 | 0 | 0 | -12.5669 | -12.5669 | 2902.7559 | 21712.6144 |  | 0
1970-12-11 | 0 | 0 | 0 | 0 | -12.5669 | -12.5669 | 2890.1891 | 21618.6143 |  | 0
1970-12-12 | 0 | 0 | 0 | 0 | -12.5669 | -12.5669 | 2877.6222 | 21524.6142 |  | 0
1970-12-13 | 0 | 0 | 0 | 0 | -12.5669 | -12.5669 | 2865.0554 | 21430.614 |  | 0
1970-12-14 | 0 | 0 | 0 | 0 | -12.5669 | -12.5669 | 2852.4885 | 21336.6139 |  | 0
1970-12-15 | 0.0058333 | 16.1 | 4.0107 | 4.0107 | -0.47756 | -0.47756 | 2852.0109 | 21333.0418 |  | 0
1970-12-16 | 0 | 0 | 0 | 0 | -12.5669 | -12.5669 | 2839.4441 | 21239.0417 |  | 0
1970-12-17 | 0 | 0 | 0 | 0 | -12.5669 | -12.5669 | 2826.8772 | 21145.0416 |  | 0
1970-12-18 | 0 | 0 | 0 | 0 | -12.5669 | -12.5669 | 2814.3104 | 21051.0415 |  | 0
1970-12-19 | 0 | 0 | 0 | 0 | -12.5669 | -12.5669 | 2801.7435 | 20957.0414 |  | 0
1970-12-20 | 0.0016667 | 4.6 | 4.0107 | 4.0107 | -11.9776 | -11.9776 | 2789.7659 | 20867.4492 |  | 0
1970-12-21 | 0.0083333 | 23 | 4.0107 | 4.0107 | 6.4224 | 6.4224 | 2796.1884 | 20915.4891 |  | 0
1970-12-22 | 0 | 0 | 0 | 0 | -12.5669 | -12.5669 | 2783.6215 | 20821.489 |  | 0
1970-12-23 | 0 | 0 | 0 | 0 | -12.5669 | -12.5669 | 2771.0547 | 20727.4889 |  | 0
1970-12-24 | 0 | 0 | 0 | 0 | -12.5669 | -12.5669 | 2758.4878 | 20633.4888 |  | 0
1970-12-25 | 0 | 0 | 0 | 0 | -12.5669 | -12.5669 | 2745.9209 | 20539.4887 |  | 0
1970-12-26 | 0 | 0 | 0 | 0 | -12.5669 | -12.5669 | 2733.3541 | 20445.4886 |  | 0
1970-12-27 | 0 | 0 | 0 | 0 | -12.5669 | -12.5669 | 2720.7872 | 20351.4885 |  | 0
1970-12-28 | 0 | 0 | 0 | 0 | -12.5669 | -12.5669 | 2708.2204 | 20257.4883 |  | 0
1970-12-29 | 0 | 0 | 0 | 0 | -12.5669 | -12.5669 | 2695.6535 | 20163.4882 |  | 0
1970-12-30 | 0.018333 | 50.6 | 4.0107 | 4.0107 | 34.0224 | 34.0224 | 2729.676 | 20417.9761 |  | 0
1970-12-31 | 0 | 0 | 0 | 0 | -12.5669 | -12.5669 | 2717.1091 | 20323.976 |  | 0
1971-01-01 | 0 | 0 | 0 | 0 | -12.5669 | -12.5669 | 2704.5422 | 20229.9759 |  | 0
1971-01-02 | 0 | 0 | 0 | 0 | -12.5669 | -12.5669 | 2691.9754 | 20135.9758 |  | 0
1971-01-03 | 0.035 | 96.6 | 4.0107 | 4.0107 | 80.0224 | 80.0224 | 2771.9978 | 20734.5437 |  | 0
1971-01-04 | 0 | 0 | 0 | 0 | -12.5669 | -12.5669 | 2759.431 | 20640.5436 |  | 0
1971-01-05 | 0 | 0 | 0 | 0 | -12.5669 | -12.5669 | 2746.8641 | 20546.5434 |  | 0
1971-01-06 | 0 | 0 | 0 | 0 | -12.5669 | -12.5669 | 2734.2972 | 20452.5433 |  | 0
1971-01-07 | 0 | 0 | 0 | 0 | -12.5669 | -12.5669 | 2721.7304 | 20358.5432 |  | 0
1971-01-08 | 0 | 0 | 0 | 0 | -12.5669 | -12.5669 | 2709.1635 | 20264.5431 |  | 0
1971-01-09 | 0 | 0 | 0 | 0 | -12.5669 | -12.5669 | 2696.5967 | 20170.543 |  | 0
1971-01-10 | 0 | 0 | 0 | 0 | -12.5669 | -12.5669 | 2684.0298 | 20076.5429 |  | 0
1971-01-11 | 0 | 0 | 0 | 0 | -12.5669 | -12.5669 | 2671.4629 | 19982.5428 |  | 0
1971-01-12 | 0.0016667 | 4.6 | 4.0107 | 4.0107 | -11.9776 | -11.9776 | 2659.4854 | 19892.9507 |  | 0
1971-01-13 | 0.0083333 | 23 | 4.0107 | 4.0107 | 6.4224 | 6.4224 | 2665.9078 | 19940.9905 |  | 0
1971-01-14 | 0 | 0 | 0 | 0 | -12.5669 | -12.5669 | 2653.341 | 19846.9904 |  | 0
1971-01-15 | 0 | 0 | 0 | 0 | -12.5669 | -12.5669 | 2640.7741 | 19752.9903 |  | 0
1971-01-16 | 0 | 0 | 0 | 0 | -12.5669 | -12.5669 | 2628.2072 | 19658.9902 |  | 0
1971-01-17 | 0 | 0 | 0 | 0 | -12.5669 | -12.5669 | 2615.6404 | 19564.9901 |  | 0
1971-01-18 | 0 | 0 | 0 | 0 | -12.5669 | -12.5669 | 2603.0735 | 19470.99 |  | 0
1971-01-19 | 0 | 0 | 0 | 0 | -12.5669 | -12.5669 | 2590.5067 | 19376.9899 |  | 0
1971-01-20 | 0 | 0 | 0 | 0 | -12.5669 | -12.5669 | 2577.9398 | 19282.9898 |  | 0
1971-01-21 | 0 | 0 | 0 | 0 | -12.5669 | -12.5669 | 2565.3729 | 19188.9896 |  | 0
1971-01-22 | 0 | 0 | 0 | 0 | -12.5669 | -12.5669 | 2552.8061 | 19094.9895 |  | 0
1971-01-23 | 0 | 0 | 0 | 0 | -12.5669 | -12.5669 | 2540.2392 | 19000.9894 |  | 0
1971-01-24 | 0 | 0 | 0 | 0 | -12.5669 | -12.5669 | 2527.6724 | 18906.9893 |  | 0
1971-01-25 | 0 | 0 | 0 | 0 | -12.5669 | -12.5669 | 2515.1055 | 18812.9892 |  | 0
1971-01-26 | 0 | 0 | 0 | 0 | -12.5669 | -12.5669 | 2502.5386 | 18718.9891 |  | 0
1971-01-27 | 0 | 0 | 0 | 0 | -12.5669 | -12.5669 | 2489.9718 | 18624.989 |  | 0
1971-01-28 | 0 | 0 | 0 | 0 | -12.5669 | -12.5669 | 2477.4049 | 18530.9889 |  | 0
1971-01-29 | 0 | 0 | 0 | 0 | -12.5669 | -12.5669 | 2464.8381 | 18436.9887 |  | 0
1971-01-30 | 0 | 0 | 0 | 0 | -12.5669 | -12.5669 | 2452.2712 | 18342.9886 |  | 0
1971-01-31 | 0 | 0 | 0 | 0 | -12.5669 | -12.5669 | 2439.7043 | 18248.9885 |  | 0
1971-02-01 | 0 | 0 | 0 | 0 | -12.5669 | -12.5669 | 2427.1375 | 18154.9884 |  | 0
1971-02-02 | 0 | 0 | 0 | 0 | -12.5669 | -12.5669 | 2414.5706 | 18060.9883 |  | 0
1971-02-03 | 0 | 0 | 0 | 0 | -12.5669 | -12.5669 | 2402.0038 | 17966.9882 |  | 0
1971-02-04 | 0 | 0 | 0 | 0 | -12.5669 | -12.5669 | 2389.4369 | 17872.9881 |  | 0
1971-02-05 | 0 | 0 | 0 | 0 | -12.5669 | -12.5669 | 2376.87 | 17778.9879 |  | 0
1971-02-06 | 0 | 0 | 0 | 0 | -12.5669 | -12.5669 | 2364.3032 | 17684.9878 |  | 0
1971-02-07 | 0 | 0 | 0 | 0 | -12.5669 | -12.5669 | 2351.7363 | 17590.9877 |  | 0
1971-02-08 | 0 | 0 | 0 | 0 | -12.5669 | -12.5669 | 2339.1695 | 17496.9876 |  | 0
1971-02-09 | 0 | 0 | 0 | 0 | -12.5669 | -12.5669 | 2326.6026 | 17402.9875 |  | 0
1971-02-10 | 0 | 0 | 0 | 0 | -12.5669 | -12.5669 | 2314.0357 | 17308.9874 |  | 0
1971-02-11 | 0 | 0 | 0 | 0 | -12.5669 | -12.5669 | 2301.4689 | 17214.9873 |  | 0
1971-02-12 | 0 | 0 | 0 | 0 | -12.5669 | -12.5669 | 2288.902 | 17120.9872 |  | 0
1971-02-13 | 0 | 0 | 0 | 0 | -12.5669 | -12.5669 | 2276.3352 | 17026.987 |  | 0
1971-02-14 | 0 | 0 | 0 | 0 | -12.5669 | -12.5669 | 2263.7683 | 16932.9869 |  | 0
1971-02-15 | 0 | 0 | 0 | 0 | -12.5669 | -12.5669 | 2251.2014 | 16838.9868 |  | 0
1971-02-16 | 0 | 0 | 0 | 0 | -12.5669 | -12.5669 | 2238.6346 | 16744.9867 |  | 0
1971-02-17 | 0 | 0 | 0 | 0 | -12.5669 | -12.5669 | 2226.0677 | 16650.9866 |  | 0
1971-02-18 | 0.01 | 27.6 | 4.0107 | 4.0107 | 11.0224 | 11.0224 | 2237.0902 | 16733.4345 |  | 0
1971-02-19 | 0 | 0 | 0 | 0 | -12.5669 | -12.5669 | 2224.5233 | 16639.4344 |  | 0
1971-02-20 | 0.018333 | 50.6 | 4.0107 | 4.0107 | 34.0224 | 34.0224 | 2258.5458 | 16893.9223 |  | 0
1971-02-21 | 0.079167 | 218.5 | 4.0107 | 4.0107 | 201.9224 | 201.9224 | 2460.4682 | 18404.3021 |  | 0
1971-02-22 | 0 | 0 | 0 | 0 | -12.5669 | -12.5669 | 2447.9013 | 18310.302 |  | 0
1971-02-23 | 0 | 0 | 0 | 0 | -12.5669 | -12.5669 | 2435.3345 | 18216.3019 |  | 0
1971-02-24 | 0.005 | 13.8 | 4.0107 | 4.0107 | -2.7776 | -2.7776 | 2432.5569 | 18195.5258 |  | 0
1971-02-25 | 0 | 0 | 0 | 0 | -12.5669 | -12.5669 | 2419.9901 | 18101.5257 |  | 0
1971-02-26 | 0 | 0 | 0 | 0 | -12.5669 | -12.5669 | 2407.4232 | 18007.5256 |  | 0
1971-02-27 | 0 | 0 | 0 | 0 | -12.5669 | -12.5669 | 2394.8563 | 17913.5255 |  | 0
1971-02-28 | 0.0016667 | 4.6 | 4.0107 | 4.0107 | -11.9776 | -11.9776 | 2382.8788 | 17823.9334 |  | 0
1971-03-01 | 0 | 0 | 0 | 0 | -12.5669 | -12.5669 | 2370.3119 | 17729.9332 |  | 0
1971-03-02 | 0.0066667 | 18.4 | 4.0107 | 4.0107 | 1.8224 | 1.8224 | 2372.1344 | 17743.5651 |  | 0
1971-03-03 | 0 | 0 | 0 | 0 | -12.5669 | -12.5669 | 2359.5675 | 17649.565 |  | 0
1971-03-04 | 0 | 0 | 0 | 0 | -12.5669 | -12.5669 | 2347.0007 | 17555.5649 |  | 0
1971-03-05 | 0 | 0 | 0 | 0 | -12.5669 | -12.5669 | 2334.4338 | 17461.5648 |  | 0
1971-03-06 | 0 | 0 | 0 | 0 | -12.5669 | -12.5669 | 2321.8669 | 17367.5647 |  | 0
1971-03-07 | 0 | 0 | 0 | 0 | -12.5669 | -12.5669 | 2309.3001 | 17273.5646 |  | 0
1971-03-08 | 0 | 0 | 0 | 0 | -12.5669 | -12.5669 | 2296.7332 | 17179.5645 |  | 0
1971-03-09 | 0 | 0 | 0 | 0 | -12.5669 | -12.5669 | 2284.1664 | 17085.5643 |  | 0
1971-03-10 | 0 | 0 | 0 | 0 | -12.5669 | -12.5669 | 2271.5995 | 16991.5642 |  | 0
1971-03-11 | 0 | 0 | 0 | 0 | -12.5669 | -12.5669 | 2259.0326 | 16897.5641 |  | 0
1971-03-12 | 0 | 0 | 0 | 0 | -12.5669 | -12.5669 | 2246.4658 | 16803.564 |  | 0
1971-03-13 | 0 | 0 | 0 | 0 | -12.5669 | -12.5669 | 2233.8989 | 16709.5639 |  | 0
1971-03-14 | 0 | 0 | 0 | 0 | -12.5669 | -12.5669 | 2221.3321 | 16615.5638 |  | 0
1971-03-15 | 0 | 0 | 0 | 0 | -12.5669 | -12.5669 | 2208.7652 | 16521.5637 |  | 0
1971-03-16 | 0 | 0 | 0 | 0 | -12.5669 | -12.5669 | 2196.1983 | 16427.5635 |  | 0
1971-03-17 | 0 | 0 | 0 | 0 | -12.5669 | -12.5669 | 2183.6315 | 16333.5634 |  | 0
1971-03-18 | 0 | 0 | 0 | 0 | -12.5669 | -12.5669 | 2171.0646 | 16239.5633 |  | 0
1971-03-19 | 0 | 0 | 0 | 0 | -12.5669 | -12.5669 | 2158.4978 | 16145.5632 |  | 0
1971-03-20 | 0 | 0 | 0 | 0 | -12.5669 | -12.5669 | 2145.9309 | 16051.5631 |  | 0
1971-03-21 | 0 | 0 | 0 | 0 | -12.5669 | -12.5669 | 2133.364 | 15957.563 |  | 0
1971-03-22 | 0 | 0 | 0 | 0 | -12.5669 | -12.5669 | 2120.7972 | 15863.5629 |  | 0
1971-03-23 | 0 | 0 | 0 | 0 | -12.5669 | -12.5669 | 2108.2303 | 15769.5628 |  | 0
1971-03-24 | 0 | 0 | 0 | 0 | -12.5669 | -12.5669 | 2095.6635 | 15675.5626 |  | 0
1971-03-25 | 0.0033333 | 9.2 | 4.0107 | 4.0107 | -7.3776 | -7.3776 | 2088.2859 | 15620.3785 |  | 0
1971-03-26 | 0 | 0 | 0 | 0 | -12.5669 | -12.5669 | 2075.719 | 15526.3784 |  | 0
1971-03-27 | 0 | 0 | 0 | 0 | -12.5669 | -12.5669 | 2063.1522 | 15432.3783 |  | 0
1971-03-28 | 0 | 0 | 0 | 0 | -12.5669 | -12.5669 | 2050.5853 | 15338.3782 |  | 0
1971-03-29 | 0 | 0 | 0 | 0 | -12.5669 | -12.5669 | 2038.0185 | 15244.3781 |  | 0
1971-03-30 | 0 | 0 | 0 | 0 | -12.5669 | -12.5669 | 2025.4516 | 15150.378 |  | 0
1971-03-31 | 0 | 0 | 0 | 0 | -12.5669 | -12.5669 | 2012.8847 | 15056.3779 |  | 0
1971-04-01 | 0 | 0 | 0 | 0 | -12.5669 | -12.5669 | 2000.3179 | 14962.3777 |  | 0
1971-04-02 | 0 | 0 | 0 | 0 | -12.5669 | -12.5669 | 1987.751 | 14868.3776 |  | 0
1971-04-03 | 0 | 0 | 0 | 0 | -12.5669 | -12.5669 | 1975.1842 | 14774.3775 |  | 0
1971-04-04 | 0 | 0 | 0 | 0 | -12.5669 | -12.5669 | 1962.6173 | 14680.3774 |  | 0
1971-04-05 | 0 | 0 | 0 | 0 | -12.5669 | -12.5669 | 1950.0504 | 14586.3773 |  | 0
1971-04-06 | 0 | 0 | 0 | 0 | -12.5669 | -12.5669 | 1937.4836 | 14492.3772 |  | 0
1971-04-07 | 0 | 0 | 0 | 0 | -12.5669 | -12.5669 | 1924.9167 | 14398.3771 |  | 0
1971-04-08 | 0 | 0 | 0 | 0 | -12.5669 | -12.5669 | 1912.3499 | 14304.377 |  | 0
1971-04-09 | 0 | 0 | 0 | 0 | -12.5669 | -12.5669 | 1899.783 | 14210.3768 |  | 0
1971-04-10 | 0 | 0 | 0 | 0 | -12.5669 | -12.5669 | 1887.2161 | 14116.3767 |  | 0
1971-04-11 | 0 | 0 | 0 | 0 | -12.5669 | -12.5669 | 1874.6493 | 14022.3766 |  | 0
1971-04-12 | 0 | 0 | 0 | 0 | -12.5669 | -12.5669 | 1862.0824 | 13928.3765 |  | 0
1971-04-13 | 0 | 0 | 0 | 0 | -12.5669 | -12.5669 | 1849.5156 | 13834.3764 |  | 0
1971-04-14 | 0 | 0 | 0 | 0 | -12.5669 | -12.5669 | 1836.9487 | 13740.3763 |  | 0
1971-04-15 | 0 | 0 | 0 | 0 | -12.5669 | -12.5669 | 1824.3818 | 13646.3762 |  | 0
1971-04-16 | 0.010833 | 29.9 | 4.0107 | 4.0107 | 13.3224 | 13.3224 | 1837.7043 | 13746.0281 |  | 0
1971-04-17 | 0 | 0 | 0 | 0 | -12.5669 | -12.5669 | 1825.1374 | 13652.0279 |  | 0
1971-04-18 | 0 | 0 | 0 | 0 | -12.5669 | -12.5669 | 1812.5706 | 13558.0278 |  | 0
1971-04-19 | 0.041667 | 115 | 4.0107 | 4.0107 | 98.4224 | 98.4224 | 1910.993 | 14294.2277 |  | 0
1971-04-20 | 0.0058333 | 16.1 | 4.0107 | 4.0107 | -0.47756 | -0.47756 | 1910.5155 | 14290.6556 |  | 0
1971-04-21 | 0 | 0 | 0 | 0 | -12.5669 | -12.5669 | 1897.9486 | 14196.6555 |  | 0
1971-04-22 | 0.0033333 | 9.2 | 4.0107 | 4.0107 | -7.3776 | -7.3776 | 1890.571 | 14141.4714 |  | 0
1971-04-23 | 0 | 0 | 0 | 0 | -12.5669 | -12.5669 | 1878.0042 | 14047.4713 |  | 0
1971-04-24 | 0 | 0 | 0 | 0 | -12.5669 | -12.5669 | 1865.4373 | 13953.4711 |  | 0
1971-04-25 | 0 | 0 | 0 | 0 | -12.5669 | -12.5669 | 1852.8705 | 13859.471 |  | 0
1971-04-26 | 0 | 0 | 0 | 0 | -12.5669 | -12.5669 | 1840.3036 | 13765.4709 |  | 0
1971-04-27 | 0 | 0 | 0 | 0 | -12.5669 | -12.5669 | 1827.7367 | 13671.4708 |  | 0
1971-04-28 | 0 | 0 | 0 | 0 | -12.5669 | -12.5669 | 1815.1699 | 13577.4707 |  | 0
1971-04-29 | 0 | 0 | 0 | 0 | -12.5669 | -12.5669 | 1802.603 | 13483.4706 |  | 0
1971-04-30 | 0 | 0 | 0 | 0 | -12.5669 | -12.5669 | 1790.0362 | 13389.4705 |  | 0
1971-05-01 | 0 | 0 | 0 | 0 | -12.5669 | -12.5669 | 1777.4693 | 13295.4704 |  | 0
1971-05-02 | 0 | 0 | 0 | 0 | -12.5669 | -12.5669 | 1764.9024 | 13201.4702 |  | 0
1971-05-03 | 0 | 0 | 0 | 0 | -12.5669 | -12.5669 | 1752.3356 | 13107.4701 |  | 0
1971-05-04 | 0.0016667 | 4.6 | 4.0107 | 4.0107 | -11.9776 | -11.9776 | 1740.358 | 13017.878 |  | 0
1971-05-05 | 0 | 0 | 0 | 0 | -12.5669 | -12.5669 | 1727.7912 | 12923.8779 |  | 0
1971-05-06 | 0 | 0 | 0 | 0 | -12.5669 | -12.5669 | 1715.2243 | 12829.8778 |  | 0
1971-05-07 | 0 | 0 | 0 | 0 | -12.5669 | -12.5669 | 1702.6574 | 12735.8777 |  | 0
1971-05-08 | 0.0041667 | 11.5 | 4.0107 | 4.0107 | -5.0776 | -5.0776 | 1697.5799 | 12697.8976 |  | 0
1971-05-09 | 0.005 | 13.8 | 4.0107 | 4.0107 | -2.7776 | -2.7776 | 1694.8023 | 12677.1215 |  | 0
1971-05-10 | 0 | 0 | 0 | 0 | -12.5669 | -12.5669 | 1682.2355 | 12583.1213 |  | 0
1971-05-11 | 0 | 0 | 0 | 0 | -12.5669 | -12.5669 | 1669.6686 | 12489.1212 |  | 0
1971-05-12 | 0 | 0 | 0 | 0 | -12.5669 | -12.5669 | 1657.1018 | 12395.1211 |  | 0
1971-05-13 | 0 | 0 | 0 | 0 | -12.5669 | -12.5669 | 1644.5349 | 12301.121 |  | 0
1971-05-14 | 0 | 0 | 0 | 0 | -12.5669 | -12.5669 | 1631.968 | 12207.1209 |  | 0
1971-05-15 | 0 | 0 | 0 | 0 | -12.5669 | -12.5669 | 1619.4012 | 12113.1208 |  | 0
1971-05-16 | 0 | 0 | 0 | 0 | -12.5669 | -12.5669 | 1606.8343 | 12019.1207 |  | 0
1971-05-17 | 0 | 0 | 0 | 0 | -12.5669 | -12.5669 | 1594.2675 | 11925.1206 |  | 0
1971-05-18 | 0.0025 | 6.9 | 4.0107 | 4.0107 | -9.6776 | -9.6776 | 1584.5899 | 11852.7324 |  | 0
1971-05-19 | 0 | 0 | 0 | 0 | -12.5669 | -12.5669 | 1572.023 | 11758.7323 |  | 0
1971-05-20 | 0 | 0 | 0 | 0 | -12.5669 | -12.5669 | 1559.4562 | 11664.7322 |  | 0
1971-05-21 | 0 | 0 | 0 | 0 | -12.5669 | -12.5669 | 1546.8893 | 11570.7321 |  | 0
1971-05-22 | 0 | 0 | 0 | 0 | -12.5669 | -12.5669 | 1534.3225 | 11476.732 |  | 0
1971-05-23 | 0 | 0 | 0 | 0 | -12.5669 | -12.5669 | 1521.7556 | 11382.7319 |  | 0
1971-05-24 | 0 | 0 | 0 | 0 | -12.5669 | -12.5669 | 1509.1887 | 11288.7318 |  | 0
1971-05-25 | 0 | 0 | 0 | 0 | -12.5669 | -12.5669 | 1496.6219 | 11194.7317 |  | 0
1971-05-26 | 0 | 0 | 0 | 0 | -12.5669 | -12.5669 | 1484.055 | 11100.7315 |  | 0
1971-05-27 | 0.0083333 | 23 | 4.0107 | 4.0107 | 6.4224 | 6.4224 | 1490.4775 | 11148.7714 |  | 0
1971-05-28 | 0 | 0 | 0 | 0 | -12.5669 | -12.5669 | 1477.9106 | 11054.7713 |  | 0
1971-05-29 | 0.0091667 | 25.3 | 4.0107 | 4.0107 | 8.7224 | 8.7224 | 1486.633 | 11120.0152 |  | 0
1971-05-30 | 0.036667 | 101.2 | 4.0107 | 4.0107 | 84.6224 | 84.6224 | 1571.2555 | 11752.9911 |  | 0
1971-05-31 | 0.020833 | 57.5 | 4.0107 | 4.0107 | 40.9224 | 40.9224 | 1612.1779 | 12059.091 |  | 0
1971-06-01 | 0.0033333 | 9.2 | 4.0107 | 4.0107 | -7.3776 | -7.3776 | 1604.8004 | 12003.9069 |  | 0
1971-06-02 | 0 | 0 | 0 | 0 | -12.5669 | -12.5669 | 1592.2335 | 11909.9068 |  | 0
1971-06-03 | 0.00083333 | 2.3 | 4.0107 | 2.3 | -12.5669 | -12.5669 | 1579.6667 | 11815.9066 |  | 0
1971-06-04 | 0 | 0 | 0 | 0 | -12.5669 | -12.5669 | 1567.0998 | 11721.9065 |  | 0
1971-06-05 | 0 | 0 | 0 | 0 | -12.5669 | -12.5669 | 1554.5329 | 11627.9064 |  | 0
1971-06-06 | 0 | 0 | 0 | 0 | -12.5669 | -12.5669 | 1541.9661 | 11533.9063 |  | 0
1971-06-07 | 0.0083333 | 23 | 4.0107 | 4.0107 | 6.4224 | 6.4224 | 1548.3885 | 11581.9462 |  | 0
1971-06-08 | 0.021667 | 59.8 | 4.0107 | 4.0107 | 43.2224 | 43.2224 | 1591.611 | 11905.2501 |  | 0
1971-06-09 | 0 | 0 | 0 | 0 | -12.5669 | -12.5669 | 1579.0441 | 11811.25 |  | 0
1971-06-10 | 0 | 0 | 0 | 0 | -12.5669 | -12.5669 | 1566.4773 | 11717.2498 |  | 0
1971-06-11 | 0 | 0 | 0 | 0 | -12.5669 | -12.5669 | 1553.9104 | 11623.2497 |  | 0
1971-06-12 | 0 | 0 | 0 | 0 | -12.5669 | -12.5669 | 1541.3435 | 11529.2496 |  | 0
1971-06-13 | 0.0016667 | 4.6 | 4.0107 | 4.0107 | -11.9776 | -11.9776 | 1529.366 | 11439.6575 |  | 0
1971-06-14 | 0 | 0 | 0 | 0 | -12.5669 | -12.5669 | 1516.7991 | 11345.6574 |  | 0
1971-06-15 | 0.0016667 | 4.6 | 4.0107 | 4.0107 | -11.9776 | -11.9776 | 1504.8216 | 11256.0653 |  | 0
1971-06-16 | 0.0016667 | 4.6 | 4.0107 | 4.0107 | -11.9776 | -11.9776 | 1492.844 | 11166.4732 |  | 0
1971-06-17 | 0 | 0 | 0 | 0 | -12.5669 | -12.5669 | 1480.2771 | 11072.4731 |  | 0
1971-06-18 | 0 | 0 | 0 | 0 | -12.5669 | -12.5669 | 1467.7103 | 10978.4729 |  | 0
1971-06-19 | 0 | 0 | 0 | 0 | -12.5669 | -12.5669 | 1455.1434 | 10884.4728 |  | 0
1971-06-20 | 0.0016667 | 4.6 | 4.0107 | 4.0107 | -11.9776 | -11.9776 | 1443.1659 | 10794.8807 |  | 0
1971-06-21 | 0.0066667 | 18.4 | 4.0107 | 4.0107 | 1.8224 | 1.8224 | 1444.9883 | 10808.5126 |  | 0
1971-06-22 | 0 | 0 | 0 | 0 | -12.5669 | -12.5669 | 1432.4215 | 10714.5125 |  | 0
1971-06-23 | 0 | 0 | 0 | 0 | -12.5669 | -12.5669 | 1419.8546 | 10620.5124 |  | 0
1971-06-24 | 0 | 0 | 0 | 0 | -12.5669 | -12.5669 | 1407.2877 | 10526.5123 |  | 0
1971-06-25 | 0 | 0 | 0 | 0 | -12.5669 | -12.5669 | 1394.7209 | 10432.5122 |  | 0
1971-06-26 | 0 | 0 | 0 | 0 | -12.5669 | -12.5669 | 1382.154 | 10338.512 |  | 0
1971-06-27 | 0 | 0 | 0 | 0 | -12.5669 | -12.5669 | 1369.5872 | 10244.5119 |  | 0
1971-06-28 | 0.005 | 13.8 | 4.0107 | 4.0107 | -2.7776 | -2.7776 | 1366.8096 | 10223.7358 |  | 0
1971-06-29 | 0 | 0 | 0 | 0 | -12.5669 | -12.5669 | 1354.2427 | 10129.7357 |  | 0
1971-06-30 | 0 | 0 | 0 | 0 | -12.5669 | -12.5669 | 1341.6759 | 10035.7356 |  | 0
1971-07-01 | 0 | 0 | 0 | 0 | -12.5669 | -12.5669 | 1329.109 | 9941.7355 |  | 0
1971-07-02 | 0.020833 | 57.5 | 4.0107 | 4.0107 | 40.9224 | 40.9224 | 1370.0315 | 10247.8354 |  | 0
1971-07-03 | 0 | 0 | 0 | 0 | -12.5669 | -12.5669 | 1357.4646 | 10153.8353 |  | 0
1971-07-04 | 0 | 0 | 0 | 0 | -12.5669 | -12.5669 | 1344.8977 | 10059.8351 |  | 0
1971-07-05 | 0 | 0 | 0 | 0 | -12.5669 | -12.5669 | 1332.3309 | 9965.835 |  | 0
1971-07-06 | 0 | 0 | 0 | 0 | -12.5669 | -12.5669 | 1319.764 | 9871.8349 |  | 0
1971-07-07 | 0 | 0 | 0 | 0 | -12.5669 | -12.5669 | 1307.1972 | 9777.8348 |  | 0
1971-07-08 | 0 | 0 | 0 | 0 | -12.5669 | -12.5669 | 1294.6303 | 9683.8347 |  | 0
1971-07-09 | 0 | 0 | 0 | 0 | -12.5669 | -12.5669 | 1282.0634 | 9589.8346 |  | 0
1971-07-10 | 0 | 0 | 0 | 0 | -12.5669 | -12.5669 | 1269.4966 | 9495.8345 |  | 0
1971-07-11 | 0 | 0 | 0 | 0 | -12.5669 | -12.5669 | 1256.9297 | 9401.8344 |  | 0
1971-07-12 | 0 | 0 | 0 | 0 | -12.5669 | -12.5669 | 1244.3629 | 9307.8342 |  | 0
1971-07-13 | 0 | 0 | 0 | 0 | -12.5669 | -12.5669 | 1231.796 | 9213.8341 |  | 0
1971-07-14 | 0 | 0 | 0 | 0 | -12.5669 | -12.5669 | 1219.2291 | 9119.834 |  | 0
1971-07-15 | 0 | 0 | 0 | 0 | -12.5669 | -12.5669 | 1206.6623 | 9025.8339 |  | 0
1971-07-16 | 0 | 0 | 0 | 0 | -12.5669 | -12.5669 | 1194.0954 | 8931.8338 |  | 0
1971-07-17 | 0 | 0 | 0 | 0 | -12.5669 | -12.5669 | 1181.5286 | 8837.8337 |  | 0
1971-07-18 | 0 | 0 | 0 | 0 | -12.5669 | -12.5669 | 1168.9617 | 8743.8336 |  | 0
1971-07-19 | 0 | 0 | 0 | 0 | -12.5669 | -12.5669 | 1156.3948 | 8649.8334 |  | 0
1971-07-20 | 0 | 0 | 0 | 0 | -12.5669 | -12.5669 | 1143.828 | 8555.8333 |  | 0
1971-07-21 | 0 | 0 | 0 | 0 | -12.5669 | -12.5669 | 1131.2611 | 8461.8332 |  | 0
1971-07-22 | 0.00083333 | 2.3 | 4.0107 | 2.3 | -12.5669 | -12.5669 | 1118.6943 | 8367.8331 |  | 0
1971-07-23 | 0.11417 | 315.1 | 4.0107 | 4.0107 | 298.5224 | 298.5224 | 1417.2167 | 10600.781 |  | 0
1971-07-24 | 0 | 0 | 0 | 0 | -12.5669 | -12.5669 | 1404.6499 | 10506.7809 |  | 0
1971-07-25 | 0 | 0 | 0 | 0 | -12.5669 | -12.5669 | 1392.083 | 10412.7808 |  | 0
1971-07-26 | 0.01 | 27.6 | 4.0107 | 4.0107 | 11.0224 | 11.0224 | 1403.1054 | 10495.2287 |  | 0
1971-07-27 | 0 | 0 | 0 | 0 | -12.5669 | -12.5669 | 1390.5386 | 10401.2285 |  | 0
1971-07-28 | 0.005 | 13.8 | 4.0107 | 4.0107 | -2.7776 | -2.7776 | 1387.761 | 10380.4524 |  | 0
1971-07-29 | 0.0016667 | 4.6 | 4.0107 | 4.0107 | -11.9776 | -11.9776 | 1375.7835 | 10290.8603 |  | 0
1971-07-30 | 0 | 0 | 0 | 0 | -12.5669 | -12.5669 | 1363.2166 | 10196.8602 |  | 0
1971-07-31 | 0 | 0 | 0 | 0 | -12.5669 | -12.5669 | 1350.6497 | 10102.8601 |  | 0
1971-08-01 | 0 | 0 | 0 | 0 | -12.5669 | -12.5669 | 1338.0829 | 10008.86 |  | 0
1971-08-02 | 0 | 0 | 0 | 0 | -12.5669 | -12.5669 | 1325.516 | 9914.8599 |  | 0
1971-08-03 | 0 | 0 | 0 | 0 | -12.5669 | -12.5669 | 1312.9492 | 9820.8598 |  | 0
1971-08-04 | 0 | 0 | 0 | 0 | -12.5669 | -12.5669 | 1300.3823 | 9726.8596 |  | 0
1971-08-05 | 0 | 0 | 0 | 0 | -12.5669 | -12.5669 | 1287.8154 | 9632.8595 |  | 0
1971-08-06 | 0.0875 | 241.5 | 4.0107 | 4.0107 | 224.9224 | 224.9224 | 1512.7379 | 11315.2794 |  | 0
1971-08-07 | 0 | 0 | 0 | 0 | -12.5669 | -12.5669 | 1500.171 | 11221.2793 |  | 0
1971-08-08 | 0 | 0 | 0 | 0 | -12.5669 | -12.5669 | 1487.6042 | 11127.2792 |  | 0
1971-08-09 | 0 | 0 | 0 | 0 | -12.5669 | -12.5669 | 1475.0373 | 11033.2791 |  | 0
1971-08-10 | 0 | 0 | 0 | 0 | -12.5669 | -12.5669 | 1462.4705 | 10939.279 |  | 0
1971-08-11 | 0 | 0 | 0 | 0 | -12.5669 | -12.5669 | 1449.9036 | 10845.2789 |  | 0
1971-08-12 | 0.00083333 | 2.3 | 4.0107 | 2.3 | -12.5669 | -12.5669 | 1437.3367 | 10751.2787 |  | 0
1971-08-13 | 0 | 0 | 0 | 0 | -12.5669 | -12.5669 | 1424.7699 | 10657.2786 |  | 0
1971-08-14 | 0.063333 | 174.8 | 4.0107 | 4.0107 | 158.2224 | 158.2224 | 1582.9923 | 11840.7825 |  | 0
1971-08-15 | 0.37667 | 1039.6 | 4.0107 | 4.0107 | 1023.0224 | 1023.0224 | 2606.0148 | 19492.9904 |  | 0
1971-08-16 | 0 | 0 | 0 | 0 | -12.5669 | -12.5669 | 2593.4479 | 19398.9903 |  | 0
1971-08-17 | 0 | 0 | 0 | 0 | -12.5669 | -12.5669 | 2580.881 | 19304.9902 |  | 0
1971-08-18 | 0 | 0 | 0 | 0 | -12.5669 | -12.5669 | 2568.3142 | 19210.9901 |  | 0
1971-08-19 | 0 | 0 | 0 | 0 | -12.5669 | -12.5669 | 2555.7473 | 19116.99 |  | 0
1971-08-20 | 0 | 0 | 0 | 0 | -12.5669 | -12.5669 | 2543.1805 | 19022.9898 |  | 0
1971-08-21 | 0 | 0 | 0 | 0 | -12.5669 | -12.5669 | 2530.6136 | 18928.9897 |  | 0
1971-08-22 | 0 | 0 | 0 | 0 | -12.5669 | -12.5669 | 2518.0467 | 18834.9896 |  | 0
1971-08-23 | 0.043333 | 119.6 | 4.0107 | 4.0107 | 103.0224 | 103.0224 | 2621.0692 | 19605.5975 |  | 0
1971-08-24 | 0.04 | 110.4 | 4.0107 | 4.0107 | 93.8224 | 93.8224 | 2714.8916 | 20307.3894 |  | 0
1971-08-25 | 0.0225 | 62.1 | 4.0107 | 4.0107 | 45.5224 | 45.5224 | 2760.4141 | 20647.8973 |  | 0
1971-08-26 | 0 | 0 | 0 | 0 | -12.5669 | -12.5669 | 2747.8472 | 20553.8972 |  | 0
1971-08-27 | 0 | 0 | 0 | 0 | -12.5669 | -12.5669 | 2735.2804 | 20459.897 |  | 0
1971-08-28 | 0 | 0 | 0 | 0 | -12.5669 | -12.5669 | 2722.7135 | 20365.8969 |  | 0
1971-08-29 | 0 | 0 | 0 | 0 | -12.5669 | -12.5669 | 2710.1466 | 20271.8968 |  | 0
1971-08-30 | 0 | 0 | 0 | 0 | -12.5669 | -12.5669 | 2697.5798 | 20177.8967 |  | 0
1971-08-31 | 0 | 0 | 0 | 0 | -12.5669 | -12.5669 | 2685.0129 | 20083.8966 |  | 0
1971-09-01 | 0 | 0 | 0 | 0 | -12.5669 | -12.5669 | 2672.4461 | 19989.8965 |  | 0
1971-09-02 | 0 | 0 | 0 | 0 | -12.5669 | -12.5669 | 2659.8792 | 19895.8964 |  | 0
1971-09-03 | 0 | 0 | 0 | 0 | -12.5669 | -12.5669 | 2647.3123 | 19801.8963 |  | 0
1971-09-04 | 0.16417 | 453.1 | 4.0107 | 4.0107 | 436.5224 | 436.5224 | 3083.8348 | 23067.0841 |  | 0
1971-09-05 | 0 | 0 | 0 | 0 | -12.5669 | -12.5669 | 3071.2679 | 22973.084 |  | 0
1971-09-06 | 0 | 0 | 0 | 0 | -12.5669 | -12.5669 | 3058.7011 | 22879.0839 |  | 0
1971-09-07 | 0 | 0 | 0 | 0 | -12.5669 | -12.5669 | 3046.1342 | 22785.0838 |  | 0
1971-09-08 | 0 | 0 | 0 | 0 | -12.5669 | -12.5669 | 3033.5673 | 22691.0837 |  | 0
1971-09-09 | 0 | 0 | 0 | 0 | -12.5669 | -12.5669 | 3021.0005 | 22597.0836 |  | 0
1971-09-10 | 0 | 0 | 0 | 0 | -12.5669 | -12.5669 | 3008.4336 | 22503.0835 |  | 0
1971-09-11 | 0 | 0 | 0 | 0 | -12.5669 | -12.5669 | 2995.8668 | 22409.0834 |  | 0
1971-09-12 | 0 | 0 | 0 | 0 | -12.5669 | -12.5669 | 2983.2999 | 22315.0832 |  | 0
1971-09-13 | 0 | 0 | 0 | 0 | -12.5669 | -12.5669 | 2970.733 | 22221.0831 |  | 0
1971-09-14 | 0 | 0 | 0 | 0 | -12.5669 | -12.5669 | 2958.1662 | 22127.083 |  | 0
1971-09-15 | 0 | 0 | 0 | 0 | -12.5669 | -12.5669 | 2945.5993 | 22033.0829 |  | 0
1971-09-16 | 0 | 0 | 0 | 0 | -12.5669 | -12.5669 | 2933.0325 | 21939.0828 |  | 0
1971-09-17 | 0.0375 | 103.5 | 4.0107 | 4.0107 | 86.9224 | 86.9224 | 3019.9549 | 22589.2627 |  | 0
1971-09-18 | 0.039167 | 108.1 | 4.0107 | 4.0107 | 91.5224 | 91.5224 | 3111.4773 | 23273.8506 |  | 0
1971-09-19 | 0.0075 | 20.7 | 4.0107 | 4.0107 | 4.1224 | 4.1224 | 3115.5998 | 23304.6865 |  | 0
1971-09-20 | 0 | 0 | 0 | 0 | -12.5669 | -12.5669 | 3103.0329 | 23210.6863 |  | 0
1971-09-21 | 0 | 0 | 0 | 0 | -12.5669 | -12.5669 | 3090.4661 | 23116.6862 |  | 0
1971-09-22 | 0.10167 | 280.6 | 4.0107 | 4.0107 | 264.0224 | 264.0224 | 3354.4885 | 25091.5741 |  | 0
1971-09-23 | 0.035 | 96.6 | 4.0107 | 4.0107 | 80.0224 | 80.0224 | 3434.511 | 25690.142 |  | 0
1971-09-24 | 0.030833 | 85.1 | 4.0107 | 4.0107 | 68.5224 | 68.5224 | 3503.0334 | 26202.6899 |  | 0
1971-09-25 | 0.011667 | 32.2 | 4.0107 | 4.0107 | 15.6224 | 15.6224 | 3518.6559 | 26319.5458 |  | 0
1971-09-26 | 0 | 0 | 0 | 0 | -12.5669 | -12.5669 | 3506.089 | 26225.5457 |  | 0
1971-09-27 | 0 | 0 | 0 | 0 | -12.5669 | -12.5669 | 3493.5221 | 26131.5456 |  | 0
1971-09-28 | 0 | 0 | 0 | 0 | -12.5669 | -12.5669 | 3480.9553 | 26037.5454 |  | 0
1971-09-29 | 0 | 0 | 0 | 0 | -12.5669 | -12.5669 | 3468.3884 | 25943.5453 |  | 0
1971-09-30 | 0 | 0 | 0 | 0 | -12.5669 | -12.5669 | 3455.8216 | 25849.5452 |  | 0
1971-10-01 | 0 | 0 | 0 | 0 | -12.5669 | -12.5669 | 3443.2547 | 25755.5451 |  | 0
1971-10-02 | 0.16417 | 453.1 | 4.0107 | 4.0107 | 436.5224 | 436.5224 | 3879.7771 | 29020.733 |  | 0
1971-10-03 | 0.0075 | 20.7 | 4.0107 | 4.0107 | 4.1224 | 4.1224 | 3883.8996 | 29051.5689 |  | 0
1971-10-04 | 0 | 0 | 0 | 0 | -12.5669 | -12.5669 | 3871.3327 | 28957.5688 |  | 0
1971-10-05 | 0 | 0 | 0 | 0 | -12.5669 | -12.5669 | 3858.7659 | 28863.5687 |  | 0
1971-10-06 | 0 | 0 | 0 | 0 | -12.5669 | -12.5669 | 3846.199 | 28769.5685 |  | 0
1971-10-07 | 0 | 0 | 0 | 0 | -12.5669 | -12.5669 | 3833.6321 | 28675.5684 |  | 0
1971-10-08 | 0.0058333 | 16.1 | 4.0107 | 4.0107 | -0.47756 | -0.47756 | 3833.1546 | 28671.9963 |  | 0
1971-10-09 | 0 | 0 | 0 | 0 | -12.5669 | -12.5669 | 3820.5877 | 28577.9962 |  | 0
1971-10-10 | 0 | 0 | 0 | 0 | -12.5669 | -12.5669 | 3808.0209 | 28483.9961 |  | 0
1971-10-11 | 0 | 0 | 0 | 0 | -12.5669 | -12.5669 | 3795.454 | 28389.996 |  | 0
1971-10-12 | 0 | 0 | 0 | 0 | -12.5669 | -12.5669 | 3782.8871 | 28295.9959 |  | 0
1971-10-13 | 0 | 0 | 0 | 0 | -12.5669 | -12.5669 | 3770.3203 | 28201.9957 |  | 0
1971-10-14 | 0 | 0 | 0 | 0 | -12.5669 | -12.5669 | 3757.7534 | 28107.9956 |  | 0
1971-10-15 | 0 | 0 | 0 | 0 | -12.5669 | -12.5669 | 3745.1866 | 28013.9955 |  | 0
1971-10-16 | 0 | 0 | 0 | 0 | -12.5669 | -12.5669 | 3732.6197 | 27919.9954 |  | 0
1971-10-17 | 0 | 0 | 0 | 0 | -12.5669 | -12.5669 | 3720.0528 | 27825.9953 |  | 0
1971-10-18 | 0.0075 | 20.7 | 4.0107 | 4.0107 | 4.1224 | 4.1224 | 3724.1753 | 27856.8312 |  | 0
1971-10-19 | 0.11167 | 308.2 | 4.0107 | 4.0107 | 291.6224 | 291.6224 | 3997.8631 | 29904.0163 |  | 5.3677
1971-10-20 | 0 | 0 | 0 | 0 | -12.5669 | -12.5669 | 3985.2963 | 29810.0162 |  | 0
1971-10-21 | 0 | 0 | 0 | 0 | -12.5669 | -12.5669 | 3972.7294 | 29716.0161 |  | 0
1971-10-22 | 0.0083333 | 23 | 4.0107 | 4.0107 | 6.4224 | 6.4224 | 3979.1519 | 29764.0559 |  | 0
1971-10-23 | 0 | 0 | 0 | 0 | -12.5669 | -12.5669 | 3966.585 | 29670.0558 |  | 0
1971-10-24 | 0 | 0 | 0 | 0 | -12.5669 | -12.5669 | 3954.0181 | 29576.0557 |  | 0
1971-10-25 | 0 | 0 | 0 | 0 | -12.5669 | -12.5669 | 3941.4513 | 29482.0556 |  | 0
1971-10-26 | 0.044167 | 121.9 | 4.0107 | 4.0107 | 105.3224 | 105.3224 | 3997.8631 | 29904.0163 |  | 36.3437
1971-10-27 | 0 | 0 | 0 | 0 | -12.5669 | -12.5669 | 3985.2963 | 29810.0162 |  | 0
1971-10-28 | 0 | 0 | 0 | 0 | -12.5669 | -12.5669 | 3972.7294 | 29716.0161 |  | 0
1971-10-29 | 0 | 0 | 0 | 0 | -12.5669 | -12.5669 | 3960.1626 | 29622.0159 |  | 0
1971-10-30 | 0.0016667 | 4.6 | 4.0107 | 4.0107 | -11.9776 | -11.9776 | 3948.185 | 29532.4238 |  | 0
1971-10-31 | 0 | 0 | 0 | 0 | -12.5669 | -12.5669 | 3935.6181 | 29438.4237 |  | 0
1971-11-01 | 0 | 0 | 0 | 0 | -12.5669 | -12.5669 | 3923.0513 | 29344.4236 |  | 0
1971-11-02 | 0 | 0 | 0 | 0 | -12.5669 | -12.5669 | 3910.4844 | 29250.4235 |  | 0
1971-11-03 | 0 | 0 | 0 | 0 | -12.5669 | -12.5669 | 3897.9176 | 29156.4234 |  | 0
1971-11-04 | 0 | 0 | 0 | 0 | -12.5669 | -12.5669 | 3885.3507 | 29062.4233 |  | 0
1971-11-05 | 0 | 0 | 0 | 0 | -12.5669 | -12.5669 | 3872.7838 | 28968.4232 |  | 0
1971-11-06 | 0 | 0 | 0 | 0 | -12.5669 | -12.5669 | 3860.217 | 28874.423 |  | 0
1971-11-07 | 0 | 0 | 0 | 0 | -12.5669 | -12.5669 | 3847.6501 | 28780.4229 |  | 0
1971-11-08 | 0 | 0 | 0 | 0 | -12.5669 | -12.5669 | 3835.0833 | 28686.4228 |  | 0
1971-11-09 | 0 | 0 | 0 | 0 | -12.5669 | -12.5669 | 3822.5164 | 28592.4227 |  | 0
1971-11-10 | 0 | 0 | 0 | 0 | -12.5669 | -12.5669 | 3809.9495 | 28498.4226 |  | 0
1971-11-11 | 0 | 0 | 0 | 0 | -12.5669 | -12.5669 | 3797.3827 | 28404.4225 |  | 0
1971-11-12 | 0 | 0 | 0 | 0 | -12.5669 | -12.5669 | 3784.8158 | 28310.4224 |  | 0
1971-11-13 | 0 | 0 | 0 | 0 | -12.5669 | -12.5669 | 3772.249 | 28216.4223 |  | 0
1971-11-14 | 0 | 0 | 0 | 0 | -12.5669 | -12.5669 | 3759.6821 | 28122.4221 |  | 0
1971-11-15 | 0 | 0 | 0 | 0 | -12.5669 | -12.5669 | 3747.1152 | 28028.422 |  | 0
1971-11-16 | 0 | 0 | 0 | 0 | -12.5669 | -12.5669 | 3734.5484 | 27934.4219 |  | 0
1971-11-17 | 0.02 | 55.2 | 4.0107 | 4.0107 | 38.6224 | 38.6224 | 3773.1708 | 28223.3178 |  | 0
1971-11-18 | 0 | 0 | 0 | 0 | -12.5669 | -12.5669 | 3760.604 | 28129.3177 |  | 0
1971-11-19 | 0 | 0 | 0 | 0 | -12.5669 | -12.5669 | 3748.0371 | 28035.3176 |  | 0
1971-11-20 | 0 | 0 | 0 | 0 | -12.5669 | -12.5669 | 3735.4702 | 27941.3175 |  | 0
1971-11-21 | 0 | 0 | 0 | 0 | -12.5669 | -12.5669 | 3722.9034 | 27847.3174 |  | 0
1971-11-22 | 0.0225 | 62.1 | 4.0107 | 4.0107 | 45.5224 | 45.5224 | 3768.4258 | 28187.8252 |  | 0
1971-11-23 | 0 | 0 | 0 | 0 | -12.5669 | -12.5669 | 3755.859 | 28093.8251 |  | 0
1971-11-24 | 0 | 0 | 0 | 0 | -12.5669 | -12.5669 | 3743.2921 | 27999.825 |  | 0
1971-11-25 | 0 | 0 | 0 | 0 | -12.5669 | -12.5669 | 3730.7253 | 27905.8249 |  | 0
1971-11-26 | 0 | 0 | 0 | 0 | -12.5669 | -12.5669 | 3718.1584 | 27811.8248 |  | 0
1971-11-27 | 0 | 0 | 0 | 0 | -12.5669 | -12.5669 | 3705.5915 | 27717.8247 |  | 0
1971-11-28 | 0 | 0 | 0 | 0 | -12.5669 | -12.5669 | 3693.0247 | 27623.8246 |  | 0
1971-11-29 | 0 | 0 | 0 | 0 | -12.5669 | -12.5669 | 3680.4578 | 27529.8245 |  | 0
1971-11-30 | 0.033333 | 92 | 4.0107 | 4.0107 | 75.4224 | 75.4224 | 3755.8803 | 28093.9843 |  | 0
1971-12-01 | 0 | 0 | 0 | 0 | -12.5669 | -12.5669 | 3743.3134 | 27999.9842 |  | 0
1971-12-02 | 0.1 | 276 | 4.0107 | 4.0107 | 259.4224 | 259.4224 | 4002.7358 | 29940.4641 |  | 0
1971-12-03 | 0 | 0 | 0 | 0 | -12.5669 | -12.5669 | 3990.169 | 29846.464 |  | 0
1971-12-04 | 0 | 0 | 0 | 0 | -12.5669 | -12.5669 | 3977.6021 | 29752.4639 |  | 0
1971-12-05 | 0.033333 | 92 | 4.0107 | 4.0107 | 75.4224 | 75.4224 | 3997.8631 | 29904.0163 |  | 42.5946
1971-12-06 | 0 | 0 | 0 | 0 | -12.5669 | -12.5669 | 3985.2963 | 29810.0162 |  | 0
1971-12-07 | 0 | 0 | 0 | 0 | -12.5669 | -12.5669 | 3972.7294 | 29716.0161 |  | 0
1971-12-08 | 0.055833 | 154.1 | 4.0107 | 4.0107 | 137.5224 | 137.5224 | 3997.8631 | 29904.0163 |  | 99.8219
1971-12-09 | 0.0375 | 103.5 | 4.0107 | 4.0107 | 86.9224 | 86.9224 | 3997.8631 | 29904.0163 |  | 74.3556
1971-12-10 | 0.0066667 | 18.4 | 4.0107 | 4.0107 | 1.8224 | 1.8224 | 3999.6856 | 29917.6482 |  | 0
1971-12-11 | 0 | 0 | 0 | 0 | -12.5669 | -12.5669 | 3987.1187 | 29823.6481 |  | 0
1971-12-12 | 0 | 0 | 0 | 0 | -12.5669 | -12.5669 | 3974.5519 | 29729.6479 |  | 0
1971-12-13 | 0 | 0 | 0 | 0 | -12.5669 | -12.5669 | 3961.985 | 29635.6478 |  | 0
1971-12-14 | 0.041667 | 115 | 4.0107 | 4.0107 | 98.4224 | 98.4224 | 3997.8631 | 29904.0163 |  | 49.9774
1971-12-15 | 0 | 0 | 0 | 0 | -12.5669 | -12.5669 | 3985.2963 | 29810.0162 |  | 0
1971-12-16 | 0 | 0 | 0 | 0 | -12.5669 | -12.5669 | 3972.7294 | 29716.0161 |  | 0
1971-12-17 | 0 | 0 | 0 | 0 | -12.5669 | -12.5669 | 3960.1626 | 29622.0159 |  | 0
1971-12-18 | 0 | 0 | 0 | 0 | -12.5669 | -12.5669 | 3947.5957 | 29528.0158 |  | 0
1971-12-19 | 0 | 0 | 0 | 0 | -12.5669 | -12.5669 | 3935.0288 | 29434.0157 |  | 0
1971-12-20 | 0 | 0 | 0 | 0 | -12.5669 | -12.5669 | 3922.462 | 29340.0156 |  | 0
1971-12-21 | 0 | 0 | 0 | 0 | -12.5669 | -12.5669 | 3909.8951 | 29246.0155 |  | 0
1971-12-22 | 0 | 0 | 0 | 0 | -12.5669 | -12.5669 | 3897.3283 | 29152.0154 |  | 0
1971-12-23 | 0 | 0 | 0 | 0 | -12.5669 | -12.5669 | 3884.7614 | 29058.0153 |  | 0
1971-12-24 | 0 | 0 | 0 | 0 | -12.5669 | -12.5669 | 3872.1945 | 28964.0152 |  | 0
1971-12-25 | 0 | 0 | 0 | 0 | -12.5669 | -12.5669 | 3859.6277 | 28870.015 |  | 0
1971-12-26 | 0 | 0 | 0 | 0 | -12.5669 | -12.5669 | 3847.0608 | 28776.0149 |  | 0
1971-12-27 | 0 | 0 | 0 | 0 | -12.5669 | -12.5669 | 3834.494 | 28682.0148 |  | 0
1971-12-28 | 0 | 0 | 0 | 0 | -12.5669 | -12.5669 | 3821.9271 | 28588.0147 |  | 0
1971-12-29 | 0.0058333 | 16.1 | 4.0107 | 4.0107 | -0.47756 | -0.47756 | 3821.4495 | 28584.4426 |  | 0
1971-12-30 | 0 | 0 | 0 | 0 | -12.5669 | -12.5669 | 3808.8827 | 28490.4425 |  | 0
1971-12-31 | 0 | 0 | 0 | 0 | -12.5669 | -12.5669 | 3796.3158 | 28396.4424 |  | 0
1972-01-01 | 0.0016667 | 4.6 | 4.0107 | 4.0107 | -11.9776 | -11.9776 | 3784.3383 | 28306.8503 |  | 0
1972-01-02 | 0 | 0 | 0 | 0 | -12.5669 | -12.5669 | 3771.7714 | 28212.8501 |  | 0
1972-01-03 | 0 | 0 | 0 | 0 | -12.5669 | -12.5669 | 3759.2045 | 28118.85 |  | 0
1972-01-04 | 0.0033333 | 9.2 | 4.0107 | 4.0107 | -7.3776 | -7.3776 | 3751.827 | 28063.6659 |  | 0
1972-01-05 | 0 | 0 | 0 | 0 | -12.5669 | -12.5669 | 3739.2601 | 27969.6658 |  | 0
1972-01-06 | 0 | 0 | 0 | 0 | -12.5669 | -12.5669 | 3726.6933 | 27875.6657 |  | 0
1972-01-07 | 0 | 0 | 0 | 0 | -12.5669 | -12.5669 | 3714.1264 | 27781.6656 |  | 0
1972-01-08 | 0 | 0 | 0 | 0 | -12.5669 | -12.5669 | 3701.5596 | 27687.6655 |  | 0
1972-01-09 | 0 | 0 | 0 | 0 | -12.5669 | -12.5669 | 3688.9927 | 27593.6654 |  | 0
1972-01-10 | 0 | 0 | 0 | 0 | -12.5669 | -12.5669 | 3676.4258 | 27499.6652 |  | 0
1972-01-11 | 0 | 0 | 0 | 0 | -12.5669 | -12.5669 | 3663.859 | 27405.6651 |  | 0
1972-01-12 | 0 | 0 | 0 | 0 | -12.5669 | -12.5669 | 3651.2921 | 27311.665 |  | 0
1972-01-13 | 0 | 0 | 0 | 0 | -12.5669 | -12.5669 | 3638.7253 | 27217.6649 |  | 0
1972-01-14 | 0 | 0 | 0 | 0 | -12.5669 | -12.5669 | 3626.1584 | 27123.6648 |  | 0
1972-01-15 | 0 | 0 | 0 | 0 | -12.5669 | -12.5669 | 3613.5915 | 27029.6647 |  | 0
1972-01-16 | 0 | 0 | 0 | 0 | -12.5669 | -12.5669 | 3601.0247 | 26935.6646 |  | 0
1972-01-17 | 0 | 0 | 0 | 0 | -12.5669 | -12.5669 | 3588.4578 | 26841.6645 |  | 0
1972-01-18 | 0 | 0 | 0 | 0 | -12.5669 | -12.5669 | 3575.891 | 26747.6643 |  | 0
1972-01-19 | 0 | 0 | 0 | 0 | -12.5669 | -12.5669 | 3563.3241 | 26653.6642 |  | 0
1972-01-20 | 0 | 0 | 0 | 0 | -12.5669 | -12.5669 | 3550.7572 | 26559.6641 |  | 0
1972-01-21 | 0 | 0 | 0 | 0 | -12.5669 | -12.5669 | 3538.1904 | 26465.664 |  | 0
1972-01-22 | 0 | 0 | 0 | 0 | -12.5669 | -12.5669 | 3525.6235 | 26371.6639 |  | 0
1972-01-23 | 0 | 0 | 0 | 0 | -12.5669 | -12.5669 | 3513.0567 | 26277.6638 |  | 0
1972-01-24 | 0 | 0 | 0 | 0 | -12.5669 | -12.5669 | 3500.4898 | 26183.6637 |  | 0
1972-01-25 | 0 | 0 | 0 | 0 | -12.5669 | -12.5669 | 3487.9229 | 26089.6635 |  | 0
1972-01-26 | 0.0033333 | 9.2 | 4.0107 | 4.0107 | -7.3776 | -7.3776 | 3480.5454 | 26034.4794 |  | 0
1972-01-27 | 0.0033333 | 9.2 | 4.0107 | 4.0107 | -7.3776 | -7.3776 | 3473.1678 | 25979.2953 |  | 0
1972-01-28 | 0 | 0 | 0 | 0 | -12.5669 | -12.5669 | 3460.601 | 25885.2952 |  | 0
1972-01-29 | 0 | 0 | 0 | 0 | -12.5669 | -12.5669 | 3448.0341 | 25791.2951 |  | 0
1972-01-30 | 0 | 0 | 0 | 0 | -12.5669 | -12.5669 | 3435.4672 | 25697.295 |  | 0
1972-01-31 | 0.0025 | 6.9 | 4.0107 | 4.0107 | -9.6776 | -9.6776 | 3425.7897 | 25624.9069 |  | 0
1972-02-01 | 0.0016667 | 4.6 | 4.0107 | 4.0107 | -11.9776 | -11.9776 | 3413.8121 | 25535.3148 |  | 0
1972-02-02 | 0 | 0 | 0 | 0 | -12.5669 | -12.5669 | 3401.2453 | 25441.3146 |  | 0
1972-02-03 | 0 | 0 | 0 | 0 | -12.5669 | -12.5669 | 3388.6784 | 25347.3145 |  | 0
1972-02-04 | 0 | 0 | 0 | 0 | -12.5669 | -12.5669 | 3376.1116 | 25253.3144 |  | 0
1972-02-05 | 0 | 0 | 0 | 0 | -12.5669 | -12.5669 | 3363.5447 | 25159.3143 |  | 0
1972-02-06 | 0 | 0 | 0 | 0 | -12.5669 | -12.5669 | 3350.9778 | 25065.3142 |  | 0
1972-02-07 | 0 | 0 | 0 | 0 | -12.5669 | -12.5669 | 3338.411 | 24971.3141 |  | 0
1972-02-08 | 0 | 0 | 0 | 0 | -12.5669 | -12.5669 | 3325.8441 | 24877.314 |  | 0
1972-02-09 | 0 | 0 | 0 | 0 | -12.5669 | -12.5669 | 3313.2773 | 24783.3139 |  | 0
1972-02-10 | 0.005 | 13.8 | 4.0107 | 4.0107 | -2.7776 | -2.7776 | 3310.4997 | 24762.5377 |  | 0
1972-02-11 | 0.03 | 82.8 | 4.0107 | 4.0107 | 66.2224 | 66.2224 | 3376.7221 | 25257.8816 |  | 0
1972-02-12 | 0 | 0 | 0 | 0 | -12.5669 | -12.5669 | 3364.1553 | 25163.8815 |  | 0
1972-02-13 | 0 | 0 | 0 | 0 | -12.5669 | -12.5669 | 3351.5884 | 25069.8814 |  | 0
1972-02-14 | 0 | 0 | 0 | 0 | -12.5669 | -12.5669 | 3339.0216 | 24975.8813 |  | 0
1972-02-15 | 0 | 0 | 0 | 0 | -12.5669 | -12.5669 | 3326.4547 | 24881.8812 |  | 0
1972-02-16 | 0 | 0 | 0 | 0 | -12.5669 | -12.5669 | 3313.8878 | 24787.8811 |  | 0
1972-02-17 | 0 | 0 | 0 | 0 | -12.5669 | -12.5669 | 3301.321 | 24693.881 |  | 0
1972-02-18 | 0 | 0 | 0 | 0 | -12.5669 | -12.5669 | 3288.7541 | 24599.8808 |  | 0
1972-02-19 | 0 | 0 | 0 | 0 | -12.5669 | -12.5669 | 3276.1873 | 24505.8807 |  | 0
1972-02-20 | 0 | 0 | 0 | 0 | -12.5669 | -12.5669 | 3263.6204 | 24411.8806 |  | 0
1972-02-21 | 0 | 0 | 0 | 0 | -12.5669 | -12.5669 | 3251.0535 | 24317.8805 |  | 0
1972-02-22 | 0 | 0 | 0 | 0 | -12.5669 | -12.5669 | 3238.4867 | 24223.8804 |  | 0
1972-02-23 | 0 | 0 | 0 | 0 | -12.5669 | -12.5669 | 3225.9198 | 24129.8803 |  | 0
1972-02-24 | 0 | 0 | 0 | 0 | -12.5669 | -12.5669 | 3213.353 | 24035.8802 |  | 0
1972-02-25 | 0 | 0 | 0 | 0 | -12.5669 | -12.5669 | 3200.7861 | 23941.8801 |  | 0
1972-02-26 | 0 | 0 | 0 | 0 | -12.5669 | -12.5669 | 3188.2192 | 23847.8799 |  | 0
1972-02-27 | 0 | 0 | 0 | 0 | -12.5669 | -12.5669 | 3175.6524 | 23753.8798 |  | 0
1972-02-28 | 0 | 0 | 0 | 0 | -12.5669 | -12.5669 | 3163.0855 | 23659.8797 |  | 0
1972-02-29 | 0 | 0 | 0 | 0 | -12.5669 | -12.5669 | 3150.5187 | 23565.8796 |  | 0
1972-03-01 | 0 | 0 | 0 | 0 | -12.5669 | -12.5669 | 3137.9518 | 23471.8795 |  | 0
1972-03-02 | 0 | 0 | 0 | 0 | -12.5669 | -12.5669 | 3125.3849 | 23377.8794 |  | 0
1972-03-03 | 0 | 0 | 0 | 0 | -12.5669 | -12.5669 | 3112.8181 | 23283.8793 |  | 0
1972-03-04 | 0 | 0 | 0 | 0 | -12.5669 | -12.5669 | 3100.2512 | 23189.8792 |  | 0
1972-03-05 | 0 | 0 | 0 | 0 | -12.5669 | -12.5669 | 3087.6844 | 23095.879 |  | 0
1972-03-06 | 0 | 0 | 0 | 0 | -12.5669 | -12.5669 | 3075.1175 | 23001.8789 |  | 0
1972-03-07 | 0 | 0 | 0 | 0 | -12.5669 | -12.5669 | 3062.5506 | 22907.8788 |  | 0
1972-03-08 | 0 | 0 | 0 | 0 | -12.5669 | -12.5669 | 3049.9838 | 22813.8787 |  | 0
1972-03-09 | 0 | 0 | 0 | 0 | -12.5669 | -12.5669 | 3037.4169 | 22719.8786 |  | 0
1972-03-10 | 0 | 0 | 0 | 0 | -12.5669 | -12.5669 | 3024.8501 | 22625.8785 |  | 0
1972-03-11 | 0 | 0 | 0 | 0 | -12.5669 | -12.5669 | 3012.2832 | 22531.8784 |  | 0
1972-03-12 | 0 | 0 | 0 | 0 | -12.5669 | -12.5669 | 2999.7163 | 22437.8782 |  | 0
1972-03-13 | 0 | 0 | 0 | 0 | -12.5669 | -12.5669 | 2987.1495 | 22343.8781 |  | 0
1972-03-14 | 0 | 0 | 0 | 0 | -12.5669 | -12.5669 | 2974.5826 | 22249.878 |  | 0
1972-03-15 | 0 | 0 | 0 | 0 | -12.5669 | -12.5669 | 2962.0158 | 22155.8779 |  | 0
1972-03-16 | 0 | 0 | 0 | 0 | -12.5669 | -12.5669 | 2949.4489 | 22061.8778 |  | 0
1972-03-17 | 0 | 0 | 0 | 0 | -12.5669 | -12.5669 | 2936.882 | 21967.8777 |  | 0
1972-03-18 | 0 | 0 | 0 | 0 | -12.5669 | -12.5669 | 2924.3152 | 21873.8776 |  | 0
1972-03-19 | 0 | 0 | 0 | 0 | -12.5669 | -12.5669 | 2911.7483 | 21779.8775 |  | 0
1972-03-20 | 0 | 0 | 0 | 0 | -12.5669 | -12.5669 | 2899.1815 | 21685.8773 |  | 0
1972-03-21 | 0 | 0 | 0 | 0 | -12.5669 | -12.5669 | 2886.6146 | 21591.8772 |  | 0
1972-03-22 | 0 | 0 | 0 | 0 | -12.5669 | -12.5669 | 2874.0477 | 21497.8771 |  | 0
1972-03-23 | 0.033333 | 92 | 4.0107 | 4.0107 | 75.4224 | 75.4224 | 2949.4702 | 22062.037 |  | 0
1972-03-24 | 0 | 0 | 0 | 0 | -12.5669 | -12.5669 | 2936.9033 | 21968.0369 |  | 0
1972-03-25 | 0 | 0 | 0 | 0 | -12.5669 | -12.5669 | 2924.3365 | 21874.0368 |  | 0
1972-03-26 | 0 | 0 | 0 | 0 | -12.5669 | -12.5669 | 2911.7696 | 21780.0367 |  | 0
1972-03-27 | 0 | 0 | 0 | 0 | -12.5669 | -12.5669 | 2899.2027 | 21686.0366 |  | 0
1972-03-28 | 0 | 0 | 0 | 0 | -12.5669 | -12.5669 | 2886.6359 | 21592.0364 |  | 0
1972-03-29 | 0 | 0 | 0 | 0 | -12.5669 | -12.5669 | 2874.069 | 21498.0363 |  | 0
1972-03-30 | 0 | 0 | 0 | 0 | -12.5669 | -12.5669 | 2861.5022 | 21404.0362 |  | 0
1972-03-31 | 0 | 0 | 0 | 0 | -12.5669 | -12.5669 | 2848.9353 | 21310.0361 |  | 0
1972-04-01 | 0 | 0 | 0 | 0 | -12.5669 | -12.5669 | 2836.3684 | 21216.036 |  | 0
1972-04-02 | 0 | 0 | 0 | 0 | -12.5669 | -12.5669 | 2823.8016 | 21122.0359 |  | 0
1972-04-03 | 0 | 0 | 0 | 0 | -12.5669 | -12.5669 | 2811.2347 | 21028.0358 |  | 0
1972-04-04 | 0 | 0 | 0 | 0 | -12.5669 | -12.5669 | 2798.6679 | 20934.0357 |  | 0
1972-04-05 | 0 | 0 | 0 | 0 | -12.5669 | -12.5669 | 2786.101 | 20840.0355 |  | 0
1972-04-06 | 0 | 0 | 0 | 0 | -12.5669 | -12.5669 | 2773.5341 | 20746.0354 |  | 0
1972-04-07 | 0 | 0 | 0 | 0 | -12.5669 | -12.5669 | 2760.9673 | 20652.0353 |  | 0
1972-04-08 | 0 | 0 | 0 | 0 | -12.5669 | -12.5669 | 2748.4004 | 20558.0352 |  | 0
1972-04-09 | 0 | 0 | 0 | 0 | -12.5669 | -12.5669 | 2735.8336 | 20464.0351 |  | 0
1972-04-10 | 0 | 0 | 0 | 0 | -12.5669 | -12.5669 | 2723.2667 | 20370.035 |  | 0
1972-04-11 | 0 | 0 | 0 | 0 | -12.5669 | -12.5669 | 2710.6998 | 20276.0349 |  | 0
1972-04-12 | 0 | 0 | 0 | 0 | -12.5669 | -12.5669 | 2698.133 | 20182.0348 |  | 0
1972-04-13 | 0 | 0 | 0 | 0 | -12.5669 | -12.5669 | 2685.5661 | 20088.0346 |  | 0
1972-04-14 | 0 | 0 | 0 | 0 | -12.5669 | -12.5669 | 2672.9993 | 19994.0345 |  | 0
1972-04-15 | 0.039167 | 108.1 | 4.0107 | 4.0107 | 91.5224 | 91.5224 | 2764.5217 | 20678.6224 |  | 0
1972-04-16 | 0 | 0 | 0 | 0 | -12.5669 | -12.5669 | 2751.9549 | 20584.6223 |  | 0
1972-04-17 | 0 | 0 | 0 | 0 | -12.5669 | -12.5669 | 2739.388 | 20490.6222 |  | 0
1972-04-18 | 0 | 0 | 0 | 0 | -12.5669 | -12.5669 | 2726.8211 | 20396.6221 |  | 0
1972-04-19 | 0 | 0 | 0 | 0 | -12.5669 | -12.5669 | 2714.2543 | 20302.622 |  | 0
1972-04-20 | 0.0083333 | 23 | 4.0107 | 4.0107 | 6.4224 | 6.4224 | 2720.6767 | 20350.6618 |  | 0
1972-04-21 | 0.00083333 | 2.3 | 4.0107 | 2.3 | -12.5669 | -12.5669 | 2708.1099 | 20256.6617 |  | 0
1972-04-22 | 0 | 0 | 0 | 0 | -12.5669 | -12.5669 | 2695.543 | 20162.6616 |  | 0
1972-04-23 | 0 | 0 | 0 | 0 | -12.5669 | -12.5669 | 2682.9761 | 20068.6615 |  | 0
1972-04-24 | 0 | 0 | 0 | 0 | -12.5669 | -12.5669 | 2670.4093 | 19974.6614 |  | 0
1972-04-25 | 0 | 0 | 0 | 0 | -12.5669 | -12.5669 | 2657.8424 | 19880.6613 |  | 0
1972-04-26 | 0.023333 | 64.4 | 4.0107 | 4.0107 | 47.8224 | 47.8224 | 2705.6649 | 20238.3732 |  | 0
1972-04-27 | 0.040833 | 112.7 | 4.0107 | 4.0107 | 96.1224 | 96.1224 | 2801.7873 | 20957.3691 |  | 0
1972-04-28 | 0 | 0 | 0 | 0 | -12.5669 | -12.5669 | 2789.2204 | 20863.3689 |  | 0
1972-04-29 | 0.0425 | 117.3 | 4.0107 | 4.0107 | 100.7224 | 100.7224 | 2889.9429 | 21616.7728 |  | 0
1972-04-30 | 0.044167 | 121.9 | 4.0107 | 4.0107 | 105.3224 | 105.3224 | 2995.2653 | 22404.5847 |  | 0
1972-05-01 | 0 | 0 | 0 | 0 | -12.5669 | -12.5669 | 2982.6985 | 22310.5846 |  | 0
1972-05-02 | 0 | 0 | 0 | 0 | -12.5669 | -12.5669 | 2970.1316 | 22216.5845 |  | 0
1972-05-03 | 0 | 0 | 0 | 0 | -12.5669 | -12.5669 | 2957.5648 | 22122.5844 |  | 0
1972-05-04 | 0 | 0 | 0 | 0 | -12.5669 | -12.5669 | 2944.9979 | 22028.5843 |  | 0
1972-05-05 | 0 | 0 | 0 | 0 | -12.5669 | -12.5669 | 2932.431 | 21934.5842 |  | 0
1972-05-06 | 0.050833 | 140.3 | 4.0107 | 4.0107 | 123.7224 | 123.7224 | 3056.1535 | 22860.028 |  | 0
1972-05-07 | 0.045 | 124.2 | 4.0107 | 4.0107 | 107.6224 | 107.6224 | 3163.7759 | 23665.0439 |  | 0
1972-05-08 | 0 | 0 | 0 | 0 | -12.5669 | -12.5669 | 3151.2091 | 23571.0438 |  | 0
1972-05-09 | 0 | 0 | 0 | 0 | -12.5669 | -12.5669 | 3138.6422 | 23477.0437 |  | 0
1972-05-10 | 0.035833 | 98.9 | 4.0107 | 4.0107 | 82.3224 | 82.3224 | 3220.9647 | 24092.8156 |  | 0
1972-05-11 | 0.021667 | 59.8 | 4.0107 | 4.0107 | 43.2224 | 43.2224 | 3264.1871 | 24416.1195 |  | 0
1972-05-12 | 0.083333 | 230 | 4.0107 | 4.0107 | 213.4224 | 213.4224 | 3477.6095 | 26012.5194 |  | 0
1972-05-13 | 0 | 0 | 0 | 0 | -12.5669 | -12.5669 | 3465.0427 | 25918.5193 |  | 0
1972-05-14 | 0 | 0 | 0 | 0 | -12.5669 | -12.5669 | 3452.4758 | 25824.5191 |  | 0
1972-05-15 | 0 | 0 | 0 | 0 | -12.5669 | -12.5669 | 3439.909 | 25730.519 |  | 0
1972-05-16 | 0 | 0 | 0 | 0 | -12.5669 | -12.5669 | 3427.3421 | 25636.5189 |  | 0
1972-05-17 | 0 | 0 | 0 | 0 | -12.5669 | -12.5669 | 3414.7752 | 25542.5188 |  | 0
1972-05-18 | 0 | 0 | 0 | 0 | -12.5669 | -12.5669 | 3402.2084 | 25448.5187 |  | 0
1972-05-19 | 0 | 0 | 0 | 0 | -12.5669 | -12.5669 | 3389.6415 | 25354.5186 |  | 0
1972-05-20 | 0 | 0 | 0 | 0 | -12.5669 | -12.5669 | 3377.0747 | 25260.5185 |  | 0
1972-05-21 | 0 | 0 | 0 | 0 | -12.5669 | -12.5669 | 3364.5078 | 25166.5184 |  | 0
1972-05-22 | 0 | 0 | 0 | 0 | -12.5669 | -12.5669 | 3351.9409 | 25072.5182 |  | 0
1972-05-23 | 0 | 0 | 0 | 0 | -12.5669 | -12.5669 | 3339.3741 | 24978.5181 |  | 0
1972-05-24 | 0 | 0 | 0 | 0 | -12.5669 | -12.5669 | 3326.8072 | 24884.518 |  | 0
1972-05-25 | 0 | 0 | 0 | 0 | -12.5669 | -12.5669 | 3314.2404 | 24790.5179 |  | 0
1972-05-26 | 0 | 0 | 0 | 0 | -12.5669 | -12.5669 | 3301.6735 | 24696.5178 |  | 0
1972-05-27 | 0 | 0 | 0 | 0 | -12.5669 | -12.5669 | 3289.1066 | 24602.5177 |  | 0
1972-05-28 | 0 | 0 | 0 | 0 | -12.5669 | -12.5669 | 3276.5398 | 24508.5176 |  | 0
1972-05-29 | 0.005 | 13.8 | 4.0107 | 4.0107 | -2.7776 | -2.7776 | 3273.7622 | 24487.7414 |  | 0
1972-05-30 | 0 | 0 | 0 | 0 | -12.5669 | -12.5669 | 3261.1954 | 24393.7413 |  | 0
1972-05-31 | 0 | 0 | 0 | 0 | -12.5669 | -12.5669 | 3248.6285 | 24299.7412 |  | 0
1972-06-01 | 0 | 0 | 0 | 0 | -12.5669 | -12.5669 | 3236.0616 | 24205.7411 |  | 0
1972-06-02 | 0 | 0 | 0 | 0 | -12.5669 | -12.5669 | 3223.4948 | 24111.741 |  | 0
1972-06-03 | 0 | 0 | 0 | 0 | -12.5669 | -12.5669 | 3210.9279 | 24017.7409 |  | 0
1972-06-04 | 0 | 0 | 0 | 0 | -12.5669 | -12.5669 | 3198.3611 | 23923.7408 |  | 0
1972-06-05 | 0 | 0 | 0 | 0 | -12.5669 | -12.5669 | 3185.7942 | 23829.7407 |  | 0
1972-06-06 | 0 | 0 | 0 | 0 | -12.5669 | -12.5669 | 3173.2273 | 23735.7405 |  | 0
1972-06-07 | 0 | 0 | 0 | 0 | -12.5669 | -12.5669 | 3160.6605 | 23641.7404 |  | 0
1972-06-08 | 0 | 0 | 0 | 0 | -12.5669 | -12.5669 | 3148.0936 | 23547.7403 |  | 0
1972-06-09 | 0 | 0 | 0 | 0 | -12.5669 | -12.5669 | 3135.5268 | 23453.7402 |  | 0
1972-06-10 | 0 | 0 | 0 | 0 | -12.5669 | -12.5669 | 3122.9599 | 23359.7401 |  | 0
1972-06-11 | 0 | 0 | 0 | 0 | -12.5669 | -12.5669 | 3110.393 | 23265.74 |  | 0
1972-06-12 | 0 | 0 | 0 | 0 | -12.5669 | -12.5669 | 3097.8262 | 23171.7399 |  | 0
1972-06-13 | 0 | 0 | 0 | 0 | -12.5669 | -12.5669 | 3085.2593 | 23077.7398 |  | 0
1972-06-14 | 0.0575 | 158.7 | 4.0107 | 4.0107 | 142.1224 | 142.1224 | 3227.3818 | 24140.8156 |  | 0
1972-06-15 | 0 | 0 | 0 | 0 | -12.5669 | -12.5669 | 3214.8149 | 24046.8155 |  | 0
1972-06-16 | 0.0058333 | 16.1 | 4.0107 | 4.0107 | -0.47756 | -0.47756 | 3214.3374 | 24043.2434 |  | 0
1972-06-17 | 0 | 0 | 0 | 0 | -12.5669 | -12.5669 | 3201.7705 | 23949.2433 |  | 0
1972-06-18 | 0 | 0 | 0 | 0 | -12.5669 | -12.5669 | 3189.2036 | 23855.2432 |  | 0
1972-06-19 | 0 | 0 | 0 | 0 | -12.5669 | -12.5669 | 3176.6368 | 23761.2431 |  | 0
1972-06-20 | 0 | 0 | 0 | 0 | -12.5669 | -12.5669 | 3164.0699 | 23667.243 |  | 0
1972-06-21 | 0.059167 | 163.3 | 4.0107 | 4.0107 | 146.7224 | 146.7224 | 3310.7924 | 24764.7269 |  | 0
1972-06-22 | 0.021667 | 59.8 | 4.0107 | 4.0107 | 43.2224 | 43.2224 | 3354.0148 | 25088.0307 |  | 0
1972-06-23 | 0 | 0 | 0 | 0 | -12.5669 | -12.5669 | 3341.4479 | 24994.0306 |  | 0
1972-06-24 | 0 | 0 | 0 | 0 | -12.5669 | -12.5669 | 3328.8811 | 24900.0305 |  | 0
1972-06-25 | 0 | 0 | 0 | 0 | -12.5669 | -12.5669 | 3316.3142 | 24806.0304 |  | 0
1972-06-26 | 0 | 0 | 0 | 0 | -12.5669 | -12.5669 | 3303.7474 | 24712.0303 |  | 0
1972-06-27 | 0 | 0 | 0 | 0 | -12.5669 | -12.5669 | 3291.1805 | 24618.0302 |  | 0
1972-06-28 | 0 | 0 | 0 | 0 | -12.5669 | -12.5669 | 3278.6136 | 24524.0301 |  | 0
1972-06-29 | 0.0016667 | 4.6 | 4.0107 | 4.0107 | -11.9776 | -11.9776 | 3266.6361 | 24434.438 |  | 0
1972-06-30 | 0 | 0 | 0 | 0 | -12.5669 | -12.5669 | 3254.0692 | 24340.4378 |  | 0
1972-07-01 | 0 | 0 | 0 | 0 | -12.5669 | -12.5669 | 3241.5024 | 24246.4377 |  | 0
1972-07-02 | 0 | 0 | 0 | 0 | -12.5669 | -12.5669 | 3228.9355 | 24152.4376 |  | 0
1972-07-03 | 0.0025 | 6.9 | 4.0107 | 4.0107 | -9.6776 | -9.6776 | 3219.258 | 24080.0495 |  | 0
1972-07-04 | 0.088333 | 243.8 | 4.0107 | 4.0107 | 227.2224 | 227.2224 | 3446.4804 | 25779.6734 |  | 0
1972-07-05 | 0 | 0 | 0 | 0 | -12.5669 | -12.5669 | 3433.9135 | 25685.6733 |  | 0
1972-07-06 | 0 | 0 | 0 | 0 | -12.5669 | -12.5669 | 3421.3467 | 25591.6732 |  | 0
1972-07-07 | 0 | 0 | 0 | 0 | -12.5669 | -12.5669 | 3408.7798 | 25497.6731 |  | 0
1972-07-08 | 0 | 0 | 0 | 0 | -12.5669 | -12.5669 | 3396.213 | 25403.6729 |  | 0
1972-07-09 | 0 | 0 | 0 | 0 | -12.5669 | -12.5669 | 3383.6461 | 25309.6728 |  | 0
1972-07-10 | 0 | 0 | 0 | 0 | -12.5669 | -12.5669 | 3371.0792 | 25215.6727 |  | 0
1972-07-11 | 0 | 0 | 0 | 0 | -12.5669 | -12.5669 | 3358.5124 | 25121.6726 |  | 0
1972-07-12 | 0 | 0 | 0 | 0 | -12.5669 | -12.5669 | 3345.9455 | 25027.6725 |  | 0
1972-07-13 | 0 | 0 | 0 | 0 | -12.5669 | -12.5669 | 3333.3787 | 24933.6724 |  | 0
1972-07-14 | 0 | 0 | 0 | 0 | -12.5669 | -12.5669 | 3320.8118 | 24839.6723 |  | 0
1972-07-15 | 0 | 0 | 0 | 0 | -12.5669 | -12.5669 | 3308.2449 | 24745.6721 |  | 0
1972-07-16 | 0 | 0 | 0 | 0 | -12.5669 | -12.5669 | 3295.6781 | 24651.672 |  | 0
1972-07-17 | 0 | 0 | 0 | 0 | -12.5669 | -12.5669 | 3283.1112 | 24557.6719 |  | 0
1972-07-18 | 0 | 0 | 0 | 0 | -12.5669 | -12.5669 | 3270.5444 | 24463.6718 |  | 0
1972-07-19 | 0 | 0 | 0 | 0 | -12.5669 | -12.5669 | 3257.9775 | 24369.6717 |  | 0
1972-07-20 | 0 | 0 | 0 | 0 | -12.5669 | -12.5669 | 3245.4106 | 24275.6716 |  | 0
1972-07-21 | 0 | 0 | 0 | 0 | -12.5669 | -12.5669 | 3232.8438 | 24181.6715 |  | 0
1972-07-22 | 0 | 0 | 0 | 0 | -12.5669 | -12.5669 | 3220.2769 | 24087.6714 |  | 0
1972-07-23 | 0 | 0 | 0 | 0 | -12.5669 | -12.5669 | 3207.7101 | 23993.6712 |  | 0
1972-07-24 | 0 | 0 | 0 | 0 | -12.5669 | -12.5669 | 3195.1432 | 23899.6711 |  | 0
1972-07-25 | 0 | 0 | 0 | 0 | -12.5669 | -12.5669 | 3182.5763 | 23805.671 |  | 0
1972-07-26 | 0 | 0 | 0 | 0 | -12.5669 | -12.5669 | 3170.0095 | 23711.6709 |  | 0
1972-07-27 | 0 | 0 | 0 | 0 | -12.5669 | -12.5669 | 3157.4426 | 23617.6708 |  | 0
1972-07-28 | 0 | 0 | 0 | 0 | -12.5669 | -12.5669 | 3144.8758 | 23523.6707 |  | 0
1972-07-29 | 0 | 0 | 0 | 0 | -12.5669 | -12.5669 | 3132.3089 | 23429.6706 |  | 0
1972-07-30 | 0 | 0 | 0 | 0 | -12.5669 | -12.5669 | 3119.742 | 23335.6705 |  | 0
1972-07-31 | 0 | 0 | 0 | 0 | -12.5669 | -12.5669 | 3107.1752 | 23241.6703 |  | 0
1972-08-01 | 0 | 0 | 0 | 0 | -12.5669 | -12.5669 | 3094.6083 | 23147.6702 |  | 0
1972-08-02 | 0 | 0 | 0 | 0 | -12.5669 | -12.5669 | 3082.0415 | 23053.6701 |  | 0
1972-08-03 | 0 | 0 | 0 | 0 | -12.5669 | -12.5669 | 3069.4746 | 22959.67 |  | 0
1972-08-04 | 0 | 0 | 0 | 0 | -12.5669 | -12.5669 | 3056.9077 | 22865.6699 |  | 0
1972-08-05 | 0 | 0 | 0 | 0 | -12.5669 | -12.5669 | 3044.3409 | 22771.6698 |  | 0
1972-08-06 | 0.014167 | 39.1 | 4.0107 | 4.0107 | 22.5224 | 22.5224 | 3066.8633 | 22940.1377 |  | 0
1972-08-07 | 0.0041667 | 11.5 | 4.0107 | 4.0107 | -5.0776 | -5.0776 | 3061.7858 | 22902.1576 |  | 0
1972-08-08 | 0 | 0 | 0 | 0 | -12.5669 | -12.5669 | 3049.2189 | 22808.1574 |  | 0
1972-08-09 | 0 | 0 | 0 | 0 | -12.5669 | -12.5669 | 3036.652 | 22714.1573 |  | 0
1972-08-10 | 0.048333 | 133.4 | 4.0107 | 4.0107 | 116.8224 | 116.8224 | 3153.4745 | 23587.9892 |  | 0
1972-08-11 | 0 | 0 | 0 | 0 | -12.5669 | -12.5669 | 3140.9076 | 23493.9891 |  | 0
1972-08-12 | 0 | 0 | 0 | 0 | -12.5669 | -12.5669 | 3128.3408 | 23399.989 |  | 0
1972-08-13 | 0.010833 | 29.9 | 4.0107 | 4.0107 | 13.3224 | 13.3224 | 3141.6632 | 23499.6409 |  | 0
1972-08-14 | 0 | 0 | 0 | 0 | -12.5669 | -12.5669 | 3129.0964 | 23405.6408 |  | 0
1972-08-15 | 0 | 0 | 0 | 0 | -12.5669 | -12.5669 | 3116.5295 | 23311.6407 |  | 0
1972-08-16 | 0 | 0 | 0 | 0 | -12.5669 | -12.5669 | 3103.9626 | 23217.6405 |  | 0
1972-08-17 | 0 | 0 | 0 | 0 | -12.5669 | -12.5669 | 3091.3958 | 23123.6404 |  | 0
1972-08-18 | 0 | 0 | 0 | 0 | -12.5669 | -12.5669 | 3078.8289 | 23029.6403 |  | 0
1972-08-19 | 0 | 0 | 0 | 0 | -12.5669 | -12.5669 | 3066.2621 | 22935.6402 |  | 0
1972-08-20 | 0 | 0 | 0 | 0 | -12.5669 | -12.5669 | 3053.6952 | 22841.6401 |  | 0
1972-08-21 | 0 | 0 | 0 | 0 | -12.5669 | -12.5669 | 3041.1283 | 22747.64 |  | 0
1972-08-22 | 0.0083333 | 23 | 4.0107 | 4.0107 | 6.4224 | 6.4224 | 3047.5508 | 22795.6799 |  | 0
1972-08-23 | 0 | 0 | 0 | 0 | -12.5669 | -12.5669 | 3034.9839 | 22701.6797 |  | 0
1972-08-24 | 0.038333 | 105.8 | 4.0107 | 4.0107 | 89.2224 | 89.2224 | 3124.2064 | 23369.0636 |  | 0
1972-08-25 | 0.005 | 13.8 | 4.0107 | 4.0107 | -2.7776 | -2.7776 | 3121.4288 | 23348.2875 |  | 0
1972-08-26 | 0.019167 | 52.9 | 4.0107 | 4.0107 | 36.3224 | 36.3224 | 3157.7513 | 23619.9794 |  | 0
1972-08-27 | 0 | 0 | 0 | 0 | -12.5669 | -12.5669 | 3145.1844 | 23525.9793 |  | 0
1972-08-28 | 0 | 0 | 0 | 0 | -12.5669 | -12.5669 | 3132.6175 | 23431.9792 |  | 0
1972-08-29 | 0 | 0 | 0 | 0 | -12.5669 | -12.5669 | 3120.0507 | 23337.9791 |  | 0
1972-08-30 | 0 | 0 | 0 | 0 | -12.5669 | -12.5669 | 3107.4838 | 23243.979 |  | 0
1972-08-31 | 0 | 0 | 0 | 0 | -12.5669 | -12.5669 | 3094.917 | 23149.9788 |  | 0
1972-09-01 | 0.043333 | 119.6 | 4.0107 | 4.0107 | 103.0224 | 103.0224 | 3197.9394 | 23920.5867 |  | 0
1972-09-02 | 0 | 0 | 0 | 0 | -12.5669 | -12.5669 | 3185.3725 | 23826.5866 |  | 0
1972-09-03 | 0.015 | 41.4 | 4.0107 | 4.0107 | 24.8224 | 24.8224 | 3210.195 | 24012.2585 |  | 0
1972-09-04 | 0.073333 | 202.4 | 4.0107 | 4.0107 | 185.8224 | 185.8224 | 3396.0174 | 25402.2104 |  | 0
1972-09-05 | 0 | 0 | 0 | 0 | -12.5669 | -12.5669 | 3383.4506 | 25308.2103 |  | 0
1972-09-06 | 0 | 0 | 0 | 0 | -12.5669 | -12.5669 | 3370.8837 | 25214.2102 |  | 0
1972-09-07 | 0 | 0 | 0 | 0 | -12.5669 | -12.5669 | 3358.3169 | 25120.2101 |  | 0
1972-09-08 | 0 | 0 | 0 | 0 | -12.5669 | -12.5669 | 3345.75 | 25026.2099 |  | 0
1972-09-09 | 0 | 0 | 0 | 0 | -12.5669 | -12.5669 | 3333.1831 | 24932.2098 |  | 0
1972-09-10 | 0 | 0 | 0 | 0 | -12.5669 | -12.5669 | 3320.6163 | 24838.2097 |  | 0
1972-09-11 | 0.0016667 | 4.6 | 4.0107 | 4.0107 | -11.9776 | -11.9776 | 3308.6387 | 24748.6176 |  | 0
1972-09-12 | 0 | 0 | 0 | 0 | -12.5669 | -12.5669 | 3296.0719 | 24654.6175 |  | 0
1972-09-13 | 0 | 0 | 0 | 0 | -12.5669 | -12.5669 | 3283.505 | 24560.6174 |  | 0
1972-09-14 | 0 | 0 | 0 | 0 | -12.5669 | -12.5669 | 3270.9381 | 24466.6173 |  | 0
1972-09-15 | 0 | 0 | 0 | 0 | -12.5669 | -12.5669 | 3258.3713 | 24372.6172 |  | 0
1972-09-16 | 0 | 0 | 0 | 0 | -12.5669 | -12.5669 | 3245.8044 | 24278.617 |  | 0
1972-09-17 | 0 | 0 | 0 | 0 | -12.5669 | -12.5669 | 3233.2376 | 24184.6169 |  | 0
1972-09-18 | 0.005 | 13.8 | 4.0107 | 4.0107 | -2.7776 | -2.7776 | 3230.46 | 24163.8408 |  | 0
1972-09-19 | 0 | 0 | 0 | 0 | -12.5669 | -12.5669 | 3217.8931 | 24069.8407 |  | 0
1972-09-20 | 0.028333 | 78.2 | 4.0107 | 4.0107 | 61.6224 | 61.6224 | 3279.5156 | 24530.7766 |  | 0
1972-09-21 | 0.0066667 | 18.4 | 4.0107 | 4.0107 | 1.8224 | 1.8224 | 3281.338 | 24544.4085 |  | 0
1972-09-22 | 0.0016667 | 4.6 | 4.0107 | 4.0107 | -11.9776 | -11.9776 | 3269.3605 | 24454.8164 |  | 0
1972-09-23 | 0 | 0 | 0 | 0 | -12.5669 | -12.5669 | 3256.7936 | 24360.8163 |  | 0
1972-09-24 | 0 | 0 | 0 | 0 | -12.5669 | -12.5669 | 3244.2268 | 24266.8161 |  | 0
1972-09-25 | 0 | 0 | 0 | 0 | -12.5669 | -12.5669 | 3231.6599 | 24172.816 |  | 0
1972-09-26 | 0.0083333 | 23 | 4.0107 | 4.0107 | 6.4224 | 6.4224 | 3238.0823 | 24220.8559 |  | 0
1972-09-27 | 0 | 0 | 0 | 0 | -12.5669 | -12.5669 | 3225.5155 | 24126.8558 |  | 0
1972-09-28 | 0 | 0 | 0 | 0 | -12.5669 | -12.5669 | 3212.9486 | 24032.8557 |  | 0
1972-09-29 | 0 | 0 | 0 | 0 | -12.5669 | -12.5669 | 3200.3818 | 23938.8556 |  | 0
1972-09-30 | 0 | 0 | 0 | 0 | -12.5669 | -12.5669 | 3187.8149 | 23844.8555 |  | 0
1972-10-01 | 0 | 0 | 0 | 0 | -12.5669 | -12.5669 | 3175.248 | 23750.8553 |  | 0
1972-10-02 | 0 | 0 | 0 | 0 | -12.5669 | -12.5669 | 3162.6812 | 23656.8552 |  | 0
1972-10-03 | 0 | 0 | 0 | 0 | -12.5669 | -12.5669 | 3150.1143 | 23562.8551 |  | 0
1972-10-04 | 0 | 0 | 0 | 0 | -12.5669 | -12.5669 | 3137.5475 | 23468.855 |  | 0
1972-10-05 | 0 | 0 | 0 | 0 | -12.5669 | -12.5669 | 3124.9806 | 23374.8549 |  | 0
1972-10-06 | 0 | 0 | 0 | 0 | -12.5669 | -12.5669 | 3112.4137 | 23280.8548 |  | 0
1972-10-07 | 0 | 0 | 0 | 0 | -12.5669 | -12.5669 | 3099.8469 | 23186.8547 |  | 0
1972-10-08 | 0 | 0 | 0 | 0 | -12.5669 | -12.5669 | 3087.28 | 23092.8546 |  | 0
1972-10-09 | 0 | 0 | 0 | 0 | -12.5669 | -12.5669 | 3074.7132 | 22998.8544 |  | 0
1972-10-10 | 0 | 0 | 0 | 0 | -12.5669 | -12.5669 | 3062.1463 | 22904.8543 |  | 0
1972-10-11 | 0 | 0 | 0 | 0 | -12.5669 | -12.5669 | 3049.5794 | 22810.8542 |  | 0
1972-10-12 | 0 | 0 | 0 | 0 | -12.5669 | -12.5669 | 3037.0126 | 22716.8541 |  | 0
1972-10-13 | 0 | 0 | 0 | 0 | -12.5669 | -12.5669 | 3024.4457 | 22622.854 |  | 0
1972-10-14 | 0 | 0 | 0 | 0 | -12.5669 | -12.5669 | 3011.8789 | 22528.8539 |  | 0
1972-10-15 | 0 | 0 | 0 | 0 | -12.5669 | -12.5669 | 2999.312 | 22434.8538 |  | 0
1972-10-16 | 0 | 0 | 0 | 0 | -12.5669 | -12.5669 | 2986.7451 | 22340.8537 |  | 0
1972-10-17 | 0 | 0 | 0 | 0 | -12.5669 | -12.5669 | 2974.1783 | 22246.8535 |  | 0
1972-10-18 | 0 | 0 | 0 | 0 | -12.5669 | -12.5669 | 2961.6114 | 22152.8534 |  | 0
1972-10-19 | 0 | 0 | 0 | 0 | -12.5669 | -12.5669 | 2949.0446 | 22058.8533 |  | 0
1972-10-20 | 0.0425 | 117.3 | 4.0107 | 4.0107 | 100.7224 | 100.7224 | 3049.767 | 22812.2572 |  | 0
1972-10-21 | 0.19583 | 540.5 | 4.0107 | 4.0107 | 523.9224 | 523.9224 | 3573.6895 | 26731.1971 |  | 0
1972-10-22 | 0 | 0 | 0 | 0 | -12.5669 | -12.5669 | 3561.1226 | 26637.197 |  | 0
1972-10-23 | 0 | 0 | 0 | 0 | -12.5669 | -12.5669 | 3548.5557 | 26543.1969 |  | 0
1972-10-24 | 0 | 0 | 0 | 0 | -12.5669 | -12.5669 | 3535.9889 | 26449.1968 |  | 0
1972-10-25 | 0 | 0 | 0 | 0 | -12.5669 | -12.5669 | 3523.422 | 26355.1966 |  | 0
1972-10-26 | 0.04 | 110.4 | 4.0107 | 4.0107 | 93.8224 | 93.8224 | 3617.2445 | 27056.9885 |  | 0
1972-10-27 | 0 | 0 | 0 | 0 | -12.5669 | -12.5669 | 3604.6776 | 26962.9884 |  | 0
1972-10-28 | 0 | 0 | 0 | 0 | -12.5669 | -12.5669 | 3592.1107 | 26868.9883 |  | 0
1972-10-29 | 0 | 0 | 0 | 0 | -12.5669 | -12.5669 | 3579.5439 | 26774.9882 |  | 0
1972-10-30 | 0.21583 | 595.7 | 4.0107 | 4.0107 | 579.1224 | 579.1224 | 3997.8631 | 29904.0163 |  | 148.2363
1972-10-31 | 0.16083 | 443.9 | 4.0107 | 4.0107 | 427.3224 | 427.3224 | 3997.8631 | 29904.0163 |  | 414.7556
1972-11-01 | 0.0091667 | 25.3 | 4.0107 | 4.0107 | 8.7224 | 8.7224 | 4006.5856 | 29969.2602 |  | 0
1972-11-02 | 0 | 0 | 0 | 0 | -12.5669 | -12.5669 | 3994.0187 | 29875.2601 |  | 0
1972-11-03 | 0 | 0 | 0 | 0 | -12.5669 | -12.5669 | 3981.4519 | 29781.2599 |  | 0
1972-11-04 | 0 | 0 | 0 | 0 | -12.5669 | -12.5669 | 3968.885 | 29687.2598 |  | 0
1972-11-05 | 0 | 0 | 0 | 0 | -12.5669 | -12.5669 | 3956.3181 | 29593.2597 |  | 0
1972-11-06 | 0 | 0 | 0 | 0 | -12.5669 | -12.5669 | 3943.7513 | 29499.2596 |  | 0
1972-11-07 | 0 | 0 | 0 | 0 | -12.5669 | -12.5669 | 3931.1844 | 29405.2595 |  | 0
1972-11-08 | 0 | 0 | 0 | 0 | -12.5669 | -12.5669 | 3918.6176 | 29311.2594 |  | 0
1972-11-09 | 0 | 0 | 0 | 0 | -12.5669 | -12.5669 | 3906.0507 | 29217.2593 |  | 0
1972-11-10 | 0 | 0 | 0 | 0 | -12.5669 | -12.5669 | 3893.4838 | 29123.2592 |  | 0
1972-11-11 | 0 | 0 | 0 | 0 | -12.5669 | -12.5669 | 3880.917 | 29029.259 |  | 0
1972-11-12 | 0.0525 | 144.9 | 4.0107 | 4.0107 | 128.3224 | 128.3224 | 4009.2394 | 29989.1109 |  | 0
1972-11-13 | 0 | 0 | 0 | 0 | -12.5669 | -12.5669 | 3996.6726 | 29895.1108 |  | 0
1972-11-14 | 0 | 0 | 0 | 0 | -12.5669 | -12.5669 | 3984.1057 | 29801.1107 |  | 0
1972-11-15 | 0 | 0 | 0 | 0 | -12.5669 | -12.5669 | 3971.5388 | 29707.1106 |  | 0
1972-11-16 | 0 | 0 | 0 | 0 | -12.5669 | -12.5669 | 3958.972 | 29613.1105 |  | 0
1972-11-17 | 0.0066667 | 18.4 | 4.0107 | 4.0107 | 1.8224 | 1.8224 | 3960.7944 | 29626.7424 |  | 0
1972-11-18 | 0.0475 | 131.1 | 4.0107 | 4.0107 | 114.5224 | 114.5224 | 3997.8631 | 29904.0163 |  | 64.8869
1972-11-19 | 0 | 0 | 0 | 0 | -12.5669 | -12.5669 | 3985.2963 | 29810.0162 |  | 0
1972-11-20 | 0 | 0 | 0 | 0 | -12.5669 | -12.5669 | 3972.7294 | 29716.0161 |  | 0
1972-11-21 | 0.01 | 27.6 | 4.0107 | 4.0107 | 11.0224 | 11.0224 | 3983.7519 | 29798.4639 |  | 0
1972-11-22 | 0 | 0 | 0 | 0 | -12.5669 | -12.5669 | 3971.185 | 29704.4638 |  | 0
1972-11-23 | 0 | 0 | 0 | 0 | -12.5669 | -12.5669 | 3958.6181 | 29610.4637 |  | 0
1972-11-24 | 0.021667 | 59.8 | 4.0107 | 4.0107 | 43.2224 | 43.2224 | 4001.8406 | 29933.7676 |  | 0
1972-11-25 | 0 | 0 | 0 | 0 | -12.5669 | -12.5669 | 3989.2737 | 29839.7675 |  | 0
1972-11-26 | 0 | 0 | 0 | 0 | -12.5669 | -12.5669 | 3976.7069 | 29745.7674 |  | 0
1972-11-27 | 0 | 0 | 0 | 0 | -12.5669 | -12.5669 | 3964.14 | 29651.7673 |  | 0
1972-11-28 | 0 | 0 | 0 | 0 | -12.5669 | -12.5669 | 3951.5731 | 29557.7672 |  | 0
1972-11-29 | 0.0075 | 20.7 | 4.0107 | 4.0107 | 4.1224 | 4.1224 | 3955.6956 | 29588.603 |  | 0
1972-11-30 | 0 | 0 | 0 | 0 | -12.5669 | -12.5669 | 3943.1287 | 29494.6029 |  | 0
1972-12-01 | 0 | 0 | 0 | 0 | -12.5669 | -12.5669 | 3930.5619 | 29400.6028 |  | 0
1972-12-02 | 0 | 0 | 0 | 0 | -12.5669 | -12.5669 | 3917.995 | 29306.6027 |  | 0
1972-12-03 | 0 | 0 | 0 | 0 | -12.5669 | -12.5669 | 3905.4282 | 29212.6026 |  | 0
1972-12-04 | 0 | 0 | 0 | 0 | -12.5669 | -12.5669 | 3892.8613 | 29118.6025 |  | 0
1972-12-05 | 0 | 0 | 0 | 0 | -12.5669 | -12.5669 | 3880.2944 | 29024.6024 |  | 0
1972-12-06 | 0 | 0 | 0 | 0 | -12.5669 | -12.5669 | 3867.7276 | 28930.6023 |  | 0
1972-12-07 | 0 | 0 | 0 | 0 | -12.5669 | -12.5669 | 3855.1607 | 28836.6021 |  | 0
1972-12-08 | 0 | 0 | 0 | 0 | -12.5669 | -12.5669 | 3842.5939 | 28742.602 |  | 0
1972-12-09 | 0 | 0 | 0 | 0 | -12.5669 | -12.5669 | 3830.027 | 28648.6019 |  | 0
1972-12-10 | 0 | 0 | 0 | 0 | -12.5669 | -12.5669 | 3817.4601 | 28554.6018 |  | 0
1972-12-11 | 0.0041667 | 11.5 | 4.0107 | 4.0107 | -5.0776 | -5.0776 | 3812.3826 | 28516.6217 |  | 0
1972-12-12 | 0.0025 | 6.9 | 4.0107 | 4.0107 | -9.6776 | -9.6776 | 3802.705 | 28444.2336 |  | 0
1972-12-13 | 0 | 0 | 0 | 0 | -12.5669 | -12.5669 | 3790.1382 | 28350.2335 |  | 0
1972-12-14 | 0 | 0 | 0 | 0 | -12.5669 | -12.5669 | 3777.5713 | 28256.2334 |  | 0
1972-12-15 | 0 | 0 | 0 | 0 | -12.5669 | -12.5669 | 3765.0044 | 28162.2332 |  | 0
1972-12-16 | 0 | 0 | 0 | 0 | -12.5669 | -12.5669 | 3752.4376 | 28068.2331 |  | 0
1972-12-17 | 0 | 0 | 0 | 0 | -12.5669 | -12.5669 | 3739.8707 | 27974.233 |  | 0
1972-12-18 | 0 | 0 | 0 | 0 | -12.5669 | -12.5669 | 3727.3039 | 27880.2329 |  | 0
1972-12-19 | 0 | 0 | 0 | 0 | -12.5669 | -12.5669 | 3714.737 | 27786.2328 |  | 0
1972-12-20 | 0 | 0 | 0 | 0 | -12.5669 | -12.5669 | 3702.1701 | 27692.2327 |  | 0
1972-12-21 | 0 | 0 | 0 | 0 | -12.5669 | -12.5669 | 3689.6033 | 27598.2326 |  | 0
1972-12-22 | 0 | 0 | 0 | 0 | -12.5669 | -12.5669 | 3677.0364 | 27504.2325 |  | 0
1972-12-23 | 0 | 0 | 0 | 0 | -12.5669 | -12.5669 | 3664.4696 | 27410.2323 |  | 0
1972-12-24 | 0 | 0 | 0 | 0 | -12.5669 | -12.5669 | 3651.9027 | 27316.2322 |  | 0
1972-12-25 | 0 | 0 | 0 | 0 | -12.5669 | -12.5669 | 3639.3358 | 27222.2321 |  | 0
1972-12-26 | 0 | 0 | 0 | 0 | -12.5669 | -12.5669 | 3626.769 | 27128.232 |  | 0
1972-12-27 | 0 | 0 | 0 | 0 | -12.5669 | -12.5669 | 3614.2021 | 27034.2319 |  | 0
1972-12-28 | 0 | 0 | 0 | 0 | -12.5669 | -12.5669 | 3601.6353 | 26940.2318 |  | 0
1972-12-29 | 0.036667 | 101.2 | 4.0107 | 4.0107 | 84.6224 | 84.6224 | 3686.2577 | 27573.2077 |  | 0
1972-12-30 | 0 | 0 | 0 | 0 | -12.5669 | -12.5669 | 3673.6908 | 27479.2075 |  | 0
1972-12-31 | 0 | 0 | 0 | 0 | -12.5669 | -12.5669 | 3661.124 | 27385.2074 |  | 0
1973-01-01 | 0 | 0 | 0 | 0 | -12.5669 | -12.5669 | 3648.5571 | 27291.2073 |  | 0
1973-01-02 | 0.058333 | 161 | 4.0107 | 4.0107 | 144.4224 | 144.4224 | 3792.9796 | 28371.4872 |  | 0
1973-01-03 | 0.0275 | 75.9 | 4.0107 | 4.0107 | 59.3224 | 59.3224 | 3852.302 | 28815.2191 |  | 0
1973-01-04 | 0 | 0 | 0 | 0 | -12.5669 | -12.5669 | 3839.7352 | 28721.219 |  | 0
1973-01-05 | 0.00083333 | 2.3 | 4.0107 | 2.3 | -12.5669 | -12.5669 | 3827.1683 | 28627.2189 |  | 0
1973-01-06 | 0.020833 | 57.5 | 4.0107 | 4.0107 | 40.9224 | 40.9224 | 3868.0907 | 28933.3188 |  | 0
1973-01-07 | 0.015833 | 43.7 | 4.0107 | 4.0107 | 27.1224 | 27.1224 | 3895.2132 | 29136.1946 |  | 0
1973-01-08 | 0 | 0 | 0 | 0 | -12.5669 | -12.5669 | 3882.6463 | 29042.1945 |  | 0
1973-01-09 | 0 | 0 | 0 | 0 | -12.5669 | -12.5669 | 3870.0795 | 28948.1944 |  | 0
1973-01-10 | 0 | 0 | 0 | 0 | -12.5669 | -12.5669 | 3857.5126 | 28854.1943 |  | 0
1973-01-11 | 0 | 0 | 0 | 0 | -12.5669 | -12.5669 | 3844.9457 | 28760.1942 |  | 0
1973-01-12 | 0 | 0 | 0 | 0 | -12.5669 | -12.5669 | 3832.3789 | 28666.1941 |  | 0
1973-01-13 | 0 | 0 | 0 | 0 | -12.5669 | -12.5669 | 3819.812 | 28572.194 |  | 0
1973-01-14 | 0 | 0 | 0 | 0 | -12.5669 | -12.5669 | 3807.2452 | 28478.1939 |  | 0
1973-01-15 | 0 | 0 | 0 | 0 | -12.5669 | -12.5669 | 3794.6783 | 28384.1937 |  | 0
1973-01-16 | 0 | 0 | 0 | 0 | -12.5669 | -12.5669 | 3782.1114 | 28290.1936 |  | 0
1973-01-17 | 0 | 0 | 0 | 0 | -12.5669 | -12.5669 | 3769.5446 | 28196.1935 |  | 0
1973-01-18 | 0 | 0 | 0 | 0 | -12.5669 | -12.5669 | 3756.9777 | 28102.1934 |  | 0
1973-01-19 | 0 | 0 | 0 | 0 | -12.5669 | -12.5669 | 3744.4109 | 28008.1933 |  | 0
1973-01-20 | 0 | 0 | 0 | 0 | -12.5669 | -12.5669 | 3731.844 | 27914.1932 |  | 0
1973-01-21 | 0.016667 | 46 | 4.0107 | 4.0107 | 29.4224 | 29.4224 | 3761.2665 | 28134.2731 |  | 0
1973-01-22 | 0 | 0 | 0 | 0 | -12.5669 | -12.5669 | 3748.6996 | 28040.273 |  | 0
1973-01-23 | 0 | 0 | 0 | 0 | -12.5669 | -12.5669 | 3736.1327 | 27946.2728 |  | 0
1973-01-24 | 0 | 0 | 0 | 0 | -12.5669 | -12.5669 | 3723.5659 | 27852.2727 |  | 0
1973-01-25 | 0.086667 | 239.2 | 4.0107 | 4.0107 | 222.6224 | 222.6224 | 3946.1883 | 29517.4886 |  | 0
1973-01-26 | 0 | 0 | 0 | 0 | -12.5669 | -12.5669 | 3933.6215 | 29423.4885 |  | 0
1973-01-27 | 0 | 0 | 0 | 0 | -12.5669 | -12.5669 | 3921.0546 | 29329.4884 |  | 0
1973-01-28 | 0 | 0 | 0 | 0 | -12.5669 | -12.5669 | 3908.4877 | 29235.4883 |  | 0
1973-01-29 | 0 | 0 | 0 | 0 | -12.5669 | -12.5669 | 3895.9209 | 29141.4882 |  | 0
1973-01-30 | 0 | 0 | 0 | 0 | -12.5669 | -12.5669 | 3883.354 | 29047.4881 |  | 0
1973-01-31 | 0.0016667 | 4.6 | 4.0107 | 4.0107 | -11.9776 | -11.9776 | 3871.3765 | 28957.8959 |  | 0
1973-02-01 | 0.00083333 | 2.3 | 4.0107 | 2.3 | -12.5669 | -12.5669 | 3858.8096 | 28863.8958 |  | 0
1973-02-02 | 0 | 0 | 0 | 0 | -12.5669 | -12.5669 | 3846.2427 | 28769.8957 |  | 0
1973-02-03 | 0 | 0 | 0 | 0 | -12.5669 | -12.5669 | 3833.6759 | 28675.8956 |  | 0
1973-02-04 | 0 | 0 | 0 | 0 | -12.5669 | -12.5669 | 3821.109 | 28581.8955 |  | 0
1973-02-05 | 0 | 0 | 0 | 0 | -12.5669 | -12.5669 | 3808.5422 | 28487.8954 |  | 0
1973-02-06 | 0 | 0 | 0 | 0 | -12.5669 | -12.5669 | 3795.9753 | 28393.8953 |  | 0
1973-02-07 | 0.033333 | 92 | 4.0107 | 4.0107 | 75.4224 | 75.4224 | 3871.3977 | 28958.0552 |  | 0
1973-02-08 | 0.00083333 | 2.3 | 4.0107 | 2.3 | -12.5669 | -12.5669 | 3858.8309 | 28864.055 |  | 0
1973-02-09 | 0 | 0 | 0 | 0 | -12.5669 | -12.5669 | 3846.264 | 28770.0549 |  | 0
1973-02-10 | 0 | 0 | 0 | 0 | -12.5669 | -12.5669 | 3833.6972 | 28676.0548 |  | 0
1973-02-11 | 0 | 0 | 0 | 0 | -12.5669 | -12.5669 | 3821.1303 | 28582.0547 |  | 0
1973-02-12 | 0 | 0 | 0 | 0 | -12.5669 | -12.5669 | 3808.5634 | 28488.0546 |  | 0
1973-02-13 | 0 | 0 | 0 | 0 | -12.5669 | -12.5669 | 3795.9966 | 28394.0545 |  | 0
1973-02-14 | 0 | 0 | 0 | 0 | -12.5669 | -12.5669 | 3783.4297 | 28300.0544 |  | 0
1973-02-15 | 0 | 0 | 0 | 0 | -12.5669 | -12.5669 | 3770.8629 | 28206.0542 |  | 0
1973-02-16 | 0 | 0 | 0 | 0 | -12.5669 | -12.5669 | 3758.296 | 28112.0541 |  | 0
1973-02-17 | 0.024167 | 66.7 | 4.0107 | 4.0107 | 50.1224 | 50.1224 | 3808.4185 | 28486.97 |  | 0
1973-02-18 | 0 | 0 | 0 | 0 | -12.5669 | -12.5669 | 3795.8516 | 28392.9699 |  | 0
1973-02-19 | 0 | 0 | 0 | 0 | -12.5669 | -12.5669 | 3783.2847 | 28298.9698 |  | 0
1973-02-20 | 0 | 0 | 0 | 0 | -12.5669 | -12.5669 | 3770.7179 | 28204.9697 |  | 0
1973-02-21 | 0 | 0 | 0 | 0 | -12.5669 | -12.5669 | 3758.151 | 28110.9696 |  | 0
1973-02-22 | 0.029167 | 80.5 | 4.0107 | 4.0107 | 63.9224 | 63.9224 | 3822.0735 | 28589.1095 |  | 0
1973-02-23 | 0 | 0 | 0 | 0 | -12.5669 | -12.5669 | 3809.5066 | 28495.1093 |  | 0
1973-02-24 | 0 | 0 | 0 | 0 | -12.5669 | -12.5669 | 3796.9397 | 28401.1092 |  | 0
1973-02-25 | 0.0016667 | 4.6 | 4.0107 | 4.0107 | -11.9776 | -11.9776 | 3784.9622 | 28311.5171 |  | 0
1973-02-26 | 0 | 0 | 0 | 0 | -12.5669 | -12.5669 | 3772.3953 | 28217.517 |  | 0
1973-02-27 | 0 | 0 | 0 | 0 | -12.5669 | -12.5669 | 3759.8285 | 28123.5169 |  | 0
1973-02-28 | 0 | 0 | 0 | 0 | -12.5669 | -12.5669 | 3747.2616 | 28029.5168 |  | 0
1973-03-01 | 0.0016667 | 4.6 | 4.0107 | 4.0107 | -11.9776 | -11.9776 | 3735.284 | 27939.9247 |  | 0
1973-03-02 | 0 | 0 | 0 | 0 | -12.5669 | -12.5669 | 3722.7172 | 27845.9246 |  | 0
1973-03-03 | 0.0225 | 62.1 | 4.0107 | 4.0107 | 45.5224 | 45.5224 | 3768.2396 | 28186.4324 |  | 0
1973-03-04 | 0 | 0 | 0 | 0 | -12.5669 | -12.5669 | 3755.6728 | 28092.4323 |  | 0
1973-03-05 | 0.0325 | 89.7 | 4.0107 | 4.0107 | 73.1224 | 73.1224 | 3828.7952 | 28639.3882 |  | 0
1973-03-06 | 0.024167 | 66.7 | 4.0107 | 4.0107 | 50.1224 | 50.1224 | 3878.9177 | 29014.3041 |  | 0
1973-03-07 | 0 | 0 | 0 | 0 | -12.5669 | -12.5669 | 3866.3508 | 28920.304 |  | 0
1973-03-08 | 0.00083333 | 2.3 | 4.0107 | 2.3 | -12.5669 | -12.5669 | 3853.7839 | 28826.3039 |  | 0
1973-03-09 | 0.015 | 41.4 | 4.0107 | 4.0107 | 24.8224 | 24.8224 | 3878.6064 | 29011.9758 |  | 0
1973-03-10 | 0.023333 | 64.4 | 4.0107 | 4.0107 | 47.8224 | 47.8224 | 3926.4288 | 29369.6877 |  | 0
1973-03-11 | 0 | 0 | 0 | 0 | -12.5669 | -12.5669 | 3913.862 | 29275.6875 |  | 0
1973-03-12 | 0 | 0 | 0 | 0 | -12.5669 | -12.5669 | 3901.2951 | 29181.6874 |  | 0
1973-03-13 | 0.0025 | 6.9 | 4.0107 | 4.0107 | -9.6776 | -9.6776 | 3891.6176 | 29109.2993 |  | 0
1973-03-14 | 0 | 0 | 0 | 0 | -12.5669 | -12.5669 | 3879.0507 | 29015.2992 |  | 0
1973-03-15 | 0 | 0 | 0 | 0 | -12.5669 | -12.5669 | 3866.4838 | 28921.2991 |  | 0
1973-03-16 | 0 | 0 | 0 | 0 | -12.5669 | -12.5669 | 3853.917 | 28827.299 |  | 0
1973-03-17 | 0 | 0 | 0 | 0 | -12.5669 | -12.5669 | 3841.3501 | 28733.2989 |  | 0
1973-03-18 | 0 | 0 | 0 | 0 | -12.5669 | -12.5669 | 3828.7833 | 28639.2988 |  | 0
1973-03-19 | 0 | 0 | 0 | 0 | -12.5669 | -12.5669 | 3816.2164 | 28545.2986 |  | 0
1973-03-20 | 0 | 0 | 0 | 0 | -12.5669 | -12.5669 | 3803.6495 | 28451.2985 |  | 0
1973-03-21 | 0 | 0 | 0 | 0 | -12.5669 | -12.5669 | 3791.0827 | 28357.2984 |  | 0
1973-03-22 | 0 | 0 | 0 | 0 | -12.5669 | -12.5669 | 3778.5158 | 28263.2983 |  | 0
1973-03-23 | 0.1425 | 393.3 | 4.0107 | 4.0107 | 376.7224 | 376.7224 | 3997.8631 | 29904.0163 |  | 144.8083
1973-03-24 | 0.0066667 | 18.4 | 4.0107 | 4.0107 | 1.8224 | 1.8224 | 3999.6856 | 29917.6482 |  | 0
1973-03-25 | 0 | 0 | 0 | 0 | -12.5669 | -12.5669 | 3987.1187 | 29823.6481 |  | 0
1973-03-26 | 0 | 0 | 0 | 0 | -12.5669 | -12.5669 | 3974.5519 | 29729.6479 |  | 0
1973-03-27 | 0.0016667 | 4.6 | 4.0107 | 4.0107 | -11.9776 | -11.9776 | 3962.5743 | 29640.0558 |  | 0
1973-03-28 | 0.018333 | 50.6 | 4.0107 | 4.0107 | 34.0224 | 34.0224 | 3996.5968 | 29894.5437 |  | 0
1973-03-29 | 0 | 0 | 0 | 0 | -12.5669 | -12.5669 | 3984.0299 | 29800.5436 |  | 0
1973-03-30 | 0.0325 | 89.7 | 4.0107 | 4.0107 | 73.1224 | 73.1224 | 3997.8631 | 29904.0163 |  | 46.7223
1973-03-31 | 0 | 0 | 0 | 0 | -12.5669 | -12.5669 | 3985.2963 | 29810.0162 |  | 0
1973-04-01 | 0 | 0 | 0 | 0 | -12.5669 | -12.5669 | 3972.7294 | 29716.0161 |  | 0
1973-04-02 | 0.018333 | 50.6 | 4.0107 | 4.0107 | 34.0224 | 34.0224 | 4006.7519 | 29970.5039 |  | 0
1973-04-03 | 0.0016667 | 4.6 | 4.0107 | 4.0107 | -11.9776 | -11.9776 | 3994.7743 | 29880.9118 |  | 0
1973-04-04 | 0 | 0 | 0 | 0 | -12.5669 | -12.5669 | 3982.2074 | 29786.9117 |  | 0
1973-04-05 | 0 | 0 | 0 | 0 | -12.5669 | -12.5669 | 3969.6406 | 29692.9116 |  | 0
1973-04-06 | 0 | 0 | 0 | 0 | -12.5669 | -12.5669 | 3957.0737 | 29598.9115 |  | 0
1973-04-07 | 0 | 0 | 0 | 0 | -12.5669 | -12.5669 | 3944.5069 | 29504.9114 |  | 0
1973-04-08 | 0.014167 | 39.1 | 4.0107 | 4.0107 | 22.5224 | 22.5224 | 3967.0293 | 29673.3793 |  | 0
1973-04-09 | 0 | 0 | 0 | 0 | -12.5669 | -12.5669 | 3954.4625 | 29579.3792 |  | 0
1973-04-10 | 0 | 0 | 0 | 0 | -12.5669 | -12.5669 | 3941.8956 | 29485.379 |  | 0
1973-04-11 | 0 | 0 | 0 | 0 | -12.5669 | -12.5669 | 3929.3287 | 29391.3789 |  | 0
1973-04-12 | 0 | 0 | 0 | 0 | -12.5669 | -12.5669 | 3916.7619 | 29297.3788 |  | 0
1973-04-13 | 0.011667 | 32.2 | 4.0107 | 4.0107 | 15.6224 | 15.6224 | 3932.3843 | 29414.2347 |  | 0
1973-04-14 | 0 | 0 | 0 | 0 | -12.5669 | -12.5669 | 3919.8175 | 29320.2346 |  | 0
1973-04-15 | 0.028333 | 78.2 | 4.0107 | 4.0107 | 61.6224 | 61.6224 | 3981.4399 | 29781.1705 |  | 0
1973-04-16 | 0 | 0 | 0 | 0 | -12.5669 | -12.5669 | 3968.873 | 29687.1704 |  | 0
1973-04-17 | 0.0016667 | 4.6 | 4.0107 | 4.0107 | -11.9776 | -11.9776 | 3956.8955 | 29597.5783 |  | 0
1973-04-18 | 0 | 0 | 0 | 0 | -12.5669 | -12.5669 | 3944.3286 | 29503.5781 |  | 0
1973-04-19 | 0.096667 | 266.8 | 4.0107 | 4.0107 | 250.2224 | 250.2224 | 3997.8631 | 29904.0163 |  | 184.1211
1973-04-20 | 0 | 0 | 0 | 0 | -12.5669 | -12.5669 | 3985.2963 | 29810.0162 |  | 0
1973-04-21 | 0 | 0 | 0 | 0 | -12.5669 | -12.5669 | 3972.7294 | 29716.0161 |  | 0
1973-04-22 | 0.055833 | 154.1 | 4.0107 | 4.0107 | 137.5224 | 137.5224 | 3997.8631 | 29904.0163 |  | 99.8219
1973-04-23 | 0.013333 | 36.8 | 4.0107 | 4.0107 | 20.2224 | 20.2224 | 3997.8631 | 29904.0163 |  | 7.6556
1973-04-24 | 0.049167 | 135.7 | 4.0107 | 4.0107 | 119.1224 | 119.1224 | 3997.8631 | 29904.0163 |  | 106.5556
1973-04-25 | 0 | 0 | 0 | 0 | -12.5669 | -12.5669 | 3985.2963 | 29810.0162 |  | 0
1973-04-26 | 0.0016667 | 4.6 | 4.0107 | 4.0107 | -11.9776 | -11.9776 | 3973.3187 | 29720.4241 |  | 0
1973-04-27 | 0 | 0 | 0 | 0 | -12.5669 | -12.5669 | 3960.7519 | 29626.4239 |  | 0
1973-04-28 | 0 | 0 | 0 | 0 | -12.5669 | -12.5669 | 3948.185 | 29532.4238 |  | 0
1973-04-29 | 0 | 0 | 0 | 0 | -12.5669 | -12.5669 | 3935.6181 | 29438.4237 |  | 0
1973-04-30 | 0 | 0 | 0 | 0 | -12.5669 | -12.5669 | 3923.0513 | 29344.4236 |  | 0
1973-05-01 | 0.010833 | 29.9 | 4.0107 | 4.0107 | 13.3224 | 13.3224 | 3936.3737 | 29444.0755 |  | 0
1973-05-02 | 0 | 0 | 0 | 0 | -12.5669 | -12.5669 | 3923.8069 | 29350.0754 |  | 0
1973-05-03 | 0 | 0 | 0 | 0 | -12.5669 | -12.5669 | 3911.24 | 29256.0753 |  | 0
1973-05-04 | 0 | 0 | 0 | 0 | -12.5669 | -12.5669 | 3898.6731 | 29162.0752 |  | 0
1973-05-05 | 0.0075 | 20.7 | 4.0107 | 4.0107 | 4.1224 | 4.1224 | 3902.7956 | 29192.911 |  | 0
1973-05-06 | 0 | 0 | 0 | 0 | -12.5669 | -12.5669 | 3890.2287 | 29098.9109 |  | 0
1973-05-07 | 0 | 0 | 0 | 0 | -12.5669 | -12.5669 | 3877.6619 | 29004.9108 |  | 0
1973-05-08 | 0.0125 | 34.5 | 4.0107 | 4.0107 | 17.9224 | 17.9224 | 3895.5843 | 29138.9707 |  | 0
1973-05-09 | 0 | 0 | 0 | 0 | -12.5669 | -12.5669 | 3883.0175 | 29044.9706 |  | 0
1973-05-10 | 0 | 0 | 0 | 0 | -12.5669 | -12.5669 | 3870.4506 | 28950.9705 |  | 0
1973-05-11 | 0 | 0 | 0 | 0 | -12.5669 | -12.5669 | 3857.8837 | 28856.9704 |  | 0
1973-05-12 | 0 | 0 | 0 | 0 | -12.5669 | -12.5669 | 3845.3169 | 28762.9703 |  | 0
1973-05-13 | 0 | 0 | 0 | 0 | -12.5669 | -12.5669 | 3832.75 | 28668.9701 |  | 0
1973-05-14 | 0 | 0 | 0 | 0 | -12.5669 | -12.5669 | 3820.1832 | 28574.97 |  | 0
1973-05-15 | 0 | 0 | 0 | 0 | -12.5669 | -12.5669 | 3807.6163 | 28480.9699 |  | 0
1973-05-16 | 0 | 0 | 0 | 0 | -12.5669 | -12.5669 | 3795.0494 | 28386.9698 |  | 0
1973-05-17 | 0 | 0 | 0 | 0 | -12.5669 | -12.5669 | 3782.4826 | 28292.9697 |  | 0
1973-05-18 | 0 | 0 | 0 | 0 | -12.5669 | -12.5669 | 3769.9157 | 28198.9696 |  | 0
1973-05-19 | 0 | 0 | 0 | 0 | -12.5669 | -12.5669 | 3757.3489 | 28104.9695 |  | 0
1973-05-20 | 0 | 0 | 0 | 0 | -12.5669 | -12.5669 | 3744.782 | 28010.9694 |  | 0
1973-05-21 | 0.0091667 | 25.3 | 4.0107 | 4.0107 | 8.7224 | 8.7224 | 3753.5044 | 28076.2132 |  | 0
1973-05-22 | 0.021667 | 59.8 | 4.0107 | 4.0107 | 43.2224 | 43.2224 | 3796.7269 | 28399.5171 |  | 0
1973-05-23 | 0 | 0 | 0 | 0 | -12.5669 | -12.5669 | 3784.16 | 28305.517 |  | 0
1973-05-24 | 0 | 0 | 0 | 0 | -12.5669 | -12.5669 | 3771.5932 | 28211.5169 |  | 0
1973-05-25 | 0 | 0 | 0 | 0 | -12.5669 | -12.5669 | 3759.0263 | 28117.5168 |  | 0
1973-05-26 | 0 | 0 | 0 | 0 | -12.5669 | -12.5669 | 3746.4594 | 28023.5167 |  | 0
1973-05-27 | 0 | 0 | 0 | 0 | -12.5669 | -12.5669 | 3733.8926 | 27929.5166 |  | 0
1973-05-28 | 0 | 0 | 0 | 0 | -12.5669 | -12.5669 | 3721.3257 | 27835.5165 |  | 0
1973-05-29 | 0 | 0 | 0 | 0 | -12.5669 | -12.5669 | 3708.7589 | 27741.5163 |  | 0
1973-05-30 | 0 | 0 | 0 | 0 | -12.5669 | -12.5669 | 3696.192 | 27647.5162 |  | 0
1973-05-31 | 0 | 0 | 0 | 0 | -12.5669 | -12.5669 | 3683.6251 | 27553.5161 |  | 0
1973-06-01 | 0.015 | 41.4 | 4.0107 | 4.0107 | 24.8224 | 24.8224 | 3708.4476 | 27739.188 |  | 0
1973-06-02 | 0.27 | 745.2 | 4.0107 | 4.0107 | 728.6224 | 728.6224 | 3997.8631 | 29904.0163 |  | 426.64
1973-06-03 | 0 | 0 | 0 | 0 | -12.5669 | -12.5669 | 3985.2963 | 29810.0162 |  | 0
1973-06-04 | 0 | 0 | 0 | 0 | -12.5669 | -12.5669 | 3972.7294 | 29716.0161 |  | 0
1973-06-05 | 0 | 0 | 0 | 0 | -12.5669 | -12.5669 | 3960.1626 | 29622.0159 |  | 0
1973-06-06 | 0 | 0 | 0 | 0 | -12.5669 | -12.5669 | 3947.5957 | 29528.0158 |  | 0
1973-06-07 | 0 | 0 | 0 | 0 | -12.5669 | -12.5669 | 3935.0288 | 29434.0157 |  | 0
1973-06-08 | 0 | 0 | 0 | 0 | -12.5669 | -12.5669 | 3922.462 | 29340.0156 |  | 0
1973-06-09 | 0 | 0 | 0 | 0 | -12.5669 | -12.5669 | 3909.8951 | 29246.0155 |  | 0
1973-06-10 | 0 | 0 | 0 | 0 | -12.5669 | -12.5669 | 3897.3283 | 29152.0154 |  | 0
1973-06-11 | 0.011667 | 32.2 | 4.0107 | 4.0107 | 15.6224 | 15.6224 | 3912.9507 | 29268.8713 |  | 0
1973-06-12 | 0 | 0 | 0 | 0 | -12.5669 | -12.5669 | 3900.3838 | 29174.8712 |  | 0
1973-06-13 | 0.0033333 | 9.2 | 4.0107 | 4.0107 | -7.3776 | -7.3776 | 3893.0063 | 29119.687 |  | 0
1973-06-14 | 0.0058333 | 16.1 | 4.0107 | 4.0107 | -0.47756 | -0.47756 | 3892.5287 | 29116.1149 |  | 0
1973-06-15 | 0 | 0 | 0 | 0 | -12.5669 | -12.5669 | 3879.9619 | 29022.1148 |  | 0
1973-06-16 | 0.12333 | 340.4 | 4.0107 | 4.0107 | 323.8224 | 323.8224 | 3997.8631 | 29904.0163 |  | 193.3543
1973-06-17 | 0 | 0 | 0 | 0 | -12.5669 | -12.5669 | 3985.2963 | 29810.0162 |  | 0
1973-06-18 | 0 | 0 | 0 | 0 | -12.5669 | -12.5669 | 3972.7294 | 29716.0161 |  | 0
1973-06-19 | 0 | 0 | 0 | 0 | -12.5669 | -12.5669 | 3960.1626 | 29622.0159 |  | 0
1973-06-20 | 0 | 0 | 0 | 0 | -12.5669 | -12.5669 | 3947.5957 | 29528.0158 |  | 0
1973-06-21 | 0 | 0 | 0 | 0 | -12.5669 | -12.5669 | 3935.0288 | 29434.0157 |  | 0
1973-06-22 | 0 | 0 | 0 | 0 | -12.5669 | -12.5669 | 3922.462 | 29340.0156 |  | 0
1973-06-23 | 0 | 0 | 0 | 0 | -12.5669 | -12.5669 | 3909.8951 | 29246.0155 |  | 0
1973-06-24 | 0 | 0 | 0 | 0 | -12.5669 | -12.5669 | 3897.3283 | 29152.0154 |  | 0
1973-06-25 | 0 | 0 | 0 | 0 | -12.5669 | -12.5669 | 3884.7614 | 29058.0153 |  | 0
1973-06-26 | 0 | 0 | 0 | 0 | -12.5669 | -12.5669 | 3872.1945 | 28964.0152 |  | 0
1973-06-27 | 0 | 0 | 0 | 0 | -12.5669 | -12.5669 | 3859.6277 | 28870.015 |  | 0
1973-06-28 | 0 | 0 | 0 | 0 | -12.5669 | -12.5669 | 3847.0608 | 28776.0149 |  | 0
1973-06-29 | 0.0016667 | 4.6 | 4.0107 | 4.0107 | -11.9776 | -11.9776 | 3835.0833 | 28686.4228 |  | 0
1973-06-30 | 0 | 0 | 0 | 0 | -12.5669 | -12.5669 | 3822.5164 | 28592.4227 |  | 0
1973-07-01 | 0 | 0 | 0 | 0 | -12.5669 | -12.5669 | 3809.9495 | 28498.4226 |  | 0
1973-07-02 | 0 | 0 | 0 | 0 | -12.5669 | -12.5669 | 3797.3827 | 28404.4225 |  | 0
1973-07-03 | 0 | 0 | 0 | 0 | -12.5669 | -12.5669 | 3784.8158 | 28310.4224 |  | 0
1973-07-04 | 0 | 0 | 0 | 0 | -12.5669 | -12.5669 | 3772.249 | 28216.4223 |  | 0
1973-07-05 | 0 | 0 | 0 | 0 | -12.5669 | -12.5669 | 3759.6821 | 28122.4221 |  | 0
1973-07-06 | 0 | 0 | 0 | 0 | -12.5669 | -12.5669 | 3747.1152 | 28028.422 |  | 0
1973-07-07 | 0 | 0 | 0 | 0 | -12.5669 | -12.5669 | 3734.5484 | 27934.4219 |  | 0
1973-07-08 | 0 | 0 | 0 | 0 | -12.5669 | -12.5669 | 3721.9815 | 27840.4218 |  | 0
1973-07-09 | 0 | 0 | 0 | 0 | -12.5669 | -12.5669 | 3709.4147 | 27746.4217 |  | 0
1973-07-10 | 0 | 0 | 0 | 0 | -12.5669 | -12.5669 | 3696.8478 | 27652.4216 |  | 0
1973-07-11 | 0 | 0 | 0 | 0 | -12.5669 | -12.5669 | 3684.2809 | 27558.4215 |  | 0
1973-07-12 | 0 | 0 | 0 | 0 | -12.5669 | -12.5669 | 3671.7141 | 27464.4214 |  | 0
1973-07-13 | 0 | 0 | 0 | 0 | -12.5669 | -12.5669 | 3659.1472 | 27370.4212 |  | 0
1973-07-14 | 0 | 0 | 0 | 0 | -12.5669 | -12.5669 | 3646.5804 | 27276.4211 |  | 0
1973-07-15 | 0 | 0 | 0 | 0 | -12.5669 | -12.5669 | 3634.0135 | 27182.421 |  | 0
1973-07-16 | 0 | 0 | 0 | 0 | -12.5669 | -12.5669 | 3621.4466 | 27088.4209 |  | 0
1973-07-17 | 0.0975 | 269.1 | 4.0107 | 4.0107 | 252.5224 | 252.5224 | 3873.9691 | 28977.2888 |  | 0
1973-07-18 | 0 | 0 | 0 | 0 | -12.5669 | -12.5669 | 3861.4022 | 28883.2887 |  | 0
1973-07-19 | 0 | 0 | 0 | 0 | -12.5669 | -12.5669 | 3848.8354 | 28789.2886 |  | 0
1973-07-20 | 0 | 0 | 0 | 0 | -12.5669 | -12.5669 | 3836.2685 | 28695.2885 |  | 0
1973-07-21 | 0.051667 | 142.6 | 4.0107 | 4.0107 | 126.0224 | 126.0224 | 3962.291 | 29637.9363 |  | 0
1973-07-22 | 0 | 0 | 0 | 0 | -12.5669 | -12.5669 | 3949.7241 | 29543.9362 |  | 0
1973-07-23 | 0 | 0 | 0 | 0 | -12.5669 | -12.5669 | 3937.1572 | 29449.9361 |  | 0
1973-07-24 | 0 | 0 | 0 | 0 | -12.5669 | -12.5669 | 3924.5904 | 29355.936 |  | 0
1973-07-25 | 0 | 0 | 0 | 0 | -12.5669 | -12.5669 | 3912.0235 | 29261.9359 |  | 0
1973-07-26 | 0 | 0 | 0 | 0 | -12.5669 | -12.5669 | 3899.4567 | 29167.9358 |  | 0
1973-07-27 | 0 | 0 | 0 | 0 | -12.5669 | -12.5669 | 3886.8898 | 29073.9357 |  | 0
1973-07-28 | 0.0091667 | 25.3 | 4.0107 | 4.0107 | 8.7224 | 8.7224 | 3895.6122 | 29139.1795 |  | 0
1973-07-29 | 0.16 | 441.6 | 4.0107 | 4.0107 | 425.0224 | 425.0224 | 3997.8631 | 29904.0163 |  | 310.2047
1973-07-30 | 0.0575 | 158.7 | 4.0107 | 4.0107 | 142.1224 | 142.1224 | 3997.8631 | 29904.0163 |  | 129.5556
1973-07-31 | 0 | 0 | 0 | 0 | -12.5669 | -12.5669 | 3985.2963 | 29810.0162 |  | 0
1973-08-01 | 0 | 0 | 0 | 0 | -12.5669 | -12.5669 | 3972.7294 | 29716.0161 |  | 0
1973-08-02 | 0 | 0 | 0 | 0 | -12.5669 | -12.5669 | 3960.1626 | 29622.0159 |  | 0
1973-08-03 | 0 | 0 | 0 | 0 | -12.5669 | -12.5669 | 3947.5957 | 29528.0158 |  | 0
1973-08-04 | 0 | 0 | 0 | 0 | -12.5669 | -12.5669 | 3935.0288 | 29434.0157 |  | 0
1973-08-05 | 0 | 0 | 0 | 0 | -12.5669 | -12.5669 | 3922.462 | 29340.0156 |  | 0
1973-08-06 | 0 | 0 | 0 | 0 | -12.5669 | -12.5669 | 3909.8951 | 29246.0155 |  | 0
1973-08-07 | 0 | 0 | 0 | 0 | -12.5669 | -12.5669 | 3897.3283 | 29152.0154 |  | 0
1973-08-08 | 0 | 0 | 0 | 0 | -12.5669 | -12.5669 | 3884.7614 | 29058.0153 |  | 0
1973-08-09 | 0 | 0 | 0 | 0 | -12.5669 | -12.5669 | 3872.1945 | 28964.0152 |  | 0
1973-08-10 | 0 | 0 | 0 | 0 | -12.5669 | -12.5669 | 3859.6277 | 28870.015 |  | 0
1973-08-11 | 0 | 0 | 0 | 0 | -12.5669 | -12.5669 | 3847.0608 | 28776.0149 |  | 0
1973-08-12 | 0 | 0 | 0 | 0 | -12.5669 | -12.5669 | 3834.494 | 28682.0148 |  | 0
1973-08-13 | 0 | 0 | 0 | 0 | -12.5669 | -12.5669 | 3821.9271 | 28588.0147 |  | 0
1973-08-14 | 0 | 0 | 0 | 0 | -12.5669 | -12.5669 | 3809.3602 | 28494.0146 |  | 0
1973-08-15 | 0.0016667 | 4.6 | 4.0107 | 4.0107 | -11.9776 | -11.9776 | 3797.3827 | 28404.4225 |  | 0
1973-08-16 | 0.0025 | 6.9 | 4.0107 | 4.0107 | -9.6776 | -9.6776 | 3787.7051 | 28332.0344 |  | 0
1973-08-17 | 0 | 0 | 0 | 0 | -12.5669 | -12.5669 | 3775.1383 | 28238.0343 |  | 0
1973-08-18 | 0 | 0 | 0 | 0 | -12.5669 | -12.5669 | 3762.5714 | 28144.0341 |  | 0
1973-08-19 | 0 | 0 | 0 | 0 | -12.5669 | -12.5669 | 3750.0045 | 28050.034 |  | 0
1973-08-20 | 0 | 0 | 0 | 0 | -12.5669 | -12.5669 | 3737.4377 | 27956.0339 |  | 0
1973-08-21 | 0 | 0 | 0 | 0 | -12.5669 | -12.5669 | 3724.8708 | 27862.0338 |  | 0
1973-08-22 | 0 | 0 | 0 | 0 | -12.5669 | -12.5669 | 3712.304 | 27768.0337 |  | 0
1973-08-23 | 0 | 0 | 0 | 0 | -12.5669 | -12.5669 | 3699.7371 | 27674.0336 |  | 0
1973-08-24 | 0 | 0 | 0 | 0 | -12.5669 | -12.5669 | 3687.1702 | 27580.0335 |  | 0
1973-08-25 | 0 | 0 | 0 | 0 | -12.5669 | -12.5669 | 3674.6034 | 27486.0334 |  | 0
1973-08-26 | 0 | 0 | 0 | 0 | -12.5669 | -12.5669 | 3662.0365 | 27392.0332 |  | 0
1973-08-27 | 0 | 0 | 0 | 0 | -12.5669 | -12.5669 | 3649.4697 | 27298.0331 |  | 0
1973-08-28 | 0 | 0 | 0 | 0 | -12.5669 | -12.5669 | 3636.9028 | 27204.033 |  | 0
1973-08-29 | 0 | 0 | 0 | 0 | -12.5669 | -12.5669 | 3624.3359 | 27110.0329 |  | 0
1973-08-30 | 0 | 0 | 0 | 0 | -12.5669 | -12.5669 | 3611.7691 | 27016.0328 |  | 0
1973-08-31 | 0 | 0 | 0 | 0 | -12.5669 | -12.5669 | 3599.2022 | 26922.0327 |  | 0
1973-09-01 | 0.050833 | 140.3 | 4.0107 | 4.0107 | 123.7224 | 123.7224 | 3722.9247 | 27847.4766 |  | 0
1973-09-02 | 0 | 0 | 0 | 0 | -12.5669 | -12.5669 | 3710.3578 | 27753.4765 |  | 0
1973-09-03 | 0.02 | 55.2 | 4.0107 | 4.0107 | 38.6224 | 38.6224 | 3748.9803 | 28042.3723 |  | 0
1973-09-04 | 0 | 0 | 0 | 0 | -12.5669 | -12.5669 | 3736.4134 | 27948.3722 |  | 0
1973-09-05 | 0.07 | 193.2 | 4.0107 | 4.0107 | 176.6224 | 176.6224 | 3913.0358 | 29269.5081 |  | 0
1973-09-06 | 0.12167 | 335.8 | 4.0107 | 4.0107 | 319.2224 | 319.2224 | 3997.8631 | 29904.0163 |  | 221.8283
1973-09-07 | 0.0066667 | 18.4 | 4.0107 | 4.0107 | 1.8224 | 1.8224 | 3999.6856 | 29917.6482 |  | 0 | 1
1973-09-08 | 0.045833 | 126.5 | 4.0107 | 4.0107 | 109.9224 | 109.9224 | 3997.8631 | 29904.0163 |  | 99.178
1973-09-09 | 0 | 0 | 0 | 0 | -12.5669 | -12.5669 | 3985.2963 | 29810.0162 |  | 0
1973-09-10 | 0 | 0 | 0 | 0 | -12.5669 | -12.5669 | 3972.7294 | 29716.0161 |  | 0
1973-09-11 | 0 | 0 | 0 | 0 | -12.5669 | -12.5669 | 3960.1626 | 29622.0159 |  | 0
1973-09-12 | 0 | 0 | 0 | 0 | -12.5669 | -12.5669 | 3947.5957 | 29528.0158 |  | 0
1973-09-13 | 0 | 0 | 0 | 0 | -12.5669 | -12.5669 | 3935.0288 | 29434.0157 |  | 0
1973-09-14 | 0 | 0 | 0 | 0 | -12.5669 | -12.5669 | 3922.462 | 29340.0156 |  | 0
1973-09-15 | 0 | 0 | 0 | 0 | -12.5669 | -12.5669 | 3909.8951 | 29246.0155 |  | 0
1973-09-16 | 0 | 0 | 0 | 0 | -12.5669 | -12.5669 | 3897.3283 | 29152.0154 |  | 0
1973-09-17 | 0 | 0 | 0 | 0 | -12.5669 | -12.5669 | 3884.7614 | 29058.0153 |  | 0
1973-09-18 | 0 | 0 | 0 | 0 | -12.5669 | -12.5669 | 3872.1945 | 28964.0152 |  | 0
1973-09-19 | 0 | 0 | 0 | 0 | -12.5669 | -12.5669 | 3859.6277 | 28870.015 |  | 0
1973-09-20 | 0 | 0 | 0 | 0 | -12.5669 | -12.5669 | 3847.0608 | 28776.0149 |  | 0
1973-09-21 | 0 | 0 | 0 | 0 | -12.5669 | -12.5669 | 3834.494 | 28682.0148 |  | 0
1973-09-22 | 0 | 0 | 0 | 0 | -12.5669 | -12.5669 | 3821.9271 | 28588.0147 |  | 0
1973-09-23 | 0 | 0 | 0 | 0 | -12.5669 | -12.5669 | 3809.3602 | 28494.0146 |  | 0
1973-09-24 | 0 | 0 | 0 | 0 | -12.5669 | -12.5669 | 3796.7934 | 28400.0145 |  | 0
1973-09-25 | 0 | 0 | 0 | 0 | -12.5669 | -12.5669 | 3784.2265 | 28306.0144 |  | 0
1973-09-26 | 0.1275 | 351.9 | 4.0107 | 4.0107 | 335.3224 | 335.3224 | 3997.8631 | 29904.0163 |  | 109.119
1973-09-27 | 0 | 0 | 0 | 0 | -12.5669 | -12.5669 | 3985.2963 | 29810.0162 |  | 0
1973-09-28 | 0 | 0 | 0 | 0 | -12.5669 | -12.5669 | 3972.7294 | 29716.0161 |  | 0
1973-09-29 | 0 | 0 | 0 | 0 | -12.5669 | -12.5669 | 3960.1626 | 29622.0159 |  | 0
1973-09-30 | 0 | 0 | 0 | 0 | -12.5669 | -12.5669 | 3947.5957 | 29528.0158 |  | 0
1973-10-01 | 0 | 0 | 0 | 0 | -12.5669 | -12.5669 | 3935.0288 | 29434.0157 |  | 0
1973-10-02 | 0 | 0 | 0 | 0 | -12.5669 | -12.5669 | 3922.462 | 29340.0156 |  | 0
1973-10-03 | 0 | 0 | 0 | 0 | -12.5669 | -12.5669 | 3909.8951 | 29246.0155 |  | 0
1973-10-04 | 0.0066667 | 18.4 | 4.0107 | 4.0107 | 1.8224 | 1.8224 | 3911.7176 | 29259.6474 |  | 0
1973-10-05 | 0.005 | 13.8 | 4.0107 | 4.0107 | -2.7776 | -2.7776 | 3908.94 | 29238.8713 |  | 0
1973-10-06 | 0 | 0 | 0 | 0 | -12.5669 | -12.5669 | 3896.3731 | 29144.8712 |  | 0
1973-10-07 | 0 | 0 | 0 | 0 | -12.5669 | -12.5669 | 3883.8063 | 29050.871 |  | 0
1973-10-08 | 0 | 0 | 0 | 0 | -12.5669 | -12.5669 | 3871.2394 | 28956.8709 |  | 0
1973-10-09 | 0 | 0 | 0 | 0 | -12.5669 | -12.5669 | 3858.6726 | 28862.8708 |  | 0
1973-10-10 | 0 | 0 | 0 | 0 | -12.5669 | -12.5669 | 3846.1057 | 28768.8707 |  | 0
1973-10-11 | 0.11167 | 308.2 | 4.0107 | 4.0107 | 291.6224 | 291.6224 | 3997.8631 | 29904.0163 |  | 127.2982
1973-10-12 | 0.025833 | 71.3 | 4.0107 | 4.0107 | 54.7224 | 54.7224 | 3997.8631 | 29904.0163 |  | 42.1556
1973-10-13 | 0 | 0 | 0 | 0 | -12.5669 | -12.5669 | 3985.2963 | 29810.0162 |  | 0
1973-10-14 | 0 | 0 | 0 | 0 | -12.5669 | -12.5669 | 3972.7294 | 29716.0161 |  | 0
1973-10-15 | 0 | 0 | 0 | 0 | -12.5669 | -12.5669 | 3960.1626 | 29622.0159 |  | 0
1973-10-16 | 0 | 0 | 0 | 0 | -12.5669 | -12.5669 | 3947.5957 | 29528.0158 |  | 0
1973-10-17 | 0 | 0 | 0 | 0 | -12.5669 | -12.5669 | 3935.0288 | 29434.0157 |  | 0
1973-10-18 | 0 | 0 | 0 | 0 | -12.5669 | -12.5669 | 3922.462 | 29340.0156 |  | 0
1973-10-19 | 0 | 0 | 0 | 0 | -12.5669 | -12.5669 | 3909.8951 | 29246.0155 |  | 0
1973-10-20 | 0 | 0 | 0 | 0 | -12.5669 | -12.5669 | 3897.3283 | 29152.0154 |  | 0
1973-10-21 | 0 | 0 | 0 | 0 | -12.5669 | -12.5669 | 3884.7614 | 29058.0153 |  | 0
1973-10-22 | 0 | 0 | 0 | 0 | -12.5669 | -12.5669 | 3872.1945 | 28964.0152 |  | 0
1973-10-23 | 0 | 0 | 0 | 0 | -12.5669 | -12.5669 | 3859.6277 | 28870.015 |  | 0
1973-10-24 | 0 | 0 | 0 | 0 | -12.5669 | -12.5669 | 3847.0608 | 28776.0149 |  | 0
1973-10-25 | 0 | 0 | 0 | 0 | -12.5669 | -12.5669 | 3834.494 | 28682.0148 |  | 0
1973-10-26 | 0.0033333 | 9.2 | 4.0107 | 4.0107 | -7.3776 | -7.3776 | 3827.1164 | 28626.8307 |  | 0
1973-10-27 | 0.0083333 | 23 | 4.0107 | 4.0107 | 6.4224 | 6.4224 | 3833.5388 | 28674.8706 |  | 0
1973-10-28 | 0 | 0 | 0 | 0 | -12.5669 | -12.5669 | 3820.972 | 28580.8705 |  | 0
1973-10-29 | 0 | 0 | 0 | 0 | -12.5669 | -12.5669 | 3808.4051 | 28486.8704 |  | 0
1973-10-30 | 0 | 0 | 0 | 0 | -12.5669 | -12.5669 | 3795.8383 | 28392.8703 |  | 0
1973-10-31 | 0 | 0 | 0 | 0 | -12.5669 | -12.5669 | 3783.2714 | 28298.8701 |  | 0
1973-11-01 | 0 | 0 | 0 | 0 | -12.5669 | -12.5669 | 3770.7045 | 28204.87 |  | 0
1973-11-02 | 0 | 0 | 0 | 0 | -12.5669 | -12.5669 | 3758.1377 | 28110.8699 |  | 0
1973-11-03 | 0 | 0 | 0 | 0 | -12.5669 | -12.5669 | 3745.5708 | 28016.8698 |  | 0
1973-11-04 | 0 | 0 | 0 | 0 | -12.5669 | -12.5669 | 3733.004 | 27922.8697 |  | 0
1973-11-05 | 0 | 0 | 0 | 0 | -12.5669 | -12.5669 | 3720.4371 | 27828.8696 |  | 0
1973-11-06 | 0.00083333 | 2.3 | 4.0107 | 2.3 | -12.5669 | -12.5669 | 3707.8702 | 27734.8695 |  | 0
1973-11-07 | 0 | 0 | 0 | 0 | -12.5669 | -12.5669 | 3695.3034 | 27640.8694 |  | 0
1973-11-08 | 0.00083333 | 2.3 | 4.0107 | 2.3 | -12.5669 | -12.5669 | 3682.7365 | 27546.8692 |  | 0
1973-11-09 | 0 | 0 | 0 | 0 | -12.5669 | -12.5669 | 3670.1697 | 27452.8691 |  | 0
1973-11-10 | 0 | 0 | 0 | 0 | -12.5669 | -12.5669 | 3657.6028 | 27358.869 |  | 0
1973-11-11 | 0 | 0 | 0 | 0 | -12.5669 | -12.5669 | 3645.0359 | 27264.8689 |  | 0
1973-11-12 | 0 | 0 | 0 | 0 | -12.5669 | -12.5669 | 3632.4691 | 27170.8688 |  | 0
1973-11-13 | 0 | 0 | 0 | 0 | -12.5669 | -12.5669 | 3619.9022 | 27076.8687 |  | 0
1973-11-14 | 0 | 0 | 0 | 0 | -12.5669 | -12.5669 | 3607.3354 | 26982.8686 |  | 0
1973-11-15 | 0 | 0 | 0 | 0 | -12.5669 | -12.5669 | 3594.7685 | 26888.8685 |  | 0
1973-11-16 | 0 | 0 | 0 | 0 | -12.5669 | -12.5669 | 3582.2016 | 26794.8683 |  | 0
1973-11-17 | 0 | 0 | 0 | 0 | -12.5669 | -12.5669 | 3569.6348 | 26700.8682 |  | 0
1973-11-18 | 0 | 0 | 0 | 0 | -12.5669 | -12.5669 | 3557.0679 | 26606.8681 |  | 0
1973-11-19 | 0.0041667 | 11.5 | 4.0107 | 4.0107 | -5.0776 | -5.0776 | 3551.9904 | 26568.888 |  | 0
1973-11-20 | 0.00083333 | 2.3 | 4.0107 | 2.3 | -12.5669 | -12.5669 | 3539.4235 | 26474.8879 |  | 0
1973-11-21 | 0 | 0 | 0 | 0 | -12.5669 | -12.5669 | 3526.8567 | 26380.8878 |  | 0
1973-11-22 | 0 | 0 | 0 | 0 | -12.5669 | -12.5669 | 3514.2898 | 26286.8877 |  | 0
1973-11-23 | 0 | 0 | 0 | 0 | -12.5669 | -12.5669 | 3501.7229 | 26192.8875 |  | 0
1973-11-24 | 0.13333 | 368 | 4.0107 | 4.0107 | 351.4224 | 351.4224 | 3853.1454 | 28821.5274 |  | 0
1973-11-25 | 0 | 0 | 0 | 0 | -12.5669 | -12.5669 | 3840.5785 | 28727.5273 |  | 0
1973-11-26 | 0 | 0 | 0 | 0 | -12.5669 | -12.5669 | 3828.0117 | 28633.5272 |  | 0
1973-11-27 | 0 | 0 | 0 | 0 | -12.5669 | -12.5669 | 3815.4448 | 28539.5271 |  | 0
1973-11-28 | 0 | 0 | 0 | 0 | -12.5669 | -12.5669 | 3802.8779 | 28445.527 |  | 0
1973-11-29 | 0 | 0 | 0 | 0 | -12.5669 | -12.5669 | 3790.3111 | 28351.5269 |  | 0
1973-11-30 | 0 | 0 | 0 | 0 | -12.5669 | -12.5669 | 3777.7442 | 28257.5268 |  | 0
1973-12-01 | 0 | 0 | 0 | 0 | -12.5669 | -12.5669 | 3765.1774 | 28163.5266 |  | 0
1973-12-02 | 0 | 0 | 0 | 0 | -12.5669 | -12.5669 | 3752.6105 | 28069.5265 |  | 0
1973-12-03 | 0.0033333 | 9.2 | 4.0107 | 4.0107 | -7.3776 | -7.3776 | 3745.2329 | 28014.3424 |  | 0
1973-12-04 | 0 | 0 | 0 | 0 | -12.5669 | -12.5669 | 3732.6661 | 27920.3423 |  | 0
1973-12-05 | 0 | 0 | 0 | 0 | -12.5669 | -12.5669 | 3720.0992 | 27826.3422 |  | 0
1973-12-06 | 0 | 0 | 0 | 0 | -12.5669 | -12.5669 | 3707.5324 | 27732.3421 |  | 0
1973-12-07 | 0 | 0 | 0 | 0 | -12.5669 | -12.5669 | 3694.9655 | 27638.342 |  | 0
1973-12-08 | 0 | 0 | 0 | 0 | -12.5669 | -12.5669 | 3682.3986 | 27544.3419 |  | 0
1973-12-09 | 0 | 0 | 0 | 0 | -12.5669 | -12.5669 | 3669.8318 | 27450.3417 |  | 0
1973-12-10 | 0 | 0 | 0 | 0 | -12.5669 | -12.5669 | 3657.2649 | 27356.3416 |  | 0
1973-12-11 | 0 | 0 | 0 | 0 | -12.5669 | -12.5669 | 3644.6981 | 27262.3415 |  | 0
1973-12-12 | 0 | 0 | 0 | 0 | -12.5669 | -12.5669 | 3632.1312 | 27168.3414 |  | 0
1973-12-13 | 0 | 0 | 0 | 0 | -12.5669 | -12.5669 | 3619.5643 | 27074.3413 |  | 0
1973-12-14 | 0 | 0 | 0 | 0 | -12.5669 | -12.5669 | 3606.9975 | 26980.3412 |  | 0
1973-12-15 | 0 | 0 | 0 | 0 | -12.5669 | -12.5669 | 3594.4306 | 26886.3411 |  | 0
1973-12-16 | 0 | 0 | 0 | 0 | -12.5669 | -12.5669 | 3581.8638 | 26792.341 |  | 0
1973-12-17 | 0 | 0 | 0 | 0 | -12.5669 | -12.5669 | 3569.2969 | 26698.3408 |  | 0
1973-12-18 | 0 | 0 | 0 | 0 | -12.5669 | -12.5669 | 3556.73 | 26604.3407 |  | 0
1973-12-19 | 0 | 0 | 0 | 0 | -12.5669 | -12.5669 | 3544.1632 | 26510.3406 |  | 0
1973-12-20 | 0 | 0 | 0 | 0 | -12.5669 | -12.5669 | 3531.5963 | 26416.3405 |  | 0
1973-12-21 | 0 | 0 | 0 | 0 | -12.5669 | -12.5669 | 3519.0295 | 26322.3404 |  | 0
1973-12-22 | 0 | 0 | 0 | 0 | -12.5669 | -12.5669 | 3506.4626 | 26228.3403 |  | 0
1973-12-23 | 0 | 0 | 0 | 0 | -12.5669 | -12.5669 | 3493.8957 | 26134.3402 |  | 0
1973-12-24 | 0 | 0 | 0 | 0 | -12.5669 | -12.5669 | 3481.3289 | 26040.3401 |  | 0
1973-12-25 | 0 | 0 | 0 | 0 | -12.5669 | -12.5669 | 3468.762 | 25946.3399 |  | 0
1973-12-26 | 0 | 0 | 0 | 0 | -12.5669 | -12.5669 | 3456.1952 | 25852.3398 |  | 0
1973-12-27 | 0 | 0 | 0 | 0 | -12.5669 | -12.5669 | 3443.6283 | 25758.3397 |  | 0
1973-12-28 | 0 | 0 | 0 | 0 | -12.5669 | -12.5669 | 3431.0614 | 25664.3396 |  | 0
1973-12-29 | 0 | 0 | 0 | 0 | -12.5669 | -12.5669 | 3418.4946 | 25570.3395 |  | 0
1973-12-30 | 0 | 0 | 0 | 0 | -12.5669 | -12.5669 | 3405.9277 | 25476.3394 |  | 0
1973-12-31 | 0.0033333 | 9.2 | 4.0107 | 4.0107 | -7.3776 | -7.3776 | 3398.5502 | 25421.1553 |  | 0
1974-01-01 | 0 | 0 | 0 | 0 | -12.5669 | -12.5669 | 3385.9833 | 25327.1552 |  | 0
1974-01-02 | 0 | 0 | 0 | 0 | -12.5669 | -12.5669 | 3373.4164 | 25233.155 |  | 0
1974-01-03 | 0 | 0 | 0 | 0 | -12.5669 | -12.5669 | 3360.8496 | 25139.1549 |  | 0
1974-01-04 | 0 | 0 | 0 | 0 | -12.5669 | -12.5669 | 3348.2827 | 25045.1548 |  | 0
1974-01-05 | 0 | 0 | 0 | 0 | -12.5669 | -12.5669 | 3335.7159 | 24951.1547 |  | 0
1974-01-06 | 0 | 0 | 0 | 0 | -12.5669 | -12.5669 | 3323.149 | 24857.1546 |  | 0
1974-01-07 | 0 | 0 | 0 | 0 | -12.5669 | -12.5669 | 3310.5821 | 24763.1545 |  | 0
1974-01-08 | 0 | 0 | 0 | 0 | -12.5669 | -12.5669 | 3298.0153 | 24669.1544 |  | 0
1974-01-09 | 0.005 | 13.8 | 4.0107 | 4.0107 | -2.7776 | -2.7776 | 3295.2377 | 24648.3782 |  | 0
1974-01-10 | 0.0041667 | 11.5 | 4.0107 | 4.0107 | -5.0776 | -5.0776 | 3290.1602 | 24610.3981 |  | 0
1974-01-11 | 0 | 0 | 0 | 0 | -12.5669 | -12.5669 | 3277.5933 | 24516.398 |  | 0
1974-01-12 | 0 | 0 | 0 | 0 | -12.5669 | -12.5669 | 3265.0265 | 24422.3979 |  | 0
1974-01-13 | 0 | 0 | 0 | 0 | -12.5669 | -12.5669 | 3252.4596 | 24328.3978 |  | 0
1974-01-14 | 0 | 0 | 0 | 0 | -12.5669 | -12.5669 | 3239.8927 | 24234.3977 |  | 0
1974-01-15 | 0 | 0 | 0 | 0 | -12.5669 | -12.5669 | 3227.3259 | 24140.3976 |  | 0
1974-01-16 | 0 | 0 | 0 | 0 | -12.5669 | -12.5669 | 3214.759 | 24046.3975 |  | 0
1974-01-17 | 0 | 0 | 0 | 0 | -12.5669 | -12.5669 | 3202.1922 | 23952.3973 |  | 0
1974-01-18 | 0.005 | 13.8 | 4.0107 | 4.0107 | -2.7776 | -2.7776 | 3199.4146 | 23931.6212 |  | 0
1974-01-19 | 0.0091667 | 25.3 | 4.0107 | 4.0107 | 8.7224 | 8.7224 | 3208.137 | 23996.8651 |  | 0
1974-01-20 | 0.00083333 | 2.3 | 4.0107 | 2.3 | -12.5669 | -12.5669 | 3195.5702 | 23902.865 |  | 0
1974-01-21 | 0 | 0 | 0 | 0 | -12.5669 | -12.5669 | 3183.0033 | 23808.8649 |  | 0
1974-01-22 | 0 | 0 | 0 | 0 | -12.5669 | -12.5669 | 3170.4365 | 23714.8648 |  | 0
1974-01-23 | 0 | 0 | 0 | 0 | -12.5669 | -12.5669 | 3157.8696 | 23620.8647 |  | 0
1974-01-24 | 0 | 0 | 0 | 0 | -12.5669 | -12.5669 | 3145.3027 | 23526.8646 |  | 0
1974-01-25 | 0 | 0 | 0 | 0 | -12.5669 | -12.5669 | 3132.7359 | 23432.8644 |  | 0
1974-01-26 | 0 | 0 | 0 | 0 | -12.5669 | -12.5669 | 3120.169 | 23338.8643 |  | 0
1974-01-27 | 0 | 0 | 0 | 0 | -12.5669 | -12.5669 | 3107.6022 | 23244.8642 |  | 0
1974-01-28 | 0 | 0 | 0 | 0 | -12.5669 | -12.5669 | 3095.0353 | 23150.8641 |  | 0
1974-01-29 | 0 | 0 | 0 | 0 | -12.5669 | -12.5669 | 3082.4684 | 23056.864 |  | 0
1974-01-30 | 0 | 0 | 0 | 0 | -12.5669 | -12.5669 | 3069.9016 | 22962.8639 |  | 0
1974-01-31 | 0 | 0 | 0 | 0 | -12.5669 | -12.5669 | 3057.3347 | 22868.8638 |  | 0
1974-02-01 | 0 | 0 | 0 | 0 | -12.5669 | -12.5669 | 3044.7679 | 22774.8637 |  | 0
1974-02-02 | 0 | 0 | 0 | 0 | -12.5669 | -12.5669 | 3032.201 | 22680.8635 |  | 0
1974-02-03 | 0 | 0 | 0 | 0 | -12.5669 | -12.5669 | 3019.6341 | 22586.8634 |  | 0
1974-02-04 | 0 | 0 | 0 | 0 | -12.5669 | -12.5669 | 3007.0673 | 22492.8633 |  | 0
1974-02-05 | 0 | 0 | 0 | 0 | -12.5669 | -12.5669 | 2994.5004 | 22398.8632 |  | 0
1974-02-06 | 0 | 0 | 0 | 0 | -12.5669 | -12.5669 | 2981.9336 | 22304.8631 |  | 0
1974-02-07 | 0 | 0 | 0 | 0 | -12.5669 | -12.5669 | 2969.3667 | 22210.863 |  | 0
1974-02-08 | 0 | 0 | 0 | 0 | -12.5669 | -12.5669 | 2956.7998 | 22116.8629 |  | 0
1974-02-09 | 0 | 0 | 0 | 0 | -12.5669 | -12.5669 | 2944.233 | 22022.8628 |  | 0
1974-02-10 | 0 | 0 | 0 | 0 | -12.5669 | -12.5669 | 2931.6661 | 21928.8626 |  | 0
1974-02-11 | 0 | 0 | 0 | 0 | -12.5669 | -12.5669 | 2919.0993 | 21834.8625 |  | 0
1974-02-12 | 0 | 0 | 0 | 0 | -12.5669 | -12.5669 | 2906.5324 | 21740.8624 |  | 0
1974-02-13 | 0 | 0 | 0 | 0 | -12.5669 | -12.5669 | 2893.9655 | 21646.8623 |  | 0
1974-02-14 | 0 | 0 | 0 | 0 | -12.5669 | -12.5669 | 2881.3987 | 21552.8622 |  | 0
1974-02-15 | 0 | 0 | 0 | 0 | -12.5669 | -12.5669 | 2868.8318 | 21458.8621 |  | 0
1974-02-16 | 0 | 0 | 0 | 0 | -12.5669 | -12.5669 | 2856.265 | 21364.862 |  | 0
1974-02-17 | 0 | 0 | 0 | 0 | -12.5669 | -12.5669 | 2843.6981 | 21270.8618 |  | 0
1974-02-18 | 0.00083333 | 2.3 | 4.0107 | 2.3 | -12.5669 | -12.5669 | 2831.1312 | 21176.8617 |  | 0
1974-02-19 | 0 | 0 | 0 | 0 | -12.5669 | -12.5669 | 2818.5644 | 21082.8616 |  | 0
1974-02-20 | 0.078333 | 216.2 | 4.0107 | 4.0107 | 199.6224 | 199.6224 | 3018.1868 | 22576.0375 |  | 0
1974-02-21 | 0.045833 | 126.5 | 4.0107 | 4.0107 | 109.9224 | 109.9224 | 3128.1093 | 23398.2574 |  | 0
1974-02-22 | 0 | 0 | 0 | 0 | -12.5669 | -12.5669 | 3115.5424 | 23304.2573 |  | 0
1974-02-23 | 0 | 0 | 0 | 0 | -12.5669 | -12.5669 | 3102.9756 | 23210.2572 |  | 0
1974-02-24 | 0 | 0 | 0 | 0 | -12.5669 | -12.5669 | 3090.4087 | 23116.2571 |  | 0
1974-02-25 | 0 | 0 | 0 | 0 | -12.5669 | -12.5669 | 3077.8418 | 23022.2569 |  | 0
1974-02-26 | 0 | 0 | 0 | 0 | -12.5669 | -12.5669 | 3065.275 | 22928.2568 |  | 0
1974-02-27 | 0 | 0 | 0 | 0 | -12.5669 | -12.5669 | 3052.7081 | 22834.2567 |  | 0
1974-02-28 | 0 | 0 | 0 | 0 | -12.5669 | -12.5669 | 3040.1413 | 22740.2566 |  | 0
1974-03-01 | 0 | 0 | 0 | 0 | -12.5669 | -12.5669 | 3027.5744 | 22646.2565 |  | 0
1974-03-02 | 0 | 0 | 0 | 0 | -12.5669 | -12.5669 | 3015.0075 | 22552.2564 |  | 0
1974-03-03 | 0 | 0 | 0 | 0 | -12.5669 | -12.5669 | 3002.4407 | 22458.2563 |  | 0
1974-03-04 | 0 | 0 | 0 | 0 | -12.5669 | -12.5669 | 2989.8738 | 22364.2562 |  | 0
1974-03-05 | 0 | 0 | 0 | 0 | -12.5669 | -12.5669 | 2977.307 | 22270.256 |  | 0
1974-03-06 | 0 | 0 | 0 | 0 | -12.5669 | -12.5669 | 2964.7401 | 22176.2559 |  | 0
1974-03-07 | 0 | 0 | 0 | 0 | -12.5669 | -12.5669 | 2952.1732 | 22082.2558 |  | 0
1974-03-08 | 0 | 0 | 0 | 0 | -12.5669 | -12.5669 | 2939.6064 | 21988.2557 |  | 0
1974-03-09 | 0 | 0 | 0 | 0 | -12.5669 | -12.5669 | 2927.0395 | 21894.2556 |  | 0
1974-03-10 | 0.1325 | 365.7 | 4.0107 | 4.0107 | 349.1224 | 349.1224 | 3276.162 | 24505.6915 |  | 0
1974-03-11 | 0 | 0 | 0 | 0 | -12.5669 | -12.5669 | 3263.5951 | 24411.6914 |  | 0
1974-03-12 | 0 | 0 | 0 | 0 | -12.5669 | -12.5669 | 3251.0282 | 24317.6913 |  | 0
1974-03-13 | 0 | 0 | 0 | 0 | -12.5669 | -12.5669 | 3238.4614 | 24223.6911 |  | 0
1974-03-14 | 0 | 0 | 0 | 0 | -12.5669 | -12.5669 | 3225.8945 | 24129.691 |  | 0
1974-03-15 | 0 | 0 | 0 | 0 | -12.5669 | -12.5669 | 3213.3277 | 24035.6909 |  | 0
1974-03-16 | 0 | 0 | 0 | 0 | -12.5669 | -12.5669 | 3200.7608 | 23941.6908 |  | 0
1974-03-17 | 0 | 0 | 0 | 0 | -12.5669 | -12.5669 | 3188.1939 | 23847.6907 |  | 0
1974-03-18 | 0 | 0 | 0 | 0 | -12.5669 | -12.5669 | 3175.6271 | 23753.6906 |  | 0
1974-03-19 | 0 | 0 | 0 | 0 | -12.5669 | -12.5669 | 3163.0602 | 23659.6905 |  | 0
1974-03-20 | 0.01 | 27.6 | 4.0107 | 4.0107 | 11.0224 | 11.0224 | 3174.0827 | 23742.1384 |  | 0
1974-03-21 | 0 | 0 | 0 | 0 | -12.5669 | -12.5669 | 3161.5158 | 23648.1382 |  | 0
1974-03-22 | 0 | 0 | 0 | 0 | -12.5669 | -12.5669 | 3148.9489 | 23554.1381 |  | 0
1974-03-23 | 0 | 0 | 0 | 0 | -12.5669 | -12.5669 | 3136.3821 | 23460.138 |  | 0
1974-03-24 | 0 | 0 | 0 | 0 | -12.5669 | -12.5669 | 3123.8152 | 23366.1379 |  | 0
1974-03-25 | 0 | 0 | 0 | 0 | -12.5669 | -12.5669 | 3111.2484 | 23272.1378 |  | 0
1974-03-26 | 0 | 0 | 0 | 0 | -12.5669 | -12.5669 | 3098.6815 | 23178.1377 |  | 0
1974-03-27 | 0 | 0 | 0 | 0 | -12.5669 | -12.5669 | 3086.1146 | 23084.1376 |  | 0
1974-03-28 | 0 | 0 | 0 | 0 | -12.5669 | -12.5669 | 3073.5478 | 22990.1374 |  | 0
1974-03-29 | 0 | 0 | 0 | 0 | -12.5669 | -12.5669 | 3060.9809 | 22896.1373 |  | 0
1974-03-30 | 0 | 0 | 0 | 0 | -12.5669 | -12.5669 | 3048.4141 | 22802.1372 |  | 0
1974-03-31 | 0 | 0 | 0 | 0 | -12.5669 | -12.5669 | 3035.8472 | 22708.1371 |  | 0
1974-04-01 | 0 | 0 | 0 | 0 | -12.5669 | -12.5669 | 3023.2803 | 22614.137 |  | 0
1974-04-02 | 0 | 0 | 0 | 0 | -12.5669 | -12.5669 | 3010.7135 | 22520.1369 |  | 0
1974-04-03 | 0 | 0 | 0 | 0 | -12.5669 | -12.5669 | 2998.1466 | 22426.1368 |  | 0
1974-04-04 | 0 | 0 | 0 | 0 | -12.5669 | -12.5669 | 2985.5798 | 22332.1367 |  | 0
1974-04-05 | 0 | 0 | 0 | 0 | -12.5669 | -12.5669 | 2973.0129 | 22238.1365 |  | 0
1974-04-06 | 0 | 0 | 0 | 0 | -12.5669 | -12.5669 | 2960.446 | 22144.1364 |  | 0
1974-04-07 | 0 | 0 | 0 | 0 | -12.5669 | -12.5669 | 2947.8792 | 22050.1363 |  | 0
1974-04-08 | 0 | 0 | 0 | 0 | -12.5669 | -12.5669 | 2935.3123 | 21956.1362 |  | 0
1974-04-09 | 0 | 0 | 0 | 0 | -12.5669 | -12.5669 | 2922.7455 | 21862.1361 |  | 0
1974-04-10 | 0 | 0 | 0 | 0 | -12.5669 | -12.5669 | 2910.1786 | 21768.136 |  | 0
1974-04-11 | 0.0475 | 131.1 | 4.0107 | 4.0107 | 114.5224 | 114.5224 | 3024.7011 | 22624.7639 |  | 0
1974-04-12 | 0 | 0 | 0 | 0 | -12.5669 | -12.5669 | 3012.1342 | 22530.7638 |  | 0
1974-04-13 | 0 | 0 | 0 | 0 | -12.5669 | -12.5669 | 2999.5673 | 22436.7636 |  | 0
1974-04-14 | 0 | 0 | 0 | 0 | -12.5669 | -12.5669 | 2987.0005 | 22342.7635 |  | 0
1974-04-15 | 0 | 0 | 0 | 0 | -12.5669 | -12.5669 | 2974.4336 | 22248.7634 |  | 0
1974-04-16 | 0 | 0 | 0 | 0 | -12.5669 | -12.5669 | 2961.8668 | 22154.7633 |  | 0
1974-04-17 | 0 | 0 | 0 | 0 | -12.5669 | -12.5669 | 2949.2999 | 22060.7632 |  | 0
1974-04-18 | 0 | 0 | 0 | 0 | -12.5669 | -12.5669 | 2936.733 | 21966.7631 |  | 0
1974-04-19 | 0 | 0 | 0 | 0 | -12.5669 | -12.5669 | 2924.1662 | 21872.763 |  | 0
1974-04-20 | 0.16 | 441.6 | 4.0107 | 4.0107 | 425.0224 | 425.0224 | 3349.1886 | 25051.9309 |  | 0
1974-04-21 | 0.025833 | 71.3 | 4.0107 | 4.0107 | 54.7224 | 54.7224 | 3403.9111 | 25461.2547 |  | 0
1974-04-22 | 0 | 0 | 0 | 0 | -12.5669 | -12.5669 | 3391.3442 | 25367.2546 |  | 0
1974-04-23 | 0 | 0 | 0 | 0 | -12.5669 | -12.5669 | 3378.7773 | 25273.2545 |  | 0
1974-04-24 | 0 | 0 | 0 | 0 | -12.5669 | -12.5669 | 3366.2105 | 25179.2544 |  | 0
1974-04-25 | 0 | 0 | 0 | 0 | -12.5669 | -12.5669 | 3353.6436 | 25085.2543 |  | 0
1974-04-26 | 0 | 0 | 0 | 0 | -12.5669 | -12.5669 | 3341.0768 | 24991.2542 |  | 0
1974-04-27 | 0 | 0 | 0 | 0 | -12.5669 | -12.5669 | 3328.5099 | 24897.2541 |  | 0
1974-04-28 | 0 | 0 | 0 | 0 | -12.5669 | -12.5669 | 3315.943 | 24803.254 |  | 0
1974-04-29 | 0.22667 | 625.6 | 4.0107 | 4.0107 | 609.0224 | 609.0224 | 3924.9655 | 29358.7418 |  | 0
1974-04-30 | 0.0525 | 144.9 | 4.0107 | 4.0107 | 128.3224 | 128.3224 | 3997.8631 | 29904.0163 |  | 42.8579
1974-05-01 | 0.105 | 289.8 | 4.0107 | 4.0107 | 273.2224 | 273.2224 | 3997.8631 | 29904.0163 |  | 260.6556
1974-05-02 | 0 | 0 | 0 | 0 | -12.5669 | -12.5669 | 3985.2963 | 29810.0162 |  | 0
1974-05-03 | 0 | 0 | 0 | 0 | -12.5669 | -12.5669 | 3972.7294 | 29716.0161 |  | 0
1974-05-04 | 0 | 0 | 0 | 0 | -12.5669 | -12.5669 | 3960.1626 | 29622.0159 |  | 0
1974-05-05 | 0.016667 | 46 | 4.0107 | 4.0107 | 29.4224 | 29.4224 | 3989.585 | 29842.0958 |  | 0
1974-05-06 | 0 | 0 | 0 | 0 | -12.5669 | -12.5669 | 3977.0181 | 29748.0957 |  | 0
1974-05-07 | 0 | 0 | 0 | 0 | -12.5669 | -12.5669 | 3964.4513 | 29654.0956 |  | 0
1974-05-08 | 0 | 0 | 0 | 0 | -12.5669 | -12.5669 | 3951.8844 | 29560.0955 |  | 0
1974-05-09 | 0 | 0 | 0 | 0 | -12.5669 | -12.5669 | 3939.3176 | 29466.0954 |  | 0
1974-05-10 | 0 | 0 | 0 | 0 | -12.5669 | -12.5669 | 3926.7507 | 29372.0953 |  | 0
1974-05-11 | 0 | 0 | 0 | 0 | -12.5669 | -12.5669 | 3914.1838 | 29278.0952 |  | 0
1974-05-12 | 0 | 0 | 0 | 0 | -12.5669 | -12.5669 | 3901.617 | 29184.095 |  | 0
1974-05-13 | 0 | 0 | 0 | 0 | -12.5669 | -12.5669 | 3889.0501 | 29090.0949 |  | 0
1974-05-14 | 0 | 0 | 0 | 0 | -12.5669 | -12.5669 | 3876.4833 | 28996.0948 |  | 0
1974-05-15 | 0 | 0 | 0 | 0 | -12.5669 | -12.5669 | 3863.9164 | 28902.0947 |  | 0
1974-05-16 | 0 | 0 | 0 | 0 | -12.5669 | -12.5669 | 3851.3495 | 28808.0946 |  | 0
1974-05-17 | 0 | 0 | 0 | 0 | -12.5669 | -12.5669 | 3838.7827 | 28714.0945 |  | 0
1974-05-18 | 0 | 0 | 0 | 0 | -12.5669 | -12.5669 | 3826.2158 | 28620.0944 |  | 0
1974-05-19 | 0 | 0 | 0 | 0 | -12.5669 | -12.5669 | 3813.649 | 28526.0943 |  | 0
1974-05-20 | 0 | 0 | 0 | 0 | -12.5669 | -12.5669 | 3801.0821 | 28432.0941 |  | 0
1974-05-21 | 0.011667 | 32.2 | 4.0107 | 4.0107 | 15.6224 | 15.6224 | 3816.7045 | 28548.95 |  | 0
1974-05-22 | 0 | 0 | 0 | 0 | -12.5669 | -12.5669 | 3804.1377 | 28454.9499 |  | 0
1974-05-23 | 0 | 0 | 0 | 0 | -12.5669 | -12.5669 | 3791.5708 | 28360.9498 |  | 0
1974-05-24 | 0.014167 | 39.1 | 4.0107 | 4.0107 | 22.5224 | 22.5224 | 3814.0933 | 28529.4177 |  | 0
1974-05-25 | 0.0033333 | 9.2 | 4.0107 | 4.0107 | -7.3776 | -7.3776 | 3806.7157 | 28474.2336 |  | 0
1974-05-26 | 0 | 0 | 0 | 0 | -12.5669 | -12.5669 | 3794.1489 | 28380.2335 |  | 0
1974-05-27 | 0 | 0 | 0 | 0 | -12.5669 | -12.5669 | 3781.582 | 28286.2334 |  | 0
1974-05-28 | 0 | 0 | 0 | 0 | -12.5669 | -12.5669 | 3769.0151 | 28192.2332 |  | 0
1974-05-29 | 0 | 0 | 0 | 0 | -12.5669 | -12.5669 | 3756.4483 | 28098.2331 |  | 0
1974-05-30 | 0 | 0 | 0 | 0 | -12.5669 | -12.5669 | 3743.8814 | 28004.233 |  | 0
1974-05-31 | 0 | 0 | 0 | 0 | -12.5669 | -12.5669 | 3731.3146 | 27910.2329 |  | 0
1974-06-01 | 0 | 0 | 0 | 0 | -12.5669 | -12.5669 | 3718.7477 | 27816.2328 |  | 0
1974-06-02 | 0 | 0 | 0 | 0 | -12.5669 | -12.5669 | 3706.1808 | 27722.2327 |  | 0
1974-06-03 | 0.1075 | 296.7 | 4.0107 | 4.0107 | 280.1224 | 280.1224 | 3986.3033 | 29817.5486 |  | 0
1974-06-04 | 0.005 | 13.8 | 4.0107 | 4.0107 | -2.7776 | -2.7776 | 3983.5257 | 29796.7725 |  | 0
1974-06-05 | 0 | 0 | 0 | 0 | -12.5669 | -12.5669 | 3970.9589 | 29702.7723 |  | 0
1974-06-06 | 0 | 0 | 0 | 0 | -12.5669 | -12.5669 | 3958.392 | 29608.7722 |  | 0
1974-06-07 | 0 | 0 | 0 | 0 | -12.5669 | -12.5669 | 3945.8251 | 29514.7721 |  | 0
1974-06-08 | 0 | 0 | 0 | 0 | -12.5669 | -12.5669 | 3933.2583 | 29420.772 |  | 0
1974-06-09 | 0 | 0 | 0 | 0 | -12.5669 | -12.5669 | 3920.6914 | 29326.7719 |  | 0
1974-06-10 | 0 | 0 | 0 | 0 | -12.5669 | -12.5669 | 3908.1246 | 29232.7718 |  | 0
1974-06-11 | 0 | 0 | 0 | 0 | -12.5669 | -12.5669 | 3895.5577 | 29138.7717 |  | 0
1974-06-12 | 0 | 0 | 0 | 0 | -12.5669 | -12.5669 | 3882.9908 | 29044.7715 |  | 0
1974-06-13 | 0 | 0 | 0 | 0 | -12.5669 | -12.5669 | 3870.424 | 28950.7714 |  | 0
1974-06-14 | 0 | 0 | 0 | 0 | -12.5669 | -12.5669 | 3857.8571 | 28856.7713 |  | 0
1974-06-15 | 0 | 0 | 0 | 0 | -12.5669 | -12.5669 | 3845.2903 | 28762.7712 |  | 0
1974-06-16 | 0 | 0 | 0 | 0 | -12.5669 | -12.5669 | 3832.7234 | 28668.7711 |  | 0
1974-06-17 | 0 | 0 | 0 | 0 | -12.5669 | -12.5669 | 3820.1565 | 28574.771 |  | 0
1974-06-18 | 0 | 0 | 0 | 0 | -12.5669 | -12.5669 | 3807.5897 | 28480.7709 |  | 0
1974-06-19 | 0 | 0 | 0 | 0 | -12.5669 | -12.5669 | 3795.0228 | 28386.7708 |  | 0
1974-06-20 | 0 | 0 | 0 | 0 | -12.5669 | -12.5669 | 3782.456 | 28292.7706 |  | 0
1974-06-21 | 0 | 0 | 0 | 0 | -12.5669 | -12.5669 | 3769.8891 | 28198.7705 |  | 0
1974-06-22 | 0 | 0 | 0 | 0 | -12.5669 | -12.5669 | 3757.3222 | 28104.7704 |  | 0
1974-06-23 | 0 | 0 | 0 | 0 | -12.5669 | -12.5669 | 3744.7554 | 28010.7703 |  | 0
1974-06-24 | 0.0041667 | 11.5 | 4.0107 | 4.0107 | -5.0776 | -5.0776 | 3739.6778 | 27972.7902 |  | 0
1974-06-25 | 0 | 0 | 0 | 0 | -12.5669 | -12.5669 | 3727.111 | 27878.7901 |  | 0
1974-06-26 | 0 | 0 | 0 | 0 | -12.5669 | -12.5669 | 3714.5441 | 27784.79 |  | 0
1974-06-27 | 0 | 0 | 0 | 0 | -12.5669 | -12.5669 | 3701.9773 | 27690.7899 |  | 0
1974-06-28 | 0 | 0 | 0 | 0 | -12.5669 | -12.5669 | 3689.4104 | 27596.7897 |  | 0
1974-06-29 | 0 | 0 | 0 | 0 | -12.5669 | -12.5669 | 3676.8435 | 27502.7896 |  | 0
1974-06-30 | 0 | 0 | 0 | 0 | -12.5669 | -12.5669 | 3664.2767 | 27408.7895 |  | 0
1974-07-01 | 0 | 0 | 0 | 0 | -12.5669 | -12.5669 | 3651.7098 | 27314.7894 |  | 0
1974-07-02 | 0 | 0 | 0 | 0 | -12.5669 | -12.5669 | 3639.143 | 27220.7893 |  | 0
1974-07-03 | 0 | 0 | 0 | 0 | -12.5669 | -12.5669 | 3626.5761 | 27126.7892 |  | 0
1974-07-04 | 0.0175 | 48.3 | 4.0107 | 4.0107 | 31.7224 | 31.7224 | 3658.2985 | 27364.0731 |  | 0
1974-07-05 | 0 | 0 | 0 | 0 | -12.5669 | -12.5669 | 3645.7317 | 27270.073 |  | 0
1974-07-06 | 0 | 0 | 0 | 0 | -12.5669 | -12.5669 | 3633.1648 | 27176.0728 |  | 0
1974-07-07 | 0 | 0 | 0 | 0 | -12.5669 | -12.5669 | 3620.598 | 27082.0727 |  | 0
1974-07-08 | 0 | 0 | 0 | 0 | -12.5669 | -12.5669 | 3608.0311 | 26988.0726 |  | 0
1974-07-09 | 0 | 0 | 0 | 0 | -12.5669 | -12.5669 | 3595.4642 | 26894.0725 |  | 0
1974-07-10 | 0 | 0 | 0 | 0 | -12.5669 | -12.5669 | 3582.8974 | 26800.0724 |  | 0
1974-07-11 | 0 | 0 | 0 | 0 | -12.5669 | -12.5669 | 3570.3305 | 26706.0723 |  | 0
1974-07-12 | 0.0016667 | 4.6 | 4.0107 | 4.0107 | -11.9776 | -11.9776 | 3558.353 | 26616.4802 |  | 0
1974-07-13 | 0 | 0 | 0 | 0 | -12.5669 | -12.5669 | 3545.7861 | 26522.4801 |  | 0
1974-07-14 | 0 | 0 | 0 | 0 | -12.5669 | -12.5669 | 3533.2192 | 26428.4799 |  | 0
1974-07-15 | 0.025833 | 71.3 | 4.0107 | 4.0107 | 54.7224 | 54.7224 | 3587.9417 | 26837.8038 |  | 0
1974-07-16 | 0 | 0 | 0 | 0 | -12.5669 | -12.5669 | 3575.3748 | 26743.8037 |  | 0
1974-07-17 | 0 | 0 | 0 | 0 | -12.5669 | -12.5669 | 3562.808 | 26649.8036 |  | 0
1974-07-18 | 0 | 0 | 0 | 0 | -12.5669 | -12.5669 | 3550.2411 | 26555.8035 |  | 0
1974-07-19 | 0 | 0 | 0 | 0 | -12.5669 | -12.5669 | 3537.6742 | 26461.8034 |  | 0
1974-07-20 | 0 | 0 | 0 | 0 | -12.5669 | -12.5669 | 3525.1074 | 26367.8033 |  | 0
1974-07-21 | 0 | 0 | 0 | 0 | -12.5669 | -12.5669 | 3512.5405 | 26273.8032 |  | 0
1974-07-22 | 0 | 0 | 0 | 0 | -12.5669 | -12.5669 | 3499.9737 | 26179.803 |  | 0
1974-07-23 | 0 | 0 | 0 | 0 | -12.5669 | -12.5669 | 3487.4068 | 26085.8029 |  | 0
1974-07-24 | 0 | 0 | 0 | 0 | -12.5669 | -12.5669 | 3474.8399 | 25991.8028 |  | 0
1974-07-25 | 0 | 0 | 0 | 0 | -12.5669 | -12.5669 | 3462.2731 | 25897.8027 |  | 0
1974-07-26 | 0 | 0 | 0 | 0 | -12.5669 | -12.5669 | 3449.7062 | 25803.8026 |  | 0
1974-07-27 | 0 | 0 | 0 | 0 | -12.5669 | -12.5669 | 3437.1394 | 25709.8025 |  | 0
1974-07-28 | 0 | 0 | 0 | 0 | -12.5669 | -12.5669 | 3424.5725 | 25615.8024 |  | 0
1974-07-29 | 0.026667 | 73.6 | 4.0107 | 4.0107 | 57.0224 | 57.0224 | 3481.595 | 26042.3302 |  | 0
1974-07-30 | 0 | 0 | 0 | 0 | -12.5669 | -12.5669 | 3469.0281 | 25948.3301 |  | 0
1974-07-31 | 0 | 0 | 0 | 0 | -12.5669 | -12.5669 | 3456.4612 | 25854.33 |  | 0
1974-08-01 | 0.0033333 | 9.2 | 4.0107 | 4.0107 | -7.3776 | -7.3776 | 3449.0837 | 25799.1459 |  | 0
1974-08-02 | 0 | 0 | 0 | 0 | -12.5669 | -12.5669 | 3436.5168 | 25705.1458 |  | 0
1974-08-03 | 0 | 0 | 0 | 0 | -12.5669 | -12.5669 | 3423.95 | 25611.1457 |  | 0
1974-08-04 | 0 | 0 | 0 | 0 | -12.5669 | -12.5669 | 3411.3831 | 25517.1456 |  | 0
1974-08-05 | 0.031667 | 87.4 | 4.0107 | 4.0107 | 70.8224 | 70.8224 | 3482.2055 | 26046.8975 |  | 0
1974-08-06 | 0.04 | 110.4 | 4.0107 | 4.0107 | 93.8224 | 93.8224 | 3576.028 | 26748.6893 |  | 0
1974-08-07 | 0 | 0 | 0 | 0 | -12.5669 | -12.5669 | 3563.4611 | 26654.6892 |  | 0
1974-08-08 | 0 | 0 | 0 | 0 | -12.5669 | -12.5669 | 3550.8943 | 26560.6891 |  | 0
1974-08-09 | 0 | 0 | 0 | 0 | -12.5669 | -12.5669 | 3538.3274 | 26466.689 |  | 0
1974-08-10 | 0.10917 | 301.3 | 4.0107 | 4.0107 | 284.7224 | 284.7224 | 3823.0499 | 28596.4129 |  | 0
1974-08-11 | 0 | 0 | 0 | 0 | -12.5669 | -12.5669 | 3810.483 | 28502.4128 |  | 0
1974-08-12 | 0 | 0 | 0 | 0 | -12.5669 | -12.5669 | 3797.9161 | 28408.4127 |  | 0
1974-08-13 | 0 | 0 | 0 | 0 | -12.5669 | -12.5669 | 3785.3493 | 28314.4126 |  | 0
1974-08-14 | 0 | 0 | 0 | 0 | -12.5669 | -12.5669 | 3772.7824 | 28220.4124 |  | 0
1974-08-15 | 0 | 0 | 0 | 0 | -12.5669 | -12.5669 | 3760.2156 | 28126.4123 |  | 0
1974-08-16 | 0 | 0 | 0 | 0 | -12.5669 | -12.5669 | 3747.6487 | 28032.4122 |  | 0
1974-08-17 | 0 | 0 | 0 | 0 | -12.5669 | -12.5669 | 3735.0818 | 27938.4121 |  | 0
1974-08-18 | 0 | 0 | 0 | 0 | -12.5669 | -12.5669 | 3722.515 | 27844.412 |  | 0
1974-08-19 | 0 | 0 | 0 | 0 | -12.5669 | -12.5669 | 3709.9481 | 27750.4119 |  | 0
1974-08-20 | 0 | 0 | 0 | 0 | -12.5669 | -12.5669 | 3697.3813 | 27656.4118 |  | 0
1974-08-21 | 0 | 0 | 0 | 0 | -12.5669 | -12.5669 | 3684.8144 | 27562.4117 |  | 0
1974-08-22 | 0 | 0 | 0 | 0 | -12.5669 | -12.5669 | 3672.2475 | 27468.4115 |  | 0
1974-08-23 | 0 | 0 | 0 | 0 | -12.5669 | -12.5669 | 3659.6807 | 27374.4114 |  | 0
1974-08-24 | 0 | 0 | 0 | 0 | -12.5669 | -12.5669 | 3647.1138 | 27280.4113 |  | 0
1974-08-25 | 0 | 0 | 0 | 0 | -12.5669 | -12.5669 | 3634.547 | 27186.4112 |  | 0
1974-08-26 | 0.02 | 55.2 | 4.0107 | 4.0107 | 38.6224 | 38.6224 | 3673.1694 | 27475.3071 |  | 0
1974-08-27 | 0.0275 | 75.9 | 4.0107 | 4.0107 | 59.3224 | 59.3224 | 3732.4918 | 27919.039 |  | 0
1974-08-28 | 0 | 0 | 0 | 0 | -12.5669 | -12.5669 | 3719.925 | 27825.0389 |  | 0
1974-08-29 | 0.040833 | 112.7 | 4.0107 | 4.0107 | 96.1224 | 96.1224 | 3816.0474 | 28544.0348 |  | 0
1974-08-30 | 0 | 0 | 0 | 0 | -12.5669 | -12.5669 | 3803.4806 | 28450.0346 |  | 0
1974-08-31 | 0.00083333 | 2.3 | 4.0107 | 2.3 | -12.5669 | -12.5669 | 3790.9137 | 28356.0345 |  | 0
1974-09-01 | 0 | 0 | 0 | 0 | -12.5669 | -12.5669 | 3778.3468 | 28262.0344 |  | 0
1974-09-02 | 0 | 0 | 0 | 0 | -12.5669 | -12.5669 | 3765.78 | 28168.0343 |  | 0
1974-09-03 | 0 | 0 | 0 | 0 | -12.5669 | -12.5669 | 3753.2131 | 28074.0342 |  | 0
1974-09-04 | 0 | 0 | 0 | 0 | -12.5669 | -12.5669 | 3740.6463 | 27980.0341 |  | 0
1974-09-05 | 0 | 0 | 0 | 0 | -12.5669 | -12.5669 | 3728.0794 | 27886.034 |  | 0
1974-09-06 | 0 | 0 | 0 | 0 | -12.5669 | -12.5669 | 3715.5125 | 27792.0338 |  | 0
1974-09-07 | 0 | 0 | 0 | 0 | -12.5669 | -12.5669 | 3702.9457 | 27698.0337 |  | 0
1974-09-08 | 0 | 0 | 0 | 0 | -12.5669 | -12.5669 | 3690.3788 | 27604.0336 |  | 0
1974-09-09 | 0 | 0 | 0 | 0 | -12.5669 | -12.5669 | 3677.812 | 27510.0335 |  | 0
1974-09-10 | 0.0025 | 6.9 | 4.0107 | 4.0107 | -9.6776 | -9.6776 | 3668.1344 | 27437.6454 |  | 0
1974-09-11 | 0 | 0 | 0 | 0 | -12.5669 | -12.5669 | 3655.5676 | 27343.6453 |  | 0
1974-09-12 | 0 | 0 | 0 | 0 | -12.5669 | -12.5669 | 3643.0007 | 27249.6452 |  | 0
1974-09-13 | 0.0033333 | 9.2 | 4.0107 | 4.0107 | -7.3776 | -7.3776 | 3635.6231 | 27194.4611 |  | 0
1974-09-14 | 0 | 0 | 0 | 0 | -12.5669 | -12.5669 | 3623.0563 | 27100.4609 |  | 0
1974-09-15 | 0.066667 | 184 | 4.0107 | 4.0107 | 167.4224 | 167.4224 | 3790.4787 | 28352.7808 |  | 0
1974-09-16 | 0.076667 | 211.6 | 4.0107 | 4.0107 | 195.0224 | 195.0224 | 3985.5012 | 29811.5487 |  | 0
1974-09-17 | 0.00083333 | 2.3 | 4.0107 | 2.3 | -12.5669 | -12.5669 | 3972.9343 | 29717.5486 |  | 0
1974-09-18 | 0.0091667 | 25.3 | 4.0107 | 4.0107 | 8.7224 | 8.7224 | 3981.6568 | 29782.7925 |  | 0
1974-09-19 | 0 | 0 | 0 | 0 | -12.5669 | -12.5669 | 3969.0899 | 29688.7924 |  | 0
1974-09-20 | 0.054167 | 149.5 | 4.0107 | 4.0107 | 132.9224 | 132.9224 | 3997.8631 | 29904.0163 |  | 91.5823
1974-09-21 | 0.0075 | 20.7 | 4.0107 | 4.0107 | 4.1224 | 4.1224 | 4001.9856 | 29934.8522 |  | 0
1974-09-22 | 0 | 0 | 0 | 0 | -12.5669 | -12.5669 | 3989.4187 | 29840.8521 |  | 0
1974-09-23 | 0.0058333 | 16.1 | 4.0107 | 4.0107 | -0.47756 | -0.47756 | 3988.9412 | 29837.2799 |  | 0
1974-09-24 | 0.25833 | 713 | 4.0107 | 4.0107 | 696.4224 | 696.4224 | 3997.8631 | 29904.0163 |  | 674.9336
1974-09-25 | 0.0083333 | 23 | 4.0107 | 4.0107 | 6.4224 | 6.4224 | 4004.2856 | 29952.0562 |  | 0
1974-09-26 | 0 | 0 | 0 | 0 | -12.5669 | -12.5669 | 3991.7187 | 29858.0561 |  | 0
1974-09-27 | 0 | 0 | 0 | 0 | -12.5669 | -12.5669 | 3979.1519 | 29764.0559 |  | 0
1974-09-28 | 0 | 0 | 0 | 0 | -12.5669 | -12.5669 | 3966.585 | 29670.0558 |  | 0
1974-09-29 | 0 | 0 | 0 | 0 | -12.5669 | -12.5669 | 3954.0181 | 29576.0557 |  | 0
1974-09-30 | 0 | 0 | 0 | 0 | -12.5669 | -12.5669 | 3941.4513 | 29482.0556 |  | 0
1974-10-01 | 0 | 0 | 0 | 0 | -12.5669 | -12.5669 | 3928.8844 | 29388.0555 |  | 0
1974-10-02 | 0 | 0 | 0 | 0 | -12.5669 | -12.5669 | 3916.3176 | 29294.0554 |  | 0
1974-10-03 | 0 | 0 | 0 | 0 | -12.5669 | -12.5669 | 3903.7507 | 29200.0553 |  | 0
1974-10-04 | 0 | 0 | 0 | 0 | -12.5669 | -12.5669 | 3891.1838 | 29106.0552 |  | 0
1974-10-05 | 0 | 0 | 0 | 0 | -12.5669 | -12.5669 | 3878.617 | 29012.055 |  | 0
1974-10-06 | 0.00083333 | 2.3 | 4.0107 | 2.3 | -12.5669 | -12.5669 | 3866.0501 | 28918.0549 |  | 0
1974-10-07 | 0 | 0 | 0 | 0 | -12.5669 | -12.5669 | 3853.4833 | 28824.0548 |  | 0
1974-10-08 | 0 | 0 | 0 | 0 | -12.5669 | -12.5669 | 3840.9164 | 28730.0547 |  | 0
1974-10-09 | 0 | 0 | 0 | 0 | -12.5669 | -12.5669 | 3828.3495 | 28636.0546 |  | 0
1974-10-10 | 0 | 0 | 0 | 0 | -12.5669 | -12.5669 | 3815.7827 | 28542.0545 |  | 0
1974-10-11 | 0 | 0 | 0 | 0 | -12.5669 | -12.5669 | 3803.2158 | 28448.0544 |  | 0
1974-10-12 | 0 | 0 | 0 | 0 | -12.5669 | -12.5669 | 3790.649 | 28354.0543 |  | 0
1974-10-13 | 0.019167 | 52.9 | 4.0107 | 4.0107 | 36.3224 | 36.3224 | 3826.9714 | 28625.7461 |  | 0
1974-10-14 | 0.049167 | 135.7 | 4.0107 | 4.0107 | 119.1224 | 119.1224 | 3946.0939 | 29516.782 |  | 0
1974-10-15 | 0 | 0 | 0 | 0 | -12.5669 | -12.5669 | 3933.527 | 29422.7819 |  | 0
1974-10-16 | 0 | 0 | 0 | 0 | -12.5669 | -12.5669 | 3920.9601 | 29328.7818 |  | 0
1974-10-17 | 0 | 0 | 0 | 0 | -12.5669 | -12.5669 | 3908.3933 | 29234.7817 |  | 0
1974-10-18 | 0 | 0 | 0 | 0 | -12.5669 | -12.5669 | 3895.8264 | 29140.7816 |  | 0
1974-10-19 | 0 | 0 | 0 | 0 | -12.5669 | -12.5669 | 3883.2596 | 29046.7815 |  | 0
1974-10-20 | 0 | 0 | 0 | 0 | -12.5669 | -12.5669 | 3870.6927 | 28952.7814 |  | 0
1974-10-21 | 0 | 0 | 0 | 0 | -12.5669 | -12.5669 | 3858.1258 | 28858.7812 |  | 0
1974-10-22 | 0.0016667 | 4.6 | 4.0107 | 4.0107 | -11.9776 | -11.9776 | 3846.1483 | 28769.1891 |  | 0
1974-10-23 | 0 | 0 | 0 | 0 | -12.5669 | -12.5669 | 3833.5814 | 28675.189 |  | 0
1974-10-24 | 0.055 | 151.8 | 4.0107 | 4.0107 | 135.2224 | 135.2224 | 3968.8039 | 29686.6529 |  | 0
1974-10-25 | 0 | 0 | 0 | 0 | -12.5669 | -12.5669 | 3956.237 | 29592.6528 |  | 0
1974-10-26 | 0 | 0 | 0 | 0 | -12.5669 | -12.5669 | 3943.6701 | 29498.6527 |  | 0
1974-10-27 | 0.0175 | 48.3 | 4.0107 | 4.0107 | 31.7224 | 31.7224 | 3975.3926 | 29735.9366 |  | 0
1974-10-28 | 0.035833 | 98.9 | 4.0107 | 4.0107 | 82.3224 | 82.3224 | 3997.8631 | 29904.0163 |  | 47.285
1974-10-29 | 0 | 0 | 0 | 0 | -12.5669 | -12.5669 | 3985.2963 | 29810.0162 |  | 0
1974-10-30 | 0.070833 | 195.5 | 4.0107 | 4.0107 | 178.9224 | 178.9224 | 3997.8631 | 29904.0163 |  | 153.7887
1974-10-31 | 0.039167 | 108.1 | 4.0107 | 4.0107 | 91.5224 | 91.5224 | 3997.8631 | 29904.0163 |  | 78.9556
1974-11-01 | 0 | 0 | 0 | 0 | -12.5669 | -12.5669 | 3985.2963 | 29810.0162 |  | 0
1974-11-02 | 0 | 0 | 0 | 0 | -12.5669 | -12.5669 | 3972.7294 | 29716.0161 |  | 0
1974-11-03 | 0.0066667 | 18.4 | 4.0107 | 4.0107 | 1.8224 | 1.8224 | 3974.5519 | 29729.6479 |  | 0
1974-11-04 | 0 | 0 | 0 | 0 | -12.5669 | -12.5669 | 3961.985 | 29635.6478 |  | 0
1974-11-05 | 0 | 0 | 0 | 0 | -12.5669 | -12.5669 | 3949.4181 | 29541.6477 |  | 0
1974-11-06 | 0 | 0 | 0 | 0 | -12.5669 | -12.5669 | 3936.8513 | 29447.6476 |  | 0
1974-11-07 | 0 | 0 | 0 | 0 | -12.5669 | -12.5669 | 3924.2844 | 29353.6475 |  | 0
1974-11-08 | 0 | 0 | 0 | 0 | -12.5669 | -12.5669 | 3911.7176 | 29259.6474 |  | 0
1974-11-09 | 0.018333 | 50.6 | 4.0107 | 4.0107 | 34.0224 | 34.0224 | 3945.74 | 29514.1353 |  | 0
1974-11-10 | 0.0175 | 48.3 | 4.0107 | 4.0107 | 31.7224 | 31.7224 | 3977.4625 | 29751.4192 |  | 0
1974-11-11 | 0 | 0 | 0 | 0 | -12.5669 | -12.5669 | 3964.8956 | 29657.419 |  | 0
1974-11-12 | 0 | 0 | 0 | 0 | -12.5669 | -12.5669 | 3952.3287 | 29563.4189 |  | 0
1974-11-13 | 0 | 0 | 0 | 0 | -12.5669 | -12.5669 | 3939.7619 | 29469.4188 |  | 0
1974-11-14 | 0 | 0 | 0 | 0 | -12.5669 | -12.5669 | 3927.195 | 29375.4187 |  | 0
1974-11-15 | 0 | 0 | 0 | 0 | -12.5669 | -12.5669 | 3914.6282 | 29281.4186 |  | 0
1974-11-16 | 0 | 0 | 0 | 0 | -12.5669 | -12.5669 | 3902.0613 | 29187.4185 |  | 0
1974-11-17 | 0 | 0 | 0 | 0 | -12.5669 | -12.5669 | 3889.4944 | 29093.4184 |  | 0
1974-11-18 | 0 | 0 | 0 | 0 | -12.5669 | -12.5669 | 3876.9276 | 28999.4183 |  | 0
1974-11-19 | 0 | 0 | 0 | 0 | -12.5669 | -12.5669 | 3864.3607 | 28905.4181 |  | 0
1974-11-20 | 0 | 0 | 0 | 0 | -12.5669 | -12.5669 | 3851.7939 | 28811.418 |  | 0
1974-11-21 | 0 | 0 | 0 | 0 | -12.5669 | -12.5669 | 3839.227 | 28717.4179 |  | 0
1974-11-22 | 0 | 0 | 0 | 0 | -12.5669 | -12.5669 | 3826.6601 | 28623.4178 |  | 0
1974-11-23 | 0 | 0 | 0 | 0 | -12.5669 | -12.5669 | 3814.0933 | 28529.4177 |  | 0
1974-11-24 | 0 | 0 | 0 | 0 | -12.5669 | -12.5669 | 3801.5264 | 28435.4176 |  | 0
1974-11-25 | 0 | 0 | 0 | 0 | -12.5669 | -12.5669 | 3788.9596 | 28341.4175 |  | 0
1974-11-26 | 0 | 0 | 0 | 0 | -12.5669 | -12.5669 | 3776.3927 | 28247.4174 |  | 0
1974-11-27 | 0 | 0 | 0 | 0 | -12.5669 | -12.5669 | 3763.8258 | 28153.4172 |  | 0
1974-11-28 | 0 | 0 | 0 | 0 | -12.5669 | -12.5669 | 3751.259 | 28059.4171 |  | 0
1974-11-29 | 0.0016667 | 4.6 | 4.0107 | 4.0107 | -11.9776 | -11.9776 | 3739.2814 | 27969.825 |  | 0
1974-11-30 | 0 | 0 | 0 | 0 | -12.5669 | -12.5669 | 3726.7146 | 27875.8249 |  | 0
1974-12-01 | 0 | 0 | 0 | 0 | -12.5669 | -12.5669 | 3714.1477 | 27781.8248 |  | 0
1974-12-02 | 0 | 0 | 0 | 0 | -12.5669 | -12.5669 | 3701.5808 | 27687.8247 |  | 0
1974-12-03 | 0 | 0 | 0 | 0 | -12.5669 | -12.5669 | 3689.014 | 27593.8246 |  | 0
1974-12-04 | 0 | 0 | 0 | 0 | -12.5669 | -12.5669 | 3676.4471 | 27499.8245 |  | 0
1974-12-05 | 0.0016667 | 4.6 | 4.0107 | 4.0107 | -11.9776 | -11.9776 | 3664.4696 | 27410.2323 |  | 0
1974-12-06 | 0 | 0 | 0 | 0 | -12.5669 | -12.5669 | 3651.9027 | 27316.2322 |  | 0
1974-12-07 | 0 | 0 | 0 | 0 | -12.5669 | -12.5669 | 3639.3358 | 27222.2321 |  | 0
1974-12-08 | 0 | 0 | 0 | 0 | -12.5669 | -12.5669 | 3626.769 | 27128.232 |  | 0
1974-12-09 | 0 | 0 | 0 | 0 | -12.5669 | -12.5669 | 3614.2021 | 27034.2319 |  | 0
1974-12-10 | 0.0425 | 117.3 | 4.0107 | 4.0107 | 100.7224 | 100.7224 | 3714.9246 | 27787.6358 |  | 0
1974-12-11 | 0.0016667 | 4.6 | 4.0107 | 4.0107 | -11.9776 | -11.9776 | 3702.947 | 27698.0437 |  | 0
1974-12-12 | 0 | 0 | 0 | 0 | -12.5669 | -12.5669 | 3690.3802 | 27604.0435 |  | 0
1974-12-13 | 0 | 0 | 0 | 0 | -12.5669 | -12.5669 | 3677.8133 | 27510.0434 |  | 0
1974-12-14 | 0 | 0 | 0 | 0 | -12.5669 | -12.5669 | 3665.2464 | 27416.0433 |  | 0
1974-12-15 | 0 | 0 | 0 | 0 | -12.5669 | -12.5669 | 3652.6796 | 27322.0432 |  | 0
1974-12-16 | 0 | 0 | 0 | 0 | -12.5669 | -12.5669 | 3640.1127 | 27228.0431 |  | 0
1974-12-17 | 0 | 0 | 0 | 0 | -12.5669 | -12.5669 | 3627.5459 | 27134.043 |  | 0
1974-12-18 | 0 | 0 | 0 | 0 | -12.5669 | -12.5669 | 3614.979 | 27040.0429 |  | 0
1974-12-19 | 0 | 0 | 0 | 0 | -12.5669 | -12.5669 | 3602.4121 | 26946.0428 |  | 0
1974-12-20 | 0 | 0 | 0 | 0 | -12.5669 | -12.5669 | 3589.8453 | 26852.0426 |  | 0
1974-12-21 | 0 | 0 | 0 | 0 | -12.5669 | -12.5669 | 3577.2784 | 26758.0425 |  | 0
1974-12-22 | 0 | 0 | 0 | 0 | -12.5669 | -12.5669 | 3564.7116 | 26664.0424 |  | 0
1974-12-23 | 0 | 0 | 0 | 0 | -12.5669 | -12.5669 | 3552.1447 | 26570.0423 |  | 0
1974-12-24 | 0 | 0 | 0 | 0 | -12.5669 | -12.5669 | 3539.5778 | 26476.0422 |  | 0
1974-12-25 | 0 | 0 | 0 | 0 | -12.5669 | -12.5669 | 3527.011 | 26382.0421 |  | 0
1974-12-26 | 0.0033333 | 9.2 | 4.0107 | 4.0107 | -7.3776 | -7.3776 | 3519.6334 | 26326.858 |  | 0
1974-12-27 | 0 | 0 | 0 | 0 | -12.5669 | -12.5669 | 3507.0666 | 26232.8579 |  | 0
1974-12-28 | 0 | 0 | 0 | 0 | -12.5669 | -12.5669 | 3494.4997 | 26138.8577 |  | 0
1974-12-29 | 0 | 0 | 0 | 0 | -12.5669 | -12.5669 | 3481.9328 | 26044.8576 |  | 0
1974-12-30 | 0.005 | 13.8 | 4.0107 | 4.0107 | -2.7776 | -2.7776 | 3479.1553 | 26024.0815 |  | 0
1974-12-31 | 0.019167 | 52.9 | 4.0107 | 4.0107 | 36.3224 | 36.3224 | 3515.4777 | 26295.7734 |  | 0
1975-01-01 | 0.00083333 | 2.3 | 4.0107 | 2.3 | -12.5669 | -12.5669 | 3502.9109 | 26201.7733 |  | 0
1975-01-02 | 0.055833 | 154.1 | 4.0107 | 4.0107 | 137.5224 | 137.5224 | 3640.4333 | 27230.4412 |  | 0
1975-01-03 | 0 | 0 | 0 | 0 | -12.5669 | -12.5669 | 3627.8665 | 27136.4411 |  | 0
1975-01-04 | 0 | 0 | 0 | 0 | -12.5669 | -12.5669 | 3615.2996 | 27042.441 |  | 0
1975-01-05 | 0 | 0 | 0 | 0 | -12.5669 | -12.5669 | 3602.7327 | 26948.4408 |  | 0
1975-01-06 | 0 | 0 | 0 | 0 | -12.5669 | -12.5669 | 3590.1659 | 26854.4407 |  | 0
1975-01-07 | 0 | 0 | 0 | 0 | -12.5669 | -12.5669 | 3577.599 | 26760.4406 |  | 0
1975-01-08 | 0 | 0 | 0 | 0 | -12.5669 | -12.5669 | 3565.0322 | 26666.4405 |  | 0
1975-01-09 | 0 | 0 | 0 | 0 | -12.5669 | -12.5669 | 3552.4653 | 26572.4404 |  | 0
1975-01-10 | 0 | 0 | 0 | 0 | -12.5669 | -12.5669 | 3539.8984 | 26478.4403 |  | 0
1975-01-11 | 0 | 0 | 0 | 0 | -12.5669 | -12.5669 | 3527.3316 | 26384.4402 |  | 0
1975-01-12 | 0 | 0 | 0 | 0 | -12.5669 | -12.5669 | 3514.7647 | 26290.4401 |  | 0
1975-01-13 | 0 | 0 | 0 | 0 | -12.5669 | -12.5669 | 3502.1979 | 26196.4399 |  | 0
1975-01-14 | 0 | 0 | 0 | 0 | -12.5669 | -12.5669 | 3489.631 | 26102.4398 |  | 0
1975-01-15 | 0 | 0 | 0 | 0 | -12.5669 | -12.5669 | 3477.0641 | 26008.4397 |  | 0
1975-01-16 | 0 | 0 | 0 | 0 | -12.5669 | -12.5669 | 3464.4973 | 25914.4396 |  | 0
1975-01-17 | 0 | 0 | 0 | 0 | -12.5669 | -12.5669 | 3451.9304 | 25820.4395 |  | 0
1975-01-18 | 0 | 0 | 0 | 0 | -12.5669 | -12.5669 | 3439.3636 | 25726.4394 |  | 0
1975-01-19 | 0 | 0 | 0 | 0 | -12.5669 | -12.5669 | 3426.7967 | 25632.4393 |  | 0
1975-01-20 | 0 | 0 | 0 | 0 | -12.5669 | -12.5669 | 3414.2298 | 25538.4392 |  | 0
1975-01-21 | 0 | 0 | 0 | 0 | -12.5669 | -12.5669 | 3401.663 | 25444.439 |  | 0
1975-01-22 | 0 | 0 | 0 | 0 | -12.5669 | -12.5669 | 3389.0961 | 25350.4389 |  | 0
1975-01-23 | 0 | 0 | 0 | 0 | -12.5669 | -12.5669 | 3376.5293 | 25256.4388 |  | 0
1975-01-24 | 0.010833 | 29.9 | 4.0107 | 4.0107 | 13.3224 | 13.3224 | 3389.8517 | 25356.0907 |  | 0
1975-01-25 | 0 | 0 | 0 | 0 | -12.5669 | -12.5669 | 3377.2848 | 25262.0906 |  | 0
1975-01-26 | 0 | 0 | 0 | 0 | -12.5669 | -12.5669 | 3364.718 | 25168.0905 |  | 0
1975-01-27 | 0 | 0 | 0 | 0 | -12.5669 | -12.5669 | 3352.1511 | 25074.0904 |  | 0
1975-01-28 | 0 | 0 | 0 | 0 | -12.5669 | -12.5669 | 3339.5843 | 24980.0902 |  | 0
1975-01-29 | 0 | 0 | 0 | 0 | -12.5669 | -12.5669 | 3327.0174 | 24886.0901 |  | 0
1975-01-30 | 0.005 | 13.8 | 4.0107 | 4.0107 | -2.7776 | -2.7776 | 3324.2398 | 24865.314 |  | 0
1975-01-31 | 0.0033333 | 9.2 | 4.0107 | 4.0107 | -7.3776 | -7.3776 | 3316.8623 | 24810.1299 |  | 0
1975-02-01 | 0.0325 | 89.7 | 4.0107 | 4.0107 | 73.1224 | 73.1224 | 3389.9847 | 25357.0858 |  | 0
1975-02-02 | 0.029167 | 80.5 | 4.0107 | 4.0107 | 63.9224 | 63.9224 | 3453.9072 | 25835.2257 |  | 0
1975-02-03 | 0.038333 | 105.8 | 4.0107 | 4.0107 | 89.2224 | 89.2224 | 3543.1296 | 26502.6096 |  | 0
1975-02-04 | 0.00083333 | 2.3 | 4.0107 | 2.3 | -12.5669 | -12.5669 | 3530.5628 | 26408.6095 |  | 0
1975-02-05 | 0.0016667 | 4.6 | 4.0107 | 4.0107 | -11.9776 | -11.9776 | 3518.5852 | 26319.0173 |  | 0
1975-02-06 | 0 | 0 | 0 | 0 | -12.5669 | -12.5669 | 3506.0183 | 26225.0172 |  | 0
1975-02-07 | 0 | 0 | 0 | 0 | -12.5669 | -12.5669 | 3493.4515 | 26131.0171 |  | 0
1975-02-08 | 0 | 0 | 0 | 0 | -12.5669 | -12.5669 | 3480.8846 | 26037.017 |  | 0
1975-02-09 | 0 | 0 | 0 | 0 | -12.5669 | -12.5669 | 3468.3178 | 25943.0169 |  | 0
1975-02-10 | 0 | 0 | 0 | 0 | -12.5669 | -12.5669 | 3455.7509 | 25849.0168 |  | 0
1975-02-11 | 0 | 0 | 0 | 0 | -12.5669 | -12.5669 | 3443.184 | 25755.0167 |  | 0
1975-02-12 | 0 | 0 | 0 | 0 | -12.5669 | -12.5669 | 3430.6172 | 25661.0166 |  | 0
1975-02-13 | 0 | 0 | 0 | 0 | -12.5669 | -12.5669 | 3418.0503 | 25567.0164 |  | 0
1975-02-14 | 0 | 0 | 0 | 0 | -12.5669 | -12.5669 | 3405.4835 | 25473.0163 |  | 0
1975-02-15 | 0.0041667 | 11.5 | 4.0107 | 4.0107 | -5.0776 | -5.0776 | 3400.4059 | 25435.0362 |  | 0
1975-02-16 | 0.018333 | 50.6 | 4.0107 | 4.0107 | 34.0224 | 34.0224 | 3434.4284 | 25689.5241 |  | 0
1975-02-17 | 0 | 0 | 0 | 0 | -12.5669 | -12.5669 | 3421.8615 | 25595.524 |  | 0
1975-02-18 | 0 | 0 | 0 | 0 | -12.5669 | -12.5669 | 3409.2946 | 25501.5239 |  | 0
1975-02-19 | 0 | 0 | 0 | 0 | -12.5669 | -12.5669 | 3396.7278 | 25407.5238 |  | 0
1975-02-20 | 0 | 0 | 0 | 0 | -12.5669 | -12.5669 | 3384.1609 | 25313.5237 |  | 0
1975-02-21 | 0 | 0 | 0 | 0 | -12.5669 | -12.5669 | 3371.5941 | 25219.5235 |  | 0
1975-02-22 | 0.015833 | 43.7 | 4.0107 | 4.0107 | 27.1224 | 27.1224 | 3398.7165 | 25422.3994 |  | 0
1975-02-23 | 0.0016667 | 4.6 | 4.0107 | 4.0107 | -11.9776 | -11.9776 | 3386.7389 | 25332.8073 |  | 0
1975-02-24 | 0 | 0 | 0 | 0 | -12.5669 | -12.5669 | 3374.1721 | 25238.8072 |  | 0
1975-02-25 | 0 | 0 | 0 | 0 | -12.5669 | -12.5669 | 3361.6052 | 25144.8071 |  | 0
1975-02-26 | 0 | 0 | 0 | 0 | -12.5669 | -12.5669 | 3349.0384 | 25050.807 |  | 0
1975-02-27 | 0 | 0 | 0 | 0 | -12.5669 | -12.5669 | 3336.4715 | 24956.8069 |  | 0
1975-02-28 | 0 | 0 | 0 | 0 | -12.5669 | -12.5669 | 3323.9046 | 24862.8068 |  | 0
1975-03-01 | 0 | 0 | 0 | 0 | -12.5669 | -12.5669 | 3311.3378 | 24768.8066 |  | 0
1975-03-02 | 0 | 0 | 0 | 0 | -12.5669 | -12.5669 | 3298.7709 | 24674.8065 |  | 0
1975-03-03 | 0.0016667 | 4.6 | 4.0107 | 4.0107 | -11.9776 | -11.9776 | 3286.7934 | 24585.2144 |  | 0
1975-03-04 | 0 | 0 | 0 | 0 | -12.5669 | -12.5669 | 3274.2265 | 24491.2143 |  | 0
1975-03-05 | 0 | 0 | 0 | 0 | -12.5669 | -12.5669 | 3261.6597 | 24397.2142 |  | 0
1975-03-06 | 0 | 0 | 0 | 0 | -12.5669 | -12.5669 | 3249.0928 | 24303.2141 |  | 0
1975-03-07 | 0 | 0 | 0 | 0 | -12.5669 | -12.5669 | 3236.5259 | 24209.214 |  | 0
1975-03-08 | 0 | 0 | 0 | 0 | -12.5669 | -12.5669 | 3223.9591 | 24115.2138 |  | 0
1975-03-09 | 0.015 | 41.4 | 4.0107 | 4.0107 | 24.8224 | 24.8224 | 3248.7815 | 24300.8857 |  | 0
1975-03-10 | 0 | 0 | 0 | 0 | -12.5669 | -12.5669 | 3236.2147 | 24206.8856 |  | 0
1975-03-11 | 0.011667 | 32.2 | 4.0107 | 4.0107 | 15.6224 | 15.6224 | 3251.8371 | 24323.7415 |  | 0
1975-03-12 | 0.0016667 | 4.6 | 4.0107 | 4.0107 | -11.9776 | -11.9776 | 3239.8595 | 24234.1494 |  | 0
1975-03-13 | 0 | 0 | 0 | 0 | -12.5669 | -12.5669 | 3227.2927 | 24140.1493 |  | 0
1975-03-14 | 0 | 0 | 0 | 0 | -12.5669 | -12.5669 | 3214.7258 | 24046.1492 |  | 0
1975-03-15 | 0.014167 | 39.1 | 4.0107 | 4.0107 | 22.5224 | 22.5224 | 3237.2483 | 24214.6171 |  | 0
1975-03-16 | 0 | 0 | 0 | 0 | -12.5669 | -12.5669 | 3224.6814 | 24120.6169 |  | 0
1975-03-17 | 0.0175 | 48.3 | 4.0107 | 4.0107 | 31.7224 | 31.7224 | 3256.4039 | 24357.9008 |  | 0
1975-03-18 | 0.0025 | 6.9 | 4.0107 | 4.0107 | -9.6776 | -9.6776 | 3246.7263 | 24285.5127 |  | 0
1975-03-19 | 0 | 0 | 0 | 0 | -12.5669 | -12.5669 | 3234.1594 | 24191.5126 |  | 0
1975-03-20 | 0 | 0 | 0 | 0 | -12.5669 | -12.5669 | 3221.5926 | 24097.5125 |  | 0
1975-03-21 | 0 | 0 | 0 | 0 | -12.5669 | -12.5669 | 3209.0257 | 24003.5124 |  | 0
1975-03-22 | 0 | 0 | 0 | 0 | -12.5669 | -12.5669 | 3196.4589 | 23909.5123 |  | 0
1975-03-23 | 0 | 0 | 0 | 0 | -12.5669 | -12.5669 | 3183.892 | 23815.5122 |  | 0
1975-03-24 | 0 | 0 | 0 | 0 | -12.5669 | -12.5669 | 3171.3251 | 23721.512 |  | 0
1975-03-25 | 0 | 0 | 0 | 0 | -12.5669 | -12.5669 | 3158.7583 | 23627.5119 |  | 0
1975-03-26 | 0.0016667 | 4.6 | 4.0107 | 4.0107 | -11.9776 | -11.9776 | 3146.7807 | 23537.9198 |  | 0
1975-03-27 | 0.034167 | 94.3 | 4.0107 | 4.0107 | 77.7224 | 77.7224 | 3224.5032 | 24119.2837 |  | 0
1975-03-28 | 0.029167 | 80.5 | 4.0107 | 4.0107 | 63.9224 | 63.9224 | 3288.4256 | 24597.4236 |  | 0
1975-03-29 | 0.0016667 | 4.6 | 4.0107 | 4.0107 | -11.9776 | -11.9776 | 3276.4481 | 24507.8315 |  | 0
1975-03-30 | 0 | 0 | 0 | 0 | -12.5669 | -12.5669 | 3263.8812 | 24413.8314 |  | 0
1975-03-31 | 0 | 0 | 0 | 0 | -12.5669 | -12.5669 | 3251.3143 | 24319.8313 |  | 0
1975-04-01 | 0 | 0 | 0 | 0 | -12.5669 | -12.5669 | 3238.7475 | 24225.8311 |  | 0
1975-04-02 | 0 | 0 | 0 | 0 | -12.5669 | -12.5669 | 3226.1806 | 24131.831 |  | 0
1975-04-03 | 0 | 0 | 0 | 0 | -12.5669 | -12.5669 | 3213.6138 | 24037.8309 |  | 0
1975-04-04 | 0 | 0 | 0 | 0 | -12.5669 | -12.5669 | 3201.0469 | 23943.8308 |  | 0
1975-04-05 | 0 | 0 | 0 | 0 | -12.5669 | -12.5669 | 3188.48 | 23849.8307 |  | 0
1975-04-06 | 0 | 0 | 0 | 0 | -12.5669 | -12.5669 | 3175.9132 | 23755.8306 |  | 0
1975-04-07 | 0.054167 | 149.5 | 4.0107 | 4.0107 | 132.9224 | 132.9224 | 3308.8356 | 24750.0905 |  | 0
1975-04-08 | 0 | 0 | 0 | 0 | -12.5669 | -12.5669 | 3296.2688 | 24656.0904 |  | 0
1975-04-09 | 0 | 0 | 0 | 0 | -12.5669 | -12.5669 | 3283.7019 | 24562.0902 |  | 0
1975-04-10 | 0 | 0 | 0 | 0 | -12.5669 | -12.5669 | 3271.135 | 24468.0901 |  | 0
1975-04-11 | 0 | 0 | 0 | 0 | -12.5669 | -12.5669 | 3258.5682 | 24374.09 |  | 0
1975-04-12 | 0 | 0 | 0 | 0 | -12.5669 | -12.5669 | 3246.0013 | 24280.0899 |  | 0
1975-04-13 | 0.039167 | 108.1 | 4.0107 | 4.0107 | 91.5224 | 91.5224 | 3337.5238 | 24964.6778 |  | 0
1975-04-14 | 0 | 0 | 0 | 0 | -12.5669 | -12.5669 | 3324.9569 | 24870.6777 |  | 0
1975-04-15 | 0 | 0 | 0 | 0 | -12.5669 | -12.5669 | 3312.39 | 24776.6776 |  | 0
1975-04-16 | 0 | 0 | 0 | 0 | -12.5669 | -12.5669 | 3299.8232 | 24682.6774 |  | 0
1975-04-17 | 0 | 0 | 0 | 0 | -12.5669 | -12.5669 | 3287.2563 | 24588.6773 |  | 0
1975-04-18 | 0 | 0 | 0 | 0 | -12.5669 | -12.5669 | 3274.6895 | 24494.6772 |  | 0
1975-04-19 | 0 | 0 | 0 | 0 | -12.5669 | -12.5669 | 3262.1226 | 24400.6771 |  | 0
1975-04-20 | 0 | 0 | 0 | 0 | -12.5669 | -12.5669 | 3249.5557 | 24306.677 |  | 0
1975-04-21 | 0 | 0 | 0 | 0 | -12.5669 | -12.5669 | 3236.9889 | 24212.6769 |  | 0
1975-04-22 | 0 | 0 | 0 | 0 | -12.5669 | -12.5669 | 3224.422 | 24118.6768 |  | 0
1975-04-23 | 0 | 0 | 0 | 0 | -12.5669 | -12.5669 | 3211.8552 | 24024.6767 |  | 0
1975-04-24 | 0 | 0 | 0 | 0 | -12.5669 | -12.5669 | 3199.2883 | 23930.6765 |  | 0
1975-04-25 | 0 | 0 | 0 | 0 | -12.5669 | -12.5669 | 3186.7214 | 23836.6764 |  | 0
1975-04-26 | 0 | 0 | 0 | 0 | -12.5669 | -12.5669 | 3174.1546 | 23742.6763 |  | 0
1975-04-27 | 0.15083 | 416.3 | 4.0107 | 4.0107 | 399.7224 | 399.7224 | 3573.877 | 26732.6002 |  | 0
1975-04-28 | 0 | 0 | 0 | 0 | -12.5669 | -12.5669 | 3561.3102 | 26638.6001 |  | 0
1975-04-29 | 0.00083333 | 2.3 | 4.0107 | 2.3 | -12.5669 | -12.5669 | 3548.7433 | 26544.6 |  | 0
1975-04-30 | 0 | 0 | 0 | 0 | -12.5669 | -12.5669 | 3536.1765 | 26450.5999 |  | 0
1975-05-01 | 0 | 0 | 0 | 0 | -12.5669 | -12.5669 | 3523.6096 | 26356.5998 |  | 0
1975-05-02 | 0.014167 | 39.1 | 4.0107 | 4.0107 | 22.5224 | 22.5224 | 3546.132 | 26525.0676 |  | 0
1975-05-03 | 0 | 0 | 0 | 0 | -12.5669 | -12.5669 | 3533.5652 | 26431.0675 |  | 0
1975-05-04 | 0 | 0 | 0 | 0 | -12.5669 | -12.5669 | 3520.9983 | 26337.0674 |  | 0
1975-05-05 | 0 | 0 | 0 | 0 | -12.5669 | -12.5669 | 3508.4315 | 26243.0673 |  | 0
1975-05-06 | 0 | 0 | 0 | 0 | -12.5669 | -12.5669 | 3495.8646 | 26149.0672 |  | 0
1975-05-07 | 0 | 0 | 0 | 0 | -12.5669 | -12.5669 | 3483.2977 | 26055.0671 |  | 0
1975-05-08 | 0 | 0 | 0 | 0 | -12.5669 | -12.5669 | 3470.7309 | 25961.067 |  | 0
1975-05-09 | 0 | 0 | 0 | 0 | -12.5669 | -12.5669 | 3458.164 | 25867.0669 |  | 0
1975-05-10 | 0.018333 | 50.6 | 4.0107 | 4.0107 | 34.0224 | 34.0224 | 3492.1865 | 26121.5547 |  | 0
1975-05-11 | 0.061667 | 170.2 | 4.0107 | 4.0107 | 153.6224 | 153.6224 | 3645.8089 | 27270.6506 |  | 0
1975-05-12 | 0 | 0 | 0 | 0 | -12.5669 | -12.5669 | 3633.242 | 27176.6505 |  | 0
1975-05-13 | 0.03 | 82.8 | 4.0107 | 4.0107 | 66.2224 | 66.2224 | 3699.4645 | 27671.9944 |  | 0
1975-05-14 | 0 | 0 | 0 | 0 | -12.5669 | -12.5669 | 3686.8976 | 27577.9943 |  | 0
1975-05-15 | 0 | 0 | 0 | 0 | -12.5669 | -12.5669 | 3674.3308 | 27483.9942 |  | 0
1975-05-16 | 0 | 0 | 0 | 0 | -12.5669 | -12.5669 | 3661.7639 | 27389.9941 |  | 0
1975-05-17 | 0 | 0 | 0 | 0 | -12.5669 | -12.5669 | 3649.1971 | 27295.994 |  | 0
1975-05-18 | 0 | 0 | 0 | 0 | -12.5669 | -12.5669 | 3636.6302 | 27201.9938 |  | 0
1975-05-19 | 0.0033333 | 9.2 | 4.0107 | 4.0107 | -7.3776 | -7.3776 | 3629.2526 | 27146.8097 |  | 0
1975-05-20 | 0.00083333 | 2.3 | 4.0107 | 2.3 | -12.5669 | -12.5669 | 3616.6858 | 27052.8096 |  | 0
1975-05-21 | 0 | 0 | 0 | 0 | -12.5669 | -12.5669 | 3604.1189 | 26958.8095 |  | 0
1975-05-22 | 0.42667 | 1177.6 | 4.0107 | 4.0107 | 1161.0224 | 1161.0224 | 3997.8631 | 29904.0163 |  | 754.7114
1975-05-23 | 0.048333 | 133.4 | 4.0107 | 4.0107 | 116.8224 | 116.8224 | 3997.8631 | 29904.0163 |  | 104.2556
1975-05-24 | 0.0041667 | 11.5 | 4.0107 | 4.0107 | -5.0776 | -5.0776 | 3992.7856 | 29866.0362 |  | 0
1975-05-25 | 0 | 0 | 0 | 0 | -12.5669 | -12.5669 | 3980.2187 | 29772.0361 |  | 0
1975-05-26 | 0 | 0 | 0 | 0 | -12.5669 | -12.5669 | 3967.6519 | 29678.0359 |  | 0
1975-05-27 | 0 | 0 | 0 | 0 | -12.5669 | -12.5669 | 3955.085 | 29584.0358 |  | 0
1975-05-28 | 0.096667 | 266.8 | 4.0107 | 4.0107 | 250.2224 | 250.2224 | 3997.8631 | 29904.0163 |  | 194.8774
1975-05-29 | 0.10083 | 278.3 | 4.0107 | 4.0107 | 261.7224 | 261.7224 | 3997.8631 | 29904.0163 |  | 249.1556
1975-05-30 | 0 | 0 | 0 | 0 | -12.5669 | -12.5669 | 3985.2963 | 29810.0162 |  | 0
1975-05-31 | 0 | 0 | 0 | 0 | -12.5669 | -12.5669 | 3972.7294 | 29716.0161 |  | 0
1975-06-01 | 0 | 0 | 0 | 0 | -12.5669 | -12.5669 | 3960.1626 | 29622.0159 |  | 0
1975-06-02 | 0 | 0 | 0 | 0 | -12.5669 | -12.5669 | 3947.5957 | 29528.0158 |  | 0
1975-06-03 | 0 | 0 | 0 | 0 | -12.5669 | -12.5669 | 3935.0288 | 29434.0157 |  | 0
1975-06-04 | 0 | 0 | 0 | 0 | -12.5669 | -12.5669 | 3922.462 | 29340.0156 |  | 0
1975-06-05 | 0 | 0 | 0 | 0 | -12.5669 | -12.5669 | 3909.8951 | 29246.0155 |  | 0
1975-06-06 | 0 | 0 | 0 | 0 | -12.5669 | -12.5669 | 3897.3283 | 29152.0154 |  | 0
1975-06-07 | 0.045 | 124.2 | 4.0107 | 4.0107 | 107.6224 | 107.6224 | 4004.9507 | 29957.0313 |  | 0
1975-06-08 | 0 | 0 | 0 | 0 | -12.5669 | -12.5669 | 3992.3838 | 29863.0312 |  | 0
1975-06-09 | 0 | 0 | 0 | 0 | -12.5669 | -12.5669 | 3979.817 | 29769.031 |  | 0
1975-06-10 | 0.0033333 | 9.2 | 4.0107 | 4.0107 | -7.3776 | -7.3776 | 3972.4394 | 29713.8469 |  | 0
1975-06-11 | 0 | 0 | 0 | 0 | -12.5669 | -12.5669 | 3959.8726 | 29619.8468 |  | 0
1975-06-12 | 0 | 0 | 0 | 0 | -12.5669 | -12.5669 | 3947.3057 | 29525.8467 |  | 0
1975-06-13 | 0 | 0 | 0 | 0 | -12.5669 | -12.5669 | 3934.7388 | 29431.8466 |  | 0
1975-06-14 | 0 | 0 | 0 | 0 | -12.5669 | -12.5669 | 3922.172 | 29337.8465 |  | 0
1975-06-15 | 0 | 0 | 0 | 0 | -12.5669 | -12.5669 | 3909.6051 | 29243.8464 |  | 0
1975-06-16 | 0 | 0 | 0 | 0 | -12.5669 | -12.5669 | 3897.0383 | 29149.8463 |  | 0
1975-06-17 | 0 | 0 | 0 | 0 | -12.5669 | -12.5669 | 3884.4714 | 29055.8461 |  | 0
1975-06-18 | 0 | 0 | 0 | 0 | -12.5669 | -12.5669 | 3871.9045 | 28961.846 |  | 0
1975-06-19 | 0 | 0 | 0 | 0 | -12.5669 | -12.5669 | 3859.3377 | 28867.8459 |  | 0
1975-06-20 | 0 | 0 | 0 | 0 | -12.5669 | -12.5669 | 3846.7708 | 28773.8458 |  | 0
1975-06-21 | 0 | 0 | 0 | 0 | -12.5669 | -12.5669 | 3834.204 | 28679.8457 |  | 0
1975-06-22 | 0.088333 | 243.8 | 4.0107 | 4.0107 | 227.2224 | 227.2224 | 3997.8631 | 29904.0163 |  | 50.9964
1975-06-23 | 0.0016667 | 4.6 | 4.0107 | 4.0107 | -11.9776 | -11.9776 | 3985.8856 | 29814.4242 |  | 0
1975-06-24 | 0.0025 | 6.9 | 4.0107 | 4.0107 | -9.6776 | -9.6776 | 3976.208 | 29742.0361 |  | 0
1975-06-25 | 0 | 0 | 0 | 0 | -12.5669 | -12.5669 | 3963.6412 | 29648.0359 |  | 0
1975-06-26 | 0 | 0 | 0 | 0 | -12.5669 | -12.5669 | 3951.0743 | 29554.0358 |  | 0
1975-06-27 | 0 | 0 | 0 | 0 | -12.5669 | -12.5669 | 3938.5074 | 29460.0357 |  | 0
1975-06-28 | 0 | 0 | 0 | 0 | -12.5669 | -12.5669 | 3925.9406 | 29366.0356 |  | 0
1975-06-29 | 0 | 0 | 0 | 0 | -12.5669 | -12.5669 | 3913.3737 | 29272.0355 |  | 0
1975-06-30 | 0 | 0 | 0 | 0 | -12.5669 | -12.5669 | 3900.8069 | 29178.0354 |  | 0
1975-07-01 | 0 | 0 | 0 | 0 | -12.5669 | -12.5669 | 3888.24 | 29084.0353 |  | 0
1975-07-02 | 0 | 0 | 0 | 0 | -12.5669 | -12.5669 | 3875.6731 | 28990.0352 |  | 0
1975-07-03 | 0.0058333 | 16.1 | 4.0107 | 4.0107 | -0.47756 | -0.47756 | 3875.1956 | 28986.463 |  | 0
1975-07-04 | 0.0016667 | 4.6 | 4.0107 | 4.0107 | -11.9776 | -11.9776 | 3863.218 | 28896.8709 |  | 0
1975-07-05 | 0 | 0 | 0 | 0 | -12.5669 | -12.5669 | 3850.6512 | 28802.8708 |  | 0
1975-07-06 | 0 | 0 | 0 | 0 | -12.5669 | -12.5669 | 3838.0843 | 28708.8707 |  | 0
1975-07-07 | 0 | 0 | 0 | 0 | -12.5669 | -12.5669 | 3825.5175 | 28614.8706 |  | 0
1975-07-08 | 0 | 0 | 0 | 0 | -12.5669 | -12.5669 | 3812.9506 | 28520.8705 |  | 0
1975-07-09 | 0 | 0 | 0 | 0 | -12.5669 | -12.5669 | 3800.3837 | 28426.8704 |  | 0
1975-07-10 | 0.00083333 | 2.3 | 4.0107 | 2.3 | -12.5669 | -12.5669 | 3787.8169 | 28332.8703 |  | 0
1975-07-11 | 0.018333 | 50.6 | 4.0107 | 4.0107 | 34.0224 | 34.0224 | 3821.8393 | 28587.3581 |  | 0
1975-07-12 | 0 | 0 | 0 | 0 | -12.5669 | -12.5669 | 3809.2725 | 28493.358 |  | 0
1975-07-13 | 0 | 0 | 0 | 0 | -12.5669 | -12.5669 | 3796.7056 | 28399.3579 |  | 0
1975-07-14 | 0 | 0 | 0 | 0 | -12.5669 | -12.5669 | 3784.1387 | 28305.3578 |  | 0
1975-07-15 | 0 | 0 | 0 | 0 | -12.5669 | -12.5669 | 3771.5719 | 28211.3577 |  | 0
1975-07-16 | 0 | 0 | 0 | 0 | -12.5669 | -12.5669 | 3759.005 | 28117.3576 |  | 0
1975-07-17 | 0 | 0 | 0 | 0 | -12.5669 | -12.5669 | 3746.4382 | 28023.3575 |  | 0
1975-07-18 | 0.0025 | 6.9 | 4.0107 | 4.0107 | -9.6776 | -9.6776 | 3736.7606 | 27950.9694 |  | 0
1975-07-19 | 0.046667 | 128.8 | 4.0107 | 4.0107 | 112.2224 | 112.2224 | 3848.9831 | 28790.3932 |  | 0
1975-07-20 | 0 | 0 | 0 | 0 | -12.5669 | -12.5669 | 3836.4162 | 28696.3931 |  | 0
1975-07-21 | 0 | 0 | 0 | 0 | -12.5669 | -12.5669 | 3823.8493 | 28602.393 |  | 0
1975-07-22 | 0 | 0 | 0 | 0 | -12.5669 | -12.5669 | 3811.2825 | 28508.3929 |  | 0
1975-07-23 | 0 | 0 | 0 | 0 | -12.5669 | -12.5669 | 3798.7156 | 28414.3928 |  | 0
1975-07-24 | 0.155 | 427.8 | 4.0107 | 4.0107 | 411.2224 | 411.2224 | 3997.8631 | 29904.0163 |  | 199.5081
1975-07-25 | 0.053333 | 147.2 | 4.0107 | 4.0107 | 130.6224 | 130.6224 | 3997.8631 | 29904.0163 |  | 118.0556
1975-07-26 | 0 | 0 | 0 | 0 | -12.5669 | -12.5669 | 3985.2963 | 29810.0162 |  | 0
1975-07-27 | 0 | 0 | 0 | 0 | -12.5669 | -12.5669 | 3972.7294 | 29716.0161 |  | 0
1975-07-28 | 0 | 0 | 0 | 0 | -12.5669 | -12.5669 | 3960.1626 | 29622.0159 |  | 0
1975-07-29 | 0 | 0 | 0 | 0 | -12.5669 | -12.5669 | 3947.5957 | 29528.0158 |  | 0
1975-07-30 | 0 | 0 | 0 | 0 | -12.5669 | -12.5669 | 3935.0288 | 29434.0157 |  | 0
1975-07-31 | 0 | 0 | 0 | 0 | -12.5669 | -12.5669 | 3922.462 | 29340.0156 |  | 0
1975-08-01 | 0 | 0 | 0 | 0 | -12.5669 | -12.5669 | 3909.8951 | 29246.0155 |  | 0
1975-08-02 | 0 | 0 | 0 | 0 | -12.5669 | -12.5669 | 3897.3283 | 29152.0154 |  | 0
1975-08-03 | 0 | 0 | 0 | 0 | -12.5669 | -12.5669 | 3884.7614 | 29058.0153 |  | 0
1975-08-04 | 0 | 0 | 0 | 0 | -12.5669 | -12.5669 | 3872.1945 | 28964.0152 |  | 0
1975-08-05 | 0 | 0 | 0 | 0 | -12.5669 | -12.5669 | 3859.6277 | 28870.015 |  | 0
1975-08-06 | 0 | 0 | 0 | 0 | -12.5669 | -12.5669 | 3847.0608 | 28776.0149 |  | 0
1975-08-07 | 0 | 0 | 0 | 0 | -12.5669 | -12.5669 | 3834.494 | 28682.0148 |  | 0
1975-08-08 | 0 | 0 | 0 | 0 | -12.5669 | -12.5669 | 3821.9271 | 28588.0147 |  | 0
1975-08-09 | 0 | 0 | 0 | 0 | -12.5669 | -12.5669 | 3809.3602 | 28494.0146 |  | 0
1975-08-10 | 0 | 0 | 0 | 0 | -12.5669 | -12.5669 | 3796.7934 | 28400.0145 |  | 0
1975-08-11 | 0 | 0 | 0 | 0 | -12.5669 | -12.5669 | 3784.2265 | 28306.0144 |  | 0
1975-08-12 | 0 | 0 | 0 | 0 | -12.5669 | -12.5669 | 3771.6597 | 28212.0143 |  | 0
1975-08-13 | 0.034167 | 94.3 | 4.0107 | 4.0107 | 77.7224 | 77.7224 | 3849.3821 | 28793.3781 |  | 0
1975-08-14 | 0 | 0 | 0 | 0 | -12.5669 | -12.5669 | 3836.8152 | 28699.378 |  | 0
1975-08-15 | 0.0033333 | 9.2 | 4.0107 | 4.0107 | -7.3776 | -7.3776 | 3829.4377 | 28644.1939 |  | 0
1975-08-16 | 0.011667 | 32.2 | 4.0107 | 4.0107 | 15.6224 | 15.6224 | 3845.0601 | 28761.0498 |  | 0
1975-08-17 | 0.020833 | 57.5 | 4.0107 | 4.0107 | 40.9224 | 40.9224 | 3885.9826 | 29067.1497 |  | 0
1975-08-18 | 0 | 0 | 0 | 0 | -12.5669 | -12.5669 | 3873.4157 | 28973.1496 |  | 0
1975-08-19 | 0 | 0 | 0 | 0 | -12.5669 | -12.5669 | 3860.8489 | 28879.1495 |  | 0
1975-08-20 | 0 | 0 | 0 | 0 | -12.5669 | -12.5669 | 3848.282 | 28785.1494 |  | 0
1975-08-21 | 0 | 0 | 0 | 0 | -12.5669 | -12.5669 | 3835.7151 | 28691.1492 |  | 0
1975-08-22 | 0 | 0 | 0 | 0 | -12.5669 | -12.5669 | 3823.1483 | 28597.1491 |  | 0
1975-08-23 | 0 | 0 | 0 | 0 | -12.5669 | -12.5669 | 3810.5814 | 28503.149 |  | 0
1975-08-24 | 0 | 0 | 0 | 0 | -12.5669 | -12.5669 | 3798.0146 | 28409.1489 |  | 0
1975-08-25 | 0 | 0 | 0 | 0 | -12.5669 | -12.5669 | 3785.4477 | 28315.1488 |  | 0
1975-08-26 | 0.21417 | 591.1 | 4.0107 | 4.0107 | 574.5224 | 574.5224 | 3997.8631 | 29904.0163 |  | 349.5401
1975-08-27 | 0.0041667 | 11.5 | 4.0107 | 4.0107 | -5.0776 | -5.0776 | 3992.7856 | 29866.0362 |  | 0
1975-08-28 | 0 | 0 | 0 | 0 | -12.5669 | -12.5669 | 3980.2187 | 29772.0361 |  | 0
1975-08-29 | 0 | 0 | 0 | 0 | -12.5669 | -12.5669 | 3967.6519 | 29678.0359 |  | 0
1975-08-30 | 0 | 0 | 0 | 0 | -12.5669 | -12.5669 | 3955.085 | 29584.0358 |  | 0
1975-08-31 | 0 | 0 | 0 | 0 | -12.5669 | -12.5669 | 3942.5181 | 29490.0357 |  | 0
1975-09-01 | 0 | 0 | 0 | 0 | -12.5669 | -12.5669 | 3929.9513 | 29396.0356 |  | 0
1975-09-02 | 0 | 0 | 0 | 0 | -12.5669 | -12.5669 | 3917.3844 | 29302.0355 |  | 0
1975-09-03 | 0 | 0 | 0 | 0 | -12.5669 | -12.5669 | 3904.8176 | 29208.0354 |  | 0
1975-09-04 | 0 | 0 | 0 | 0 | -12.5669 | -12.5669 | 3892.2507 | 29114.0353 |  | 0
1975-09-05 | 0 | 0 | 0 | 0 | -12.5669 | -12.5669 | 3879.6838 | 29020.0352 |  | 0
1975-09-06 | 0 | 0 | 0 | 0 | -12.5669 | -12.5669 | 3867.117 | 28926.035 |  | 0
1975-09-07 | 0 | 0 | 0 | 0 | -12.5669 | -12.5669 | 3854.5501 | 28832.0349 |  | 0
1975-09-08 | 0 | 0 | 0 | 0 | -12.5669 | -12.5669 | 3841.9833 | 28738.0348 |  | 0
1975-09-09 | 0 | 0 | 0 | 0 | -12.5669 | -12.5669 | 3829.4164 | 28644.0347 |  | 0
1975-09-10 | 0 | 0 | 0 | 0 | -12.5669 | -12.5669 | 3816.8495 | 28550.0346 |  | 0
1975-09-11 | 0.14167 | 391 | 4.0107 | 4.0107 | 374.4224 | 374.4224 | 3997.8631 | 29904.0163 |  | 180.842
1975-09-12 | 0.058333 | 161 | 4.0107 | 4.0107 | 144.4224 | 144.4224 | 3997.8631 | 29904.0163 |  | 131.8556
1975-09-13 | 0.055 | 151.8 | 4.0107 | 4.0107 | 135.2224 | 135.2224 | 3997.8631 | 29904.0163 |  | 122.6556
1975-09-14 | 0.029167 | 80.5 | 4.0107 | 4.0107 | 63.9224 | 63.9224 | 3997.8631 | 29904.0163 |  | 51.3556
1975-09-15 | 0.0033333 | 9.2 | 4.0107 | 4.0107 | -7.3776 | -7.3776 | 3990.4856 | 29848.8322 |  | 0
1975-09-16 | 0 | 0 | 0 | 0 | -12.5669 | -12.5669 | 3977.9187 | 29754.8321 |  | 0
1975-09-17 | 0 | 0 | 0 | 0 | -12.5669 | -12.5669 | 3965.3519 | 29660.8319 |  | 0
1975-09-18 | 0 | 0 | 0 | 0 | -12.5669 | -12.5669 | 3952.785 | 29566.8318 |  | 0
1975-09-19 | 0 | 0 | 0 | 0 | -12.5669 | -12.5669 | 3940.2181 | 29472.8317 |  | 0
1975-09-20 | 0 | 0 | 0 | 0 | -12.5669 | -12.5669 | 3927.6513 | 29378.8316 |  | 0
1975-09-21 | 0.016667 | 46 | 4.0107 | 4.0107 | 29.4224 | 29.4224 | 3957.0737 | 29598.9115 |  | 0
1975-09-22 | 0 | 0 | 0 | 0 | -12.5669 | -12.5669 | 3944.5069 | 29504.9114 |  | 0
1975-09-23 | 0 | 0 | 0 | 0 | -12.5669 | -12.5669 | 3931.94 | 29410.9113 |  | 0
1975-09-24 | 0 | 0 | 0 | 0 | -12.5669 | -12.5669 | 3919.3731 | 29316.9112 |  | 0
1975-09-25 | 0 | 0 | 0 | 0 | -12.5669 | -12.5669 | 3906.8063 | 29222.911 |  | 0
1975-09-26 | 0 | 0 | 0 | 0 | -12.5669 | -12.5669 | 3894.2394 | 29128.9109 |  | 0
1975-09-27 | 0 | 0 | 0 | 0 | -12.5669 | -12.5669 | 3881.6726 | 29034.9108 |  | 0
1975-09-28 | 0 | 0 | 0 | 0 | -12.5669 | -12.5669 | 3869.1057 | 28940.9107 |  | 0
1975-09-29 | 0 | 0 | 0 | 0 | -12.5669 | -12.5669 | 3856.5388 | 28846.9106 |  | 0
1975-09-30 | 0 | 0 | 0 | 0 | -12.5669 | -12.5669 | 3843.972 | 28752.9105 |  | 0
1975-10-01 | 0.0083333 | 23 | 4.0107 | 4.0107 | 6.4224 | 6.4224 | 3850.3944 | 28800.9504 |  | 0
1975-10-02 | 0 | 0 | 0 | 0 | -12.5669 | -12.5669 | 3837.8276 | 28706.9503 |  | 0
1975-10-03 | 0 | 0 | 0 | 0 | -12.5669 | -12.5669 | 3825.2607 | 28612.9501 |  | 0
1975-10-04 | 0 | 0 | 0 | 0 | -12.5669 | -12.5669 | 3812.6939 | 28518.95 |  | 0
1975-10-05 | 0 | 0 | 0 | 0 | -12.5669 | -12.5669 | 3800.127 | 28424.9499 |  | 0
1975-10-06 | 0 | 0 | 0 | 0 | -12.5669 | -12.5669 | 3787.5601 | 28330.9498 |  | 0
1975-10-07 | 0 | 0 | 0 | 0 | -12.5669 | -12.5669 | 3774.9933 | 28236.9497 |  | 0
1975-10-08 | 0 | 0 | 0 | 0 | -12.5669 | -12.5669 | 3762.4264 | 28142.9496 |  | 0
1975-10-09 | 0 | 0 | 0 | 0 | -12.5669 | -12.5669 | 3749.8596 | 28048.9495 |  | 0
1975-10-10 | 0 | 0 | 0 | 0 | -12.5669 | -12.5669 | 3737.2927 | 27954.9494 |  | 0
1975-10-11 | 0 | 0 | 0 | 0 | -12.5669 | -12.5669 | 3724.7258 | 27860.9492 |  | 0
1975-10-12 | 0 | 0 | 0 | 0 | -12.5669 | -12.5669 | 3712.159 | 27766.9491 |  | 0
1975-10-13 | 0 | 0 | 0 | 0 | -12.5669 | -12.5669 | 3699.5921 | 27672.949 |  | 0
1975-10-14 | 0 | 0 | 0 | 0 | -12.5669 | -12.5669 | 3687.0253 | 27578.9489 |  | 0
1975-10-15 | 0.06 | 165.6 | 4.0107 | 4.0107 | 149.0224 | 149.0224 | 3836.0477 | 28693.6368 |  | 0
1975-10-16 | 0 | 0 | 0 | 0 | -12.5669 | -12.5669 | 3823.4808 | 28599.6367 |  | 0
1975-10-17 | 0 | 0 | 0 | 0 | -12.5669 | -12.5669 | 3810.914 | 28505.6366 |  | 0
1975-10-18 | 0 | 0 | 0 | 0 | -12.5669 | -12.5669 | 3798.3471 | 28411.6365 |  | 0
1975-10-19 | 0 | 0 | 0 | 0 | -12.5669 | -12.5669 | 3785.7803 | 28317.6363 |  | 0
1975-10-20 | 0 | 0 | 0 | 0 | -12.5669 | -12.5669 | 3773.2134 | 28223.6362 |  | 0
1975-10-21 | 0 | 0 | 0 | 0 | -12.5669 | -12.5669 | 3760.6465 | 28129.6361 |  | 0
1975-10-22 | 0 | 0 | 0 | 0 | -12.5669 | -12.5669 | 3748.0797 | 28035.636 |  | 0
1975-10-23 | 0 | 0 | 0 | 0 | -12.5669 | -12.5669 | 3735.5128 | 27941.6359 |  | 0
1975-10-24 | 0 | 0 | 0 | 0 | -12.5669 | -12.5669 | 3722.946 | 27847.6358 |  | 0
1975-10-25 | 0 | 0 | 0 | 0 | -12.5669 | -12.5669 | 3710.3791 | 27753.6357 |  | 0
1975-10-26 | 0 | 0 | 0 | 0 | -12.5669 | -12.5669 | 3697.8122 | 27659.6355 |  | 0
1975-10-27 | 0 | 0 | 0 | 0 | -12.5669 | -12.5669 | 3685.2454 | 27565.6354 |  | 0
1975-10-28 | 0 | 0 | 0 | 0 | -12.5669 | -12.5669 | 3672.6785 | 27471.6353 |  | 0
1975-10-29 | 0 | 0 | 0 | 0 | -12.5669 | -12.5669 | 3660.1117 | 27377.6352 |  | 0
1975-10-30 | 0 | 0 | 0 | 0 | -12.5669 | -12.5669 | 3647.5448 | 27283.6351 |  | 0
1975-10-31 | 0 | 0 | 0 | 0 | -12.5669 | -12.5669 | 3634.9779 | 27189.635 |  | 0
1975-11-01 | 0 | 0 | 0 | 0 | -12.5669 | -12.5669 | 3622.4111 | 27095.6349 |  | 0
1975-11-02 | 0.064167 | 177.1 | 4.0107 | 4.0107 | 160.5224 | 160.5224 | 3782.9335 | 28296.3428 |  | 0
1975-11-03 | 0 | 0 | 0 | 0 | -12.5669 | -12.5669 | 3770.3667 | 28202.3426 |  | 0
1975-11-04 | 0 | 0 | 0 | 0 | -12.5669 | -12.5669 | 3757.7998 | 28108.3425 |  | 0
1975-11-05 | 0.0083333 | 23 | 4.0107 | 4.0107 | 6.4224 | 6.4224 | 3764.2222 | 28156.3824 |  | 0
1975-11-06 | 0 | 0 | 0 | 0 | -12.5669 | -12.5669 | 3751.6554 | 28062.3823 |  | 0
1975-11-07 | 0 | 0 | 0 | 0 | -12.5669 | -12.5669 | 3739.0885 | 27968.3822 |  | 0
1975-11-08 | 0 | 0 | 0 | 0 | -12.5669 | -12.5669 | 3726.5217 | 27874.3821 |  | 0
1975-11-09 | 0 | 0 | 0 | 0 | -12.5669 | -12.5669 | 3713.9548 | 27780.382 |  | 0
1975-11-10 | 0 | 0 | 0 | 0 | -12.5669 | -12.5669 | 3701.3879 | 27686.3819 |  | 0
1975-11-11 | 0 | 0 | 0 | 0 | -12.5669 | -12.5669 | 3688.8211 | 27592.3817 |  | 0
1975-11-12 | 0 | 0 | 0 | 0 | -12.5669 | -12.5669 | 3676.2542 | 27498.3816 |  | 0
1975-11-13 | 0 | 0 | 0 | 0 | -12.5669 | -12.5669 | 3663.6874 | 27404.3815 |  | 0
1975-11-14 | 0 | 0 | 0 | 0 | -12.5669 | -12.5669 | 3651.1205 | 27310.3814 |  | 0
1975-11-15 | 0 | 0 | 0 | 0 | -12.5669 | -12.5669 | 3638.5536 | 27216.3813 |  | 0
1975-11-16 | 0 | 0 | 0 | 0 | -12.5669 | -12.5669 | 3625.9868 | 27122.3812 |  | 0
1975-11-17 | 0 | 0 | 0 | 0 | -12.5669 | -12.5669 | 3613.4199 | 27028.3811 |  | 0
1975-11-18 | 0 | 0 | 0 | 0 | -12.5669 | -12.5669 | 3600.8531 | 26934.381 |  | 0
1975-11-19 | 0.0275 | 75.9 | 4.0107 | 4.0107 | 59.3224 | 59.3224 | 3660.1755 | 27378.1128 |  | 0
1975-11-20 | 0 | 0 | 0 | 0 | -12.5669 | -12.5669 | 3647.6087 | 27284.1127 |  | 0
1975-11-21 | 0 | 0 | 0 | 0 | -12.5669 | -12.5669 | 3635.0418 | 27190.1126 |  | 0
1975-11-22 | 0 | 0 | 0 | 0 | -12.5669 | -12.5669 | 3622.4749 | 27096.1125 |  | 0
1975-11-23 | 0 | 0 | 0 | 0 | -12.5669 | -12.5669 | 3609.9081 | 27002.1124 |  | 0
1975-11-24 | 0 | 0 | 0 | 0 | -12.5669 | -12.5669 | 3597.3412 | 26908.1123 |  | 0
1975-11-25 | 0 | 0 | 0 | 0 | -12.5669 | -12.5669 | 3584.7744 | 26814.1122 |  | 0
1975-11-26 | 0.0041667 | 11.5 | 4.0107 | 4.0107 | -5.0776 | -5.0776 | 3579.6968 | 26776.1321 |  | 0
1975-11-27 | 0 | 0 | 0 | 0 | -12.5669 | -12.5669 | 3567.1299 | 26682.1319 |  | 0
1975-11-28 | 0 | 0 | 0 | 0 | -12.5669 | -12.5669 | 3554.5631 | 26588.1318 |  | 0
1975-11-29 | 0.005 | 13.8 | 4.0107 | 4.0107 | -2.7776 | -2.7776 | 3551.7855 | 26567.3557 |  | 0
1975-11-30 | 0 | 0 | 0 | 0 | -12.5669 | -12.5669 | 3539.2187 | 26473.3556 |  | 0
1975-12-01 | 0 | 0 | 0 | 0 | -12.5669 | -12.5669 | 3526.6518 | 26379.3555 |  | 0
1975-12-02 | 0 | 0 | 0 | 0 | -12.5669 | -12.5669 | 3514.0849 | 26285.3554 |  | 0
1975-12-03 | 0 | 0 | 0 | 0 | -12.5669 | -12.5669 | 3501.5181 | 26191.3553 |  | 0
1975-12-04 | 0 | 0 | 0 | 0 | -12.5669 | -12.5669 | 3488.9512 | 26097.3552 |  | 0
1975-12-05 | 0 | 0 | 0 | 0 | -12.5669 | -12.5669 | 3476.3844 | 26003.355 |  | 0
1975-12-06 | 0 | 0 | 0 | 0 | -12.5669 | -12.5669 | 3463.8175 | 25909.3549 |  | 0
1975-12-07 | 0 | 0 | 0 | 0 | -12.5669 | -12.5669 | 3451.2506 | 25815.3548 |  | 0
1975-12-08 | 0 | 0 | 0 | 0 | -12.5669 | -12.5669 | 3438.6838 | 25721.3547 |  | 0
1975-12-09 | 0 | 0 | 0 | 0 | -12.5669 | -12.5669 | 3426.1169 | 25627.3546 |  | 0
1975-12-10 | 0 | 0 | 0 | 0 | -12.5669 | -12.5669 | 3413.5501 | 25533.3545 |  | 0
1975-12-11 | 0 | 0 | 0 | 0 | -12.5669 | -12.5669 | 3400.9832 | 25439.3544 |  | 0
1975-12-12 | 0 | 0 | 0 | 0 | -12.5669 | -12.5669 | 3388.4163 | 25345.3542 |  | 0
1975-12-13 | 0 | 0 | 0 | 0 | -12.5669 | -12.5669 | 3375.8495 | 25251.3541 |  | 0
1975-12-14 | 0 | 0 | 0 | 0 | -12.5669 | -12.5669 | 3363.2826 | 25157.354 |  | 0
1975-12-15 | 0 | 0 | 0 | 0 | -12.5669 | -12.5669 | 3350.7158 | 25063.3539 |  | 0
1975-12-16 | 0 | 0 | 0 | 0 | -12.5669 | -12.5669 | 3338.1489 | 24969.3538 |  | 0
1975-12-17 | 0 | 0 | 0 | 0 | -12.5669 | -12.5669 | 3325.582 | 24875.3537 |  | 0
1975-12-18 | 0 | 0 | 0 | 0 | -12.5669 | -12.5669 | 3313.0152 | 24781.3536 |  | 0
1975-12-19 | 0 | 0 | 0 | 0 | -12.5669 | -12.5669 | 3300.4483 | 24687.3535 |  | 0
1975-12-20 | 0 | 0 | 0 | 0 | -12.5669 | -12.5669 | 3287.8815 | 24593.3533 |  | 0
1975-12-21 | 0 | 0 | 0 | 0 | -12.5669 | -12.5669 | 3275.3146 | 24499.3532 |  | 0
1975-12-22 | 0.0075 | 20.7 | 4.0107 | 4.0107 | 4.1224 | 4.1224 | 3279.437 | 24530.1891 |  | 0
1975-12-23 | 0 | 0 | 0 | 0 | -12.5669 | -12.5669 | 3266.8702 | 24436.189 |  | 0
1975-12-24 | 0.1 | 276 | 4.0107 | 4.0107 | 259.4224 | 259.4224 | 3526.2926 | 26376.6689 |  | 0
1975-12-25 | 0.0075 | 20.7 | 4.0107 | 4.0107 | 4.1224 | 4.1224 | 3530.4151 | 26407.5048 |  | 0
1975-12-26 | 0 | 0 | 0 | 0 | -12.5669 | -12.5669 | 3517.8482 | 26313.5047 |  | 0
1975-12-27 | 0 | 0 | 0 | 0 | -12.5669 | -12.5669 | 3505.2814 | 26219.5046 |  | 0
1975-12-28 | 0.04 | 110.4 | 4.0107 | 4.0107 | 93.8224 | 93.8224 | 3599.1038 | 26921.2964 |  | 0
1975-12-29 | 0 | 0 | 0 | 0 | -12.5669 | -12.5669 | 3586.5369 | 26827.2963 |  | 0
1975-12-30 | 0 | 0 | 0 | 0 | -12.5669 | -12.5669 | 3573.9701 | 26733.2962 |  | 0
1975-12-31 | 0 | 0 | 0 | 0 | -12.5669 | -12.5669 | 3561.4032 | 26639.2961 |  | 0
1976-01-01 | 0 | 0 | 0 | 0 | -12.5669 | -12.5669 | 3548.8364 | 26545.296 |  | 0
1976-01-02 | 0 | 0 | 0 | 0 | -12.5669 | -12.5669 | 3536.2695 | 26451.2959 |  | 0
1976-01-03 | 0 | 0 | 0 | 0 | -12.5669 | -12.5669 | 3523.7026 | 26357.2958 |  | 0
1976-01-04 | 0 | 0 | 0 | 0 | -12.5669 | -12.5669 | 3511.1358 | 26263.2957 |  | 0
1976-01-05 | 0 | 0 | 0 | 0 | -12.5669 | -12.5669 | 3498.5689 | 26169.2955 |  | 0
1976-01-06 | 0 | 0 | 0 | 0 | -12.5669 | -12.5669 | 3486.0021 | 26075.2954 |  | 0
1976-01-07 | 0 | 0 | 0 | 0 | -12.5669 | -12.5669 | 3473.4352 | 25981.2953 |  | 0
1976-01-08 | 0 | 0 | 0 | 0 | -12.5669 | -12.5669 | 3460.8683 | 25887.2952 |  | 0
1976-01-09 | 0 | 0 | 0 | 0 | -12.5669 | -12.5669 | 3448.3015 | 25793.2951 |  | 0
1976-01-10 | 0 | 0 | 0 | 0 | -12.5669 | -12.5669 | 3435.7346 | 25699.295 |  | 0
1976-01-11 | 0 | 0 | 0 | 0 | -12.5669 | -12.5669 | 3423.1678 | 25605.2949 |  | 0
1976-01-12 | 0 | 0 | 0 | 0 | -12.5669 | -12.5669 | 3410.6009 | 25511.2948 |  | 0
1976-01-13 | 0 | 0 | 0 | 0 | -12.5669 | -12.5669 | 3398.034 | 25417.2946 |  | 0
1976-01-14 | 0 | 0 | 0 | 0 | -12.5669 | -12.5669 | 3385.4672 | 25323.2945 |  | 0
1976-01-15 | 0 | 0 | 0 | 0 | -12.5669 | -12.5669 | 3372.9003 | 25229.2944 |  | 0
1976-01-16 | 0 | 0 | 0 | 0 | -12.5669 | -12.5669 | 3360.3335 | 25135.2943 |  | 0
1976-01-17 | 0 | 0 | 0 | 0 | -12.5669 | -12.5669 | 3347.7666 | 25041.2942 |  | 0
1976-01-18 | 0 | 0 | 0 | 0 | -12.5669 | -12.5669 | 3335.1997 | 24947.2941 |  | 0
1976-01-19 | 0 | 0 | 0 | 0 | -12.5669 | -12.5669 | 3322.6329 | 24853.294 |  | 0
1976-01-20 | 0 | 0 | 0 | 0 | -12.5669 | -12.5669 | 3310.066 | 24759.2938 |  | 0
1976-01-21 | 0 | 0 | 0 | 0 | -12.5669 | -12.5669 | 3297.4992 | 24665.2937 |  | 0
1976-01-22 | 0 | 0 | 0 | 0 | -12.5669 | -12.5669 | 3284.9323 | 24571.2936 |  | 0
1976-01-23 | 0 | 0 | 0 | 0 | -12.5669 | -12.5669 | 3272.3654 | 24477.2935 |  | 0
1976-01-24 | 0 | 0 | 0 | 0 | -12.5669 | -12.5669 | 3259.7986 | 24383.2934 |  | 0
1976-01-25 | 0 | 0 | 0 | 0 | -12.5669 | -12.5669 | 3247.2317 | 24289.2933 |  | 0
1976-01-26 | 0 | 0 | 0 | 0 | -12.5669 | -12.5669 | 3234.6649 | 24195.2932 |  | 0
1976-01-27 | 0 | 0 | 0 | 0 | -12.5669 | -12.5669 | 3222.098 | 24101.2931 |  | 0
1976-01-28 | 0 | 0 | 0 | 0 | -12.5669 | -12.5669 | 3209.5311 | 24007.2929 |  | 0
1976-01-29 | 0 | 0 | 0 | 0 | -12.5669 | -12.5669 | 3196.9643 | 23913.2928 |  | 0
1976-01-30 | 0 | 0 | 0 | 0 | -12.5669 | -12.5669 | 3184.3974 | 23819.2927 |  | 0
1976-01-31 | 0 | 0 | 0 | 0 | -12.5669 | -12.5669 | 3171.8306 | 23725.2926 |  | 0
1976-02-01 | 0 | 0 | 0 | 0 | -12.5669 | -12.5669 | 3159.2637 | 23631.2925 |  | 0
1976-02-02 | 0 | 0 | 0 | 0 | -12.5669 | -12.5669 | 3146.6968 | 23537.2924 |  | 0
1976-02-03 | 0 | 0 | 0 | 0 | -12.5669 | -12.5669 | 3134.13 | 23443.2923 |  | 0
1976-02-04 | 0 | 0 | 0 | 0 | -12.5669 | -12.5669 | 3121.5631 | 23349.2922 |  | 0
1976-02-05 | 0.0058333 | 16.1 | 4.0107 | 4.0107 | -0.47756 | -0.47756 | 3121.0856 | 23345.72 |  | 0
1976-02-06 | 0.0025 | 6.9 | 4.0107 | 4.0107 | -9.6776 | -9.6776 | 3111.408 | 23273.3319 |  | 0
1976-02-07 | 0 | 0 | 0 | 0 | -12.5669 | -12.5669 | 3098.8412 | 23179.3318 |  | 0
1976-02-08 | 0 | 0 | 0 | 0 | -12.5669 | -12.5669 | 3086.2743 | 23085.3317 |  | 0
1976-02-09 | 0 | 0 | 0 | 0 | -12.5669 | -12.5669 | 3073.7074 | 22991.3316 |  | 0
1976-02-10 | 0 | 0 | 0 | 0 | -12.5669 | -12.5669 | 3061.1406 | 22897.3315 |  | 0
1976-02-11 | 0 | 0 | 0 | 0 | -12.5669 | -12.5669 | 3048.5737 | 22803.3314 |  | 0
1976-02-12 | 0 | 0 | 0 | 0 | -12.5669 | -12.5669 | 3036.0069 | 22709.3313 |  | 0
1976-02-13 | 0 | 0 | 0 | 0 | -12.5669 | -12.5669 | 3023.44 | 22615.3311 |  | 0
1976-02-14 | 0 | 0 | 0 | 0 | -12.5669 | -12.5669 | 3010.8731 | 22521.331 |  | 0
1976-02-15 | 0 | 0 | 0 | 0 | -12.5669 | -12.5669 | 2998.3063 | 22427.3309 |  | 0
1976-02-16 | 0 | 0 | 0 | 0 | -12.5669 | -12.5669 | 2985.7394 | 22333.3308 |  | 0
1976-02-17 | 0 | 0 | 0 | 0 | -12.5669 | -12.5669 | 2973.1726 | 22239.3307 |  | 0
1976-02-18 | 0 | 0 | 0 | 0 | -12.5669 | -12.5669 | 2960.6057 | 22145.3306 |  | 0
1976-02-19 | 0 | 0 | 0 | 0 | -12.5669 | -12.5669 | 2948.0388 | 22051.3305 |  | 0
1976-02-20 | 0 | 0 | 0 | 0 | -12.5669 | -12.5669 | 2935.472 | 21957.3304 |  | 0
1976-02-21 | 0 | 0 | 0 | 0 | -12.5669 | -12.5669 | 2922.9051 | 21863.3302 |  | 0
1976-02-22 | 0 | 0 | 0 | 0 | -12.5669 | -12.5669 | 2910.3383 | 21769.3301 |  | 0
1976-02-23 | 0 | 0 | 0 | 0 | -12.5669 | -12.5669 | 2897.7714 | 21675.33 |  | 0
1976-02-24 | 0 | 0 | 0 | 0 | -12.5669 | -12.5669 | 2885.2045 | 21581.3299 |  | 0
1976-02-25 | 0 | 0 | 0 | 0 | -12.5669 | -12.5669 | 2872.6377 | 21487.3298 |  | 0
1976-02-26 | 0 | 0 | 0 | 0 | -12.5669 | -12.5669 | 2860.0708 | 21393.3297 |  | 0
1976-02-27 | 0 | 0 | 0 | 0 | -12.5669 | -12.5669 | 2847.504 | 21299.3296 |  | 0
1976-02-28 | 0 | 0 | 0 | 0 | -12.5669 | -12.5669 | 2834.9371 | 21205.3294 |  | 0
1976-02-29 | 0 | 0 | 0 | 0 | -12.5669 | -12.5669 | 2822.3702 | 21111.3293 |  | 0
1976-03-01 | 0 | 0 | 0 | 0 | -12.5669 | -12.5669 | 2809.8034 | 21017.3292 |  | 0
1976-03-02 | 0 | 0 | 0 | 0 | -12.5669 | -12.5669 | 2797.2365 | 20923.3291 |  | 0
1976-03-03 | 0.015833 | 43.7 | 4.0107 | 4.0107 | 27.1224 | 27.1224 | 2824.359 | 21126.205 |  | 0
1976-03-04 | 0 | 0 | 0 | 0 | -12.5669 | -12.5669 | 2811.7921 | 21032.2049 |  | 0
1976-03-05 | 0 | 0 | 0 | 0 | -12.5669 | -12.5669 | 2799.2252 | 20938.2048 |  | 0
1976-03-06 | 0 | 0 | 0 | 0 | -12.5669 | -12.5669 | 2786.6584 | 20844.2047 |  | 0
1976-03-07 | 0.0675 | 186.3 | 4.0107 | 4.0107 | 169.7224 | 169.7224 | 2956.3808 | 22113.7285 |  | 0
1976-03-08 | 0.0725 | 200.1 | 4.0107 | 4.0107 | 183.5224 | 183.5224 | 3139.9033 | 23486.4764 |  | 0
1976-03-09 | 0 | 0 | 0 | 0 | -12.5669 | -12.5669 | 3127.3364 | 23392.4763 |  | 0
1976-03-10 | 0 | 0 | 0 | 0 | -12.5669 | -12.5669 | 3114.7695 | 23298.4762 |  | 0
1976-03-11 | 0.0016667 | 4.6 | 4.0107 | 4.0107 | -11.9776 | -11.9776 | 3102.792 | 23208.8841 |  | 0
1976-03-12 | 0 | 0 | 0 | 0 | -12.5669 | -12.5669 | 3090.2251 | 23114.884 |  | 0
1976-03-13 | 0 | 0 | 0 | 0 | -12.5669 | -12.5669 | 3077.6583 | 23020.8839 |  | 0
1976-03-14 | 0 | 0 | 0 | 0 | -12.5669 | -12.5669 | 3065.0914 | 22926.8838 |  | 0
1976-03-15 | 0 | 0 | 0 | 0 | -12.5669 | -12.5669 | 3052.5246 | 22832.8836 |  | 0
1976-03-16 | 0 | 0 | 0 | 0 | -12.5669 | -12.5669 | 3039.9577 | 22738.8835 |  | 0
1976-03-17 | 0 | 0 | 0 | 0 | -12.5669 | -12.5669 | 3027.3908 | 22644.8834 |  | 0
1976-03-18 | 0 | 0 | 0 | 0 | -12.5669 | -12.5669 | 3014.824 | 22550.8833 |  | 0
1976-03-19 | 0 | 0 | 0 | 0 | -12.5669 | -12.5669 | 3002.2571 | 22456.8832 |  | 0
1976-03-20 | 0 | 0 | 0 | 0 | -12.5669 | -12.5669 | 2989.6903 | 22362.8831 |  | 0
1976-03-21 | 0 | 0 | 0 | 0 | -12.5669 | -12.5669 | 2977.1234 | 22268.883 |  | 0
1976-03-22 | 0 | 0 | 0 | 0 | -12.5669 | -12.5669 | 2964.5565 | 22174.8829 |  | 0
1976-03-23 | 0 | 0 | 0 | 0 | -12.5669 | -12.5669 | 2951.9897 | 22080.8827 |  | 0
1976-03-24 | 0 | 0 | 0 | 0 | -12.5669 | -12.5669 | 2939.4228 | 21986.8826 |  | 0
1976-03-25 | 0 | 0 | 0 | 0 | -12.5669 | -12.5669 | 2926.856 | 21892.8825 |  | 0
1976-03-26 | 0 | 0 | 0 | 0 | -12.5669 | -12.5669 | 2914.2891 | 21798.8824 |  | 0
1976-03-27 | 0 | 0 | 0 | 0 | -12.5669 | -12.5669 | 2901.7222 | 21704.8823 |  | 0
1976-03-28 | 0 | 0 | 0 | 0 | -12.5669 | -12.5669 | 2889.1554 | 21610.8822 |  | 0
1976-03-29 | 0.00083333 | 2.3 | 4.0107 | 2.3 | -12.5669 | -12.5669 | 2876.5885 | 21516.8821 |  | 0
1976-03-30 | 0 | 0 | 0 | 0 | -12.5669 | -12.5669 | 2864.0217 | 21422.882 |  | 0
1976-03-31 | 0 | 0 | 0 | 0 | -12.5669 | -12.5669 | 2851.4548 | 21328.8818 |  | 0
1976-04-01 | 0 | 0 | 0 | 0 | -12.5669 | -12.5669 | 2838.8879 | 21234.8817 |  | 0
1976-04-02 | 0 | 0 | 0 | 0 | -12.5669 | -12.5669 | 2826.3211 | 21140.8816 |  | 0
1976-04-03 | 0 | 0 | 0 | 0 | -12.5669 | -12.5669 | 2813.7542 | 21046.8815 |  | 0
1976-04-04 | 0 | 0 | 0 | 0 | -12.5669 | -12.5669 | 2801.1874 | 20952.8814 |  | 0
1976-04-05 | 0 | 0 | 0 | 0 | -12.5669 | -12.5669 | 2788.6205 | 20858.8813 |  | 0
1976-04-06 | 0.00083333 | 2.3 | 4.0107 | 2.3 | -12.5669 | -12.5669 | 2776.0536 | 20764.8812 |  | 0
1976-04-07 | 0.026667 | 73.6 | 4.0107 | 4.0107 | 57.0224 | 57.0224 | 2833.0761 | 21191.4091 |  | 0
1976-04-08 | 0.01 | 27.6 | 4.0107 | 4.0107 | 11.0224 | 11.0224 | 2844.0985 | 21273.8569 |  | 0
1976-04-09 | 0 | 0 | 0 | 0 | -12.5669 | -12.5669 | 2831.5317 | 21179.8568 |  | 0
1976-04-10 | 0 | 0 | 0 | 0 | -12.5669 | -12.5669 | 2818.9648 | 21085.8567 |  | 0
1976-04-11 | 0 | 0 | 0 | 0 | -12.5669 | -12.5669 | 2806.3979 | 20991.8566 |  | 0
1976-04-12 | 0.041667 | 115 | 4.0107 | 4.0107 | 98.4224 | 98.4224 | 2904.8204 | 21728.0565 |  | 0
1976-04-13 | 0.0083333 | 23 | 4.0107 | 4.0107 | 6.4224 | 6.4224 | 2911.2428 | 21776.0964 |  | 0
1976-04-14 | 0 | 0 | 0 | 0 | -12.5669 | -12.5669 | 2898.676 | 21682.0963 |  | 0
1976-04-15 | 0.08 | 220.8 | 4.0107 | 4.0107 | 204.2224 | 204.2224 | 3102.8984 | 23209.6801 |  | 0
1976-04-16 | 0.00083333 | 2.3 | 4.0107 | 2.3 | -12.5669 | -12.5669 | 3090.3316 | 23115.68 |  | 0
1976-04-17 | 0.038333 | 105.8 | 4.0107 | 4.0107 | 89.2224 | 89.2224 | 3179.554 | 23783.0639 |  | 0
1976-04-18 | 0 | 0 | 0 | 0 | -12.5669 | -12.5669 | 3166.9871 | 23689.0638 |  | 0
1976-04-19 | 0.088333 | 243.8 | 4.0107 | 4.0107 | 227.2224 | 227.2224 | 3394.2096 | 25388.6877 |  | 0
1976-04-20 | 0 | 0 | 0 | 0 | -12.5669 | -12.5669 | 3381.6427 | 25294.6876 |  | 0
1976-04-21 | 0 | 0 | 0 | 0 | -12.5669 | -12.5669 | 3369.0759 | 25200.6875 |  | 0
1976-04-22 | 0 | 0 | 0 | 0 | -12.5669 | -12.5669 | 3356.509 | 25106.6874 |  | 0
1976-04-23 | 0.058333 | 161 | 4.0107 | 4.0107 | 144.4224 | 144.4224 | 3500.9314 | 26186.9672 |  | 0
1976-04-24 | 0 | 0 | 0 | 0 | -12.5669 | -12.5669 | 3488.3646 | 26092.9671 |  | 0
1976-04-25 | 0 | 0 | 0 | 0 | -12.5669 | -12.5669 | 3475.7977 | 25998.967 |  | 0
1976-04-26 | 0 | 0 | 0 | 0 | -12.5669 | -12.5669 | 3463.2309 | 25904.9669 |  | 0
1976-04-27 | 0 | 0 | 0 | 0 | -12.5669 | -12.5669 | 3450.664 | 25810.9668 |  | 0
1976-04-28 | 0.075 | 207 | 4.0107 | 4.0107 | 190.4224 | 190.4224 | 3641.0865 | 27235.3267 |  | 0
1976-04-29 | 0 | 0 | 0 | 0 | -12.5669 | -12.5669 | 3628.5196 | 27141.3266 |  | 0
1976-04-30 | 0.020833 | 57.5 | 4.0107 | 4.0107 | 40.9224 | 40.9224 | 3669.442 | 27447.4265 |  | 0
1976-05-01 | 0 | 0 | 0 | 0 | -12.5669 | -12.5669 | 3656.8752 | 27353.4263 |  | 0
1976-05-02 | 0 | 0 | 0 | 0 | -12.5669 | -12.5669 | 3644.3083 | 27259.4262 |  | 0
1976-05-03 | 0 | 0 | 0 | 0 | -12.5669 | -12.5669 | 3631.7415 | 27165.4261 |  | 0
1976-05-04 | 0 | 0 | 0 | 0 | -12.5669 | -12.5669 | 3619.1746 | 27071.426 |  | 0
1976-05-05 | 0.023333 | 64.4 | 4.0107 | 4.0107 | 47.8224 | 47.8224 | 3666.997 | 27429.1379 |  | 0
1976-05-06 | 0 | 0 | 0 | 0 | -12.5669 | -12.5669 | 3654.4302 | 27335.1378 |  | 0
1976-05-07 | 0 | 0 | 0 | 0 | -12.5669 | -12.5669 | 3641.8633 | 27241.1377 |  | 0
1976-05-08 | 0 | 0 | 0 | 0 | -12.5669 | -12.5669 | 3629.2965 | 27147.1376 |  | 0
1976-05-09 | 0 | 0 | 0 | 0 | -12.5669 | -12.5669 | 3616.7296 | 27053.1374 |  | 0
1976-05-10 | 0 | 0 | 0 | 0 | -12.5669 | -12.5669 | 3604.1627 | 26959.1373 |  | 0
1976-05-11 | 0 | 0 | 0 | 0 | -12.5669 | -12.5669 | 3591.5959 | 26865.1372 |  | 0
1976-05-12 | 0.056667 | 156.4 | 4.0107 | 4.0107 | 139.8224 | 139.8224 | 3731.4183 | 27911.0091 |  | 0
1976-05-13 | 0.0016667 | 4.6 | 4.0107 | 4.0107 | -11.9776 | -11.9776 | 3719.4408 | 27821.417 |  | 0
1976-05-14 | 0 | 0 | 0 | 0 | -12.5669 | -12.5669 | 3706.8739 | 27727.4169 |  | 0
1976-05-15 | 0 | 0 | 0 | 0 | -12.5669 | -12.5669 | 3694.3071 | 27633.4168 |  | 0
1976-05-16 | 0 | 0 | 0 | 0 | -12.5669 | -12.5669 | 3681.7402 | 27539.4167 |  | 0
1976-05-17 | 0 | 0 | 0 | 0 | -12.5669 | -12.5669 | 3669.1733 | 27445.4165 |  | 0
1976-05-18 | 0 | 0 | 0 | 0 | -12.5669 | -12.5669 | 3656.6065 | 27351.4164 |  | 0
1976-05-19 | 0 | 0 | 0 | 0 | -12.5669 | -12.5669 | 3644.0396 | 27257.4163 |  | 0
1976-05-20 | 0 | 0 | 0 | 0 | -12.5669 | -12.5669 | 3631.4728 | 27163.4162 |  | 0
1976-05-21 | 0 | 0 | 0 | 0 | -12.5669 | -12.5669 | 3618.9059 | 27069.4161 |  | 0
1976-05-22 | 0.04 | 110.4 | 4.0107 | 4.0107 | 93.8224 | 93.8224 | 3712.7283 | 27771.208 |  | 0
1976-05-23 | 0.015 | 41.4 | 4.0107 | 4.0107 | 24.8224 | 24.8224 | 3737.5508 | 27956.8799 |  | 0
1976-05-24 | 0 | 0 | 0 | 0 | -12.5669 | -12.5669 | 3724.9839 | 27862.8797 |  | 0
1976-05-25 | 0.0066667 | 18.4 | 4.0107 | 4.0107 | 1.8224 | 1.8224 | 3726.8064 | 27876.5116 |  | 0
1976-05-26 | 0.0016667 | 4.6 | 4.0107 | 4.0107 | -11.9776 | -11.9776 | 3714.8288 | 27786.9195 |  | 0
1976-05-27 | 0 | 0 | 0 | 0 | -12.5669 | -12.5669 | 3702.262 | 27692.9194 |  | 0
1976-05-28 | 0 | 0 | 0 | 0 | -12.5669 | -12.5669 | 3689.6951 | 27598.9193 |  | 0
1976-05-29 | 0 | 0 | 0 | 0 | -12.5669 | -12.5669 | 3677.1282 | 27504.9192 |  | 0
1976-05-30 | 0.021667 | 59.8 | 4.0107 | 4.0107 | 43.2224 | 43.2224 | 3720.3507 | 27828.2231 |  | 0
1976-05-31 | 0.023333 | 64.4 | 4.0107 | 4.0107 | 47.8224 | 47.8224 | 3768.1731 | 28185.935 |  | 0
1976-06-01 | 0 | 0 | 0 | 0 | -12.5669 | -12.5669 | 3755.6063 | 28091.9348 |  | 0
1976-06-02 | 0 | 0 | 0 | 0 | -12.5669 | -12.5669 | 3743.0394 | 27997.9347 |  | 0
1976-06-03 | 0 | 0 | 0 | 0 | -12.5669 | -12.5669 | 3730.4725 | 27903.9346 |  | 0
1976-06-04 | 0 | 0 | 0 | 0 | -12.5669 | -12.5669 | 3717.9057 | 27809.9345 |  | 0
1976-06-05 | 0 | 0 | 0 | 0 | -12.5669 | -12.5669 | 3705.3388 | 27715.9344 |  | 0
1976-06-06 | 0 | 0 | 0 | 0 | -12.5669 | -12.5669 | 3692.772 | 27621.9343 |  | 0
1976-06-07 | 0 | 0 | 0 | 0 | -12.5669 | -12.5669 | 3680.2051 | 27527.9342 |  | 0
1976-06-08 | 0 | 0 | 0 | 0 | -12.5669 | -12.5669 | 3667.6382 | 27433.9341 |  | 0
1976-06-09 | 0 | 0 | 0 | 0 | -12.5669 | -12.5669 | 3655.0714 | 27339.9339 |  | 0
1976-06-10 | 0 | 0 | 0 | 0 | -12.5669 | -12.5669 | 3642.5045 | 27245.9338 |  | 0
1976-06-11 | 0 | 0 | 0 | 0 | -12.5669 | -12.5669 | 3629.9377 | 27151.9337 |  | 0
1976-06-12 | 0 | 0 | 0 | 0 | -12.5669 | -12.5669 | 3617.3708 | 27057.9336 |  | 0
1976-06-13 | 0 | 0 | 0 | 0 | -12.5669 | -12.5669 | 3604.8039 | 26963.9335 |  | 0
1976-06-14 | 0 | 0 | 0 | 0 | -12.5669 | -12.5669 | 3592.2371 | 26869.9334 |  | 0
1976-06-15 | 0 | 0 | 0 | 0 | -12.5669 | -12.5669 | 3579.6702 | 26775.9333 |  | 0
1976-06-16 | 0 | 0 | 0 | 0 | -12.5669 | -12.5669 | 3567.1034 | 26681.9332 |  | 0
1976-06-17 | 0.0625 | 172.5 | 4.0107 | 4.0107 | 155.9224 | 155.9224 | 3723.0258 | 27848.233 |  | 0
1976-06-18 | 0.074167 | 204.7 | 4.0107 | 4.0107 | 188.1224 | 188.1224 | 3911.1483 | 29255.3889 |  | 0
1976-06-19 | 0 | 0 | 0 | 0 | -12.5669 | -12.5669 | 3898.5814 | 29161.3888 |  | 0
1976-06-20 | 0 | 0 | 0 | 0 | -12.5669 | -12.5669 | 3886.0145 | 29067.3887 |  | 0
1976-06-21 | 0 | 0 | 0 | 0 | -12.5669 | -12.5669 | 3873.4477 | 28973.3886 |  | 0
1976-06-22 | 0.040833 | 112.7 | 4.0107 | 4.0107 | 96.1224 | 96.1224 | 3969.5701 | 29692.3845 |  | 0
1976-06-23 | 0.0041667 | 11.5 | 4.0107 | 4.0107 | -5.0776 | -5.0776 | 3964.4926 | 29654.4044 |  | 0
1976-06-24 | 0 | 0 | 0 | 0 | -12.5669 | -12.5669 | 3951.9257 | 29560.4043 |  | 0
1976-06-25 | 0 | 0 | 0 | 0 | -12.5669 | -12.5669 | 3939.3588 | 29466.4041 |  | 0
1976-06-26 | 0 | 0 | 0 | 0 | -12.5669 | -12.5669 | 3926.792 | 29372.404 |  | 0
1976-06-27 | 0 | 0 | 0 | 0 | -12.5669 | -12.5669 | 3914.2251 | 29278.4039 |  | 0
1976-06-28 | 0 | 0 | 0 | 0 | -12.5669 | -12.5669 | 3901.6583 | 29184.4038 |  | 0
1976-06-29 | 0 | 0 | 0 | 0 | -12.5669 | -12.5669 | 3889.0914 | 29090.4037 |  | 0
1976-06-30 | 0 | 0 | 0 | 0 | -12.5669 | -12.5669 | 3876.5245 | 28996.4036 |  | 0
1976-07-01 | 0 | 0 | 0 | 0 | -12.5669 | -12.5669 | 3863.9577 | 28902.4035 |  | 0
1976-07-02 | 0 | 0 | 0 | 0 | -12.5669 | -12.5669 | 3851.3908 | 28808.4033 |  | 0
1976-07-03 | 0.06 | 165.6 | 4.0107 | 4.0107 | 149.0224 | 149.0224 | 4000.4133 | 29923.0912 |  | 0
1976-07-04 | 0 | 0 | 0 | 0 | -12.5669 | -12.5669 | 3987.8464 | 29829.0911 |  | 0
1976-07-05 | 0 | 0 | 0 | 0 | -12.5669 | -12.5669 | 3975.2795 | 29735.091 |  | 0
1976-07-06 | 0 | 0 | 0 | 0 | -12.5669 | -12.5669 | 3962.7127 | 29641.0909 |  | 0
1976-07-07 | 0 | 0 | 0 | 0 | -12.5669 | -12.5669 | 3950.1458 | 29547.0908 |  | 0
1976-07-08 | 0 | 0 | 0 | 0 | -12.5669 | -12.5669 | 3937.579 | 29453.0907 |  | 0
1976-07-09 | 0.093333 | 257.6 | 4.0107 | 4.0107 | 241.0224 | 241.0224 | 3997.8631 | 29904.0163 |  | 168.1714
1976-07-10 | 0.011667 | 32.2 | 4.0107 | 4.0107 | 15.6224 | 15.6224 | 3997.8631 | 29904.0163 |  | 3.0556
1976-07-11 | 0 | 0 | 0 | 0 | -12.5669 | -12.5669 | 3985.2963 | 29810.0162 |  | 0
1976-07-12 | 0.0083333 | 23 | 4.0107 | 4.0107 | 6.4224 | 6.4224 | 3991.7187 | 29858.0561 |  | 0
1976-07-13 | 0.048333 | 133.4 | 4.0107 | 4.0107 | 116.8224 | 116.8224 | 3997.8631 | 29904.0163 |  | 98.1112
1976-07-14 | 0 | 0 | 0 | 0 | -12.5669 | -12.5669 | 3985.2963 | 29810.0162 |  | 0
1976-07-15 | 0.0041667 | 11.5 | 4.0107 | 4.0107 | -5.0776 | -5.0776 | 3980.2187 | 29772.0361 |  | 0
1976-07-16 | 0 | 0 | 0 | 0 | -12.5669 | -12.5669 | 3967.6519 | 29678.0359 |  | 0
1976-07-17 | 0 | 0 | 0 | 0 | -12.5669 | -12.5669 | 3955.085 | 29584.0358 |  | 0
1976-07-18 | 0 | 0 | 0 | 0 | -12.5669 | -12.5669 | 3942.5181 | 29490.0357 |  | 0
1976-07-19 | 0 | 0 | 0 | 0 | -12.5669 | -12.5669 | 3929.9513 | 29396.0356 |  | 0
1976-07-20 | 0 | 0 | 0 | 0 | -12.5669 | -12.5669 | 3917.3844 | 29302.0355 |  | 0
1976-07-21 | 0 | 0 | 0 | 0 | -12.5669 | -12.5669 | 3904.8176 | 29208.0354 |  | 0
1976-07-22 | 0 | 0 | 0 | 0 | -12.5669 | -12.5669 | 3892.2507 | 29114.0353 |  | 0
1976-07-23 | 0 | 0 | 0 | 0 | -12.5669 | -12.5669 | 3879.6838 | 29020.0352 |  | 0
1976-07-24 | 0 | 0 | 0 | 0 | -12.5669 | -12.5669 | 3867.117 | 28926.035 |  | 0
1976-07-25 | 0 | 0 | 0 | 0 | -12.5669 | -12.5669 | 3854.5501 | 28832.0349 |  | 0
1976-07-26 | 0 | 0 | 0 | 0 | -12.5669 | -12.5669 | 3841.9833 | 28738.0348 |  | 0
1976-07-27 | 0 | 0 | 0 | 0 | -12.5669 | -12.5669 | 3829.4164 | 28644.0347 |  | 0
1976-07-28 | 0.094167 | 259.9 | 4.0107 | 4.0107 | 243.3224 | 243.3224 | 3997.8631 | 29904.0163 |  | 62.3088
1976-07-29 | 0.011667 | 32.2 | 4.0107 | 4.0107 | 15.6224 | 15.6224 | 3997.8631 | 29904.0163 |  | 3.0556
1976-07-30 | 0 | 0 | 0 | 0 | -12.5669 | -12.5669 | 3985.2963 | 29810.0162 |  | 0
1976-07-31 | 0 | 0 | 0 | 0 | -12.5669 | -12.5669 | 3972.7294 | 29716.0161 |  | 0
1976-08-01 | 0 | 0 | 0 | 0 | -12.5669 | -12.5669 | 3960.1626 | 29622.0159 |  | 0
1976-08-02 | 0 | 0 | 0 | 0 | -12.5669 | -12.5669 | 3947.5957 | 29528.0158 |  | 0
1976-08-03 | 0 | 0 | 0 | 0 | -12.5669 | -12.5669 | 3935.0288 | 29434.0157 |  | 0
1976-08-04 | 0 | 0 | 0 | 0 | -12.5669 | -12.5669 | 3922.462 | 29340.0156 |  | 0
1976-08-05 | 0 | 0 | 0 | 0 | -12.5669 | -12.5669 | 3909.8951 | 29246.0155 |  | 0
1976-08-06 | 0.0016667 | 4.6 | 4.0107 | 4.0107 | -11.9776 | -11.9776 | 3897.9176 | 29156.4234 |  | 0
1976-08-07 | 0 | 0 | 0 | 0 | -12.5669 | -12.5669 | 3885.3507 | 29062.4233 |  | 0
1976-08-08 | 0 | 0 | 0 | 0 | -12.5669 | -12.5669 | 3872.7838 | 28968.4232 |  | 0
1976-08-09 | 0 | 0 | 0 | 0 | -12.5669 | -12.5669 | 3860.217 | 28874.423 |  | 0
1976-08-10 | 0 | 0 | 0 | 0 | -12.5669 | -12.5669 | 3847.6501 | 28780.4229 |  | 0
1976-08-11 | 0 | 0 | 0 | 0 | -12.5669 | -12.5669 | 3835.0833 | 28686.4228 |  | 0
1976-08-12 | 0 | 0 | 0 | 0 | -12.5669 | -12.5669 | 3822.5164 | 28592.4227 |  | 0
1976-08-13 | 0 | 0 | 0 | 0 | -12.5669 | -12.5669 | 3809.9495 | 28498.4226 |  | 0
1976-08-14 | 0 | 0 | 0 | 0 | -12.5669 | -12.5669 | 3797.3827 | 28404.4225 |  | 0
1976-08-15 | 0 | 0 | 0 | 0 | -12.5669 | -12.5669 | 3784.8158 | 28310.4224 |  | 0
1976-08-16 | 0 | 0 | 0 | 0 | -12.5669 | -12.5669 | 3772.249 | 28216.4223 |  | 0
1976-08-17 | 0 | 0 | 0 | 0 | -12.5669 | -12.5669 | 3759.6821 | 28122.4221 |  | 0
1976-08-18 | 0 | 0 | 0 | 0 | -12.5669 | -12.5669 | 3747.1152 | 28028.422 |  | 0
1976-08-19 | 0 | 0 | 0 | 0 | -12.5669 | -12.5669 | 3734.5484 | 27934.4219 |  | 0
1976-08-20 | 0 | 0 | 0 | 0 | -12.5669 | -12.5669 | 3721.9815 | 27840.4218 |  | 0
1976-08-21 | 0 | 0 | 0 | 0 | -12.5669 | -12.5669 | 3709.4147 | 27746.4217 |  | 0
1976-08-22 | 0 | 0 | 0 | 0 | -12.5669 | -12.5669 | 3696.8478 | 27652.4216 |  | 0
1976-08-23 | 0 | 0 | 0 | 0 | -12.5669 | -12.5669 | 3684.2809 | 27558.4215 |  | 0
1976-08-24 | 0.0041667 | 11.5 | 4.0107 | 4.0107 | -5.0776 | -5.0776 | 3679.2034 | 27520.4414 |  | 0
1976-08-25 | 0 | 0 | 0 | 0 | -12.5669 | -12.5669 | 3666.6365 | 27426.4412 |  | 0
1976-08-26 | 0 | 0 | 0 | 0 | -12.5669 | -12.5669 | 3654.0697 | 27332.4411 |  | 0
1976-08-27 | 0.0025 | 6.9 | 4.0107 | 4.0107 | -9.6776 | -9.6776 | 3644.3921 | 27260.053 |  | 0
1976-08-28 | 0.00083333 | 2.3 | 4.0107 | 2.3 | -12.5669 | -12.5669 | 3631.8253 | 27166.0529 |  | 0
1976-08-29 | 0.025833 | 71.3 | 4.0107 | 4.0107 | 54.7224 | 54.7224 | 3686.5477 | 27575.3768 |  | 0
1976-08-30 | 0.16667 | 460 | 4.0107 | 4.0107 | 443.4224 | 443.4224 | 3997.8631 | 29904.0163 |  | 119.5401
1976-08-31 | 0 | 0 | 0 | 0 | -12.5669 | -12.5669 | 3985.2963 | 29810.0162 |  | 0
1976-09-01 | 0.043333 | 119.6 | 4.0107 | 4.0107 | 103.0224 | 103.0224 | 3997.8631 | 29904.0163 |  | 77.8887
1976-09-02 | 0 | 0 | 0 | 0 | -12.5669 | -12.5669 | 3985.2963 | 29810.0162 |  | 0
1976-09-03 | 0 | 0 | 0 | 0 | -12.5669 | -12.5669 | 3972.7294 | 29716.0161 |  | 0
1976-09-04 | 0 | 0 | 0 | 0 | -12.5669 | -12.5669 | 3960.1626 | 29622.0159 |  | 0
1976-09-05 | 0 | 0 | 0 | 0 | -12.5669 | -12.5669 | 3947.5957 | 29528.0158 |  | 0
1976-09-06 | 0 | 0 | 0 | 0 | -12.5669 | -12.5669 | 3935.0288 | 29434.0157 |  | 0
1976-09-07 | 0 | 0 | 0 | 0 | -12.5669 | -12.5669 | 3922.462 | 29340.0156 |  | 0
1976-09-08 | 0 | 0 | 0 | 0 | -12.5669 | -12.5669 | 3909.8951 | 29246.0155 |  | 0
1976-09-09 | 0 | 0 | 0 | 0 | -12.5669 | -12.5669 | 3897.3283 | 29152.0154 |  | 0
1976-09-10 | 0 | 0 | 0 | 0 | -12.5669 | -12.5669 | 3884.7614 | 29058.0153 |  | 0
1976-09-11 | 0 | 0 | 0 | 0 | -12.5669 | -12.5669 | 3872.1945 | 28964.0152 |  | 0
1976-09-12 | 0 | 0 | 0 | 0 | -12.5669 | -12.5669 | 3859.6277 | 28870.015 |  | 0
1976-09-13 | 0.47917 | 1322.5 | 4.0107 | 4.0107 | 1305.9224 | 1305.9224 | 3997.8631 | 29904.0163 |  | 1155.1201
1976-09-14 | 0 | 0 | 0 | 0 | -12.5669 | -12.5669 | 3985.2963 | 29810.0162 |  | 0
1976-09-15 | 0 | 0 | 0 | 0 | -12.5669 | -12.5669 | 3972.7294 | 29716.0161 |  | 0
1976-09-16 | 0 | 0 | 0 | 0 | -12.5669 | -12.5669 | 3960.1626 | 29622.0159 |  | 0
1976-09-17 | 0 | 0 | 0 | 0 | -12.5669 | -12.5669 | 3947.5957 | 29528.0158 |  | 0
1976-09-18 | 0 | 0 | 0 | 0 | -12.5669 | -12.5669 | 3935.0288 | 29434.0157 |  | 0
1976-09-19 | 0.11917 | 328.9 | 4.0107 | 4.0107 | 312.3224 | 312.3224 | 3997.8631 | 29904.0163 |  | 236.9213
1976-09-20 | 0 | 0 | 0 | 0 | -12.5669 | -12.5669 | 3985.2963 | 29810.0162 |  | 0
1976-09-21 | 0 | 0 | 0 | 0 | -12.5669 | -12.5669 | 3972.7294 | 29716.0161 |  | 0
1976-09-22 | 0 | 0 | 0 | 0 | -12.5669 | -12.5669 | 3960.1626 | 29622.0159 |  | 0
1976-09-23 | 0 | 0 | 0 | 0 | -12.5669 | -12.5669 | 3947.5957 | 29528.0158 |  | 0
1976-09-24 | 0 | 0 | 0 | 0 | -12.5669 | -12.5669 | 3935.0288 | 29434.0157 |  | 0
1976-09-25 | 0 | 0 | 0 | 0 | -12.5669 | -12.5669 | 3922.462 | 29340.0156 |  | 0
1976-09-26 | 0 | 0 | 0 | 0 | -12.5669 | -12.5669 | 3909.8951 | 29246.0155 |  | 0
1976-09-27 | 0.03 | 82.8 | 4.0107 | 4.0107 | 66.2224 | 66.2224 | 3976.1176 | 29741.3594 |  | 0
1976-09-28 | 0 | 0 | 0 | 0 | -12.5669 | -12.5669 | 3963.5507 | 29647.3593 |  | 0
1976-09-29 | 0 | 0 | 0 | 0 | -12.5669 | -12.5669 | 3950.9838 | 29553.3592 |  | 0
1976-09-30 | 0 | 0 | 0 | 0 | -12.5669 | -12.5669 | 3938.417 | 29459.359 |  | 0
1976-10-01 | 0 | 0 | 0 | 0 | -12.5669 | -12.5669 | 3925.8501 | 29365.3589 |  | 0
1976-10-02 | 0 | 0 | 0 | 0 | -12.5669 | -12.5669 | 3913.2833 | 29271.3588 |  | 0
1976-10-03 | 0.00083333 | 2.3 | 4.0107 | 2.3 | -12.5669 | -12.5669 | 3900.7164 | 29177.3587 |  | 0
1976-10-04 | 0.11583 | 319.7 | 4.0107 | 4.0107 | 303.1224 | 303.1224 | 3997.8631 | 29904.0163 |  | 193.4088
1976-10-05 | 0 | 0 | 0 | 0 | -12.5669 | -12.5669 | 3985.2963 | 29810.0162 |  | 0
1976-10-06 | 0 | 0 | 0 | 0 | -12.5669 | -12.5669 | 3972.7294 | 29716.0161 |  | 0
1976-10-07 | 0.0091667 | 25.3 | 4.0107 | 4.0107 | 8.7224 | 8.7224 | 3981.4519 | 29781.2599 |  | 0
1976-10-08 | 0 | 0 | 0 | 0 | -12.5669 | -12.5669 | 3968.885 | 29687.2598 |  | 0
1976-10-09 | 0 | 0 | 0 | 0 | -12.5669 | -12.5669 | 3956.3181 | 29593.2597 |  | 0
1976-10-10 | 0 | 0 | 0 | 0 | -12.5669 | -12.5669 | 3943.7513 | 29499.2596 |  | 0
1976-10-11 | 0 | 0 | 0 | 0 | -12.5669 | -12.5669 | 3931.1844 | 29405.2595 |  | 0
1976-10-12 | 0 | 0 | 0 | 0 | -12.5669 | -12.5669 | 3918.6176 | 29311.2594 |  | 0
1976-10-13 | 0 | 0 | 0 | 0 | -12.5669 | -12.5669 | 3906.0507 | 29217.2593 |  | 0
1976-10-14 | 0 | 0 | 0 | 0 | -12.5669 | -12.5669 | 3893.4838 | 29123.2592 |  | 0
1976-10-15 | 0.0475 | 131.1 | 4.0107 | 4.0107 | 114.5224 | 114.5224 | 4008.0063 | 29979.887 |  | 0
1976-10-16 | 0.026667 | 73.6 | 4.0107 | 4.0107 | 57.0224 | 57.0224 | 3997.8631 | 29904.0163 |  | 54.5987
1976-10-17 | 0 | 0 | 0 | 0 | -12.5669 | -12.5669 | 3985.2963 | 29810.0162 |  | 0
1976-10-18 | 0.0275 | 75.9 | 4.0107 | 4.0107 | 59.3224 | 59.3224 | 3997.8631 | 29904.0163 |  | 34.1887
1976-10-19 | 0.041667 | 115 | 4.0107 | 4.0107 | 98.4224 | 98.4224 | 3997.8631 | 29904.0163 |  | 85.8556
1976-10-20 | 0 | 0 | 0 | 0 | -12.5669 | -12.5669 | 3985.2963 | 29810.0162 |  | 0
1976-10-21 | 0 | 0 | 0 | 0 | -12.5669 | -12.5669 | 3972.7294 | 29716.0161 |  | 0
1976-10-22 | 0 | 0 | 0 | 0 | -12.5669 | -12.5669 | 3960.1626 | 29622.0159 |  | 0
1976-10-23 | 0.0041667 | 11.5 | 4.0107 | 4.0107 | -5.0776 | -5.0776 | 3955.085 | 29584.0358 |  | 0
1976-10-24 | 0.023333 | 64.4 | 4.0107 | 4.0107 | 47.8224 | 47.8224 | 4002.9074 | 29941.7477 |  | 0
1976-10-25 | 0 | 0 | 0 | 0 | -12.5669 | -12.5669 | 3990.3406 | 29847.7476 |  | 0
1976-10-26 | 0.015833 | 43.7 | 4.0107 | 4.0107 | 27.1224 | 27.1224 | 3997.8631 | 29904.0163 |  | 7.033
1976-10-27 | 0.064167 | 177.1 | 4.0107 | 4.0107 | 160.5224 | 160.5224 | 3997.8631 | 29904.0163 |  | 147.9556
1976-10-28 | 0.014167 | 39.1 | 4.0107 | 4.0107 | 22.5224 | 22.5224 | 3997.8631 | 29904.0163 |  | 9.9556
1976-10-29 | 0.11083 | 305.9 | 4.0107 | 4.0107 | 289.3224 | 289.3224 | 3997.8631 | 29904.0163 |  | 276.7556
1976-10-30 | 0 | 0 | 0 | 0 | -12.5669 | -12.5669 | 3985.2963 | 29810.0162 |  | 0
1976-10-31 | 0 | 0 | 0 | 0 | -12.5669 | -12.5669 | 3972.7294 | 29716.0161 |  | 0
1976-11-01 | 0 | 0 | 0 | 0 | -12.5669 | -12.5669 | 3960.1626 | 29622.0159 |  | 0
1976-11-02 | 0 | 0 | 0 | 0 | -12.5669 | -12.5669 | 3947.5957 | 29528.0158 |  | 0
1976-11-03 | 0 | 0 | 0 | 0 | -12.5669 | -12.5669 | 3935.0288 | 29434.0157 |  | 0
1976-11-04 | 0 | 0 | 0 | 0 | -12.5669 | -12.5669 | 3922.462 | 29340.0156 |  | 0
1976-11-05 | 0 | 0 | 0 | 0 | -12.5669 | -12.5669 | 3909.8951 | 29246.0155 |  | 0
1976-11-06 | 0 | 0 | 0 | 0 | -12.5669 | -12.5669 | 3897.3283 | 29152.0154 |  | 0
1976-11-07 | 0 | 0 | 0 | 0 | -12.5669 | -12.5669 | 3884.7614 | 29058.0153 |  | 0
1976-11-08 | 0 | 0 | 0 | 0 | -12.5669 | -12.5669 | 3872.1945 | 28964.0152 |  | 0
1976-11-09 | 0 | 0 | 0 | 0 | -12.5669 | -12.5669 | 3859.6277 | 28870.015 |  | 0
1976-11-10 | 0 | 0 | 0 | 0 | -12.5669 | -12.5669 | 3847.0608 | 28776.0149 |  | 0
1976-11-11 | 0 | 0 | 0 | 0 | -12.5669 | -12.5669 | 3834.494 | 28682.0148 |  | 0
1976-11-12 | 0 | 0 | 0 | 0 | -12.5669 | -12.5669 | 3821.9271 | 28588.0147 |  | 0
1976-11-13 | 0.020833 | 57.5 | 4.0107 | 4.0107 | 40.9224 | 40.9224 | 3862.8495 | 28894.1146 |  | 0
1976-11-14 | 0.0033333 | 9.2 | 4.0107 | 4.0107 | -7.3776 | -7.3776 | 3855.472 | 28838.9305 |  | 0
1976-11-15 | 0 | 0 | 0 | 0 | -12.5669 | -12.5669 | 3842.9051 | 28744.9304 |  | 0
1976-11-16 | 0 | 0 | 0 | 0 | -12.5669 | -12.5669 | 3830.3383 | 28650.9303 |  | 0
1976-11-17 | 0 | 0 | 0 | 0 | -12.5669 | -12.5669 | 3817.7714 | 28556.9301 |  | 0
1976-11-18 | 0 | 0 | 0 | 0 | -12.5669 | -12.5669 | 3805.2045 | 28462.93 |  | 0
1976-11-19 | 0 | 0 | 0 | 0 | -12.5669 | -12.5669 | 3792.6377 | 28368.9299 |  | 0
1976-11-20 | 0.00083333 | 2.3 | 4.0107 | 2.3 | -12.5669 | -12.5669 | 3780.0708 | 28274.9298 |  | 0
1976-11-21 | 0 | 0 | 0 | 0 | -12.5669 | -12.5669 | 3767.504 | 28180.9297 |  | 0
1976-11-22 | 0 | 0 | 0 | 0 | -12.5669 | -12.5669 | 3754.9371 | 28086.9296 |  | 0
1976-11-23 | 0 | 0 | 0 | 0 | -12.5669 | -12.5669 | 3742.3702 | 27992.9295 |  | 0
1976-11-24 | 0 | 0 | 0 | 0 | -12.5669 | -12.5669 | 3729.8034 | 27898.9294 |  | 0
1976-11-25 | 0 | 0 | 0 | 0 | -12.5669 | -12.5669 | 3717.2365 | 27804.9292 |  | 0
1976-11-26 | 0 | 0 | 0 | 0 | -12.5669 | -12.5669 | 3704.6697 | 27710.9291 |  | 0
1976-11-27 | 0 | 0 | 0 | 0 | -12.5669 | -12.5669 | 3692.1028 | 27616.929 |  | 0
1976-11-28 | 0 | 0 | 0 | 0 | -12.5669 | -12.5669 | 3679.5359 | 27522.9289 |  | 0
1976-11-29 | 0 | 0 | 0 | 0 | -12.5669 | -12.5669 | 3666.9691 | 27428.9288 |  | 0
1976-11-30 | 0 | 0 | 0 | 0 | -12.5669 | -12.5669 | 3654.4022 | 27334.9287 |  | 0
1976-12-01 | 0 | 0 | 0 | 0 | -12.5669 | -12.5669 | 3641.8354 | 27240.9286 |  | 0
1976-12-02 | 0 | 0 | 0 | 0 | -12.5669 | -12.5669 | 3629.2685 | 27146.9285 |  | 0
1976-12-03 | 0 | 0 | 0 | 0 | -12.5669 | -12.5669 | 3616.7016 | 27052.9283 |  | 0
1976-12-04 | 0 | 0 | 0 | 0 | -12.5669 | -12.5669 | 3604.1348 | 26958.9282 |  | 0
1976-12-05 | 0.076667 | 211.6 | 4.0107 | 4.0107 | 195.0224 | 195.0224 | 3799.1572 | 28417.6961 |  | 0
1976-12-06 | 0.0066667 | 18.4 | 4.0107 | 4.0107 | 1.8224 | 1.8224 | 3800.9797 | 28431.328 |  | 0
1976-12-07 | 0 | 0 | 0 | 0 | -12.5669 | -12.5669 | 3788.4128 | 28337.3279 |  | 0
1976-12-08 | 0 | 0 | 0 | 0 | -12.5669 | -12.5669 | 3775.846 | 28243.3278 |  | 0
1976-12-09 | 0 | 0 | 0 | 0 | -12.5669 | -12.5669 | 3763.2791 | 28149.3277 |  | 0
1976-12-10 | 0 | 0 | 0 | 0 | -12.5669 | -12.5669 | 3750.7122 | 28055.3275 |  | 0
1976-12-11 | 0 | 0 | 0 | 0 | -12.5669 | -12.5669 | 3738.1454 | 27961.3274 |  | 0
1976-12-12 | 0 | 0 | 0 | 0 | -12.5669 | -12.5669 | 3725.5785 | 27867.3273 |  | 0
1976-12-13 | 0 | 0 | 0 | 0 | -12.5669 | -12.5669 | 3713.0117 | 27773.3272 |  | 0
1976-12-14 | 0 | 0 | 0 | 0 | -12.5669 | -12.5669 | 3700.4448 | 27679.3271 |  | 0
1976-12-15 | 0 | 0 | 0 | 0 | -12.5669 | -12.5669 | 3687.8779 | 27585.327 |  | 0
1976-12-16 | 0 | 0 | 0 | 0 | -12.5669 | -12.5669 | 3675.3111 | 27491.3269 |  | 0
1976-12-17 | 0 | 0 | 0 | 0 | -12.5669 | -12.5669 | 3662.7442 | 27397.3268 |  | 0
1976-12-18 | 0 | 0 | 0 | 0 | -12.5669 | -12.5669 | 3650.1774 | 27303.3266 |  | 0
1976-12-19 | 0 | 0 | 0 | 0 | -12.5669 | -12.5669 | 3637.6105 | 27209.3265 |  | 0
1976-12-20 | 0 | 0 | 0 | 0 | -12.5669 | -12.5669 | 3625.0436 | 27115.3264 |  | 0
1976-12-21 | 0 | 0 | 0 | 0 | -12.5669 | -12.5669 | 3612.4768 | 27021.3263 |  | 0
1976-12-22 | 0 | 0 | 0 | 0 | -12.5669 | -12.5669 | 3599.9099 | 26927.3262 |  | 0
1976-12-23 | 0 | 0 | 0 | 0 | -12.5669 | -12.5669 | 3587.3431 | 26833.3261 |  | 0
1976-12-24 | 0 | 0 | 0 | 0 | -12.5669 | -12.5669 | 3574.7762 | 26739.326 |  | 0
1976-12-25 | 0 | 0 | 0 | 0 | -12.5669 | -12.5669 | 3562.2093 | 26645.3259 |  | 0
1976-12-26 | 0 | 0 | 0 | 0 | -12.5669 | -12.5669 | 3549.6425 | 26551.3257 |  | 0
1976-12-27 | 0 | 0 | 0 | 0 | -12.5669 | -12.5669 | 3537.0756 | 26457.3256 |  | 0
1976-12-28 | 0 | 0 | 0 | 0 | -12.5669 | -12.5669 | 3524.5088 | 26363.3255 |  | 0
1976-12-29 | 0 | 0 | 0 | 0 | -12.5669 | -12.5669 | 3511.9419 | 26269.3254 |  | 0
1976-12-30 | 0 | 0 | 0 | 0 | -12.5669 | -12.5669 | 3499.375 | 26175.3253 |  | 0
1976-12-31 | 0 | 0 | 0 | 0 | -12.5669 | -12.5669 | 3486.8082 | 26081.3252 |  | 0
1977-01-01 | 0 | 0 | 0 | 0 | -12.5669 | -12.5669 | 3474.2413 | 25987.3251 |  | 0
1977-01-02 | 0 | 0 | 0 | 0 | -12.5669 | -12.5669 | 3461.6745 | 25893.325 |  | 0
1977-01-03 | 0 | 0 | 0 | 0 | -12.5669 | -12.5669 | 3449.1076 | 25799.3248 |  | 0
1977-01-04 | 0 | 0 | 0 | 0 | -12.5669 | -12.5669 | 3436.5407 | 25705.3247 |  | 0
1977-01-05 | 0 | 0 | 0 | 0 | -12.5669 | -12.5669 | 3423.9739 | 25611.3246 |  | 0
1977-01-06 | 0 | 0 | 0 | 0 | -12.5669 | -12.5669 | 3411.407 | 25517.3245 |  | 0
1977-01-07 | 0 | 0 | 0 | 0 | -12.5669 | -12.5669 | 3398.8402 | 25423.3244 |  | 0
1977-01-08 | 0.021667 | 59.8 | 4.0107 | 4.0107 | 43.2224 | 43.2224 | 3442.0626 | 25746.6283 |  | 0
1977-01-09 | 0.014167 | 39.1 | 4.0107 | 4.0107 | 22.5224 | 22.5224 | 3464.585 | 25915.0962 |  | 0
1977-01-10 | 0 | 0 | 0 | 0 | -12.5669 | -12.5669 | 3452.0182 | 25821.0961 |  | 0
1977-01-11 | 0 | 0 | 0 | 0 | -12.5669 | -12.5669 | 3439.4513 | 25727.0959 |  | 0
1977-01-12 | 0.04 | 110.4 | 4.0107 | 4.0107 | 93.8224 | 93.8224 | 3533.2738 | 26428.8878 |  | 0
1977-01-13 | 0.0033333 | 9.2 | 4.0107 | 4.0107 | -7.3776 | -7.3776 | 3525.8962 | 26373.7037 |  | 0
1977-01-14 | 0 | 0 | 0 | 0 | -12.5669 | -12.5669 | 3513.3294 | 26279.7036 |  | 0
1977-01-15 | 0 | 0 | 0 | 0 | -12.5669 | -12.5669 | 3500.7625 | 26185.7035 |  | 0
1977-01-16 | 0 | 0 | 0 | 0 | -12.5669 | -12.5669 | 3488.1956 | 26091.7034 |  | 0
1977-01-17 | 0 | 0 | 0 | 0 | -12.5669 | -12.5669 | 3475.6288 | 25997.7033 |  | 0
1977-01-18 | 0 | 0 | 0 | 0 | -12.5669 | -12.5669 | 3463.0619 | 25903.7032 |  | 0
1977-01-19 | 0 | 0 | 0 | 0 | -12.5669 | -12.5669 | 3450.4951 | 25809.703 |  | 0
1977-01-20 | 0 | 0 | 0 | 0 | -12.5669 | -12.5669 | 3437.9282 | 25715.7029 |  | 0
1977-01-21 | 0 | 0 | 0 | 0 | -12.5669 | -12.5669 | 3425.3613 | 25621.7028 |  | 0
1977-01-22 | 0.0041667 | 11.5 | 4.0107 | 4.0107 | -5.0776 | -5.0776 | 3420.2838 | 25583.7227 |  | 0
1977-01-23 | 0 | 0 | 0 | 0 | -12.5669 | -12.5669 | 3407.7169 | 25489.7226 |  | 0
1977-01-24 | 0 | 0 | 0 | 0 | -12.5669 | -12.5669 | 3395.1501 | 25395.7225 |  | 0
1977-01-25 | 0 | 0 | 0 | 0 | -12.5669 | -12.5669 | 3382.5832 | 25301.7224 |  | 0
1977-01-26 | 0 | 0 | 0 | 0 | -12.5669 | -12.5669 | 3370.0163 | 25207.7222 |  | 0
1977-01-27 | 0 | 0 | 0 | 0 | -12.5669 | -12.5669 | 3357.4495 | 25113.7221 |  | 0
1977-01-28 | 0 | 0 | 0 | 0 | -12.5669 | -12.5669 | 3344.8826 | 25019.722 |  | 0
1977-01-29 | 0 | 0 | 0 | 0 | -12.5669 | -12.5669 | 3332.3158 | 24925.7219 |  | 0
1977-01-30 | 0.0075 | 20.7 | 4.0107 | 4.0107 | 4.1224 | 4.1224 | 3336.4382 | 24956.5578 |  | 0
1977-01-31 | 0 | 0 | 0 | 0 | -12.5669 | -12.5669 | 3323.8713 | 24862.5577 |  | 0
1977-02-01 | 0 | 0 | 0 | 0 | -12.5669 | -12.5669 | 3311.3045 | 24768.5576 |  | 0
1977-02-02 | 0 | 0 | 0 | 0 | -12.5669 | -12.5669 | 3298.7376 | 24674.5575 |  | 0
1977-02-03 | 0.01 | 27.6 | 4.0107 | 4.0107 | 11.0224 | 11.0224 | 3309.7601 | 24757.0053 |  | 0
1977-02-04 | 0 | 0 | 0 | 0 | -12.5669 | -12.5669 | 3297.1932 | 24663.0052 |  | 0
1977-02-05 | 0 | 0 | 0 | 0 | -12.5669 | -12.5669 | 3284.6264 | 24569.0051 |  | 0
1977-02-06 | 0 | 0 | 0 | 0 | -12.5669 | -12.5669 | 3272.0595 | 24475.005 |  | 0
1977-02-07 | 0 | 0 | 0 | 0 | -12.5669 | -12.5669 | 3259.4926 | 24381.0049 |  | 0
1977-02-08 | 0 | 0 | 0 | 0 | -12.5669 | -12.5669 | 3246.9258 | 24287.0048 |  | 0
1977-02-09 | 0 | 0 | 0 | 0 | -12.5669 | -12.5669 | 3234.3589 | 24193.0047 |  | 0
1977-02-10 | 0.0025 | 6.9 | 4.0107 | 4.0107 | -9.6776 | -9.6776 | 3224.6814 | 24120.6166 |  | 0
1977-02-11 | 0.085833 | 236.9 | 4.0107 | 4.0107 | 220.3224 | 220.3224 | 3445.0038 | 25768.6284 |  | 0
1977-02-12 | 0.0041667 | 11.5 | 4.0107 | 4.0107 | -5.0776 | -5.0776 | 3439.9262 | 25730.6483 |  | 0
1977-02-13 | 0 | 0 | 0 | 0 | -12.5669 | -12.5669 | 3427.3594 | 25636.6482 |  | 0
1977-02-14 | 0 | 0 | 0 | 0 | -12.5669 | -12.5669 | 3414.7925 | 25542.6481 |  | 0
1977-02-15 | 0 | 0 | 0 | 0 | -12.5669 | -12.5669 | 3402.2257 | 25448.648 |  | 0
1977-02-16 | 0 | 0 | 0 | 0 | -12.5669 | -12.5669 | 3389.6588 | 25354.6479 |  | 0
1977-02-17 | 0 | 0 | 0 | 0 | -12.5669 | -12.5669 | 3377.0919 | 25260.6478 |  | 0
1977-02-18 | 0 | 0 | 0 | 0 | -12.5669 | -12.5669 | 3364.5251 | 25166.6477 |  | 0
1977-02-19 | 0 | 0 | 0 | 0 | -12.5669 | -12.5669 | 3351.9582 | 25072.6475 |  | 0
1977-02-20 | 0 | 0 | 0 | 0 | -12.5669 | -12.5669 | 3339.3914 | 24978.6474 |  | 0
1977-02-21 | 0 | 0 | 0 | 0 | -12.5669 | -12.5669 | 3326.8245 | 24884.6473 |  | 0
1977-02-22 | 0.00083333 | 2.3 | 4.0107 | 2.3 | -12.5669 | -12.5669 | 3314.2576 | 24790.6472 |  | 0
1977-02-23 | 0 | 0 | 0 | 0 | -12.5669 | -12.5669 | 3301.6908 | 24696.6471 |  | 0
1977-02-24 | 0 | 0 | 0 | 0 | -12.5669 | -12.5669 | 3289.1239 | 24602.647 |  | 0
1977-02-25 | 0 | 0 | 0 | 0 | -12.5669 | -12.5669 | 3276.5571 | 24508.6469 |  | 0
1977-02-26 | 0.0033333 | 9.2 | 4.0107 | 4.0107 | -7.3776 | -7.3776 | 3269.1795 | 24453.4628 |  | 0
1977-02-27 | 0 | 0 | 0 | 0 | -12.5669 | -12.5669 | 3256.6127 | 24359.4626 |  | 0
1977-02-28 | 0 | 0 | 0 | 0 | -12.5669 | -12.5669 | 3244.0458 | 24265.4625 |  | 0
1977-03-01 | 0 | 0 | 0 | 0 | -12.5669 | -12.5669 | 3231.4789 | 24171.4624 |  | 0
1977-03-02 | 0 | 0 | 0 | 0 | -12.5669 | -12.5669 | 3218.9121 | 24077.4623 |  | 0
1977-03-03 | 0 | 0 | 0 | 0 | -12.5669 | -12.5669 | 3206.3452 | 23983.4622 |  | 0
1977-03-04 | 0 | 0 | 0 | 0 | -12.5669 | -12.5669 | 3193.7784 | 23889.4621 |  | 0
1977-03-05 | 0 | 0 | 0 | 0 | -12.5669 | -12.5669 | 3181.2115 | 23795.462 |  | 0
1977-03-06 | 0 | 0 | 0 | 0 | -12.5669 | -12.5669 | 3168.6446 | 23701.4618 |  | 0
1977-03-07 | 0 | 0 | 0 | 0 | -12.5669 | -12.5669 | 3156.0778 | 23607.4617 |  | 0
1977-03-08 | 0 | 0 | 0 | 0 | -12.5669 | -12.5669 | 3143.5109 | 23513.4616 |  | 0
1977-03-09 | 0 | 0 | 0 | 0 | -12.5669 | -12.5669 | 3130.9441 | 23419.4615 |  | 0
1977-03-10 | 0.020833 | 57.5 | 4.0107 | 4.0107 | 40.9224 | 40.9224 | 3171.8665 | 23725.5614 |  | 0
1977-03-11 | 0 | 0 | 0 | 0 | -12.5669 | -12.5669 | 3159.2996 | 23631.5613 |  | 0
1977-03-12 | 0 | 0 | 0 | 0 | -12.5669 | -12.5669 | 3146.7328 | 23537.5612 |  | 0
1977-03-13 | 0 | 0 | 0 | 0 | -12.5669 | -12.5669 | 3134.1659 | 23443.5611 |  | 0
1977-03-14 | 0 | 0 | 0 | 0 | -12.5669 | -12.5669 | 3121.5991 | 23349.5609 |  | 0
1977-03-15 | 0 | 0 | 0 | 0 | -12.5669 | -12.5669 | 3109.0322 | 23255.5608 |  | 0
1977-03-16 | 0 | 0 | 0 | 0 | -12.5669 | -12.5669 | 3096.4653 | 23161.5607 |  | 0
1977-03-17 | 0 | 0 | 0 | 0 | -12.5669 | -12.5669 | 3083.8985 | 23067.5606 |  | 0
1977-03-18 | 0 | 0 | 0 | 0 | -12.5669 | -12.5669 | 3071.3316 | 22973.5605 |  | 0
1977-03-19 | 0 | 0 | 0 | 0 | -12.5669 | -12.5669 | 3058.7648 | 22879.5604 |  | 0
1977-03-20 | 0 | 0 | 0 | 0 | -12.5669 | -12.5669 | 3046.1979 | 22785.5603 |  | 0
1977-03-21 | 0 | 0 | 0 | 0 | -12.5669 | -12.5669 | 3033.631 | 22691.5602 |  | 0
1977-03-22 | 0 | 0 | 0 | 0 | -12.5669 | -12.5669 | 3021.0642 | 22597.56 |  | 0
1977-03-23 | 0 | 0 | 0 | 0 | -12.5669 | -12.5669 | 3008.4973 | 22503.5599 |  | 0
1977-03-24 | 0 | 0 | 0 | 0 | -12.5669 | -12.5669 | 2995.9305 | 22409.5598 |  | 0
1977-03-25 | 0 | 0 | 0 | 0 | -12.5669 | -12.5669 | 2983.3636 | 22315.5597 |  | 0
1977-03-26 | 0.088333 | 243.8 | 4.0107 | 4.0107 | 227.2224 | 227.2224 | 3210.586 | 24015.1836 |  | 0
1977-03-27 | 0.064167 | 177.1 | 4.0107 | 4.0107 | 160.5224 | 160.5224 | 3371.1085 | 25215.8915 |  | 0
1977-03-28 | 0 | 0 | 0 | 0 | -12.5669 | -12.5669 | 3358.5416 | 25121.8914 |  | 0
1977-03-29 | 0 | 0 | 0 | 0 | -12.5669 | -12.5669 | 3345.9748 | 25027.8913 |  | 0
1977-03-30 | 0 | 0 | 0 | 0 | -12.5669 | -12.5669 | 3333.4079 | 24933.8911 |  | 0
1977-03-31 | 0 | 0 | 0 | 0 | -12.5669 | -12.5669 | 3320.841 | 24839.891 |  | 0
1977-04-01 | 0.026667 | 73.6 | 4.0107 | 4.0107 | 57.0224 | 57.0224 | 3377.8635 | 25266.4189 |  | 0
1977-04-02 | 0 | 0 | 0 | 0 | -12.5669 | -12.5669 | 3365.2966 | 25172.4188 |  | 0
1977-04-03 | 0 | 0 | 0 | 0 | -12.5669 | -12.5669 | 3352.7298 | 25078.4187 |  | 0
1977-04-04 | 0 | 0 | 0 | 0 | -12.5669 | -12.5669 | 3340.1629 | 24984.4186 |  | 0
1977-04-05 | 0 | 0 | 0 | 0 | -12.5669 | -12.5669 | 3327.5961 | 24890.4185 |  | 0
1977-04-06 | 0 | 0 | 0 | 0 | -12.5669 | -12.5669 | 3315.0292 | 24796.4184 |  | 0
1977-04-07 | 0 | 0 | 0 | 0 | -12.5669 | -12.5669 | 3302.4623 | 24702.4182 |  | 0
1977-04-08 | 0 | 0 | 0 | 0 | -12.5669 | -12.5669 | 3289.8955 | 24608.4181 |  | 0
1977-04-09 | 0 | 0 | 0 | 0 | -12.5669 | -12.5669 | 3277.3286 | 24514.418 |  | 0
1977-04-10 | 0 | 0 | 0 | 0 | -12.5669 | -12.5669 | 3264.7618 | 24420.4179 |  | 0
1977-04-11 | 0 | 0 | 0 | 0 | -12.5669 | -12.5669 | 3252.1949 | 24326.4178 |  | 0
1977-04-12 | 0.0033333 | 9.2 | 4.0107 | 4.0107 | -7.3776 | -7.3776 | 3244.8173 | 24271.2337 |  | 0
1977-04-13 | 0 | 0 | 0 | 0 | -12.5669 | -12.5669 | 3232.2505 | 24177.2336 |  | 0
1977-04-14 | 0.02 | 55.2 | 4.0107 | 4.0107 | 38.6224 | 38.6224 | 3270.8729 | 24466.1294 |  | 0
1977-04-15 | 0.0033333 | 9.2 | 4.0107 | 4.0107 | -7.3776 | -7.3776 | 3263.4954 | 24410.9453 |  | 0
1977-04-16 | 0.033333 | 92 | 4.0107 | 4.0107 | 75.4224 | 75.4224 | 3338.9178 | 24975.1052 |  | 0
1977-04-17 | 0.014167 | 39.1 | 4.0107 | 4.0107 | 22.5224 | 22.5224 | 3361.4403 | 25143.5731 |  | 0
1977-04-18 | 0 | 0 | 0 | 0 | -12.5669 | -12.5669 | 3348.8734 | 25049.573 |  | 0
1977-04-19 | 0.019167 | 52.9 | 4.0107 | 4.0107 | 36.3224 | 36.3224 | 3385.1958 | 25321.2649 |  | 0
1977-04-20 | 0.085 | 234.6 | 4.0107 | 4.0107 | 218.0224 | 218.0224 | 3603.2183 | 26952.0728 |  | 0
1977-04-21 | 0 | 0 | 0 | 0 | -12.5669 | -12.5669 | 3590.6514 | 26858.0727 |  | 0
1977-04-22 | 0 | 0 | 0 | 0 | -12.5669 | -12.5669 | 3578.0846 | 26764.0725 |  | 0
1977-04-23 | 0 | 0 | 0 | 0 | -12.5669 | -12.5669 | 3565.5177 | 26670.0724 |  | 0
1977-04-24 | 0 | 0 | 0 | 0 | -12.5669 | -12.5669 | 3552.9508 | 26576.0723 |  | 0
1977-04-25 | 0 | 0 | 0 | 0 | -12.5669 | -12.5669 | 3540.384 | 26482.0722 |  | 0
1977-04-26 | 0 | 0 | 0 | 0 | -12.5669 | -12.5669 | 3527.8171 | 26388.0721 |  | 0
1977-04-27 | 0 | 0 | 0 | 0 | -12.5669 | -12.5669 | 3515.2503 | 26294.072 |  | 0
1977-04-28 | 0 | 0 | 0 | 0 | -12.5669 | -12.5669 | 3502.6834 | 26200.0719 |  | 0
1977-04-29 | 0.0041667 | 11.5 | 4.0107 | 4.0107 | -5.0776 | -5.0776 | 3497.6058 | 26162.0918 |  | 0
1977-04-30 | 0 | 0 | 0 | 0 | -12.5669 | -12.5669 | 3485.039 | 26068.0916 |  | 0
1977-05-01 | 0 | 0 | 0 | 0 | -12.5669 | -12.5669 | 3472.4721 | 25974.0915 |  | 0
1977-05-02 | 0.055 | 151.8 | 4.0107 | 4.0107 | 135.2224 | 135.2224 | 3607.6946 | 26985.5554 |  | 0
1977-05-03 | 0.0025 | 6.9 | 4.0107 | 4.0107 | -9.6776 | -9.6776 | 3598.017 | 26913.1673 |  | 0
1977-05-04 | 0.059167 | 163.3 | 4.0107 | 4.0107 | 146.7224 | 146.7224 | 3744.7395 | 28010.6512 |  | 0
1977-05-05 | 0.03 | 82.8 | 4.0107 | 4.0107 | 66.2224 | 66.2224 | 3810.9619 | 28505.9951 |  | 0
1977-05-06 | 0 | 0 | 0 | 0 | -12.5669 | -12.5669 | 3798.395 | 28411.995 |  | 0
1977-05-07 | 0 | 0 | 0 | 0 | -12.5669 | -12.5669 | 3785.8282 | 28317.9949 |  | 0
1977-05-08 | 0 | 0 | 0 | 0 | -12.5669 | -12.5669 | 3773.2613 | 28223.9947 |  | 0
1977-05-09 | 0 | 0 | 0 | 0 | -12.5669 | -12.5669 | 3760.6945 | 28129.9946 |  | 0
1977-05-10 | 0.00083333 | 2.3 | 4.0107 | 2.3 | -12.5669 | -12.5669 | 3748.1276 | 28035.9945 |  | 0
1977-05-11 | 0 | 0 | 0 | 0 | -12.5669 | -12.5669 | 3735.5607 | 27941.9944 |  | 0
1977-05-12 | 0 | 0 | 0 | 0 | -12.5669 | -12.5669 | 3722.9939 | 27847.9943 |  | 0
1977-05-13 | 0 | 0 | 0 | 0 | -12.5669 | -12.5669 | 3710.427 | 27753.9942 |  | 0
1977-05-14 | 0 | 0 | 0 | 0 | -12.5669 | -12.5669 | 3697.8602 | 27659.9941 |  | 0
1977-05-15 | 0 | 0 | 0 | 0 | -12.5669 | -12.5669 | 3685.2933 | 27565.994 |  | 0
1977-05-16 | 0 | 0 | 0 | 0 | -12.5669 | -12.5669 | 3672.7264 | 27471.9938 |  | 0
1977-05-17 | 0 | 0 | 0 | 0 | -12.5669 | -12.5669 | 3660.1596 | 27377.9937 |  | 0
1977-05-18 | 0 | 0 | 0 | 0 | -12.5669 | -12.5669 | 3647.5927 | 27283.9936 |  | 0
1977-05-19 | 0.056667 | 156.4 | 4.0107 | 4.0107 | 139.8224 | 139.8224 | 3787.4152 | 28329.8655 |  | 0
1977-05-20 | 0.088333 | 243.8 | 4.0107 | 4.0107 | 227.2224 | 227.2224 | 3997.8631 | 29904.0163 |  | 4.2076
1977-05-21 | 0 | 0 | 0 | 0 | -12.5669 | -12.5669 | 3985.2963 | 29810.0162 |  | 0
1977-05-22 | 0 | 0 | 0 | 0 | -12.5669 | -12.5669 | 3972.7294 | 29716.0161 |  | 0
1977-05-23 | 0 | 0 | 0 | 0 | -12.5669 | -12.5669 | 3960.1626 | 29622.0159 |  | 0
1977-05-24 | 0 | 0 | 0 | 0 | -12.5669 | -12.5669 | 3947.5957 | 29528.0158 |  | 0
1977-05-25 | 0 | 0 | 0 | 0 | -12.5669 | -12.5669 | 3935.0288 | 29434.0157 |  | 0
1977-05-26 | 0.018333 | 50.6 | 4.0107 | 4.0107 | 34.0224 | 34.0224 | 3969.0513 | 29688.5036 |  | 0
1977-05-27 | 0.0041667 | 11.5 | 4.0107 | 4.0107 | -5.0776 | -5.0776 | 3963.9737 | 29650.5235 |  | 0
1977-05-28 | 0 | 0 | 0 | 0 | -12.5669 | -12.5669 | 3951.4069 | 29556.5234 |  | 0
1977-05-29 | 0 | 0 | 0 | 0 | -12.5669 | -12.5669 | 3938.84 | 29462.5233 |  | 0
1977-05-30 | 0 | 0 | 0 | 0 | -12.5669 | -12.5669 | 3926.2731 | 29368.5232 |  | 0
1977-05-31 | 0 | 0 | 0 | 0 | -12.5669 | -12.5669 | 3913.7063 | 29274.523 |  | 0
1977-06-01 | 0 | 0 | 0 | 0 | -12.5669 | -12.5669 | 3901.1394 | 29180.5229 |  | 0
1977-06-02 | 0 | 0 | 0 | 0 | -12.5669 | -12.5669 | 3888.5726 | 29086.5228 |  | 0
1977-06-03 | 0 | 0 | 0 | 0 | -12.5669 | -12.5669 | 3876.0057 | 28992.5227 |  | 0
1977-06-04 | 0 | 0 | 0 | 0 | -12.5669 | -12.5669 | 3863.4388 | 28898.5226 |  | 0
1977-06-05 | 0 | 0 | 0 | 0 | -12.5669 | -12.5669 | 3850.872 | 28804.5225 |  | 0
1977-06-06 | 0 | 0 | 0 | 0 | -12.5669 | -12.5669 | 3838.3051 | 28710.5224 |  | 0
1977-06-07 | 0 | 0 | 0 | 0 | -12.5669 | -12.5669 | 3825.7383 | 28616.5223 |  | 0
1977-06-08 | 0 | 0 | 0 | 0 | -12.5669 | -12.5669 | 3813.1714 | 28522.5221 |  | 0
1977-06-09 | 0 | 0 | 0 | 0 | -12.5669 | -12.5669 | 3800.6045 | 28428.522 |  | 0
1977-06-10 | 0 | 0 | 0 | 0 | -12.5669 | -12.5669 | 3788.0377 | 28334.5219 |  | 0
1977-06-11 | 0 | 0 | 0 | 0 | -12.5669 | -12.5669 | 3775.4708 | 28240.5218 |  | 0
1977-06-12 | 0.0066667 | 18.4 | 4.0107 | 4.0107 | 1.8224 | 1.8224 | 3777.2933 | 28254.1537 |  | 0
1977-06-13 | 0 | 0 | 0 | 0 | -12.5669 | -12.5669 | 3764.7264 | 28160.1536 |  | 0
1977-06-14 | 0 | 0 | 0 | 0 | -12.5669 | -12.5669 | 3752.1596 | 28066.1535 |  | 0
1977-06-15 | 0 | 0 | 0 | 0 | -12.5669 | -12.5669 | 3739.5927 | 27972.1534 |  | 0
1977-06-16 | 0 | 0 | 0 | 0 | -12.5669 | -12.5669 | 3727.0258 | 27878.1532 |  | 0
1977-06-17 | 0 | 0 | 0 | 0 | -12.5669 | -12.5669 | 3714.459 | 27784.1531 |  | 0
1977-06-18 | 0 | 0 | 0 | 0 | -12.5669 | -12.5669 | 3701.8921 | 27690.153 |  | 0
1977-06-19 | 0 | 0 | 0 | 0 | -12.5669 | -12.5669 | 3689.3253 | 27596.1529 |  | 0
1977-06-20 | 0 | 0 | 0 | 0 | -12.5669 | -12.5669 | 3676.7584 | 27502.1528 |  | 0
1977-06-21 | 0.00083333 | 2.3 | 4.0107 | 2.3 | -12.5669 | -12.5669 | 3664.1915 | 27408.1527 |  | 0
1977-06-22 | 0.026667 | 73.6 | 4.0107 | 4.0107 | 57.0224 | 57.0224 | 3721.214 | 27834.6806 |  | 0
1977-06-23 | 0.0041667 | 11.5 | 4.0107 | 4.0107 | -5.0776 | -5.0776 | 3716.1364 | 27796.7005 |  | 0
1977-06-24 | 0.066667 | 184 | 4.0107 | 4.0107 | 167.4224 | 167.4224 | 3883.5589 | 29049.0203 |  | 0
1977-06-25 | 0.043333 | 119.6 | 4.0107 | 4.0107 | 103.0224 | 103.0224 | 3986.5813 | 29819.6282 |  | 0
1977-06-26 | 0.061667 | 170.2 | 4.0107 | 4.0107 | 153.6224 | 153.6224 | 3997.8631 | 29904.0163 |  | 129.7738
1977-06-27 | 0.00083333 | 2.3 | 4.0107 | 2.3 | -12.5669 | -12.5669 | 3985.2963 | 29810.0162 |  | 0
1977-06-28 | 0 | 0 | 0 | 0 | -12.5669 | -12.5669 | 3972.7294 | 29716.0161 |  | 0
1977-06-29 | 0 | 0 | 0 | 0 | -12.5669 | -12.5669 | 3960.1626 | 29622.0159 |  | 0
1977-06-30 | 0 | 0 | 0 | 0 | -12.5669 | -12.5669 | 3947.5957 | 29528.0158 |  | 0
1977-07-01 | 0.039167 | 108.1 | 4.0107 | 4.0107 | 91.5224 | 91.5224 | 3997.8631 | 29904.0163 |  | 28.6881
1977-07-02 | 0 | 0 | 0 | 0 | -12.5669 | -12.5669 | 3985.2963 | 29810.0162 |  | 0
1977-07-03 | 0 | 0 | 0 | 0 | -12.5669 | -12.5669 | 3972.7294 | 29716.0161 |  | 0
1977-07-04 | 0 | 0 | 0 | 0 | -12.5669 | -12.5669 | 3960.1626 | 29622.0159 |  | 0
1977-07-05 | 0 | 0 | 0 | 0 | -12.5669 | -12.5669 | 3947.5957 | 29528.0158 |  | 0
1977-07-06 | 0 | 0 | 0 | 0 | -12.5669 | -12.5669 | 3935.0288 | 29434.0157 |  | 0
1977-07-07 | 0 | 0 | 0 | 0 | -12.5669 | -12.5669 | 3922.462 | 29340.0156 |  | 0
1977-07-08 | 0 | 0 | 0 | 0 | -12.5669 | -12.5669 | 3909.8951 | 29246.0155 |  | 0
1977-07-09 | 0.0041667 | 11.5 | 4.0107 | 4.0107 | -5.0776 | -5.0776 | 3904.8176 | 29208.0354 |  | 0
1977-07-10 | 0 | 0 | 0 | 0 | -12.5669 | -12.5669 | 3892.2507 | 29114.0353 |  | 0
1977-07-11 | 0 | 0 | 0 | 0 | -12.5669 | -12.5669 | 3879.6838 | 29020.0352 |  | 0
1977-07-12 | 0 | 0 | 0 | 0 | -12.5669 | -12.5669 | 3867.117 | 28926.035 |  | 0
1977-07-13 | 0 | 0 | 0 | 0 | -12.5669 | -12.5669 | 3854.5501 | 28832.0349 |  | 0
1977-07-14 | 0 | 0 | 0 | 0 | -12.5669 | -12.5669 | 3841.9833 | 28738.0348 |  | 0
1977-07-15 | 0 | 0 | 0 | 0 | -12.5669 | -12.5669 | 3829.4164 | 28644.0347 |  | 0
1977-07-16 | 0 | 0 | 0 | 0 | -12.5669 | -12.5669 | 3816.8495 | 28550.0346 |  | 0
1977-07-17 | 0 | 0 | 0 | 0 | -12.5669 | -12.5669 | 3804.2827 | 28456.0345 |  | 0
1977-07-18 | 0 | 0 | 0 | 0 | -12.5669 | -12.5669 | 3791.7158 | 28362.0344 |  | 0
1977-07-19 | 0 | 0 | 0 | 0 | -12.5669 | -12.5669 | 3779.149 | 28268.0343 |  | 0
1977-07-20 | 0 | 0 | 0 | 0 | -12.5669 | -12.5669 | 3766.5821 | 28174.0341 |  | 0
1977-07-21 | 0.0025 | 6.9 | 4.0107 | 4.0107 | -9.6776 | -9.6776 | 3756.9045 | 28101.646 |  | 0
1977-07-22 | 0 | 0 | 0 | 0 | -12.5669 | -12.5669 | 3744.3377 | 28007.6459 |  | 0
1977-07-23 | 0 | 0 | 0 | 0 | -12.5669 | -12.5669 | 3731.7708 | 27913.6458 |  | 0
1977-07-24 | 0 | 0 | 0 | 0 | -12.5669 | -12.5669 | 3719.204 | 27819.6457 |  | 0
1977-07-25 | 0 | 0 | 0 | 0 | -12.5669 | -12.5669 | 3706.6371 | 27725.6456 |  | 0
1977-07-26 | 0 | 0 | 0 | 0 | -12.5669 | -12.5669 | 3694.0702 | 27631.6455 |  | 0
1977-07-27 | 0 | 0 | 0 | 0 | -12.5669 | -12.5669 | 3681.5034 | 27537.6454 |  | 0
1977-07-28 | 0 | 0 | 0 | 0 | -12.5669 | -12.5669 | 3668.9365 | 27443.6452 |  | 0
1977-07-29 | 0 | 0 | 0 | 0 | -12.5669 | -12.5669 | 3656.3697 | 27349.6451 |  | 0
1977-07-30 | 0 | 0 | 0 | 0 | -12.5669 | -12.5669 | 3643.8028 | 27255.645 |  | 0
1977-07-31 | 0.078333 | 216.2 | 4.0107 | 4.0107 | 199.6224 | 199.6224 | 3843.4253 | 28748.8209 |  | 0
1977-08-01 | 0.1575 | 434.7 | 4.0107 | 4.0107 | 418.1224 | 418.1224 | 3997.8631 | 29904.0163 |  | 251.1177
1977-08-02 | 0 | 0 | 0 | 0 | -12.5669 | -12.5669 | 3985.2963 | 29810.0162 |  | 0
1977-08-03 | 0 | 0 | 0 | 0 | -12.5669 | -12.5669 | 3972.7294 | 29716.0161 |  | 0
1977-08-04 | 0 | 0 | 0 | 0 | -12.5669 | -12.5669 | 3960.1626 | 29622.0159 |  | 0
1977-08-05 | 0 | 0 | 0 | 0 | -12.5669 | -12.5669 | 3947.5957 | 29528.0158 |  | 0
1977-08-06 | 0 | 0 | 0 | 0 | -12.5669 | -12.5669 | 3935.0288 | 29434.0157 |  | 0
1977-08-07 | 0 | 0 | 0 | 0 | -12.5669 | -12.5669 | 3922.462 | 29340.0156 |  | 0
1977-08-08 | 0 | 0 | 0 | 0 | -12.5669 | -12.5669 | 3909.8951 | 29246.0155 |  | 0
1977-08-09 | 0 | 0 | 0 | 0 | -12.5669 | -12.5669 | 3897.3283 | 29152.0154 |  | 0
1977-08-10 | 0.0125 | 34.5 | 4.0107 | 4.0107 | 17.9224 | 17.9224 | 3915.2507 | 29286.0753 |  | 0
1977-08-11 | 0 | 0 | 0 | 0 | -12.5669 | -12.5669 | 3902.6838 | 29192.0752 |  | 0
1977-08-12 | 0 | 0 | 0 | 0 | -12.5669 | -12.5669 | 3890.117 | 29098.075 |  | 0
1977-08-13 | 0 | 0 | 0 | 0 | -12.5669 | -12.5669 | 3877.5501 | 29004.0749 |  | 0
1977-08-14 | 0 | 0 | 0 | 0 | -12.5669 | -12.5669 | 3864.9833 | 28910.0748 |  | 0
1977-08-15 | 0 | 0 | 0 | 0 | -12.5669 | -12.5669 | 3852.4164 | 28816.0747 |  | 0
1977-08-16 | 0 | 0 | 0 | 0 | -12.5669 | -12.5669 | 3839.8495 | 28722.0746 |  | 0
1977-08-17 | 0 | 0 | 0 | 0 | -12.5669 | -12.5669 | 3827.2827 | 28628.0745 |  | 0
1977-08-18 | 0 | 0 | 0 | 0 | -12.5669 | -12.5669 | 3814.7158 | 28534.0744 |  | 0
1977-08-19 | 0.023333 | 64.4 | 4.0107 | 4.0107 | 47.8224 | 47.8224 | 3862.5383 | 28891.7863 |  | 0
1977-08-20 | 0.0675 | 186.3 | 4.0107 | 4.0107 | 169.7224 | 169.7224 | 3997.8631 | 29904.0163 |  | 21.8307
1977-08-21 | 0.031667 | 87.4 | 4.0107 | 4.0107 | 70.8224 | 70.8224 | 3997.8631 | 29904.0163 |  | 58.2556
1977-08-22 | 0.0041667 | 11.5 | 4.0107 | 4.0107 | -5.0776 | -5.0776 | 3992.7856 | 29866.0362 |  | 0
1977-08-23 | 0 | 0 | 0 | 0 | -12.5669 | -12.5669 | 3980.2187 | 29772.0361 |  | 0
1977-08-24 | 0 | 0 | 0 | 0 | -12.5669 | -12.5669 | 3967.6519 | 29678.0359 |  | 0
1977-08-25 | 0 | 0 | 0 | 0 | -12.5669 | -12.5669 | 3955.085 | 29584.0358 |  | 0
1977-08-26 | 0 | 0 | 0 | 0 | -12.5669 | -12.5669 | 3942.5181 | 29490.0357 |  | 0
1977-08-27 | 0 | 0 | 0 | 0 | -12.5669 | -12.5669 | 3929.9513 | 29396.0356 |  | 0
1977-08-28 | 0.023333 | 64.4 | 4.0107 | 4.0107 | 47.8224 | 47.8224 | 3977.7737 | 29753.7475 |  | 0
1977-08-29 | 0.021667 | 59.8 | 4.0107 | 4.0107 | 43.2224 | 43.2224 | 3997.8631 | 29904.0163 |  | 10.5662
1977-08-30 | 0 | 0 | 0 | 0 | -12.5669 | -12.5669 | 3985.2963 | 29810.0162 |  | 0
1977-08-31 | 0 | 0 | 0 | 0 | -12.5669 | -12.5669 | 3972.7294 | 29716.0161 |  | 0
1977-09-01 | 0 | 0 | 0 | 0 | -12.5669 | -12.5669 | 3960.1626 | 29622.0159 |  | 0
1977-09-02 | 0 | 0 | 0 | 0 | -12.5669 | -12.5669 | 3947.5957 | 29528.0158 |  | 0
1977-09-03 | 0 | 0 | 0 | 0 | -12.5669 | -12.5669 | 3935.0288 | 29434.0157 |  | 0
1977-09-04 | 0.0016667 | 4.6 | 4.0107 | 4.0107 | -11.9776 | -11.9776 | 3923.0513 | 29344.4236 |  | 0
1977-09-05 | 0.0041667 | 11.5 | 4.0107 | 4.0107 | -5.0776 | -5.0776 | 3917.9737 | 29306.4435 |  | 0
1977-09-06 | 0.01 | 27.6 | 4.0107 | 4.0107 | 11.0224 | 11.0224 | 3928.9962 | 29388.8914 |  | 0
1977-09-07 | 0 | 0 | 0 | 0 | -12.5669 | -12.5669 | 3916.4293 | 29294.8913 |  | 0
1977-09-08 | 0 | 0 | 0 | 0 | -12.5669 | -12.5669 | 3903.8625 | 29200.8912 |  | 0
1977-09-09 | 0 | 0 | 0 | 0 | -12.5669 | -12.5669 | 3891.2956 | 29106.891 |  | 0
1977-09-10 | 0 | 0 | 0 | 0 | -12.5669 | -12.5669 | 3878.7287 | 29012.8909 |  | 0
1977-09-11 | 0 | 0 | 0 | 0 | -12.5669 | -12.5669 | 3866.1619 | 28918.8908 |  | 0
1977-09-12 | 0.01 | 27.6 | 4.0107 | 4.0107 | 11.0224 | 11.0224 | 3877.1843 | 29001.3387 |  | 0
1977-09-13 | 0 | 0 | 0 | 0 | -12.5669 | -12.5669 | 3864.6175 | 28907.3386 |  | 0
1977-09-14 | 0 | 0 | 0 | 0 | -12.5669 | -12.5669 | 3852.0506 | 28813.3385 |  | 0
1977-09-15 | 0 | 0 | 0 | 0 | -12.5669 | -12.5669 | 3839.4837 | 28719.3384 |  | 0
1977-09-16 | 0 | 0 | 0 | 0 | -12.5669 | -12.5669 | 3826.9169 | 28625.3383 |  | 0
1977-09-17 | 0 | 0 | 0 | 0 | -12.5669 | -12.5669 | 3814.35 | 28531.3381 |  | 0
1977-09-18 | 0 | 0 | 0 | 0 | -12.5669 | -12.5669 | 3801.7832 | 28437.338 |  | 0
1977-09-19 | 0 | 0 | 0 | 0 | -12.5669 | -12.5669 | 3789.2163 | 28343.3379 |  | 0
1977-09-20 | 0 | 0 | 0 | 0 | -12.5669 | -12.5669 | 3776.6494 | 28249.3378 |  | 0
1977-09-21 | 0 | 0 | 0 | 0 | -12.5669 | -12.5669 | 3764.0826 | 28155.3377 |  | 0
1977-09-22 | 0 | 0 | 0 | 0 | -12.5669 | -12.5669 | 3751.5157 | 28061.3376 |  | 0
1977-09-23 | 0 | 0 | 0 | 0 | -12.5669 | -12.5669 | 3738.9489 | 27967.3375 |  | 0
1977-09-24 | 0.0041667 | 11.5 | 4.0107 | 4.0107 | -5.0776 | -5.0776 | 3733.8713 | 27929.3574 |  | 0
1977-09-25 | 0 | 0 | 0 | 0 | -12.5669 | -12.5669 | 3721.3044 | 27835.3572 |  | 0
1977-09-26 | 0 | 0 | 0 | 0 | -12.5669 | -12.5669 | 3708.7376 | 27741.3571 |  | 0
1977-09-27 | 0 | 0 | 0 | 0 | -12.5669 | -12.5669 | 3696.1707 | 27647.357 |  | 0
1977-09-28 | 0.00083333 | 2.3 | 4.0107 | 2.3 | -12.5669 | -12.5669 | 3683.6039 | 27553.3569 |  | 0
1977-09-29 | 0.0016667 | 4.6 | 4.0107 | 4.0107 | -11.9776 | -11.9776 | 3671.6263 | 27463.7648 |  | 0
1977-09-30 | 0 | 0 | 0 | 0 | -12.5669 | -12.5669 | 3659.0594 | 27369.7647 |  | 0
1977-10-01 | 0 | 0 | 0 | 0 | -12.5669 | -12.5669 | 3646.4926 | 27275.7646 |  | 0
1977-10-02 | 0 | 0 | 0 | 0 | -12.5669 | -12.5669 | 3633.9257 | 27181.7645 |  | 0
1977-10-03 | 0 | 0 | 0 | 0 | -12.5669 | -12.5669 | 3621.3589 | 27087.7643 |  | 0
1977-10-04 | 0 | 0 | 0 | 0 | -12.5669 | -12.5669 | 3608.792 | 26993.7642 |  | 0
1977-10-05 | 0.0025 | 6.9 | 4.0107 | 4.0107 | -9.6776 | -9.6776 | 3599.1145 | 26921.3761 |  | 0
1977-10-06 | 0 | 0 | 0 | 0 | -12.5669 | -12.5669 | 3586.5476 | 26827.376 |  | 0
1977-10-07 | 0 | 0 | 0 | 0 | -12.5669 | -12.5669 | 3573.9807 | 26733.3759 |  | 0
1977-10-08 | 0 | 0 | 0 | 0 | -12.5669 | -12.5669 | 3561.4139 | 26639.3758 |  | 0
1977-10-09 | 0 | 0 | 0 | 0 | -12.5669 | -12.5669 | 3548.847 | 26545.3757 |  | 0
1977-10-10 | 0 | 0 | 0 | 0 | -12.5669 | -12.5669 | 3536.2802 | 26451.3755 |  | 0
1977-10-11 | 0 | 0 | 0 | 0 | -12.5669 | -12.5669 | 3523.7133 | 26357.3754 |  | 0
1977-10-12 | 0 | 0 | 0 | 0 | -12.5669 | -12.5669 | 3511.1464 | 26263.3753 |  | 0
1977-10-13 | 0 | 0 | 0 | 0 | -12.5669 | -12.5669 | 3498.5796 | 26169.3752 |  | 0
1977-10-14 | 0 | 0 | 0 | 0 | -12.5669 | -12.5669 | 3486.0127 | 26075.3751 |  | 0
1977-10-15 | 0 | 0 | 0 | 0 | -12.5669 | -12.5669 | 3473.4459 | 25981.375 |  | 0
1977-10-16 | 0 | 0 | 0 | 0 | -12.5669 | -12.5669 | 3460.879 | 25887.3749 |  | 0
1977-10-17 | 0 | 0 | 0 | 0 | -12.5669 | -12.5669 | 3448.3121 | 25793.3748 |  | 0
1977-10-18 | 0 | 0 | 0 | 0 | -12.5669 | -12.5669 | 3435.7453 | 25699.3746 |  | 0
1977-10-19 | 0 | 0 | 0 | 0 | -12.5669 | -12.5669 | 3423.1784 | 25605.3745 |  | 0
1977-10-20 | 0 | 0 | 0 | 0 | -12.5669 | -12.5669 | 3410.6116 | 25511.3744 |  | 0
1977-10-21 | 0 | 0 | 0 | 0 | -12.5669 | -12.5669 | 3398.0447 | 25417.3743 |  | 0
1977-10-22 | 0.050833 | 140.3 | 4.0107 | 4.0107 | 123.7224 | 123.7224 | 3521.7671 | 26342.8182 |  | 0
1977-10-23 | 0 | 0 | 0 | 0 | -12.5669 | -12.5669 | 3509.2003 | 26248.8181 |  | 0
1977-10-24 | 0 | 0 | 0 | 0 | -12.5669 | -12.5669 | 3496.6334 | 26154.818 |  | 0
1977-10-25 | 0 | 0 | 0 | 0 | -12.5669 | -12.5669 | 3484.0666 | 26060.8179 |  | 0
1977-10-26 | 0 | 0 | 0 | 0 | -12.5669 | -12.5669 | 3471.4997 | 25966.8177 |  | 0
1977-10-27 | 0.00083333 | 2.3 | 4.0107 | 2.3 | -12.5669 | -12.5669 | 3458.9328 | 25872.8176 |  | 0
1977-10-28 | 0 | 0 | 0 | 0 | -12.5669 | -12.5669 | 3446.366 | 25778.8175 |  | 0
1977-10-29 | 0 | 0 | 0 | 0 | -12.5669 | -12.5669 | 3433.7991 | 25684.8174 |  | 0
1977-10-30 | 0.0033333 | 9.2 | 4.0107 | 4.0107 | -7.3776 | -7.3776 | 3426.4216 | 25629.6333 |  | 0
1977-10-31 | 0 | 0 | 0 | 0 | -12.5669 | -12.5669 | 3413.8547 | 25535.6332 |  | 0
1977-11-01 | 0 | 0 | 0 | 0 | -12.5669 | -12.5669 | 3401.2878 | 25441.6331 |  | 0
1977-11-02 | 0.0041667 | 11.5 | 4.0107 | 4.0107 | -5.0776 | -5.0776 | 3396.2103 | 25403.653 |  | 0
1977-11-03 | 0 | 0 | 0 | 0 | -12.5669 | -12.5669 | 3383.6434 | 25309.6528 |  | 0
1977-11-04 | 0 | 0 | 0 | 0 | -12.5669 | -12.5669 | 3371.0766 | 25215.6527 |  | 0
1977-11-05 | 0 | 0 | 0 | 0 | -12.5669 | -12.5669 | 3358.5097 | 25121.6526 |  | 0
1977-11-06 | 0 | 0 | 0 | 0 | -12.5669 | -12.5669 | 3345.9428 | 25027.6525 |  | 0
1977-11-07 | 0.011667 | 32.2 | 4.0107 | 4.0107 | 15.6224 | 15.6224 | 3361.5653 | 25144.5084 |  | 0
1977-11-08 | 0.058333 | 161 | 4.0107 | 4.0107 | 144.4224 | 144.4224 | 3505.9877 | 26224.7883 |  | 0
1977-11-09 | 0.0025 | 6.9 | 4.0107 | 4.0107 | -9.6776 | -9.6776 | 3496.3102 | 26152.4002 |  | 0
1977-11-10 | 0 | 0 | 0 | 0 | -12.5669 | -12.5669 | 3483.7433 | 26058.4001 |  | 0
1977-11-11 | 0 | 0 | 0 | 0 | -12.5669 | -12.5669 | 3471.1765 | 25964.3999 |  | 0
1977-11-12 | 0 | 0 | 0 | 0 | -12.5669 | -12.5669 | 3458.6096 | 25870.3998 |  | 0
1977-11-13 | 0 | 0 | 0 | 0 | -12.5669 | -12.5669 | 3446.0427 | 25776.3997 |  | 0
1977-11-14 | 0 | 0 | 0 | 0 | -12.5669 | -12.5669 | 3433.4759 | 25682.3996 |  | 0
1977-11-15 | 0 | 0 | 0 | 0 | -12.5669 | -12.5669 | 3420.909 | 25588.3995 |  | 0
1977-11-16 | 0 | 0 | 0 | 0 | -12.5669 | -12.5669 | 3408.3422 | 25494.3994 |  | 0
1977-11-17 | 0 | 0 | 0 | 0 | -12.5669 | -12.5669 | 3395.7753 | 25400.3993 |  | 0
1977-11-18 | 0 | 0 | 0 | 0 | -12.5669 | -12.5669 | 3383.2084 | 25306.3992 |  | 0
1977-11-19 | 0 | 0 | 0 | 0 | -12.5669 | -12.5669 | 3370.6416 | 25212.399 |  | 0
1977-11-20 | 0 | 0 | 0 | 0 | -12.5669 | -12.5669 | 3358.0747 | 25118.3989 |  | 0
1977-11-21 | 0 | 0 | 0 | 0 | -12.5669 | -12.5669 | 3345.5079 | 25024.3988 |  | 0
1977-11-22 | 0 | 0 | 0 | 0 | -12.5669 | -12.5669 | 3332.941 | 24930.3987 |  | 0
1977-11-23 | 0 | 0 | 0 | 0 | -12.5669 | -12.5669 | 3320.3741 | 24836.3986 |  | 0
1977-11-24 | 0 | 0 | 0 | 0 | -12.5669 | -12.5669 | 3307.8073 | 24742.3985 |  | 0
1977-11-25 | 0 | 0 | 0 | 0 | -12.5669 | -12.5669 | 3295.2404 | 24648.3984 |  | 0
1977-11-26 | 0 | 0 | 0 | 0 | -12.5669 | -12.5669 | 3282.6736 | 24554.3982 |  | 0
1977-11-27 | 0 | 0 | 0 | 0 | -12.5669 | -12.5669 | 3270.1067 | 24460.3981 |  | 0
1977-11-28 | 0 | 0 | 0 | 0 | -12.5669 | -12.5669 | 3257.5398 | 24366.398 |  | 0
1977-11-29 | 0 | 0 | 0 | 0 | -12.5669 | -12.5669 | 3244.973 | 24272.3979 |  | 0
1977-11-30 | 0.00083333 | 2.3 | 4.0107 | 2.3 | -12.5669 | -12.5669 | 3232.4061 | 24178.3978 |  | 0
1977-12-01 | 0 | 0 | 0 | 0 | -12.5669 | -12.5669 | 3219.8393 | 24084.3977 |  | 0
1977-12-02 | 0 | 0 | 0 | 0 | -12.5669 | -12.5669 | 3207.2724 | 23990.3976 |  | 0
1977-12-03 | 0 | 0 | 0 | 0 | -12.5669 | -12.5669 | 3194.7055 | 23896.3975 |  | 0
1977-12-04 | 0 | 0 | 0 | 0 | -12.5669 | -12.5669 | 3182.1387 | 23802.3973 |  | 0
1977-12-05 | 0 | 0 | 0 | 0 | -12.5669 | -12.5669 | 3169.5718 | 23708.3972 |  | 0
1977-12-06 | 0 | 0 | 0 | 0 | -12.5669 | -12.5669 | 3157.005 | 23614.3971 |  | 0
1977-12-07 | 0 | 0 | 0 | 0 | -12.5669 | -12.5669 | 3144.4381 | 23520.397 |  | 0
1977-12-08 | 0 | 0 | 0 | 0 | -12.5669 | -12.5669 | 3131.8712 | 23426.3969 |  | 0
1977-12-09 | 0 | 0 | 0 | 0 | -12.5669 | -12.5669 | 3119.3044 | 23332.3968 |  | 0
1977-12-10 | 0 | 0 | 0 | 0 | -12.5669 | -12.5669 | 3106.7375 | 23238.3967 |  | 0
1977-12-11 | 0 | 0 | 0 | 0 | -12.5669 | -12.5669 | 3094.1707 | 23144.3966 |  | 0
1977-12-12 | 0 | 0 | 0 | 0 | -12.5669 | -12.5669 | 3081.6038 | 23050.3964 |  | 0
1977-12-13 | 0 | 0 | 0 | 0 | -12.5669 | -12.5669 | 3069.0369 | 22956.3963 |  | 0
1977-12-14 | 0 | 0 | 0 | 0 | -12.5669 | -12.5669 | 3056.4701 | 22862.3962 |  | 0
1977-12-15 | 0 | 0 | 0 | 0 | -12.5669 | -12.5669 | 3043.9032 | 22768.3961 |  | 0
1977-12-16 | 0 | 0 | 0 | 0 | -12.5669 | -12.5669 | 3031.3364 | 22674.396 |  | 0
1977-12-17 | 0 | 0 | 0 | 0 | -12.5669 | -12.5669 | 3018.7695 | 22580.3959 |  | 0
1977-12-18 | 0 | 0 | 0 | 0 | -12.5669 | -12.5669 | 3006.2026 | 22486.3958 |  | 0
1977-12-19 | 0 | 0 | 0 | 0 | -12.5669 | -12.5669 | 2993.6358 | 22392.3957 |  | 0
1977-12-20 | 0 | 0 | 0 | 0 | -12.5669 | -12.5669 | 2981.0689 | 22298.3955 |  | 0
1977-12-21 | 0 | 0 | 0 | 0 | -12.5669 | -12.5669 | 2968.5021 | 22204.3954 |  | 0
1977-12-22 | 0 | 0 | 0 | 0 | -12.5669 | -12.5669 | 2955.9352 | 22110.3953 |  | 0
1977-12-23 | 0 | 0 | 0 | 0 | -12.5669 | -12.5669 | 2943.3683 | 22016.3952 |  | 0
1977-12-24 | 0 | 0 | 0 | 0 | -12.5669 | -12.5669 | 2930.8015 | 21922.3951 |  | 0
1977-12-25 | 0 | 0 | 0 | 0 | -12.5669 | -12.5669 | 2918.2346 | 21828.395 |  | 0
1977-12-26 | 0 | 0 | 0 | 0 | -12.5669 | -12.5669 | 2905.6678 | 21734.3949 |  | 0
1977-12-27 | 0 | 0 | 0 | 0 | -12.5669 | -12.5669 | 2893.1009 | 21640.3948 |  | 0
1977-12-28 | 0.00083333 | 2.3 | 4.0107 | 2.3 | -12.5669 | -12.5669 | 2880.534 | 21546.3946 |  | 0
1977-12-29 | 0.0041667 | 11.5 | 4.0107 | 4.0107 | -5.0776 | -5.0776 | 2875.4565 | 21508.4145 |  | 0
1977-12-30 | 0 | 0 | 0 | 0 | -12.5669 | -12.5669 | 2862.8896 | 21414.4144 |  | 0
1977-12-31 | 0 | 0 | 0 | 0 | -12.5669 | -12.5669 | 2850.3228 | 21320.4143 |  | 0
1978-01-01 | 0 | 0 | 0 | 0 | -12.5669 | -12.5669 | 2837.7559 | 21226.4142 |  | 0
1978-01-02 | 0 | 0 | 0 | 0 | -12.5669 | -12.5669 | 2825.189 | 21132.4141 |  | 0
1978-01-03 | 0 | 0 | 0 | 0 | -12.5669 | -12.5669 | 2812.6222 | 21038.414 |  | 0
1978-01-04 | 0 | 0 | 0 | 0 | -12.5669 | -12.5669 | 2800.0553 | 20944.4138 |  | 0
1978-01-05 | 0 | 0 | 0 | 0 | -12.5669 | -12.5669 | 2787.4885 | 20850.4137 |  | 0
1978-01-06 | 0 | 0 | 0 | 0 | -12.5669 | -12.5669 | 2774.9216 | 20756.4136 |  | 0
1978-01-07 | 0 | 0 | 0 | 0 | -12.5669 | -12.5669 | 2762.3547 | 20662.4135 |  | 0
1978-01-08 | 0 | 0 | 0 | 0 | -12.5669 | -12.5669 | 2749.7879 | 20568.4134 |  | 0
1978-01-09 | 0 | 0 | 0 | 0 | -12.5669 | -12.5669 | 2737.221 | 20474.4133 |  | 0
1978-01-10 | 0 | 0 | 0 | 0 | -12.5669 | -12.5669 | 2724.6542 | 20380.4132 |  | 0
1978-01-11 | 0.0016667 | 4.6 | 4.0107 | 4.0107 | -11.9776 | -11.9776 | 2712.6766 | 20290.8211 |  | 0
1978-01-12 | 0 | 0 | 0 | 0 | -12.5669 | -12.5669 | 2700.1098 | 20196.8209 |  | 0
1978-01-13 | 0 | 0 | 0 | 0 | -12.5669 | -12.5669 | 2687.5429 | 20102.8208 |  | 0
1978-01-14 | 0 | 0 | 0 | 0 | -12.5669 | -12.5669 | 2674.976 | 20008.8207 |  | 0
1978-01-15 | 0.010833 | 29.9 | 4.0107 | 4.0107 | 13.3224 | 13.3224 | 2688.2985 | 20108.4726 |  | 0
1978-01-16 | 0.0041667 | 11.5 | 4.0107 | 4.0107 | -5.0776 | -5.0776 | 2683.2209 | 20070.4925 |  | 0
1978-01-17 | 0 | 0 | 0 | 0 | -12.5669 | -12.5669 | 2670.6541 | 19976.4924 |  | 0
1978-01-18 | 0.00083333 | 2.3 | 4.0107 | 2.3 | -12.5669 | -12.5669 | 2658.0872 | 19882.4923 |  | 0
1978-01-19 | 0 | 0 | 0 | 0 | -12.5669 | -12.5669 | 2645.5203 | 19788.4922 |  | 0
1978-01-20 | 0 | 0 | 0 | 0 | -12.5669 | -12.5669 | 2632.9535 | 19694.492 |  | 0
1978-01-21 | 0 | 0 | 0 | 0 | -12.5669 | -12.5669 | 2620.3866 | 19600.4919 |  | 0
1978-01-22 | 0 | 0 | 0 | 0 | -12.5669 | -12.5669 | 2607.8198 | 19506.4918 |  | 0
1978-01-23 | 0 | 0 | 0 | 0 | -12.5669 | -12.5669 | 2595.2529 | 19412.4917 |  | 0
1978-01-24 | 0.0025 | 6.9 | 4.0107 | 4.0107 | -9.6776 | -9.6776 | 2585.5753 | 19340.1036 |  | 0
1978-01-25 | 0 | 0 | 0 | 0 | -12.5669 | -12.5669 | 2573.0085 | 19246.1035 |  | 0
1978-01-26 | 0 | 0 | 0 | 0 | -12.5669 | -12.5669 | 2560.4416 | 19152.1034 |  | 0
1978-01-27 | 0 | 0 | 0 | 0 | -12.5669 | -12.5669 | 2547.8748 | 19058.1033 |  | 0
1978-01-28 | 0 | 0 | 0 | 0 | -12.5669 | -12.5669 | 2535.3079 | 18964.1031 |  | 0
1978-01-29 | 0 | 0 | 0 | 0 | -12.5669 | -12.5669 | 2522.741 | 18870.103 |  | 0
1978-01-30 | 0 | 0 | 0 | 0 | -12.5669 | -12.5669 | 2510.1742 | 18776.1029 |  | 0
1978-01-31 | 0.014167 | 39.1 | 4.0107 | 4.0107 | 22.5224 | 22.5224 | 2532.6966 | 18944.5708 |  | 0
1978-02-01 | 0 | 0 | 0 | 0 | -12.5669 | -12.5669 | 2520.1298 | 18850.5707 |  | 0
1978-02-02 | 0 | 0 | 0 | 0 | -12.5669 | -12.5669 | 2507.5629 | 18756.5706 |  | 0
1978-02-03 | 0 | 0 | 0 | 0 | -12.5669 | -12.5669 | 2494.9961 | 18662.5705 |  | 0
1978-02-04 | 0 | 0 | 0 | 0 | -12.5669 | -12.5669 | 2482.4292 | 18568.5704 |  | 0
1978-02-05 | 0 | 0 | 0 | 0 | -12.5669 | -12.5669 | 2469.8623 | 18474.5702 |  | 0
1978-02-06 | 0.013333 | 36.8 | 4.0107 | 4.0107 | 20.2224 | 20.2224 | 2490.0848 | 18625.8341 |  | 0
1978-02-07 | 0.0083333 | 23 | 4.0107 | 4.0107 | 6.4224 | 6.4224 | 2496.5072 | 18673.874 |  | 0
1978-02-08 | 0.028333 | 78.2 | 4.0107 | 4.0107 | 61.6224 | 61.6224 | 2558.1297 | 19134.8099 |  | 0
1978-02-09 | 0.005 | 13.8 | 4.0107 | 4.0107 | -2.7776 | -2.7776 | 2555.3521 | 19114.0338 |  | 0
1978-02-10 | 0 | 0 | 0 | 0 | -12.5669 | -12.5669 | 2542.7853 | 19020.0337 |  | 0
1978-02-11 | 0 | 0 | 0 | 0 | -12.5669 | -12.5669 | 2530.2184 | 18926.0336 |  | 0
1978-02-12 | 0.058333 | 161 | 4.0107 | 4.0107 | 144.4224 | 144.4224 | 2674.6408 | 20006.3134 |  | 0
1978-02-13 | 0 | 0 | 0 | 0 | -12.5669 | -12.5669 | 2662.074 | 19912.3133 |  | 0
1978-02-14 | 0 | 0 | 0 | 0 | -12.5669 | -12.5669 | 2649.5071 | 19818.3132 |  | 0
1978-02-15 | 0.013333 | 36.8 | 4.0107 | 4.0107 | 20.2224 | 20.2224 | 2669.7296 | 19969.5771 |  | 0
1978-02-16 | 0.0025 | 6.9 | 4.0107 | 4.0107 | -9.6776 | -9.6776 | 2660.052 | 19897.189 |  | 0
1978-02-17 | 0.03 | 82.8 | 4.0107 | 4.0107 | 66.2224 | 66.2224 | 2726.2744 | 20392.5329 |  | 0
1978-02-18 | 0 | 0 | 0 | 0 | -12.5669 | -12.5669 | 2713.7076 | 20298.5328 |  | 0
1978-02-19 | 0 | 0 | 0 | 0 | -12.5669 | -12.5669 | 2701.1407 | 20204.5327 |  | 0
1978-02-20 | 0 | 0 | 0 | 0 | -12.5669 | -12.5669 | 2688.5739 | 20110.5325 |  | 0
1978-02-21 | 0 | 0 | 0 | 0 | -12.5669 | -12.5669 | 2676.007 | 20016.5324 |  | 0
1978-02-22 | 0 | 0 | 0 | 0 | -12.5669 | -12.5669 | 2663.4401 | 19922.5323 |  | 0
1978-02-23 | 0 | 0 | 0 | 0 | -12.5669 | -12.5669 | 2650.8733 | 19828.5322 |  | 0
1978-02-24 | 0 | 0 | 0 | 0 | -12.5669 | -12.5669 | 2638.3064 | 19734.5321 |  | 0
1978-02-25 | 0 | 0 | 0 | 0 | -12.5669 | -12.5669 | 2625.7396 | 19640.532 |  | 0
1978-02-26 | 0 | 0 | 0 | 0 | -12.5669 | -12.5669 | 2613.1727 | 19546.5319 |  | 0
1978-02-27 | 0.0041667 | 11.5 | 4.0107 | 4.0107 | -5.0776 | -5.0776 | 2608.0952 | 19508.5518 |  | 0
1978-02-28 | 0 | 0 | 0 | 0 | -12.5669 | -12.5669 | 2595.5283 | 19414.5516 |  | 0
1978-03-01 | 0 | 0 | 0 | 0 | -12.5669 | -12.5669 | 2582.9614 | 19320.5515 |  | 0
1978-03-02 | 0 | 0 | 0 | 0 | -12.5669 | -12.5669 | 2570.3946 | 19226.5514 |  | 0
1978-03-03 | 0 | 0 | 0 | 0 | -12.5669 | -12.5669 | 2557.8277 | 19132.5513 |  | 0
1978-03-04 | 0 | 0 | 0 | 0 | -12.5669 | -12.5669 | 2545.2609 | 19038.5512 |  | 0
1978-03-05 | 0 | 0 | 0 | 0 | -12.5669 | -12.5669 | 2532.694 | 18944.5511 |  | 0
1978-03-06 | 0 | 0 | 0 | 0 | -12.5669 | -12.5669 | 2520.1271 | 18850.551 |  | 0
1978-03-07 | 0.2175 | 600.3 | 4.0107 | 4.0107 | 583.7224 | 583.7224 | 3103.8496 | 23216.7949 |  | 0
1978-03-08 | 0 | 0 | 0 | 0 | -12.5669 | -12.5669 | 3091.2827 | 23122.7947 |  | 0
1978-03-09 | 0 | 0 | 0 | 0 | -12.5669 | -12.5669 | 3078.7159 | 23028.7946 |  | 0
1978-03-10 | 0 | 0 | 0 | 0 | -12.5669 | -12.5669 | 3066.149 | 22934.7945 |  | 0
1978-03-11 | 0 | 0 | 0 | 0 | -12.5669 | -12.5669 | 3053.5821 | 22840.7944 |  | 0
1978-03-12 | 0 | 0 | 0 | 0 | -12.5669 | -12.5669 | 3041.0153 | 22746.7943 |  | 0
1978-03-13 | 0 | 0 | 0 | 0 | -12.5669 | -12.5669 | 3028.4484 | 22652.7942 |  | 0
1978-03-14 | 0 | 0 | 0 | 0 | -12.5669 | -12.5669 | 3015.8816 | 22558.7941 |  | 0
1978-03-15 | 0 | 0 | 0 | 0 | -12.5669 | -12.5669 | 3003.3147 | 22464.794 |  | 0
1978-03-16 | 0 | 0 | 0 | 0 | -12.5669 | -12.5669 | 2990.7478 | 22370.7938 |  | 0
1978-03-17 | 0 | 0 | 0 | 0 | -12.5669 | -12.5669 | 2978.181 | 22276.7937 |  | 0
1978-03-18 | 0 | 0 | 0 | 0 | -12.5669 | -12.5669 | 2965.6141 | 22182.7936 |  | 0
1978-03-19 | 0 | 0 | 0 | 0 | -12.5669 | -12.5669 | 2953.0473 | 22088.7935 |  | 0
1978-03-20 | 0 | 0 | 0 | 0 | -12.5669 | -12.5669 | 2940.4804 | 21994.7934 |  | 0
1978-03-21 | 0 | 0 | 0 | 0 | -12.5669 | -12.5669 | 2927.9135 | 21900.7933 |  | 0
1978-03-22 | 0.0025 | 6.9 | 4.0107 | 4.0107 | -9.6776 | -9.6776 | 2918.236 | 21828.4052 |  | 0
1978-03-23 | 0.074167 | 204.7 | 4.0107 | 4.0107 | 188.1224 | 188.1224 | 3106.3584 | 23235.5611 |  | 0
1978-03-24 | 0 | 0 | 0 | 0 | -12.5669 | -12.5669 | 3093.7916 | 23141.5609 |  | 0
1978-03-25 | 0 | 0 | 0 | 0 | -12.5669 | -12.5669 | 3081.2247 | 23047.5608 |  | 0
1978-03-26 | 0 | 0 | 0 | 0 | -12.5669 | -12.5669 | 3068.6578 | 22953.5607 |  | 0
1978-03-27 | 0 | 0 | 0 | 0 | -12.5669 | -12.5669 | 3056.091 | 22859.5606 |  | 0
1978-03-28 | 0 | 0 | 0 | 0 | -12.5669 | -12.5669 | 3043.5241 | 22765.5605 |  | 0
1978-03-29 | 0 | 0 | 0 | 0 | -12.5669 | -12.5669 | 3030.9573 | 22671.5604 |  | 0
1978-03-30 | 0 | 0 | 0 | 0 | -12.5669 | -12.5669 | 3018.3904 | 22577.5603 |  | 0
1978-03-31 | 0 | 0 | 0 | 0 | -12.5669 | -12.5669 | 3005.8235 | 22483.5601 |  | 0
1978-04-01 | 0.0058333 | 16.1 | 4.0107 | 4.0107 | -0.47756 | -0.47756 | 3005.346 | 22479.988 |  | 0
1978-04-02 | 0 | 0 | 0 | 0 | -12.5669 | -12.5669 | 2992.7791 | 22385.9879 |  | 0
1978-04-03 | 0.0033333 | 9.2 | 4.0107 | 4.0107 | -7.3776 | -7.3776 | 2985.4016 | 22330.8038 |  | 0
1978-04-04 | 0 | 0 | 0 | 0 | -12.5669 | -12.5669 | 2972.8347 | 22236.8037 |  | 0
1978-04-05 | 0.0066667 | 18.4 | 4.0107 | 4.0107 | 1.8224 | 1.8224 | 2974.6572 | 22250.4356 |  | 0
1978-04-06 | 0 | 0 | 0 | 0 | -12.5669 | -12.5669 | 2962.0903 | 22156.4355 |  | 0
1978-04-07 | 0 | 0 | 0 | 0 | -12.5669 | -12.5669 | 2949.5234 | 22062.4354 |  | 0
1978-04-08 | 0 | 0 | 0 | 0 | -12.5669 | -12.5669 | 2936.9566 | 21968.4352 |  | 0
1978-04-09 | 0.014167 | 39.1 | 4.0107 | 4.0107 | 22.5224 | 22.5224 | 2959.479 | 22136.9031 |  | 0
1978-04-10 | 0.0125 | 34.5 | 4.0107 | 4.0107 | 17.9224 | 17.9224 | 2977.4015 | 22270.963 |  | 0
1978-04-11 | 0 | 0 | 0 | 0 | -12.5669 | -12.5669 | 2964.8346 | 22176.9629 |  | 0
1978-04-12 | 0 | 0 | 0 | 0 | -12.5669 | -12.5669 | 2952.2678 | 22082.9628 |  | 0
1978-04-13 | 0 | 0 | 0 | 0 | -12.5669 | -12.5669 | 2939.7009 | 21988.9627 |  | 0
1978-04-14 | 0 | 0 | 0 | 0 | -12.5669 | -12.5669 | 2927.134 | 21894.9626 |  | 0
1978-04-15 | 0 | 0 | 0 | 0 | -12.5669 | -12.5669 | 2914.5672 | 21800.9625 |  | 0
1978-04-16 | 0 | 0 | 0 | 0 | -12.5669 | -12.5669 | 2902.0003 | 21706.9623 |  | 0
1978-04-17 | 0 | 0 | 0 | 0 | -12.5669 | -12.5669 | 2889.4335 | 21612.9622 |  | 0
1978-04-18 | 0 | 0 | 0 | 0 | -12.5669 | -12.5669 | 2876.8666 | 21518.9621 |  | 0
1978-04-19 | 0 | 0 | 0 | 0 | -12.5669 | -12.5669 | 2864.2997 | 21424.962 |  | 0
1978-04-20 | 0 | 0 | 0 | 0 | -12.5669 | -12.5669 | 2851.7329 | 21330.9619 |  | 0
1978-04-21 | 0 | 0 | 0 | 0 | -12.5669 | -12.5669 | 2839.166 | 21236.9618 |  | 0
1978-04-22 | 0 | 0 | 0 | 0 | -12.5669 | -12.5669 | 2826.5992 | 21142.9617 |  | 0
1978-04-23 | 0 | 0 | 0 | 0 | -12.5669 | -12.5669 | 2814.0323 | 21048.9616 |  | 0
1978-04-24 | 0 | 0 | 0 | 0 | -12.5669 | -12.5669 | 2801.4654 | 20954.9614 |  | 0
1978-04-25 | 0 | 0 | 0 | 0 | -12.5669 | -12.5669 | 2788.8986 | 20860.9613 |  | 0
1978-04-26 | 0 | 0 | 0 | 0 | -12.5669 | -12.5669 | 2776.3317 | 20766.9612 |  | 0
1978-04-27 | 0 | 0 | 0 | 0 | -12.5669 | -12.5669 | 2763.7649 | 20672.9611 |  | 0
1978-04-28 | 0.0083333 | 23 | 4.0107 | 4.0107 | 6.4224 | 6.4224 | 2770.1873 | 20721.001 |  | 0
1978-04-29 | 0 | 0 | 0 | 0 | -12.5669 | -12.5669 | 2757.6204 | 20627.0009 |  | 0
1978-04-30 | 0 | 0 | 0 | 0 | -12.5669 | -12.5669 | 2745.0536 | 20533.0008 |  | 0
1978-05-01 | 0 | 0 | 0 | 0 | -12.5669 | -12.5669 | 2732.4867 | 20439.0007 |  | 0
1978-05-02 | 0.07 | 193.2 | 4.0107 | 4.0107 | 176.6224 | 176.6224 | 2909.1092 | 21760.1365 |  | 0
1978-05-03 | 0 | 0 | 0 | 0 | -12.5669 | -12.5669 | 2896.5423 | 21666.1364 |  | 0
1978-05-04 | 0.005 | 13.8 | 4.0107 | 4.0107 | -2.7776 | -2.7776 | 2893.7647 | 21645.3603 |  | 0
1978-05-05 | 0.02 | 55.2 | 4.0107 | 4.0107 | 38.6224 | 38.6224 | 2932.3872 | 21934.2562 |  | 0
1978-05-06 | 0 | 0 | 0 | 0 | -12.5669 | -12.5669 | 2919.8203 | 21840.2561 |  | 0
1978-05-07 | 0 | 0 | 0 | 0 | -12.5669 | -12.5669 | 2907.2535 | 21746.256 |  | 0
1978-05-08 | 0 | 0 | 0 | 0 | -12.5669 | -12.5669 | 2894.6866 | 21652.2559 |  | 0
1978-05-09 | 0 | 0 | 0 | 0 | -12.5669 | -12.5669 | 2882.1198 | 21558.2557 |  | 0
1978-05-10 | 0.00083333 | 2.3 | 4.0107 | 2.3 | -12.5669 | -12.5669 | 2869.5529 | 21464.2556 |  | 0
1978-05-11 | 0 | 0 | 0 | 0 | -12.5669 | -12.5669 | 2856.986 | 21370.2555 |  | 0
1978-05-12 | 0 | 0 | 0 | 0 | -12.5669 | -12.5669 | 2844.4192 | 21276.2554 |  | 0
1978-05-13 | 0 | 0 | 0 | 0 | -12.5669 | -12.5669 | 2831.8523 | 21182.2553 |  | 0
1978-05-14 | 0 | 0 | 0 | 0 | -12.5669 | -12.5669 | 2819.2855 | 21088.2552 |  | 0
1978-05-15 | 0 | 0 | 0 | 0 | -12.5669 | -12.5669 | 2806.7186 | 20994.2551 |  | 0
1978-05-16 | 0 | 0 | 0 | 0 | -12.5669 | -12.5669 | 2794.1517 | 20900.255 |  | 0
1978-05-17 | 0 | 0 | 0 | 0 | -12.5669 | -12.5669 | 2781.5849 | 20806.2548 |  | 0
1978-05-18 | 0 | 0 | 0 | 0 | -12.5669 | -12.5669 | 2769.018 | 20712.2547 |  | 0
1978-05-19 | 0 | 0 | 0 | 0 | -12.5669 | -12.5669 | 2756.4512 | 20618.2546 |  | 0
1978-05-20 | 0.0033333 | 9.2 | 4.0107 | 4.0107 | -7.3776 | -7.3776 | 2749.0736 | 20563.0705 |  | 0
1978-05-21 | 0.0325 | 89.7 | 4.0107 | 4.0107 | 73.1224 | 73.1224 | 2822.196 | 21110.0264 |  | 0
1978-05-22 | 0 | 0 | 0 | 0 | -12.5669 | -12.5669 | 2809.6292 | 21016.0263 |  | 0
1978-05-23 | 0 | 0 | 0 | 0 | -12.5669 | -12.5669 | 2797.0623 | 20922.0262 |  | 0
1978-05-24 | 0 | 0 | 0 | 0 | -12.5669 | -12.5669 | 2784.4955 | 20828.0261 |  | 0
1978-05-25 | 0 | 0 | 0 | 0 | -12.5669 | -12.5669 | 2771.9286 | 20734.0259 |  | 0
1978-05-26 | 0.0025 | 6.9 | 4.0107 | 4.0107 | -9.6776 | -9.6776 | 2762.251 | 20661.6378 |  | 0
1978-05-27 | 0.14167 | 391 | 4.0107 | 4.0107 | 374.4224 | 374.4224 | 3136.6735 | 23462.3177 |  | 0
1978-05-28 | 0.016667 | 46 | 4.0107 | 4.0107 | 29.4224 | 29.4224 | 3166.0959 | 23682.3976 |  | 0
1978-05-29 | 0 | 0 | 0 | 0 | -12.5669 | -12.5669 | 3153.5291 | 23588.3975 |  | 0
1978-05-30 | 0 | 0 | 0 | 0 | -12.5669 | -12.5669 | 3140.9622 | 23494.3974 |  | 0
1978-05-31 | 0 | 0 | 0 | 0 | -12.5669 | -12.5669 | 3128.3954 | 23400.3973 |  | 0
1978-06-01 | 0.0066667 | 18.4 | 4.0107 | 4.0107 | 1.8224 | 1.8224 | 3130.2178 | 23414.0292 |  | 0
1978-06-02 | 0.0275 | 75.9 | 4.0107 | 4.0107 | 59.3224 | 59.3224 | 3189.5402 | 23857.761 |  | 0
1978-06-03 | 0 | 0 | 0 | 0 | -12.5669 | -12.5669 | 3176.9734 | 23763.7609 |  | 0
1978-06-04 | 0 | 0 | 0 | 0 | -12.5669 | -12.5669 | 3164.4065 | 23669.7608 |  | 0
1978-06-05 | 0.078333 | 216.2 | 4.0107 | 4.0107 | 199.6224 | 199.6224 | 3364.029 | 25162.9367 |  | 0
1978-06-06 | 0.14333 | 395.6 | 4.0107 | 4.0107 | 379.0224 | 379.0224 | 3743.0514 | 27998.0246 |  | 0
1978-06-07 | 0.0025 | 6.9 | 4.0107 | 4.0107 | -9.6776 | -9.6776 | 3733.3739 | 27925.6365 |  | 0
1978-06-08 | 0 | 0 | 0 | 0 | -12.5669 | -12.5669 | 3720.807 | 27831.6364 |  | 0
1978-06-09 | 0 | 0 | 0 | 0 | -12.5669 | -12.5669 | 3708.2401 | 27737.6363 |  | 0
1978-06-10 | 0 | 0 | 0 | 0 | -12.5669 | -12.5669 | 3695.6733 | 27643.6361 |  | 0
1978-06-11 | 0 | 0 | 0 | 0 | -12.5669 | -12.5669 | 3683.1064 | 27549.636 |  | 0
1978-06-12 | 0 | 0 | 0 | 0 | -12.5669 | -12.5669 | 3670.5396 | 27455.6359 |  | 0
1978-06-13 | 0 | 0 | 0 | 0 | -12.5669 | -12.5669 | 3657.9727 | 27361.6358 |  | 0
1978-06-14 | 0 | 0 | 0 | 0 | -12.5669 | -12.5669 | 3645.4058 | 27267.6357 |  | 0
1978-06-15 | 0 | 0 | 0 | 0 | -12.5669 | -12.5669 | 3632.839 | 27173.6356 |  | 0
1978-06-16 | 0 | 0 | 0 | 0 | -12.5669 | -12.5669 | 3620.2721 | 27079.6355 |  | 0
1978-06-17 | 0 | 0 | 0 | 0 | -12.5669 | -12.5669 | 3607.7053 | 26985.6353 |  | 0
1978-06-18 | 0 | 0 | 0 | 0 | -12.5669 | -12.5669 | 3595.1384 | 26891.6352 |  | 0
1978-06-19 | 0 | 0 | 0 | 0 | -12.5669 | -12.5669 | 3582.5715 | 26797.6351 |  | 0
1978-06-20 | 0 | 0 | 0 | 0 | -12.5669 | -12.5669 | 3570.0047 | 26703.635 |  | 0
1978-06-21 | 0 | 0 | 0 | 0 | -12.5669 | -12.5669 | 3557.4378 | 26609.6349 |  | 0
1978-06-22 | 0 | 0 | 0 | 0 | -12.5669 | -12.5669 | 3544.871 | 26515.6348 |  | 0
1978-06-23 | 0 | 0 | 0 | 0 | -12.5669 | -12.5669 | 3532.3041 | 26421.6347 |  | 0
1978-06-24 | 0 | 0 | 0 | 0 | -12.5669 | -12.5669 | 3519.7372 | 26327.6346 |  | 0
1978-06-25 | 0 | 0 | 0 | 0 | -12.5669 | -12.5669 | 3507.1704 | 26233.6344 |  | 0
1978-06-26 | 0 | 0 | 0 | 0 | -12.5669 | -12.5669 | 3494.6035 | 26139.6343 |  | 0
1978-06-27 | 0 | 0 | 0 | 0 | -12.5669 | -12.5669 | 3482.0367 | 26045.6342 |  | 0
1978-06-28 | 0 | 0 | 0 | 0 | -12.5669 | -12.5669 | 3469.4698 | 25951.6341 |  | 0
1978-06-29 | 0 | 0 | 0 | 0 | -12.5669 | -12.5669 | 3456.9029 | 25857.634 |  | 0
1978-06-30 | 0 | 0 | 0 | 0 | -12.5669 | -12.5669 | 3444.3361 | 25763.6339 |  | 0
1978-07-01 | 0.0083333 | 23 | 4.0107 | 4.0107 | 6.4224 | 6.4224 | 3450.7585 | 25811.6738 |  | 0
1978-07-02 | 0 | 0 | 0 | 0 | -12.5669 | -12.5669 | 3438.1917 | 25717.6737 |  | 0
1978-07-03 | 0 | 0 | 0 | 0 | -12.5669 | -12.5669 | 3425.6248 | 25623.6735 |  | 0
1978-07-04 | 0.0083333 | 23 | 4.0107 | 4.0107 | 6.4224 | 6.4224 | 3432.0473 | 25671.7134 |  | 0
1978-07-05 | 0 | 0 | 0 | 0 | -12.5669 | -12.5669 | 3419.4804 | 25577.7133 |  | 0
1978-07-06 | 0 | 0 | 0 | 0 | -12.5669 | -12.5669 | 3406.9135 | 25483.7132 |  | 0
1978-07-07 | 0 | 0 | 0 | 0 | -12.5669 | -12.5669 | 3394.3467 | 25389.7131 |  | 0
1978-07-08 | 0 | 0 | 0 | 0 | -12.5669 | -12.5669 | 3381.7798 | 25295.713 |  | 0
1978-07-09 | 0 | 0 | 0 | 0 | -12.5669 | -12.5669 | 3369.213 | 25201.7129 |  | 0
1978-07-10 | 0 | 0 | 0 | 0 | -12.5669 | -12.5669 | 3356.6461 | 25107.7128 |  | 0
1978-07-11 | 0 | 0 | 0 | 0 | -12.5669 | -12.5669 | 3344.0792 | 25013.7126 |  | 0
1978-07-12 | 0 | 0 | 0 | 0 | -12.5669 | -12.5669 | 3331.5124 | 24919.7125 |  | 0
1978-07-13 | 0 | 0 | 0 | 0 | -12.5669 | -12.5669 | 3318.9455 | 24825.7124 |  | 0
1978-07-14 | 0 | 0 | 0 | 0 | -12.5669 | -12.5669 | 3306.3787 | 24731.7123 |  | 0
1978-07-15 | 0 | 0 | 0 | 0 | -12.5669 | -12.5669 | 3293.8118 | 24637.7122 |  | 0
1978-07-16 | 0 | 0 | 0 | 0 | -12.5669 | -12.5669 | 3281.2449 | 24543.7121 |  | 0
1978-07-17 | 0 | 0 | 0 | 0 | -12.5669 | -12.5669 | 3268.6781 | 24449.712 |  | 0
1978-07-18 | 0 | 0 | 0 | 0 | -12.5669 | -12.5669 | 3256.1112 | 24355.7119 |  | 0
1978-07-19 | 0 | 0 | 0 | 0 | -12.5669 | -12.5669 | 3243.5444 | 24261.7117 |  | 0
1978-07-20 | 0 | 0 | 0 | 0 | -12.5669 | -12.5669 | 3230.9775 | 24167.7116 |  | 0
1978-07-21 | 0 | 0 | 0 | 0 | -12.5669 | -12.5669 | 3218.4106 | 24073.7115 |  | 0
1978-07-22 | 0.005 | 13.8 | 4.0107 | 4.0107 | -2.7776 | -2.7776 | 3215.6331 | 24052.9354 |  | 0
1978-07-23 | 0.00083333 | 2.3 | 4.0107 | 2.3 | -12.5669 | -12.5669 | 3203.0662 | 23958.9353 |  | 0
1978-07-24 | 0 | 0 | 0 | 0 | -12.5669 | -12.5669 | 3190.4994 | 23864.9352 |  | 0
1978-07-25 | 0 | 0 | 0 | 0 | -12.5669 | -12.5669 | 3177.9325 | 23770.9351 |  | 0
1978-07-26 | 0 | 0 | 0 | 0 | -12.5669 | -12.5669 | 3165.3656 | 23676.935 |  | 0
1978-07-27 | 0 | 0 | 0 | 0 | -12.5669 | -12.5669 | 3152.7988 | 23582.9348 |  | 0
1978-07-28 | 0 | 0 | 0 | 0 | -12.5669 | -12.5669 | 3140.2319 | 23488.9347 |  | 0
1978-07-29 | 0 | 0 | 0 | 0 | -12.5669 | -12.5669 | 3127.6651 | 23394.9346 |  | 0
1978-07-30 | 0 | 0 | 0 | 0 | -12.5669 | -12.5669 | 3115.0982 | 23300.9345 |  | 0
1978-07-31 | 0 | 0 | 0 | 0 | -12.5669 | -12.5669 | 3102.5313 | 23206.9344 |  | 0
1978-08-01 | 0 | 0 | 0 | 0 | -12.5669 | -12.5669 | 3089.9645 | 23112.9343 |  | 0
1978-08-02 | 0 | 0 | 0 | 0 | -12.5669 | -12.5669 | 3077.3976 | 23018.9342 |  | 0
1978-08-03 | 0.028333 | 78.2 | 4.0107 | 4.0107 | 61.6224 | 61.6224 | 3139.0201 | 23479.87 |  | 0
1978-08-04 | 0.16833 | 464.6 | 4.0107 | 4.0107 | 448.0224 | 448.0224 | 3587.0425 | 26831.0779 |  | 0
1978-08-05 | 0.00083333 | 2.3 | 4.0107 | 2.3 | -12.5669 | -12.5669 | 3574.4756 | 26737.0778 |  | 0
1978-08-06 | 0 | 0 | 0 | 0 | -12.5669 | -12.5669 | 3561.9088 | 26643.0777 |  | 0
1978-08-07 | 0 | 0 | 0 | 0 | -12.5669 | -12.5669 | 3549.3419 | 26549.0776 |  | 0
1978-08-08 | 0 | 0 | 0 | 0 | -12.5669 | -12.5669 | 3536.7751 | 26455.0775 |  | 0
1978-08-09 | 0 | 0 | 0 | 0 | -12.5669 | -12.5669 | 3524.2082 | 26361.0774 |  | 0
1978-08-10 | 0 | 0 | 0 | 0 | -12.5669 | -12.5669 | 3511.6413 | 26267.0773 |  | 0
1978-08-11 | 0 | 0 | 0 | 0 | -12.5669 | -12.5669 | 3499.0745 | 26173.0771 |  | 0
1978-08-12 | 0 | 0 | 0 | 0 | -12.5669 | -12.5669 | 3486.5076 | 26079.077 |  | 0
1978-08-13 | 0 | 0 | 0 | 0 | -12.5669 | -12.5669 | 3473.9408 | 25985.0769 |  | 0
1978-08-14 | 0 | 0 | 0 | 0 | -12.5669 | -12.5669 | 3461.3739 | 25891.0768 |  | 0
1978-08-15 | 0.098333 | 271.4 | 4.0107 | 4.0107 | 254.8224 | 254.8224 | 3716.1963 | 27797.1487 |  | 0
1978-08-16 | 0.0016667 | 4.6 | 4.0107 | 4.0107 | -11.9776 | -11.9776 | 3704.2188 | 27707.5566 |  | 0
1978-08-17 | 0 | 0 | 0 | 0 | -12.5669 | -12.5669 | 3691.6519 | 27613.5565 |  | 0
1978-08-18 | 0 | 0 | 0 | 0 | -12.5669 | -12.5669 | 3679.0851 | 27519.5564 |  | 0
1978-08-19 | 0.049167 | 135.7 | 4.0107 | 4.0107 | 119.1224 | 119.1224 | 3798.2075 | 28410.5922 |  | 0
1978-08-20 | 0 | 0 | 0 | 0 | -12.5669 | -12.5669 | 3785.6407 | 28316.5921 |  | 0
1978-08-21 | 0 | 0 | 0 | 0 | -12.5669 | -12.5669 | 3773.0738 | 28222.592 |  | 0
1978-08-22 | 0 | 0 | 0 | 0 | -12.5669 | -12.5669 | 3760.5069 | 28128.5919 |  | 0
1978-08-23 | 0 | 0 | 0 | 0 | -12.5669 | -12.5669 | 3747.9401 | 28034.5918 |  | 0
1978-08-24 | 0 | 0 | 0 | 0 | -12.5669 | -12.5669 | 3735.3732 | 27940.5917 |  | 0
1978-08-25 | 0 | 0 | 0 | 0 | -12.5669 | -12.5669 | 3722.8064 | 27846.5916 |  | 0
1978-08-26 | 0 | 0 | 0 | 0 | -12.5669 | -12.5669 | 3710.2395 | 27752.5915 |  | 0
1978-08-27 | 0 | 0 | 0 | 0 | -12.5669 | -12.5669 | 3697.6726 | 27658.5913 |  | 0
1978-08-28 | 0 | 0 | 0 | 0 | -12.5669 | -12.5669 | 3685.1058 | 27564.5912 |  | 0
1978-08-29 | 0 | 0 | 0 | 0 | -12.5669 | -12.5669 | 3672.5389 | 27470.5911 |  | 0
1978-08-30 | 0 | 0 | 0 | 0 | -12.5669 | -12.5669 | 3659.9721 | 27376.591 |  | 0
1978-08-31 | 0 | 0 | 0 | 0 | -12.5669 | -12.5669 | 3647.4052 | 27282.5909 |  | 0
1978-09-01 | 0.021667 | 59.8 | 4.0107 | 4.0107 | 43.2224 | 43.2224 | 3690.6276 | 27605.8948 |  | 0
1978-09-02 | 0.00083333 | 2.3 | 4.0107 | 2.3 | -12.5669 | -12.5669 | 3678.0608 | 27511.8947 |  | 0
1978-09-03 | 0 | 0 | 0 | 0 | -12.5669 | -12.5669 | 3665.4939 | 27417.8946 |  | 0
1978-09-04 | 0 | 0 | 0 | 0 | -12.5669 | -12.5669 | 3652.9271 | 27323.8944 |  | 0
1978-09-05 | 0 | 0 | 0 | 0 | -12.5669 | -12.5669 | 3640.3602 | 27229.8943 |  | 0
1978-09-06 | 0 | 0 | 0 | 0 | -12.5669 | -12.5669 | 3627.7933 | 27135.8942 |  | 0
1978-09-07 | 0 | 0 | 0 | 0 | -12.5669 | -12.5669 | 3615.2265 | 27041.8941 |  | 0
1978-09-08 | 0.0125 | 34.5 | 4.0107 | 4.0107 | 17.9224 | 17.9224 | 3633.1489 | 27175.954 |  | 0
1978-09-09 | 0 | 0 | 0 | 0 | -12.5669 | -12.5669 | 3620.5821 | 27081.9539 |  | 0
1978-09-10 | 0 | 0 | 0 | 0 | -12.5669 | -12.5669 | 3608.0152 | 26987.9538 |  | 0
1978-09-11 | 0.0016667 | 4.6 | 4.0107 | 4.0107 | -11.9776 | -11.9776 | 3596.0377 | 26898.3616 |  | 0
1978-09-12 | 0 | 0 | 0 | 0 | -12.5669 | -12.5669 | 3583.4708 | 26804.3615 |  | 0
1978-09-13 | 0 | 0 | 0 | 0 | -12.5669 | -12.5669 | 3570.9039 | 26710.3614 |  | 0
1978-09-14 | 0 | 0 | 0 | 0 | -12.5669 | -12.5669 | 3558.3371 | 26616.3613 |  | 0
1978-09-15 | 0 | 0 | 0 | 0 | -12.5669 | -12.5669 | 3545.7702 | 26522.3612 |  | 0
1978-09-16 | 0 | 0 | 0 | 0 | -12.5669 | -12.5669 | 3533.2034 | 26428.3611 |  | 0
1978-09-17 | 0 | 0 | 0 | 0 | -12.5669 | -12.5669 | 3520.6365 | 26334.361 |  | 0
1978-09-18 | 0 | 0 | 0 | 0 | -12.5669 | -12.5669 | 3508.0696 | 26240.3609 |  | 0
1978-09-19 | 0 | 0 | 0 | 0 | -12.5669 | -12.5669 | 3495.5028 | 26146.3607 |  | 0
1978-09-20 | 0 | 0 | 0 | 0 | -12.5669 | -12.5669 | 3482.9359 | 26052.3606 |  | 0
1978-09-21 | 0.0058333 | 16.1 | 4.0107 | 4.0107 | -0.47756 | -0.47756 | 3482.4584 | 26048.7885 |  | 0
1978-09-22 | 0.01 | 27.6 | 4.0107 | 4.0107 | 11.0224 | 11.0224 | 3493.4808 | 26131.2364 |  | 0
1978-09-23 | 0 | 0 | 0 | 0 | -12.5669 | -12.5669 | 3480.9139 | 26037.2363 |  | 0
1978-09-24 | 0 | 0 | 0 | 0 | -12.5669 | -12.5669 | 3468.3471 | 25943.2362 |  | 0
1978-09-25 | 0.11667 | 322 | 4.0107 | 4.0107 | 305.4224 | 305.4224 | 3773.7695 | 28227.7961 |  | 0
1978-09-26 | 0.010833 | 29.9 | 4.0107 | 4.0107 | 13.3224 | 13.3224 | 3787.092 | 28327.448 |  | 0
1978-09-27 | 0 | 0 | 0 | 0 | -12.5669 | -12.5669 | 3774.5251 | 28233.4478 |  | 0
1978-09-28 | 0 | 0 | 0 | 0 | -12.5669 | -12.5669 | 3761.9583 | 28139.4477 |  | 0
1978-09-29 | 0 | 0 | 0 | 0 | -12.5669 | -12.5669 | 3749.3914 | 28045.4476 |  | 0
1978-09-30 | 0 | 0 | 0 | 0 | -12.5669 | -12.5669 | 3736.8245 | 27951.4475 |  | 0
1978-10-01 | 0 | 0 | 0 | 0 | -12.5669 | -12.5669 | 3724.2577 | 27857.4474 |  | 0
1978-10-02 | 0 | 0 | 0 | 0 | -12.5669 | -12.5669 | 3711.6908 | 27763.4473 |  | 0
1978-10-03 | 0 | 0 | 0 | 0 | -12.5669 | -12.5669 | 3699.124 | 27669.4472 |  | 0
1978-10-04 | 0 | 0 | 0 | 0 | -12.5669 | -12.5669 | 3686.5571 | 27575.4471 |  | 0
1978-10-05 | 0.0066667 | 18.4 | 4.0107 | 4.0107 | 1.8224 | 1.8224 | 3688.3795 | 27589.0789 |  | 0
1978-10-06 | 0 | 0 | 0 | 0 | -12.5669 | -12.5669 | 3675.8127 | 27495.0788 |  | 0
1978-10-07 | 0 | 0 | 0 | 0 | -12.5669 | -12.5669 | 3663.2458 | 27401.0787 |  | 0
1978-10-08 | 0 | 0 | 0 | 0 | -12.5669 | -12.5669 | 3650.679 | 27307.0786 |  | 0
1978-10-09 | 0 | 0 | 0 | 0 | -12.5669 | -12.5669 | 3638.1121 | 27213.0785 |  | 0
1978-10-10 | 0 | 0 | 0 | 0 | -12.5669 | -12.5669 | 3625.5452 | 27119.0784 |  | 0
1978-10-11 | 0 | 0 | 0 | 0 | -12.5669 | -12.5669 | 3612.9784 | 27025.0783 |  | 0
1978-10-12 | 0 | 0 | 0 | 0 | -12.5669 | -12.5669 | 3600.4115 | 26931.0782 |  | 0
1978-10-13 | 0 | 0 | 0 | 0 | -12.5669 | -12.5669 | 3587.8447 | 26837.078 |  | 0
1978-10-14 | 0 | 0 | 0 | 0 | -12.5669 | -12.5669 | 3575.2778 | 26743.0779 |  | 0
1978-10-15 | 0 | 0 | 0 | 0 | -12.5669 | -12.5669 | 3562.7109 | 26649.0778 |  | 0
1978-10-16 | 0 | 0 | 0 | 0 | -12.5669 | -12.5669 | 3550.1441 | 26555.0777 |  | 0
1978-10-17 | 0 | 0 | 0 | 0 | -12.5669 | -12.5669 | 3537.5772 | 26461.0776 |  | 0
1978-10-18 | 0 | 0 | 0 | 0 | -12.5669 | -12.5669 | 3525.0104 | 26367.0775 |  | 0
1978-10-19 | 0 | 0 | 0 | 0 | -12.5669 | -12.5669 | 3512.4435 | 26273.0774 |  | 0
1978-10-20 | 0 | 0 | 0 | 0 | -12.5669 | -12.5669 | 3499.8766 | 26179.0772 |  | 0
1978-10-21 | 0 | 0 | 0 | 0 | -12.5669 | -12.5669 | 3487.3098 | 26085.0771 |  | 0
1978-10-22 | 0.0275 | 75.9 | 4.0107 | 4.0107 | 59.3224 | 59.3224 | 3546.6322 | 26528.809 |  | 0
1978-10-23 | 0.046667 | 128.8 | 4.0107 | 4.0107 | 112.2224 | 112.2224 | 3658.8547 | 27368.2329 |  | 0
1978-10-24 | 0.0083333 | 23 | 4.0107 | 4.0107 | 6.4224 | 6.4224 | 3665.2771 | 27416.2728 |  | 0
1978-10-25 | 0 | 0 | 0 | 0 | -12.5669 | -12.5669 | 3652.7103 | 27322.2727 |  | 0
1978-10-26 | 0 | 0 | 0 | 0 | -12.5669 | -12.5669 | 3640.1434 | 27228.2726 |  | 0
1978-10-27 | 0 | 0 | 0 | 0 | -12.5669 | -12.5669 | 3627.5765 | 27134.2725 |  | 0
1978-10-28 | 0 | 0 | 0 | 0 | -12.5669 | -12.5669 | 3615.0097 | 27040.2723 |  | 0
1978-10-29 | 0 | 0 | 0 | 0 | -12.5669 | -12.5669 | 3602.4428 | 26946.2722 |  | 0
1978-10-30 | 0 | 0 | 0 | 0 | -12.5669 | -12.5669 | 3589.876 | 26852.2721 |  | 0
1978-10-31 | 0 | 0 | 0 | 0 | -12.5669 | -12.5669 | 3577.3091 | 26758.272 |  | 0
1978-11-01 | 0 | 0 | 0 | 0 | -12.5669 | -12.5669 | 3564.7422 | 26664.2719 |  | 0
1978-11-02 | 0 | 0 | 0 | 0 | -12.5669 | -12.5669 | 3552.1754 | 26570.2718 |  | 0
1978-11-03 | 0 | 0 | 0 | 0 | -12.5669 | -12.5669 | 3539.6085 | 26476.2717 |  | 0
1978-11-04 | 0 | 0 | 0 | 0 | -12.5669 | -12.5669 | 3527.0417 | 26382.2716 |  | 0
1978-11-05 | 0.0041667 | 11.5 | 4.0107 | 4.0107 | -5.0776 | -5.0776 | 3521.9641 | 26344.2914 |  | 0
1978-11-06 | 0.035833 | 98.9 | 4.0107 | 4.0107 | 82.3224 | 82.3224 | 3604.2865 | 26960.0633 |  | 0
1978-11-07 | 0 | 0 | 0 | 0 | -12.5669 | -12.5669 | 3591.7197 | 26866.0632 |  | 0
1978-11-08 | 0 | 0 | 0 | 0 | -12.5669 | -12.5669 | 3579.1528 | 26772.0631 |  | 0
1978-11-09 | 0 | 0 | 0 | 0 | -12.5669 | -12.5669 | 3566.586 | 26678.063 |  | 0
1978-11-10 | 0 | 0 | 0 | 0 | -12.5669 | -12.5669 | 3554.0191 | 26584.0629 |  | 0
1978-11-11 | 0 | 0 | 0 | 0 | -12.5669 | -12.5669 | 3541.4522 | 26490.0628 |  | 0
1978-11-12 | 0 | 0 | 0 | 0 | -12.5669 | -12.5669 | 3528.8854 | 26396.0627 |  | 0
1978-11-13 | 0.0016667 | 4.6 | 4.0107 | 4.0107 | -11.9776 | -11.9776 | 3516.9078 | 26306.4705 |  | 0
1978-11-14 | 0.0025 | 6.9 | 4.0107 | 4.0107 | -9.6776 | -9.6776 | 3507.2303 | 26234.0824 |  | 0
1978-11-15 | 0.0475 | 131.1 | 4.0107 | 4.0107 | 114.5224 | 114.5224 | 3621.7527 | 27090.7103 |  | 0
1978-11-16 | 0.033333 | 92 | 4.0107 | 4.0107 | 75.4224 | 75.4224 | 3697.1752 | 27654.8702 |  | 0
1978-11-17 | 0 | 0 | 0 | 0 | -12.5669 | -12.5669 | 3684.6083 | 27560.8701 |  | 0
1978-11-18 | 0 | 0 | 0 | 0 | -12.5669 | -12.5669 | 3672.0414 | 27466.87 |  | 0
1978-11-19 | 0.00083333 | 2.3 | 4.0107 | 2.3 | -12.5669 | -12.5669 | 3659.4746 | 27372.8699 |  | 0
1978-11-20 | 0.005 | 13.8 | 4.0107 | 4.0107 | -2.7776 | -2.7776 | 3656.697 | 27352.0938 |  | 0
1978-11-21 | 0 | 0 | 0 | 0 | -12.5669 | -12.5669 | 3644.1302 | 27258.0936 |  | 0
1978-11-22 | 0.00083333 | 2.3 | 4.0107 | 2.3 | -12.5669 | -12.5669 | 3631.5633 | 27164.0935 |  | 0
1978-11-23 | 0 | 0 | 0 | 0 | -12.5669 | -12.5669 | 3618.9964 | 27070.0934 |  | 0
1978-11-24 | 0 | 0 | 0 | 0 | -12.5669 | -12.5669 | 3606.4296 | 26976.0933 |  | 0
1978-11-25 | 0.0091667 | 25.3 | 4.0107 | 4.0107 | 8.7224 | 8.7224 | 3615.152 | 27041.3372 |  | 0
1978-11-26 | 0.0375 | 103.5 | 4.0107 | 4.0107 | 86.9224 | 86.9224 | 3702.0745 | 27691.5171 |  | 0
1978-11-27 | 0 | 0 | 0 | 0 | -12.5669 | -12.5669 | 3689.5076 | 27597.517 |  | 0
1978-11-28 | 0 | 0 | 0 | 0 | -12.5669 | -12.5669 | 3676.9408 | 27503.5169 |  | 0
1978-11-29 | 0 | 0 | 0 | 0 | -12.5669 | -12.5669 | 3664.3739 | 27409.5167 |  | 0
1978-11-30 | 0 | 0 | 0 | 0 | -12.5669 | -12.5669 | 3651.807 | 27315.5166 |  | 0
1978-12-01 | 0 | 0 | 0 | 0 | -12.5669 | -12.5669 | 3639.2402 | 27221.5165 |  | 0
1978-12-02 | 0 | 0 | 0 | 0 | -12.5669 | -12.5669 | 3626.6733 | 27127.5164 |  | 0
1978-12-03 | 0 | 0 | 0 | 0 | -12.5669 | -12.5669 | 3614.1065 | 27033.5163 |  | 0
1978-12-04 | 0 | 0 | 0 | 0 | -12.5669 | -12.5669 | 3601.5396 | 26939.5162 |  | 0
1978-12-05 | 0 | 0 | 0 | 0 | -12.5669 | -12.5669 | 3588.9727 | 26845.5161 |  | 0
1978-12-06 | 0 | 0 | 0 | 0 | -12.5669 | -12.5669 | 3576.4059 | 26751.5159 |  | 0
1978-12-07 | 0.00083333 | 2.3 | 4.0107 | 2.3 | -12.5669 | -12.5669 | 3563.839 | 26657.5158 |  | 0
1978-12-08 | 0 | 0 | 0 | 0 | -12.5669 | -12.5669 | 3551.2722 | 26563.5157 |  | 0
1978-12-09 | 0 | 0 | 0 | 0 | -12.5669 | -12.5669 | 3538.7053 | 26469.5156 |  | 0
1978-12-10 | 0 | 0 | 0 | 0 | -12.5669 | -12.5669 | 3526.1384 | 26375.5155 |  | 0
1978-12-11 | 0 | 0 | 0 | 0 | -12.5669 | -12.5669 | 3513.5716 | 26281.5154 |  | 0
1978-12-12 | 0 | 0 | 0 | 0 | -12.5669 | -12.5669 | 3501.0047 | 26187.5153 |  | 0
1978-12-13 | 0 | 0 | 0 | 0 | -12.5669 | -12.5669 | 3488.4379 | 26093.5152 |  | 0
1978-12-14 | 0 | 0 | 0 | 0 | -12.5669 | -12.5669 | 3475.871 | 25999.515 |  | 0 | 1
1978-12-15 | 0 | 0 | 0 | 0 | -12.5669 | -12.5669 | 3463.3041 | 25905.5149 |  | 0
1978-12-16 | 0 | 0 | 0 | 0 | -12.5669 | -12.5669 | 3450.7373 | 25811.5148 |  | 0
1978-12-17 | 0 | 0 | 0 | 0 | -12.5669 | -12.5669 | 3438.1704 | 25717.5147 |  | 0
1978-12-18 | 0 | 0 | 0 | 0 | -12.5669 | -12.5669 | 3425.6036 | 25623.5146 |  | 0
1978-12-19 | 0 | 0 | 0 | 0 | -12.5669 | -12.5669 | 3413.0367 | 25529.5145 |  | 0
1978-12-20 | 0 | 0 | 0 | 0 | -12.5669 | -12.5669 | 3400.4698 | 25435.5144 |  | 0
1978-12-21 | 0 | 0 | 0 | 0 | -12.5669 | -12.5669 | 3387.903 | 25341.5143 |  | 0
1978-12-22 | 0 | 0 | 0 | 0 | -12.5669 | -12.5669 | 3375.3361 | 25247.5141 |  | 0
1978-12-23 | 0 | 0 | 0 | 0 | -12.5669 | -12.5669 | 3362.7693 | 25153.514 |  | 0
1978-12-24 | 0 | 0 | 0 | 0 | -12.5669 | -12.5669 | 3350.2024 | 25059.5139 |  | 0
1978-12-25 | 0 | 0 | 0 | 0 | -12.5669 | -12.5669 | 3337.6355 | 24965.5138 |  | 0
1978-12-26 | 0 | 0 | 0 | 0 | -12.5669 | -12.5669 | 3325.0687 | 24871.5137 |  | 0
1978-12-27 | 0 | 0 | 0 | 0 | -12.5669 | -12.5669 | 3312.5018 | 24777.5136 |  | 0
1978-12-28 | 0 | 0 | 0 | 0 | -12.5669 | -12.5669 | 3299.935 | 24683.5135 |  | 0
1978-12-29 | 0.0016667 | 4.6 | 4.0107 | 4.0107 | -11.9776 | -11.9776 | 3287.9574 | 24593.9214 |  | 0
1978-12-30 | 0.011667 | 32.2 | 4.0107 | 4.0107 | 15.6224 | 15.6224 | 3303.5798 | 24710.7772 |  | 0
1978-12-31 | 0.04 | 110.4 | 4.0107 | 4.0107 | 93.8224 | 93.8224 | 3397.4023 | 25412.5691 |  | 0
1979-01-01 | 0 | 0 | 0 | 0 | -12.5669 | -12.5669 | 3384.8354 | 25318.569 |  | 0
1979-01-02 | 0 | 0 | 0 | 0 | -12.5669 | -12.5669 | 3372.2686 | 25224.5689 |  | 0
1979-01-03 | 0 | 0 | 0 | 0 | -12.5669 | -12.5669 | 3359.7017 | 25130.5688 |  | 0
1979-01-04 | 0 | 0 | 0 | 0 | -12.5669 | -12.5669 | 3347.1348 | 25036.5687 |  | 0
1979-01-05 | 0 | 0 | 0 | 0 | -12.5669 | -12.5669 | 3334.568 | 24942.5686 |  | 0
1979-01-06 | 0.0025 | 6.9 | 4.0107 | 4.0107 | -9.6776 | -9.6776 | 3324.8904 | 24870.1805 |  | 0
1979-01-07 | 0 | 0 | 0 | 0 | -12.5669 | -12.5669 | 3312.3236 | 24776.1803 |  | 0
1979-01-08 | 0 | 0 | 0 | 0 | -12.5669 | -12.5669 | 3299.7567 | 24682.1802 |  | 0
1979-01-09 | 0 | 0 | 0 | 0 | -12.5669 | -12.5669 | 3287.1899 | 24588.1801 |  | 0
1979-01-10 | 0.048333 | 133.4 | 4.0107 | 4.0107 | 116.8224 | 116.8224 | 3404.0123 | 25462.012 |  | 0
1979-01-11 | 0 | 0 | 0 | 0 | -12.5669 | -12.5669 | 3391.4454 | 25368.0119 |  | 0
1979-01-12 | 0 | 0 | 0 | 0 | -12.5669 | -12.5669 | 3378.8786 | 25274.0118 |  | 0
1979-01-13 | 0 | 0 | 0 | 0 | -12.5669 | -12.5669 | 3366.3117 | 25180.0117 |  | 0
1979-01-14 | 0 | 0 | 0 | 0 | -12.5669 | -12.5669 | 3353.7449 | 25086.0115 |  | 0
1979-01-15 | 0 | 0 | 0 | 0 | -12.5669 | -12.5669 | 3341.178 | 24992.0114 |  | 0
1979-01-16 | 0 | 0 | 0 | 0 | -12.5669 | -12.5669 | 3328.6111 | 24898.0113 |  | 0
1979-01-17 | 0 | 0 | 0 | 0 | -12.5669 | -12.5669 | 3316.0443 | 24804.0112 |  | 0
1979-01-18 | 0.030833 | 85.1 | 4.0107 | 4.0107 | 68.5224 | 68.5224 | 3384.5667 | 25316.5591 |  | 0
1979-01-19 | 0.0225 | 62.1 | 4.0107 | 4.0107 | 45.5224 | 45.5224 | 3430.0892 | 25657.067 |  | 0
1979-01-20 | 0.0083333 | 23 | 4.0107 | 4.0107 | 6.4224 | 6.4224 | 3436.5116 | 25705.1069 |  | 0
1979-01-21 | 0 | 0 | 0 | 0 | -12.5669 | -12.5669 | 3423.9448 | 25611.1068 |  | 0
1979-01-22 | 0 | 0 | 0 | 0 | -12.5669 | -12.5669 | 3411.3779 | 25517.1066 |  | 0
1979-01-23 | 0.0016667 | 4.6 | 4.0107 | 4.0107 | -11.9776 | -11.9776 | 3399.4003 | 25427.5145 |  | 0
1979-01-24 | 0 | 0 | 0 | 0 | -12.5669 | -12.5669 | 3386.8335 | 25333.5144 |  | 0
1979-01-25 | 0.035 | 96.6 | 4.0107 | 4.0107 | 80.0224 | 80.0224 | 3466.8559 | 25932.0823 |  | 0
1979-01-26 | 0.0066667 | 18.4 | 4.0107 | 4.0107 | 1.8224 | 1.8224 | 3468.6784 | 25945.7142 |  | 0
1979-01-27 | 0 | 0 | 0 | 0 | -12.5669 | -12.5669 | 3456.1115 | 25851.7141 |  | 0
1979-01-28 | 0 | 0 | 0 | 0 | -12.5669 | -12.5669 | 3443.5446 | 25757.714 |  | 0
1979-01-29 | 0.014167 | 39.1 | 4.0107 | 4.0107 | 22.5224 | 22.5224 | 3466.0671 | 25926.1819 |  | 0
1979-01-30 | 0 | 0 | 0 | 0 | -12.5669 | -12.5669 | 3453.5002 | 25832.1817 |  | 0
1979-01-31 | 0 | 0 | 0 | 0 | -12.5669 | -12.5669 | 3440.9334 | 25738.1816 |  | 0
1979-02-01 | 0 | 0 | 0 | 0 | -12.5669 | -12.5669 | 3428.3665 | 25644.1815 |  | 0
1979-02-02 | 0 | 0 | 0 | 0 | -12.5669 | -12.5669 | 3415.7997 | 25550.1814 |  | 0
1979-02-03 | 0 | 0 | 0 | 0 | -12.5669 | -12.5669 | 3403.2328 | 25456.1813 |  | 0
1979-02-04 | 0 | 0 | 0 | 0 | -12.5669 | -12.5669 | 3390.6659 | 25362.1812 |  | 0
1979-02-05 | 0.01 | 27.6 | 4.0107 | 4.0107 | 11.0224 | 11.0224 | 3401.6884 | 25444.6291 |  | 0
1979-02-06 | 0.0125 | 34.5 | 4.0107 | 4.0107 | 17.9224 | 17.9224 | 3419.6108 | 25578.689 |  | 0
1979-02-07 | 0 | 0 | 0 | 0 | -12.5669 | -12.5669 | 3407.044 | 25484.6888 |  | 0
1979-02-08 | 0 | 0 | 0 | 0 | -12.5669 | -12.5669 | 3394.4771 | 25390.6887 |  | 0
1979-02-09 | 0 | 0 | 0 | 0 | -12.5669 | -12.5669 | 3381.9102 | 25296.6886 |  | 0
1979-02-10 | 0 | 0 | 0 | 0 | -12.5669 | -12.5669 | 3369.3434 | 25202.6885 |  | 0
1979-02-11 | 0 | 0 | 0 | 0 | -12.5669 | -12.5669 | 3356.7765 | 25108.6884 |  | 0
1979-02-12 | 0 | 0 | 0 | 0 | -12.5669 | -12.5669 | 3344.2097 | 25014.6883 |  | 0
1979-02-13 | 0 | 0 | 0 | 0 | -12.5669 | -12.5669 | 3331.6428 | 24920.6882 |  | 0
1979-02-14 | 0.00083333 | 2.3 | 4.0107 | 2.3 | -12.5669 | -12.5669 | 3319.0759 | 24826.6881 |  | 0
1979-02-15 | 0 | 0 | 0 | 0 | -12.5669 | -12.5669 | 3306.5091 | 24732.6879 |  | 0
1979-02-16 | 0 | 0 | 0 | 0 | -12.5669 | -12.5669 | 3293.9422 | 24638.6878 |  | 0
1979-02-17 | 0.00083333 | 2.3 | 4.0107 | 2.3 | -12.5669 | -12.5669 | 3281.3754 | 24544.6877 |  | 0
1979-02-18 | 0 | 0 | 0 | 0 | -12.5669 | -12.5669 | 3268.8085 | 24450.6876 |  | 0
1979-02-19 | 0 | 0 | 0 | 0 | -12.5669 | -12.5669 | 3256.2416 | 24356.6875 |  | 0
1979-02-20 | 0 | 0 | 0 | 0 | -12.5669 | -12.5669 | 3243.6748 | 24262.6874 |  | 0
1979-02-21 | 0 | 0 | 0 | 0 | -12.5669 | -12.5669 | 3231.1079 | 24168.6873 |  | 0
1979-02-22 | 0 | 0 | 0 | 0 | -12.5669 | -12.5669 | 3218.5411 | 24074.6871 |  | 0
1979-02-23 | 0 | 0 | 0 | 0 | -12.5669 | -12.5669 | 3205.9742 | 23980.687 |  | 0
1979-02-24 | 0.035 | 96.6 | 4.0107 | 4.0107 | 80.0224 | 80.0224 | 3285.9966 | 24579.2549 |  | 0
1979-02-25 | 0 | 0 | 0 | 0 | -12.5669 | -12.5669 | 3273.4298 | 24485.2548 |  | 0
1979-02-26 | 0 | 0 | 0 | 0 | -12.5669 | -12.5669 | 3260.8629 | 24391.2547 |  | 0
1979-02-27 | 0 | 0 | 0 | 0 | -12.5669 | -12.5669 | 3248.2961 | 24297.2546 |  | 0
1979-02-28 | 0 | 0 | 0 | 0 | -12.5669 | -12.5669 | 3235.7292 | 24203.2545 |  | 0
1979-03-01 | 0 | 0 | 0 | 0 | -12.5669 | -12.5669 | 3223.1623 | 24109.2544 |  | 0
1979-03-02 | 0.0325 | 89.7 | 4.0107 | 4.0107 | 73.1224 | 73.1224 | 3296.2848 | 24656.2102 |  | 0
1979-03-03 | 0 | 0 | 0 | 0 | -12.5669 | -12.5669 | 3283.7179 | 24562.2101 |  | 0
1979-03-04 | 0 | 0 | 0 | 0 | -12.5669 | -12.5669 | 3271.1511 | 24468.21 |  | 0
1979-03-05 | 0 | 0 | 0 | 0 | -12.5669 | -12.5669 | 3258.5842 | 24374.2099 |  | 0
1979-03-06 | 0 | 0 | 0 | 0 | -12.5669 | -12.5669 | 3246.0174 | 24280.2098 |  | 0
1979-03-07 | 0 | 0 | 0 | 0 | -12.5669 | -12.5669 | 3233.4505 | 24186.2097 |  | 0
1979-03-08 | 0 | 0 | 0 | 0 | -12.5669 | -12.5669 | 3220.8836 | 24092.2096 |  | 0
1979-03-09 | 0 | 0 | 0 | 0 | -12.5669 | -12.5669 | 3208.3168 | 23998.2095 |  | 0
1979-03-10 | 0.0016667 | 4.6 | 4.0107 | 4.0107 | -11.9776 | -11.9776 | 3196.3392 | 23908.6173 |  | 0
1979-03-11 | 0 | 0 | 0 | 0 | -12.5669 | -12.5669 | 3183.7724 | 23814.6172 |  | 0
1979-03-12 | 0 | 0 | 0 | 0 | -12.5669 | -12.5669 | 3171.2055 | 23720.6171 |  | 0
1979-03-13 | 0 | 0 | 0 | 0 | -12.5669 | -12.5669 | 3158.6386 | 23626.617 |  | 0
1979-03-14 | 0.0016667 | 4.6 | 4.0107 | 4.0107 | -11.9776 | -11.9776 | 3146.6611 | 23537.0249 |  | 0
1979-03-15 | 0.084167 | 232.3 | 4.0107 | 4.0107 | 215.7224 | 215.7224 | 3362.3835 | 25150.6288 |  | 0
1979-03-16 | 0.016667 | 46 | 4.0107 | 4.0107 | 29.4224 | 29.4224 | 3391.806 | 25370.7087 |  | 0
1979-03-17 | 0.0016667 | 4.6 | 4.0107 | 4.0107 | -11.9776 | -11.9776 | 3379.8284 | 25281.1166 |  | 0
1979-03-18 | 0.0175 | 48.3 | 4.0107 | 4.0107 | 31.7224 | 31.7224 | 3411.5509 | 25518.4004 |  | 0
1979-03-19 | 0.045 | 124.2 | 4.0107 | 4.0107 | 107.6224 | 107.6224 | 3519.1733 | 26323.4163 |  | 0
1979-03-20 | 0 | 0 | 0 | 0 | -12.5669 | -12.5669 | 3506.6064 | 26229.4162 |  | 0
1979-03-21 | 0 | 0 | 0 | 0 | -12.5669 | -12.5669 | 3494.0396 | 26135.4161 |  | 0
1979-03-22 | 0.085 | 234.6 | 4.0107 | 4.0107 | 218.0224 | 218.0224 | 3712.062 | 27766.224 |  | 0
1979-03-23 | 0 | 0 | 0 | 0 | -12.5669 | -12.5669 | 3699.4952 | 27672.2239 |  | 0
1979-03-24 | 0 | 0 | 0 | 0 | -12.5669 | -12.5669 | 3686.9283 | 27578.2238 |  | 0
1979-03-25 | 0 | 0 | 0 | 0 | -12.5669 | -12.5669 | 3674.3615 | 27484.2237 |  | 0
1979-03-26 | 0 | 0 | 0 | 0 | -12.5669 | -12.5669 | 3661.7946 | 27390.2235 |  | 0
1979-03-27 | 0 | 0 | 0 | 0 | -12.5669 | -12.5669 | 3649.2277 | 27296.2234 |  | 0
1979-03-28 | 0 | 0 | 0 | 0 | -12.5669 | -12.5669 | 3636.6609 | 27202.2233 |  | 0
1979-03-29 | 0 | 0 | 0 | 0 | -12.5669 | -12.5669 | 3624.094 | 27108.2232 |  | 0
1979-03-30 | 0 | 0 | 0 | 0 | -12.5669 | -12.5669 | 3611.5272 | 27014.2231 |  | 0
1979-03-31 | 0 | 0 | 0 | 0 | -12.5669 | -12.5669 | 3598.9603 | 26920.223 |  | 0
1979-04-01 | 0 | 0 | 0 | 0 | -12.5669 | -12.5669 | 3586.3934 | 26826.2229 |  | 0
1979-04-02 | 0 | 0 | 0 | 0 | -12.5669 | -12.5669 | 3573.8266 | 26732.2228 |  | 0
1979-04-03 | 0.0033333 | 9.2 | 4.0107 | 4.0107 | -7.3776 | -7.3776 | 3566.449 | 26677.0386 |  | 0
1979-04-04 | 0 | 0 | 0 | 0 | -12.5669 | -12.5669 | 3553.8822 | 26583.0385 |  | 0
1979-04-05 | 0 | 0 | 0 | 0 | -12.5669 | -12.5669 | 3541.3153 | 26489.0384 |  | 0
1979-04-06 | 0 | 0 | 0 | 0 | -12.5669 | -12.5669 | 3528.7484 | 26395.0383 |  | 0
1979-04-07 | 0 | 0 | 0 | 0 | -12.5669 | -12.5669 | 3516.1816 | 26301.0382 |  | 0
1979-04-08 | 0 | 0 | 0 | 0 | -12.5669 | -12.5669 | 3503.6147 | 26207.0381 |  | 0
1979-04-09 | 0.0175 | 48.3 | 4.0107 | 4.0107 | 31.7224 | 31.7224 | 3535.3372 | 26444.322 |  | 0
1979-04-10 | 0.054167 | 149.5 | 4.0107 | 4.0107 | 132.9224 | 132.9224 | 3668.2596 | 27438.5818 |  | 0
1979-04-11 | 0 | 0 | 0 | 0 | -12.5669 | -12.5669 | 3655.6927 | 27344.5817 |  | 0
1979-04-12 | 0.010833 | 29.9 | 4.0107 | 4.0107 | 13.3224 | 13.3224 | 3669.0152 | 27444.2336 |  | 0
1979-04-13 | 0.0075 | 20.7 | 4.0107 | 4.0107 | 4.1224 | 4.1224 | 3673.1376 | 27475.0695 |  | 0
1979-04-14 | 0 | 0 | 0 | 0 | -12.5669 | -12.5669 | 3660.5708 | 27381.0694 |  | 0
1979-04-15 | 0 | 0 | 0 | 0 | -12.5669 | -12.5669 | 3648.0039 | 27287.0693 |  | 0
1979-04-16 | 0 | 0 | 0 | 0 | -12.5669 | -12.5669 | 3635.4371 | 27193.0692 |  | 0
1979-04-17 | 0.10667 | 294.4 | 4.0107 | 4.0107 | 277.8224 | 277.8224 | 3913.2595 | 29271.1811 |  | 0
1979-04-18 | 0 | 0 | 0 | 0 | -12.5669 | -12.5669 | 3900.6926 | 29177.1809 |  | 0
1979-04-19 | 0 | 0 | 0 | 0 | -12.5669 | -12.5669 | 3888.1258 | 29083.1808 |  | 0
1979-04-20 | 0.0083333 | 23 | 4.0107 | 4.0107 | 6.4224 | 6.4224 | 3894.5482 | 29131.2207 |  | 0
1979-04-21 | 0.0083333 | 23 | 4.0107 | 4.0107 | 6.4224 | 6.4224 | 3900.9707 | 29179.2606 |  | 0
1979-04-22 | 0 | 0 | 0 | 0 | -12.5669 | -12.5669 | 3888.4038 | 29085.2605 |  | 0
1979-04-23 | 0 | 0 | 0 | 0 | -12.5669 | -12.5669 | 3875.8369 | 28991.2604 |  | 0
1979-04-24 | 0 | 0 | 0 | 0 | -12.5669 | -12.5669 | 3863.2701 | 28897.2603 |  | 0
1979-04-25 | 0 | 0 | 0 | 0 | -12.5669 | -12.5669 | 3850.7032 | 28803.2602 |  | 0
1979-04-26 | 0 | 0 | 0 | 0 | -12.5669 | -12.5669 | 3838.1364 | 28709.26 |  | 0
1979-04-27 | 0.0075 | 20.7 | 4.0107 | 4.0107 | 4.1224 | 4.1224 | 3842.2588 | 28740.0959 |  | 0
1979-04-28 | 0.0016667 | 4.6 | 4.0107 | 4.0107 | -11.9776 | -11.9776 | 3830.2813 | 28650.5038 |  | 0
1979-04-29 | 0 | 0 | 0 | 0 | -12.5669 | -12.5669 | 3817.7144 | 28556.5037 |  | 0
1979-04-30 | 0 | 0 | 0 | 0 | -12.5669 | -12.5669 | 3805.1475 | 28462.5036 |  | 0
1979-05-01 | 0.02 | 55.2 | 4.0107 | 4.0107 | 38.6224 | 38.6224 | 3843.77 | 28751.3995 |  | 0
1979-05-02 | 0 | 0 | 0 | 0 | -12.5669 | -12.5669 | 3831.2031 | 28657.3994 |  | 0
1979-05-03 | 0.0091667 | 25.3 | 4.0107 | 4.0107 | 8.7224 | 8.7224 | 3839.9256 | 28722.6433 |  | 0
1979-05-04 | 0 | 0 | 0 | 0 | -12.5669 | -12.5669 | 3827.3587 | 28628.6431 |  | 0
1979-05-05 | 0 | 0 | 0 | 0 | -12.5669 | -12.5669 | 3814.7918 | 28534.643 |  | 0
1979-05-06 | 0 | 0 | 0 | 0 | -12.5669 | -12.5669 | 3802.225 | 28440.6429 |  | 0
1979-05-07 | 0 | 0 | 0 | 0 | -12.5669 | -12.5669 | 3789.6581 | 28346.6428 |  | 0
1979-05-08 | 0 | 0 | 0 | 0 | -12.5669 | -12.5669 | 3777.0913 | 28252.6427 |  | 0
1979-05-09 | 0 | 0 | 0 | 0 | -12.5669 | -12.5669 | 3764.5244 | 28158.6426 |  | 0
1979-05-10 | 0.0033333 | 9.2 | 4.0107 | 4.0107 | -7.3776 | -7.3776 | 3757.1469 | 28103.4585 |  | 0
1979-05-11 | 0 | 0 | 0 | 0 | -12.5669 | -12.5669 | 3744.58 | 28009.4584 |  | 0
1979-05-12 | 0 | 0 | 0 | 0 | -12.5669 | -12.5669 | 3732.0131 | 27915.4582 |  | 0
1979-05-13 | 0 | 0 | 0 | 0 | -12.5669 | -12.5669 | 3719.4463 | 27821.4581 |  | 0
1979-05-14 | 0 | 0 | 0 | 0 | -12.5669 | -12.5669 | 3706.8794 | 27727.458 |  | 0
1979-05-15 | 0 | 0 | 0 | 0 | -12.5669 | -12.5669 | 3694.3126 | 27633.4579 |  | 0
1979-05-16 | 0 | 0 | 0 | 0 | -12.5669 | -12.5669 | 3681.7457 | 27539.4578 |  | 0
1979-05-17 | 0 | 0 | 0 | 0 | -12.5669 | -12.5669 | 3669.1788 | 27445.4577 |  | 0
1979-05-18 | 0 | 0 | 0 | 0 | -12.5669 | -12.5669 | 3656.612 | 27351.4576 |  | 0
1979-05-19 | 0 | 0 | 0 | 0 | -12.5669 | -12.5669 | 3644.0451 | 27257.4574 |  | 0
1979-05-20 | 0.28417 | 784.3 | 4.0107 | 4.0107 | 767.7224 | 767.7224 | 3997.8631 | 29904.0163 |  | 401.3376
1979-05-21 | 0.07 | 193.2 | 4.0107 | 4.0107 | 176.6224 | 176.6224 | 3997.8631 | 29904.0163 |  | 164.0556
1979-05-22 | 0 | 0 | 0 | 0 | -12.5669 | -12.5669 | 3985.2963 | 29810.0162 |  | 0
1979-05-23 | 0 | 0 | 0 | 0 | -12.5669 | -12.5669 | 3972.7294 | 29716.0161 |  | 0
1979-05-24 | 0 | 0 | 0 | 0 | -12.5669 | -12.5669 | 3960.1626 | 29622.0159 |  | 0
1979-05-25 | 0 | 0 | 0 | 0 | -12.5669 | -12.5669 | 3947.5957 | 29528.0158 |  | 0
1979-05-26 | 0 | 0 | 0 | 0 | -12.5669 | -12.5669 | 3935.0288 | 29434.0157 |  | 0
1979-05-27 | 0 | 0 | 0 | 0 | -12.5669 | -12.5669 | 3922.462 | 29340.0156 |  | 0
1979-05-28 | 0 | 0 | 0 | 0 | -12.5669 | -12.5669 | 3909.8951 | 29246.0155 |  | 0
1979-05-29 | 0 | 0 | 0 | 0 | -12.5669 | -12.5669 | 3897.3283 | 29152.0154 |  | 0
1979-05-30 | 0.0041667 | 11.5 | 4.0107 | 4.0107 | -5.0776 | -5.0776 | 3892.2507 | 29114.0353 |  | 0
1979-05-31 | 0 | 0 | 0 | 0 | -12.5669 | -12.5669 | 3879.6838 | 29020.0352 |  | 0
1979-06-01 | 0.005 | 13.8 | 4.0107 | 4.0107 | -2.7776 | -2.7776 | 3876.9063 | 28999.259 |  | 0
1979-06-02 | 0.013333 | 36.8 | 4.0107 | 4.0107 | 20.2224 | 20.2224 | 3897.1287 | 29150.5229 |  | 0
1979-06-03 | 0 | 0 | 0 | 0 | -12.5669 | -12.5669 | 3884.5619 | 29056.5228 |  | 0
1979-06-04 | 0.0025 | 6.9 | 4.0107 | 4.0107 | -9.6776 | -9.6776 | 3874.8843 | 28984.1347 |  | 0
1979-06-05 | 0.41833 | 1154.6 | 4.0107 | 4.0107 | 1138.0224 | 1138.0224 | 3997.8631 | 29904.0163 |  | 1002.4768
1979-06-06 | 0.0125 | 34.5 | 4.0107 | 4.0107 | 17.9224 | 17.9224 | 3997.8631 | 29904.0163 |  | 5.3556
1979-06-07 | 0 | 0 | 0 | 0 | -12.5669 | -12.5669 | 3985.2963 | 29810.0162 |  | 0
1979-06-08 | 0.0325 | 89.7 | 4.0107 | 4.0107 | 73.1224 | 73.1224 | 3997.8631 | 29904.0163 |  | 47.9887
1979-06-09 | 0.020833 | 57.5 | 4.0107 | 4.0107 | 40.9224 | 40.9224 | 3997.8631 | 29904.0163 |  | 28.3556
1979-06-10 | 0 | 0 | 0 | 0 | -12.5669 | -12.5669 | 3985.2963 | 29810.0162 |  | 0
1979-06-11 | 0 | 0 | 0 | 0 | -12.5669 | -12.5669 | 3972.7294 | 29716.0161 |  | 0
1979-06-12 | 0 | 0 | 0 | 0 | -12.5669 | -12.5669 | 3960.1626 | 29622.0159 |  | 0
1979-06-13 | 0 | 0 | 0 | 0 | -12.5669 | -12.5669 | 3947.5957 | 29528.0158 |  | 0
1979-06-14 | 0 | 0 | 0 | 0 | -12.5669 | -12.5669 | 3935.0288 | 29434.0157 |  | 0
1979-06-15 | 0 | 0 | 0 | 0 | -12.5669 | -12.5669 | 3922.462 | 29340.0156 |  | 0
1979-06-16 | 0 | 0 | 0 | 0 | -12.5669 | -12.5669 | 3909.8951 | 29246.0155 |  | 0
1979-06-17 | 0 | 0 | 0 | 0 | -12.5669 | -12.5669 | 3897.3283 | 29152.0154 |  | 0
1979-06-18 | 0 | 0 | 0 | 0 | -12.5669 | -12.5669 | 3884.7614 | 29058.0153 |  | 0
1979-06-19 | 0 | 0 | 0 | 0 | -12.5669 | -12.5669 | 3872.1945 | 28964.0152 |  | 0
1979-06-20 | 0 | 0 | 0 | 0 | -12.5669 | -12.5669 | 3859.6277 | 28870.015 |  | 0
1979-06-21 | 0 | 0 | 0 | 0 | -12.5669 | -12.5669 | 3847.0608 | 28776.0149 |  | 0
1979-06-22 | 0 | 0 | 0 | 0 | -12.5669 | -12.5669 | 3834.494 | 28682.0148 |  | 0
1979-06-23 | 0 | 0 | 0 | 0 | -12.5669 | -12.5669 | 3821.9271 | 28588.0147 |  | 0
1979-06-24 | 0.00083333 | 2.3 | 4.0107 | 2.3 | -12.5669 | -12.5669 | 3809.3602 | 28494.0146 |  | 0
1979-06-25 | 0 | 0 | 0 | 0 | -12.5669 | -12.5669 | 3796.7934 | 28400.0145 |  | 0
1979-06-26 | 0 | 0 | 0 | 0 | -12.5669 | -12.5669 | 3784.2265 | 28306.0144 |  | 0
1979-06-27 | 0 | 0 | 0 | 0 | -12.5669 | -12.5669 | 3771.6597 | 28212.0143 |  | 0
1979-06-28 | 0 | 0 | 0 | 0 | -12.5669 | -12.5669 | 3759.0928 | 28118.0141 |  | 0
1979-06-29 | 0 | 0 | 0 | 0 | -12.5669 | -12.5669 | 3746.5259 | 28024.014 |  | 0
1979-06-30 | 0 | 0 | 0 | 0 | -12.5669 | -12.5669 | 3733.9591 | 27930.0139 |  | 0
1979-07-01 | 0 | 0 | 0 | 0 | -12.5669 | -12.5669 | 3721.3922 | 27836.0138 |  | 0
1979-07-02 | 0 | 0 | 0 | 0 | -12.5669 | -12.5669 | 3708.8254 | 27742.0137 |  | 0
1979-07-03 | 0 | 0 | 0 | 0 | -12.5669 | -12.5669 | 3696.2585 | 27648.0136 |  | 0
1979-07-04 | 0 | 0 | 0 | 0 | -12.5669 | -12.5669 | 3683.6916 | 27554.0135 |  | 0
1979-07-05 | 0.048333 | 133.4 | 4.0107 | 4.0107 | 116.8224 | 116.8224 | 3800.5141 | 28427.8454 |  | 0
1979-07-06 | 0 | 0 | 0 | 0 | -12.5669 | -12.5669 | 3787.9472 | 28333.8452 |  | 0
1979-07-07 | 0 | 0 | 0 | 0 | -12.5669 | -12.5669 | 3775.3804 | 28239.8451 |  | 0
1979-07-08 | 0 | 0 | 0 | 0 | -12.5669 | -12.5669 | 3762.8135 | 28145.845 |  | 0
1979-07-09 | 0 | 0 | 0 | 0 | -12.5669 | -12.5669 | 3750.2466 | 28051.8449 |  | 0
1979-07-10 | 0 | 0 | 0 | 0 | -12.5669 | -12.5669 | 3737.6798 | 27957.8448 |  | 0
1979-07-11 | 0 | 0 | 0 | 0 | -12.5669 | -12.5669 | 3725.1129 | 27863.8447 |  | 0
1979-07-12 | 0 | 0 | 0 | 0 | -12.5669 | -12.5669 | 3712.5461 | 27769.8446 |  | 0
1979-07-13 | 0 | 0 | 0 | 0 | -12.5669 | -12.5669 | 3699.9792 | 27675.8445 |  | 0
1979-07-14 | 0 | 0 | 0 | 0 | -12.5669 | -12.5669 | 3687.4123 | 27581.8443 |  | 0
1979-07-15 | 0.005 | 13.8 | 4.0107 | 4.0107 | -2.7776 | -2.7776 | 3684.6348 | 27561.0682 |  | 0
1979-07-16 | 0 | 0 | 0 | 0 | -12.5669 | -12.5669 | 3672.0679 | 27467.0681 |  | 0
1979-07-17 | 0.041667 | 115 | 4.0107 | 4.0107 | 98.4224 | 98.4224 | 3770.4904 | 28203.268 |  | 0
1979-07-18 | 0.021667 | 59.8 | 4.0107 | 4.0107 | 43.2224 | 43.2224 | 3813.7128 | 28526.5719 |  | 0
1979-07-19 | 0 | 0 | 0 | 0 | -12.5669 | -12.5669 | 3801.146 | 28432.5718 |  | 0
1979-07-20 | 0 | 0 | 0 | 0 | -12.5669 | -12.5669 | 3788.5791 | 28338.5717 |  | 0
1979-07-21 | 0 | 0 | 0 | 0 | -12.5669 | -12.5669 | 3776.0122 | 28244.5715 |  | 0
1979-07-22 | 0 | 0 | 0 | 0 | -12.5669 | -12.5669 | 3763.4454 | 28150.5714 |  | 0
1979-07-23 | 0 | 0 | 0 | 0 | -12.5669 | -12.5669 | 3750.8785 | 28056.5713 |  | 0
1979-07-24 | 0 | 0 | 0 | 0 | -12.5669 | -12.5669 | 3738.3117 | 27962.5712 |  | 0
1979-07-25 | 0 | 0 | 0 | 0 | -12.5669 | -12.5669 | 3725.7448 | 27868.5711 |  | 0
1979-07-26 | 0 | 0 | 0 | 0 | -12.5669 | -12.5669 | 3713.1779 | 27774.571 |  | 0
1979-07-27 | 0 | 0 | 0 | 0 | -12.5669 | -12.5669 | 3700.6111 | 27680.5709 |  | 0
1979-07-28 | 0 | 0 | 0 | 0 | -12.5669 | -12.5669 | 3688.0442 | 27586.5708 |  | 0
1979-07-29 | 0 | 0 | 0 | 0 | -12.5669 | -12.5669 | 3675.4774 | 27492.5706 |  | 0
1979-07-30 | 0 | 0 | 0 | 0 | -12.5669 | -12.5669 | 3662.9105 | 27398.5705 |  | 0
1979-07-31 | 0.028333 | 78.2 | 4.0107 | 4.0107 | 61.6224 | 61.6224 | 3724.5329 | 27859.5064 |  | 0
1979-08-01 | 0 | 0 | 0 | 0 | -12.5669 | -12.5669 | 3711.9661 | 27765.5063 |  | 0
1979-08-02 | 0 | 0 | 0 | 0 | -12.5669 | -12.5669 | 3699.3992 | 27671.5062 |  | 0
1979-08-03 | 0 | 0 | 0 | 0 | -12.5669 | -12.5669 | 3686.8324 | 27577.5061 |  | 0
1979-08-04 | 0 | 0 | 0 | 0 | -12.5669 | -12.5669 | 3674.2655 | 27483.506 |  | 0
1979-08-05 | 0 | 0 | 0 | 0 | -12.5669 | -12.5669 | 3661.6986 | 27389.5059 |  | 0
1979-08-06 | 0 | 0 | 0 | 0 | -12.5669 | -12.5669 | 3649.1318 | 27295.5057 |  | 0
1979-08-07 | 0 | 0 | 0 | 0 | -12.5669 | -12.5669 | 3636.5649 | 27201.5056 |  | 0
1979-08-08 | 0 | 0 | 0 | 0 | -12.5669 | -12.5669 | 3623.9981 | 27107.5055 |  | 0
1979-08-09 | 0 | 0 | 0 | 0 | -12.5669 | -12.5669 | 3611.4312 | 27013.5054 |  | 0
1979-08-10 | 0.005 | 13.8 | 4.0107 | 4.0107 | -2.7776 | -2.7776 | 3608.6536 | 26992.7293 |  | 0
1979-08-11 | 0 | 0 | 0 | 0 | -12.5669 | -12.5669 | 3596.0868 | 26898.7292 |  | 0
1979-08-12 | 0 | 0 | 0 | 0 | -12.5669 | -12.5669 | 3583.5199 | 26804.7291 |  | 0
1979-08-13 | 0 | 0 | 0 | 0 | -12.5669 | -12.5669 | 3570.9531 | 26710.729 |  | 0
1979-08-14 | 0 | 0 | 0 | 0 | -12.5669 | -12.5669 | 3558.3862 | 26616.7288 |  | 0
1979-08-15 | 0 | 0 | 0 | 0 | -12.5669 | -12.5669 | 3545.8193 | 26522.7287 |  | 0
1979-08-16 | 0 | 0 | 0 | 0 | -12.5669 | -12.5669 | 3533.2525 | 26428.7286 |  | 0
1979-08-17 | 0 | 0 | 0 | 0 | -12.5669 | -12.5669 | 3520.6856 | 26334.7285 |  | 0
1979-08-18 | 0 | 0 | 0 | 0 | -12.5669 | -12.5669 | 3508.1188 | 26240.7284 |  | 0
1979-08-19 | 0.0025 | 6.9 | 4.0107 | 4.0107 | -9.6776 | -9.6776 | 3498.4412 | 26168.3403 |  | 0
1979-08-20 | 0.19333 | 533.6 | 4.0107 | 4.0107 | 517.0224 | 517.0224 | 3997.8631 | 29904.0163 |  | 5.0337
1979-08-21 | 0.0066667 | 18.4 | 4.0107 | 4.0107 | 1.8224 | 1.8224 | 3999.6856 | 29917.6482 |  | 0
1979-08-22 | 0.070833 | 195.5 | 4.0107 | 4.0107 | 178.9224 | 178.9224 | 3997.8631 | 29904.0163 |  | 168.178
1979-08-23 | 0.0058333 | 16.1 | 4.0107 | 4.0107 | -0.47756 | -0.47756 | 3997.3856 | 29900.4442 |  | 0
1979-08-24 | 0 | 0 | 0 | 0 | -12.5669 | -12.5669 | 3984.8187 | 29806.4441 |  | 0
1979-08-25 | 0 | 0 | 0 | 0 | -12.5669 | -12.5669 | 3972.2519 | 29712.4439 |  | 0
1979-08-26 | 0.0091667 | 25.3 | 4.0107 | 4.0107 | 8.7224 | 8.7224 | 3980.9743 | 29777.6878 |  | 0
1979-08-27 | 0 | 0 | 0 | 0 | -12.5669 | -12.5669 | 3968.4074 | 29683.6877 |  | 0
1979-08-28 | 0 | 0 | 0 | 0 | -12.5669 | -12.5669 | 3955.8406 | 29589.6876 |  | 0
1979-08-29 | 0 | 0 | 0 | 0 | -12.5669 | -12.5669 | 3943.2737 | 29495.6875 |  | 0
1979-08-30 | 0 | 0 | 0 | 0 | -12.5669 | -12.5669 | 3930.7069 | 29401.6874 |  | 0
1979-08-31 | 0.0041667 | 11.5 | 4.0107 | 4.0107 | -5.0776 | -5.0776 | 3925.6293 | 29363.7073 |  | 0
1979-09-01 | 0 | 0 | 0 | 0 | -12.5669 | -12.5669 | 3913.0625 | 29269.7072 |  | 0
1979-09-02 | 0.0025 | 6.9 | 4.0107 | 4.0107 | -9.6776 | -9.6776 | 3903.3849 | 29197.319 |  | 0
1979-09-03 | 0 | 0 | 0 | 0 | -12.5669 | -12.5669 | 3890.818 | 29103.3189 |  | 0
1979-09-04 | 0 | 0 | 0 | 0 | -12.5669 | -12.5669 | 3878.2512 | 29009.3188 |  | 0
1979-09-05 | 0 | 0 | 0 | 0 | -12.5669 | -12.5669 | 3865.6843 | 28915.3187 |  | 0
1979-09-06 | 0 | 0 | 0 | 0 | -12.5669 | -12.5669 | 3853.1175 | 28821.3186 |  | 0
1979-09-07 | 0 | 0 | 0 | 0 | -12.5669 | -12.5669 | 3840.5506 | 28727.3185 |  | 0
1979-09-08 | 0 | 0 | 0 | 0 | -12.5669 | -12.5669 | 3827.9837 | 28633.3184 |  | 0
1979-09-09 | 0 | 0 | 0 | 0 | -12.5669 | -12.5669 | 3815.4169 | 28539.3183 |  | 0
1979-09-10 | 0 | 0 | 0 | 0 | -12.5669 | -12.5669 | 3802.85 | 28445.3181 |  | 0
1979-09-11 | 0 | 0 | 0 | 0 | -12.5669 | -12.5669 | 3790.2832 | 28351.318 |  | 0
1979-09-12 | 0 | 0 | 0 | 0 | -12.5669 | -12.5669 | 3777.7163 | 28257.3179 |  | 0
1979-09-13 | 0 | 0 | 0 | 0 | -12.5669 | -12.5669 | 3765.1494 | 28163.3178 |  | 0
1979-09-14 | 0 | 0 | 0 | 0 | -12.5669 | -12.5669 | 3752.5826 | 28069.3177 |  | 0
1979-09-15 | 0 | 0 | 0 | 0 | -12.5669 | -12.5669 | 3740.0157 | 27975.3176 |  | 0
1979-09-16 | 0 | 0 | 0 | 0 | -12.5669 | -12.5669 | 3727.4489 | 27881.3175 |  | 0
1979-09-17 | 0 | 0 | 0 | 0 | -12.5669 | -12.5669 | 3714.882 | 27787.3174 |  | 0
1979-09-18 | 0 | 0 | 0 | 0 | -12.5669 | -12.5669 | 3702.3151 | 27693.3172 |  | 0
1979-09-19 | 0.0025 | 6.9 | 4.0107 | 4.0107 | -9.6776 | -9.6776 | 3692.6376 | 27620.9291 |  | 0
1979-09-20 | 0 | 0 | 0 | 0 | -12.5669 | -12.5669 | 3680.0707 | 27526.929 |  | 0
1979-09-21 | 0 | 0 | 0 | 0 | -12.5669 | -12.5669 | 3667.5039 | 27432.9289 |  | 0
1979-09-22 | 0 | 0 | 0 | 0 | -12.5669 | -12.5669 | 3654.937 | 27338.9288 |  | 0
1979-09-23 | 0 | 0 | 0 | 0 | -12.5669 | -12.5669 | 3642.3701 | 27244.9287 |  | 0
1979-09-24 | 0 | 0 | 0 | 0 | -12.5669 | -12.5669 | 3629.8033 | 27150.9286 |  | 0
1979-09-25 | 0 | 0 | 0 | 0 | -12.5669 | -12.5669 | 3617.2364 | 27056.9285 |  | 0
1979-09-26 | 0 | 0 | 0 | 0 | -12.5669 | -12.5669 | 3604.6696 | 26962.9283 |  | 0
1979-09-27 | 0 | 0 | 0 | 0 | -12.5669 | -12.5669 | 3592.1027 | 26868.9282 |  | 0
1979-09-28 | 0 | 0 | 0 | 0 | -12.5669 | -12.5669 | 3579.5358 | 26774.9281 |  | 0
1979-09-29 | 0 | 0 | 0 | 0 | -12.5669 | -12.5669 | 3566.969 | 26680.928 |  | 0
1979-09-30 | 0 | 0 | 0 | 0 | -12.5669 | -12.5669 | 3554.4021 | 26586.9279 |  | 0
1979-10-01 | 0 | 0 | 0 | 0 | -12.5669 | -12.5669 | 3541.8353 | 26492.9278 |  | 0
1979-10-02 | 0 | 0 | 0 | 0 | -12.5669 | -12.5669 | 3529.2684 | 26398.9277 |  | 0
1979-10-03 | 0 | 0 | 0 | 0 | -12.5669 | -12.5669 | 3516.7015 | 26304.9275 |  | 0
1979-10-04 | 0 | 0 | 0 | 0 | -12.5669 | -12.5669 | 3504.1347 | 26210.9274 |  | 0
1979-10-05 | 0 | 0 | 0 | 0 | -12.5669 | -12.5669 | 3491.5678 | 26116.9273 |  | 0
1979-10-06 | 0 | 0 | 0 | 0 | -12.5669 | -12.5669 | 3479.001 | 26022.9272 |  | 0
1979-10-07 | 0 | 0 | 0 | 0 | -12.5669 | -12.5669 | 3466.4341 | 25928.9271 |  | 0
1979-10-08 | 0 | 0 | 0 | 0 | -12.5669 | -12.5669 | 3453.8672 | 25834.927 |  | 0
1979-10-09 | 0 | 0 | 0 | 0 | -12.5669 | -12.5669 | 3441.3004 | 25740.9269 |  | 0
1979-10-10 | 0 | 0 | 0 | 0 | -12.5669 | -12.5669 | 3428.7335 | 25646.9268 |  | 0
1979-10-11 | 0 | 0 | 0 | 0 | -12.5669 | -12.5669 | 3416.1667 | 25552.9266 |  | 0
1979-10-12 | 0 | 0 | 0 | 0 | -12.5669 | -12.5669 | 3403.5998 | 25458.9265 |  | 0
1979-10-13 | 0 | 0 | 0 | 0 | -12.5669 | -12.5669 | 3391.0329 | 25364.9264 |  | 0
1979-10-14 | 0 | 0 | 0 | 0 | -12.5669 | -12.5669 | 3378.4661 | 25270.9263 |  | 0
1979-10-15 | 0.0775 | 213.9 | 4.0107 | 4.0107 | 197.3224 | 197.3224 | 3575.7885 | 26746.8982 |  | 0
1979-10-16 | 0 | 0 | 0 | 0 | -12.5669 | -12.5669 | 3563.2217 | 26652.8981 |  | 0
1979-10-17 | 0 | 0 | 0 | 0 | -12.5669 | -12.5669 | 3550.6548 | 26558.898 |  | 0
1979-10-18 | 0 | 0 | 0 | 0 | -12.5669 | -12.5669 | 3538.0879 | 26464.8979 |  | 0
1979-10-19 | 0 | 0 | 0 | 0 | -12.5669 | -12.5669 | 3525.5211 | 26370.8977 |  | 0
1979-10-20 | 0 | 0 | 0 | 0 | -12.5669 | -12.5669 | 3512.9542 | 26276.8976 |  | 0
1979-10-21 | 0.0041667 | 11.5 | 4.0107 | 4.0107 | -5.0776 | -5.0776 | 3507.8767 | 26238.9175 |  | 0
1979-10-22 | 0 | 0 | 0 | 0 | -12.5669 | -12.5669 | 3495.3098 | 26144.9174 |  | 0
1979-10-23 | 0 | 0 | 0 | 0 | -12.5669 | -12.5669 | 3482.743 | 26050.9173 |  | 0
1979-10-24 | 0 | 0 | 0 | 0 | -12.5669 | -12.5669 | 3470.1761 | 25956.9172 |  | 0
1979-10-25 | 0 | 0 | 0 | 0 | -12.5669 | -12.5669 | 3457.6092 | 25862.9171 |  | 0
1979-10-26 | 0 | 0 | 0 | 0 | -12.5669 | -12.5669 | 3445.0424 | 25768.917 |  | 0
1979-10-27 | 0 | 0 | 0 | 0 | -12.5669 | -12.5669 | 3432.4755 | 25674.9168 |  | 0
1979-10-28 | 0 | 0 | 0 | 0 | -12.5669 | -12.5669 | 3419.9087 | 25580.9167 |  | 0
1979-10-29 | 0 | 0 | 0 | 0 | -12.5669 | -12.5669 | 3407.3418 | 25486.9166 |  | 0
1979-10-30 | 0.015 | 41.4 | 4.0107 | 4.0107 | 24.8224 | 24.8224 | 3432.1642 | 25672.5885 |  | 0
1979-10-31 | 0 | 0 | 0 | 0 | -12.5669 | -12.5669 | 3419.5974 | 25578.5884 |  | 0
1979-11-01 | 0 | 0 | 0 | 0 | -12.5669 | -12.5669 | 3407.0305 | 25484.5883 |  | 0
1979-11-02 | 0 | 0 | 0 | 0 | -12.5669 | -12.5669 | 3394.4637 | 25390.5882 |  | 0
1979-11-03 | 0 | 0 | 0 | 0 | -12.5669 | -12.5669 | 3381.8968 | 25296.5881 |  | 0
1979-11-04 | 0 | 0 | 0 | 0 | -12.5669 | -12.5669 | 3369.3299 | 25202.5879 |  | 0
1979-11-05 | 0 | 0 | 0 | 0 | -12.5669 | -12.5669 | 3356.7631 | 25108.5878 |  | 0
1979-11-06 | 0 | 0 | 0 | 0 | -12.5669 | -12.5669 | 3344.1962 | 25014.5877 |  | 0
1979-11-07 | 0.00083333 | 2.3 | 4.0107 | 2.3 | -12.5669 | -12.5669 | 3331.6294 | 24920.5876 |  | 0
1979-11-08 | 0.0275 | 75.9 | 4.0107 | 4.0107 | 59.3224 | 59.3224 | 3390.9518 | 25364.3195 |  | 0
1979-11-09 | 0 | 0 | 0 | 0 | -12.5669 | -12.5669 | 3378.3849 | 25270.3194 |  | 0
1979-11-10 | 0 | 0 | 0 | 0 | -12.5669 | -12.5669 | 3365.8181 | 25176.3193 |  | 0
1979-11-11 | 0 | 0 | 0 | 0 | -12.5669 | -12.5669 | 3353.2512 | 25082.3192 |  | 0
1979-11-12 | 0.023333 | 64.4 | 4.0107 | 4.0107 | 47.8224 | 47.8224 | 3401.0737 | 25440.031 |  | 0
1979-11-13 | 0 | 0 | 0 | 0 | -12.5669 | -12.5669 | 3388.5068 | 25346.0309 |  | 0
1979-11-14 | 0 | 0 | 0 | 0 | -12.5669 | -12.5669 | 3375.9399 | 25252.0308 |  | 0
1979-11-15 | 0 | 0 | 0 | 0 | -12.5669 | -12.5669 | 3363.3731 | 25158.0307 |  | 0
1979-11-16 | 0 | 0 | 0 | 0 | -12.5669 | -12.5669 | 3350.8062 | 25064.0306 |  | 0
1979-11-17 | 0 | 0 | 0 | 0 | -12.5669 | -12.5669 | 3338.2394 | 24970.0305 |  | 0
1979-11-18 | 0 | 0 | 0 | 0 | -12.5669 | -12.5669 | 3325.6725 | 24876.0304 |  | 0
1979-11-19 | 0 | 0 | 0 | 0 | -12.5669 | -12.5669 | 3313.1056 | 24782.0302 |  | 0
1979-11-20 | 0.1 | 276 | 4.0107 | 4.0107 | 259.4224 | 259.4224 | 3572.5281 | 26722.5101 |  | 0
1979-11-21 | 0.031667 | 87.4 | 4.0107 | 4.0107 | 70.8224 | 70.8224 | 3643.3505 | 27252.262 |  | 0
1979-11-22 | 0 | 0 | 0 | 0 | -12.5669 | -12.5669 | 3630.7837 | 27158.2619 |  | 0
1979-11-23 | 0 | 0 | 0 | 0 | -12.5669 | -12.5669 | 3618.2168 | 27064.2618 |  | 0
1979-11-24 | 0 | 0 | 0 | 0 | -12.5669 | -12.5669 | 3605.65 | 26970.2617 |  | 0
1979-11-25 | 0 | 0 | 0 | 0 | -12.5669 | -12.5669 | 3593.0831 | 26876.2616 |  | 0
1979-11-26 | 0 | 0 | 0 | 0 | -12.5669 | -12.5669 | 3580.5162 | 26782.2615 |  | 0
1979-11-27 | 0 | 0 | 0 | 0 | -12.5669 | -12.5669 | 3567.9494 | 26688.2613 |  | 0
1979-11-28 | 0 | 0 | 0 | 0 | -12.5669 | -12.5669 | 3555.3825 | 26594.2612 |  | 0
1979-11-29 | 0 | 0 | 0 | 0 | -12.5669 | -12.5669 | 3542.8157 | 26500.2611 |  | 0
1979-11-30 | 0 | 0 | 0 | 0 | -12.5669 | -12.5669 | 3530.2488 | 26406.261 |  | 0
1979-12-01 | 0 | 0 | 0 | 0 | -12.5669 | -12.5669 | 3517.6819 | 26312.2609 |  | 0
1979-12-02 | 0 | 0 | 0 | 0 | -12.5669 | -12.5669 | 3505.1151 | 26218.2608 |  | 0
1979-12-03 | 0 | 0 | 0 | 0 | -12.5669 | -12.5669 | 3492.5482 | 26124.2607 |  | 0
1979-12-04 | 0 | 0 | 0 | 0 | -12.5669 | -12.5669 | 3479.9814 | 26030.2606 |  | 0
1979-12-05 | 0 | 0 | 0 | 0 | -12.5669 | -12.5669 | 3467.4145 | 25936.2604 |  | 0
1979-12-06 | 0 | 0 | 0 | 0 | -12.5669 | -12.5669 | 3454.8476 | 25842.2603 |  | 0
1979-12-07 | 0 | 0 | 0 | 0 | -12.5669 | -12.5669 | 3442.2808 | 25748.2602 |  | 0
1979-12-08 | 0 | 0 | 0 | 0 | -12.5669 | -12.5669 | 3429.7139 | 25654.2601 |  | 0
1979-12-09 | 0 | 0 | 0 | 0 | -12.5669 | -12.5669 | 3417.1471 | 25560.26 |  | 0
1979-12-10 | 0 | 0 | 0 | 0 | -12.5669 | -12.5669 | 3404.5802 | 25466.2599 |  | 0
1979-12-11 | 0 | 0 | 0 | 0 | -12.5669 | -12.5669 | 3392.0133 | 25372.2598 |  | 0
1979-12-12 | 0.026667 | 73.6 | 4.0107 | 4.0107 | 57.0224 | 57.0224 | 3449.0358 | 25798.7877 |  | 0
1979-12-13 | 0 | 0 | 0 | 0 | -12.5669 | -12.5669 | 3436.4689 | 25704.7875 |  | 0
1979-12-14 | 0.0025 | 6.9 | 4.0107 | 4.0107 | -9.6776 | -9.6776 | 3426.7914 | 25632.3994 |  | 0
1979-12-15 | 0 | 0 | 0 | 0 | -12.5669 | -12.5669 | 3414.2245 | 25538.3993 |  | 0
1979-12-16 | 0 | 0 | 0 | 0 | -12.5669 | -12.5669 | 3401.6576 | 25444.3992 |  | 0
1979-12-17 | 0 | 0 | 0 | 0 | -12.5669 | -12.5669 | 3389.0908 | 25350.3991 |  | 0
1979-12-18 | 0 | 0 | 0 | 0 | -12.5669 | -12.5669 | 3376.5239 | 25256.399 |  | 0
1979-12-19 | 0 | 0 | 0 | 0 | -12.5669 | -12.5669 | 3363.9571 | 25162.3989 |  | 0
1979-12-20 | 0 | 0 | 0 | 0 | -12.5669 | -12.5669 | 3351.3902 | 25068.3988 |  | 0
1979-12-21 | 0 | 0 | 0 | 0 | -12.5669 | -12.5669 | 3338.8233 | 24974.3986 |  | 0
1979-12-22 | 0 | 0 | 0 | 0 | -12.5669 | -12.5669 | 3326.2565 | 24880.3985 |  | 0
1979-12-23 | 0.041667 | 115 | 4.0107 | 4.0107 | 98.4224 | 98.4224 | 3424.6789 | 25616.5984 |  | 0
1979-12-24 | 0 | 0 | 0 | 0 | -12.5669 | -12.5669 | 3412.1121 | 25522.5983 |  | 0
1979-12-25 | 0 | 0 | 0 | 0 | -12.5669 | -12.5669 | 3399.5452 | 25428.5982 |  | 0
1979-12-26 | 0 | 0 | 0 | 0 | -12.5669 | -12.5669 | 3386.9784 | 25334.5981 |  | 0
1979-12-27 | 0.0125 | 34.5 | 4.0107 | 4.0107 | 17.9224 | 17.9224 | 3404.9008 | 25468.658 |  | 0
1979-12-28 | 0.079167 | 218.5 | 4.0107 | 4.0107 | 201.9224 | 201.9224 | 3606.8232 | 26979.0378 |  | 0
1979-12-29 | 0.0041667 | 11.5 | 4.0107 | 4.0107 | -5.0776 | -5.0776 | 3601.7457 | 26941.0577 |  | 0
1979-12-30 | 0 | 0 | 0 | 0 | -12.5669 | -12.5669 | 3589.1788 | 26847.0576 |  | 0
1979-12-31 | 0 | 0 | 0 | 0 | -12.5669 | -12.5669 | 3576.612 | 26753.0575 |  | 0
1980-01-01 | 0 | 0 | 0 | 0 | -12.5669 | -12.5669 | 3564.0451 | 26659.0574 |  | 0
1980-01-02 | 0 | 0 | 0 | 0 | -12.5669 | -12.5669 | 3551.4782 | 26565.0573 |  | 0
1980-01-03 | 0 | 0 | 0 | 0 | -12.5669 | -12.5669 | 3538.9114 | 26471.0572 |  | 0
1980-01-04 | 0 | 0 | 0 | 0 | -12.5669 | -12.5669 | 3526.3445 | 26377.0571 |  | 0
1980-01-05 | 0 | 0 | 0 | 0 | -12.5669 | -12.5669 | 3513.7777 | 26283.0569 |  | 0
1980-01-06 | 0 | 0 | 0 | 0 | -12.5669 | -12.5669 | 3501.2108 | 26189.0568 |  | 0
1980-01-07 | 0 | 0 | 0 | 0 | -12.5669 | -12.5669 | 3488.6439 | 26095.0567 |  | 0
1980-01-08 | 0 | 0 | 0 | 0 | -12.5669 | -12.5669 | 3476.0771 | 26001.0566 |  | 0
1980-01-09 | 0 | 0 | 0 | 0 | -12.5669 | -12.5669 | 3463.5102 | 25907.0565 |  | 0
1980-01-10 | 0 | 0 | 0 | 0 | -12.5669 | -12.5669 | 3450.9434 | 25813.0564 |  | 0
1980-01-11 | 0 | 0 | 0 | 0 | -12.5669 | -12.5669 | 3438.3765 | 25719.0563 |  | 0
1980-01-12 | 0 | 0 | 0 | 0 | -12.5669 | -12.5669 | 3425.8096 | 25625.0562 |  | 0
1980-01-13 | 0 | 0 | 0 | 0 | -12.5669 | -12.5669 | 3413.2428 | 25531.056 |  | 0
1980-01-14 | 0 | 0 | 0 | 0 | -12.5669 | -12.5669 | 3400.6759 | 25437.0559 |  | 0
1980-01-15 | 0 | 0 | 0 | 0 | -12.5669 | -12.5669 | 3388.1091 | 25343.0558 |  | 0
1980-01-16 | 0 | 0 | 0 | 0 | -12.5669 | -12.5669 | 3375.5422 | 25249.0557 |  | 0
1980-01-17 | 0 | 0 | 0 | 0 | -12.5669 | -12.5669 | 3362.9753 | 25155.0556 |  | 0
1980-01-18 | 0 | 0 | 0 | 0 | -12.5669 | -12.5669 | 3350.4085 | 25061.0555 |  | 0
1980-01-19 | 0.0075 | 20.7 | 4.0107 | 4.0107 | 4.1224 | 4.1224 | 3354.5309 | 25091.8914 |  | 0
1980-01-20 | 0.0725 | 200.1 | 4.0107 | 4.0107 | 183.5224 | 183.5224 | 3538.0534 | 26464.6393 |  | 0
1980-01-21 | 0.050833 | 140.3 | 4.0107 | 4.0107 | 123.7224 | 123.7224 | 3661.7758 | 27390.0831 |  | 0
1980-01-22 | 0 | 0 | 0 | 0 | -12.5669 | -12.5669 | 3649.209 | 27296.083 |  | 0
1980-01-23 | 0 | 0 | 0 | 0 | -12.5669 | -12.5669 | 3636.6421 | 27202.0829 |  | 0
1980-01-24 | 0 | 0 | 0 | 0 | -12.5669 | -12.5669 | 3624.0752 | 27108.0828 |  | 0
1980-01-25 | 0 | 0 | 0 | 0 | -12.5669 | -12.5669 | 3611.5084 | 27014.0827 |  | 0
1980-01-26 | 0 | 0 | 0 | 0 | -12.5669 | -12.5669 | 3598.9415 | 26920.0826 |  | 0
1980-01-27 | 0 | 0 | 0 | 0 | -12.5669 | -12.5669 | 3586.3747 | 26826.0825 |  | 0
1980-01-28 | 0 | 0 | 0 | 0 | -12.5669 | -12.5669 | 3573.8078 | 26732.0824 |  | 0
1980-01-29 | 0 | 0 | 0 | 0 | -12.5669 | -12.5669 | 3561.2409 | 26638.0822 |  | 0
1980-01-30 | 0 | 0 | 0 | 0 | -12.5669 | -12.5669 | 3548.6741 | 26544.0821 |  | 0
1980-01-31 | 0 | 0 | 0 | 0 | -12.5669 | -12.5669 | 3536.1072 | 26450.082 |  | 0
1980-02-01 | 0 | 0 | 0 | 0 | -12.5669 | -12.5669 | 3523.5404 | 26356.0819 |  | 0
1980-02-02 | 0 | 0 | 0 | 0 | -12.5669 | -12.5669 | 3510.9735 | 26262.0818 |  | 0
1980-02-03 | 0 | 0 | 0 | 0 | -12.5669 | -12.5669 | 3498.4066 | 26168.0817 |  | 0
1980-02-04 | 0 | 0 | 0 | 0 | -12.5669 | -12.5669 | 3485.8398 | 26074.0816 |  | 0
1980-02-05 | 0 | 0 | 0 | 0 | -12.5669 | -12.5669 | 3473.2729 | 25980.0814 |  | 0
1980-02-06 | 0 | 0 | 0 | 0 | -12.5669 | -12.5669 | 3460.7061 | 25886.0813 |  | 0
1980-02-07 | 0.0083333 | 23 | 4.0107 | 4.0107 | 6.4224 | 6.4224 | 3467.1285 | 25934.1212 |  | 0
1980-02-08 | 0.026667 | 73.6 | 4.0107 | 4.0107 | 57.0224 | 57.0224 | 3524.151 | 26360.6491 |  | 0
1980-02-09 | 0.016667 | 46 | 4.0107 | 4.0107 | 29.4224 | 29.4224 | 3553.5734 | 26580.729 |  | 0
1980-02-10 | 0 | 0 | 0 | 0 | -12.5669 | -12.5669 | 3541.0065 | 26486.7289 |  | 0
1980-02-11 | 0 | 0 | 0 | 0 | -12.5669 | -12.5669 | 3528.4397 | 26392.7288 |  | 0
1980-02-12 | 0 | 0 | 0 | 0 | -12.5669 | -12.5669 | 3515.8728 | 26298.7287 |  | 0
1980-02-13 | 0 | 0 | 0 | 0 | -12.5669 | -12.5669 | 3503.306 | 26204.7285 |  | 0
1980-02-14 | 0 | 0 | 0 | 0 | -12.5669 | -12.5669 | 3490.7391 | 26110.7284 |  | 0
1980-02-15 | 0 | 0 | 0 | 0 | -12.5669 | -12.5669 | 3478.1722 | 26016.7283 |  | 0
1980-02-16 | 0.00083333 | 2.3 | 4.0107 | 2.3 | -12.5669 | -12.5669 | 3465.6054 | 25922.7282 |  | 0
1980-02-17 | 0 | 0 | 0 | 0 | -12.5669 | -12.5669 | 3453.0385 | 25828.7281 |  | 0
1980-02-18 | 0 | 0 | 0 | 0 | -12.5669 | -12.5669 | 3440.4717 | 25734.728 |  | 0
1980-02-19 | 0 | 0 | 0 | 0 | -12.5669 | -12.5669 | 3427.9048 | 25640.7279 |  | 0
1980-02-20 | 0 | 0 | 0 | 0 | -12.5669 | -12.5669 | 3415.3379 | 25546.7278 |  | 0
1980-02-21 | 0 | 0 | 0 | 0 | -12.5669 | -12.5669 | 3402.7711 | 25452.7276 |  | 0
1980-02-22 | 0 | 0 | 0 | 0 | -12.5669 | -12.5669 | 3390.2042 | 25358.7275 |  | 0
1980-02-23 | 0 | 0 | 0 | 0 | -12.5669 | -12.5669 | 3377.6374 | 25264.7274 |  | 0
1980-02-24 | 0 | 0 | 0 | 0 | -12.5669 | -12.5669 | 3365.0705 | 25170.7273 |  | 0
1980-02-25 | 0 | 0 | 0 | 0 | -12.5669 | -12.5669 | 3352.5036 | 25076.7272 |  | 0
1980-02-26 | 0 | 0 | 0 | 0 | -12.5669 | -12.5669 | 3339.9368 | 24982.7271 |  | 0
1980-02-27 | 0 | 0 | 0 | 0 | -12.5669 | -12.5669 | 3327.3699 | 24888.727 |  | 0
1980-02-28 | 0 | 0 | 0 | 0 | -12.5669 | -12.5669 | 3314.8031 | 24794.7269 |  | 0
1980-02-29 | 0 | 0 | 0 | 0 | -12.5669 | -12.5669 | 3302.2362 | 24700.7267 |  | 0
1980-03-01 | 0 | 0 | 0 | 0 | -12.5669 | -12.5669 | 3289.6693 | 24606.7266 |  | 0
1980-03-02 | 0 | 0 | 0 | 0 | -12.5669 | -12.5669 | 3277.1025 | 24512.7265 |  | 0
1980-03-03 | 0 | 0 | 0 | 0 | -12.5669 | -12.5669 | 3264.5356 | 24418.7264 |  | 0
1980-03-04 | 0 | 0 | 0 | 0 | -12.5669 | -12.5669 | 3251.9688 | 24324.7263 |  | 0
1980-03-05 | 0 | 0 | 0 | 0 | -12.5669 | -12.5669 | 3239.4019 | 24230.7262 |  | 0
1980-03-06 | 0 | 0 | 0 | 0 | -12.5669 | -12.5669 | 3226.835 | 24136.7261 |  | 0
1980-03-07 | 0 | 0 | 0 | 0 | -12.5669 | -12.5669 | 3214.2682 | 24042.726 |  | 0
1980-03-08 | 0 | 0 | 0 | 0 | -12.5669 | -12.5669 | 3201.7013 | 23948.7258 |  | 0
1980-03-09 | 0 | 0 | 0 | 0 | -12.5669 | -12.5669 | 3189.1345 | 23854.7257 |  | 0
1980-03-10 | 0 | 0 | 0 | 0 | -12.5669 | -12.5669 | 3176.5676 | 23760.7256 |  | 0
1980-03-11 | 0.00083333 | 2.3 | 4.0107 | 2.3 | -12.5669 | -12.5669 | 3164.0007 | 23666.7255 |  | 0
1980-03-12 | 0 | 0 | 0 | 0 | -12.5669 | -12.5669 | 3151.4339 | 23572.7254 |  | 0
1980-03-13 | 0 | 0 | 0 | 0 | -12.5669 | -12.5669 | 3138.867 | 23478.7253 |  | 0
1980-03-14 | 0 | 0 | 0 | 0 | -12.5669 | -12.5669 | 3126.3002 | 23384.7252 |  | 0
1980-03-15 | 0 | 0 | 0 | 0 | -12.5669 | -12.5669 | 3113.7333 | 23290.7251 |  | 0
1980-03-16 | 0 | 0 | 0 | 0 | -12.5669 | -12.5669 | 3101.1664 | 23196.7249 |  | 0
1980-03-17 | 0 | 0 | 0 | 0 | -12.5669 | -12.5669 | 3088.5996 | 23102.7248 |  | 0
1980-03-18 | 0 | 0 | 0 | 0 | -12.5669 | -12.5669 | 3076.0327 | 23008.7247 |  | 0
1980-03-19 | 0 | 0 | 0 | 0 | -12.5669 | -12.5669 | 3063.4659 | 22914.7246 |  | 0
1980-03-20 | 0 | 0 | 0 | 0 | -12.5669 | -12.5669 | 3050.899 | 22820.7245 |  | 0
1980-03-21 | 0 | 0 | 0 | 0 | -12.5669 | -12.5669 | 3038.3321 | 22726.7244 |  | 0
1980-03-22 | 0 | 0 | 0 | 0 | -12.5669 | -12.5669 | 3025.7653 | 22632.7243 |  | 0
1980-03-23 | 0.025 | 69 | 4.0107 | 4.0107 | 52.4224 | 52.4224 | 3078.1877 | 23024.8441 |  | 0
1980-03-24 | 0 | 0 | 0 | 0 | -12.5669 | -12.5669 | 3065.6209 | 22930.844 |  | 0
1980-03-25 | 0 | 0 | 0 | 0 | -12.5669 | -12.5669 | 3053.054 | 22836.8439 |  | 0
1980-03-26 | 0 | 0 | 0 | 0 | -12.5669 | -12.5669 | 3040.4871 | 22742.8438 |  | 0
1980-03-27 | 0.033333 | 92 | 4.0107 | 4.0107 | 75.4224 | 75.4224 | 3115.9096 | 23307.0037 |  | 0
1980-03-28 | 0 | 0 | 0 | 0 | -12.5669 | -12.5669 | 3103.3427 | 23213.0036 |  | 0
1980-03-29 | 0.0041667 | 11.5 | 4.0107 | 4.0107 | -5.0776 | -5.0776 | 3098.2652 | 23175.0235 |  | 0
1980-03-30 | 0 | 0 | 0 | 0 | -12.5669 | -12.5669 | 3085.6983 | 23081.0234 |  | 0
1980-03-31 | 0 | 0 | 0 | 0 | -12.5669 | -12.5669 | 3073.1314 | 22987.0232 |  | 0
1980-04-01 | 0 | 0 | 0 | 0 | -12.5669 | -12.5669 | 3060.5646 | 22893.0231 |  | 0
1980-04-02 | 0.020833 | 57.5 | 4.0107 | 4.0107 | 40.9224 | 40.9224 | 3101.487 | 23199.123 |  | 0
1980-04-03 | 0 | 0 | 0 | 0 | -12.5669 | -12.5669 | 3088.9202 | 23105.1229 |  | 0
1980-04-04 | 0 | 0 | 0 | 0 | -12.5669 | -12.5669 | 3076.3533 | 23011.1228 |  | 0
1980-04-05 | 0 | 0 | 0 | 0 | -12.5669 | -12.5669 | 3063.7865 | 22917.1227 |  | 0
1980-04-06 | 0 | 0 | 0 | 0 | -12.5669 | -12.5669 | 3051.2196 | 22823.1226 |  | 0
1980-04-07 | 0 | 0 | 0 | 0 | -12.5669 | -12.5669 | 3038.6527 | 22729.1225 |  | 0
1980-04-08 | 0 | 0 | 0 | 0 | -12.5669 | -12.5669 | 3026.0859 | 22635.1223 |  | 0
1980-04-09 | 0 | 0 | 0 | 0 | -12.5669 | -12.5669 | 3013.519 | 22541.1222 |  | 0
1980-04-10 | 0 | 0 | 0 | 0 | -12.5669 | -12.5669 | 3000.9522 | 22447.1221 |  | 0
1980-04-11 | 0 | 0 | 0 | 0 | -12.5669 | -12.5669 | 2988.3853 | 22353.122 |  | 0
1980-04-12 | 0 | 0 | 0 | 0 | -12.5669 | -12.5669 | 2975.8184 | 22259.1219 |  | 0
1980-04-13 | 0 | 0 | 0 | 0 | -12.5669 | -12.5669 | 2963.2516 | 22165.1218 |  | 0
1980-04-14 | 0 | 0 | 0 | 0 | -12.5669 | -12.5669 | 2950.6847 | 22071.1217 |  | 0
1980-04-15 | 0 | 0 | 0 | 0 | -12.5669 | -12.5669 | 2938.1179 | 21977.1216 |  | 0
1980-04-16 | 0 | 0 | 0 | 0 | -12.5669 | -12.5669 | 2925.551 | 21883.1214 |  | 0
1980-04-17 | 0 | 0 | 0 | 0 | -12.5669 | -12.5669 | 2912.9841 | 21789.1213 |  | 0
1980-04-18 | 0 | 0 | 0 | 0 | -12.5669 | -12.5669 | 2900.4173 | 21695.1212 |  | 0
1980-04-19 | 0 | 0 | 0 | 0 | -12.5669 | -12.5669 | 2887.8504 | 21601.1211 |  | 0
1980-04-20 | 0 | 0 | 0 | 0 | -12.5669 | -12.5669 | 2875.2836 | 21507.121 |  | 0
1980-04-21 | 0 | 0 | 0 | 0 | -12.5669 | -12.5669 | 2862.7167 | 21413.1209 |  | 0
1980-04-22 | 0 | 0 | 0 | 0 | -12.5669 | -12.5669 | 2850.1498 | 21319.1208 |  | 0
1980-04-23 | 0 | 0 | 0 | 0 | -12.5669 | -12.5669 | 2837.583 | 21225.1207 |  | 0
1980-04-24 | 0.0025 | 6.9 | 4.0107 | 4.0107 | -9.6776 | -9.6776 | 2827.9054 | 21152.7325 |  | 0
1980-04-25 | 0.005 | 13.8 | 4.0107 | 4.0107 | -2.7776 | -2.7776 | 2825.1279 | 21131.9564 |  | 0
1980-04-26 | 0.00083333 | 2.3 | 4.0107 | 2.3 | -12.5669 | -12.5669 | 2812.561 | 21037.9563 |  | 0
1980-04-27 | 0 | 0 | 0 | 0 | -12.5669 | -12.5669 | 2799.9941 | 20943.9562 |  | 0
1980-04-28 | 0 | 0 | 0 | 0 | -12.5669 | -12.5669 | 2787.4273 | 20849.9561 |  | 0
1980-04-29 | 0 | 0 | 0 | 0 | -12.5669 | -12.5669 | 2774.8604 | 20755.956 |  | 0
1980-04-30 | 0 | 0 | 0 | 0 | -12.5669 | -12.5669 | 2762.2936 | 20661.9559 |  | 0
1980-05-01 | 0.038333 | 105.8 | 4.0107 | 4.0107 | 89.2224 | 89.2224 | 2851.516 | 21329.3397 |  | 0
1980-05-02 | 0 | 0 | 0 | 0 | -12.5669 | -12.5669 | 2838.9491 | 21235.3396 |  | 0
1980-05-03 | 0 | 0 | 0 | 0 | -12.5669 | -12.5669 | 2826.3823 | 21141.3395 |  | 0
1980-05-04 | 0 | 0 | 0 | 0 | -12.5669 | -12.5669 | 2813.8154 | 21047.3394 |  | 0
1980-05-05 | 0.0033333 | 9.2 | 4.0107 | 4.0107 | -7.3776 | -7.3776 | 2806.4379 | 20992.1553 |  | 0
1980-05-06 | 0.005 | 13.8 | 4.0107 | 4.0107 | -2.7776 | -2.7776 | 2803.6603 | 20971.3792 |  | 0
1980-05-07 | 0 | 0 | 0 | 0 | -12.5669 | -12.5669 | 2791.0935 | 20877.3791 |  | 0
1980-05-08 | 0.014167 | 39.1 | 4.0107 | 4.0107 | 22.5224 | 22.5224 | 2813.6159 | 21045.847 |  | 0
1980-05-09 | 0 | 0 | 0 | 0 | -12.5669 | -12.5669 | 2801.049 | 20951.8468 |  | 0
1980-05-10 | 0 | 0 | 0 | 0 | -12.5669 | -12.5669 | 2788.4822 | 20857.8467 |  | 0
1980-05-11 | 0 | 0 | 0 | 0 | -12.5669 | -12.5669 | 2775.9153 | 20763.8466 |  | 0
1980-05-12 | 0 | 0 | 0 | 0 | -12.5669 | -12.5669 | 2763.3485 | 20669.8465 |  | 0
1980-05-13 | 0 | 0 | 0 | 0 | -12.5669 | -12.5669 | 2750.7816 | 20575.8464 |  | 0
1980-05-14 | 0.13917 | 384.1 | 4.0107 | 4.0107 | 367.5224 | 367.5224 | 3118.304 | 23324.9143 |  | 0
1980-05-15 | 0.10917 | 301.3 | 4.0107 | 4.0107 | 284.7224 | 284.7224 | 3403.0265 | 25454.6382 |  | 0
1980-05-16 | 0 | 0 | 0 | 0 | -12.5669 | -12.5669 | 3390.4596 | 25360.6381 |  | 0
1980-05-17 | 0 | 0 | 0 | 0 | -12.5669 | -12.5669 | 3377.8928 | 25266.6379 |  | 0
1980-05-18 | 0 | 0 | 0 | 0 | -12.5669 | -12.5669 | 3365.3259 | 25172.6378 |  | 0
1980-05-19 | 0 | 0 | 0 | 0 | -12.5669 | -12.5669 | 3352.7591 | 25078.6377 |  | 0
1980-05-20 | 0.016667 | 46 | 4.0107 | 4.0107 | 29.4224 | 29.4224 | 3382.1815 | 25298.7176 |  | 0
1980-05-21 | 0.018333 | 50.6 | 4.0107 | 4.0107 | 34.0224 | 34.0224 | 3416.2039 | 25553.2055 |  | 0
1980-05-22 | 0 | 0 | 0 | 0 | -12.5669 | -12.5669 | 3403.6371 | 25459.2054 |  | 0
1980-05-23 | 0 | 0 | 0 | 0 | -12.5669 | -12.5669 | 3391.0702 | 25365.2053 |  | 0
1980-05-24 | 0 | 0 | 0 | 0 | -12.5669 | -12.5669 | 3378.5034 | 25271.2052 |  | 0
1980-05-25 | 0 | 0 | 0 | 0 | -12.5669 | -12.5669 | 3365.9365 | 25177.205 |  | 0
1980-05-26 | 0 | 0 | 0 | 0 | -12.5669 | -12.5669 | 3353.3696 | 25083.2049 |  | 0
1980-05-27 | 0.0083333 | 23 | 4.0107 | 4.0107 | 6.4224 | 6.4224 | 3359.7921 | 25131.2448 |  | 0
1980-05-28 | 0.00083333 | 2.3 | 4.0107 | 2.3 | -12.5669 | -12.5669 | 3347.2252 | 25037.2447 |  | 0
1980-05-29 | 0.16667 | 460 | 4.0107 | 4.0107 | 443.4224 | 443.4224 | 3790.6477 | 28354.0446 |  | 0
1980-05-30 | 0.035833 | 98.9 | 4.0107 | 4.0107 | 82.3224 | 82.3224 | 3872.9701 | 28969.8165 |  | 0
1980-05-31 | 0 | 0 | 0 | 0 | -12.5669 | -12.5669 | 3860.4033 | 28875.8164 |  | 0
1980-06-01 | 0.0016667 | 4.6 | 4.0107 | 4.0107 | -11.9776 | -11.9776 | 3848.4257 | 28786.2243 |  | 0
1980-06-02 | 0 | 0 | 0 | 0 | -12.5669 | -12.5669 | 3835.8588 | 28692.2241 |  | 0
1980-06-03 | 0 | 0 | 0 | 0 | -12.5669 | -12.5669 | 3823.292 | 28598.224 |  | 0
1980-06-04 | 0 | 0 | 0 | 0 | -12.5669 | -12.5669 | 3810.7251 | 28504.2239 |  | 0
1980-06-05 | 0 | 0 | 0 | 0 | -12.5669 | -12.5669 | 3798.1583 | 28410.2238 |  | 0
1980-06-06 | 0 | 0 | 0 | 0 | -12.5669 | -12.5669 | 3785.5914 | 28316.2237 |  | 0
1980-06-07 | 0 | 0 | 0 | 0 | -12.5669 | -12.5669 | 3773.0245 | 28222.2236 |  | 0
1980-06-08 | 0.015 | 41.4 | 4.0107 | 4.0107 | 24.8224 | 24.8224 | 3797.847 | 28407.8955 |  | 0
1980-06-09 | 0 | 0 | 0 | 0 | -12.5669 | -12.5669 | 3785.2801 | 28313.8953 |  | 0
1980-06-10 | 0 | 0 | 0 | 0 | -12.5669 | -12.5669 | 3772.7133 | 28219.8952 |  | 0
1980-06-11 | 0 | 0 | 0 | 0 | -12.5669 | -12.5669 | 3760.1464 | 28125.8951 |  | 0
1980-06-12 | 0 | 0 | 0 | 0 | -12.5669 | -12.5669 | 3747.5795 | 28031.895 |  | 0
1980-06-13 | 0 | 0 | 0 | 0 | -12.5669 | -12.5669 | 3735.0127 | 27937.8949 |  | 0
1980-06-14 | 0 | 0 | 0 | 0 | -12.5669 | -12.5669 | 3722.4458 | 27843.8948 |  | 0
1980-06-15 | 0 | 0 | 0 | 0 | -12.5669 | -12.5669 | 3709.879 | 27749.8947 |  | 0
1980-06-16 | 0 | 0 | 0 | 0 | -12.5669 | -12.5669 | 3697.3121 | 27655.8946 |  | 0
1980-06-17 | 0.0016667 | 4.6 | 4.0107 | 4.0107 | -11.9776 | -11.9776 | 3685.3346 | 27566.3024 |  | 0
1980-06-18 | 0.0025 | 6.9 | 4.0107 | 4.0107 | -9.6776 | -9.6776 | 3675.657 | 27493.9143 |  | 0
1980-06-19 | 0 | 0 | 0 | 0 | -12.5669 | -12.5669 | 3663.0901 | 27399.9142 |  | 0
1980-06-20 | 0 | 0 | 0 | 0 | -12.5669 | -12.5669 | 3650.5233 | 27305.9141 |  | 0
1980-06-21 | 0 | 0 | 0 | 0 | -12.5669 | -12.5669 | 3637.9564 | 27211.914 |  | 0
1980-06-22 | 0.00083333 | 2.3 | 4.0107 | 2.3 | -12.5669 | -12.5669 | 3625.3896 | 27117.9139 |  | 0
1980-06-23 | 0 | 0 | 0 | 0 | -12.5669 | -12.5669 | 3612.8227 | 27023.9138 |  | 0
1980-06-24 | 0 | 0 | 0 | 0 | -12.5669 | -12.5669 | 3600.2558 | 26929.9137 |  | 0
1980-06-25 | 0 | 0 | 0 | 0 | -12.5669 | -12.5669 | 3587.689 | 26835.9135 |  | 0
1980-06-26 | 0 | 0 | 0 | 0 | -12.5669 | -12.5669 | 3575.1221 | 26741.9134 |  | 0
1980-06-27 | 0 | 0 | 0 | 0 | -12.5669 | -12.5669 | 3562.5553 | 26647.9133 |  | 0
1980-06-28 | 0 | 0 | 0 | 0 | -12.5669 | -12.5669 | 3549.9884 | 26553.9132 |  | 0
1980-06-29 | 0 | 0 | 0 | 0 | -12.5669 | -12.5669 | 3537.4215 | 26459.9131 |  | 0
1980-06-30 | 0 | 0 | 0 | 0 | -12.5669 | -12.5669 | 3524.8547 | 26365.913 |  | 0
1980-07-01 | 0 | 0 | 0 | 0 | -12.5669 | -12.5669 | 3512.2878 | 26271.9129 |  | 0
1980-07-02 | 0 | 0 | 0 | 0 | -12.5669 | -12.5669 | 3499.721 | 26177.9128 |  | 0
1980-07-03 | 0 | 0 | 0 | 0 | -12.5669 | -12.5669 | 3487.1541 | 26083.9126 |  | 0
1980-07-04 | 0 | 0 | 0 | 0 | -12.5669 | -12.5669 | 3474.5872 | 25989.9125 |  | 0
1980-07-05 | 0 | 0 | 0 | 0 | -12.5669 | -12.5669 | 3462.0204 | 25895.9124 |  | 0
1980-07-06 | 0 | 0 | 0 | 0 | -12.5669 | -12.5669 | 3449.4535 | 25801.9123 |  | 0
1980-07-07 | 0 | 0 | 0 | 0 | -12.5669 | -12.5669 | 3436.8867 | 25707.9122 |  | 0
1980-07-08 | 0 | 0 | 0 | 0 | -12.5669 | -12.5669 | 3424.3198 | 25613.9121 |  | 0
1980-07-09 | 0 | 0 | 0 | 0 | -12.5669 | -12.5669 | 3411.7529 | 25519.912 |  | 0
1980-07-10 | 0 | 0 | 0 | 0 | -12.5669 | -12.5669 | 3399.1861 | 25425.9119 |  | 0
1980-07-11 | 0 | 0 | 0 | 0 | -12.5669 | -12.5669 | 3386.6192 | 25331.9117 |  | 0
1980-07-12 | 0 | 0 | 0 | 0 | -12.5669 | -12.5669 | 3374.0524 | 25237.9116 |  | 0
1980-07-13 | 0 | 0 | 0 | 0 | -12.5669 | -12.5669 | 3361.4855 | 25143.9115 |  | 0
1980-07-14 | 0 | 0 | 0 | 0 | -12.5669 | -12.5669 | 3348.9186 | 25049.9114 |  | 0
1980-07-15 | 0 | 0 | 0 | 0 | -12.5669 | -12.5669 | 3336.3518 | 24955.9113 |  | 0
1980-07-16 | 0 | 0 | 0 | 0 | -12.5669 | -12.5669 | 3323.7849 | 24861.9112 |  | 0
1980-07-17 | 0 | 0 | 0 | 0 | -12.5669 | -12.5669 | 3311.2181 | 24767.9111 |  | 0
1980-07-18 | 0 | 0 | 0 | 0 | -12.5669 | -12.5669 | 3298.6512 | 24673.911 |  | 0
1980-07-19 | 0 | 0 | 0 | 0 | -12.5669 | -12.5669 | 3286.0843 | 24579.9108 |  | 0
1980-07-20 | 0 | 0 | 0 | 0 | -12.5669 | -12.5669 | 3273.5175 | 24485.9107 |  | 0
1980-07-21 | 0 | 0 | 0 | 0 | -12.5669 | -12.5669 | 3260.9506 | 24391.9106 |  | 0
1980-07-22 | 0 | 0 | 0 | 0 | -12.5669 | -12.5669 | 3248.3838 | 24297.9105 |  | 0
1980-07-23 | 0 | 0 | 0 | 0 | -12.5669 | -12.5669 | 3235.8169 | 24203.9104 |  | 0
1980-07-24 | 0 | 0 | 0 | 0 | -12.5669 | -12.5669 | 3223.25 | 24109.9103 |  | 0
1980-07-25 | 0 | 0 | 0 | 0 | -12.5669 | -12.5669 | 3210.6832 | 24015.9102 |  | 0
1980-07-26 | 0.0025 | 6.9 | 4.0107 | 4.0107 | -9.6776 | -9.6776 | 3201.0056 | 23943.522 |  | 0
1980-07-27 | 0 | 0 | 0 | 0 | -12.5669 | -12.5669 | 3188.4388 | 23849.5219 |  | 0
1980-07-28 | 0 | 0 | 0 | 0 | -12.5669 | -12.5669 | 3175.8719 | 23755.5218 |  | 0
1980-07-29 | 0 | 0 | 0 | 0 | -12.5669 | -12.5669 | 3163.305 | 23661.5217 |  | 0
1980-07-30 | 0 | 0 | 0 | 0 | -12.5669 | -12.5669 | 3150.7382 | 23567.5216 |  | 0
1980-07-31 | 0 | 0 | 0 | 0 | -12.5669 | -12.5669 | 3138.1713 | 23473.5215 |  | 0
1980-08-01 | 0 | 0 | 0 | 0 | -12.5669 | -12.5669 | 3125.6045 | 23379.5214 |  | 0
1980-08-02 | 0 | 0 | 0 | 0 | -12.5669 | -12.5669 | 3113.0376 | 23285.5213 |  | 0
1980-08-03 | 0 | 0 | 0 | 0 | -12.5669 | -12.5669 | 3100.4707 | 23191.5211 |  | 0
1980-08-04 | 0 | 0 | 0 | 0 | -12.5669 | -12.5669 | 3087.9039 | 23097.521 |  | 0
1980-08-05 | 0 | 0 | 0 | 0 | -12.5669 | -12.5669 | 3075.337 | 23003.5209 |  | 0
1980-08-06 | 0 | 0 | 0 | 0 | -12.5669 | -12.5669 | 3062.7702 | 22909.5208 |  | 0
1980-08-07 | 0 | 0 | 0 | 0 | -12.5669 | -12.5669 | 3050.2033 | 22815.5207 |  | 0
1980-08-08 | 0 | 0 | 0 | 0 | -12.5669 | -12.5669 | 3037.6364 | 22721.5206 |  | 0
1980-08-09 | 0 | 0 | 0 | 0 | -12.5669 | -12.5669 | 3025.0696 | 22627.5205 |  | 0
1980-08-10 | 0 | 0 | 0 | 0 | -12.5669 | -12.5669 | 3012.5027 | 22533.5204 |  | 0
1980-08-11 | 0 | 0 | 0 | 0 | -12.5669 | -12.5669 | 2999.9359 | 22439.5202 |  | 0
1980-08-12 | 0 | 0 | 0 | 0 | -12.5669 | -12.5669 | 2987.369 | 22345.5201 |  | 0
1980-08-13 | 0 | 0 | 0 | 0 | -12.5669 | -12.5669 | 2974.8021 | 22251.52 |  | 0
1980-08-14 | 0 | 0 | 0 | 0 | -12.5669 | -12.5669 | 2962.2353 | 22157.5199 |  | 0
1980-08-15 | 0 | 0 | 0 | 0 | -12.5669 | -12.5669 | 2949.6684 | 22063.5198 |  | 0
1980-08-16 | 0.0025 | 6.9 | 4.0107 | 4.0107 | -9.6776 | -9.6776 | 2939.9909 | 21991.1317 |  | 0
1980-08-17 | 0.0016667 | 4.6 | 4.0107 | 4.0107 | -11.9776 | -11.9776 | 2928.0133 | 21901.5396 |  | 0 | 1
1980-08-18 | 0 | 0 | 0 | 0 | -12.5669 | -12.5669 | 2915.4465 | 21807.5395 |  | 0
1980-08-19 | 0 | 0 | 0 | 0 | -12.5669 | -12.5669 | 2902.8796 | 21713.5393 |  | 0
1980-08-20 | 0 | 0 | 0 | 0 | -12.5669 | -12.5669 | 2890.3127 | 21619.5392 |  | 0
1980-08-21 | 0 | 0 | 0 | 0 | -12.5669 | -12.5669 | 2877.7459 | 21525.5391 |  | 0
1980-08-22 | 0 | 0 | 0 | 0 | -12.5669 | -12.5669 | 2865.179 | 21431.539 |  | 0
1980-08-23 | 0 | 0 | 0 | 0 | -12.5669 | -12.5669 | 2852.6122 | 21337.5389 |  | 0
1980-08-24 | 0 | 0 | 0 | 0 | -12.5669 | -12.5669 | 2840.0453 | 21243.5388 |  | 0
1980-08-25 | 0 | 0 | 0 | 0 | -12.5669 | -12.5669 | 2827.4784 | 21149.5387 |  | 0
1980-08-26 | 0 | 0 | 0 | 0 | -12.5669 | -12.5669 | 2814.9116 | 21055.5386 |  | 0
1980-08-27 | 0 | 0 | 0 | 0 | -12.5669 | -12.5669 | 2802.3447 | 20961.5384 |  | 0
1980-08-28 | 0.0175 | 48.3 | 4.0107 | 4.0107 | 31.7224 | 31.7224 | 2834.0672 | 21198.8223 |  | 0
1980-08-29 | 0 | 0 | 0 | 0 | -12.5669 | -12.5669 | 2821.5003 | 21104.8222 |  | 0
1980-08-30 | 0 | 0 | 0 | 0 | -12.5669 | -12.5669 | 2808.9334 | 21010.8221 |  | 0
1980-08-31 | 0 | 0 | 0 | 0 | -12.5669 | -12.5669 | 2796.3666 | 20916.822 |  | 0
1980-09-01 | 0 | 0 | 0 | 0 | -12.5669 | -12.5669 | 2783.7997 | 20822.8219 |  | 0
1980-09-02 | 0.053333 | 147.2 | 4.0107 | 4.0107 | 130.6224 | 130.6224 | 2914.4222 | 21799.8778 |  | 0
1980-09-03 | 0 | 0 | 0 | 0 | -12.5669 | -12.5669 | 2901.8553 | 21705.8776 |  | 0
1980-09-04 | 0.00083333 | 2.3 | 4.0107 | 2.3 | -12.5669 | -12.5669 | 2889.2884 | 21611.8775 |  | 0
1980-09-05 | 0 | 0 | 0 | 0 | -12.5669 | -12.5669 | 2876.7216 | 21517.8774 |  | 0
1980-09-06 | 0 | 0 | 0 | 0 | -12.5669 | -12.5669 | 2864.1547 | 21423.8773 |  | 0
1980-09-07 | 0.0075 | 20.7 | 4.0107 | 4.0107 | 4.1224 | 4.1224 | 2868.2772 | 21454.7132 |  | 0
1980-09-08 | 0.0025 | 6.9 | 4.0107 | 4.0107 | -9.6776 | -9.6776 | 2858.5996 | 21382.3251 |  | 0
1980-09-09 | 0.02 | 55.2 | 4.0107 | 4.0107 | 38.6224 | 38.6224 | 2897.2221 | 21671.221 |  | 0
1980-09-10 | 0.065833 | 181.7 | 4.0107 | 4.0107 | 165.1224 | 165.1224 | 3062.3445 | 22906.3369 |  | 0
1980-09-11 | 0 | 0 | 0 | 0 | -12.5669 | -12.5669 | 3049.7776 | 22812.3367 |  | 0
1980-09-12 | 0 | 0 | 0 | 0 | -12.5669 | -12.5669 | 3037.2108 | 22718.3366 |  | 0
1980-09-13 | 0 | 0 | 0 | 0 | -12.5669 | -12.5669 | 3024.6439 | 22624.3365 |  | 0
1980-09-14 | 0 | 0 | 0 | 0 | -12.5669 | -12.5669 | 3012.0771 | 22530.3364 |  | 0
1980-09-15 | 0 | 0 | 0 | 0 | -12.5669 | -12.5669 | 2999.5102 | 22436.3363 |  | 0
1980-09-16 | 0.00083333 | 2.3 | 4.0107 | 2.3 | -12.5669 | -12.5669 | 2986.9433 | 22342.3362 |  | 0
1980-09-17 | 0 | 0 | 0 | 0 | -12.5669 | -12.5669 | 2974.3765 | 22248.3361 |  | 0
1980-09-18 | 0 | 0 | 0 | 0 | -12.5669 | -12.5669 | 2961.8096 | 22154.336 |  | 0
1980-09-19 | 0 | 0 | 0 | 0 | -12.5669 | -12.5669 | 2949.2428 | 22060.3358 |  | 0
1980-09-20 | 0 | 0 | 0 | 0 | -12.5669 | -12.5669 | 2936.6759 | 21966.3357 |  | 0
1980-09-21 | 0 | 0 | 0 | 0 | -12.5669 | -12.5669 | 2924.109 | 21872.3356 |  | 0
1980-09-22 | 0 | 0 | 0 | 0 | -12.5669 | -12.5669 | 2911.5422 | 21778.3355 |  | 0
1980-09-23 | 0.094167 | 259.9 | 4.0107 | 4.0107 | 243.3224 | 243.3224 | 3154.8646 | 23598.3874 |  | 0
1980-09-24 | 0 | 0 | 0 | 0 | -12.5669 | -12.5669 | 3142.2978 | 23504.3873 |  | 0
1980-09-25 | 0 | 0 | 0 | 0 | -12.5669 | -12.5669 | 3129.7309 | 23410.3872 |  | 0
1980-09-26 | 0.0041667 | 11.5 | 4.0107 | 4.0107 | -5.0776 | -5.0776 | 3124.6533 | 23372.4071 |  | 0
1980-09-27 | 0.51583 | 1423.7 | 4.0107 | 4.0107 | 1407.1224 | 1407.1224 | 3997.8631 | 29904.0163 |  | 521.3458
1980-09-28 | 0.0875 | 241.5 | 4.0107 | 4.0107 | 224.9224 | 224.9224 | 3997.8631 | 29904.0163 |  | 212.3556
1980-09-29 | 0 | 0 | 0 | 0 | -12.5669 | -12.5669 | 3985.2963 | 29810.0162 |  | 0
1980-09-30 | 0 | 0 | 0 | 0 | -12.5669 | -12.5669 | 3972.7294 | 29716.0161 |  | 0
1980-10-01 | 0 | 0 | 0 | 0 | -12.5669 | -12.5669 | 3960.1626 | 29622.0159 |  | 0
1980-10-02 | 0 | 0 | 0 | 0 | -12.5669 | -12.5669 | 3947.5957 | 29528.0158 |  | 0
1980-10-03 | 0 | 0 | 0 | 0 | -12.5669 | -12.5669 | 3935.0288 | 29434.0157 |  | 0
1980-10-04 | 0 | 0 | 0 | 0 | -12.5669 | -12.5669 | 3922.462 | 29340.0156 |  | 0
1980-10-05 | 0 | 0 | 0 | 0 | -12.5669 | -12.5669 | 3909.8951 | 29246.0155 |  | 0
1980-10-06 | 0.0058333 | 16.1 | 4.0107 | 4.0107 | -0.47756 | -0.47756 | 3909.4176 | 29242.4434 |  | 0
1980-10-07 | 0 | 0 | 0 | 0 | -12.5669 | -12.5669 | 3896.8507 | 29148.4433 |  | 0
1980-10-08 | 0 | 0 | 0 | 0 | -12.5669 | -12.5669 | 3884.2838 | 29054.4432 |  | 0
1980-10-09 | 0 | 0 | 0 | 0 | -12.5669 | -12.5669 | 3871.717 | 28960.443 |  | 0
1980-10-10 | 0 | 0 | 0 | 0 | -12.5669 | -12.5669 | 3859.1501 | 28866.4429 |  | 0
1980-10-11 | 0 | 0 | 0 | 0 | -12.5669 | -12.5669 | 3846.5833 | 28772.4428 |  | 0
1980-10-12 | 0 | 0 | 0 | 0 | -12.5669 | -12.5669 | 3834.0164 | 28678.4427 |  | 0
1980-10-13 | 0 | 0 | 0 | 0 | -12.5669 | -12.5669 | 3821.4495 | 28584.4426 |  | 0
1980-10-14 | 0 | 0 | 0 | 0 | -12.5669 | -12.5669 | 3808.8827 | 28490.4425 |  | 0
1980-10-15 | 0 | 0 | 0 | 0 | -12.5669 | -12.5669 | 3796.3158 | 28396.4424 |  | 0
1980-10-16 | 0 | 0 | 0 | 0 | -12.5669 | -12.5669 | 3783.749 | 28302.4423 |  | 0
1980-10-17 | 0.00083333 | 2.3 | 4.0107 | 2.3 | -12.5669 | -12.5669 | 3771.1821 | 28208.4421 |  | 0
1980-10-18 | 0 | 0 | 0 | 0 | -12.5669 | -12.5669 | 3758.6152 | 28114.442 |  | 0
1980-10-19 | 0 | 0 | 0 | 0 | -12.5669 | -12.5669 | 3746.0484 | 28020.4419 |  | 0
1980-10-20 | 0 | 0 | 0 | 0 | -12.5669 | -12.5669 | 3733.4815 | 27926.4418 |  | 0
1980-10-21 | 0 | 0 | 0 | 0 | -12.5669 | -12.5669 | 3720.9147 | 27832.4417 |  | 0
1980-10-22 | 0 | 0 | 0 | 0 | -12.5669 | -12.5669 | 3708.3478 | 27738.4416 |  | 0
1980-10-23 | 0 | 0 | 0 | 0 | -12.5669 | -12.5669 | 3695.7809 | 27644.4415 |  | 0
1980-10-24 | 0 | 0 | 0 | 0 | -12.5669 | -12.5669 | 3683.2141 | 27550.4414 |  | 0
1980-10-25 | 0 | 0 | 0 | 0 | -12.5669 | -12.5669 | 3670.6472 | 27456.4412 |  | 0
1980-10-26 | 0.02 | 55.2 | 4.0107 | 4.0107 | 38.6224 | 38.6224 | 3709.2697 | 27745.3371 |  | 0
1980-10-27 | 0.11083 | 305.9 | 4.0107 | 4.0107 | 289.3224 | 289.3224 | 3998.5921 | 29909.469 |  | 0
1980-10-28 | 0 | 0 | 0 | 0 | -12.5669 | -12.5669 | 3986.0253 | 29815.4689 |  | 0
1980-10-29 | 0 | 0 | 0 | 0 | -12.5669 | -12.5669 | 3973.4584 | 29721.4688 |  | 0
1980-10-30 | 0 | 0 | 0 | 0 | -12.5669 | -12.5669 | 3960.8915 | 29627.4687 |  | 0
1980-10-31 | 0 | 0 | 0 | 0 | -12.5669 | -12.5669 | 3948.3247 | 29533.4686 |  | 0
1980-11-01 | 0 | 0 | 0 | 0 | -12.5669 | -12.5669 | 3935.7578 | 29439.4685 |  | 0
1980-11-02 | 0 | 0 | 0 | 0 | -12.5669 | -12.5669 | 3923.191 | 29345.4683 |  | 0
1980-11-03 | 0 | 0 | 0 | 0 | -12.5669 | -12.5669 | 3910.6241 | 29251.4682 |  | 0
1980-11-04 | 0 | 0 | 0 | 0 | -12.5669 | -12.5669 | 3898.0572 | 29157.4681 |  | 0
1980-11-05 | 0 | 0 | 0 | 0 | -12.5669 | -12.5669 | 3885.4904 | 29063.468 |  | 0
1980-11-06 | 0 | 0 | 0 | 0 | -12.5669 | -12.5669 | 3872.9235 | 28969.4679 |  | 0
1980-11-07 | 0 | 0 | 0 | 0 | -12.5669 | -12.5669 | 3860.3567 | 28875.4678 |  | 0
1980-11-08 | 0 | 0 | 0 | 0 | -12.5669 | -12.5669 | 3847.7898 | 28781.4677 |  | 0
1980-11-09 | 0 | 0 | 0 | 0 | -12.5669 | -12.5669 | 3835.2229 | 28687.4675 |  | 0
1980-11-10 | 0 | 0 | 0 | 0 | -12.5669 | -12.5669 | 3822.6561 | 28593.4674 |  | 0
1980-11-11 | 0 | 0 | 0 | 0 | -12.5669 | -12.5669 | 3810.0892 | 28499.4673 |  | 0
1980-11-12 | 0 | 0 | 0 | 0 | -12.5669 | -12.5669 | 3797.5224 | 28405.4672 |  | 0
1980-11-13 | 0 | 0 | 0 | 0 | -12.5669 | -12.5669 | 3784.9555 | 28311.4671 |  | 0
1980-11-14 | 0.0175 | 48.3 | 4.0107 | 4.0107 | 31.7224 | 31.7224 | 3816.6779 | 28548.751 |  | 0
1980-11-15 | 0 | 0 | 0 | 0 | -12.5669 | -12.5669 | 3804.1111 | 28454.7509 |  | 0
1980-11-16 | 0.085 | 234.6 | 4.0107 | 4.0107 | 218.0224 | 218.0224 | 3997.8631 | 29904.0163 |  | 11.7035
1980-11-17 | 0.016667 | 46 | 4.0107 | 4.0107 | 29.4224 | 29.4224 | 3997.8631 | 29904.0163 |  | 16.8556
1980-11-18 | 0 | 0 | 0 | 0 | -12.5669 | -12.5669 | 3985.2963 | 29810.0162 |  | 0
1980-11-19 | 0 | 0 | 0 | 0 | -12.5669 | -12.5669 | 3972.7294 | 29716.0161 |  | 0
1980-11-20 | 0 | 0 | 0 | 0 | -12.5669 | -12.5669 | 3960.1626 | 29622.0159 |  | 0
1980-11-21 | 0 | 0 | 0 | 0 | -12.5669 | -12.5669 | 3947.5957 | 29528.0158 |  | 0
1980-11-22 | 0.0066667 | 18.4 | 4.0107 | 4.0107 | 1.8224 | 1.8224 | 3949.4181 | 29541.6477 |  | 0
1980-11-23 | 0.0016667 | 4.6 | 4.0107 | 4.0107 | -11.9776 | -11.9776 | 3937.4406 | 29452.0556 |  | 0
1980-11-24 | 0 | 0 | 0 | 0 | -12.5669 | -12.5669 | 3924.8737 | 29358.0555 |  | 0
1980-11-25 | 0 | 0 | 0 | 0 | -12.5669 | -12.5669 | 3912.3069 | 29264.0554 |  | 0
1980-11-26 | 0.0033333 | 9.2 | 4.0107 | 4.0107 | -7.3776 | -7.3776 | 3904.9293 | 29208.8713 |  | 0
1980-11-27 | 0 | 0 | 0 | 0 | -12.5669 | -12.5669 | 3892.3625 | 29114.8712 |  | 0
1980-11-28 | 0 | 0 | 0 | 0 | -12.5669 | -12.5669 | 3879.7956 | 29020.871 |  | 0
1980-11-29 | 0 | 0 | 0 | 0 | -12.5669 | -12.5669 | 3867.2287 | 28926.8709 |  | 0
1980-11-30 | 0 | 0 | 0 | 0 | -12.5669 | -12.5669 | 3854.6619 | 28832.8708 |  | 0
1980-12-01 | 0 | 0 | 0 | 0 | -12.5669 | -12.5669 | 3842.095 | 28738.8707 |  | 0
1980-12-02 | 0 | 0 | 0 | 0 | -12.5669 | -12.5669 | 3829.5282 | 28644.8706 |  | 0
1980-12-03 | 0 | 0 | 0 | 0 | -12.5669 | -12.5669 | 3816.9613 | 28550.8705 |  | 0
1980-12-04 | 0 | 0 | 0 | 0 | -12.5669 | -12.5669 | 3804.3944 | 28456.8704 |  | 0
1980-12-05 | 0 | 0 | 0 | 0 | -12.5669 | -12.5669 | 3791.8276 | 28362.8703 |  | 0
1980-12-06 | 0 | 0 | 0 | 0 | -12.5669 | -12.5669 | 3779.2607 | 28268.8701 |  | 0
1980-12-07 | 0.098333 | 271.4 | 4.0107 | 4.0107 | 254.8224 | 254.8224 | 3997.8631 | 29904.0163 |  | 23.6532
1980-12-08 | 0.063333 | 174.8 | 4.0107 | 4.0107 | 158.2224 | 158.2224 | 3997.8631 | 29904.0163 |  | 145.6556
1980-12-09 | 0 | 0 | 0 | 0 | -12.5669 | -12.5669 | 3985.2963 | 29810.0162 |  | 0
1980-12-10 | 0 | 0 | 0 | 0 | -12.5669 | -12.5669 | 3972.7294 | 29716.0161 |  | 0
1980-12-11 | 0 | 0 | 0 | 0 | -12.5669 | -12.5669 | 3960.1626 | 29622.0159 |  | 0
1980-12-12 | 0 | 0 | 0 | 0 | -12.5669 | -12.5669 | 3947.5957 | 29528.0158 |  | 0
1980-12-13 | 0 | 0 | 0 | 0 | -12.5669 | -12.5669 | 3935.0288 | 29434.0157 |  | 0
1980-12-14 | 0 | 0 | 0 | 0 | -12.5669 | -12.5669 | 3922.462 | 29340.0156 |  | 0
1980-12-15 | 0 | 0 | 0 | 0 | -12.5669 | -12.5669 | 3909.8951 | 29246.0155 |  | 0
1980-12-16 | 0 | 0 | 0 | 0 | -12.5669 | -12.5669 | 3897.3283 | 29152.0154 |  | 0
1980-12-17 | 0 | 0 | 0 | 0 | -12.5669 | -12.5669 | 3884.7614 | 29058.0153 |  | 0
1980-12-18 | 0 | 0 | 0 | 0 | -12.5669 | -12.5669 | 3872.1945 | 28964.0152 |  | 0
1980-12-19 | 0 | 0 | 0 | 0 | -12.5669 | -12.5669 | 3859.6277 | 28870.015 |  | 0
1980-12-20 | 0 | 0 | 0 | 0 | -12.5669 | -12.5669 | 3847.0608 | 28776.0149 |  | 0
1980-12-21 | 0 | 0 | 0 | 0 | -12.5669 | -12.5669 | 3834.494 | 28682.0148 |  | 0
1980-12-22 | 0 | 0 | 0 | 0 | -12.5669 | -12.5669 | 3821.9271 | 28588.0147 |  | 0
1980-12-23 | 0 | 0 | 0 | 0 | -12.5669 | -12.5669 | 3809.3602 | 28494.0146 |  | 0
1980-12-24 | 0 | 0 | 0 | 0 | -12.5669 | -12.5669 | 3796.7934 | 28400.0145 |  | 0
1980-12-25 | 0 | 0 | 0 | 0 | -12.5669 | -12.5669 | 3784.2265 | 28306.0144 |  | 0
1980-12-26 | 0 | 0 | 0 | 0 | -12.5669 | -12.5669 | 3771.6597 | 28212.0143 |  | 0
1980-12-27 | 0 | 0 | 0 | 0 | -12.5669 | -12.5669 | 3759.0928 | 28118.0141 |  | 0
1980-12-28 | 0 | 0 | 0 | 0 | -12.5669 | -12.5669 | 3746.5259 | 28024.014 |  | 0
1980-12-29 | 0 | 0 | 0 | 0 | -12.5669 | -12.5669 | 3733.9591 | 27930.0139 |  | 0
1980-12-30 | 0 | 0 | 0 | 0 | -12.5669 | -12.5669 | 3721.3922 | 27836.0138 |  | 0
1980-12-31 | 0 | 0 | 0 | 0 | -12.5669 | -12.5669 | 3708.8254 | 27742.0137 |  | 0
1981-01-01 | 0 | 0 | 0 | 0 | -12.5669 | -12.5669 | 3696.2585 | 27648.0136 |  | 0
1981-01-02 | 0 | 0 | 0 | 0 | -12.5669 | -12.5669 | 3683.6916 | 27554.0135 |  | 0
1981-01-03 | 0 | 0 | 0 | 0 | -12.5669 | -12.5669 | 3671.1248 | 27460.0134 |  | 0
1981-01-04 | 0 | 0 | 0 | 0 | -12.5669 | -12.5669 | 3658.5579 | 27366.0132 |  | 0
1981-01-05 | 0 | 0 | 0 | 0 | -12.5669 | -12.5669 | 3645.9911 | 27272.0131 |  | 0
1981-01-06 | 0 | 0 | 0 | 0 | -12.5669 | -12.5669 | 3633.4242 | 27178.013 |  | 0
1981-01-07 | 0 | 0 | 0 | 0 | -12.5669 | -12.5669 | 3620.8573 | 27084.0129 |  | 0
1981-01-08 | 0 | 0 | 0 | 0 | -12.5669 | -12.5669 | 3608.2905 | 26990.0128 |  | 0
1981-01-09 | 0 | 0 | 0 | 0 | -12.5669 | -12.5669 | 3595.7236 | 26896.0127 |  | 0
1981-01-10 | 0 | 0 | 0 | 0 | -12.5669 | -12.5669 | 3583.1568 | 26802.0126 |  | 0
1981-01-11 | 0 | 0 | 0 | 0 | -12.5669 | -12.5669 | 3570.5899 | 26708.0125 |  | 0
1981-01-12 | 0 | 0 | 0 | 0 | -12.5669 | -12.5669 | 3558.023 | 26614.0123 |  | 0
1981-01-13 | 0 | 0 | 0 | 0 | -12.5669 | -12.5669 | 3545.4562 | 26520.0122 |  | 0
1981-01-14 | 0 | 0 | 0 | 0 | -12.5669 | -12.5669 | 3532.8893 | 26426.0121 |  | 0
1981-01-15 | 0 | 0 | 0 | 0 | -12.5669 | -12.5669 | 3520.3225 | 26332.012 |  | 0
1981-01-16 | 0 | 0 | 0 | 0 | -12.5669 | -12.5669 | 3507.7556 | 26238.0119 |  | 0
1981-01-17 | 0 | 0 | 0 | 0 | -12.5669 | -12.5669 | 3495.1887 | 26144.0118 |  | 0
1981-01-18 | 0 | 0 | 0 | 0 | -12.5669 | -12.5669 | 3482.6219 | 26050.0117 |  | 0
1981-01-19 | 0 | 0 | 0 | 0 | -12.5669 | -12.5669 | 3470.055 | 25956.0115 |  | 0
1981-01-20 | 0 | 0 | 0 | 0 | -12.5669 | -12.5669 | 3457.4882 | 25862.0114 |  | 0
1981-01-21 | 0.005 | 13.8 | 4.0107 | 4.0107 | -2.7776 | -2.7776 | 3454.7106 | 25841.2353 |  | 0
1981-01-22 | 0 | 0 | 0 | 0 | -12.5669 | -12.5669 | 3442.1437 | 25747.2352 |  | 0
1981-01-23 | 0 | 0 | 0 | 0 | -12.5669 | -12.5669 | 3429.5769 | 25653.2351 |  | 0
1981-01-24 | 0 | 0 | 0 | 0 | -12.5669 | -12.5669 | 3417.01 | 25559.235 |  | 0
1981-01-25 | 0 | 0 | 0 | 0 | -12.5669 | -12.5669 | 3404.4432 | 25465.2349 |  | 0
1981-01-26 | 0 | 0 | 0 | 0 | -12.5669 | -12.5669 | 3391.8763 | 25371.2348 |  | 0
1981-01-27 | 0 | 0 | 0 | 0 | -12.5669 | -12.5669 | 3379.3094 | 25277.2346 |  | 0
1981-01-28 | 0 | 0 | 0 | 0 | -12.5669 | -12.5669 | 3366.7426 | 25183.2345 |  | 0
1981-01-29 | 0 | 0 | 0 | 0 | -12.5669 | -12.5669 | 3354.1757 | 25089.2344 |  | 0
1981-01-30 | 0 | 0 | 0 | 0 | -12.5669 | -12.5669 | 3341.6089 | 24995.2343 |  | 0
1981-01-31 | 0.0066667 | 18.4 | 4.0107 | 4.0107 | 1.8224 | 1.8224 | 3343.4313 | 25008.8662 |  | 0
1981-02-01 | 0 | 0 | 0 | 0 | -12.5669 | -12.5669 | 3330.8644 | 24914.8661 |  | 0
1981-02-02 | 0 | 0 | 0 | 0 | -12.5669 | -12.5669 | 3318.2976 | 24820.866 |  | 0
1981-02-03 | 0 | 0 | 0 | 0 | -12.5669 | -12.5669 | 3305.7307 | 24726.8659 |  | 0
1981-02-04 | 0 | 0 | 0 | 0 | -12.5669 | -12.5669 | 3293.1639 | 24632.8657 |  | 0
1981-02-05 | 0 | 0 | 0 | 0 | -12.5669 | -12.5669 | 3280.597 | 24538.8656 |  | 0
1981-02-06 | 0 | 0 | 0 | 0 | -12.5669 | -12.5669 | 3268.0301 | 24444.8655 |  | 0
1981-02-07 | 0 | 0 | 0 | 0 | -12.5669 | -12.5669 | 3255.4633 | 24350.8654 |  | 0
1981-02-08 | 0 | 0 | 0 | 0 | -12.5669 | -12.5669 | 3242.8964 | 24256.8653 |  | 0
1981-02-09 | 0.025 | 69 | 4.0107 | 4.0107 | 52.4224 | 52.4224 | 3295.3189 | 24648.9852 |  | 0
1981-02-10 | 0 | 0 | 0 | 0 | -12.5669 | -12.5669 | 3282.752 | 24554.9851 |  | 0
1981-02-11 | 0 | 0 | 0 | 0 | -12.5669 | -12.5669 | 3270.1852 | 24460.985 |  | 0
1981-02-12 | 0 | 0 | 0 | 0 | -12.5669 | -12.5669 | 3257.6183 | 24366.9848 |  | 0
1981-02-13 | 0 | 0 | 0 | 0 | -12.5669 | -12.5669 | 3245.0514 | 24272.9847 |  | 0
1981-02-14 | 0 | 0 | 0 | 0 | -12.5669 | -12.5669 | 3232.4846 | 24178.9846 |  | 0
1981-02-15 | 0 | 0 | 0 | 0 | -12.5669 | -12.5669 | 3219.9177 | 24084.9845 |  | 0
1981-02-16 | 0 | 0 | 0 | 0 | -12.5669 | -12.5669 | 3207.3509 | 23990.9844 |  | 0
1981-02-17 | 0 | 0 | 0 | 0 | -12.5669 | -12.5669 | 3194.784 | 23896.9843 |  | 0
1981-02-18 | 0 | 0 | 0 | 0 | -12.5669 | -12.5669 | 3182.2171 | 23802.9842 |  | 0
1981-02-19 | 0 | 0 | 0 | 0 | -12.5669 | -12.5669 | 3169.6503 | 23708.9841 |  | 0
1981-02-20 | 0 | 0 | 0 | 0 | -12.5669 | -12.5669 | 3157.0834 | 23614.9839 |  | 0
1981-02-21 | 0 | 0 | 0 | 0 | -12.5669 | -12.5669 | 3144.5166 | 23520.9838 |  | 0
1981-02-22 | 0 | 0 | 0 | 0 | -12.5669 | -12.5669 | 3131.9497 | 23426.9837 |  | 0
1981-02-23 | 0 | 0 | 0 | 0 | -12.5669 | -12.5669 | 3119.3828 | 23332.9836 |  | 0
1981-02-24 | 0 | 0 | 0 | 0 | -12.5669 | -12.5669 | 3106.816 | 23238.9835 |  | 0
1981-02-25 | 0 | 0 | 0 | 0 | -12.5669 | -12.5669 | 3094.2491 | 23144.9834 |  | 0
1981-02-26 | 0 | 0 | 0 | 0 | -12.5669 | -12.5669 | 3081.6823 | 23050.9833 |  | 0
1981-02-27 | 0.105 | 289.8 | 4.0107 | 4.0107 | 273.2224 | 273.2224 | 3354.9047 | 25094.6872 |  | 0
1981-02-28 | 0.145 | 400.2 | 4.0107 | 4.0107 | 383.6224 | 383.6224 | 3738.5271 | 27964.183 |  | 0
1981-03-01 | 0 | 0 | 0 | 0 | -12.5669 | -12.5669 | 3725.9603 | 27870.1829 |  | 0
1981-03-02 | 0 | 0 | 0 | 0 | -12.5669 | -12.5669 | 3713.3934 | 27776.1828 |  | 0
1981-03-03 | 0.065 | 179.4 | 4.0107 | 4.0107 | 162.8224 | 162.8224 | 3876.2159 | 28994.0947 |  | 0
1981-03-04 | 0.0016667 | 4.6 | 4.0107 | 4.0107 | -11.9776 | -11.9776 | 3864.2383 | 28904.5026 |  | 0
1981-03-05 | 0 | 0 | 0 | 0 | -12.5669 | -12.5669 | 3851.6715 | 28810.5025 |  | 0
1981-03-06 | 0 | 0 | 0 | 0 | -12.5669 | -12.5669 | 3839.1046 | 28716.5024 |  | 0
1981-03-07 | 0.029167 | 80.5 | 4.0107 | 4.0107 | 63.9224 | 63.9224 | 3903.027 | 29194.6422 |  | 0
1981-03-08 | 0.00083333 | 2.3 | 4.0107 | 2.3 | -12.5669 | -12.5669 | 3890.4602 | 29100.6421 |  | 0
1981-03-09 | 0 | 0 | 0 | 0 | -12.5669 | -12.5669 | 3877.8933 | 29006.642 |  | 0
1981-03-10 | 0 | 0 | 0 | 0 | -12.5669 | -12.5669 | 3865.3265 | 28912.6419 |  | 0
1981-03-11 | 0 | 0 | 0 | 0 | -12.5669 | -12.5669 | 3852.7596 | 28818.6418 |  | 0
1981-03-12 | 0 | 0 | 0 | 0 | -12.5669 | -12.5669 | 3840.1927 | 28724.6417 |  | 0
1981-03-13 | 0 | 0 | 0 | 0 | -12.5669 | -12.5669 | 3827.6259 | 28630.6416 |  | 0
1981-03-14 | 0.0325 | 89.7 | 4.0107 | 4.0107 | 73.1224 | 73.1224 | 3900.7483 | 29177.5975 |  | 0
1981-03-15 | 0.0075 | 20.7 | 4.0107 | 4.0107 | 4.1224 | 4.1224 | 3904.8708 | 29208.4333 |  | 0
1981-03-16 | 0 | 0 | 0 | 0 | -12.5669 | -12.5669 | 3892.3039 | 29114.4332 |  | 0
1981-03-17 | 0 | 0 | 0 | 0 | -12.5669 | -12.5669 | 3879.737 | 29020.4331 |  | 0
1981-03-18 | 0 | 0 | 0 | 0 | -12.5669 | -12.5669 | 3867.1702 | 28926.433 |  | 0
1981-03-19 | 0 | 0 | 0 | 0 | -12.5669 | -12.5669 | 3854.6033 | 28832.4329 |  | 0
1981-03-20 | 0 | 0 | 0 | 0 | -12.5669 | -12.5669 | 3842.0365 | 28738.4328 |  | 0
1981-03-21 | 0 | 0 | 0 | 0 | -12.5669 | -12.5669 | 3829.4696 | 28644.4327 |  | 0
1981-03-22 | 0.00083333 | 2.3 | 4.0107 | 2.3 | -12.5669 | -12.5669 | 3816.9027 | 28550.4326 |  | 0
1981-03-23 | 0 | 0 | 0 | 0 | -12.5669 | -12.5669 | 3804.3359 | 28456.4324 |  | 0
1981-03-24 | 0 | 0 | 0 | 0 | -12.5669 | -12.5669 | 3791.769 | 28362.4323 |  | 0
1981-03-25 | 0.015833 | 43.7 | 4.0107 | 4.0107 | 27.1224 | 27.1224 | 3818.8915 | 28565.3082 |  | 0
1981-03-26 | 0 | 0 | 0 | 0 | -12.5669 | -12.5669 | 3806.3246 | 28471.3081 |  | 0
1981-03-27 | 0 | 0 | 0 | 0 | -12.5669 | -12.5669 | 3793.7578 | 28377.308 |  | 0
1981-03-28 | 0.0016667 | 4.6 | 4.0107 | 4.0107 | -11.9776 | -11.9776 | 3781.7802 | 28287.7159 |  | 0
1981-03-29 | 0 | 0 | 0 | 0 | -12.5669 | -12.5669 | 3769.2133 | 28193.7158 |  | 0
1981-03-30 | 0 | 0 | 0 | 0 | -12.5669 | -12.5669 | 3756.6465 | 28099.7157 |  | 0
1981-03-31 | 0 | 0 | 0 | 0 | -12.5669 | -12.5669 | 3744.0796 | 28005.7155 |  | 0
1981-04-01 | 0 | 0 | 0 | 0 | -12.5669 | -12.5669 | 3731.5128 | 27911.7154 |  | 0
1981-04-02 | 0 | 0 | 0 | 0 | -12.5669 | -12.5669 | 3718.9459 | 27817.7153 |  | 0
1981-04-03 | 0.034167 | 94.3 | 4.0107 | 4.0107 | 77.7224 | 77.7224 | 3796.6683 | 28399.0792 |  | 0
1981-04-04 | 0 | 0 | 0 | 0 | -12.5669 | -12.5669 | 3784.1015 | 28305.0791 |  | 0
1981-04-05 | 0 | 0 | 0 | 0 | -12.5669 | -12.5669 | 3771.5346 | 28211.079 |  | 0
1981-04-06 | 0 | 0 | 0 | 0 | -12.5669 | -12.5669 | 3758.9678 | 28117.0789 |  | 0
1981-04-07 | 0 | 0 | 0 | 0 | -12.5669 | -12.5669 | 3746.4009 | 28023.0788 |  | 0
1981-04-08 | 0 | 0 | 0 | 0 | -12.5669 | -12.5669 | 3733.834 | 27929.0786 |  | 0
1981-04-09 | 0 | 0 | 0 | 0 | -12.5669 | -12.5669 | 3721.2672 | 27835.0785 |  | 0
1981-04-10 | 0 | 0 | 0 | 0 | -12.5669 | -12.5669 | 3708.7003 | 27741.0784 |  | 0
1981-04-11 | 0 | 0 | 0 | 0 | -12.5669 | -12.5669 | 3696.1335 | 27647.0783 |  | 0
1981-04-12 | 0 | 0 | 0 | 0 | -12.5669 | -12.5669 | 3683.5666 | 27553.0782 |  | 0
1981-04-13 | 0.035 | 96.6 | 4.0107 | 4.0107 | 80.0224 | 80.0224 | 3763.589 | 28151.6461 |  | 0
1981-04-14 | 0.024167 | 66.7 | 4.0107 | 4.0107 | 50.1224 | 50.1224 | 3813.7115 | 28526.562 |  | 0
1981-04-15 | 0.010833 | 29.9 | 4.0107 | 4.0107 | 13.3224 | 13.3224 | 3827.0339 | 28626.2138 |  | 0
1981-04-16 | 0.0025 | 6.9 | 4.0107 | 4.0107 | -9.6776 | -9.6776 | 3817.3564 | 28553.8257 |  | 0
1981-04-17 | 0 | 0 | 0 | 0 | -12.5669 | -12.5669 | 3804.7895 | 28459.8256 |  | 0
1981-04-18 | 0.020833 | 57.5 | 4.0107 | 4.0107 | 40.9224 | 40.9224 | 3845.712 | 28765.9255 |  | 0
1981-04-19 | 0.0175 | 48.3 | 4.0107 | 4.0107 | 31.7224 | 31.7224 | 3877.4344 | 29003.2094 |  | 0
1981-04-20 | 0 | 0 | 0 | 0 | -12.5669 | -12.5669 | 3864.8676 | 28909.2093 |  | 0
1981-04-21 | 0.05 | 138 | 4.0107 | 4.0107 | 121.4224 | 121.4224 | 3986.29 | 29817.4492 |  | 0
1981-04-22 | 0 | 0 | 0 | 0 | -12.5669 | -12.5669 | 3973.7231 | 29723.4491 |  | 0
1981-04-23 | 0 | 0 | 0 | 0 | -12.5669 | -12.5669 | 3961.1563 | 29629.4489 |  | 0
1981-04-24 | 0 | 0 | 0 | 0 | -12.5669 | -12.5669 | 3948.5894 | 29535.4488 |  | 0
1981-04-25 | 0 | 0 | 0 | 0 | -12.5669 | -12.5669 | 3936.0226 | 29441.4487 |  | 0
1981-04-26 | 0 | 0 | 0 | 0 | -12.5669 | -12.5669 | 3923.4557 | 29347.4486 |  | 0
1981-04-27 | 0 | 0 | 0 | 0 | -12.5669 | -12.5669 | 3910.8888 | 29253.4485 |  | 0
1981-04-28 | 0.0525 | 144.9 | 4.0107 | 4.0107 | 128.3224 | 128.3224 | 3997.8631 | 29904.0163 |  | 28.7813
1981-04-29 | 0 | 0 | 0 | 0 | -12.5669 | -12.5669 | 3985.2963 | 29810.0162 |  | 0
1981-04-30 | 0.081667 | 225.4 | 4.0107 | 4.0107 | 208.8224 | 208.8224 | 3997.8631 | 29904.0163 |  | 183.6887
1981-05-01 | 0.0066667 | 18.4 | 4.0107 | 4.0107 | 1.8224 | 1.8224 | 3999.6856 | 29917.6482 |  | 0
1981-05-02 | 0 | 0 | 0 | 0 | -12.5669 | -12.5669 | 3987.1187 | 29823.6481 |  | 0
1981-05-03 | 0 | 0 | 0 | 0 | -12.5669 | -12.5669 | 3974.5519 | 29729.6479 |  | 0
1981-05-04 | 0 | 0 | 0 | 0 | -12.5669 | -12.5669 | 3961.985 | 29635.6478 |  | 0
1981-05-05 | 0 | 0 | 0 | 0 | -12.5669 | -12.5669 | 3949.4181 | 29541.6477 |  | 0
1981-05-06 | 0 | 0 | 0 | 0 | -12.5669 | -12.5669 | 3936.8513 | 29447.6476 |  | 0
1981-05-07 | 0.0058333 | 16.1 | 4.0107 | 4.0107 | -0.47756 | -0.47756 | 3936.3737 | 29444.0755 |  | 0
1981-05-08 | 0 | 0 | 0 | 0 | -12.5669 | -12.5669 | 3923.8069 | 29350.0754 |  | 0
1981-05-09 | 0.00083333 | 2.3 | 4.0107 | 2.3 | -12.5669 | -12.5669 | 3911.24 | 29256.0753 |  | 0
1981-05-10 | 0 | 0 | 0 | 0 | -12.5669 | -12.5669 | 3898.6731 | 29162.0752 |  | 0
1981-05-11 | 0 | 0 | 0 | 0 | -12.5669 | -12.5669 | 3886.1063 | 29068.075 |  | 0
1981-05-12 | 0 | 0 | 0 | 0 | -12.5669 | -12.5669 | 3873.5394 | 28974.0749 |  | 0
1981-05-13 | 0 | 0 | 0 | 0 | -12.5669 | -12.5669 | 3860.9726 | 28880.0748 |  | 0
1981-05-14 | 0 | 0 | 0 | 0 | -12.5669 | -12.5669 | 3848.4057 | 28786.0747 |  | 0
1981-05-15 | 0.02 | 55.2 | 4.0107 | 4.0107 | 38.6224 | 38.6224 | 3887.0282 | 29074.9706 |  | 0
1981-05-16 | 0.026667 | 73.6 | 4.0107 | 4.0107 | 57.0224 | 57.0224 | 3944.0506 | 29501.4985 |  | 0
1981-05-17 | 0 | 0 | 0 | 0 | -12.5669 | -12.5669 | 3931.4837 | 29407.4984 |  | 0
1981-05-18 | 0 | 0 | 0 | 0 | -12.5669 | -12.5669 | 3918.9169 | 29313.4983 |  | 0
1981-05-19 | 0 | 0 | 0 | 0 | -12.5669 | -12.5669 | 3906.35 | 29219.4981 |  | 0
1981-05-20 | 0 | 0 | 0 | 0 | -12.5669 | -12.5669 | 3893.7832 | 29125.498 |  | 0
1981-05-21 | 0 | 0 | 0 | 0 | -12.5669 | -12.5669 | 3881.2163 | 29031.4979 |  | 0
1981-05-22 | 0 | 0 | 0 | 0 | -12.5669 | -12.5669 | 3868.6494 | 28937.4978 |  | 0
1981-05-23 | 0.045 | 124.2 | 4.0107 | 4.0107 | 107.6224 | 107.6224 | 3976.2719 | 29742.5137 |  | 0
1981-05-24 | 0.0725 | 200.1 | 4.0107 | 4.0107 | 183.5224 | 183.5224 | 3997.8631 | 29904.0163 |  | 149.3643
1981-05-25 | 0 | 0 | 0 | 0 | -12.5669 | -12.5669 | 3985.2963 | 29810.0162 |  | 0
1981-05-26 | 0 | 0 | 0 | 0 | -12.5669 | -12.5669 | 3972.7294 | 29716.0161 |  | 0
1981-05-27 | 0.08 | 220.8 | 4.0107 | 4.0107 | 204.2224 | 204.2224 | 3997.8631 | 29904.0163 |  | 166.5219
1981-05-28 | 0.025 | 69 | 4.0107 | 4.0107 | 52.4224 | 52.4224 | 3997.8631 | 29904.0163 |  | 39.8556
1981-05-29 | 0 | 0 | 0 | 0 | -12.5669 | -12.5669 | 3985.2963 | 29810.0162 |  | 0
1981-05-30 | 0.0125 | 34.5 | 4.0107 | 4.0107 | 17.9224 | 17.9224 | 4003.2187 | 29944.0761 |  | 0
1981-05-31 | 0 | 0 | 0 | 0 | -12.5669 | -12.5669 | 3990.6519 | 29850.0759 |  | 0
1981-06-01 | 0.18167 | 501.4 | 4.0107 | 4.0107 | 484.8224 | 484.8224 | 3997.8631 | 29904.0163 |  | 465.0443
1981-06-02 | 0.0475 | 131.1 | 4.0107 | 4.0107 | 114.5224 | 114.5224 | 3997.8631 | 29904.0163 |  | 101.9556
1981-06-03 | 0.048333 | 133.4 | 4.0107 | 4.0107 | 116.8224 | 116.8224 | 3997.8631 | 29904.0163 |  | 104.2556
1981-06-04 | 0 | 0 | 0 | 0 | -12.5669 | -12.5669 | 3985.2963 | 29810.0162 |  | 0
1981-06-05 | 0.015 | 41.4 | 4.0107 | 4.0107 | 24.8224 | 24.8224 | 4010.1187 | 29995.6881 |  | 0
1981-06-06 | 0.0091667 | 25.3 | 4.0107 | 4.0107 | 8.7224 | 8.7224 | 3997.8631 | 29904.0163 |  | 8.4112
1981-06-07 | 0 | 0 | 0 | 0 | -12.5669 | -12.5669 | 3985.2963 | 29810.0162 |  | 0
1981-06-08 | 0 | 0 | 0 | 0 | -12.5669 | -12.5669 | 3972.7294 | 29716.0161 |  | 0
1981-06-09 | 0 | 0 | 0 | 0 | -12.5669 | -12.5669 | 3960.1626 | 29622.0159 |  | 0
1981-06-10 | 0 | 0 | 0 | 0 | -12.5669 | -12.5669 | 3947.5957 | 29528.0158 |  | 0
1981-06-11 | 0 | 0 | 0 | 0 | -12.5669 | -12.5669 | 3935.0288 | 29434.0157 |  | 0
1981-06-12 | 0 | 0 | 0 | 0 | -12.5669 | -12.5669 | 3922.462 | 29340.0156 |  | 0
1981-06-13 | 0 | 0 | 0 | 0 | -12.5669 | -12.5669 | 3909.8951 | 29246.0155 |  | 0
1981-06-14 | 0 | 0 | 0 | 0 | -12.5669 | -12.5669 | 3897.3283 | 29152.0154 |  | 0
1981-06-15 | 0.080833 | 223.1 | 4.0107 | 4.0107 | 206.5224 | 206.5224 | 3997.8631 | 29904.0163 |  | 93.4207
1981-06-16 | 0 | 0 | 0 | 0 | -12.5669 | -12.5669 | 3985.2963 | 29810.0162 |  | 0
1981-06-17 | 0 | 0 | 0 | 0 | -12.5669 | -12.5669 | 3972.7294 | 29716.0161 |  | 0
1981-06-18 | 0 | 0 | 0 | 0 | -12.5669 | -12.5669 | 3960.1626 | 29622.0159 |  | 0
1981-06-19 | 0 | 0 | 0 | 0 | -12.5669 | -12.5669 | 3947.5957 | 29528.0158 |  | 0
1981-06-20 | 0 | 0 | 0 | 0 | -12.5669 | -12.5669 | 3935.0288 | 29434.0157 |  | 0
1981-06-21 | 0 | 0 | 0 | 0 | -12.5669 | -12.5669 | 3922.462 | 29340.0156 |  | 0
1981-06-22 | 0 | 0 | 0 | 0 | -12.5669 | -12.5669 | 3909.8951 | 29246.0155 |  | 0
1981-06-23 | 0 | 0 | 0 | 0 | -12.5669 | -12.5669 | 3897.3283 | 29152.0154 |  | 0
1981-06-24 | 0 | 0 | 0 | 0 | -12.5669 | -12.5669 | 3884.7614 | 29058.0153 |  | 0
1981-06-25 | 0 | 0 | 0 | 0 | -12.5669 | -12.5669 | 3872.1945 | 28964.0152 |  | 0
1981-06-26 | 0 | 0 | 0 | 0 | -12.5669 | -12.5669 | 3859.6277 | 28870.015 |  | 0
1981-06-27 | 0 | 0 | 0 | 0 | -12.5669 | -12.5669 | 3847.0608 | 28776.0149 |  | 0
1981-06-28 | 0 | 0 | 0 | 0 | -12.5669 | -12.5669 | 3834.494 | 28682.0148 |  | 0
1981-06-29 | 0 | 0 | 0 | 0 | -12.5669 | -12.5669 | 3821.9271 | 28588.0147 |  | 0
1981-06-30 | 0 | 0 | 0 | 0 | -12.5669 | -12.5669 | 3809.3602 | 28494.0146 |  | 0
1981-07-01 | 0 | 0 | 0 | 0 | -12.5669 | -12.5669 | 3796.7934 | 28400.0145 |  | 0
1981-07-02 | 0.09 | 248.4 | 4.0107 | 4.0107 | 231.8224 | 231.8224 | 3997.8631 | 29904.0163 |  | 18.1858
1981-07-03 | 0 | 0 | 0 | 0 | -12.5669 | -12.5669 | 3985.2963 | 29810.0162 |  | 0
1981-07-04 | 0 | 0 | 0 | 0 | -12.5669 | -12.5669 | 3972.7294 | 29716.0161 |  | 0
1981-07-05 | 0 | 0 | 0 | 0 | -12.5669 | -12.5669 | 3960.1626 | 29622.0159 |  | 0
1981-07-06 | 0 | 0 | 0 | 0 | -12.5669 | -12.5669 | 3947.5957 | 29528.0158 |  | 0
1981-07-07 | 0.00083333 | 2.3 | 4.0107 | 2.3 | -12.5669 | -12.5669 | 3935.0288 | 29434.0157 |  | 0
1981-07-08 | 0 | 0 | 0 | 0 | -12.5669 | -12.5669 | 3922.462 | 29340.0156 |  | 0
1981-07-09 | 0 | 0 | 0 | 0 | -12.5669 | -12.5669 | 3909.8951 | 29246.0155 |  | 0
1981-07-10 | 0 | 0 | 0 | 0 | -12.5669 | -12.5669 | 3897.3283 | 29152.0154 |  | 0
1981-07-11 | 0 | 0 | 0 | 0 | -12.5669 | -12.5669 | 3884.7614 | 29058.0153 |  | 0
1981-07-12 | 0 | 0 | 0 | 0 | -12.5669 | -12.5669 | 3872.1945 | 28964.0152 |  | 0
1981-07-13 | 0 | 0 | 0 | 0 | -12.5669 | -12.5669 | 3859.6277 | 28870.015 |  | 0
1981-07-14 | 0 | 0 | 0 | 0 | -12.5669 | -12.5669 | 3847.0608 | 28776.0149 |  | 0
1981-07-15 | 0 | 0 | 0 | 0 | -12.5669 | -12.5669 | 3834.494 | 28682.0148 |  | 0
1981-07-16 | 0 | 0 | 0 | 0 | -12.5669 | -12.5669 | 3821.9271 | 28588.0147 |  | 0
1981-07-17 | 0 | 0 | 0 | 0 | -12.5669 | -12.5669 | 3809.3602 | 28494.0146 |  | 0
1981-07-18 | 0 | 0 | 0 | 0 | -12.5669 | -12.5669 | 3796.7934 | 28400.0145 |  | 0
1981-07-19 | 0 | 0 | 0 | 0 | -12.5669 | -12.5669 | 3784.2265 | 28306.0144 |  | 0
1981-07-20 | 0 | 0 | 0 | 0 | -12.5669 | -12.5669 | 3771.6597 | 28212.0143 |  | 0
1981-07-21 | 0 | 0 | 0 | 0 | -12.5669 | -12.5669 | 3759.0928 | 28118.0141 |  | 0
1981-07-22 | 0 | 0 | 0 | 0 | -12.5669 | -12.5669 | 3746.5259 | 28024.014 |  | 0
1981-07-23 | 0 | 0 | 0 | 0 | -12.5669 | -12.5669 | 3733.9591 | 27930.0139 |  | 0
1981-07-24 | 0 | 0 | 0 | 0 | -12.5669 | -12.5669 | 3721.3922 | 27836.0138 |  | 0
1981-07-25 | 0 | 0 | 0 | 0 | -12.5669 | -12.5669 | 3708.8254 | 27742.0137 |  | 0
1981-07-26 | 0 | 0 | 0 | 0 | -12.5669 | -12.5669 | 3696.2585 | 27648.0136 |  | 0
1981-07-27 | 0 | 0 | 0 | 0 | -12.5669 | -12.5669 | 3683.6916 | 27554.0135 |  | 0
1981-07-28 | 0.019167 | 52.9 | 4.0107 | 4.0107 | 36.3224 | 36.3224 | 3720.0141 | 27825.7054 |  | 0
1981-07-29 | 0 | 0 | 0 | 0 | -12.5669 | -12.5669 | 3707.4472 | 27731.7052 |  | 0
1981-07-30 | 0 | 0 | 0 | 0 | -12.5669 | -12.5669 | 3694.8804 | 27637.7051 |  | 0
1981-07-31 | 0.00083333 | 2.3 | 4.0107 | 2.3 | -12.5669 | -12.5669 | 3682.3135 | 27543.705 |  | 0
1981-08-01 | 0 | 0 | 0 | 0 | -12.5669 | -12.5669 | 3669.7466 | 27449.7049 |  | 0
1981-08-02 | 0 | 0 | 0 | 0 | -12.5669 | -12.5669 | 3657.1798 | 27355.7048 |  | 0
1981-08-03 | 0 | 0 | 0 | 0 | -12.5669 | -12.5669 | 3644.6129 | 27261.7047 |  | 0
1981-08-04 | 0 | 0 | 0 | 0 | -12.5669 | -12.5669 | 3632.0461 | 27167.7046 |  | 0
1981-08-05 | 0 | 0 | 0 | 0 | -12.5669 | -12.5669 | 3619.4792 | 27073.7045 |  | 0
1981-08-06 | 0 | 0 | 0 | 0 | -12.5669 | -12.5669 | 3606.9123 | 26979.7043 |  | 0
1981-08-07 | 0.0625 | 172.5 | 4.0107 | 4.0107 | 155.9224 | 155.9224 | 3762.8348 | 28146.0042 |  | 0
1981-08-08 | 0 | 0 | 0 | 0 | -12.5669 | -12.5669 | 3750.2679 | 28052.0041 |  | 0
1981-08-09 | 0 | 0 | 0 | 0 | -12.5669 | -12.5669 | 3737.7011 | 27958.004 |  | 0
1981-08-10 | 0.00083333 | 2.3 | 4.0107 | 2.3 | -12.5669 | -12.5669 | 3725.1342 | 27864.0039 |  | 0
1981-08-11 | 0.0083333 | 23 | 4.0107 | 4.0107 | 6.4224 | 6.4224 | 3731.5567 | 27912.0438 |  | 0
1981-08-12 | 0 | 0 | 0 | 0 | -12.5669 | -12.5669 | 3718.9898 | 27818.0437 |  | 0
1981-08-13 | 0 | 0 | 0 | 0 | -12.5669 | -12.5669 | 3706.4229 | 27724.0435 |  | 0
1981-08-14 | 0 | 0 | 0 | 0 | -12.5669 | -12.5669 | 3693.8561 | 27630.0434 |  | 0
1981-08-15 | 0.058333 | 161 | 4.0107 | 4.0107 | 144.4224 | 144.4224 | 3838.2785 | 28710.3233 |  | 0
1981-08-16 | 0.060833 | 167.9 | 4.0107 | 4.0107 | 151.3224 | 151.3224 | 3989.601 | 29842.2152 |  | 0
1981-08-17 | 0 | 0 | 0 | 0 | -12.5669 | -12.5669 | 3977.0341 | 29748.2151 |  | 0
1981-08-18 | 0 | 0 | 0 | 0 | -12.5669 | -12.5669 | 3964.4672 | 29654.215 |  | 0
1981-08-19 | 0 | 0 | 0 | 0 | -12.5669 | -12.5669 | 3951.9004 | 29560.2149 |  | 0
1981-08-20 | 0 | 0 | 0 | 0 | -12.5669 | -12.5669 | 3939.3335 | 29466.2148 |  | 0
1981-08-21 | 0 | 0 | 0 | 0 | -12.5669 | -12.5669 | 3926.7667 | 29372.2146 |  | 0
1981-08-22 | 0 | 0 | 0 | 0 | -12.5669 | -12.5669 | 3914.1998 | 29278.2145 |  | 0
1981-08-23 | 0 | 0 | 0 | 0 | -12.5669 | -12.5669 | 3901.6329 | 29184.2144 |  | 0
1981-08-24 | 0 | 0 | 0 | 0 | -12.5669 | -12.5669 | 3889.0661 | 29090.2143 |  | 0
1981-08-25 | 0 | 0 | 0 | 0 | -12.5669 | -12.5669 | 3876.4992 | 28996.2142 |  | 0
1981-08-26 | 0 | 0 | 0 | 0 | -12.5669 | -12.5669 | 3863.9324 | 28902.2141 |  | 0
1981-08-27 | 0 | 0 | 0 | 0 | -12.5669 | -12.5669 | 3851.3655 | 28808.214 |  | 0
1981-08-28 | 0 | 0 | 0 | 0 | -12.5669 | -12.5669 | 3838.7986 | 28714.2139 |  | 0
1981-08-29 | 0 | 0 | 0 | 0 | -12.5669 | -12.5669 | 3826.2318 | 28620.2137 |  | 0
1981-08-30 | 0 | 0 | 0 | 0 | -12.5669 | -12.5669 | 3813.6649 | 28526.2136 |  | 0
1981-08-31 | 0 | 0 | 0 | 0 | -12.5669 | -12.5669 | 3801.0981 | 28432.2135 |  | 0
1981-09-01 | 0.025 | 69 | 4.0107 | 4.0107 | 52.4224 | 52.4224 | 3853.5205 | 28824.3334 |  | 0
1981-09-02 | 0 | 0 | 0 | 0 | -12.5669 | -12.5669 | 3840.9536 | 28730.3333 |  | 0
1981-09-03 | 0 | 0 | 0 | 0 | -12.5669 | -12.5669 | 3828.3868 | 28636.3332 |  | 0
1981-09-04 | 0 | 0 | 0 | 0 | -12.5669 | -12.5669 | 3815.8199 | 28542.3331 |  | 0
1981-09-05 | 0.023333 | 64.4 | 4.0107 | 4.0107 | 47.8224 | 47.8224 | 3863.6424 | 28900.045 |  | 0
1981-09-06 | 0.0016667 | 4.6 | 4.0107 | 4.0107 | -11.9776 | -11.9776 | 3851.6648 | 28810.4528 |  | 0
1981-09-07 | 0 | 0 | 0 | 0 | -12.5669 | -12.5669 | 3839.098 | 28716.4527 |  | 0
1981-09-08 | 0 | 0 | 0 | 0 | -12.5669 | -12.5669 | 3826.5311 | 28622.4526 |  | 0
1981-09-09 | 0 | 0 | 0 | 0 | -12.5669 | -12.5669 | 3813.9642 | 28528.4525 |  | 0
1981-09-10 | 0 | 0 | 0 | 0 | -12.5669 | -12.5669 | 3801.3974 | 28434.4524 |  | 0
1981-09-11 | 0 | 0 | 0 | 0 | -12.5669 | -12.5669 | 3788.8305 | 28340.4523 |  | 0
1981-09-12 | 0 | 0 | 0 | 0 | -12.5669 | -12.5669 | 3776.2637 | 28246.4522 |  | 0
1981-09-13 | 0.054167 | 149.5 | 4.0107 | 4.0107 | 132.9224 | 132.9224 | 3909.1861 | 29240.7121 |  | 0
1981-09-14 | 0.0091667 | 25.3 | 4.0107 | 4.0107 | 8.7224 | 8.7224 | 3917.9085 | 29305.9559 |  | 0
1981-09-15 | 0 | 0 | 0 | 0 | -12.5669 | -12.5669 | 3905.3417 | 29211.9558 |  | 0
1981-09-16 | 0 | 0 | 0 | 0 | -12.5669 | -12.5669 | 3892.7748 | 29117.9557 |  | 0
1981-09-17 | 0 | 0 | 0 | 0 | -12.5669 | -12.5669 | 3880.208 | 29023.9556 |  | 0
1981-09-18 | 0 | 0 | 0 | 0 | -12.5669 | -12.5669 | 3867.6411 | 28929.9555 |  | 0
1981-09-19 | 0 | 0 | 0 | 0 | -12.5669 | -12.5669 | 3855.0742 | 28835.9554 |  | 0
1981-09-20 | 0 | 0 | 0 | 0 | -12.5669 | -12.5669 | 3842.5074 | 28741.9553 |  | 0
1981-09-21 | 0 | 0 | 0 | 0 | -12.5669 | -12.5669 | 3829.9405 | 28647.9552 |  | 0
1981-09-22 | 0 | 0 | 0 | 0 | -12.5669 | -12.5669 | 3817.3737 | 28553.955 |  | 0
1981-09-23 | 0 | 0 | 0 | 0 | -12.5669 | -12.5669 | 3804.8068 | 28459.9549 |  | 0
1981-09-24 | 0 | 0 | 0 | 0 | -12.5669 | -12.5669 | 3792.2399 | 28365.9548 |  | 0
1981-09-25 | 0 | 0 | 0 | 0 | -12.5669 | -12.5669 | 3779.6731 | 28271.9547 |  | 0
1981-09-26 | 0 | 0 | 0 | 0 | -12.5669 | -12.5669 | 3767.1062 | 28177.9546 |  | 0
1981-09-27 | 0.010833 | 29.9 | 4.0107 | 4.0107 | 13.3224 | 13.3224 | 3780.4287 | 28277.6065 |  | 0
1981-09-28 | 0 | 0 | 0 | 0 | -12.5669 | -12.5669 | 3767.8618 | 28183.6064 |  | 0
1981-09-29 | 0 | 0 | 0 | 0 | -12.5669 | -12.5669 | 3755.295 | 28089.6062 |  | 0
1981-09-30 | 0 | 0 | 0 | 0 | -12.5669 | -12.5669 | 3742.7281 | 27995.6061 |  | 0
1981-10-01 | 0.01 | 27.6 | 4.0107 | 4.0107 | 11.0224 | 11.0224 | 3753.7505 | 28078.054 |  | 0
1981-10-02 | 0 | 0 | 0 | 0 | -12.5669 | -12.5669 | 3741.1837 | 27984.0539 |  | 0
1981-10-03 | 0 | 0 | 0 | 0 | -12.5669 | -12.5669 | 3728.6168 | 27890.0538 |  | 0
1981-10-04 | 0 | 0 | 0 | 0 | -12.5669 | -12.5669 | 3716.05 | 27796.0537 |  | 0
1981-10-05 | 0.0058333 | 16.1 | 4.0107 | 4.0107 | -0.47756 | -0.47756 | 3715.5724 | 27792.4816 |  | 0
1981-10-06 | 0.0016667 | 4.6 | 4.0107 | 4.0107 | -11.9776 | -11.9776 | 3703.5948 | 27702.8895 |  | 0
1981-10-07 | 0.27 | 745.2 | 4.0107 | 4.0107 | 728.6224 | 728.6224 | 3997.8631 | 29904.0163 |  | 421.7873
1981-10-08 | 0 | 0 | 0 | 0 | -12.5669 | -12.5669 | 3985.2963 | 29810.0162 |  | 0
1981-10-09 | 0 | 0 | 0 | 0 | -12.5669 | -12.5669 | 3972.7294 | 29716.0161 |  | 0
1981-10-10 | 0 | 0 | 0 | 0 | -12.5669 | -12.5669 | 3960.1626 | 29622.0159 |  | 0
1981-10-11 | 0.059167 | 163.3 | 4.0107 | 4.0107 | 146.7224 | 146.7224 | 3997.8631 | 29904.0163 |  | 96.455
1981-10-12 | 0.15083 | 416.3 | 4.0107 | 4.0107 | 399.7224 | 399.7224 | 3997.8631 | 29904.0163 |  | 387.1556
1981-10-13 | 0.105 | 289.8 | 4.0107 | 4.0107 | 273.2224 | 273.2224 | 3997.8631 | 29904.0163 |  | 260.6556
1981-10-14 | 0 | 0 | 0 | 0 | -12.5669 | -12.5669 | 3985.2963 | 29810.0162 |  | 0
1981-10-15 | 0.016667 | 46 | 4.0107 | 4.0107 | 29.4224 | 29.4224 | 3997.8631 | 29904.0163 |  | 4.2887
1981-10-16 | 0.011667 | 32.2 | 4.0107 | 4.0107 | 15.6224 | 15.6224 | 3997.8631 | 29904.0163 |  | 3.0556
1981-10-17 | 0 | 0 | 0 | 0 | -12.5669 | -12.5669 | 3985.2963 | 29810.0162 |  | 0
1981-10-18 | 0 | 0 | 0 | 0 | -12.5669 | -12.5669 | 3972.7294 | 29716.0161 |  | 0
1981-10-19 | 0 | 0 | 0 | 0 | -12.5669 | -12.5669 | 3960.1626 | 29622.0159 |  | 0
1981-10-20 | 0 | 0 | 0 | 0 | -12.5669 | -12.5669 | 3947.5957 | 29528.0158 |  | 0
1981-10-21 | 0 | 0 | 0 | 0 | -12.5669 | -12.5669 | 3935.0288 | 29434.0157 |  | 0
1981-10-22 | 0.020833 | 57.5 | 4.0107 | 4.0107 | 40.9224 | 40.9224 | 3975.9513 | 29740.1156 |  | 0
1981-10-23 | 0 | 0 | 0 | 0 | -12.5669 | -12.5669 | 3963.3844 | 29646.1155 |  | 0
1981-10-24 | 0 | 0 | 0 | 0 | -12.5669 | -12.5669 | 3950.8176 | 29552.1154 |  | 0
1981-10-25 | 0 | 0 | 0 | 0 | -12.5669 | -12.5669 | 3938.2507 | 29458.1153 |  | 0
1981-10-26 | 0 | 0 | 0 | 0 | -12.5669 | -12.5669 | 3925.6838 | 29364.1152 |  | 0
1981-10-27 | 0 | 0 | 0 | 0 | -12.5669 | -12.5669 | 3913.117 | 29270.115 |  | 0
1981-10-28 | 0 | 0 | 0 | 0 | -12.5669 | -12.5669 | 3900.5501 | 29176.1149 |  | 0
1981-10-29 | 0 | 0 | 0 | 0 | -12.5669 | -12.5669 | 3887.9833 | 29082.1148 |  | 0
1981-10-30 | 0 | 0 | 0 | 0 | -12.5669 | -12.5669 | 3875.4164 | 28988.1147 |  | 0
1981-10-31 | 0.00083333 | 2.3 | 4.0107 | 2.3 | -12.5669 | -12.5669 | 3862.8495 | 28894.1146 |  | 0
1981-11-01 | 0 | 0 | 0 | 0 | -12.5669 | -12.5669 | 3850.2827 | 28800.1145 |  | 0
1981-11-02 | 0 | 0 | 0 | 0 | -12.5669 | -12.5669 | 3837.7158 | 28706.1144 |  | 0
1981-11-03 | 0 | 0 | 0 | 0 | -12.5669 | -12.5669 | 3825.149 | 28612.1143 |  | 0
1981-11-04 | 0 | 0 | 0 | 0 | -12.5669 | -12.5669 | 3812.5821 | 28518.1141 |  | 0
1981-11-05 | 0 | 0 | 0 | 0 | -12.5669 | -12.5669 | 3800.0152 | 28424.114 |  | 0
1981-11-06 | 0 | 0 | 0 | 0 | -12.5669 | -12.5669 | 3787.4484 | 28330.1139 |  | 0
1981-11-07 | 0 | 0 | 0 | 0 | -12.5669 | -12.5669 | 3774.8815 | 28236.1138 |  | 0
1981-11-08 | 0.011667 | 32.2 | 4.0107 | 4.0107 | 15.6224 | 15.6224 | 3790.504 | 28352.9697 |  | 0
1981-11-09 | 0 | 0 | 0 | 0 | -12.5669 | -12.5669 | 3777.9371 | 28258.9696 |  | 0
1981-11-10 | 0 | 0 | 0 | 0 | -12.5669 | -12.5669 | 3765.3702 | 28164.9695 |  | 0
1981-11-11 | 0 | 0 | 0 | 0 | -12.5669 | -12.5669 | 3752.8034 | 28070.9694 |  | 0
1981-11-12 | 0 | 0 | 0 | 0 | -12.5669 | -12.5669 | 3740.2365 | 27976.9692 |  | 0
1981-11-13 | 0 | 0 | 0 | 0 | -12.5669 | -12.5669 | 3727.6697 | 27882.9691 |  | 0
1981-11-14 | 0 | 0 | 0 | 0 | -12.5669 | -12.5669 | 3715.1028 | 27788.969 |  | 0
1981-11-15 | 0 | 0 | 0 | 0 | -12.5669 | -12.5669 | 3702.5359 | 27694.9689 |  | 0
1981-11-16 | 0 | 0 | 0 | 0 | -12.5669 | -12.5669 | 3689.9691 | 27600.9688 |  | 0
1981-11-17 | 0 | 0 | 0 | 0 | -12.5669 | -12.5669 | 3677.4022 | 27506.9687 |  | 0
1981-11-18 | 0 | 0 | 0 | 0 | -12.5669 | -12.5669 | 3664.8354 | 27412.9686 |  | 0
1981-11-19 | 0 | 0 | 0 | 0 | -12.5669 | -12.5669 | 3652.2685 | 27318.9685 |  | 0
1981-11-20 | 0 | 0 | 0 | 0 | -12.5669 | -12.5669 | 3639.7016 | 27224.9683 |  | 0
1981-11-21 | 0 | 0 | 0 | 0 | -12.5669 | -12.5669 | 3627.1348 | 27130.9682 |  | 0
1981-11-22 | 0 | 0 | 0 | 0 | -12.5669 | -12.5669 | 3614.5679 | 27036.9681 |  | 0
1981-11-23 | 0 | 0 | 0 | 0 | -12.5669 | -12.5669 | 3602.0011 | 26942.968 |  | 0
1981-11-24 | 0 | 0 | 0 | 0 | -12.5669 | -12.5669 | 3589.4342 | 26848.9679 |  | 0
1981-11-25 | 0 | 0 | 0 | 0 | -12.5669 | -12.5669 | 3576.8673 | 26754.9678 |  | 0
1981-11-26 | 0 | 0 | 0 | 0 | -12.5669 | -12.5669 | 3564.3005 | 26660.9677 |  | 0
1981-11-27 | 0 | 0 | 0 | 0 | -12.5669 | -12.5669 | 3551.7336 | 26566.9675 |  | 0
1981-11-28 | 0 | 0 | 0 | 0 | -12.5669 | -12.5669 | 3539.1668 | 26472.9674 |  | 0
1981-11-29 | 0.011667 | 32.2 | 4.0107 | 4.0107 | 15.6224 | 15.6224 | 3554.7892 | 26589.8233 |  | 0
1981-11-30 | 0.048333 | 133.4 | 4.0107 | 4.0107 | 116.8224 | 116.8224 | 3671.6117 | 27463.6552 |  | 0
1981-12-01 | 0 | 0 | 0 | 0 | -12.5669 | -12.5669 | 3659.0448 | 27369.6551 |  | 0
1981-12-02 | 0 | 0 | 0 | 0 | -12.5669 | -12.5669 | 3646.4779 | 27275.655 |  | 0
1981-12-03 | 0 | 0 | 0 | 0 | -12.5669 | -12.5669 | 3633.9111 | 27181.6549 |  | 0
1981-12-04 | 0 | 0 | 0 | 0 | -12.5669 | -12.5669 | 3621.3442 | 27087.6548 |  | 0
1981-12-05 | 0 | 0 | 0 | 0 | -12.5669 | -12.5669 | 3608.7774 | 26993.6546 |  | 0
1981-12-06 | 0 | 0 | 0 | 0 | -12.5669 | -12.5669 | 3596.2105 | 26899.6545 |  | 0
1981-12-07 | 0 | 0 | 0 | 0 | -12.5669 | -12.5669 | 3583.6436 | 26805.6544 |  | 0
1981-12-08 | 0 | 0 | 0 | 0 | -12.5669 | -12.5669 | 3571.0768 | 26711.6543 |  | 0
1981-12-09 | 0 | 0 | 0 | 0 | -12.5669 | -12.5669 | 3558.5099 | 26617.6542 |  | 0
1981-12-10 | 0 | 0 | 0 | 0 | -12.5669 | -12.5669 | 3545.9431 | 26523.6541 |  | 0
1981-12-11 | 0 | 0 | 0 | 0 | -12.5669 | -12.5669 | 3533.3762 | 26429.654 |  | 0
1981-12-12 | 0 | 0 | 0 | 0 | -12.5669 | -12.5669 | 3520.8093 | 26335.6539 |  | 0
1981-12-13 | 0.020833 | 57.5 | 4.0107 | 4.0107 | 40.9224 | 40.9224 | 3561.7318 | 26641.7537 |  | 0
1981-12-14 | 0.0041667 | 11.5 | 4.0107 | 4.0107 | -5.0776 | -5.0776 | 3556.6542 | 26603.7736 |  | 0
1981-12-15 | 0 | 0 | 0 | 0 | -12.5669 | -12.5669 | 3544.0874 | 26509.7735 |  | 0
1981-12-16 | 0 | 0 | 0 | 0 | -12.5669 | -12.5669 | 3531.5205 | 26415.7734 |  | 0
1981-12-17 | 0 | 0 | 0 | 0 | -12.5669 | -12.5669 | 3518.9536 | 26321.7733 |  | 0
1981-12-18 | 0 | 0 | 0 | 0 | -12.5669 | -12.5669 | 3506.3868 | 26227.7732 |  | 0
1981-12-19 | 0 | 0 | 0 | 0 | -12.5669 | -12.5669 | 3493.8199 | 26133.7731 |  | 0
1981-12-20 | 0 | 0 | 0 | 0 | -12.5669 | -12.5669 | 3481.2531 | 26039.773 |  | 0
1981-12-21 | 0 | 0 | 0 | 0 | -12.5669 | -12.5669 | 3468.6862 | 25945.7728 |  | 0
1981-12-22 | 0 | 0 | 0 | 0 | -12.5669 | -12.5669 | 3456.1193 | 25851.7727 |  | 0
1981-12-23 | 0 | 0 | 0 | 0 | -12.5669 | -12.5669 | 3443.5525 | 25757.7726 |  | 0
1981-12-24 | 0 | 0 | 0 | 0 | -12.5669 | -12.5669 | 3430.9856 | 25663.7725 |  | 0
1981-12-25 | 0 | 0 | 0 | 0 | -12.5669 | -12.5669 | 3418.4188 | 25569.7724 |  | 0
1981-12-26 | 0 | 0 | 0 | 0 | -12.5669 | -12.5669 | 3405.8519 | 25475.7723 |  | 0
1981-12-27 | 0 | 0 | 0 | 0 | -12.5669 | -12.5669 | 3393.285 | 25381.7722 |  | 0
1981-12-28 | 0 | 0 | 0 | 0 | -12.5669 | -12.5669 | 3380.7182 | 25287.7721 |  | 0
1981-12-29 | 0 | 0 | 0 | 0 | -12.5669 | -12.5669 | 3368.1513 | 25193.7719 |  | 0
1981-12-30 | 0 | 0 | 0 | 0 | -12.5669 | -12.5669 | 3355.5845 | 25099.7718 |  | 0
1981-12-31 | 0 | 0 | 0 | 0 | -12.5669 | -12.5669 | 3343.0176 | 25005.7717 |  | 0
1982-01-01 | 0 | 0 | 0 | 0 | -12.5669 | -12.5669 | 3330.4507 | 24911.7716 |  | 0
1982-01-02 | 0 | 0 | 0 | 0 | -12.5669 | -12.5669 | 3317.8839 | 24817.7715 |  | 0
1982-01-03 | 0.005 | 13.8 | 4.0107 | 4.0107 | -2.7776 | -2.7776 | 3315.1063 | 24796.9954 |  | 0
1982-01-04 | 0 | 0 | 0 | 0 | -12.5669 | -12.5669 | 3302.5395 | 24702.9953 |  | 0
1982-01-05 | 0 | 0 | 0 | 0 | -12.5669 | -12.5669 | 3289.9726 | 24608.9952 |  | 0
1982-01-06 | 0 | 0 | 0 | 0 | -12.5669 | -12.5669 | 3277.4058 | 24514.995 |  | 0
1982-01-07 | 0 | 0 | 0 | 0 | -12.5669 | -12.5669 | 3264.8389 | 24420.9949 |  | 0
1982-01-08 | 0 | 0 | 0 | 0 | -12.5669 | -12.5669 | 3252.272 | 24326.9948 |  | 0
1982-01-09 | 0 | 0 | 0 | 0 | -12.5669 | -12.5669 | 3239.7052 | 24232.9947 |  | 0
1982-01-10 | 0 | 0 | 0 | 0 | -12.5669 | -12.5669 | 3227.1383 | 24138.9946 |  | 0
1982-01-11 | 0 | 0 | 0 | 0 | -12.5669 | -12.5669 | 3214.5715 | 24044.9945 |  | 0
1982-01-12 | 0 | 0 | 0 | 0 | -12.5669 | -12.5669 | 3202.0046 | 23950.9944 |  | 0
1982-01-13 | 0 | 0 | 0 | 0 | -12.5669 | -12.5669 | 3189.4377 | 23856.9942 |  | 0
1982-01-14 | 0 | 0 | 0 | 0 | -12.5669 | -12.5669 | 3176.8709 | 23762.9941 |  | 0
1982-01-15 | 0 | 0 | 0 | 0 | -12.5669 | -12.5669 | 3164.304 | 23668.994 |  | 0
1982-01-16 | 0 | 0 | 0 | 0 | -12.5669 | -12.5669 | 3151.7372 | 23574.9939 |  | 0
1982-01-17 | 0 | 0 | 0 | 0 | -12.5669 | -12.5669 | 3139.1703 | 23480.9938 |  | 0
1982-01-18 | 0 | 0 | 0 | 0 | -12.5669 | -12.5669 | 3126.6034 | 23386.9937 |  | 0
1982-01-19 | 0 | 0 | 0 | 0 | -12.5669 | -12.5669 | 3114.0366 | 23292.9936 |  | 0
1982-01-20 | 0 | 0 | 0 | 0 | -12.5669 | -12.5669 | 3101.4697 | 23198.9935 |  | 0
1982-01-21 | 0.0075 | 20.7 | 4.0107 | 4.0107 | 4.1224 | 4.1224 | 3105.5922 | 23229.8293 |  | 0
1982-01-22 | 0 | 0 | 0 | 0 | -12.5669 | -12.5669 | 3093.0253 | 23135.8292 |  | 0
1982-01-23 | 0 | 0 | 0 | 0 | -12.5669 | -12.5669 | 3080.4584 | 23041.8291 |  | 0
1982-01-24 | 0 | 0 | 0 | 0 | -12.5669 | -12.5669 | 3067.8916 | 22947.829 |  | 0
1982-01-25 | 0 | 0 | 0 | 0 | -12.5669 | -12.5669 | 3055.3247 | 22853.8289 |  | 0
1982-01-26 | 0 | 0 | 0 | 0 | -12.5669 | -12.5669 | 3042.7579 | 22759.8288 |  | 0
1982-01-27 | 0 | 0 | 0 | 0 | -12.5669 | -12.5669 | 3030.191 | 22665.8287 |  | 0
1982-01-28 | 0 | 0 | 0 | 0 | -12.5669 | -12.5669 | 3017.6241 | 22571.8286 |  | 0
1982-01-29 | 0 | 0 | 0 | 0 | -12.5669 | -12.5669 | 3005.0573 | 22477.8284 |  | 0
1982-01-30 | 0.12583 | 347.3 | 4.0107 | 4.0107 | 330.7224 | 330.7224 | 3335.7797 | 24951.6323 |  | 0
1982-01-31 | 0 | 0 | 0 | 0 | -12.5669 | -12.5669 | 3323.2129 | 24857.6322 |  | 0
1982-02-01 | 0 | 0 | 0 | 0 | -12.5669 | -12.5669 | 3310.646 | 24763.6321 |  | 0
1982-02-02 | 0.0083333 | 23 | 4.0107 | 4.0107 | 6.4224 | 6.4224 | 3317.0684 | 24811.672 |  | 0
1982-02-03 | 0 | 0 | 0 | 0 | -12.5669 | -12.5669 | 3304.5016 | 24717.6719 |  | 0
1982-02-04 | 0 | 0 | 0 | 0 | -12.5669 | -12.5669 | 3291.9347 | 24623.6718 |  | 0
1982-02-05 | 0.0025 | 6.9 | 4.0107 | 4.0107 | -9.6776 | -9.6776 | 3282.2572 | 24551.2837 |  | 0
1982-02-06 | 0 | 0 | 0 | 0 | -12.5669 | -12.5669 | 3269.6903 | 24457.2835 |  | 0
1982-02-07 | 0 | 0 | 0 | 0 | -12.5669 | -12.5669 | 3257.1235 | 24363.2834 |  | 0
1982-02-08 | 0 | 0 | 0 | 0 | -12.5669 | -12.5669 | 3244.5566 | 24269.2833 |  | 0
1982-02-09 | 0.0016667 | 4.6 | 4.0107 | 4.0107 | -11.9776 | -11.9776 | 3232.579 | 24179.6912 |  | 0
1982-02-10 | 0 | 0 | 0 | 0 | -12.5669 | -12.5669 | 3220.0122 | 24085.6911 |  | 0
1982-02-11 | 0.01 | 27.6 | 4.0107 | 4.0107 | 11.0224 | 11.0224 | 3231.0346 | 24168.139 |  | 0
1982-02-12 | 0 | 0 | 0 | 0 | -12.5669 | -12.5669 | 3218.4678 | 24074.1389 |  | 0
1982-02-13 | 0 | 0 | 0 | 0 | -12.5669 | -12.5669 | 3205.9009 | 23980.1388 |  | 0
1982-02-14 | 0 | 0 | 0 | 0 | -12.5669 | -12.5669 | 3193.334 | 23886.1386 |  | 0
1982-02-15 | 0 | 0 | 0 | 0 | -12.5669 | -12.5669 | 3180.7672 | 23792.1385 |  | 0
1982-02-16 | 0 | 0 | 0 | 0 | -12.5669 | -12.5669 | 3168.2003 | 23698.1384 |  | 0
1982-02-17 | 0 | 0 | 0 | 0 | -12.5669 | -12.5669 | 3155.6335 | 23604.1383 |  | 0
1982-02-18 | 0 | 0 | 0 | 0 | -12.5669 | -12.5669 | 3143.0666 | 23510.1382 |  | 0
1982-02-19 | 0 | 0 | 0 | 0 | -12.5669 | -12.5669 | 3130.4997 | 23416.1381 |  | 0
1982-02-20 | 0 | 0 | 0 | 0 | -12.5669 | -12.5669 | 3117.9329 | 23322.138 |  | 0
1982-02-21 | 0 | 0 | 0 | 0 | -12.5669 | -12.5669 | 3105.366 | 23228.1378 |  | 0
1982-02-22 | 0 | 0 | 0 | 0 | -12.5669 | -12.5669 | 3092.7992 | 23134.1377 |  | 0
1982-02-23 | 0 | 0 | 0 | 0 | -12.5669 | -12.5669 | 3080.2323 | 23040.1376 |  | 0
1982-02-24 | 0 | 0 | 0 | 0 | -12.5669 | -12.5669 | 3067.6654 | 22946.1375 |  | 0
1982-02-25 | 0.060833 | 167.9 | 4.0107 | 4.0107 | 151.3224 | 151.3224 | 3218.9879 | 24078.0294 |  | 0
1982-02-26 | 0.0025 | 6.9 | 4.0107 | 4.0107 | -9.6776 | -9.6776 | 3209.3103 | 24005.6413 |  | 0
1982-02-27 | 0 | 0 | 0 | 0 | -12.5669 | -12.5669 | 3196.7435 | 23911.6412 |  | 0
1982-02-28 | 0 | 0 | 0 | 0 | -12.5669 | -12.5669 | 3184.1766 | 23817.6411 |  | 0
1982-03-01 | 0 | 0 | 0 | 0 | -12.5669 | -12.5669 | 3171.6098 | 23723.6409 |  | 0
1982-03-02 | 0 | 0 | 0 | 0 | -12.5669 | -12.5669 | 3159.0429 | 23629.6408 |  | 0
1982-03-03 | 0 | 0 | 0 | 0 | -12.5669 | -12.5669 | 3146.476 | 23535.6407 |  | 0
1982-03-04 | 0 | 0 | 0 | 0 | -12.5669 | -12.5669 | 3133.9092 | 23441.6406 |  | 0
1982-03-05 | 0.00083333 | 2.3 | 4.0107 | 2.3 | -12.5669 | -12.5669 | 3121.3423 | 23347.6405 |  | 0
1982-03-06 | 0 | 0 | 0 | 0 | -12.5669 | -12.5669 | 3108.7755 | 23253.6404 |  | 0
1982-03-07 | 0 | 0 | 0 | 0 | -12.5669 | -12.5669 | 3096.2086 | 23159.6403 |  | 0
1982-03-08 | 0 | 0 | 0 | 0 | -12.5669 | -12.5669 | 3083.6417 | 23065.6402 |  | 0
1982-03-09 | 0 | 0 | 0 | 0 | -12.5669 | -12.5669 | 3071.0749 | 22971.64 |  | 0
1982-03-10 | 0 | 0 | 0 | 0 | -12.5669 | -12.5669 | 3058.508 | 22877.6399 |  | 0
1982-03-11 | 0 | 0 | 0 | 0 | -12.5669 | -12.5669 | 3045.9412 | 22783.6398 |  | 0
1982-03-12 | 0 | 0 | 0 | 0 | -12.5669 | -12.5669 | 3033.3743 | 22689.6397 |  | 0
1982-03-13 | 0.0025 | 6.9 | 4.0107 | 4.0107 | -9.6776 | -9.6776 | 3023.6967 | 22617.2516 |  | 0
1982-03-14 | 0.10083 | 278.3 | 4.0107 | 4.0107 | 261.7224 | 261.7224 | 3285.4192 | 24574.9355 |  | 0
1982-03-15 | 0 | 0 | 0 | 0 | -12.5669 | -12.5669 | 3272.8523 | 24480.9354 |  | 0
1982-03-16 | 0 | 0 | 0 | 0 | -12.5669 | -12.5669 | 3260.2855 | 24386.9353 |  | 0
1982-03-17 | 0 | 0 | 0 | 0 | -12.5669 | -12.5669 | 3247.7186 | 24292.9351 |  | 0
1982-03-18 | 0 | 0 | 0 | 0 | -12.5669 | -12.5669 | 3235.1517 | 24198.935 |  | 0
1982-03-19 | 0 | 0 | 0 | 0 | -12.5669 | -12.5669 | 3222.5849 | 24104.9349 |  | 0
1982-03-20 | 0 | 0 | 0 | 0 | -12.5669 | -12.5669 | 3210.018 | 24010.9348 |  | 0
1982-03-21 | 0 | 0 | 0 | 0 | -12.5669 | -12.5669 | 3197.4512 | 23916.9347 |  | 0
1982-03-22 | 0 | 0 | 0 | 0 | -12.5669 | -12.5669 | 3184.8843 | 23822.9346 |  | 0
1982-03-23 | 0 | 0 | 0 | 0 | -12.5669 | -12.5669 | 3172.3174 | 23728.9345 |  | 0
1982-03-24 | 0 | 0 | 0 | 0 | -12.5669 | -12.5669 | 3159.7506 | 23634.9344 |  | 0
1982-03-25 | 0 | 0 | 0 | 0 | -12.5669 | -12.5669 | 3147.1837 | 23540.9342 |  | 0
1982-03-26 | 0.0125 | 34.5 | 4.0107 | 4.0107 | 17.9224 | 17.9224 | 3165.1062 | 23674.9941 |  | 0
1982-03-27 | 0.053333 | 147.2 | 4.0107 | 4.0107 | 130.6224 | 130.6224 | 3295.7286 | 24652.05 |  | 0
1982-03-28 | 0 | 0 | 0 | 0 | -12.5669 | -12.5669 | 3283.1618 | 24558.0499 |  | 0
1982-03-29 | 0 | 0 | 0 | 0 | -12.5669 | -12.5669 | 3270.5949 | 24464.0498 |  | 0
1982-03-30 | 0 | 0 | 0 | 0 | -12.5669 | -12.5669 | 3258.028 | 24370.0497 |  | 0
1982-03-31 | 0 | 0 | 0 | 0 | -12.5669 | -12.5669 | 3245.4612 | 24276.0496 |  | 0
1982-04-01 | 0.00083333 | 2.3 | 4.0107 | 2.3 | -12.5669 | -12.5669 | 3232.8943 | 24182.0494 |  | 0
1982-04-02 | 0 | 0 | 0 | 0 | -12.5669 | -12.5669 | 3220.3275 | 24088.0493 |  | 0
1982-04-03 | 0 | 0 | 0 | 0 | -12.5669 | -12.5669 | 3207.7606 | 23994.0492 |  | 0
1982-04-04 | 0 | 0 | 0 | 0 | -12.5669 | -12.5669 | 3195.1937 | 23900.0491 |  | 0
1982-04-05 | 0 | 0 | 0 | 0 | -12.5669 | -12.5669 | 3182.6269 | 23806.049 |  | 0
1982-04-06 | 0 | 0 | 0 | 0 | -12.5669 | -12.5669 | 3170.06 | 23712.0489 |  | 0
1982-04-07 | 0 | 0 | 0 | 0 | -12.5669 | -12.5669 | 3157.4932 | 23618.0488 |  | 0
1982-04-08 | 0 | 0 | 0 | 0 | -12.5669 | -12.5669 | 3144.9263 | 23524.0487 |  | 0
1982-04-09 | 0 | 0 | 0 | 0 | -12.5669 | -12.5669 | 3132.3594 | 23430.0485 |  | 0
1982-04-10 | 0.0375 | 103.5 | 4.0107 | 4.0107 | 86.9224 | 86.9224 | 3219.2819 | 24080.2284 |  | 0
1982-04-11 | 0 | 0 | 0 | 0 | -12.5669 | -12.5669 | 3206.715 | 23986.2283 |  | 0
1982-04-12 | 0 | 0 | 0 | 0 | -12.5669 | -12.5669 | 3194.1482 | 23892.2282 |  | 0
1982-04-13 | 0 | 0 | 0 | 0 | -12.5669 | -12.5669 | 3181.5813 | 23798.2281 |  | 0
1982-04-14 | 0 | 0 | 0 | 0 | -12.5669 | -12.5669 | 3169.0144 | 23704.228 |  | 0
1982-04-15 | 0 | 0 | 0 | 0 | -12.5669 | -12.5669 | 3156.4476 | 23610.2279 |  | 0
1982-04-16 | 0 | 0 | 0 | 0 | -12.5669 | -12.5669 | 3143.8807 | 23516.2278 |  | 0
1982-04-17 | 0 | 0 | 0 | 0 | -12.5669 | -12.5669 | 3131.3139 | 23422.2276 |  | 0
1982-04-18 | 0.0075 | 20.7 | 4.0107 | 4.0107 | 4.1224 | 4.1224 | 3135.4363 | 23453.0635 |  | 0
1982-04-19 | 0 | 0 | 0 | 0 | -12.5669 | -12.5669 | 3122.8694 | 23359.0634 |  | 0
1982-04-20 | 0 | 0 | 0 | 0 | -12.5669 | -12.5669 | 3110.3026 | 23265.0633 |  | 0
1982-04-21 | 0.0016667 | 4.6 | 4.0107 | 4.0107 | -11.9776 | -11.9776 | 3098.325 | 23175.4712 |  | 0
1982-04-22 | 0 | 0 | 0 | 0 | -12.5669 | -12.5669 | 3085.7582 | 23081.4711 |  | 0
1982-04-23 | 0 | 0 | 0 | 0 | -12.5669 | -12.5669 | 3073.1913 | 22987.471 |  | 0
1982-04-24 | 0 | 0 | 0 | 0 | -12.5669 | -12.5669 | 3060.6244 | 22893.4709 |  | 0
1982-04-25 | 0 | 0 | 0 | 0 | -12.5669 | -12.5669 | 3048.0576 | 22799.4707 |  | 0
1982-04-26 | 0 | 0 | 0 | 0 | -12.5669 | -12.5669 | 3035.4907 | 22705.4706 |  | 0
1982-04-27 | 0.0041667 | 11.5 | 4.0107 | 4.0107 | -5.0776 | -5.0776 | 3030.4132 | 22667.4905 |  | 0
1982-04-28 | 0.16917 | 466.9 | 4.0107 | 4.0107 | 450.3224 | 450.3224 | 3480.7356 | 26035.9024 |  | 0
1982-04-29 | 0 | 0 | 0 | 0 | -12.5669 | -12.5669 | 3468.1688 | 25941.9023 |  | 0
1982-04-30 | 0.060833 | 167.9 | 4.0107 | 4.0107 | 151.3224 | 151.3224 | 3619.4912 | 27073.7942 |  | 0
1982-05-01 | 0 | 0 | 0 | 0 | -12.5669 | -12.5669 | 3606.9243 | 26979.7941 |  | 0
1982-05-02 | 0.0033333 | 9.2 | 4.0107 | 4.0107 | -7.3776 | -7.3776 | 3599.5468 | 26924.61 |  | 0
1982-05-03 | 0 | 0 | 0 | 0 | -12.5669 | -12.5669 | 3586.9799 | 26830.6098 |  | 0
1982-05-04 | 0 | 0 | 0 | 0 | -12.5669 | -12.5669 | 3574.4131 | 26736.6097 |  | 0
1982-05-05 | 0.23583 | 650.9 | 4.0107 | 4.0107 | 634.3224 | 634.3224 | 3997.8631 | 29904.0163 |  | 198.3055
1982-05-06 | 0.0033333 | 9.2 | 4.0107 | 4.0107 | -7.3776 | -7.3776 | 3990.4856 | 29848.8322 |  | 0
1982-05-07 | 0 | 0 | 0 | 0 | -12.5669 | -12.5669 | 3977.9187 | 29754.8321 |  | 0
1982-05-08 | 0 | 0 | 0 | 0 | -12.5669 | -12.5669 | 3965.3519 | 29660.8319 |  | 0
1982-05-09 | 0 | 0 | 0 | 0 | -12.5669 | -12.5669 | 3952.785 | 29566.8318 |  | 0
1982-05-10 | 0 | 0 | 0 | 0 | -12.5669 | -12.5669 | 3940.2181 | 29472.8317 |  | 0
1982-05-11 | 0 | 0 | 0 | 0 | -12.5669 | -12.5669 | 3927.6513 | 29378.8316 |  | 0
1982-05-12 | 0.37833 | 1044.2 | 4.0107 | 4.0107 | 1027.6224 | 1027.6224 | 3997.8631 | 29904.0163 |  | 944.8437
1982-05-13 | 0.044167 | 121.9 | 4.0107 | 4.0107 | 105.3224 | 105.3224 | 3997.8631 | 29904.0163 |  | 92.7556
1982-05-14 | 0 | 0 | 0 | 0 | -12.5669 | -12.5669 | 3985.2963 | 29810.0162 |  | 0
1982-05-15 | 0 | 0 | 0 | 0 | -12.5669 | -12.5669 | 3972.7294 | 29716.0161 |  | 0
1982-05-16 | 0.084167 | 232.3 | 4.0107 | 4.0107 | 215.7224 | 215.7224 | 3997.8631 | 29904.0163 |  | 178.0219
1982-05-17 | 0.045833 | 126.5 | 4.0107 | 4.0107 | 109.9224 | 109.9224 | 3997.8631 | 29904.0163 |  | 97.3556
1982-05-18 | 0.00083333 | 2.3 | 4.0107 | 2.3 | -12.5669 | -12.5669 | 3985.2963 | 29810.0162 |  | 0
1982-05-19 | 0 | 0 | 0 | 0 | -12.5669 | -12.5669 | 3972.7294 | 29716.0161 |  | 0
1982-05-20 | 0.0475 | 131.1 | 4.0107 | 4.0107 | 114.5224 | 114.5224 | 3997.8631 | 29904.0163 |  | 76.8219
1982-05-21 | 0.00083333 | 2.3 | 4.0107 | 2.3 | -12.5669 | -12.5669 | 3985.2963 | 29810.0162 |  | 0
1982-05-22 | 0.063333 | 174.8 | 4.0107 | 4.0107 | 158.2224 | 158.2224 | 3997.8631 | 29904.0163 |  | 133.0887
1982-05-23 | 0.0066667 | 18.4 | 4.0107 | 4.0107 | 1.8224 | 1.8224 | 3999.6856 | 29917.6482 |  | 0
1982-05-24 | 0.04 | 110.4 | 4.0107 | 4.0107 | 93.8224 | 93.8224 | 3997.8631 | 29904.0163 |  | 83.078
1982-05-25 | 0 | 0 | 0 | 0 | -12.5669 | -12.5669 | 3985.2963 | 29810.0162 |  | 0
1982-05-26 | 0.021667 | 59.8 | 4.0107 | 4.0107 | 43.2224 | 43.2224 | 3997.8631 | 29904.0163 |  | 18.0887
1982-05-27 | 0.085 | 234.6 | 4.0107 | 4.0107 | 218.0224 | 218.0224 | 3997.8631 | 29904.0163 |  | 205.4556
1982-05-28 | 0.0025 | 6.9 | 4.0107 | 4.0107 | -9.6776 | -9.6776 | 3988.1856 | 29831.6282 |  | 0
1982-05-29 | 0 | 0 | 0 | 0 | -12.5669 | -12.5669 | 3975.6187 | 29737.6281 |  | 0
1982-05-30 | 0 | 0 | 0 | 0 | -12.5669 | -12.5669 | 3963.0519 | 29643.6279 |  | 0
1982-05-31 | 0.038333 | 105.8 | 4.0107 | 4.0107 | 89.2224 | 89.2224 | 3997.8631 | 29904.0163 |  | 41.8443
1982-06-01 | 0 | 0 | 0 | 0 | -12.5669 | -12.5669 | 3985.2963 | 29810.0162 |  | 0
1982-06-02 | 0.00083333 | 2.3 | 4.0107 | 2.3 | -12.5669 | -12.5669 | 3972.7294 | 29716.0161 |  | 0
1982-06-03 | 0 | 0 | 0 | 0 | -12.5669 | -12.5669 | 3960.1626 | 29622.0159 |  | 0
1982-06-04 | 0 | 0 | 0 | 0 | -12.5669 | -12.5669 | 3947.5957 | 29528.0158 |  | 0
1982-06-05 | 0 | 0 | 0 | 0 | -12.5669 | -12.5669 | 3935.0288 | 29434.0157 |  | 0
1982-06-06 | 0 | 0 | 0 | 0 | -12.5669 | -12.5669 | 3922.462 | 29340.0156 |  | 0
1982-06-07 | 0 | 0 | 0 | 0 | -12.5669 | -12.5669 | 3909.8951 | 29246.0155 |  | 0
1982-06-08 | 0 | 0 | 0 | 0 | -12.5669 | -12.5669 | 3897.3283 | 29152.0154 |  | 0
1982-06-09 | 0 | 0 | 0 | 0 | -12.5669 | -12.5669 | 3884.7614 | 29058.0153 |  | 0
1982-06-10 | 0 | 0 | 0 | 0 | -12.5669 | -12.5669 | 3872.1945 | 28964.0152 |  | 0
1982-06-11 | 0.17917 | 494.5 | 4.0107 | 4.0107 | 477.9224 | 477.9224 | 3997.8631 | 29904.0163 |  | 339.687
1982-06-12 | 0.0025 | 6.9 | 4.0107 | 4.0107 | -9.6776 | -9.6776 | 3988.1856 | 29831.6282 |  | 0
1982-06-13 | 0 | 0 | 0 | 0 | -12.5669 | -12.5669 | 3975.6187 | 29737.6281 |  | 0
1982-06-14 | 0 | 0 | 0 | 0 | -12.5669 | -12.5669 | 3963.0519 | 29643.6279 |  | 0
1982-06-15 | 0.086667 | 239.2 | 4.0107 | 4.0107 | 222.6224 | 222.6224 | 3997.8631 | 29904.0163 |  | 175.2443
1982-06-16 | 0 | 0 | 0 | 0 | -12.5669 | -12.5669 | 3985.2963 | 29810.0162 |  | 0
1982-06-17 | 0.10417 | 287.5 | 4.0107 | 4.0107 | 270.9224 | 270.9224 | 3997.8631 | 29904.0163 |  | 245.7887
1982-06-18 | 0.064167 | 177.1 | 4.0107 | 4.0107 | 160.5224 | 160.5224 | 3997.8631 | 29904.0163 |  | 147.9556
1982-06-19 | 0.0125 | 34.5 | 4.0107 | 4.0107 | 17.9224 | 17.9224 | 3997.8631 | 29904.0163 |  | 5.3556
1982-06-20 | 0 | 0 | 0 | 0 | -12.5669 | -12.5669 | 3985.2963 | 29810.0162 |  | 0
1982-06-21 | 0.10833 | 299 | 4.0107 | 4.0107 | 282.4224 | 282.4224 | 3997.8631 | 29904.0163 |  | 257.2887
1982-06-22 | 0 | 0 | 0 | 0 | -12.5669 | -12.5669 | 3985.2963 | 29810.0162 |  | 0
1982-06-23 | 0.045833 | 126.5 | 4.0107 | 4.0107 | 109.9224 | 109.9224 | 3997.8631 | 29904.0163 |  | 84.7887
1982-06-24 | 0.0091667 | 25.3 | 4.0107 | 4.0107 | 8.7224 | 8.7224 | 4006.5856 | 29969.2602 |  | 0
1982-06-25 | 0 | 0 | 0 | 0 | -12.5669 | -12.5669 | 3994.0187 | 29875.2601 |  | 0
1982-06-26 | 0 | 0 | 0 | 0 | -12.5669 | -12.5669 | 3981.4519 | 29781.2599 |  | 0
1982-06-27 | 0.0041667 | 11.5 | 4.0107 | 4.0107 | -5.0776 | -5.0776 | 3976.3743 | 29743.2798 |  | 0
1982-06-28 | 0 | 0 | 0 | 0 | -12.5669 | -12.5669 | 3963.8074 | 29649.2797 |  | 0
1982-06-29 | 0 | 0 | 0 | 0 | -12.5669 | -12.5669 | 3951.2406 | 29555.2796 |  | 0
1982-06-30 | 0 | 0 | 0 | 0 | -12.5669 | -12.5669 | 3938.6737 | 29461.2795 |  | 0
1982-07-01 | 0 | 0 | 0 | 0 | -12.5669 | -12.5669 | 3926.1069 | 29367.2794 |  | 0
1982-07-02 | 0 | 0 | 0 | 0 | -12.5669 | -12.5669 | 3913.54 | 29273.2793 |  | 0
1982-07-03 | 0 | 0 | 0 | 0 | -12.5669 | -12.5669 | 3900.9731 | 29179.2792 |  | 0
1982-07-04 | 0 | 0 | 0 | 0 | -12.5669 | -12.5669 | 3888.4063 | 29085.279 |  | 0
1982-07-05 | 0 | 0 | 0 | 0 | -12.5669 | -12.5669 | 3875.8394 | 28991.2789 |  | 0
1982-07-06 | 0 | 0 | 0 | 0 | -12.5669 | -12.5669 | 3863.2726 | 28897.2788 |  | 0
1982-07-07 | 0.0016667 | 4.6 | 4.0107 | 4.0107 | -11.9776 | -11.9776 | 3851.295 | 28807.6867 |  | 0
1982-07-08 | 0 | 0 | 0 | 0 | -12.5669 | -12.5669 | 3838.7282 | 28713.6866 |  | 0
1982-07-09 | 0 | 0 | 0 | 0 | -12.5669 | -12.5669 | 3826.1613 | 28619.6865 |  | 0
1982-07-10 | 0.0033333 | 9.2 | 4.0107 | 4.0107 | -7.3776 | -7.3776 | 3818.7837 | 28564.5024 |  | 0
1982-07-11 | 0 | 0 | 0 | 0 | -12.5669 | -12.5669 | 3806.2169 | 28470.5023 |  | 0
1982-07-12 | 0.0016667 | 4.6 | 4.0107 | 4.0107 | -11.9776 | -11.9776 | 3794.2393 | 28380.9101 |  | 0
1982-07-13 | 0 | 0 | 0 | 0 | -12.5669 | -12.5669 | 3781.6725 | 28286.91 |  | 0
1982-07-14 | 0 | 0 | 0 | 0 | -12.5669 | -12.5669 | 3769.1056 | 28192.9099 |  | 0
1982-07-15 | 0 | 0 | 0 | 0 | -12.5669 | -12.5669 | 3756.5387 | 28098.9098 |  | 0
1982-07-16 | 0 | 0 | 0 | 0 | -12.5669 | -12.5669 | 3743.9719 | 28004.9097 |  | 0
1982-07-17 | 0 | 0 | 0 | 0 | -12.5669 | -12.5669 | 3731.405 | 27910.9096 |  | 0
1982-07-18 | 0 | 0 | 0 | 0 | -12.5669 | -12.5669 | 3718.8382 | 27816.9095 |  | 0
1982-07-19 | 0 | 0 | 0 | 0 | -12.5669 | -12.5669 | 3706.2713 | 27722.9094 |  | 0
1982-07-20 | 0 | 0 | 0 | 0 | -12.5669 | -12.5669 | 3693.7044 | 27628.9092 |  | 0
1982-07-21 | 0 | 0 | 0 | 0 | -12.5669 | -12.5669 | 3681.1376 | 27534.9091 |  | 0
1982-07-22 | 0 | 0 | 0 | 0 | -12.5669 | -12.5669 | 3668.5707 | 27440.909 |  | 0
1982-07-23 | 0.00083333 | 2.3 | 4.0107 | 2.3 | -12.5669 | -12.5669 | 3656.0039 | 27346.9089 |  | 0
1982-07-24 | 0 | 0 | 0 | 0 | -12.5669 | -12.5669 | 3643.437 | 27252.9088 |  | 0
1982-07-25 | 0 | 0 | 0 | 0 | -12.5669 | -12.5669 | 3630.8701 | 27158.9087 |  | 0
1982-07-26 | 0.0033333 | 9.2 | 4.0107 | 4.0107 | -7.3776 | -7.3776 | 3623.4926 | 27103.7246 |  | 0
1982-07-27 | 0 | 0 | 0 | 0 | -12.5669 | -12.5669 | 3610.9257 | 27009.7245 |  | 0
1982-07-28 | 0 | 0 | 0 | 0 | -12.5669 | -12.5669 | 3598.3589 | 26915.7243 |  | 0
1982-07-29 | 0.005 | 13.8 | 4.0107 | 4.0107 | -2.7776 | -2.7776 | 3595.5813 | 26894.9482 |  | 0
1982-07-30 | 0.018333 | 50.6 | 4.0107 | 4.0107 | 34.0224 | 34.0224 | 3629.6038 | 27149.4361 |  | 0
1982-07-31 | 0.0425 | 117.3 | 4.0107 | 4.0107 | 100.7224 | 100.7224 | 3730.3262 | 27902.84 |  | 0
1982-08-01 | 0 | 0 | 0 | 0 | -12.5669 | -12.5669 | 3717.7593 | 27808.8399 |  | 0
1982-08-02 | 0 | 0 | 0 | 0 | -12.5669 | -12.5669 | 3705.1925 | 27714.8398 |  | 0
1982-08-03 | 0 | 0 | 0 | 0 | -12.5669 | -12.5669 | 3692.6256 | 27620.8397 |  | 0
1982-08-04 | 0 | 0 | 0 | 0 | -12.5669 | -12.5669 | 3680.0588 | 27526.8395 |  | 0
1982-08-05 | 0 | 0 | 0 | 0 | -12.5669 | -12.5669 | 3667.4919 | 27432.8394 |  | 0
1982-08-06 | 0 | 0 | 0 | 0 | -12.5669 | -12.5669 | 3654.925 | 27338.8393 |  | 0
1982-08-07 | 0.0016667 | 4.6 | 4.0107 | 4.0107 | -11.9776 | -11.9776 | 3642.9475 | 27249.2472 |  | 0
1982-08-08 | 0.014167 | 39.1 | 4.0107 | 4.0107 | 22.5224 | 22.5224 | 3665.4699 | 27417.7151 |  | 0
1982-08-09 | 0 | 0 | 0 | 0 | -12.5669 | -12.5669 | 3652.9031 | 27323.715 |  | 0
1982-08-10 | 0 | 0 | 0 | 0 | -12.5669 | -12.5669 | 3640.3362 | 27229.7149 |  | 0
1982-08-11 | 0 | 0 | 0 | 0 | -12.5669 | -12.5669 | 3627.7694 | 27135.7148 |  | 0
1982-08-12 | 0 | 0 | 0 | 0 | -12.5669 | -12.5669 | 3615.2025 | 27041.7146 |  | 0
1982-08-13 | 0 | 0 | 0 | 0 | -12.5669 | -12.5669 | 3602.6356 | 26947.7145 |  | 0
1982-08-14 | 0 | 0 | 0 | 0 | -12.5669 | -12.5669 | 3590.0688 | 26853.7144 |  | 0
1982-08-15 | 0 | 0 | 0 | 0 | -12.5669 | -12.5669 | 3577.5019 | 26759.7143 |  | 0
1982-08-16 | 0 | 0 | 0 | 0 | -12.5669 | -12.5669 | 3564.9351 | 26665.7142 |  | 0
1982-08-17 | 0 | 0 | 0 | 0 | -12.5669 | -12.5669 | 3552.3682 | 26571.7141 |  | 0
1982-08-18 | 0 | 0 | 0 | 0 | -12.5669 | -12.5669 | 3539.8013 | 26477.714 |  | 0
1982-08-19 | 0 | 0 | 0 | 0 | -12.5669 | -12.5669 | 3527.2345 | 26383.7139 |  | 0
1982-08-20 | 0 | 0 | 0 | 0 | -12.5669 | -12.5669 | 3514.6676 | 26289.7137 |  | 0
1982-08-21 | 0 | 0 | 0 | 0 | -12.5669 | -12.5669 | 3502.1008 | 26195.7136 |  | 0
1982-08-22 | 0 | 0 | 0 | 0 | -12.5669 | -12.5669 | 3489.5339 | 26101.7135 |  | 0
1982-08-23 | 0 | 0 | 0 | 0 | -12.5669 | -12.5669 | 3476.967 | 26007.7134 |  | 0
1982-08-24 | 0 | 0 | 0 | 0 | -12.5669 | -12.5669 | 3464.4002 | 25913.7133 |  | 0
1982-08-25 | 0 | 0 | 0 | 0 | -12.5669 | -12.5669 | 3451.8333 | 25819.7132 |  | 0
1982-08-26 | 0 | 0 | 0 | 0 | -12.5669 | -12.5669 | 3439.2665 | 25725.7131 |  | 0
1982-08-27 | 0.043333 | 119.6 | 4.0107 | 4.0107 | 103.0224 | 103.0224 | 3542.2889 | 26496.321 |  | 0
1982-08-28 | 0 | 0 | 0 | 0 | -12.5669 | -12.5669 | 3529.722 | 26402.3208 |  | 0
1982-08-29 | 0 | 0 | 0 | 0 | -12.5669 | -12.5669 | 3517.1552 | 26308.3207 |  | 0
1982-08-30 | 0 | 0 | 0 | 0 | -12.5669 | -12.5669 | 3504.5883 | 26214.3206 |  | 0
1982-08-31 | 0 | 0 | 0 | 0 | -12.5669 | -12.5669 | 3492.0215 | 26120.3205 |  | 0
1982-09-01 | 0 | 0 | 0 | 0 | -12.5669 | -12.5669 | 3479.4546 | 26026.3204 |  | 0
1982-09-02 | 0.046667 | 128.8 | 4.0107 | 4.0107 | 112.2224 | 112.2224 | 3591.677 | 26865.7443 |  | 0
1982-09-03 | 0 | 0 | 0 | 0 | -12.5669 | -12.5669 | 3579.1102 | 26771.7442 |  | 0
1982-09-04 | 0 | 0 | 0 | 0 | -12.5669 | -12.5669 | 3566.5433 | 26677.7441 |  | 0
1982-09-05 | 0 | 0 | 0 | 0 | -12.5669 | -12.5669 | 3553.9765 | 26583.7439 |  | 0
1982-09-06 | 0 | 0 | 0 | 0 | -12.5669 | -12.5669 | 3541.4096 | 26489.7438 |  | 0
1982-09-07 | 0 | 0 | 0 | 0 | -12.5669 | -12.5669 | 3528.8427 | 26395.7437 |  | 0
1982-09-08 | 0 | 0 | 0 | 0 | -12.5669 | -12.5669 | 3516.2759 | 26301.7436 |  | 0
1982-09-09 | 0 | 0 | 0 | 0 | -12.5669 | -12.5669 | 3503.709 | 26207.7435 |  | 0
1982-09-10 | 0 | 0 | 0 | 0 | -12.5669 | -12.5669 | 3491.1422 | 26113.7434 |  | 0
1982-09-11 | 0 | 0 | 0 | 0 | -12.5669 | -12.5669 | 3478.5753 | 26019.7433 |  | 0
1982-09-12 | 0.0041667 | 11.5 | 4.0107 | 4.0107 | -5.0776 | -5.0776 | 3473.4977 | 25981.7632 |  | 0
1982-09-13 | 0 | 0 | 0 | 0 | -12.5669 | -12.5669 | 3460.9309 | 25887.763 |  | 0
1982-09-14 | 0 | 0 | 0 | 0 | -12.5669 | -12.5669 | 3448.364 | 25793.7629 |  | 0
1982-09-15 | 0.10417 | 287.5 | 4.0107 | 4.0107 | 270.9224 | 270.9224 | 3719.2865 | 27820.2628 |  | 0
1982-09-16 | 0 | 0 | 0 | 0 | -12.5669 | -12.5669 | 3706.7196 | 27726.2627 |  | 0
1982-09-17 | 0 | 0 | 0 | 0 | -12.5669 | -12.5669 | 3694.1528 | 27632.2626 |  | 0
1982-09-18 | 0 | 0 | 0 | 0 | -12.5669 | -12.5669 | 3681.5859 | 27538.2625 |  | 0
1982-09-19 | 0.013333 | 36.8 | 4.0107 | 4.0107 | 20.2224 | 20.2224 | 3701.8083 | 27689.5264 |  | 0
1982-09-20 | 0 | 0 | 0 | 0 | -12.5669 | -12.5669 | 3689.2415 | 27595.5262 |  | 0
1982-09-21 | 0 | 0 | 0 | 0 | -12.5669 | -12.5669 | 3676.6746 | 27501.5261 |  | 0
1982-09-22 | 0 | 0 | 0 | 0 | -12.5669 | -12.5669 | 3664.1078 | 27407.526 |  | 0
1982-09-23 | 0 | 0 | 0 | 0 | -12.5669 | -12.5669 | 3651.5409 | 27313.5259 |  | 0
1982-09-24 | 0.0033333 | 9.2 | 4.0107 | 4.0107 | -7.3776 | -7.3776 | 3644.1633 | 27258.3418 |  | 0
1982-09-25 | 0 | 0 | 0 | 0 | -12.5669 | -12.5669 | 3631.5965 | 27164.3417 |  | 0
1982-09-26 | 0 | 0 | 0 | 0 | -12.5669 | -12.5669 | 3619.0296 | 27070.3416 |  | 0
1982-09-27 | 0 | 0 | 0 | 0 | -12.5669 | -12.5669 | 3606.4628 | 26976.3415 |  | 0
1982-09-28 | 0 | 0 | 0 | 0 | -12.5669 | -12.5669 | 3593.8959 | 26882.3413 |  | 0
1982-09-29 | 0 | 0 | 0 | 0 | -12.5669 | -12.5669 | 3581.329 | 26788.3412 |  | 0
1982-09-30 | 0 | 0 | 0 | 0 | -12.5669 | -12.5669 | 3568.7622 | 26694.3411 |  | 0
1982-10-01 | 0 | 0 | 0 | 0 | -12.5669 | -12.5669 | 3556.1953 | 26600.341 |  | 0
1982-10-02 | 0.050833 | 140.3 | 4.0107 | 4.0107 | 123.7224 | 123.7224 | 3679.9178 | 27525.7849 |  | 0
1982-10-03 | 0 | 0 | 0 | 0 | -12.5669 | -12.5669 | 3667.3509 | 27431.7848 |  | 0
1982-10-04 | 0 | 0 | 0 | 0 | -12.5669 | -12.5669 | 3654.784 | 27337.7847 |  | 0
1982-10-05 | 0 | 0 | 0 | 0 | -12.5669 | -12.5669 | 3642.2172 | 27243.7846 |  | 0
1982-10-06 | 0 | 0 | 0 | 0 | -12.5669 | -12.5669 | 3629.6503 | 27149.7844 |  | 0
1982-10-07 | 0 | 0 | 0 | 0 | -12.5669 | -12.5669 | 3617.0835 | 27055.7843 |  | 0
1982-10-08 | 0 | 0 | 0 | 0 | -12.5669 | -12.5669 | 3604.5166 | 26961.7842 |  | 0
1982-10-09 | 0 | 0 | 0 | 0 | -12.5669 | -12.5669 | 3591.9497 | 26867.7841 |  | 0
1982-10-10 | 0 | 0 | 0 | 0 | -12.5669 | -12.5669 | 3579.3829 | 26773.784 |  | 0
1982-10-11 | 0.0125 | 34.5 | 4.0107 | 4.0107 | 17.9224 | 17.9224 | 3597.3053 | 26907.8439 |  | 0
1982-10-12 | 0.0041667 | 11.5 | 4.0107 | 4.0107 | -5.0776 | -5.0776 | 3592.2278 | 26869.8638 |  | 0
1982-10-13 | 0 | 0 | 0 | 0 | -12.5669 | -12.5669 | 3579.6609 | 26775.8637 |  | 0
1982-10-14 | 0 | 0 | 0 | 0 | -12.5669 | -12.5669 | 3567.0941 | 26681.8635 |  | 0
1982-10-15 | 0.00083333 | 2.3 | 4.0107 | 2.3 | -12.5669 | -12.5669 | 3554.5272 | 26587.8634 |  | 0
1982-10-16 | 0 | 0 | 0 | 0 | -12.5669 | -12.5669 | 3541.9603 | 26493.8633 |  | 0
1982-10-17 | 0 | 0 | 0 | 0 | -12.5669 | -12.5669 | 3529.3935 | 26399.8632 |  | 0
1982-10-18 | 0 | 0 | 0 | 0 | -12.5669 | -12.5669 | 3516.8266 | 26305.8631 |  | 0
1982-10-19 | 0 | 0 | 0 | 0 | -12.5669 | -12.5669 | 3504.2598 | 26211.863 |  | 0
1982-10-20 | 0 | 0 | 0 | 0 | -12.5669 | -12.5669 | 3491.6929 | 26117.8629 |  | 0
1982-10-21 | 0.016667 | 46 | 4.0107 | 4.0107 | 29.4224 | 29.4224 | 3521.1153 | 26337.9428 |  | 0
1982-10-22 | 0 | 0 | 0 | 0 | -12.5669 | -12.5669 | 3508.5485 | 26243.9426 |  | 0
1982-10-23 | 0 | 0 | 0 | 0 | -12.5669 | -12.5669 | 3495.9816 | 26149.9425 |  | 0
1982-10-24 | 0 | 0 | 0 | 0 | -12.5669 | -12.5669 | 3483.4148 | 26055.9424 |  | 0
1982-10-25 | 0 | 0 | 0 | 0 | -12.5669 | -12.5669 | 3470.8479 | 25961.9423 |  | 0
1982-10-26 | 0 | 0 | 0 | 0 | -12.5669 | -12.5669 | 3458.281 | 25867.9422 |  | 0
1982-10-27 | 0 | 0 | 0 | 0 | -12.5669 | -12.5669 | 3445.7142 | 25773.9421 |  | 0
1982-10-28 | 0.080833 | 223.1 | 4.0107 | 4.0107 | 206.5224 | 206.5224 | 3652.2366 | 27318.73 |  | 0
1982-10-29 | 0 | 0 | 0 | 0 | -12.5669 | -12.5669 | 3639.6698 | 27224.7298 |  | 0
1982-10-30 | 0 | 0 | 0 | 0 | -12.5669 | -12.5669 | 3627.1029 | 27130.7297 |  | 0
1982-10-31 | 0 | 0 | 0 | 0 | -12.5669 | -12.5669 | 3614.536 | 27036.7296 |  | 0
1982-11-01 | 0 | 0 | 0 | 0 | -12.5669 | -12.5669 | 3601.9692 | 26942.7295 |  | 0
1982-11-02 | 0 | 0 | 0 | 0 | -12.5669 | -12.5669 | 3589.4023 | 26848.7294 |  | 0
1982-11-03 | 0 | 0 | 0 | 0 | -12.5669 | -12.5669 | 3576.8355 | 26754.7293 |  | 0
1982-11-04 | 0 | 0 | 0 | 0 | -12.5669 | -12.5669 | 3564.2686 | 26660.7292 |  | 0
1982-11-05 | 0 | 0 | 0 | 0 | -12.5669 | -12.5669 | 3551.7017 | 26566.7291 |  | 0
1982-11-06 | 0 | 0 | 0 | 0 | -12.5669 | -12.5669 | 3539.1349 | 26472.7289 |  | 0
1982-11-07 | 0 | 0 | 0 | 0 | -12.5669 | -12.5669 | 3526.568 | 26378.7288 |  | 0
1982-11-08 | 0 | 0 | 0 | 0 | -12.5669 | -12.5669 | 3514.0012 | 26284.7287 |  | 0
1982-11-09 | 0 | 0 | 0 | 0 | -12.5669 | -12.5669 | 3501.4343 | 26190.7286 |  | 0
1982-11-10 | 0.015 | 41.4 | 4.0107 | 4.0107 | 24.8224 | 24.8224 | 3526.2568 | 26376.4005 |  | 0
1982-11-11 | 0 | 0 | 0 | 0 | -12.5669 | -12.5669 | 3513.6899 | 26282.4004 |  | 0
1982-11-12 | 0 | 0 | 0 | 0 | -12.5669 | -12.5669 | 3501.123 | 26188.4003 |  | 0
1982-11-13 | 0 | 0 | 0 | 0 | -12.5669 | -12.5669 | 3488.5562 | 26094.4002 |  | 0
1982-11-14 | 0 | 0 | 0 | 0 | -12.5669 | -12.5669 | 3475.9893 | 26000.4 |  | 0
1982-11-15 | 0 | 0 | 0 | 0 | -12.5669 | -12.5669 | 3463.4225 | 25906.3999 |  | 0
1982-11-16 | 0 | 0 | 0 | 0 | -12.5669 | -12.5669 | 3450.8556 | 25812.3998 |  | 0
1982-11-17 | 0 | 0 | 0 | 0 | -12.5669 | -12.5669 | 3438.2887 | 25718.3997 |  | 0
1982-11-18 | 0 | 0 | 0 | 0 | -12.5669 | -12.5669 | 3425.7219 | 25624.3996 |  | 0
1982-11-19 | 0 | 0 | 0 | 0 | -12.5669 | -12.5669 | 3413.155 | 25530.3995 |  | 0
1982-11-20 | 0 | 0 | 0 | 0 | -12.5669 | -12.5669 | 3400.5882 | 25436.3994 |  | 0
1982-11-21 | 0 | 0 | 0 | 0 | -12.5669 | -12.5669 | 3388.0213 | 25342.3993 |  | 0
1982-11-22 | 0 | 0 | 0 | 0 | -12.5669 | -12.5669 | 3375.4544 | 25248.3991 |  | 0
1982-11-23 | 0 | 0 | 0 | 0 | -12.5669 | -12.5669 | 3362.8876 | 25154.399 |  | 0
1982-11-24 | 0.01 | 27.6 | 4.0107 | 4.0107 | 11.0224 | 11.0224 | 3373.91 | 25236.8469 |  | 0
1982-11-25 | 0.053333 | 147.2 | 4.0107 | 4.0107 | 130.6224 | 130.6224 | 3504.5325 | 26213.9028 |  | 0
1982-11-26 | 0.125 | 345 | 4.0107 | 4.0107 | 328.4224 | 328.4224 | 3832.9549 | 28670.5027 |  | 0
1982-11-27 | 0.024167 | 66.7 | 4.0107 | 4.0107 | 50.1224 | 50.1224 | 3883.0773 | 29045.4186 |  | 0
1982-11-28 | 0 | 0 | 0 | 0 | -12.5669 | -12.5669 | 3870.5105 | 28951.4185 |  | 0
1982-11-29 | 0 | 0 | 0 | 0 | -12.5669 | -12.5669 | 3857.9436 | 28857.4184 |  | 0
1982-11-30 | 0 | 0 | 0 | 0 | -12.5669 | -12.5669 | 3845.3768 | 28763.4182 |  | 0
1982-12-01 | 0 | 0 | 0 | 0 | -12.5669 | -12.5669 | 3832.8099 | 28669.4181 |  | 0
1982-12-02 | 0.0041667 | 11.5 | 4.0107 | 4.0107 | -5.0776 | -5.0776 | 3827.7324 | 28631.438 |  | 0
1982-12-03 | 0.0125 | 34.5 | 4.0107 | 4.0107 | 17.9224 | 17.9224 | 3845.6548 | 28765.4979 |  | 0
1982-12-04 | 0 | 0 | 0 | 0 | -12.5669 | -12.5669 | 3833.0879 | 28671.4978 |  | 0
1982-12-05 | 0 | 0 | 0 | 0 | -12.5669 | -12.5669 | 3820.5211 | 28577.4977 |  | 0
1982-12-06 | 0 | 0 | 0 | 0 | -12.5669 | -12.5669 | 3807.9542 | 28483.4976 |  | 0
1982-12-07 | 0 | 0 | 0 | 0 | -12.5669 | -12.5669 | 3795.3874 | 28389.4974 |  | 0
1982-12-08 | 0 | 0 | 0 | 0 | -12.5669 | -12.5669 | 3782.8205 | 28295.4973 |  | 0
1982-12-09 | 0.0066667 | 18.4 | 4.0107 | 4.0107 | 1.8224 | 1.8224 | 3784.6429 | 28309.1292 |  | 0
1982-12-10 | 0.03 | 82.8 | 4.0107 | 4.0107 | 66.2224 | 66.2224 | 3850.8654 | 28804.4731 |  | 0
1982-12-11 | 0.01 | 27.6 | 4.0107 | 4.0107 | 11.0224 | 11.0224 | 3861.8878 | 28886.921 |  | 0
1982-12-12 | 0 | 0 | 0 | 0 | -12.5669 | -12.5669 | 3849.321 | 28792.9209 |  | 0
1982-12-13 | 0 | 0 | 0 | 0 | -12.5669 | -12.5669 | 3836.7541 | 28698.9208 |  | 0
1982-12-14 | 0 | 0 | 0 | 0 | -12.5669 | -12.5669 | 3824.1873 | 28604.9207 |  | 0
1982-12-15 | 0 | 0 | 0 | 0 | -12.5669 | -12.5669 | 3811.6204 | 28510.9205 |  | 0
1982-12-16 | 0 | 0 | 0 | 0 | -12.5669 | -12.5669 | 3799.0535 | 28416.9204 |  | 0
1982-12-17 | 0 | 0 | 0 | 0 | -12.5669 | -12.5669 | 3786.4867 | 28322.9203 |  | 0
1982-12-18 | 0 | 0 | 0 | 0 | -12.5669 | -12.5669 | 3773.9198 | 28228.9202 |  | 0
1982-12-19 | 0 | 0 | 0 | 0 | -12.5669 | -12.5669 | 3761.353 | 28134.9201 |  | 0
1982-12-20 | 0 | 0 | 0 | 0 | -12.5669 | -12.5669 | 3748.7861 | 28040.92 |  | 0
1982-12-21 | 0 | 0 | 0 | 0 | -12.5669 | -12.5669 | 3736.2192 | 27946.9199 |  | 0
1982-12-22 | 0 | 0 | 0 | 0 | -12.5669 | -12.5669 | 3723.6524 | 27852.9198 |  | 0
1982-12-23 | 0 | 0 | 0 | 0 | -12.5669 | -12.5669 | 3711.0855 | 27758.9196 |  | 0
1982-12-24 | 0.05 | 138 | 4.0107 | 4.0107 | 121.4224 | 121.4224 | 3832.508 | 28667.1595 |  | 0
1982-12-25 | 0 | 0 | 0 | 0 | -12.5669 | -12.5669 | 3819.9411 | 28573.1594 |  | 0
1982-12-26 | 0.0175 | 48.3 | 4.0107 | 4.0107 | 31.7224 | 31.7224 | 3851.6635 | 28810.4433 |  | 0
1982-12-27 | 0.054167 | 149.5 | 4.0107 | 4.0107 | 132.9224 | 132.9224 | 3984.586 | 29804.7032 |  | 0
1982-12-28 | 0 | 0 | 0 | 0 | -12.5669 | -12.5669 | 3972.0191 | 29710.7031 |  | 0
1982-12-29 | 0 | 0 | 0 | 0 | -12.5669 | -12.5669 | 3959.4523 | 29616.703 |  | 0
1982-12-30 | 0 | 0 | 0 | 0 | -12.5669 | -12.5669 | 3946.8854 | 29522.7029 |  | 0
1982-12-31 | 0 | 0 | 0 | 0 | -12.5669 | -12.5669 | 3934.3185 | 29428.7027 |  | 0
1983-01-01 | 0.043333 | 119.6 | 4.0107 | 4.0107 | 103.0224 | 103.0224 | 3997.8631 | 29904.0163 |  | 26.911
1983-01-02 | 0 | 0 | 0 | 0 | -12.5669 | -12.5669 | 3985.2963 | 29810.0162 |  | 0
1983-01-03 | 0 | 0 | 0 | 0 | -12.5669 | -12.5669 | 3972.7294 | 29716.0161 |  | 0
1983-01-04 | 0 | 0 | 0 | 0 | -12.5669 | -12.5669 | 3960.1626 | 29622.0159 |  | 0
1983-01-05 | 0 | 0 | 0 | 0 | -12.5669 | -12.5669 | 3947.5957 | 29528.0158 |  | 0
1983-01-06 | 0 | 0 | 0 | 0 | -12.5669 | -12.5669 | 3935.0288 | 29434.0157 |  | 0
1983-01-07 | 0 | 0 | 0 | 0 | -12.5669 | -12.5669 | 3922.462 | 29340.0156 |  | 0
1983-01-08 | 0 | 0 | 0 | 0 | -12.5669 | -12.5669 | 3909.8951 | 29246.0155 |  | 0
1983-01-09 | 0 | 0 | 0 | 0 | -12.5669 | -12.5669 | 3897.3283 | 29152.0154 |  | 0
1983-01-10 | 0 | 0 | 0 | 0 | -12.5669 | -12.5669 | 3884.7614 | 29058.0153 |  | 0
1983-01-11 | 0 | 0 | 0 | 0 | -12.5669 | -12.5669 | 3872.1945 | 28964.0152 |  | 0
1983-01-12 | 0 | 0 | 0 | 0 | -12.5669 | -12.5669 | 3859.6277 | 28870.015 |  | 0
1983-01-13 | 0 | 0 | 0 | 0 | -12.5669 | -12.5669 | 3847.0608 | 28776.0149 |  | 0
1983-01-14 | 0 | 0 | 0 | 0 | -12.5669 | -12.5669 | 3834.494 | 28682.0148 |  | 0
1983-01-15 | 0 | 0 | 0 | 0 | -12.5669 | -12.5669 | 3821.9271 | 28588.0147 |  | 0
1983-01-16 | 0 | 0 | 0 | 0 | -12.5669 | -12.5669 | 3809.3602 | 28494.0146 |  | 0
1983-01-17 | 0.00083333 | 2.3 | 4.0107 | 2.3 | -12.5669 | -12.5669 | 3796.7934 | 28400.0145 |  | 0
1983-01-18 | 0.0225 | 62.1 | 4.0107 | 4.0107 | 45.5224 | 45.5224 | 3842.3158 | 28740.5224 |  | 0
1983-01-19 | 0.0066667 | 18.4 | 4.0107 | 4.0107 | 1.8224 | 1.8224 | 3844.1383 | 28754.1543 |  | 0
1983-01-20 | 0.00083333 | 2.3 | 4.0107 | 2.3 | -12.5669 | -12.5669 | 3831.5714 | 28660.1541 |  | 0
1983-01-21 | 0.0041667 | 11.5 | 4.0107 | 4.0107 | -5.0776 | -5.0776 | 3826.4939 | 28622.174 |  | 0
1983-01-22 | 0.013333 | 36.8 | 4.0107 | 4.0107 | 20.2224 | 20.2224 | 3846.7163 | 28773.4379 |  | 0
1983-01-23 | 0 | 0 | 0 | 0 | -12.5669 | -12.5669 | 3834.1494 | 28679.4378 |  | 0
1983-01-24 | 0 | 0 | 0 | 0 | -12.5669 | -12.5669 | 3821.5826 | 28585.4377 |  | 0
1983-01-25 | 0 | 0 | 0 | 0 | -12.5669 | -12.5669 | 3809.0157 | 28491.4376 |  | 0
1983-01-26 | 0 | 0 | 0 | 0 | -12.5669 | -12.5669 | 3796.4489 | 28397.4375 |  | 0
1983-01-27 | 0 | 0 | 0 | 0 | -12.5669 | -12.5669 | 3783.882 | 28303.4374 |  | 0
1983-01-28 | 0 | 0 | 0 | 0 | -12.5669 | -12.5669 | 3771.3151 | 28209.4372 |  | 0
1983-01-29 | 0 | 0 | 0 | 0 | -12.5669 | -12.5669 | 3758.7483 | 28115.4371 |  | 0
1983-01-30 | 0 | 0 | 0 | 0 | -12.5669 | -12.5669 | 3746.1814 | 28021.437 |  | 0
1983-01-31 | 0.064167 | 177.1 | 4.0107 | 4.0107 | 160.5224 | 160.5224 | 3906.7039 | 29222.1449 |  | 0
1983-02-01 | 0 | 0 | 0 | 0 | -12.5669 | -12.5669 | 3894.137 | 29128.1448 |  | 0
1983-02-02 | 0 | 0 | 0 | 0 | -12.5669 | -12.5669 | 3881.5701 | 29034.1447 |  | 0
1983-02-03 | 0 | 0 | 0 | 0 | -12.5669 | -12.5669 | 3869.0033 | 28940.1446 |  | 0
1983-02-04 | 0 | 0 | 0 | 0 | -12.5669 | -12.5669 | 3856.4364 | 28846.1445 |  | 0
1983-02-05 | 0 | 0 | 0 | 0 | -12.5669 | -12.5669 | 3843.8696 | 28752.1443 |  | 0
1983-02-06 | 0 | 0 | 0 | 0 | -12.5669 | -12.5669 | 3831.3027 | 28658.1442 |  | 0
1983-02-07 | 0 | 0 | 0 | 0 | -12.5669 | -12.5669 | 3818.7358 | 28564.1441 |  | 0
1983-02-08 | 0 | 0 | 0 | 0 | -12.5669 | -12.5669 | 3806.169 | 28470.144 |  | 0
1983-02-09 | 0 | 0 | 0 | 0 | -12.5669 | -12.5669 | 3793.6021 | 28376.1439 |  | 0
1983-02-10 | 0 | 0 | 0 | 0 | -12.5669 | -12.5669 | 3781.0353 | 28282.1438 |  | 0
1983-02-11 | 0 | 0 | 0 | 0 | -12.5669 | -12.5669 | 3768.4684 | 28188.1437 |  | 0
1983-02-12 | 0 | 0 | 0 | 0 | -12.5669 | -12.5669 | 3755.9015 | 28094.1435 |  | 0
1983-02-13 | 0 | 0 | 0 | 0 | -12.5669 | -12.5669 | 3743.3347 | 28000.1434 |  | 0
1983-02-14 | 0 | 0 | 0 | 0 | -12.5669 | -12.5669 | 3730.7678 | 27906.1433 |  | 0
1983-02-15 | 0 | 0 | 0 | 0 | -12.5669 | -12.5669 | 3718.201 | 27812.1432 |  | 0
1983-02-16 | 0 | 0 | 0 | 0 | -12.5669 | -12.5669 | 3705.6341 | 27718.1431 |  | 0
1983-02-17 | 0 | 0 | 0 | 0 | -12.5669 | -12.5669 | 3693.0672 | 27624.143 |  | 0
1983-02-18 | 0 | 0 | 0 | 0 | -12.5669 | -12.5669 | 3680.5004 | 27530.1429 |  | 0
1983-02-19 | 0.065 | 179.4 | 4.0107 | 4.0107 | 162.8224 | 162.8224 | 3843.3228 | 28748.0548 |  | 0
1983-02-20 | 0 | 0 | 0 | 0 | -12.5669 | -12.5669 | 3830.756 | 28654.0546 |  | 0
1983-02-21 | 0.01 | 27.6 | 4.0107 | 4.0107 | 11.0224 | 11.0224 | 3841.7784 | 28736.5025 |  | 0
1983-02-22 | 0 | 0 | 0 | 0 | -12.5669 | -12.5669 | 3829.2116 | 28642.5024 |  | 0
1983-02-23 | 0 | 0 | 0 | 0 | -12.5669 | -12.5669 | 3816.6447 | 28548.5023 |  | 0
1983-02-24 | 0 | 0 | 0 | 0 | -12.5669 | -12.5669 | 3804.0778 | 28454.5022 |  | 0
1983-02-25 | 0 | 0 | 0 | 0 | -12.5669 | -12.5669 | 3791.511 | 28360.5021 |  | 0
1983-02-26 | 0 | 0 | 0 | 0 | -12.5669 | -12.5669 | 3778.9441 | 28266.502 |  | 0
1983-02-27 | 0 | 0 | 0 | 0 | -12.5669 | -12.5669 | 3766.3773 | 28172.5019 |  | 0
1983-02-28 | 0 | 0 | 0 | 0 | -12.5669 | -12.5669 | 3753.8104 | 28078.5017 |  | 0
1983-03-01 | 0 | 0 | 0 | 0 | -12.5669 | -12.5669 | 3741.2435 | 27984.5016 |  | 0
1983-03-02 | 0 | 0 | 0 | 0 | -12.5669 | -12.5669 | 3728.6767 | 27890.5015 |  | 0
1983-03-03 | 0 | 0 | 0 | 0 | -12.5669 | -12.5669 | 3716.1098 | 27796.5014 |  | 0
1983-03-04 | 0.0041667 | 11.5 | 4.0107 | 4.0107 | -5.0776 | -5.0776 | 3711.0323 | 27758.5213 |  | 0
1983-03-05 | 0.0016667 | 4.6 | 4.0107 | 4.0107 | -11.9776 | -11.9776 | 3699.0547 | 27668.9292 |  | 0
1983-03-06 | 0 | 0 | 0 | 0 | -12.5669 | -12.5669 | 3686.4878 | 27574.9291 |  | 0
1983-03-07 | 0 | 0 | 0 | 0 | -12.5669 | -12.5669 | 3673.921 | 27480.929 |  | 0
1983-03-08 | 0 | 0 | 0 | 0 | -12.5669 | -12.5669 | 3661.3541 | 27386.9288 |  | 0
1983-03-09 | 0 | 0 | 0 | 0 | -12.5669 | -12.5669 | 3648.7873 | 27292.9287 |  | 0
1983-03-10 | 0 | 0 | 0 | 0 | -12.5669 | -12.5669 | 3636.2204 | 27198.9286 |  | 0
1983-03-11 | 0 | 0 | 0 | 0 | -12.5669 | -12.5669 | 3623.6535 | 27104.9285 |  | 0
1983-03-12 | 0 | 0 | 0 | 0 | -12.5669 | -12.5669 | 3611.0867 | 27010.9284 |  | 0
1983-03-13 | 0 | 0 | 0 | 0 | -12.5669 | -12.5669 | 3598.5198 | 26916.9283 |  | 0
1983-03-14 | 0 | 0 | 0 | 0 | -12.5669 | -12.5669 | 3585.953 | 26822.9282 |  | 0
1983-03-15 | 0.0225 | 62.1 | 4.0107 | 4.0107 | 45.5224 | 45.5224 | 3631.4754 | 27163.4361 |  | 0
1983-03-16 | 0.024167 | 66.7 | 4.0107 | 4.0107 | 50.1224 | 50.1224 | 3681.5979 | 27538.3519 |  | 0
1983-03-17 | 0 | 0 | 0 | 0 | -12.5669 | -12.5669 | 3669.031 | 27444.3518 |  | 0
1983-03-18 | 0 | 0 | 0 | 0 | -12.5669 | -12.5669 | 3656.4641 | 27350.3517 |  | 0
1983-03-19 | 0.0025 | 6.9 | 4.0107 | 4.0107 | -9.6776 | -9.6776 | 3646.7866 | 27277.9636 |  | 0
1983-03-20 | 0 | 0 | 0 | 0 | -12.5669 | -12.5669 | 3634.2197 | 27183.9635 |  | 0
1983-03-21 | 0 | 0 | 0 | 0 | -12.5669 | -12.5669 | 3621.6529 | 27089.9634 |  | 0
1983-03-22 | 0 | 0 | 0 | 0 | -12.5669 | -12.5669 | 3609.086 | 26995.9633 |  | 0
1983-03-23 | 0.0075 | 20.7 | 4.0107 | 4.0107 | 4.1224 | 4.1224 | 3613.2084 | 27026.7992 |  | 0
1983-03-24 | 0 | 0 | 0 | 0 | -12.5669 | -12.5669 | 3600.6416 | 26932.799 |  | 0
1983-03-25 | 0.075 | 207 | 4.0107 | 4.0107 | 190.4224 | 190.4224 | 3791.064 | 28357.1589 |  | 0
1983-03-26 | 0.015833 | 43.7 | 4.0107 | 4.0107 | 27.1224 | 27.1224 | 3818.1865 | 28560.0348 |  | 0
1983-03-27 | 0 | 0 | 0 | 0 | -12.5669 | -12.5669 | 3805.6196 | 28466.0347 |  | 0
1983-03-28 | 0 | 0 | 0 | 0 | -12.5669 | -12.5669 | 3793.0528 | 28372.0346 |  | 0
1983-03-29 | 0.018333 | 50.6 | 4.0107 | 4.0107 | 34.0224 | 34.0224 | 3827.0752 | 28626.5225 |  | 0
1983-03-30 | 0 | 0 | 0 | 0 | -12.5669 | -12.5669 | 3814.5083 | 28532.5224 |  | 0
1983-03-31 | 0 | 0 | 0 | 0 | -12.5669 | -12.5669 | 3801.9415 | 28438.5222 |  | 0
1983-04-01 | 0.0066667 | 18.4 | 4.0107 | 4.0107 | 1.8224 | 1.8224 | 3803.7639 | 28452.1541 |  | 0
1983-04-02 | 0 | 0 | 0 | 0 | -12.5669 | -12.5669 | 3791.1971 | 28358.154 |  | 0
1983-04-03 | 0 | 0 | 0 | 0 | -12.5669 | -12.5669 | 3778.6302 | 28264.1539 |  | 0
1983-04-04 | 0.0058333 | 16.1 | 4.0107 | 4.0107 | -0.47756 | -0.47756 | 3778.1526 | 28260.5818 |  | 0
1983-04-05 | 0.0275 | 75.9 | 4.0107 | 4.0107 | 59.3224 | 59.3224 | 3837.4751 | 28704.3137 |  | 0
1983-04-06 | 0 | 0 | 0 | 0 | -12.5669 | -12.5669 | 3824.9082 | 28610.3136 |  | 0
1983-04-07 | 0 | 0 | 0 | 0 | -12.5669 | -12.5669 | 3812.3414 | 28516.3135 |  | 0
1983-04-08 | 0 | 0 | 0 | 0 | -12.5669 | -12.5669 | 3799.7745 | 28422.3133 |  | 0
1983-04-09 | 0 | 0 | 0 | 0 | -12.5669 | -12.5669 | 3787.2077 | 28328.3132 |  | 0
1983-04-10 | 0 | 0 | 0 | 0 | -12.5669 | -12.5669 | 3774.6408 | 28234.3131 |  | 0
1983-04-11 | 0 | 0 | 0 | 0 | -12.5669 | -12.5669 | 3762.0739 | 28140.313 |  | 0
1983-04-12 | 0 | 0 | 0 | 0 | -12.5669 | -12.5669 | 3749.5071 | 28046.3129 |  | 0
1983-04-13 | 0.070833 | 195.5 | 4.0107 | 4.0107 | 178.9224 | 178.9224 | 3928.4295 | 29384.6528 |  | 0
1983-04-14 | 0 | 0 | 0 | 0 | -12.5669 | -12.5669 | 3915.8627 | 29290.6527 |  | 0
1983-04-15 | 0 | 0 | 0 | 0 | -12.5669 | -12.5669 | 3903.2958 | 29196.6526 |  | 0
1983-04-16 | 0 | 0 | 0 | 0 | -12.5669 | -12.5669 | 3890.7289 | 29102.6524 |  | 0
1983-04-17 | 0 | 0 | 0 | 0 | -12.5669 | -12.5669 | 3878.1621 | 29008.6523 |  | 0
1983-04-18 | 0 | 0 | 0 | 0 | -12.5669 | -12.5669 | 3865.5952 | 28914.6522 |  | 0
1983-04-19 | 0 | 0 | 0 | 0 | -12.5669 | -12.5669 | 3853.0284 | 28820.6521 |  | 0
1983-04-20 | 0 | 0 | 0 | 0 | -12.5669 | -12.5669 | 3840.4615 | 28726.652 |  | 0
1983-04-21 | 0.071667 | 197.8 | 4.0107 | 4.0107 | 181.2224 | 181.2224 | 3997.8631 | 29904.0163 |  | 11.2539
1983-04-22 | 0 | 0 | 0 | 0 | -12.5669 | -12.5669 | 3985.2963 | 29810.0162 |  | 0
1983-04-23 | 0 | 0 | 0 | 0 | -12.5669 | -12.5669 | 3972.7294 | 29716.0161 |  | 0
1983-04-24 | 0 | 0 | 0 | 0 | -12.5669 | -12.5669 | 3960.1626 | 29622.0159 |  | 0
1983-04-25 | 0 | 0 | 0 | 0 | -12.5669 | -12.5669 | 3947.5957 | 29528.0158 |  | 0
1983-04-26 | 0 | 0 | 0 | 0 | -12.5669 | -12.5669 | 3935.0288 | 29434.0157 |  | 0
1983-04-27 | 0 | 0 | 0 | 0 | -12.5669 | -12.5669 | 3922.462 | 29340.0156 |  | 0
1983-04-28 | 0 | 0 | 0 | 0 | -12.5669 | -12.5669 | 3909.8951 | 29246.0155 |  | 0
1983-04-29 | 0 | 0 | 0 | 0 | -12.5669 | -12.5669 | 3897.3283 | 29152.0154 |  | 0
1983-04-30 | 0 | 0 | 0 | 0 | -12.5669 | -12.5669 | 3884.7614 | 29058.0153 |  | 0
1983-05-01 | 0 | 0 | 0 | 0 | -12.5669 | -12.5669 | 3872.1945 | 28964.0152 |  | 0
1983-05-02 | 0 | 0 | 0 | 0 | -12.5669 | -12.5669 | 3859.6277 | 28870.015 |  | 0
1983-05-03 | 0 | 0 | 0 | 0 | -12.5669 | -12.5669 | 3847.0608 | 28776.0149 |  | 0
1983-05-04 | 0 | 0 | 0 | 0 | -12.5669 | -12.5669 | 3834.494 | 28682.0148 |  | 0
1983-05-05 | 0 | 0 | 0 | 0 | -12.5669 | -12.5669 | 3821.9271 | 28588.0147 |  | 0
1983-05-06 | 0 | 0 | 0 | 0 | -12.5669 | -12.5669 | 3809.3602 | 28494.0146 |  | 0
1983-05-07 | 0 | 0 | 0 | 0 | -12.5669 | -12.5669 | 3796.7934 | 28400.0145 |  | 0
1983-05-08 | 0 | 0 | 0 | 0 | -12.5669 | -12.5669 | 3784.2265 | 28306.0144 |  | 0
1983-05-09 | 0 | 0 | 0 | 0 | -12.5669 | -12.5669 | 3771.6597 | 28212.0143 |  | 0
1983-05-10 | 0.0125 | 34.5 | 4.0107 | 4.0107 | 17.9224 | 17.9224 | 3789.5821 | 28346.0741 |  | 0
1983-05-11 | 0 | 0 | 0 | 0 | -12.5669 | -12.5669 | 3777.0152 | 28252.074 |  | 0
1983-05-12 | 0.005 | 13.8 | 4.0107 | 4.0107 | -2.7776 | -2.7776 | 3774.2377 | 28231.2979 |  | 0
1983-05-13 | 0.043333 | 119.6 | 4.0107 | 4.0107 | 103.0224 | 103.0224 | 3877.2601 | 29001.9058 |  | 0
1983-05-14 | 0.043333 | 119.6 | 4.0107 | 4.0107 | 103.0224 | 103.0224 | 3980.2826 | 29772.5137 |  | 0
1983-05-15 | 0 | 0 | 0 | 0 | -12.5669 | -12.5669 | 3967.7157 | 29678.5136 |  | 0
1983-05-16 | 0 | 0 | 0 | 0 | -12.5669 | -12.5669 | 3955.1489 | 29584.5135 |  | 0
1983-05-17 | 0.0016667 | 4.6 | 4.0107 | 4.0107 | -11.9776 | -11.9776 | 3943.1713 | 29494.9214 |  | 0
1983-05-18 | 0 | 0 | 0 | 0 | -12.5669 | -12.5669 | 3930.6044 | 29400.9212 |  | 0
1983-05-19 | 0.014167 | 39.1 | 4.0107 | 4.0107 | 22.5224 | 22.5224 | 3953.1269 | 29569.3891 |  | 0
1983-05-20 | 0.053333 | 147.2 | 4.0107 | 4.0107 | 130.6224 | 130.6224 | 3997.8631 | 29904.0163 |  | 73.3193
1983-05-21 | 0.0066667 | 18.4 | 4.0107 | 4.0107 | 1.8224 | 1.8224 | 3999.6856 | 29917.6482 |  | 0
1983-05-22 | 0.021667 | 59.8 | 4.0107 | 4.0107 | 43.2224 | 43.2224 | 3997.8631 | 29904.0163 |  | 32.478
1983-05-23 | 0 | 0 | 0 | 0 | -12.5669 | -12.5669 | 3985.2963 | 29810.0162 |  | 0
1983-05-24 | 0 | 0 | 0 | 0 | -12.5669 | -12.5669 | 3972.7294 | 29716.0161 |  | 0
1983-05-25 | 0 | 0 | 0 | 0 | -12.5669 | -12.5669 | 3960.1626 | 29622.0159 |  | 0
1983-05-26 | 0.04 | 110.4 | 4.0107 | 4.0107 | 93.8224 | 93.8224 | 3997.8631 | 29904.0163 |  | 43.555
1983-05-27 | 0 | 0 | 0 | 0 | -12.5669 | -12.5669 | 3985.2963 | 29810.0162 |  | 0
1983-05-28 | 0 | 0 | 0 | 0 | -12.5669 | -12.5669 | 3972.7294 | 29716.0161 |  | 0
1983-05-29 | 0 | 0 | 0 | 0 | -12.5669 | -12.5669 | 3960.1626 | 29622.0159 |  | 0
1983-05-30 | 0.018333 | 50.6 | 4.0107 | 4.0107 | 34.0224 | 34.0224 | 3994.185 | 29876.5038 |  | 0
1983-05-31 | 0.0075 | 20.7 | 4.0107 | 4.0107 | 4.1224 | 4.1224 | 3998.3074 | 29907.3397 |  | 0
1983-06-01 | 0 | 0 | 0 | 0 | -12.5669 | -12.5669 | 3985.7406 | 29813.3396 |  | 0
1983-06-02 | 0 | 0 | 0 | 0 | -12.5669 | -12.5669 | 3973.1737 | 29719.3395 |  | 0
1983-06-03 | 0 | 0 | 0 | 0 | -12.5669 | -12.5669 | 3960.6069 | 29625.3394 |  | 0
1983-06-04 | 0 | 0 | 0 | 0 | -12.5669 | -12.5669 | 3948.04 | 29531.3393 |  | 0
1983-06-05 | 0.049167 | 135.7 | 4.0107 | 4.0107 | 119.1224 | 119.1224 | 3997.8631 | 29904.0163 |  | 56.7325
1983-06-06 | 0 | 0 | 0 | 0 | -12.5669 | -12.5669 | 3985.2963 | 29810.0162 |  | 0
1983-06-07 | 0 | 0 | 0 | 0 | -12.5669 | -12.5669 | 3972.7294 | 29716.0161 |  | 0
1983-06-08 | 0 | 0 | 0 | 0 | -12.5669 | -12.5669 | 3960.1626 | 29622.0159 |  | 0
1983-06-09 | 0 | 0 | 0 | 0 | -12.5669 | -12.5669 | 3947.5957 | 29528.0158 |  | 0
1983-06-10 | 0 | 0 | 0 | 0 | -12.5669 | -12.5669 | 3935.0288 | 29434.0157 |  | 0
1983-06-11 | 0.03 | 82.8 | 4.0107 | 4.0107 | 66.2224 | 66.2224 | 4001.2513 | 29929.3596 |  | 0
1983-06-12 | 0 | 0 | 0 | 0 | -12.5669 | -12.5669 | 3988.6844 | 29835.3595 |  | 0
1983-06-13 | 0.175 | 483 | 4.0107 | 4.0107 | 466.4224 | 466.4224 | 3997.8631 | 29904.0163 |  | 444.6769
1983-06-14 | 0 | 0 | 0 | 0 | -12.5669 | -12.5669 | 3985.2963 | 29810.0162 |  | 0
1983-06-15 | 0 | 0 | 0 | 0 | -12.5669 | -12.5669 | 3972.7294 | 29716.0161 |  | 0
1983-06-16 | 0 | 0 | 0 | 0 | -12.5669 | -12.5669 | 3960.1626 | 29622.0159 |  | 0
1983-06-17 | 0.0016667 | 4.6 | 4.0107 | 4.0107 | -11.9776 | -11.9776 | 3948.185 | 29532.4238 |  | 0
1983-06-18 | 0 | 0 | 0 | 0 | -12.5669 | -12.5669 | 3935.6181 | 29438.4237 |  | 0
1983-06-19 | 0 | 0 | 0 | 0 | -12.5669 | -12.5669 | 3923.0513 | 29344.4236 |  | 0
1983-06-20 | 0 | 0 | 0 | 0 | -12.5669 | -12.5669 | 3910.4844 | 29250.4235 |  | 0
1983-06-21 | 0 | 0 | 0 | 0 | -12.5669 | -12.5669 | 3897.9176 | 29156.4234 |  | 0
1983-06-22 | 0 | 0 | 0 | 0 | -12.5669 | -12.5669 | 3885.3507 | 29062.4233 |  | 0
1983-06-23 | 0 | 0 | 0 | 0 | -12.5669 | -12.5669 | 3872.7838 | 28968.4232 |  | 0
1983-06-24 | 0 | 0 | 0 | 0 | -12.5669 | -12.5669 | 3860.217 | 28874.423 |  | 0
1983-06-25 | 0.093333 | 257.6 | 4.0107 | 4.0107 | 241.0224 | 241.0224 | 3997.8631 | 29904.0163 |  | 90.8094
1983-06-26 | 0.046667 | 128.8 | 4.0107 | 4.0107 | 112.2224 | 112.2224 | 3997.8631 | 29904.0163 |  | 99.6556
1983-06-27 | 0.025 | 69 | 4.0107 | 4.0107 | 52.4224 | 52.4224 | 3997.8631 | 29904.0163 |  | 39.8556
1983-06-28 | 0 | 0 | 0 | 0 | -12.5669 | -12.5669 | 3985.2963 | 29810.0162 |  | 0
1983-06-29 | 0 | 0 | 0 | 0 | -12.5669 | -12.5669 | 3972.7294 | 29716.0161 |  | 0
1983-06-30 | 0 | 0 | 0 | 0 | -12.5669 | -12.5669 | 3960.1626 | 29622.0159 |  | 0
1983-07-01 | 0 | 0 | 0 | 0 | -12.5669 | -12.5669 | 3947.5957 | 29528.0158 |  | 0
1983-07-02 | 0 | 0 | 0 | 0 | -12.5669 | -12.5669 | 3935.0288 | 29434.0157 |  | 0
1983-07-03 | 0 | 0 | 0 | 0 | -12.5669 | -12.5669 | 3922.462 | 29340.0156 |  | 0
1983-07-04 | 0 | 0 | 0 | 0 | -12.5669 | -12.5669 | 3909.8951 | 29246.0155 |  | 0
1983-07-05 | 0.014167 | 39.1 | 4.0107 | 4.0107 | 22.5224 | 22.5224 | 3932.4176 | 29414.4834 |  | 0
1983-07-06 | 0 | 0 | 0 | 0 | -12.5669 | -12.5669 | 3919.8507 | 29320.4833 |  | 0
1983-07-07 | 0 | 0 | 0 | 0 | -12.5669 | -12.5669 | 3907.2838 | 29226.4832 |  | 0
1983-07-08 | 0 | 0 | 0 | 0 | -12.5669 | -12.5669 | 3894.717 | 29132.483 |  | 0
1983-07-09 | 0 | 0 | 0 | 0 | -12.5669 | -12.5669 | 3882.1501 | 29038.4829 |  | 0
1983-07-10 | 0 | 0 | 0 | 0 | -12.5669 | -12.5669 | 3869.5833 | 28944.4828 |  | 0
1983-07-11 | 0 | 0 | 0 | 0 | -12.5669 | -12.5669 | 3857.0164 | 28850.4827 |  | 0
1983-07-12 | 0 | 0 | 0 | 0 | -12.5669 | -12.5669 | 3844.4495 | 28756.4826 |  | 0
1983-07-13 | 0.0016667 | 4.6 | 4.0107 | 4.0107 | -11.9776 | -11.9776 | 3832.472 | 28666.8905 |  | 0
1983-07-14 | 0 | 0 | 0 | 0 | -12.5669 | -12.5669 | 3819.9051 | 28572.8904 |  | 0
1983-07-15 | 0 | 0 | 0 | 0 | -12.5669 | -12.5669 | 3807.3383 | 28478.8903 |  | 0
1983-07-16 | 0 | 0 | 0 | 0 | -12.5669 | -12.5669 | 3794.7714 | 28384.8901 |  | 0
1983-07-17 | 0 | 0 | 0 | 0 | -12.5669 | -12.5669 | 3782.2045 | 28290.89 |  | 0
1983-07-18 | 0 | 0 | 0 | 0 | -12.5669 | -12.5669 | 3769.6377 | 28196.8899 |  | 0
1983-07-19 | 0 | 0 | 0 | 0 | -12.5669 | -12.5669 | 3757.0708 | 28102.8898 |  | 0
1983-07-20 | 0 | 0 | 0 | 0 | -12.5669 | -12.5669 | 3744.504 | 28008.8897 |  | 0
1983-07-21 | 0 | 0 | 0 | 0 | -12.5669 | -12.5669 | 3731.9371 | 27914.8896 |  | 0
1983-07-22 | 0 | 0 | 0 | 0 | -12.5669 | -12.5669 | 3719.3702 | 27820.8895 |  | 0
1983-07-23 | 0 | 0 | 0 | 0 | -12.5669 | -12.5669 | 3706.8034 | 27726.8894 |  | 0
1983-07-24 | 0 | 0 | 0 | 0 | -12.5669 | -12.5669 | 3694.2365 | 27632.8892 |  | 0
1983-07-25 | 0 | 0 | 0 | 0 | -12.5669 | -12.5669 | 3681.6697 | 27538.8891 |  | 0
1983-07-26 | 0 | 0 | 0 | 0 | -12.5669 | -12.5669 | 3669.1028 | 27444.889 |  | 0
1983-07-27 | 0 | 0 | 0 | 0 | -12.5669 | -12.5669 | 3656.5359 | 27350.8889 |  | 0
1983-07-28 | 0 | 0 | 0 | 0 | -12.5669 | -12.5669 | 3643.9691 | 27256.8888 |  | 0
1983-07-29 | 0 | 0 | 0 | 0 | -12.5669 | -12.5669 | 3631.4022 | 27162.8887 |  | 0
1983-07-30 | 0 | 0 | 0 | 0 | -12.5669 | -12.5669 | 3618.8354 | 27068.8886 |  | 0
1983-07-31 | 0 | 0 | 0 | 0 | -12.5669 | -12.5669 | 3606.2685 | 26974.8885 |  | 0
1983-08-01 | 0 | 0 | 0 | 0 | -12.5669 | -12.5669 | 3593.7016 | 26880.8883 |  | 0
1983-08-02 | 0 | 0 | 0 | 0 | -12.5669 | -12.5669 | 3581.1348 | 26786.8882 |  | 0
1983-08-03 | 0 | 0 | 0 | 0 | -12.5669 | -12.5669 | 3568.5679 | 26692.8881 |  | 0
1983-08-04 | 0 | 0 | 0 | 0 | -12.5669 | -12.5669 | 3556.0011 | 26598.888 |  | 0
1983-08-05 | 0 | 0 | 0 | 0 | -12.5669 | -12.5669 | 3543.4342 | 26504.8879 |  | 0
1983-08-06 | 0 | 0 | 0 | 0 | -12.5669 | -12.5669 | 3530.8673 | 26410.8878 |  | 0
1983-08-07 | 0.0041667 | 11.5 | 4.0107 | 4.0107 | -5.0776 | -5.0776 | 3525.7898 | 26372.9077 |  | 0
1983-08-08 | 0.0033333 | 9.2 | 4.0107 | 4.0107 | -7.3776 | -7.3776 | 3518.4122 | 26317.7235 |  | 0
1983-08-09 | 0 | 0 | 0 | 0 | -12.5669 | -12.5669 | 3505.8454 | 26223.7234 |  | 0
1983-08-10 | 0 | 0 | 0 | 0 | -12.5669 | -12.5669 | 3493.2785 | 26129.7233 |  | 0
1983-08-11 | 0 | 0 | 0 | 0 | -12.5669 | -12.5669 | 3480.7117 | 26035.7232 |  | 0
1983-08-12 | 0 | 0 | 0 | 0 | -12.5669 | -12.5669 | 3468.1448 | 25941.7231 |  | 0
1983-08-13 | 0 | 0 | 0 | 0 | -12.5669 | -12.5669 | 3455.5779 | 25847.723 |  | 0
1983-08-14 | 0 | 0 | 0 | 0 | -12.5669 | -12.5669 | 3443.0111 | 25753.7229 |  | 0
1983-08-15 | 0 | 0 | 0 | 0 | -12.5669 | -12.5669 | 3430.4442 | 25659.7228 |  | 0
1983-08-16 | 0 | 0 | 0 | 0 | -12.5669 | -12.5669 | 3417.8774 | 25565.7226 |  | 0
1983-08-17 | 0 | 0 | 0 | 0 | -12.5669 | -12.5669 | 3405.3105 | 25471.7225 |  | 0
1983-08-18 | 0 | 0 | 0 | 0 | -12.5669 | -12.5669 | 3392.7436 | 25377.7224 |  | 0
1983-08-19 | 0.0083333 | 23 | 4.0107 | 4.0107 | 6.4224 | 6.4224 | 3399.1661 | 25425.7623 |  | 0
1983-08-20 | 0 | 0 | 0 | 0 | -12.5669 | -12.5669 | 3386.5992 | 25331.7622 |  | 0
1983-08-21 | 0 | 0 | 0 | 0 | -12.5669 | -12.5669 | 3374.0324 | 25237.7621 |  | 0
1983-08-22 | 0 | 0 | 0 | 0 | -12.5669 | -12.5669 | 3361.4655 | 25143.762 |  | 0
1983-08-23 | 0 | 0 | 0 | 0 | -12.5669 | -12.5669 | 3348.8986 | 25049.7619 |  | 0
1983-08-24 | 0 | 0 | 0 | 0 | -12.5669 | -12.5669 | 3336.3318 | 24955.7617 |  | 0
1983-08-25 | 0 | 0 | 0 | 0 | -12.5669 | -12.5669 | 3323.7649 | 24861.7616 |  | 0
1983-08-26 | 0 | 0 | 0 | 0 | -12.5669 | -12.5669 | 3311.1981 | 24767.7615 |  | 0
1983-08-27 | 0 | 0 | 0 | 0 | -12.5669 | -12.5669 | 3298.6312 | 24673.7614 |  | 0
1983-08-28 | 0 | 0 | 0 | 0 | -12.5669 | -12.5669 | 3286.0643 | 24579.7613 |  | 0
1983-08-29 | 0 | 0 | 0 | 0 | -12.5669 | -12.5669 | 3273.4975 | 24485.7612 |  | 0
1983-08-30 | 0 | 0 | 0 | 0 | -12.5669 | -12.5669 | 3260.9306 | 24391.7611 |  | 0
1983-08-31 | 0 | 0 | 0 | 0 | -12.5669 | -12.5669 | 3248.3638 | 24297.761 |  | 0
1983-09-01 | 0 | 0 | 0 | 0 | -12.5669 | -12.5669 | 3235.7969 | 24203.7608 |  | 0
1983-09-02 | 0 | 0 | 0 | 0 | -12.5669 | -12.5669 | 3223.23 | 24109.7607 |  | 0
1983-09-03 | 0 | 0 | 0 | 0 | -12.5669 | -12.5669 | 3210.6632 | 24015.7606 |  | 0
1983-09-04 | 0 | 0 | 0 | 0 | -12.5669 | -12.5669 | 3198.0963 | 23921.7605 |  | 0
1983-09-05 | 0 | 0 | 0 | 0 | -12.5669 | -12.5669 | 3185.5295 | 23827.7604 |  | 0
1983-09-06 | 0 | 0 | 0 | 0 | -12.5669 | -12.5669 | 3172.9626 | 23733.7603 |  | 0
1983-09-07 | 0 | 0 | 0 | 0 | -12.5669 | -12.5669 | 3160.3957 | 23639.7602 |  | 0
1983-09-08 | 0 | 0 | 0 | 0 | -12.5669 | -12.5669 | 3147.8289 | 23545.7601 |  | 0
1983-09-09 | 0 | 0 | 0 | 0 | -12.5669 | -12.5669 | 3135.262 | 23451.7599 |  | 0
1983-09-10 | 0 | 0 | 0 | 0 | -12.5669 | -12.5669 | 3122.6952 | 23357.7598 |  | 0
1983-09-11 | 0 | 0 | 0 | 0 | -12.5669 | -12.5669 | 3110.1283 | 23263.7597 |  | 0
1983-09-12 | 0 | 0 | 0 | 0 | -12.5669 | -12.5669 | 3097.5614 | 23169.7596 |  | 0
1983-09-13 | 0 | 0 | 0 | 0 | -12.5669 | -12.5669 | 3084.9946 | 23075.7595 |  | 0
1983-09-14 | 0 | 0 | 0 | 0 | -12.5669 | -12.5669 | 3072.4277 | 22981.7594 |  | 0
1983-09-15 | 0 | 0 | 0 | 0 | -12.5669 | -12.5669 | 3059.8609 | 22887.7593 |  | 0
1983-09-16 | 0 | 0 | 0 | 0 | -12.5669 | -12.5669 | 3047.294 | 22793.7592 |  | 0
1983-09-17 | 0 | 0 | 0 | 0 | -12.5669 | -12.5669 | 3034.7271 | 22699.759 |  | 0
1983-09-18 | 0 | 0 | 0 | 0 | -12.5669 | -12.5669 | 3022.1603 | 22605.7589 |  | 0
1983-09-19 | 0 | 0 | 0 | 0 | -12.5669 | -12.5669 | 3009.5934 | 22511.7588 |  | 0
1983-09-20 | 0 | 0 | 0 | 0 | -12.5669 | -12.5669 | 2997.0266 | 22417.7587 |  | 0
1983-09-21 | 0 | 0 | 0 | 0 | -12.5669 | -12.5669 | 2984.4597 | 22323.7586 |  | 0
1983-09-22 | 0 | 0 | 0 | 0 | -12.5669 | -12.5669 | 2971.8928 | 22229.7585 |  | 0
1983-09-23 | 0 | 0 | 0 | 0 | -12.5669 | -12.5669 | 2959.326 | 22135.7584 |  | 0
1983-09-24 | 0 | 0 | 0 | 0 | -12.5669 | -12.5669 | 2946.7591 | 22041.7582 |  | 0
1983-09-25 | 0 | 0 | 0 | 0 | -12.5669 | -12.5669 | 2934.1923 | 21947.7581 |  | 0
1983-09-26 | 0 | 0 | 0 | 0 | -12.5669 | -12.5669 | 2921.6254 | 21853.758 |  | 0
1983-09-27 | 0 | 0 | 0 | 0 | -12.5669 | -12.5669 | 2909.0585 | 21759.7579 |  | 0
1983-09-28 | 0 | 0 | 0 | 0 | -12.5669 | -12.5669 | 2896.4917 | 21665.7578 |  | 0
1983-09-29 | 0 | 0 | 0 | 0 | -12.5669 | -12.5669 | 2883.9248 | 21571.7577 |  | 0
1983-09-30 | 0 | 0 | 0 | 0 | -12.5669 | -12.5669 | 2871.358 | 21477.7576 |  | 0
1983-10-01 | 0 | 0 | 0 | 0 | -12.5669 | -12.5669 | 2858.7911 | 21383.7575 |  | 0
1983-10-02 | 0.013333 | 36.8 | 4.0107 | 4.0107 | 20.2224 | 20.2224 | 2879.0135 | 21535.0213 |  | 0
1983-10-03 | 0 | 0 | 0 | 0 | -12.5669 | -12.5669 | 2866.4467 | 21441.0212 |  | 0
1983-10-04 | 0 | 0 | 0 | 0 | -12.5669 | -12.5669 | 2853.8798 | 21347.0211 |  | 0
1983-10-05 | 0 | 0 | 0 | 0 | -12.5669 | -12.5669 | 2841.313 | 21253.021 |  | 0
1983-10-06 | 0.043333 | 119.6 | 4.0107 | 4.0107 | 103.0224 | 103.0224 | 2944.3354 | 22023.6289 |  | 0
1983-10-07 | 0.2425 | 669.3 | 4.0107 | 4.0107 | 652.7224 | 652.7224 | 3597.0579 | 26905.9928 |  | 0
1983-10-08 | 0.0033333 | 9.2 | 4.0107 | 4.0107 | -7.3776 | -7.3776 | 3589.6803 | 26850.8087 |  | 0
1983-10-09 | 0 | 0 | 0 | 0 | -12.5669 | -12.5669 | 3577.1134 | 26756.8086 |  | 0
1983-10-10 | 0 | 0 | 0 | 0 | -12.5669 | -12.5669 | 3564.5466 | 26662.8084 |  | 0
1983-10-11 | 0 | 0 | 0 | 0 | -12.5669 | -12.5669 | 3551.9797 | 26568.8083 |  | 0
1983-10-12 | 0 | 0 | 0 | 0 | -12.5669 | -12.5669 | 3539.4129 | 26474.8082 |  | 0
1983-10-13 | 0 | 0 | 0 | 0 | -12.5669 | -12.5669 | 3526.846 | 26380.8081 |  | 0
1983-10-14 | 0 | 0 | 0 | 0 | -12.5669 | -12.5669 | 3514.2791 | 26286.808 |  | 0
1983-10-15 | 0 | 0 | 0 | 0 | -12.5669 | -12.5669 | 3501.7123 | 26192.8079 |  | 0
1983-10-16 | 0 | 0 | 0 | 0 | -12.5669 | -12.5669 | 3489.1454 | 26098.8078 |  | 0
1983-10-17 | 0.075833 | 209.3 | 4.0107 | 4.0107 | 192.7224 | 192.7224 | 3681.8679 | 27540.3717 |  | 0
1983-10-18 | 0.021667 | 59.8 | 4.0107 | 4.0107 | 43.2224 | 43.2224 | 3725.0903 | 27863.6755 |  | 0
1983-10-19 | 0.096667 | 266.8 | 4.0107 | 4.0107 | 250.2224 | 250.2224 | 3975.3128 | 29735.3394 |  | 0
1983-10-20 | 0.1525 | 420.9 | 4.0107 | 4.0107 | 404.3224 | 404.3224 | 3997.8631 | 29904.0163 |  | 369.2052
1983-10-21 | 0 | 0 | 0 | 0 | -12.5669 | -12.5669 | 3985.2963 | 29810.0162 |  | 0
1983-10-22 | 0 | 0 | 0 | 0 | -12.5669 | -12.5669 | 3972.7294 | 29716.0161 |  | 0
1983-10-23 | 0 | 0 | 0 | 0 | -12.5669 | -12.5669 | 3960.1626 | 29622.0159 |  | 0
1983-10-24 | 0 | 0 | 0 | 0 | -12.5669 | -12.5669 | 3947.5957 | 29528.0158 |  | 0
1983-10-25 | 0 | 0 | 0 | 0 | -12.5669 | -12.5669 | 3935.0288 | 29434.0157 |  | 0
1983-10-26 | 0 | 0 | 0 | 0 | -12.5669 | -12.5669 | 3922.462 | 29340.0156 |  | 0
1983-10-27 | 0 | 0 | 0 | 0 | -12.5669 | -12.5669 | 3909.8951 | 29246.0155 |  | 0
1983-10-28 | 0 | 0 | 0 | 0 | -12.5669 | -12.5669 | 3897.3283 | 29152.0154 |  | 0
1983-10-29 | 0 | 0 | 0 | 0 | -12.5669 | -12.5669 | 3884.7614 | 29058.0153 |  | 0
1983-10-30 | 0 | 0 | 0 | 0 | -12.5669 | -12.5669 | 3872.1945 | 28964.0152 |  | 0
1983-10-31 | 0 | 0 | 0 | 0 | -12.5669 | -12.5669 | 3859.6277 | 28870.015 |  | 0
1983-11-01 | 0.0033333 | 9.2 | 4.0107 | 4.0107 | -7.3776 | -7.3776 | 3852.2501 | 28814.8309 |  | 0
1983-11-02 | 0 | 0 | 0 | 0 | -12.5669 | -12.5669 | 3839.6833 | 28720.8308 |  | 0
1983-11-03 | 0.0066667 | 18.4 | 4.0107 | 4.0107 | 1.8224 | 1.8224 | 3841.5057 | 28734.4627 |  | 0
1983-11-04 | 0 | 0 | 0 | 0 | -12.5669 | -12.5669 | 3828.9388 | 28640.4626 |  | 0
1983-11-05 | 0.0175 | 48.3 | 4.0107 | 4.0107 | 31.7224 | 31.7224 | 3860.6613 | 28877.7465 |  | 0
1983-11-06 | 0.0066667 | 18.4 | 4.0107 | 4.0107 | 1.8224 | 1.8224 | 3862.4837 | 28891.3784 |  | 0
1983-11-07 | 0 | 0 | 0 | 0 | -12.5669 | -12.5669 | 3849.9169 | 28797.3783 |  | 0
1983-11-08 | 0 | 0 | 0 | 0 | -12.5669 | -12.5669 | 3837.35 | 28703.3781 |  | 0
1983-11-09 | 0 | 0 | 0 | 0 | -12.5669 | -12.5669 | 3824.7832 | 28609.378 |  | 0
1983-11-10 | 0 | 0 | 0 | 0 | -12.5669 | -12.5669 | 3812.2163 | 28515.3779 |  | 0
1983-11-11 | 0 | 0 | 0 | 0 | -12.5669 | -12.5669 | 3799.6494 | 28421.3778 |  | 0
1983-11-12 | 0 | 0 | 0 | 0 | -12.5669 | -12.5669 | 3787.0826 | 28327.3777 |  | 0
1983-11-13 | 0 | 0 | 0 | 0 | -12.5669 | -12.5669 | 3774.5157 | 28233.3776 |  | 0
1983-11-14 | 0 | 0 | 0 | 0 | -12.5669 | -12.5669 | 3761.9489 | 28139.3775 |  | 0
1983-11-15 | 0 | 0 | 0 | 0 | -12.5669 | -12.5669 | 3749.382 | 28045.3774 |  | 0
1983-11-16 | 0 | 0 | 0 | 0 | -12.5669 | -12.5669 | 3736.8151 | 27951.3772 |  | 0
1983-11-17 | 0 | 0 | 0 | 0 | -12.5669 | -12.5669 | 3724.2483 | 27857.3771 |  | 0
1983-11-18 | 0 | 0 | 0 | 0 | -12.5669 | -12.5669 | 3711.6814 | 27763.377 |  | 0
1983-11-19 | 0 | 0 | 0 | 0 | -12.5669 | -12.5669 | 3699.1146 | 27669.3769 |  | 0
1983-11-20 | 0 | 0 | 0 | 0 | -12.5669 | -12.5669 | 3686.5477 | 27575.3768 |  | 0
1983-11-21 | 0 | 0 | 0 | 0 | -12.5669 | -12.5669 | 3673.9808 | 27481.3767 |  | 0
1983-11-22 | 0.025 | 69 | 4.0107 | 4.0107 | 52.4224 | 52.4224 | 3726.4033 | 27873.4966 |  | 0
1983-11-23 | 0.011667 | 32.2 | 4.0107 | 4.0107 | 15.6224 | 15.6224 | 3742.0257 | 27990.3525 |  | 0
1983-11-24 | 0 | 0 | 0 | 0 | -12.5669 | -12.5669 | 3729.4589 | 27896.3523 |  | 0
1983-11-25 | 0 | 0 | 0 | 0 | -12.5669 | -12.5669 | 3716.892 | 27802.3522 |  | 0
1983-11-26 | 0.005 | 13.8 | 4.0107 | 4.0107 | -2.7776 | -2.7776 | 3714.1145 | 27781.5761 |  | 0
1983-11-27 | 0 | 0 | 0 | 0 | -12.5669 | -12.5669 | 3701.5476 | 27687.576 |  | 0
1983-11-28 | 0 | 0 | 0 | 0 | -12.5669 | -12.5669 | 3688.9807 | 27593.5759 |  | 0
1983-11-29 | 0 | 0 | 0 | 0 | -12.5669 | -12.5669 | 3676.4139 | 27499.5758 |  | 0
1983-11-30 | 0 | 0 | 0 | 0 | -12.5669 | -12.5669 | 3663.847 | 27405.5757 |  | 0
1983-12-01 | 0 | 0 | 0 | 0 | -12.5669 | -12.5669 | 3651.2802 | 27311.5755 |  | 0
1983-12-02 | 0.0025 | 6.9 | 4.0107 | 4.0107 | -9.6776 | -9.6776 | 3641.6026 | 27239.1874 |  | 0
1983-12-03 | 0.010833 | 29.9 | 4.0107 | 4.0107 | 13.3224 | 13.3224 | 3654.925 | 27338.8393 |  | 0
1983-12-04 | 0 | 0 | 0 | 0 | -12.5669 | -12.5669 | 3642.3582 | 27244.8392 |  | 0
1983-12-05 | 0 | 0 | 0 | 0 | -12.5669 | -12.5669 | 3629.7913 | 27150.8391 |  | 0
1983-12-06 | 0 | 0 | 0 | 0 | -12.5669 | -12.5669 | 3617.2245 | 27056.839 |  | 0
1983-12-07 | 0 | 0 | 0 | 0 | -12.5669 | -12.5669 | 3604.6576 | 26962.8389 |  | 0
1983-12-08 | 0 | 0 | 0 | 0 | -12.5669 | -12.5669 | 3592.0907 | 26868.8388 |  | 0
1983-12-09 | 0 | 0 | 0 | 0 | -12.5669 | -12.5669 | 3579.5239 | 26774.8386 |  | 0
1983-12-10 | 0 | 0 | 0 | 0 | -12.5669 | -12.5669 | 3566.957 | 26680.8385 |  | 0
1983-12-11 | 0 | 0 | 0 | 0 | -12.5669 | -12.5669 | 3554.3902 | 26586.8384 |  | 0
1983-12-12 | 0 | 0 | 0 | 0 | -12.5669 | -12.5669 | 3541.8233 | 26492.8383 |  | 0
1983-12-13 | 0.011667 | 32.2 | 4.0107 | 4.0107 | 15.6224 | 15.6224 | 3557.4457 | 26609.6942 |  | 0
1983-12-14 | 0 | 0 | 0 | 0 | -12.5669 | -12.5669 | 3544.8789 | 26515.6941 |  | 0
1983-12-15 | 0.0375 | 103.5 | 4.0107 | 4.0107 | 86.9224 | 86.9224 | 3631.8013 | 27165.874 |  | 0
1983-12-16 | 0 | 0 | 0 | 0 | -12.5669 | -12.5669 | 3619.2345 | 27071.8739 |  | 0
1983-12-17 | 0 | 0 | 0 | 0 | -12.5669 | -12.5669 | 3606.6676 | 26977.8737 |  | 0
1983-12-18 | 0 | 0 | 0 | 0 | -12.5669 | -12.5669 | 3594.1008 | 26883.8736 |  | 0
1983-12-19 | 0 | 0 | 0 | 0 | -12.5669 | -12.5669 | 3581.5339 | 26789.8735 |  | 0
1983-12-20 | 0.00083333 | 2.3 | 4.0107 | 2.3 | -12.5669 | -12.5669 | 3568.967 | 26695.8734 |  | 0
1983-12-21 | 0.0016667 | 4.6 | 4.0107 | 4.0107 | -11.9776 | -11.9776 | 3556.9895 | 26606.2813 |  | 0
1983-12-22 | 0 | 0 | 0 | 0 | -12.5669 | -12.5669 | 3544.4226 | 26512.2812 |  | 0
1983-12-23 | 0 | 0 | 0 | 0 | -12.5669 | -12.5669 | 3531.8558 | 26418.2811 |  | 0
1983-12-24 | 0 | 0 | 0 | 0 | -12.5669 | -12.5669 | 3519.2889 | 26324.281 |  | 0
1983-12-25 | 0 | 0 | 0 | 0 | -12.5669 | -12.5669 | 3506.722 | 26230.2808 |  | 0
1983-12-26 | 0 | 0 | 0 | 0 | -12.5669 | -12.5669 | 3494.1552 | 26136.2807 |  | 0
1983-12-27 | 0.0033333 | 9.2 | 4.0107 | 4.0107 | -7.3776 | -7.3776 | 3486.7776 | 26081.0966 |  | 0
1983-12-28 | 0.0058333 | 16.1 | 4.0107 | 4.0107 | -0.47756 | -0.47756 | 3486.3001 | 26077.5245 |  | 0
1983-12-29 | 0 | 0 | 0 | 0 | -12.5669 | -12.5669 | 3473.7332 | 25983.5244 |  | 0
1983-12-30 | 0 | 0 | 0 | 0 | -12.5669 | -12.5669 | 3461.1663 | 25889.5243 |  | 0
1983-12-31 | 0 | 0 | 0 | 0 | -12.5669 | -12.5669 | 3448.5995 | 25795.5242 |  | 0
1984-01-01 | 0 | 0 | 0 | 0 | -12.5669 | -12.5669 | 3436.0326 | 25701.5241 |  | 0
1984-01-02 | 0 | 0 | 0 | 0 | -12.5669 | -12.5669 | 3423.4658 | 25607.5239 |  | 0
1984-01-03 | 0 | 0 | 0 | 0 | -12.5669 | -12.5669 | 3410.8989 | 25513.5238 |  | 0
1984-01-04 | 0 | 0 | 0 | 0 | -12.5669 | -12.5669 | 3398.332 | 25419.5237 |  | 0
1984-01-05 | 0 | 0 | 0 | 0 | -12.5669 | -12.5669 | 3385.7652 | 25325.5236 |  | 0
1984-01-06 | 0 | 0 | 0 | 0 | -12.5669 | -12.5669 | 3373.1983 | 25231.5235 |  | 0
1984-01-07 | 0 | 0 | 0 | 0 | -12.5669 | -12.5669 | 3360.6315 | 25137.5234 |  | 0
1984-01-08 | 0 | 0 | 0 | 0 | -12.5669 | -12.5669 | 3348.0646 | 25043.5233 |  | 0
1984-01-09 | 0.013333 | 36.8 | 4.0107 | 4.0107 | 20.2224 | 20.2224 | 3368.2871 | 25194.7872 |  | 0
1984-01-10 | 0 | 0 | 0 | 0 | -12.5669 | -12.5669 | 3355.7202 | 25100.787 |  | 0
1984-01-11 | 0 | 0 | 0 | 0 | -12.5669 | -12.5669 | 3343.1533 | 25006.7869 |  | 0
1984-01-12 | 0 | 0 | 0 | 0 | -12.5669 | -12.5669 | 3330.5865 | 24912.7868 |  | 0
1984-01-13 | 0 | 0 | 0 | 0 | -12.5669 | -12.5669 | 3318.0196 | 24818.7867 |  | 0
1984-01-14 | 0 | 0 | 0 | 0 | -12.5669 | -12.5669 | 3305.4528 | 24724.7866 |  | 0
1984-01-15 | 0 | 0 | 0 | 0 | -12.5669 | -12.5669 | 3292.8859 | 24630.7865 |  | 0
1984-01-16 | 0 | 0 | 0 | 0 | -12.5669 | -12.5669 | 3280.319 | 24536.7864 |  | 0
1984-01-17 | 0 | 0 | 0 | 0 | -12.5669 | -12.5669 | 3267.7522 | 24442.7862 |  | 0
1984-01-18 | 0.00083333 | 2.3 | 4.0107 | 2.3 | -12.5669 | -12.5669 | 3255.1853 | 24348.7861 |  | 0
1984-01-19 | 0 | 0 | 0 | 0 | -12.5669 | -12.5669 | 3242.6185 | 24254.786 |  | 0
1984-01-20 | 0 | 0 | 0 | 0 | -12.5669 | -12.5669 | 3230.0516 | 24160.7859 |  | 0
1984-01-21 | 0 | 0 | 0 | 0 | -12.5669 | -12.5669 | 3217.4847 | 24066.7858 |  | 0
1984-01-22 | 0 | 0 | 0 | 0 | -12.5669 | -12.5669 | 3204.9179 | 23972.7857 |  | 0
1984-01-23 | 0 | 0 | 0 | 0 | -12.5669 | -12.5669 | 3192.351 | 23878.7856 |  | 0
1984-01-24 | 0 | 0 | 0 | 0 | -12.5669 | -12.5669 | 3179.7842 | 23784.7855 |  | 0
1984-01-25 | 0 | 0 | 0 | 0 | -12.5669 | -12.5669 | 3167.2173 | 23690.7853 |  | 0
1984-01-26 | 0 | 0 | 0 | 0 | -12.5669 | -12.5669 | 3154.6504 | 23596.7852 |  | 0
1984-01-27 | 0 | 0 | 0 | 0 | -12.5669 | -12.5669 | 3142.0836 | 23502.7851 |  | 0
1984-01-28 | 0 | 0 | 0 | 0 | -12.5669 | -12.5669 | 3129.5167 | 23408.785 |  | 0
1984-01-29 | 0 | 0 | 0 | 0 | -12.5669 | -12.5669 | 3116.9499 | 23314.7849 |  | 0
1984-01-30 | 0 | 0 | 0 | 0 | -12.5669 | -12.5669 | 3104.383 | 23220.7848 |  | 0
1984-01-31 | 0 | 0 | 0 | 0 | -12.5669 | -12.5669 | 3091.8161 | 23126.7847 |  | 0
1984-02-01 | 0 | 0 | 0 | 0 | -12.5669 | -12.5669 | 3079.2493 | 23032.7846 |  | 0
1984-02-02 | 0 | 0 | 0 | 0 | -12.5669 | -12.5669 | 3066.6824 | 22938.7844 |  | 0
1984-02-03 | 0 | 0 | 0 | 0 | -12.5669 | -12.5669 | 3054.1156 | 22844.7843 |  | 0
1984-02-04 | 0 | 0 | 0 | 0 | -12.5669 | -12.5669 | 3041.5487 | 22750.7842 |  | 0
1984-02-05 | 0 | 0 | 0 | 0 | -12.5669 | -12.5669 | 3028.9818 | 22656.7841 |  | 0
1984-02-06 | 0 | 0 | 0 | 0 | -12.5669 | -12.5669 | 3016.415 | 22562.784 |  | 0
1984-02-07 | 0 | 0 | 0 | 0 | -12.5669 | -12.5669 | 3003.8481 | 22468.7839 |  | 0
1984-02-08 | 0.016667 | 46 | 4.0107 | 4.0107 | 29.4224 | 29.4224 | 3033.2706 | 22688.8638 |  | 0
1984-02-09 | 0 | 0 | 0 | 0 | -12.5669 | -12.5669 | 3020.7037 | 22594.8637 |  | 0
1984-02-10 | 0 | 0 | 0 | 0 | -12.5669 | -12.5669 | 3008.1368 | 22500.8635 |  | 0
1984-02-11 | 0 | 0 | 0 | 0 | -12.5669 | -12.5669 | 2995.57 | 22406.8634 |  | 0
1984-02-12 | 0 | 0 | 0 | 0 | -12.5669 | -12.5669 | 2983.0031 | 22312.8633 |  | 0
1984-02-13 | 0 | 0 | 0 | 0 | -12.5669 | -12.5669 | 2970.4363 | 22218.8632 |  | 0
1984-02-14 | 0 | 0 | 0 | 0 | -12.5669 | -12.5669 | 2957.8694 | 22124.8631 |  | 0
1984-02-15 | 0 | 0 | 0 | 0 | -12.5669 | -12.5669 | 2945.3025 | 22030.863 |  | 0
1984-02-16 | 0 | 0 | 0 | 0 | -12.5669 | -12.5669 | 2932.7357 | 21936.8629 |  | 0
1984-02-17 | 0.036667 | 101.2 | 4.0107 | 4.0107 | 84.6224 | 84.6224 | 3017.3581 | 22569.8388 |  | 0
1984-02-18 | 0.00083333 | 2.3 | 4.0107 | 2.3 | -12.5669 | -12.5669 | 3004.7913 | 22475.8386 |  | 0
1984-02-19 | 0 | 0 | 0 | 0 | -12.5669 | -12.5669 | 2992.2244 | 22381.8385 |  | 0
1984-02-20 | 0 | 0 | 0 | 0 | -12.5669 | -12.5669 | 2979.6575 | 22287.8384 |  | 0
1984-02-21 | 0 | 0 | 0 | 0 | -12.5669 | -12.5669 | 2967.0907 | 22193.8383 |  | 0
1984-02-22 | 0 | 0 | 0 | 0 | -12.5669 | -12.5669 | 2954.5238 | 22099.8382 |  | 0
1984-02-23 | 0 | 0 | 0 | 0 | -12.5669 | -12.5669 | 2941.957 | 22005.8381 |  | 0
1984-02-24 | 0 | 0 | 0 | 0 | -12.5669 | -12.5669 | 2929.3901 | 21911.838 |  | 0
1984-02-25 | 0 | 0 | 0 | 0 | -12.5669 | -12.5669 | 2916.8232 | 21817.8378 |  | 0
1984-02-26 | 0.011667 | 32.2 | 4.0107 | 4.0107 | 15.6224 | 15.6224 | 2932.4457 | 21934.6937 |  | 0
1984-02-27 | 0 | 0 | 0 | 0 | -12.5669 | -12.5669 | 2919.8788 | 21840.6936 |  | 0
1984-02-28 | 0 | 0 | 0 | 0 | -12.5669 | -12.5669 | 2907.312 | 21746.6935 |  | 0
1984-02-29 | 0 | 0 | 0 | 0 | -12.5669 | -12.5669 | 2894.7451 | 21652.6934 |  | 0
1984-03-01 | 0 | 0 | 0 | 0 | -12.5669 | -12.5669 | 2882.1782 | 21558.6933 |  | 0
1984-03-02 | 0 | 0 | 0 | 0 | -12.5669 | -12.5669 | 2869.6114 | 21464.6932 |  | 0
1984-03-03 | 0 | 0 | 0 | 0 | -12.5669 | -12.5669 | 2857.0445 | 21370.6931 |  | 0
1984-03-04 | 0 | 0 | 0 | 0 | -12.5669 | -12.5669 | 2844.4777 | 21276.6929 |  | 0
1984-03-05 | 0 | 0 | 0 | 0 | -12.5669 | -12.5669 | 2831.9108 | 21182.6928 |  | 0
1984-03-06 | 0 | 0 | 0 | 0 | -12.5669 | -12.5669 | 2819.3439 | 21088.6927 |  | 0
1984-03-07 | 0 | 0 | 0 | 0 | -12.5669 | -12.5669 | 2806.7771 | 20994.6926 |  | 0
1984-03-08 | 0 | 0 | 0 | 0 | -12.5669 | -12.5669 | 2794.2102 | 20900.6925 |  | 0
1984-03-09 | 0 | 0 | 0 | 0 | -12.5669 | -12.5669 | 2781.6434 | 20806.6924 |  | 0
1984-03-10 | 0 | 0 | 0 | 0 | -12.5669 | -12.5669 | 2769.0765 | 20712.6923 |  | 0
1984-03-11 | 0.020833 | 57.5 | 4.0107 | 4.0107 | 40.9224 | 40.9224 | 2809.999 | 21018.7922 |  | 0
1984-03-12 | 0.016667 | 46 | 4.0107 | 4.0107 | 29.4224 | 29.4224 | 2839.4214 | 21238.872 |  | 0
1984-03-13 | 0 | 0 | 0 | 0 | -12.5669 | -12.5669 | 2826.8545 | 21144.8719 |  | 0
1984-03-14 | 0 | 0 | 0 | 0 | -12.5669 | -12.5669 | 2814.2877 | 21050.8718 |  | 0
1984-03-15 | 0 | 0 | 0 | 0 | -12.5669 | -12.5669 | 2801.7208 | 20956.8717 |  | 0
1984-03-16 | 0 | 0 | 0 | 0 | -12.5669 | -12.5669 | 2789.154 | 20862.8716 |  | 0
1984-03-17 | 0 | 0 | 0 | 0 | -12.5669 | -12.5669 | 2776.5871 | 20768.8715 |  | 0
1984-03-18 | 0.0066667 | 18.4 | 4.0107 | 4.0107 | 1.8224 | 1.8224 | 2778.4095 | 20782.5034 |  | 0
1984-03-19 | 0 | 0 | 0 | 0 | -12.5669 | -12.5669 | 2765.8427 | 20688.5033 |  | 0
1984-03-20 | 0 | 0 | 0 | 0 | -12.5669 | -12.5669 | 2753.2758 | 20594.5031 |  | 0
1984-03-21 | 0 | 0 | 0 | 0 | -12.5669 | -12.5669 | 2740.709 | 20500.503 |  | 0
1984-03-22 | 0 | 0 | 0 | 0 | -12.5669 | -12.5669 | 2728.1421 | 20406.5029 |  | 0
1984-03-23 | 0.0475 | 131.1 | 4.0107 | 4.0107 | 114.5224 | 114.5224 | 2842.6645 | 21263.1308 |  | 0
1984-03-24 | 0 | 0 | 0 | 0 | -12.5669 | -12.5669 | 2830.0977 | 21169.1307 |  | 0
1984-03-25 | 0 | 0 | 0 | 0 | -12.5669 | -12.5669 | 2817.5308 | 21075.1306 |  | 0
1984-03-26 | 0 | 0 | 0 | 0 | -12.5669 | -12.5669 | 2804.964 | 20981.1305 |  | 0
1984-03-27 | 0.0225 | 62.1 | 4.0107 | 4.0107 | 45.5224 | 45.5224 | 2850.4864 | 21321.6384 |  | 0
1984-03-28 | 0.0033333 | 9.2 | 4.0107 | 4.0107 | -7.3776 | -7.3776 | 2843.1089 | 21266.4542 |  | 0
1984-03-29 | 0 | 0 | 0 | 0 | -12.5669 | -12.5669 | 2830.542 | 21172.4541 |  | 0
1984-03-30 | 0 | 0 | 0 | 0 | -12.5669 | -12.5669 | 2817.9751 | 21078.454 |  | 0
1984-03-31 | 0.0058333 | 16.1 | 4.0107 | 4.0107 | -0.47756 | -0.47756 | 2817.4976 | 21074.8819 |  | 0
1984-04-01 | 0 | 0 | 0 | 0 | -12.5669 | -12.5669 | 2804.9307 | 20980.8818 |  | 0
1984-04-02 | 0.0058333 | 16.1 | 4.0107 | 4.0107 | -0.47756 | -0.47756 | 2804.4532 | 20977.3097 |  | 0
1984-04-03 | 0 | 0 | 0 | 0 | -12.5669 | -12.5669 | 2791.8863 | 20883.3096 |  | 0
1984-04-04 | 0 | 0 | 0 | 0 | -12.5669 | -12.5669 | 2779.3194 | 20789.3094 |  | 0
1984-04-05 | 0 | 0 | 0 | 0 | -12.5669 | -12.5669 | 2766.7526 | 20695.3093 |  | 0
1984-04-06 | 0 | 0 | 0 | 0 | -12.5669 | -12.5669 | 2754.1857 | 20601.3092 |  | 0
1984-04-07 | 0.033333 | 92 | 4.0107 | 4.0107 | 75.4224 | 75.4224 | 2829.6082 | 21165.4691 |  | 0
1984-04-08 | 0 | 0 | 0 | 0 | -12.5669 | -12.5669 | 2817.0413 | 21071.469 |  | 0
1984-04-09 | 0 | 0 | 0 | 0 | -12.5669 | -12.5669 | 2804.4744 | 20977.4689 |  | 0
1984-04-10 | 0 | 0 | 0 | 0 | -12.5669 | -12.5669 | 2791.9076 | 20883.4688 |  | 0
1984-04-11 | 0 | 0 | 0 | 0 | -12.5669 | -12.5669 | 2779.3407 | 20789.4687 |  | 0
1984-04-12 | 0 | 0 | 0 | 0 | -12.5669 | -12.5669 | 2766.7739 | 20695.4685 |  | 0
1984-04-13 | 0 | 0 | 0 | 0 | -12.5669 | -12.5669 | 2754.207 | 20601.4684 |  | 0
1984-04-14 | 0 | 0 | 0 | 0 | -12.5669 | -12.5669 | 2741.6401 | 20507.4683 |  | 0
1984-04-15 | 0 | 0 | 0 | 0 | -12.5669 | -12.5669 | 2729.0733 | 20413.4682 |  | 0
1984-04-16 | 0 | 0 | 0 | 0 | -12.5669 | -12.5669 | 2716.5064 | 20319.4681 |  | 0
1984-04-17 | 0 | 0 | 0 | 0 | -12.5669 | -12.5669 | 2703.9396 | 20225.468 |  | 0
1984-04-18 | 0 | 0 | 0 | 0 | -12.5669 | -12.5669 | 2691.3727 | 20131.4679 |  | 0
1984-04-19 | 0 | 0 | 0 | 0 | -12.5669 | -12.5669 | 2678.8058 | 20037.4678 |  | 0
1984-04-20 | 0 | 0 | 0 | 0 | -12.5669 | -12.5669 | 2666.239 | 19943.4676 |  | 0
1984-04-21 | 0 | 0 | 0 | 0 | -12.5669 | -12.5669 | 2653.6721 | 19849.4675 |  | 0
1984-04-22 | 0 | 0 | 0 | 0 | -12.5669 | -12.5669 | 2641.1053 | 19755.4674 |  | 0
1984-04-23 | 0 | 0 | 0 | 0 | -12.5669 | -12.5669 | 2628.5384 | 19661.4673 |  | 0
1984-04-24 | 0 | 0 | 0 | 0 | -12.5669 | -12.5669 | 2615.9715 | 19567.4672 |  | 0
1984-04-25 | 0 | 0 | 0 | 0 | -12.5669 | -12.5669 | 2603.4047 | 19473.4671 |  | 0
1984-04-26 | 0 | 0 | 0 | 0 | -12.5669 | -12.5669 | 2590.8378 | 19379.467 |  | 0
1984-04-27 | 0 | 0 | 0 | 0 | -12.5669 | -12.5669 | 2578.271 | 19285.4669 |  | 0
1984-04-28 | 0 | 0 | 0 | 0 | -12.5669 | -12.5669 | 2565.7041 | 19191.4667 |  | 0
1984-04-29 | 0.0125 | 34.5 | 4.0107 | 4.0107 | 17.9224 | 17.9224 | 2583.6266 | 19325.5266 |  | 0
1984-04-30 | 0 | 0 | 0 | 0 | -12.5669 | -12.5669 | 2571.0597 | 19231.5265 |  | 0
1984-05-01 | 0.081667 | 225.4 | 4.0107 | 4.0107 | 208.8224 | 208.8224 | 2779.8821 | 20793.5184 |  | 0
1984-05-02 | 0 | 0 | 0 | 0 | -12.5669 | -12.5669 | 2767.3153 | 20699.5183 |  | 0
1984-05-03 | 0 | 0 | 0 | 0 | -12.5669 | -12.5669 | 2754.7484 | 20605.5182 |  | 0
1984-05-04 | 0 | 0 | 0 | 0 | -12.5669 | -12.5669 | 2742.1816 | 20511.5181 |  | 0
1984-05-05 | 0 | 0 | 0 | 0 | -12.5669 | -12.5669 | 2729.6147 | 20417.518 |  | 0
1984-05-06 | 0 | 0 | 0 | 0 | -12.5669 | -12.5669 | 2717.0478 | 20323.5178 |  | 0
1984-05-07 | 0 | 0 | 0 | 0 | -12.5669 | -12.5669 | 2704.481 | 20229.5177 |  | 0
1984-05-08 | 0 | 0 | 0 | 0 | -12.5669 | -12.5669 | 2691.9141 | 20135.5176 |  | 0
1984-05-09 | 0 | 0 | 0 | 0 | -12.5669 | -12.5669 | 2679.3473 | 20041.5175 |  | 0
1984-05-10 | 0 | 0 | 0 | 0 | -12.5669 | -12.5669 | 2666.7804 | 19947.5174 |  | 0
1984-05-11 | 0 | 0 | 0 | 0 | -12.5669 | -12.5669 | 2654.2135 | 19853.5173 |  | 0
1984-05-12 | 0 | 0 | 0 | 0 | -12.5669 | -12.5669 | 2641.6467 | 19759.5172 |  | 0
1984-05-13 | 0 | 0 | 0 | 0 | -12.5669 | -12.5669 | 2629.0798 | 19665.5171 |  | 0
1984-05-14 | 0 | 0 | 0 | 0 | -12.5669 | -12.5669 | 2616.513 | 19571.5169 |  | 0
1984-05-15 | 0 | 0 | 0 | 0 | -12.5669 | -12.5669 | 2603.9461 | 19477.5168 |  | 0
1984-05-16 | 0.0016667 | 4.6 | 4.0107 | 4.0107 | -11.9776 | -11.9776 | 2591.9685 | 19387.9247 |  | 0
1984-05-17 | 0 | 0 | 0 | 0 | -12.5669 | -12.5669 | 2579.4017 | 19293.9246 |  | 0
1984-05-18 | 0 | 0 | 0 | 0 | -12.5669 | -12.5669 | 2566.8348 | 19199.9245 |  | 0
1984-05-19 | 0.011667 | 32.2 | 4.0107 | 4.0107 | 15.6224 | 15.6224 | 2582.4573 | 19316.7804 |  | 0
1984-05-20 | 0 | 0 | 0 | 0 | -12.5669 | -12.5669 | 2569.8904 | 19222.7803 |  | 0
1984-05-21 | 0 | 0 | 0 | 0 | -12.5669 | -12.5669 | 2557.3235 | 19128.7801 |  | 0
1984-05-22 | 0 | 0 | 0 | 0 | -12.5669 | -12.5669 | 2544.7567 | 19034.78 |  | 0
1984-05-23 | 0.00083333 | 2.3 | 4.0107 | 2.3 | -12.5669 | -12.5669 | 2532.1898 | 18940.7799 |  | 0
1984-05-24 | 0 | 0 | 0 | 0 | -12.5669 | -12.5669 | 2519.623 | 18846.7798 |  | 0
1984-05-25 | 0 | 0 | 0 | 0 | -12.5669 | -12.5669 | 2507.0561 | 18752.7797 |  | 0
1984-05-26 | 0 | 0 | 0 | 0 | -12.5669 | -12.5669 | 2494.4892 | 18658.7796 |  | 0
1984-05-27 | 0.024167 | 66.7 | 4.0107 | 4.0107 | 50.1224 | 50.1224 | 2544.6117 | 19033.6955 |  | 0
1984-05-28 | 0 | 0 | 0 | 0 | -12.5669 | -12.5669 | 2532.0448 | 18939.6954 |  | 0
1984-05-29 | 0 | 0 | 0 | 0 | -12.5669 | -12.5669 | 2519.478 | 18845.6952 |  | 0
1984-05-30 | 0 | 0 | 0 | 0 | -12.5669 | -12.5669 | 2506.9111 | 18751.6951 |  | 0
1984-05-31 | 0 | 0 | 0 | 0 | -12.5669 | -12.5669 | 2494.3443 | 18657.695 |  | 0
1984-06-01 | 0 | 0 | 0 | 0 | -12.5669 | -12.5669 | 2481.7774 | 18563.6949 |  | 0
1984-06-02 | 0.005 | 13.8 | 4.0107 | 4.0107 | -2.7776 | -2.7776 | 2478.9998 | 18542.9188 |  | 0
1984-06-03 | 0 | 0 | 0 | 0 | -12.5669 | -12.5669 | 2466.433 | 18448.9187 |  | 0
1984-06-04 | 0.00083333 | 2.3 | 4.0107 | 2.3 | -12.5669 | -12.5669 | 2453.8661 | 18354.9186 |  | 0
1984-06-05 | 0.035 | 96.6 | 4.0107 | 4.0107 | 80.0224 | 80.0224 | 2533.8886 | 18953.4865 |  | 0
1984-06-06 | 0.018333 | 50.6 | 4.0107 | 4.0107 | 34.0224 | 34.0224 | 2567.911 | 19207.9743 |  | 0
1984-06-07 | 0 | 0 | 0 | 0 | -12.5669 | -12.5669 | 2555.3441 | 19113.9742 |  | 0
1984-06-08 | 0 | 0 | 0 | 0 | -12.5669 | -12.5669 | 2542.7773 | 19019.9741 |  | 0
1984-06-09 | 0.059167 | 163.3 | 4.0107 | 4.0107 | 146.7224 | 146.7224 | 2689.4997 | 20117.458 |  | 0
1984-06-10 | 0 | 0 | 0 | 0 | -12.5669 | -12.5669 | 2676.9329 | 20023.4579 |  | 0
1984-06-11 | 0 | 0 | 0 | 0 | -12.5669 | -12.5669 | 2664.366 | 19929.4578 |  | 0
1984-06-12 | 0 | 0 | 0 | 0 | -12.5669 | -12.5669 | 2651.7992 | 19835.4577 |  | 0
1984-06-13 | 0 | 0 | 0 | 0 | -12.5669 | -12.5669 | 2639.2323 | 19741.4576 |  | 0
1984-06-14 | 0 | 0 | 0 | 0 | -12.5669 | -12.5669 | 2626.6654 | 19647.4574 |  | 0
1984-06-15 | 0 | 0 | 0 | 0 | -12.5669 | -12.5669 | 2614.0986 | 19553.4573 |  | 0
1984-06-16 | 0 | 0 | 0 | 0 | -12.5669 | -12.5669 | 2601.5317 | 19459.4572 |  | 0
1984-06-17 | 0 | 0 | 0 | 0 | -12.5669 | -12.5669 | 2588.9649 | 19365.4571 |  | 0
1984-06-18 | 0.0091667 | 25.3 | 4.0107 | 4.0107 | 8.7224 | 8.7224 | 2597.6873 | 19430.701 |  | 0
1984-06-19 | 0 | 0 | 0 | 0 | -12.5669 | -12.5669 | 2585.1204 | 19336.7009 |  | 0
1984-06-20 | 0 | 0 | 0 | 0 | -12.5669 | -12.5669 | 2572.5536 | 19242.7008 |  | 0
1984-06-21 | 0 | 0 | 0 | 0 | -12.5669 | -12.5669 | 2559.9867 | 19148.7007 |  | 0
1984-06-22 | 0 | 0 | 0 | 0 | -12.5669 | -12.5669 | 2547.4199 | 19054.7005 |  | 0
1984-06-23 | 0 | 0 | 0 | 0 | -12.5669 | -12.5669 | 2534.853 | 18960.7004 |  | 0
1984-06-24 | 0.020833 | 57.5 | 4.0107 | 4.0107 | 40.9224 | 40.9224 | 2575.7754 | 19266.8003 |  | 0
1984-06-25 | 0 | 0 | 0 | 0 | -12.5669 | -12.5669 | 2563.2086 | 19172.8002 |  | 0
1984-06-26 | 0 | 0 | 0 | 0 | -12.5669 | -12.5669 | 2550.6417 | 19078.8001 |  | 0
1984-06-27 | 0 | 0 | 0 | 0 | -12.5669 | -12.5669 | 2538.0749 | 18984.8 |  | 0
1984-06-28 | 0 | 0 | 0 | 0 | -12.5669 | -12.5669 | 2525.508 | 18890.7999 |  | 0
1984-06-29 | 0 | 0 | 0 | 0 | -12.5669 | -12.5669 | 2512.9411 | 18796.7997 |  | 0
1984-06-30 | 0 | 0 | 0 | 0 | -12.5669 | -12.5669 | 2500.3743 | 18702.7996 |  | 0
1984-07-01 | 0 | 0 | 0 | 0 | -12.5669 | -12.5669 | 2487.8074 | 18608.7995 |  | 0
1984-07-02 | 0 | 0 | 0 | 0 | -12.5669 | -12.5669 | 2475.2406 | 18514.7994 |  | 0
1984-07-03 | 0.016667 | 46 | 4.0107 | 4.0107 | 29.4224 | 29.4224 | 2504.663 | 18734.8793 |  | 0
1984-07-04 | 0 | 0 | 0 | 0 | -12.5669 | -12.5669 | 2492.0961 | 18640.8792 |  | 0
1984-07-05 | 0 | 0 | 0 | 0 | -12.5669 | -12.5669 | 2479.5293 | 18546.8791 |  | 0
1984-07-06 | 0 | 0 | 0 | 0 | -12.5669 | -12.5669 | 2466.9624 | 18452.879 |  | 0
1984-07-07 | 0 | 0 | 0 | 0 | -12.5669 | -12.5669 | 2454.3956 | 18358.8788 |  | 0
1984-07-08 | 0 | 0 | 0 | 0 | -12.5669 | -12.5669 | 2441.8287 | 18264.8787 |  | 0
1984-07-09 | 0 | 0 | 0 | 0 | -12.5669 | -12.5669 | 2429.2618 | 18170.8786 |  | 0
1984-07-10 | 0 | 0 | 0 | 0 | -12.5669 | -12.5669 | 2416.695 | 18076.8785 |  | 0
1984-07-11 | 0.043333 | 119.6 | 4.0107 | 4.0107 | 103.0224 | 103.0224 | 2519.7174 | 18847.4864 |  | 0
1984-07-12 | 0 | 0 | 0 | 0 | -12.5669 | -12.5669 | 2507.1506 | 18753.4863 |  | 0
1984-07-13 | 0 | 0 | 0 | 0 | -12.5669 | -12.5669 | 2494.5837 | 18659.4862 |  | 0
1984-07-14 | 0 | 0 | 0 | 0 | -12.5669 | -12.5669 | 2482.0169 | 18565.4861 |  | 0
1984-07-15 | 0 | 0 | 0 | 0 | -12.5669 | -12.5669 | 2469.45 | 18471.4859 |  | 0
1984-07-16 | 0.00083333 | 2.3 | 4.0107 | 2.3 | -12.5669 | -12.5669 | 2456.8831 | 18377.4858 |  | 0
1984-07-17 | 0.0083333 | 23 | 4.0107 | 4.0107 | 6.4224 | 6.4224 | 2463.3056 | 18425.5257 |  | 0
1984-07-18 | 0 | 0 | 0 | 0 | -12.5669 | -12.5669 | 2450.7387 | 18331.5256 |  | 0
1984-07-19 | 0 | 0 | 0 | 0 | -12.5669 | -12.5669 | 2438.1719 | 18237.5255 |  | 0
1984-07-20 | 0 | 0 | 0 | 0 | -12.5669 | -12.5669 | 2425.605 | 18143.5254 |  | 0
1984-07-21 | 0 | 0 | 0 | 0 | -12.5669 | -12.5669 | 2413.0381 | 18049.5253 |  | 0
1984-07-22 | 0 | 0 | 0 | 0 | -12.5669 | -12.5669 | 2400.4713 | 17955.5252 |  | 0
1984-07-23 | 0 | 0 | 0 | 0 | -12.5669 | -12.5669 | 2387.9044 | 17861.525 |  | 0
1984-07-24 | 0.0075 | 20.7 | 4.0107 | 4.0107 | 4.1224 | 4.1224 | 2392.0269 | 17892.3609 |  | 0
1984-07-25 | 0 | 0 | 0 | 0 | -12.5669 | -12.5669 | 2379.46 | 17798.3608 |  | 0
1984-07-26 | 0 | 0 | 0 | 0 | -12.5669 | -12.5669 | 2366.8931 | 17704.3607 |  | 0
1984-07-27 | 0 | 0 | 0 | 0 | -12.5669 | -12.5669 | 2354.3263 | 17610.3606 |  | 0
1984-07-28 | 0 | 0 | 0 | 0 | -12.5669 | -12.5669 | 2341.7594 | 17516.3605 |  | 0
1984-07-29 | 0 | 0 | 0 | 0 | -12.5669 | -12.5669 | 2329.1926 | 17422.3604 |  | 0
1984-07-30 | 0 | 0 | 0 | 0 | -12.5669 | -12.5669 | 2316.6257 | 17328.3603 |  | 0
1984-07-31 | 0 | 0 | 0 | 0 | -12.5669 | -12.5669 | 2304.0588 | 17234.3601 |  | 0
1984-08-01 | 0 | 0 | 0 | 0 | -12.5669 | -12.5669 | 2291.492 | 17140.36 |  | 0
1984-08-02 | 0 | 0 | 0 | 0 | -12.5669 | -12.5669 | 2278.9251 | 17046.3599 |  | 0
1984-08-03 | 0 | 0 | 0 | 0 | -12.5669 | -12.5669 | 2266.3583 | 16952.3598 |  | 0
1984-08-04 | 0 | 0 | 0 | 0 | -12.5669 | -12.5669 | 2253.7914 | 16858.3597 |  | 0
1984-08-05 | 0.0125 | 34.5 | 4.0107 | 4.0107 | 17.9224 | 17.9224 | 2271.7138 | 16992.4196 |  | 0
1984-08-06 | 0 | 0 | 0 | 0 | -12.5669 | -12.5669 | 2259.147 | 16898.4195 |  | 0
1984-08-07 | 0 | 0 | 0 | 0 | -12.5669 | -12.5669 | 2246.5801 | 16804.4193 |  | 0
1984-08-08 | 0.03 | 82.8 | 4.0107 | 4.0107 | 66.2224 | 66.2224 | 2312.8026 | 17299.7632 |  | 0
1984-08-09 | 0.013333 | 36.8 | 4.0107 | 4.0107 | 20.2224 | 20.2224 | 2333.025 | 17451.0271 |  | 0
1984-08-10 | 0.0016667 | 4.6 | 4.0107 | 4.0107 | -11.9776 | -11.9776 | 2321.0475 | 17361.435 |  | 0
1984-08-11 | 0.0975 | 269.1 | 4.0107 | 4.0107 | 252.5224 | 252.5224 | 2573.5699 | 19250.3029 |  | 0
1984-08-12 | 0 | 0 | 0 | 0 | -12.5669 | -12.5669 | 2561.003 | 19156.3028 |  | 0
1984-08-13 | 0 | 0 | 0 | 0 | -12.5669 | -12.5669 | 2548.4362 | 19062.3027 |  | 0
1984-08-14 | 0 | 0 | 0 | 0 | -12.5669 | -12.5669 | 2535.8693 | 18968.3026 |  | 0
1984-08-15 | 0.068333 | 188.6 | 4.0107 | 4.0107 | 172.0224 | 172.0224 | 2707.8918 | 20255.0304 |  | 0
1984-08-16 | 0 | 0 | 0 | 0 | -12.5669 | -12.5669 | 2695.3249 | 20161.0303 |  | 0
1984-08-17 | 0 | 0 | 0 | 0 | -12.5669 | -12.5669 | 2682.7581 | 20067.0302 |  | 0
1984-08-18 | 0 | 0 | 0 | 0 | -12.5669 | -12.5669 | 2670.1912 | 19973.0301 |  | 0
1984-08-19 | 0 | 0 | 0 | 0 | -12.5669 | -12.5669 | 2657.6243 | 19879.03 |  | 0
1984-08-20 | 0 | 0 | 0 | 0 | -12.5669 | -12.5669 | 2645.0575 | 19785.0299 |  | 0
1984-08-21 | 0 | 0 | 0 | 0 | -12.5669 | -12.5669 | 2632.4906 | 19691.0298 |  | 0
1984-08-22 | 0.005 | 13.8 | 4.0107 | 4.0107 | -2.7776 | -2.7776 | 2629.7131 | 19670.2537 |  | 0
1984-08-23 | 0 | 0 | 0 | 0 | -12.5669 | -12.5669 | 2617.1462 | 19576.2535 |  | 0
1984-08-24 | 0 | 0 | 0 | 0 | -12.5669 | -12.5669 | 2604.5793 | 19482.2534 |  | 0
1984-08-25 | 0 | 0 | 0 | 0 | -12.5669 | -12.5669 | 2592.0125 | 19388.2533 |  | 0
1984-08-26 | 0 | 0 | 0 | 0 | -12.5669 | -12.5669 | 2579.4456 | 19294.2532 |  | 0
1984-08-27 | 0 | 0 | 0 | 0 | -12.5669 | -12.5669 | 2566.8788 | 19200.2531 |  | 0
1984-08-28 | 0 | 0 | 0 | 0 | -12.5669 | -12.5669 | 2554.3119 | 19106.253 |  | 0
1984-08-29 | 0 | 0 | 0 | 0 | -12.5669 | -12.5669 | 2541.745 | 19012.2529 |  | 0
1984-08-30 | 0.0275 | 75.9 | 4.0107 | 4.0107 | 59.3224 | 59.3224 | 2601.0675 | 19455.9848 |  | 0
1984-08-31 | 0 | 0 | 0 | 0 | -12.5669 | -12.5669 | 2588.5006 | 19361.9846 |  | 0
1984-09-01 | 0 | 0 | 0 | 0 | -12.5669 | -12.5669 | 2575.9338 | 19267.9845 |  | 0
1984-09-02 | 0.01 | 27.6 | 4.0107 | 4.0107 | 11.0224 | 11.0224 | 2586.9562 | 19350.4324 |  | 0
1984-09-03 | 0 | 0 | 0 | 0 | -12.5669 | -12.5669 | 2574.3893 | 19256.4323 |  | 0
1984-09-04 | 0 | 0 | 0 | 0 | -12.5669 | -12.5669 | 2561.8225 | 19162.4322 |  | 0
1984-09-05 | 0 | 0 | 0 | 0 | -12.5669 | -12.5669 | 2549.2556 | 19068.4321 |  | 0
1984-09-06 | 0 | 0 | 0 | 0 | -12.5669 | -12.5669 | 2536.6888 | 18974.432 |  | 0
1984-09-07 | 0 | 0 | 0 | 0 | -12.5669 | -12.5669 | 2524.1219 | 18880.4319 |  | 0
1984-09-08 | 0 | 0 | 0 | 0 | -12.5669 | -12.5669 | 2511.555 | 18786.4317 |  | 0
1984-09-09 | 0 | 0 | 0 | 0 | -12.5669 | -12.5669 | 2498.9882 | 18692.4316 |  | 0
1984-09-10 | 0 | 0 | 0 | 0 | -12.5669 | -12.5669 | 2486.4213 | 18598.4315 |  | 0
1984-09-11 | 0 | 0 | 0 | 0 | -12.5669 | -12.5669 | 2473.8545 | 18504.4314 |  | 0
1984-09-12 | 0 | 0 | 0 | 0 | -12.5669 | -12.5669 | 2461.2876 | 18410.4313 |  | 0
1984-09-13 | 0 | 0 | 0 | 0 | -12.5669 | -12.5669 | 2448.7207 | 18316.4312 |  | 0
1984-09-14 | 0 | 0 | 0 | 0 | -12.5669 | -12.5669 | 2436.1539 | 18222.4311 |  | 0
1984-09-15 | 0 | 0 | 0 | 0 | -12.5669 | -12.5669 | 2423.587 | 18128.431 |  | 0
1984-09-16 | 0 | 0 | 0 | 0 | -12.5669 | -12.5669 | 2411.0202 | 18034.4308 |  | 0
1984-09-17 | 0 | 0 | 0 | 0 | -12.5669 | -12.5669 | 2398.4533 | 17940.4307 |  | 0
1984-09-18 | 0 | 0 | 0 | 0 | -12.5669 | -12.5669 | 2385.8864 | 17846.4306 |  | 0
1984-09-19 | 0 | 0 | 0 | 0 | -12.5669 | -12.5669 | 2373.3196 | 17752.4305 |  | 0
1984-09-20 | 0 | 0 | 0 | 0 | -12.5669 | -12.5669 | 2360.7527 | 17658.4304 |  | 0
1984-09-21 | 0 | 0 | 0 | 0 | -12.5669 | -12.5669 | 2348.1859 | 17564.4303 |  | 0
1984-09-22 | 0 | 0 | 0 | 0 | -12.5669 | -12.5669 | 2335.619 | 17470.4302 |  | 0
1984-09-23 | 0 | 0 | 0 | 0 | -12.5669 | -12.5669 | 2323.0521 | 17376.43 |  | 0
1984-09-24 | 0 | 0 | 0 | 0 | -12.5669 | -12.5669 | 2310.4853 | 17282.4299 |  | 0
1984-09-25 | 0.046667 | 128.8 | 4.0107 | 4.0107 | 112.2224 | 112.2224 | 2422.7077 | 18121.8538 |  | 0
1984-09-26 | 0.005 | 13.8 | 4.0107 | 4.0107 | -2.7776 | -2.7776 | 2419.9302 | 18101.0777 |  | 0
1984-09-27 | 0 | 0 | 0 | 0 | -12.5669 | -12.5669 | 2407.3633 | 18007.0776 |  | 0
1984-09-28 | 0.005 | 13.8 | 4.0107 | 4.0107 | -2.7776 | -2.7776 | 2404.5858 | 17986.3015 |  | 0
1984-09-29 | 0 | 0 | 0 | 0 | -12.5669 | -12.5669 | 2392.0189 | 17892.3014 |  | 0
1984-09-30 | 0 | 0 | 0 | 0 | -12.5669 | -12.5669 | 2379.452 | 17798.3013 |  | 0
1984-10-01 | 0 | 0 | 0 | 0 | -12.5669 | -12.5669 | 2366.8852 | 17704.3011 |  | 0
1984-10-02 | 0 | 0 | 0 | 0 | -12.5669 | -12.5669 | 2354.3183 | 17610.301 |  | 0
1984-10-03 | 0 | 0 | 0 | 0 | -12.5669 | -12.5669 | 2341.7515 | 17516.3009 |  | 0
1984-10-04 | 0.014167 | 39.1 | 4.0107 | 4.0107 | 22.5224 | 22.5224 | 2364.2739 | 17684.7688 |  | 0
1984-10-05 | 0 | 0 | 0 | 0 | -12.5669 | -12.5669 | 2351.707 | 17590.7687 |  | 0
1984-10-06 | 0 | 0 | 0 | 0 | -12.5669 | -12.5669 | 2339.1402 | 17496.7686 |  | 0
1984-10-07 | 0 | 0 | 0 | 0 | -12.5669 | -12.5669 | 2326.5733 | 17402.7685 |  | 0
1984-10-08 | 0 | 0 | 0 | 0 | -12.5669 | -12.5669 | 2314.0065 | 17308.7684 |  | 0
1984-10-09 | 0 | 0 | 0 | 0 | -12.5669 | -12.5669 | 2301.4396 | 17214.7682 |  | 0
1984-10-10 | 0 | 0 | 0 | 0 | -12.5669 | -12.5669 | 2288.8727 | 17120.7681 |  | 0
1984-10-11 | 0.045 | 124.2 | 4.0107 | 4.0107 | 107.6224 | 107.6224 | 2396.4952 | 17925.784 |  | 0
1984-10-12 | 0 | 0 | 0 | 0 | -12.5669 | -12.5669 | 2383.9283 | 17831.7839 |  | 0
1984-10-13 | 0.041667 | 115 | 4.0107 | 4.0107 | 98.4224 | 98.4224 | 2482.3508 | 18567.9838 |  | 0
1984-10-14 | 0 | 0 | 0 | 0 | -12.5669 | -12.5669 | 2469.7839 | 18473.9837 |  | 0
1984-10-15 | 0 | 0 | 0 | 0 | -12.5669 | -12.5669 | 2457.2171 | 18379.9836 |  | 0
1984-10-16 | 0.0058333 | 16.1 | 4.0107 | 4.0107 | -0.47756 | -0.47756 | 2456.7395 | 18376.4115 |  | 0
1984-10-17 | 0 | 0 | 0 | 0 | -12.5669 | -12.5669 | 2444.1726 | 18282.4113 |  | 0
1984-10-18 | 0 | 0 | 0 | 0 | -12.5669 | -12.5669 | 2431.6058 | 18188.4112 |  | 0
1984-10-19 | 0.0058333 | 16.1 | 4.0107 | 4.0107 | -0.47756 | -0.47756 | 2431.1282 | 18184.8391 |  | 0
1984-10-20 | 0.085 | 234.6 | 4.0107 | 4.0107 | 218.0224 | 218.0224 | 2649.1507 | 19815.647 |  | 0
1984-10-21 | 0.024167 | 66.7 | 4.0107 | 4.0107 | 50.1224 | 50.1224 | 2699.2731 | 20190.5629 |  | 0
1984-10-22 | 0.021667 | 59.8 | 4.0107 | 4.0107 | 43.2224 | 43.2224 | 2742.4956 | 20513.8668 |  | 0
1984-10-23 | 0.010833 | 29.9 | 4.0107 | 4.0107 | 13.3224 | 13.3224 | 2755.818 | 20613.5187 |  | 0
1984-10-24 | 0.083333 | 230 | 4.0107 | 4.0107 | 213.4224 | 213.4224 | 2969.2404 | 22209.9186 |  | 0
1984-10-25 | 0.0016667 | 4.6 | 4.0107 | 4.0107 | -11.9776 | -11.9776 | 2957.2629 | 22120.3264 |  | 0
1984-10-26 | 0.105 | 289.8 | 4.0107 | 4.0107 | 273.2224 | 273.2224 | 3230.4853 | 24164.0303 |  | 0
1984-10-27 | 0.074167 | 204.7 | 4.0107 | 4.0107 | 188.1224 | 188.1224 | 3418.6078 | 25571.1862 |  | 0
1984-10-28 | 0 | 0 | 0 | 0 | -12.5669 | -12.5669 | 3406.0409 | 25477.1861 |  | 0
1984-10-29 | 0 | 0 | 0 | 0 | -12.5669 | -12.5669 | 3393.4741 | 25383.186 |  | 0
1984-10-30 | 0 | 0 | 0 | 0 | -12.5669 | -12.5669 | 3380.9072 | 25289.1859 |  | 0
1984-10-31 | 0.0016667 | 4.6 | 4.0107 | 4.0107 | -11.9776 | -11.9776 | 3368.9296 | 25199.5938 |  | 0
1984-11-01 | 0.064167 | 177.1 | 4.0107 | 4.0107 | 160.5224 | 160.5224 | 3529.4521 | 26400.3016 |  | 0
1984-11-02 | 0 | 0 | 0 | 0 | -12.5669 | -12.5669 | 3516.8852 | 26306.3015 |  | 0
1984-11-03 | 0 | 0 | 0 | 0 | -12.5669 | -12.5669 | 3504.3184 | 26212.3014 |  | 0
1984-11-04 | 0 | 0 | 0 | 0 | -12.5669 | -12.5669 | 3491.7515 | 26118.3013 |  | 0
1984-11-05 | 0 | 0 | 0 | 0 | -12.5669 | -12.5669 | 3479.1847 | 26024.3012 |  | 0
1984-11-06 | 0 | 0 | 0 | 0 | -12.5669 | -12.5669 | 3466.6178 | 25930.3011 |  | 0
1984-11-07 | 0 | 0 | 0 | 0 | -12.5669 | -12.5669 | 3454.0509 | 25836.301 |  | 0
1984-11-08 | 0 | 0 | 0 | 0 | -12.5669 | -12.5669 | 3441.4841 | 25742.3009 |  | 0
1984-11-09 | 0 | 0 | 0 | 0 | -12.5669 | -12.5669 | 3428.9172 | 25648.3007 |  | 0
1984-11-10 | 0 | 0 | 0 | 0 | -12.5669 | -12.5669 | 3416.3504 | 25554.3006 |  | 0
1984-11-11 | 0 | 0 | 0 | 0 | -12.5669 | -12.5669 | 3403.7835 | 25460.3005 |  | 0
1984-11-12 | 0 | 0 | 0 | 0 | -12.5669 | -12.5669 | 3391.2166 | 25366.3004 |  | 0
1984-11-13 | 0 | 0 | 0 | 0 | -12.5669 | -12.5669 | 3378.6498 | 25272.3003 |  | 0
1984-11-14 | 0 | 0 | 0 | 0 | -12.5669 | -12.5669 | 3366.0829 | 25178.3002 |  | 0
1984-11-15 | 0 | 0 | 0 | 0 | -12.5669 | -12.5669 | 3353.5161 | 25084.3001 |  | 0
1984-11-16 | 0 | 0 | 0 | 0 | -12.5669 | -12.5669 | 3340.9492 | 24990.3 |  | 0
1984-11-17 | 0.17167 | 473.8 | 4.0107 | 4.0107 | 457.2224 | 457.2224 | 3798.1716 | 28410.3238 |  | 0
1984-11-18 | 0 | 0 | 0 | 0 | -12.5669 | -12.5669 | 3785.6048 | 28316.3237 |  | 0
1984-11-19 | 0 | 0 | 0 | 0 | -12.5669 | -12.5669 | 3773.0379 | 28222.3236 |  | 0
1984-11-20 | 0 | 0 | 0 | 0 | -12.5669 | -12.5669 | 3760.4711 | 28128.3235 |  | 0
1984-11-21 | 0 | 0 | 0 | 0 | -12.5669 | -12.5669 | 3747.9042 | 28034.3234 |  | 0
1984-11-22 | 0 | 0 | 0 | 0 | -12.5669 | -12.5669 | 3735.3373 | 27940.3233 |  | 0
1984-11-23 | 0 | 0 | 0 | 0 | -12.5669 | -12.5669 | 3722.7705 | 27846.3232 |  | 0
1984-11-24 | 0.0225 | 62.1 | 4.0107 | 4.0107 | 45.5224 | 45.5224 | 3768.2929 | 28186.8311 |  | 0
1984-11-25 | 0 | 0 | 0 | 0 | -12.5669 | -12.5669 | 3755.7261 | 28092.8309 |  | 0
1984-11-26 | 0.018333 | 50.6 | 4.0107 | 4.0107 | 34.0224 | 34.0224 | 3789.7485 | 28347.3188 |  | 0
1984-11-27 | 0 | 0 | 0 | 0 | -12.5669 | -12.5669 | 3777.1816 | 28253.3187 |  | 0
1984-11-28 | 0 | 0 | 0 | 0 | -12.5669 | -12.5669 | 3764.6148 | 28159.3186 |  | 0
1984-11-29 | 0 | 0 | 0 | 0 | -12.5669 | -12.5669 | 3752.0479 | 28065.3185 |  | 0
1984-11-30 | 0 | 0 | 0 | 0 | -12.5669 | -12.5669 | 3739.4811 | 27971.3184 |  | 0
1984-12-01 | 0 | 0 | 0 | 0 | -12.5669 | -12.5669 | 3726.9142 | 27877.3183 |  | 0
1984-12-02 | 0 | 0 | 0 | 0 | -12.5669 | -12.5669 | 3714.3473 | 27783.3182 |  | 0
1984-12-03 | 0 | 0 | 0 | 0 | -12.5669 | -12.5669 | 3701.7805 | 27689.318 |  | 0
1984-12-04 | 0.0275 | 75.9 | 4.0107 | 4.0107 | 59.3224 | 59.3224 | 3761.1029 | 28133.0499 |  | 0
1984-12-05 | 0.0016667 | 4.6 | 4.0107 | 4.0107 | -11.9776 | -11.9776 | 3749.1254 | 28043.4578 |  | 0
1984-12-06 | 0 | 0 | 0 | 0 | -12.5669 | -12.5669 | 3736.5585 | 27949.4577 |  | 0
1984-12-07 | 0 | 0 | 0 | 0 | -12.5669 | -12.5669 | 3723.9917 | 27855.4576 |  | 0
1984-12-08 | 0 | 0 | 0 | 0 | -12.5669 | -12.5669 | 3711.4248 | 27761.4575 |  | 0
1984-12-09 | 0 | 0 | 0 | 0 | -12.5669 | -12.5669 | 3698.8579 | 27667.4574 |  | 0
1984-12-10 | 0 | 0 | 0 | 0 | -12.5669 | -12.5669 | 3686.2911 | 27573.4572 |  | 0
1984-12-11 | 0 | 0 | 0 | 0 | -12.5669 | -12.5669 | 3673.7242 | 27479.4571 |  | 0
1984-12-12 | 0 | 0 | 0 | 0 | -12.5669 | -12.5669 | 3661.1574 | 27385.457 |  | 0
1984-12-13 | 0.084167 | 232.3 | 4.0107 | 4.0107 | 215.7224 | 215.7224 | 3876.8798 | 28999.0609 |  | 0
1984-12-14 | 0.0041667 | 11.5 | 4.0107 | 4.0107 | -5.0776 | -5.0776 | 3871.8022 | 28961.0808 |  | 0
1984-12-15 | 0.0725 | 200.1 | 4.0107 | 4.0107 | 183.5224 | 183.5224 | 3997.8631 | 29904.0163 |  | 44.8947
1984-12-16 | 0 | 0 | 0 | 0 | -12.5669 | -12.5669 | 3985.2963 | 29810.0162 |  | 0
1984-12-17 | 0 | 0 | 0 | 0 | -12.5669 | -12.5669 | 3972.7294 | 29716.0161 |  | 0
1984-12-18 | 0 | 0 | 0 | 0 | -12.5669 | -12.5669 | 3960.1626 | 29622.0159 |  | 0
1984-12-19 | 0.0016667 | 4.6 | 4.0107 | 4.0107 | -11.9776 | -11.9776 | 3948.185 | 29532.4238 |  | 0
1984-12-20 | 0.0083333 | 23 | 4.0107 | 4.0107 | 6.4224 | 6.4224 | 3954.6074 | 29580.4637 |  | 0
1984-12-21 | 0.0058333 | 16.1 | 4.0107 | 4.0107 | -0.47756 | -0.47756 | 3954.1299 | 29576.8916 |  | 0
1984-12-22 | 0 | 0 | 0 | 0 | -12.5669 | -12.5669 | 3941.563 | 29482.8915 |  | 0
1984-12-23 | 0 | 0 | 0 | 0 | -12.5669 | -12.5669 | 3928.9962 | 29388.8914 |  | 0
1984-12-24 | 0 | 0 | 0 | 0 | -12.5669 | -12.5669 | 3916.4293 | 29294.8913 |  | 0
1984-12-25 | 0 | 0 | 0 | 0 | -12.5669 | -12.5669 | 3903.8625 | 29200.8912 |  | 0
1984-12-26 | 0.00083333 | 2.3 | 4.0107 | 2.3 | -12.5669 | -12.5669 | 3891.2956 | 29106.891 |  | 0
1984-12-27 | 0.0016667 | 4.6 | 4.0107 | 4.0107 | -11.9776 | -11.9776 | 3879.318 | 29017.2989 |  | 0
1984-12-28 | 0 | 0 | 0 | 0 | -12.5669 | -12.5669 | 3866.7512 | 28923.2988 |  | 0
1984-12-29 | 0.010833 | 29.9 | 4.0107 | 4.0107 | 13.3224 | 13.3224 | 3880.0736 | 29022.9507 |  | 0
1984-12-30 | 0.039167 | 108.1 | 4.0107 | 4.0107 | 91.5224 | 91.5224 | 3971.5961 | 29707.5386 |  | 0
1984-12-31 | 0.16083 | 443.9 | 4.0107 | 4.0107 | 427.3224 | 427.3224 | 3997.8631 | 29904.0163 |  | 388.4885
1985-01-01 | 0.005 | 13.8 | 4.0107 | 4.0107 | -2.7776 | -2.7776 | 3995.0856 | 29883.2402 |  | 0
1985-01-02 | 0 | 0 | 0 | 0 | -12.5669 | -12.5669 | 3982.5187 | 29789.2401 |  | 0
1985-01-03 | 0 | 0 | 0 | 0 | -12.5669 | -12.5669 | 3969.9519 | 29695.2399 |  | 0
1985-01-04 | 0 | 0 | 0 | 0 | -12.5669 | -12.5669 | 3957.385 | 29601.2398 |  | 0
1985-01-05 | 0 | 0 | 0 | 0 | -12.5669 | -12.5669 | 3944.8181 | 29507.2397 |  | 0
1985-01-06 | 0 | 0 | 0 | 0 | -12.5669 | -12.5669 | 3932.2513 | 29413.2396 |  | 0
1985-01-07 | 0 | 0 | 0 | 0 | -12.5669 | -12.5669 | 3919.6844 | 29319.2395 |  | 0
1985-01-08 | 0 | 0 | 0 | 0 | -12.5669 | -12.5669 | 3907.1176 | 29225.2394 |  | 0
1985-01-09 | 0.0033333 | 9.2 | 4.0107 | 4.0107 | -7.3776 | -7.3776 | 3899.74 | 29170.0553 |  | 0
1985-01-10 | 0 | 0 | 0 | 0 | -12.5669 | -12.5669 | 3887.1731 | 29076.0552 |  | 0
1985-01-11 | 0 | 0 | 0 | 0 | -12.5669 | -12.5669 | 3874.6063 | 28982.055 |  | 0
1985-01-12 | 0 | 0 | 0 | 0 | -12.5669 | -12.5669 | 3862.0394 | 28888.0549 |  | 0
1985-01-13 | 0 | 0 | 0 | 0 | -12.5669 | -12.5669 | 3849.4726 | 28794.0548 |  | 0
1985-01-14 | 0 | 0 | 0 | 0 | -12.5669 | -12.5669 | 3836.9057 | 28700.0547 |  | 0
1985-01-15 | 0 | 0 | 0 | 0 | -12.5669 | -12.5669 | 3824.3388 | 28606.0546 |  | 0
1985-01-16 | 0.0025 | 6.9 | 4.0107 | 4.0107 | -9.6776 | -9.6776 | 3814.6613 | 28533.6665 |  | 0
1985-01-17 | 0 | 0 | 0 | 0 | -12.5669 | -12.5669 | 3802.0944 | 28439.6664 |  | 0
1985-01-18 | 0 | 0 | 0 | 0 | -12.5669 | -12.5669 | 3789.5276 | 28345.6663 |  | 0
1985-01-19 | 0 | 0 | 0 | 0 | -12.5669 | -12.5669 | 3776.9607 | 28251.6661 |  | 0
1985-01-20 | 0 | 0 | 0 | 0 | -12.5669 | -12.5669 | 3764.3939 | 28157.666 |  | 0
1985-01-21 | 0 | 0 | 0 | 0 | -12.5669 | -12.5669 | 3751.827 | 28063.6659 |  | 0
1985-01-22 | 0 | 0 | 0 | 0 | -12.5669 | -12.5669 | 3739.2601 | 27969.6658 |  | 0
1985-01-23 | 0 | 0 | 0 | 0 | -12.5669 | -12.5669 | 3726.6933 | 27875.6657 |  | 0
1985-01-24 | 0 | 0 | 0 | 0 | -12.5669 | -12.5669 | 3714.1264 | 27781.6656 |  | 0
1985-01-25 | 0 | 0 | 0 | 0 | -12.5669 | -12.5669 | 3701.5596 | 27687.6655 |  | 0
1985-01-26 | 0.0091667 | 25.3 | 4.0107 | 4.0107 | 8.7224 | 8.7224 | 3710.282 | 27752.9094 |  | 0
1985-01-27 | 0.0075 | 20.7 | 4.0107 | 4.0107 | 4.1224 | 4.1224 | 3714.4044 | 27783.7452 |  | 0
1985-01-28 | 0 | 0 | 0 | 0 | -12.5669 | -12.5669 | 3701.8376 | 27689.7451 |  | 0
1985-01-29 | 0 | 0 | 0 | 0 | -12.5669 | -12.5669 | 3689.2707 | 27595.745 |  | 0
1985-01-30 | 0 | 0 | 0 | 0 | -12.5669 | -12.5669 | 3676.7039 | 27501.7449 |  | 0
1985-01-31 | 0.0625 | 172.5 | 4.0107 | 4.0107 | 155.9224 | 155.9224 | 3832.6263 | 28668.0448 |  | 0
1985-02-01 | 0.0016667 | 4.6 | 4.0107 | 4.0107 | -11.9776 | -11.9776 | 3820.6488 | 28578.4527 |  | 0
1985-02-02 | 0 | 0 | 0 | 0 | -12.5669 | -12.5669 | 3808.0819 | 28484.4526 |  | 0
1985-02-03 | 0 | 0 | 0 | 0 | -12.5669 | -12.5669 | 3795.515 | 28390.4525 |  | 0
1985-02-04 | 0.0041667 | 11.5 | 4.0107 | 4.0107 | -5.0776 | -5.0776 | 3790.4375 | 28352.4723 |  | 0
1985-02-05 | 0.0016667 | 4.6 | 4.0107 | 4.0107 | -11.9776 | -11.9776 | 3778.4599 | 28262.8802 |  | 0
1985-02-06 | 0 | 0 | 0 | 0 | -12.5669 | -12.5669 | 3765.8931 | 28168.8801 |  | 0
1985-02-07 | 0 | 0 | 0 | 0 | -12.5669 | -12.5669 | 3753.3262 | 28074.88 |  | 0
1985-02-08 | 0 | 0 | 0 | 0 | -12.5669 | -12.5669 | 3740.7593 | 27980.8799 |  | 0
1985-02-09 | 0 | 0 | 0 | 0 | -12.5669 | -12.5669 | 3728.1925 | 27886.8798 |  | 0
1985-02-10 | 0 | 0 | 0 | 0 | -12.5669 | -12.5669 | 3715.6256 | 27792.8797 |  | 0
1985-02-11 | 0 | 0 | 0 | 0 | -12.5669 | -12.5669 | 3703.0588 | 27698.8795 |  | 0
1985-02-12 | 0 | 0 | 0 | 0 | -12.5669 | -12.5669 | 3690.4919 | 27604.8794 |  | 0
1985-02-13 | 0 | 0 | 0 | 0 | -12.5669 | -12.5669 | 3677.925 | 27510.8793 |  | 0
1985-02-14 | 0 | 0 | 0 | 0 | -12.5669 | -12.5669 | 3665.3582 | 27416.8792 |  | 0
1985-02-15 | 0 | 0 | 0 | 0 | -12.5669 | -12.5669 | 3652.7913 | 27322.8791 |  | 0
1985-02-16 | 0 | 0 | 0 | 0 | -12.5669 | -12.5669 | 3640.2245 | 27228.879 |  | 0
1985-02-17 | 0 | 0 | 0 | 0 | -12.5669 | -12.5669 | 3627.6576 | 27134.8789 |  | 0
1985-02-18 | 0 | 0 | 0 | 0 | -12.5669 | -12.5669 | 3615.0907 | 27040.8788 |  | 0
1985-02-19 | 0 | 0 | 0 | 0 | -12.5669 | -12.5669 | 3602.5239 | 26946.8786 |  | 0
1985-02-20 | 0.0925 | 255.3 | 4.0107 | 4.0107 | 238.7224 | 238.7224 | 3841.2463 | 28732.5225 |  | 0
1985-02-21 | 0 | 0 | 0 | 0 | -12.5669 | -12.5669 | 3828.6795 | 28638.5224 |  | 0
1985-02-22 | 0.035833 | 98.9 | 4.0107 | 4.0107 | 82.3224 | 82.3224 | 3911.0019 | 29254.2943 |  | 0
1985-02-23 | 0.055 | 151.8 | 4.0107 | 4.0107 | 135.2224 | 135.2224 | 3997.8631 | 29904.0163 |  | 35.7944
1985-02-24 | 0 | 0 | 0 | 0 | -12.5669 | -12.5669 | 3985.2963 | 29810.0162 |  | 0
1985-02-25 | 0 | 0 | 0 | 0 | -12.5669 | -12.5669 | 3972.7294 | 29716.0161 |  | 0
1985-02-26 | 0 | 0 | 0 | 0 | -12.5669 | -12.5669 | 3960.1626 | 29622.0159 |  | 0
1985-02-27 | 0 | 0 | 0 | 0 | -12.5669 | -12.5669 | 3947.5957 | 29528.0158 |  | 0
1985-02-28 | 0.026667 | 73.6 | 4.0107 | 4.0107 | 57.0224 | 57.0224 | 4004.6181 | 29954.5437 |  | 0
1985-03-01 | 0 | 0 | 0 | 0 | -12.5669 | -12.5669 | 3992.0513 | 29860.5436 |  | 0
1985-03-02 | 0 | 0 | 0 | 0 | -12.5669 | -12.5669 | 3979.4844 | 29766.5435 |  | 0
1985-03-03 | 0.065 | 179.4 | 4.0107 | 4.0107 | 162.8224 | 162.8224 | 3997.8631 | 29904.0163 |  | 131.8769
1985-03-04 | 0 | 0 | 0 | 0 | -12.5669 | -12.5669 | 3985.2963 | 29810.0162 |  | 0
1985-03-05 | 0 | 0 | 0 | 0 | -12.5669 | -12.5669 | 3972.7294 | 29716.0161 |  | 0
1985-03-06 | 0 | 0 | 0 | 0 | -12.5669 | -12.5669 | 3960.1626 | 29622.0159 |  | 0
1985-03-07 | 0 | 0 | 0 | 0 | -12.5669 | -12.5669 | 3947.5957 | 29528.0158 |  | 0
1985-03-08 | 0 | 0 | 0 | 0 | -12.5669 | -12.5669 | 3935.0288 | 29434.0157 |  | 0
1985-03-09 | 0 | 0 | 0 | 0 | -12.5669 | -12.5669 | 3922.462 | 29340.0156 |  | 0
1985-03-10 | 0 | 0 | 0 | 0 | -12.5669 | -12.5669 | 3909.8951 | 29246.0155 |  | 0
1985-03-11 | 0 | 0 | 0 | 0 | -12.5669 | -12.5669 | 3897.3283 | 29152.0154 |  | 0
1985-03-12 | 0 | 0 | 0 | 0 | -12.5669 | -12.5669 | 3884.7614 | 29058.0153 |  | 0
1985-03-13 | 0.033333 | 92 | 4.0107 | 4.0107 | 75.4224 | 75.4224 | 3960.1838 | 29622.1752 |  | 0
1985-03-14 | 0 | 0 | 0 | 0 | -12.5669 | -12.5669 | 3947.617 | 29528.175 |  | 0
1985-03-15 | 0 | 0 | 0 | 0 | -12.5669 | -12.5669 | 3935.0501 | 29434.1749 |  | 0
1985-03-16 | 0.01 | 27.6 | 4.0107 | 4.0107 | 11.0224 | 11.0224 | 3946.0726 | 29516.6228 |  | 0
1985-03-17 | 0 | 0 | 0 | 0 | -12.5669 | -12.5669 | 3933.5057 | 29422.6227 |  | 0
1985-03-18 | 0 | 0 | 0 | 0 | -12.5669 | -12.5669 | 3920.9388 | 29328.6226 |  | 0
1985-03-19 | 0.089167 | 246.1 | 4.0107 | 4.0107 | 229.5224 | 229.5224 | 3997.8631 | 29904.0163 |  | 140.0313
1985-03-20 | 0.070833 | 195.5 | 4.0107 | 4.0107 | 178.9224 | 178.9224 | 3997.8631 | 29904.0163 |  | 166.3556
1985-03-21 | 0.0066667 | 18.4 | 4.0107 | 4.0107 | 1.8224 | 1.8224 | 3999.6856 | 29917.6482 |  | 0
1985-03-22 | 0 | 0 | 0 | 0 | -12.5669 | -12.5669 | 3987.1187 | 29823.6481 |  | 0
1985-03-23 | 0 | 0 | 0 | 0 | -12.5669 | -12.5669 | 3974.5519 | 29729.6479 |  | 0
1985-03-24 | 0 | 0 | 0 | 0 | -12.5669 | -12.5669 | 3961.985 | 29635.6478 |  | 0
1985-03-25 | 0 | 0 | 0 | 0 | -12.5669 | -12.5669 | 3949.4181 | 29541.6477 |  | 0
1985-03-26 | 0 | 0 | 0 | 0 | -12.5669 | -12.5669 | 3936.8513 | 29447.6476 |  | 0
1985-03-27 | 0 | 0 | 0 | 0 | -12.5669 | -12.5669 | 3924.2844 | 29353.6475 |  | 0
1985-03-28 | 0 | 0 | 0 | 0 | -12.5669 | -12.5669 | 3911.7176 | 29259.6474 |  | 0
1985-03-29 | 0.039167 | 108.1 | 4.0107 | 4.0107 | 91.5224 | 91.5224 | 4003.24 | 29944.2353 |  | 0
1985-03-30 | 0 | 0 | 0 | 0 | -12.5669 | -12.5669 | 3990.6731 | 29850.2352 |  | 0
1985-03-31 | 0 | 0 | 0 | 0 | -12.5669 | -12.5669 | 3978.1063 | 29756.235 |  | 0
1985-04-01 | 0 | 0 | 0 | 0 | -12.5669 | -12.5669 | 3965.5394 | 29662.2349 |  | 0
1985-04-02 | 0 | 0 | 0 | 0 | -12.5669 | -12.5669 | 3952.9726 | 29568.2348 |  | 0
1985-04-03 | 0 | 0 | 0 | 0 | -12.5669 | -12.5669 | 3940.4057 | 29474.2347 |  | 0
1985-04-04 | 0 | 0 | 0 | 0 | -12.5669 | -12.5669 | 3927.8388 | 29380.2346 |  | 0
1985-04-05 | 0 | 0 | 0 | 0 | -12.5669 | -12.5669 | 3915.272 | 29286.2345 |  | 0
1985-04-06 | 0 | 0 | 0 | 0 | -12.5669 | -12.5669 | 3902.7051 | 29192.2344 |  | 0
1985-04-07 | 0 | 0 | 0 | 0 | -12.5669 | -12.5669 | 3890.1383 | 29098.2343 |  | 0
1985-04-08 | 0 | 0 | 0 | 0 | -12.5669 | -12.5669 | 3877.5714 | 29004.2341 |  | 0
1985-04-09 | 0 | 0 | 0 | 0 | -12.5669 | -12.5669 | 3865.0045 | 28910.234 |  | 0
1985-04-10 | 0 | 0 | 0 | 0 | -12.5669 | -12.5669 | 3852.4377 | 28816.2339 |  | 0
1985-04-11 | 0 | 0 | 0 | 0 | -12.5669 | -12.5669 | 3839.8708 | 28722.2338 |  | 0
1985-04-12 | 0 | 0 | 0 | 0 | -12.5669 | -12.5669 | 3827.304 | 28628.2337 |  | 0
1985-04-13 | 0.041667 | 115 | 4.0107 | 4.0107 | 98.4224 | 98.4224 | 3925.7264 | 29364.4336 |  | 0
1985-04-14 | 0 | 0 | 0 | 0 | -12.5669 | -12.5669 | 3913.1596 | 29270.4335 |  | 0
1985-04-15 | 0 | 0 | 0 | 0 | -12.5669 | -12.5669 | 3900.5927 | 29176.4334 |  | 0
1985-04-16 | 0 | 0 | 0 | 0 | -12.5669 | -12.5669 | 3888.0258 | 29082.4332 |  | 0
1985-04-17 | 0 | 0 | 0 | 0 | -12.5669 | -12.5669 | 3875.459 | 28988.4331 |  | 0
1985-04-18 | 0 | 0 | 0 | 0 | -12.5669 | -12.5669 | 3862.8921 | 28894.433 |  | 0
1985-04-19 | 0 | 0 | 0 | 0 | -12.5669 | -12.5669 | 3850.3253 | 28800.4329 |  | 0
1985-04-20 | 0.018333 | 50.6 | 4.0107 | 4.0107 | 34.0224 | 34.0224 | 3884.3477 | 29054.9208 |  | 0
1985-04-21 | 0.12 | 331.2 | 4.0107 | 4.0107 | 314.6224 | 314.6224 | 3997.8631 | 29904.0163 |  | 188.5401
1985-04-22 | 0.0875 | 241.5 | 4.0107 | 4.0107 | 224.9224 | 224.9224 | 3997.8631 | 29904.0163 |  | 212.3556
1985-04-23 | 0 | 0 | 0 | 0 | -12.5669 | -12.5669 | 3985.2963 | 29810.0162 |  | 0
1985-04-24 | 0 | 0 | 0 | 0 | -12.5669 | -12.5669 | 3972.7294 | 29716.0161 |  | 0
1985-04-25 | 0 | 0 | 0 | 0 | -12.5669 | -12.5669 | 3960.1626 | 29622.0159 |  | 0
1985-04-26 | 0 | 0 | 0 | 0 | -12.5669 | -12.5669 | 3947.5957 | 29528.0158 |  | 0
1985-04-27 | 0.014167 | 39.1 | 4.0107 | 4.0107 | 22.5224 | 22.5224 | 3970.1181 | 29696.4837 |  | 0
1985-04-28 | 0.09 | 248.4 | 4.0107 | 4.0107 | 231.8224 | 231.8224 | 3997.8631 | 29904.0163 |  | 191.5106
1985-04-29 | 0.14083 | 388.7 | 4.0107 | 4.0107 | 372.1224 | 372.1224 | 3997.8631 | 29904.0163 |  | 359.5556
1985-04-30 | 0 | 0 | 0 | 0 | -12.5669 | -12.5669 | 3985.2963 | 29810.0162 |  | 0
1985-05-01 | 0 | 0 | 0 | 0 | -12.5669 | -12.5669 | 3972.7294 | 29716.0161 |  | 0
1985-05-02 | 0 | 0 | 0 | 0 | -12.5669 | -12.5669 | 3960.1626 | 29622.0159 |  | 0
1985-05-03 | 0 | 0 | 0 | 0 | -12.5669 | -12.5669 | 3947.5957 | 29528.0158 |  | 0
1985-05-04 | 0 | 0 | 0 | 0 | -12.5669 | -12.5669 | 3935.0288 | 29434.0157 |  | 0
1985-05-05 | 0 | 0 | 0 | 0 | -12.5669 | -12.5669 | 3922.462 | 29340.0156 |  | 0
1985-05-06 | 0 | 0 | 0 | 0 | -12.5669 | -12.5669 | 3909.8951 | 29246.0155 |  | 0
1985-05-07 | 0 | 0 | 0 | 0 | -12.5669 | -12.5669 | 3897.3283 | 29152.0154 |  | 0
1985-05-08 | 0 | 0 | 0 | 0 | -12.5669 | -12.5669 | 3884.7614 | 29058.0153 |  | 0
1985-05-09 | 0 | 0 | 0 | 0 | -12.5669 | -12.5669 | 3872.1945 | 28964.0152 |  | 0
1985-05-10 | 0.0025 | 6.9 | 4.0107 | 4.0107 | -9.6776 | -9.6776 | 3862.517 | 28891.627 |  | 0
1985-05-11 | 0 | 0 | 0 | 0 | -12.5669 | -12.5669 | 3849.9501 | 28797.6269 |  | 0
1985-05-12 | 0.0475 | 131.1 | 4.0107 | 4.0107 | 114.5224 | 114.5224 | 3964.4726 | 29654.2548 |  | 0
1985-05-13 | 0.035 | 96.6 | 4.0107 | 4.0107 | 80.0224 | 80.0224 | 3997.8631 | 29904.0163 |  | 34.065
1985-05-14 | 0 | 0 | 0 | 0 | -12.5669 | -12.5669 | 3985.2963 | 29810.0162 |  | 0
1985-05-15 | 0 | 0 | 0 | 0 | -12.5669 | -12.5669 | 3972.7294 | 29716.0161 |  | 0
1985-05-16 | 0 | 0 | 0 | 0 | -12.5669 | -12.5669 | 3960.1626 | 29622.0159 |  | 0
1985-05-17 | 0 | 0 | 0 | 0 | -12.5669 | -12.5669 | 3947.5957 | 29528.0158 |  | 0
1985-05-18 | 0 | 0 | 0 | 0 | -12.5669 | -12.5669 | 3935.0288 | 29434.0157 |  | 0
1985-05-19 | 0.023333 | 64.4 | 4.0107 | 4.0107 | 47.8224 | 47.8224 | 3982.8513 | 29791.7276 |  | 0
1985-05-20 | 0.031667 | 87.4 | 4.0107 | 4.0107 | 70.8224 | 70.8224 | 3997.8631 | 29904.0163 |  | 43.2437
1985-05-21 | 0 | 0 | 0 | 0 | -12.5669 | -12.5669 | 3985.2963 | 29810.0162 |  | 0
1985-05-22 | 0 | 0 | 0 | 0 | -12.5669 | -12.5669 | 3972.7294 | 29716.0161 |  | 0
1985-05-23 | 0 | 0 | 0 | 0 | -12.5669 | -12.5669 | 3960.1626 | 29622.0159 |  | 0
1985-05-24 | 0 | 0 | 0 | 0 | -12.5669 | -12.5669 | 3947.5957 | 29528.0158 |  | 0
1985-05-25 | 0 | 0 | 0 | 0 | -12.5669 | -12.5669 | 3935.0288 | 29434.0157 |  | 0
1985-05-26 | 0 | 0 | 0 | 0 | -12.5669 | -12.5669 | 3922.462 | 29340.0156 |  | 0
1985-05-27 | 0.00083333 | 2.3 | 4.0107 | 2.3 | -12.5669 | -12.5669 | 3909.8951 | 29246.0155 |  | 0
1985-05-28 | 0 | 0 | 0 | 0 | -12.5669 | -12.5669 | 3897.3283 | 29152.0154 |  | 0
1985-05-29 | 0 | 0 | 0 | 0 | -12.5669 | -12.5669 | 3884.7614 | 29058.0153 |  | 0
1985-05-30 | 0 | 0 | 0 | 0 | -12.5669 | -12.5669 | 3872.1945 | 28964.0152 |  | 0
1985-05-31 | 0 | 0 | 0 | 0 | -12.5669 | -12.5669 | 3859.6277 | 28870.015 |  | 0
1985-06-01 | 0.0175 | 48.3 | 4.0107 | 4.0107 | 31.7224 | 31.7224 | 3891.3501 | 29107.2989 |  | 0
1985-06-02 | 0 | 0 | 0 | 0 | -12.5669 | -12.5669 | 3878.7833 | 29013.2988 |  | 0
1985-06-03 | 0 | 0 | 0 | 0 | -12.5669 | -12.5669 | 3866.2164 | 28919.2987 |  | 0
1985-06-04 | 0.0016667 | 4.6 | 4.0107 | 4.0107 | -11.9776 | -11.9776 | 3854.2388 | 28829.7066 |  | 0
1985-06-05 | 0.44667 | 1232.8 | 4.0107 | 4.0107 | 1216.2224 | 1216.2224 | 3997.8631 | 29904.0163 |  | 1060.0313
1985-06-06 | 0.0041667 | 11.5 | 4.0107 | 4.0107 | -5.0776 | -5.0776 | 3992.7856 | 29866.0362 |  | 0
1985-06-07 | 0 | 0 | 0 | 0 | -12.5669 | -12.5669 | 3980.2187 | 29772.0361 |  | 0
1985-06-08 | 0 | 0 | 0 | 0 | -12.5669 | -12.5669 | 3967.6519 | 29678.0359 |  | 0
1985-06-09 | 0 | 0 | 0 | 0 | -12.5669 | -12.5669 | 3955.085 | 29584.0358 |  | 0
1985-06-10 | 0 | 0 | 0 | 0 | -12.5669 | -12.5669 | 3942.5181 | 29490.0357 |  | 0
1985-06-11 | 0.0066667 | 18.4 | 4.0107 | 4.0107 | 1.8224 | 1.8224 | 3944.3406 | 29503.6676 |  | 0
1985-06-12 | 0 | 0 | 0 | 0 | -12.5669 | -12.5669 | 3931.7737 | 29409.6675 |  | 0
1985-06-13 | 0 | 0 | 0 | 0 | -12.5669 | -12.5669 | 3919.2069 | 29315.6674 |  | 0
1985-06-14 | 0 | 0 | 0 | 0 | -12.5669 | -12.5669 | 3906.64 | 29221.6673 |  | 0
1985-06-15 | 0 | 0 | 0 | 0 | -12.5669 | -12.5669 | 3894.0731 | 29127.6672 |  | 0
1985-06-16 | 0 | 0 | 0 | 0 | -12.5669 | -12.5669 | 3881.5063 | 29033.667 |  | 0
1985-06-17 | 0 | 0 | 0 | 0 | -12.5669 | -12.5669 | 3868.9394 | 28939.6669 |  | 0
1985-06-18 | 0.04 | 110.4 | 4.0107 | 4.0107 | 93.8224 | 93.8224 | 3962.7619 | 29641.4588 |  | 0
1985-06-19 | 0 | 0 | 0 | 0 | -12.5669 | -12.5669 | 3950.195 | 29547.4587 |  | 0
1985-06-20 | 0 | 0 | 0 | 0 | -12.5669 | -12.5669 | 3937.6282 | 29453.4586 |  | 0
1985-06-21 | 0 | 0 | 0 | 0 | -12.5669 | -12.5669 | 3925.0613 | 29359.4585 |  | 0
1985-06-22 | 0 | 0 | 0 | 0 | -12.5669 | -12.5669 | 3912.4944 | 29265.4584 |  | 0
1985-06-23 | 0 | 0 | 0 | 0 | -12.5669 | -12.5669 | 3899.9276 | 29171.4583 |  | 0
1985-06-24 | 0 | 0 | 0 | 0 | -12.5669 | -12.5669 | 3887.3607 | 29077.4581 |  | 0
1985-06-25 | 0 | 0 | 0 | 0 | -12.5669 | -12.5669 | 3874.7939 | 28983.458 |  | 0
1985-06-26 | 0.06 | 165.6 | 4.0107 | 4.0107 | 149.0224 | 149.0224 | 3997.8631 | 29904.0163 |  | 13.3863
1985-06-27 | 0.0125 | 34.5 | 4.0107 | 4.0107 | 17.9224 | 17.9224 | 3997.8631 | 29904.0163 |  | 5.3556
1985-06-28 | 0 | 0 | 0 | 0 | -12.5669 | -12.5669 | 3985.2963 | 29810.0162 |  | 0
1985-06-29 | 0 | 0 | 0 | 0 | -12.5669 | -12.5669 | 3972.7294 | 29716.0161 |  | 0
1985-06-30 | 0 | 0 | 0 | 0 | -12.5669 | -12.5669 | 3960.1626 | 29622.0159 |  | 0
1985-07-01 | 0 | 0 | 0 | 0 | -12.5669 | -12.5669 | 3947.5957 | 29528.0158 |  | 0
1985-07-02 | 0 | 0 | 0 | 0 | -12.5669 | -12.5669 | 3935.0288 | 29434.0157 |  | 0
1985-07-03 | 0 | 0 | 0 | 0 | -12.5669 | -12.5669 | 3922.462 | 29340.0156 |  | 0
1985-07-04 | 0 | 0 | 0 | 0 | -12.5669 | -12.5669 | 3909.8951 | 29246.0155 |  | 0
1985-07-05 | 0 | 0 | 0 | 0 | -12.5669 | -12.5669 | 3897.3283 | 29152.0154 |  | 0
1985-07-06 | 0 | 0 | 0 | 0 | -12.5669 | -12.5669 | 3884.7614 | 29058.0153 |  | 0
1985-07-07 | 0 | 0 | 0 | 0 | -12.5669 | -12.5669 | 3872.1945 | 28964.0152 |  | 0
1985-07-08 | 0 | 0 | 0 | 0 | -12.5669 | -12.5669 | 3859.6277 | 28870.015 |  | 0
1985-07-09 | 0 | 0 | 0 | 0 | -12.5669 | -12.5669 | 3847.0608 | 28776.0149 |  | 0
1985-07-10 | 0 | 0 | 0 | 0 | -12.5669 | -12.5669 | 3834.494 | 28682.0148 |  | 0
1985-07-11 | 0 | 0 | 0 | 0 | -12.5669 | -12.5669 | 3821.9271 | 28588.0147 |  | 0
1985-07-12 | 0 | 0 | 0 | 0 | -12.5669 | -12.5669 | 3809.3602 | 28494.0146 |  | 0
1985-07-13 | 0 | 0 | 0 | 0 | -12.5669 | -12.5669 | 3796.7934 | 28400.0145 |  | 0
1985-07-14 | 0 | 0 | 0 | 0 | -12.5669 | -12.5669 | 3784.2265 | 28306.0144 |  | 0
1985-07-15 | 0 | 0 | 0 | 0 | -12.5669 | -12.5669 | 3771.6597 | 28212.0143 |  | 0
1985-07-16 | 0.0066667 | 18.4 | 4.0107 | 4.0107 | 1.8224 | 1.8224 | 3773.4821 | 28225.6461 |  | 0
1985-07-17 | 0 | 0 | 0 | 0 | -12.5669 | -12.5669 | 3760.9152 | 28131.646 |  | 0
1985-07-18 | 0 | 0 | 0 | 0 | -12.5669 | -12.5669 | 3748.3484 | 28037.6459 |  | 0
1985-07-19 | 0 | 0 | 0 | 0 | -12.5669 | -12.5669 | 3735.7815 | 27943.6458 |  | 0
1985-07-20 | 0.00083333 | 2.3 | 4.0107 | 2.3 | -12.5669 | -12.5669 | 3723.2147 | 27849.6457 |  | 0
1985-07-21 | 0 | 0 | 0 | 0 | -12.5669 | -12.5669 | 3710.6478 | 27755.6456 |  | 0
1985-07-22 | 0 | 0 | 0 | 0 | -12.5669 | -12.5669 | 3698.0809 | 27661.6455 |  | 0
1985-07-23 | 0 | 0 | 0 | 0 | -12.5669 | -12.5669 | 3685.5141 | 27567.6454 |  | 0
1985-07-24 | 0.00083333 | 2.3 | 4.0107 | 2.3 | -12.5669 | -12.5669 | 3672.9472 | 27473.6452 |  | 0
1985-07-25 | 0.0091667 | 25.3 | 4.0107 | 4.0107 | 8.7224 | 8.7224 | 3681.6697 | 27538.8891 |  | 0
1985-07-26 | 0 | 0 | 0 | 0 | -12.5669 | -12.5669 | 3669.1028 | 27444.889 |  | 0
1985-07-27 | 0 | 0 | 0 | 0 | -12.5669 | -12.5669 | 3656.5359 | 27350.8889 |  | 0
1985-07-28 | 0 | 0 | 0 | 0 | -12.5669 | -12.5669 | 3643.9691 | 27256.8888 |  | 0
1985-07-29 | 0 | 0 | 0 | 0 | -12.5669 | -12.5669 | 3631.4022 | 27162.8887 |  | 0
1985-07-30 | 0 | 0 | 0 | 0 | -12.5669 | -12.5669 | 3618.8354 | 27068.8886 |  | 0
1985-07-31 | 0 | 0 | 0 | 0 | -12.5669 | -12.5669 | 3606.2685 | 26974.8885 |  | 0
1985-08-01 | 0 | 0 | 0 | 0 | -12.5669 | -12.5669 | 3593.7016 | 26880.8883 |  | 0
1985-08-02 | 0 | 0 | 0 | 0 | -12.5669 | -12.5669 | 3581.1348 | 26786.8882 |  | 0
1985-08-03 | 0 | 0 | 0 | 0 | -12.5669 | -12.5669 | 3568.5679 | 26692.8881 |  | 0
1985-08-04 | 0 | 0 | 0 | 0 | -12.5669 | -12.5669 | 3556.0011 | 26598.888 |  | 0
1985-08-05 | 0.019167 | 52.9 | 4.0107 | 4.0107 | 36.3224 | 36.3224 | 3592.3235 | 26870.5799 |  | 0
1985-08-06 | 0 | 0 | 0 | 0 | -12.5669 | -12.5669 | 3579.7567 | 26776.5798 |  | 0
1985-08-07 | 0.01 | 27.6 | 4.0107 | 4.0107 | 11.0224 | 11.0224 | 3590.7791 | 26859.0277 |  | 0
1985-08-08 | 0 | 0 | 0 | 0 | -12.5669 | -12.5669 | 3578.2122 | 26765.0275 |  | 0
1985-08-09 | 0 | 0 | 0 | 0 | -12.5669 | -12.5669 | 3565.6454 | 26671.0274 |  | 0
1985-08-10 | 0 | 0 | 0 | 0 | -12.5669 | -12.5669 | 3553.0785 | 26577.0273 |  | 0
1985-08-11 | 0 | 0 | 0 | 0 | -12.5669 | -12.5669 | 3540.5117 | 26483.0272 |  | 0
1985-08-12 | 0 | 0 | 0 | 0 | -12.5669 | -12.5669 | 3527.9448 | 26389.0271 |  | 0
1985-08-13 | 0 | 0 | 0 | 0 | -12.5669 | -12.5669 | 3515.3779 | 26295.027 |  | 0
1985-08-14 | 0.025833 | 71.3 | 4.0107 | 4.0107 | 54.7224 | 54.7224 | 3570.1004 | 26704.3509 |  | 0
1985-08-15 | 0 | 0 | 0 | 0 | -12.5669 | -12.5669 | 3557.5335 | 26610.3508 |  | 0
1985-08-16 | 0 | 0 | 0 | 0 | -12.5669 | -12.5669 | 3544.9667 | 26516.3506 |  | 0
1985-08-17 | 0 | 0 | 0 | 0 | -12.5669 | -12.5669 | 3532.3998 | 26422.3505 |  | 0
1985-08-18 | 0 | 0 | 0 | 0 | -12.5669 | -12.5669 | 3519.8329 | 26328.3504 |  | 0
1985-08-19 | 0 | 0 | 0 | 0 | -12.5669 | -12.5669 | 3507.2661 | 26234.3503 |  | 0
1985-08-20 | 0.059167 | 163.3 | 4.0107 | 4.0107 | 146.7224 | 146.7224 | 3653.9885 | 27331.8342 |  | 0
1985-08-21 | 0 | 0 | 0 | 0 | -12.5669 | -12.5669 | 3641.4217 | 27237.8341 |  | 0
1985-08-22 | 0 | 0 | 0 | 0 | -12.5669 | -12.5669 | 3628.8548 | 27143.834 |  | 0
1985-08-23 | 0 | 0 | 0 | 0 | -12.5669 | -12.5669 | 3616.2879 | 27049.8339 |  | 0
1985-08-24 | 0.0016667 | 4.6 | 4.0107 | 4.0107 | -11.9776 | -11.9776 | 3604.3104 | 26960.2417 |  | 0
1985-08-25 | 0.00083333 | 2.3 | 4.0107 | 2.3 | -12.5669 | -12.5669 | 3591.7435 | 26866.2416 |  | 0
1985-08-26 | 0.0025 | 6.9 | 4.0107 | 4.0107 | -9.6776 | -9.6776 | 3582.066 | 26793.8535 |  | 0
1985-08-27 | 0.026667 | 73.6 | 4.0107 | 4.0107 | 57.0224 | 57.0224 | 3639.0884 | 27220.3814 |  | 0
1985-08-28 | 0 | 0 | 0 | 0 | -12.5669 | -12.5669 | 3626.5216 | 27126.3813 |  | 0
1985-08-29 | 0 | 0 | 0 | 0 | -12.5669 | -12.5669 | 3613.9547 | 27032.3812 |  | 0
1985-08-30 | 0 | 0 | 0 | 0 | -12.5669 | -12.5669 | 3601.3878 | 26938.3811 |  | 0
1985-08-31 | 0 | 0 | 0 | 0 | -12.5669 | -12.5669 | 3588.821 | 26844.381 |  | 0
1985-09-01 | 0 | 0 | 0 | 0 | -12.5669 | -12.5669 | 3576.2541 | 26750.3808 |  | 0
1985-09-02 | 0 | 0 | 0 | 0 | -12.5669 | -12.5669 | 3563.6873 | 26656.3807 |  | 0
1985-09-03 | 0 | 0 | 0 | 0 | -12.5669 | -12.5669 | 3551.1204 | 26562.3806 |  | 0
1985-09-04 | 0 | 0 | 0 | 0 | -12.5669 | -12.5669 | 3538.5535 | 26468.3805 |  | 0
1985-09-05 | 0 | 0 | 0 | 0 | -12.5669 | -12.5669 | 3525.9867 | 26374.3804 |  | 0
1985-09-06 | 0 | 0 | 0 | 0 | -12.5669 | -12.5669 | 3513.4198 | 26280.3803 |  | 0
1985-09-07 | 0 | 0 | 0 | 0 | -12.5669 | -12.5669 | 3500.853 | 26186.3802 |  | 0
1985-09-08 | 0 | 0 | 0 | 0 | -12.5669 | -12.5669 | 3488.2861 | 26092.3801 |  | 0
1985-09-09 | 0 | 0 | 0 | 0 | -12.5669 | -12.5669 | 3475.7192 | 25998.3799 |  | 0
1985-09-10 | 0 | 0 | 0 | 0 | -12.5669 | -12.5669 | 3463.1524 | 25904.3798 |  | 0
1985-09-11 | 0 | 0 | 0 | 0 | -12.5669 | -12.5669 | 3450.5855 | 25810.3797 |  | 0
1985-09-12 | 0 | 0 | 0 | 0 | -12.5669 | -12.5669 | 3438.0187 | 25716.3796 |  | 0
1985-09-13 | 0.005 | 13.8 | 4.0107 | 4.0107 | -2.7776 | -2.7776 | 3435.2411 | 25695.6035 |  | 0
1985-09-14 | 0.00083333 | 2.3 | 4.0107 | 2.3 | -12.5669 | -12.5669 | 3422.6742 | 25601.6034 |  | 0
1985-09-15 | 0 | 0 | 0 | 0 | -12.5669 | -12.5669 | 3410.1074 | 25507.6033 |  | 0
1985-09-16 | 0 | 0 | 0 | 0 | -12.5669 | -12.5669 | 3397.5405 | 25413.6032 |  | 0
1985-09-17 | 0 | 0 | 0 | 0 | -12.5669 | -12.5669 | 3384.9737 | 25319.603 |  | 0
1985-09-18 | 0 | 0 | 0 | 0 | -12.5669 | -12.5669 | 3372.4068 | 25225.6029 |  | 0
1985-09-19 | 0 | 0 | 0 | 0 | -12.5669 | -12.5669 | 3359.8399 | 25131.6028 |  | 0
1985-09-20 | 0.00083333 | 2.3 | 4.0107 | 2.3 | -12.5669 | -12.5669 | 3347.2731 | 25037.6027 |  | 0
1985-09-21 | 0.0083333 | 23 | 4.0107 | 4.0107 | 6.4224 | 6.4224 | 3353.6955 | 25085.6426 |  | 0
1985-09-22 | 0.0675 | 186.3 | 4.0107 | 4.0107 | 169.7224 | 169.7224 | 3523.418 | 26355.1665 |  | 0
1985-09-23 | 0 | 0 | 0 | 0 | -12.5669 | -12.5669 | 3510.8511 | 26261.1664 |  | 0
1985-09-24 | 0 | 0 | 0 | 0 | -12.5669 | -12.5669 | 3498.2843 | 26167.1662 |  | 0
1985-09-25 | 0 | 0 | 0 | 0 | -12.5669 | -12.5669 | 3485.7174 | 26073.1661 |  | 0
1985-09-26 | 0 | 0 | 0 | 0 | -12.5669 | -12.5669 | 3473.1505 | 25979.166 |  | 0
1985-09-27 | 0 | 0 | 0 | 0 | -12.5669 | -12.5669 | 3460.5837 | 25885.1659 |  | 0
1985-09-28 | 0.01 | 27.6 | 4.0107 | 4.0107 | 11.0224 | 11.0224 | 3471.6061 | 25967.6138 |  | 0
1985-09-29 | 0.029167 | 80.5 | 4.0107 | 4.0107 | 63.9224 | 63.9224 | 3535.5286 | 26445.7537 |  | 0
1985-09-30 | 0 | 0 | 0 | 0 | -12.5669 | -12.5669 | 3522.9617 | 26351.7536 |  | 0
1985-10-01 | 0 | 0 | 0 | 0 | -12.5669 | -12.5669 | 3510.3948 | 26257.7535 |  | 0
1985-10-02 | 0 | 0 | 0 | 0 | -12.5669 | -12.5669 | 3497.828 | 26163.7533 |  | 0
1985-10-03 | 0 | 0 | 0 | 0 | -12.5669 | -12.5669 | 3485.2611 | 26069.7532 |  | 0
1985-10-04 | 0 | 0 | 0 | 0 | -12.5669 | -12.5669 | 3472.6943 | 25975.7531 |  | 0
1985-10-05 | 0 | 0 | 0 | 0 | -12.5669 | -12.5669 | 3460.1274 | 25881.753 |  | 0
1985-10-06 | 0 | 0 | 0 | 0 | -12.5669 | -12.5669 | 3447.5605 | 25787.7529 |  | 0
1985-10-07 | 0 | 0 | 0 | 0 | -12.5669 | -12.5669 | 3434.9937 | 25693.7528 |  | 0
1985-10-08 | 0 | 0 | 0 | 0 | -12.5669 | -12.5669 | 3422.4268 | 25599.7527 |  | 0
1985-10-09 | 0 | 0 | 0 | 0 | -12.5669 | -12.5669 | 3409.86 | 25505.7526 |  | 0
1985-10-10 | 0.025833 | 71.3 | 4.0107 | 4.0107 | 54.7224 | 54.7224 | 3464.5824 | 25915.0764 |  | 0
1985-10-11 | 0 | 0 | 0 | 0 | -12.5669 | -12.5669 | 3452.0156 | 25821.0763 |  | 0
1985-10-12 | 0.0025 | 6.9 | 4.0107 | 4.0107 | -9.6776 | -9.6776 | 3442.338 | 25748.6882 |  | 0
1985-10-13 | 0.0033333 | 9.2 | 4.0107 | 4.0107 | -7.3776 | -7.3776 | 3434.9604 | 25693.5041 |  | 0
1985-10-14 | 0.0425 | 117.3 | 4.0107 | 4.0107 | 100.7224 | 100.7224 | 3535.6829 | 26446.908 |  | 0
1985-10-15 | 0 | 0 | 0 | 0 | -12.5669 | -12.5669 | 3523.116 | 26352.9079 |  | 0
1985-10-16 | 0 | 0 | 0 | 0 | -12.5669 | -12.5669 | 3510.5492 | 26258.9078 |  | 0
1985-10-17 | 0.025833 | 71.3 | 4.0107 | 4.0107 | 54.7224 | 54.7224 | 3565.2716 | 26668.2317 |  | 0
1985-10-18 | 0.16083 | 443.9 | 4.0107 | 4.0107 | 427.3224 | 427.3224 | 3992.5941 | 29864.6035 |  | 0
1985-10-19 | 0.00083333 | 2.3 | 4.0107 | 2.3 | -12.5669 | -12.5669 | 3980.0272 | 29770.6034 |  | 0
1985-10-20 | 0 | 0 | 0 | 0 | -12.5669 | -12.5669 | 3967.4603 | 29676.6033 |  | 0
1985-10-21 | 0 | 0 | 0 | 0 | -12.5669 | -12.5669 | 3954.8935 | 29582.6032 |  | 0
1985-10-22 | 0 | 0 | 0 | 0 | -12.5669 | -12.5669 | 3942.3266 | 29488.6031 |  | 0
1985-10-23 | 0 | 0 | 0 | 0 | -12.5669 | -12.5669 | 3929.7598 | 29394.603 |  | 0
1985-10-24 | 0 | 0 | 0 | 0 | -12.5669 | -12.5669 | 3917.1929 | 29300.6029 |  | 0
1985-10-25 | 0 | 0 | 0 | 0 | -12.5669 | -12.5669 | 3904.626 | 29206.6028 |  | 0
1985-10-26 | 0 | 0 | 0 | 0 | -12.5669 | -12.5669 | 3892.0592 | 29112.6026 |  | 0
1985-10-27 | 0 | 0 | 0 | 0 | -12.5669 | -12.5669 | 3879.4923 | 29018.6025 |  | 0
1985-10-28 | 0 | 0 | 0 | 0 | -12.5669 | -12.5669 | 3866.9255 | 28924.6024 |  | 0
1985-10-29 | 0.0125 | 34.5 | 4.0107 | 4.0107 | 17.9224 | 17.9224 | 3884.8479 | 29058.6623 |  | 0
1985-10-30 | 0.033333 | 92 | 4.0107 | 4.0107 | 75.4224 | 75.4224 | 3960.2703 | 29622.8222 |  | 0
1985-10-31 | 0 | 0 | 0 | 0 | -12.5669 | -12.5669 | 3947.7035 | 29528.8221 |  | 0
1985-11-01 | 0.005 | 13.8 | 4.0107 | 4.0107 | -2.7776 | -2.7776 | 3944.9259 | 29508.046 |  | 0
1985-11-02 | 0 | 0 | 0 | 0 | -12.5669 | -12.5669 | 3932.3591 | 29414.0458 |  | 0
1985-11-03 | 0 | 0 | 0 | 0 | -12.5669 | -12.5669 | 3919.7922 | 29320.0457 |  | 0
1985-11-04 | 0 | 0 | 0 | 0 | -12.5669 | -12.5669 | 3907.2254 | 29226.0456 |  | 0
1985-11-05 | 0 | 0 | 0 | 0 | -12.5669 | -12.5669 | 3894.6585 | 29132.0455 |  | 0
1985-11-06 | 0 | 0 | 0 | 0 | -12.5669 | -12.5669 | 3882.0916 | 29038.0454 |  | 0
1985-11-07 | 0 | 0 | 0 | 0 | -12.5669 | -12.5669 | 3869.5248 | 28944.0453 |  | 0
1985-11-08 | 0 | 0 | 0 | 0 | -12.5669 | -12.5669 | 3856.9579 | 28850.0452 |  | 0
1985-11-09 | 0 | 0 | 0 | 0 | -12.5669 | -12.5669 | 3844.3911 | 28756.0451 |  | 0
1985-11-10 | 0 | 0 | 0 | 0 | -12.5669 | -12.5669 | 3831.8242 | 28662.0449 |  | 0
1985-11-11 | 0.0016667 | 4.6 | 4.0107 | 4.0107 | -11.9776 | -11.9776 | 3819.8466 | 28572.4528 |  | 0
1985-11-12 | 0 | 0 | 0 | 0 | -12.5669 | -12.5669 | 3807.2798 | 28478.4527 |  | 0
1985-11-13 | 0 | 0 | 0 | 0 | -12.5669 | -12.5669 | 3794.7129 | 28384.4526 |  | 0
1985-11-14 | 0.0083333 | 23 | 4.0107 | 4.0107 | 6.4224 | 6.4224 | 3801.1354 | 28432.4925 |  | 0
1985-11-15 | 0.031667 | 87.4 | 4.0107 | 4.0107 | 70.8224 | 70.8224 | 3871.9578 | 28962.2444 |  | 0
1985-11-16 | 0 | 0 | 0 | 0 | -12.5669 | -12.5669 | 3859.3909 | 28868.2443 |  | 0
1985-11-17 | 0 | 0 | 0 | 0 | -12.5669 | -12.5669 | 3846.8241 | 28774.2442 |  | 0
1985-11-18 | 0 | 0 | 0 | 0 | -12.5669 | -12.5669 | 3834.2572 | 28680.244 |  | 0
1985-11-19 | 0 | 0 | 0 | 0 | -12.5669 | -12.5669 | 3821.6904 | 28586.2439 |  | 0
1985-11-20 | 0 | 0 | 0 | 0 | -12.5669 | -12.5669 | 3809.1235 | 28492.2438 |  | 0
1985-11-21 | 0 | 0 | 0 | 0 | -12.5669 | -12.5669 | 3796.5566 | 28398.2437 |  | 0
1985-11-22 | 0 | 0 | 0 | 0 | -12.5669 | -12.5669 | 3783.9898 | 28304.2436 |  | 0
1985-11-23 | 0 | 0 | 0 | 0 | -12.5669 | -12.5669 | 3771.4229 | 28210.2435 |  | 0
1985-11-24 | 0 | 0 | 0 | 0 | -12.5669 | -12.5669 | 3758.8561 | 28116.2434 |  | 0
1985-11-25 | 0.00083333 | 2.3 | 4.0107 | 2.3 | -12.5669 | -12.5669 | 3746.2892 | 28022.2433 |  | 0
1985-11-26 | 0.0041667 | 11.5 | 4.0107 | 4.0107 | -5.0776 | -5.0776 | 3741.2116 | 27984.2631 |  | 0
1985-11-27 | 0 | 0 | 0 | 0 | -12.5669 | -12.5669 | 3728.6448 | 27890.263 |  | 0
1985-11-28 | 0 | 0 | 0 | 0 | -12.5669 | -12.5669 | 3716.0779 | 27796.2629 |  | 0
1985-11-29 | 0 | 0 | 0 | 0 | -12.5669 | -12.5669 | 3703.5111 | 27702.2628 |  | 0
1985-11-30 | 0.040833 | 112.7 | 4.0107 | 4.0107 | 96.1224 | 96.1224 | 3799.6335 | 28421.2587 |  | 0
1985-12-01 | 0 | 0 | 0 | 0 | -12.5669 | -12.5669 | 3787.0667 | 28327.2586 |  | 0
1985-12-02 | 0 | 0 | 0 | 0 | -12.5669 | -12.5669 | 3774.4998 | 28233.2585 |  | 0
1985-12-03 | 0 | 0 | 0 | 0 | -12.5669 | -12.5669 | 3761.9329 | 28139.2584 |  | 0
1985-12-04 | 0 | 0 | 0 | 0 | -12.5669 | -12.5669 | 3749.3661 | 28045.2582 |  | 0
1985-12-05 | 0 | 0 | 0 | 0 | -12.5669 | -12.5669 | 3736.7992 | 27951.2581 |  | 0
1985-12-06 | 0 | 0 | 0 | 0 | -12.5669 | -12.5669 | 3724.2324 | 27857.258 |  | 0
1985-12-07 | 0 | 0 | 0 | 0 | -12.5669 | -12.5669 | 3711.6655 | 27763.2579 |  | 0
1985-12-08 | 0 | 0 | 0 | 0 | -12.5669 | -12.5669 | 3699.0986 | 27669.2578 |  | 0
1985-12-09 | 0 | 0 | 0 | 0 | -12.5669 | -12.5669 | 3686.5318 | 27575.2577 |  | 0
1985-12-10 | 0.005 | 13.8 | 4.0107 | 4.0107 | -2.7776 | -2.7776 | 3683.7542 | 27554.4816 |  | 0
1985-12-11 | 0 | 0 | 0 | 0 | -12.5669 | -12.5669 | 3671.1874 | 27460.4814 |  | 0
1985-12-12 | 0.0041667 | 11.5 | 4.0107 | 4.0107 | -5.0776 | -5.0776 | 3666.1098 | 27422.5013 |  | 0
1985-12-13 | 0 | 0 | 0 | 0 | -12.5669 | -12.5669 | 3653.5429 | 27328.5012 |  | 0
1985-12-14 | 0 | 0 | 0 | 0 | -12.5669 | -12.5669 | 3640.9761 | 27234.5011 |  | 0
1985-12-15 | 0 | 0 | 0 | 0 | -12.5669 | -12.5669 | 3628.4092 | 27140.501 |  | 0
1985-12-16 | 0 | 0 | 0 | 0 | -12.5669 | -12.5669 | 3615.8424 | 27046.5009 |  | 0
1985-12-17 | 0 | 0 | 0 | 0 | -12.5669 | -12.5669 | 3603.2755 | 26952.5008 |  | 0
1985-12-18 | 0 | 0 | 0 | 0 | -12.5669 | -12.5669 | 3590.7086 | 26858.5007 |  | 0
1985-12-19 | 0 | 0 | 0 | 0 | -12.5669 | -12.5669 | 3578.1418 | 26764.5005 |  | 0
1985-12-20 | 0 | 0 | 0 | 0 | -12.5669 | -12.5669 | 3565.5749 | 26670.5004 |  | 0
1985-12-21 | 0 | 0 | 0 | 0 | -12.5669 | -12.5669 | 3553.0081 | 26576.5003 |  | 0
1985-12-22 | 0 | 0 | 0 | 0 | -12.5669 | -12.5669 | 3540.4412 | 26482.5002 |  | 0
1985-12-23 | 0 | 0 | 0 | 0 | -12.5669 | -12.5669 | 3527.8743 | 26388.5001 |  | 0
1985-12-24 | 0 | 0 | 0 | 0 | -12.5669 | -12.5669 | 3515.3075 | 26294.5 |  | 0
1985-12-25 | 0 | 0 | 0 | 0 | -12.5669 | -12.5669 | 3502.7406 | 26200.4999 |  | 0
1985-12-26 | 0 | 0 | 0 | 0 | -12.5669 | -12.5669 | 3490.1738 | 26106.4998 |  | 0
1985-12-27 | 0 | 0 | 0 | 0 | -12.5669 | -12.5669 | 3477.6069 | 26012.4996 |  | 0
1985-12-28 | 0 | 0 | 0 | 0 | -12.5669 | -12.5669 | 3465.04 | 25918.4995 |  | 0
1985-12-29 | 0 | 0 | 0 | 0 | -12.5669 | -12.5669 | 3452.4732 | 25824.4994 |  | 0
1985-12-30 | 0 | 0 | 0 | 0 | -12.5669 | -12.5669 | 3439.9063 | 25730.4993 |  | 0
1985-12-31 | 0 | 0 | 0 | 0 | -12.5669 | -12.5669 | 3427.3395 | 25636.4992 |  | 0
1986-01-01 | 0 | 0 | 0 | 0 | -12.5669 | -12.5669 | 3414.7726 | 25542.4991 |  | 0
1986-01-02 | 0 | 0 | 0 | 0 | -12.5669 | -12.5669 | 3402.2057 | 25448.499 |  | 0
1986-01-03 | 0 | 0 | 0 | 0 | -12.5669 | -12.5669 | 3389.6389 | 25354.4989 |  | 0
1986-01-04 | 0 | 0 | 0 | 0 | -12.5669 | -12.5669 | 3377.072 | 25260.4987 |  | 0
1986-01-05 | 0 | 0 | 0 | 0 | -12.5669 | -12.5669 | 3364.5052 | 25166.4986 |  | 0
1986-01-06 | 0 | 0 | 0 | 0 | -12.5669 | -12.5669 | 3351.9383 | 25072.4985 |  | 0
1986-01-07 | 0 | 0 | 0 | 0 | -12.5669 | -12.5669 | 3339.3714 | 24978.4984 |  | 0
1986-01-08 | 0 | 0 | 0 | 0 | -12.5669 | -12.5669 | 3326.8046 | 24884.4983 |  | 0
1986-01-09 | 0 | 0 | 0 | 0 | -12.5669 | -12.5669 | 3314.2377 | 24790.4982 |  | 0
1986-01-10 | 0 | 0 | 0 | 0 | -12.5669 | -12.5669 | 3301.6709 | 24696.4981 |  | 0
1986-01-11 | 0 | 0 | 0 | 0 | -12.5669 | -12.5669 | 3289.104 | 24602.498 |  | 0
1986-01-12 | 0 | 0 | 0 | 0 | -12.5669 | -12.5669 | 3276.5371 | 24508.4978 |  | 0
1986-01-13 | 0 | 0 | 0 | 0 | -12.5669 | -12.5669 | 3263.9703 | 24414.4977 |  | 0
1986-01-14 | 0 | 0 | 0 | 0 | -12.5669 | -12.5669 | 3251.4034 | 24320.4976 |  | 0
1986-01-15 | 0 | 0 | 0 | 0 | -12.5669 | -12.5669 | 3238.8366 | 24226.4975 |  | 0
1986-01-16 | 0 | 0 | 0 | 0 | -12.5669 | -12.5669 | 3226.2697 | 24132.4974 |  | 0
1986-01-17 | 0 | 0 | 0 | 0 | -12.5669 | -12.5669 | 3213.7028 | 24038.4973 |  | 0
1986-01-18 | 0 | 0 | 0 | 0 | -12.5669 | -12.5669 | 3201.136 | 23944.4972 |  | 0
1986-01-19 | 0 | 0 | 0 | 0 | -12.5669 | -12.5669 | 3188.5691 | 23850.4971 |  | 0
1986-01-20 | 0 | 0 | 0 | 0 | -12.5669 | -12.5669 | 3176.0023 | 23756.4969 |  | 0
1986-01-21 | 0 | 0 | 0 | 0 | -12.5669 | -12.5669 | 3163.4354 | 23662.4968 |  | 0
1986-01-22 | 0 | 0 | 0 | 0 | -12.5669 | -12.5669 | 3150.8685 | 23568.4967 |  | 0
1986-01-23 | 0 | 0 | 0 | 0 | -12.5669 | -12.5669 | 3138.3017 | 23474.4966 |  | 0
1986-01-24 | 0 | 0 | 0 | 0 | -12.5669 | -12.5669 | 3125.7348 | 23380.4965 |  | 0
1986-01-25 | 0 | 0 | 0 | 0 | -12.5669 | -12.5669 | 3113.168 | 23286.4964 |  | 0
1986-01-26 | 0 | 0 | 0 | 0 | -12.5669 | -12.5669 | 3100.6011 | 23192.4963 |  | 0
1986-01-27 | 0 | 0 | 0 | 0 | -12.5669 | -12.5669 | 3088.0342 | 23098.4961 |  | 0
1986-01-28 | 0 | 0 | 0 | 0 | -12.5669 | -12.5669 | 3075.4674 | 23004.496 |  | 0
1986-01-29 | 0 | 0 | 0 | 0 | -12.5669 | -12.5669 | 3062.9005 | 22910.4959 |  | 0
1986-01-30 | 0 | 0 | 0 | 0 | -12.5669 | -12.5669 | 3050.3337 | 22816.4958 |  | 0
1986-01-31 | 0 | 0 | 0 | 0 | -12.5669 | -12.5669 | 3037.7668 | 22722.4957 |  | 0
1986-02-01 | 0 | 0 | 0 | 0 | -12.5669 | -12.5669 | 3025.1999 | 22628.4956 |  | 0
1986-02-02 | 0.0058333 | 16.1 | 4.0107 | 4.0107 | -0.47756 | -0.47756 | 3024.7224 | 22624.9235 |  | 0
1986-02-03 | 0.0075 | 20.7 | 4.0107 | 4.0107 | 4.1224 | 4.1224 | 3028.8448 | 22655.7594 |  | 0
1986-02-04 | 0 | 0 | 0 | 0 | -12.5669 | -12.5669 | 3016.278 | 22561.7592 |  | 0
1986-02-05 | 0.063333 | 174.8 | 4.0107 | 4.0107 | 158.2224 | 158.2224 | 3174.5004 | 23745.2631 |  | 0
1986-02-06 | 0.0016667 | 4.6 | 4.0107 | 4.0107 | -11.9776 | -11.9776 | 3162.5229 | 23655.671 |  | 0
1986-02-07 | 0.005 | 13.8 | 4.0107 | 4.0107 | -2.7776 | -2.7776 | 3159.7453 | 23634.8949 |  | 0
1986-02-08 | 0 | 0 | 0 | 0 | -12.5669 | -12.5669 | 3147.1784 | 23540.8948 |  | 0
1986-02-09 | 0.00083333 | 2.3 | 4.0107 | 2.3 | -12.5669 | -12.5669 | 3134.6116 | 23446.8947 |  | 0
1986-02-10 | 0.0075 | 20.7 | 4.0107 | 4.0107 | 4.1224 | 4.1224 | 3138.734 | 23477.7306 |  | 0
1986-02-11 | 0 | 0 | 0 | 0 | -12.5669 | -12.5669 | 3126.1672 | 23383.7305 |  | 0
1986-02-12 | 0 | 0 | 0 | 0 | -12.5669 | -12.5669 | 3113.6003 | 23289.7303 |  | 0
1986-02-13 | 0 | 0 | 0 | 0 | -12.5669 | -12.5669 | 3101.0335 | 23195.7302 |  | 0
1986-02-14 | 0 | 0 | 0 | 0 | -12.5669 | -12.5669 | 3088.4666 | 23101.7301 |  | 0
1986-02-15 | 0 | 0 | 0 | 0 | -12.5669 | -12.5669 | 3075.8997 | 23007.73 |  | 0
1986-02-16 | 0 | 0 | 0 | 0 | -12.5669 | -12.5669 | 3063.3329 | 22913.7299 |  | 0
1986-02-17 | 0 | 0 | 0 | 0 | -12.5669 | -12.5669 | 3050.766 | 22819.7298 |  | 0
1986-02-18 | 0 | 0 | 0 | 0 | -12.5669 | -12.5669 | 3038.1992 | 22725.7297 |  | 0
1986-02-19 | 0 | 0 | 0 | 0 | -12.5669 | -12.5669 | 3025.6323 | 22631.7296 |  | 0
1986-02-20 | 0 | 0 | 0 | 0 | -12.5669 | -12.5669 | 3013.0654 | 22537.7294 |  | 0
1986-02-21 | 0 | 0 | 0 | 0 | -12.5669 | -12.5669 | 3000.4986 | 22443.7293 |  | 0
1986-02-22 | 0 | 0 | 0 | 0 | -12.5669 | -12.5669 | 2987.9317 | 22349.7292 |  | 0
1986-02-23 | 0 | 0 | 0 | 0 | -12.5669 | -12.5669 | 2975.3649 | 22255.7291 |  | 0
1986-02-24 | 0 | 0 | 0 | 0 | -12.5669 | -12.5669 | 2962.798 | 22161.729 |  | 0
1986-02-25 | 0 | 0 | 0 | 0 | -12.5669 | -12.5669 | 2950.2311 | 22067.7289 |  | 0
1986-02-26 | 0 | 0 | 0 | 0 | -12.5669 | -12.5669 | 2937.6643 | 21973.7288 |  | 0
1986-02-27 | 0 | 0 | 0 | 0 | -12.5669 | -12.5669 | 2925.0974 | 21879.7287 |  | 0
1986-02-28 | 0 | 0 | 0 | 0 | -12.5669 | -12.5669 | 2912.5306 | 21785.7285 |  | 0
1986-03-01 | 0 | 0 | 0 | 0 | -12.5669 | -12.5669 | 2899.9637 | 21691.7284 |  | 0
1986-03-02 | 0 | 0 | 0 | 0 | -12.5669 | -12.5669 | 2887.3968 | 21597.7283 |  | 0
1986-03-03 | 0 | 0 | 0 | 0 | -12.5669 | -12.5669 | 2874.83 | 21503.7282 |  | 0
1986-03-04 | 0 | 0 | 0 | 0 | -12.5669 | -12.5669 | 2862.2631 | 21409.7281 |  | 0
1986-03-05 | 0 | 0 | 0 | 0 | -12.5669 | -12.5669 | 2849.6963 | 21315.728 |  | 0
1986-03-06 | 0 | 0 | 0 | 0 | -12.5669 | -12.5669 | 2837.1294 | 21221.7279 |  | 0
1986-03-07 | 0 | 0 | 0 | 0 | -12.5669 | -12.5669 | 2824.5625 | 21127.7277 |  | 0
1986-03-08 | 0 | 0 | 0 | 0 | -12.5669 | -12.5669 | 2811.9957 | 21033.7276 |  | 0
1986-03-09 | 0.0016667 | 4.6 | 4.0107 | 4.0107 | -11.9776 | -11.9776 | 2800.0181 | 20944.1355 |  | 0
1986-03-10 | 0 | 0 | 0 | 0 | -12.5669 | -12.5669 | 2787.4513 | 20850.1354 |  | 0
1986-03-11 | 0.019167 | 52.9 | 4.0107 | 4.0107 | 36.3224 | 36.3224 | 2823.7737 | 21121.8273 |  | 0
1986-03-12 | 0.0125 | 34.5 | 4.0107 | 4.0107 | 17.9224 | 17.9224 | 2841.6961 | 21255.8872 |  | 0
1986-03-13 | 0 | 0 | 0 | 0 | -12.5669 | -12.5669 | 2829.1293 | 21161.8871 |  | 0
1986-03-14 | 0 | 0 | 0 | 0 | -12.5669 | -12.5669 | 2816.5624 | 21067.887 |  | 0
1986-03-15 | 0.015 | 41.4 | 4.0107 | 4.0107 | 24.8224 | 24.8224 | 2841.3849 | 21253.5588 |  | 0
1986-03-16 | 0 | 0 | 0 | 0 | -12.5669 | -12.5669 | 2828.818 | 21159.5587 |  | 0
1986-03-17 | 0.021667 | 59.8 | 4.0107 | 4.0107 | 43.2224 | 43.2224 | 2872.0405 | 21482.8626 |  | 0
1986-03-18 | 0 | 0 | 0 | 0 | -12.5669 | -12.5669 | 2859.4736 | 21388.8625 |  | 0
1986-03-19 | 0 | 0 | 0 | 0 | -12.5669 | -12.5669 | 2846.9067 | 21294.8624 |  | 0
1986-03-20 | 0 | 0 | 0 | 0 | -12.5669 | -12.5669 | 2834.3399 | 21200.8623 |  | 0
1986-03-21 | 0 | 0 | 0 | 0 | -12.5669 | -12.5669 | 2821.773 | 21106.8622 |  | 0
1986-03-22 | 0 | 0 | 0 | 0 | -12.5669 | -12.5669 | 2809.2062 | 21012.8621 |  | 0
1986-03-23 | 0 | 0 | 0 | 0 | -12.5669 | -12.5669 | 2796.6393 | 20918.8619 |  | 0
1986-03-24 | 0 | 0 | 0 | 0 | -12.5669 | -12.5669 | 2784.0724 | 20824.8618 |  | 0
1986-03-25 | 0 | 0 | 0 | 0 | -12.5669 | -12.5669 | 2771.5056 | 20730.8617 |  | 0
1986-03-26 | 0 | 0 | 0 | 0 | -12.5669 | -12.5669 | 2758.9387 | 20636.8616 |  | 0
1986-03-27 | 0 | 0 | 0 | 0 | -12.5669 | -12.5669 | 2746.3719 | 20542.8615 |  | 0
1986-03-28 | 0 | 0 | 0 | 0 | -12.5669 | -12.5669 | 2733.805 | 20448.8614 |  | 0
1986-03-29 | 0 | 0 | 0 | 0 | -12.5669 | -12.5669 | 2721.2381 | 20354.8613 |  | 0
1986-03-30 | 0 | 0 | 0 | 0 | -12.5669 | -12.5669 | 2708.6713 | 20260.8612 |  | 0
1986-03-31 | 0 | 0 | 0 | 0 | -12.5669 | -12.5669 | 2696.1044 | 20166.861 |  | 0
1986-04-01 | 0 | 0 | 0 | 0 | -12.5669 | -12.5669 | 2683.5376 | 20072.8609 |  | 0
1986-04-02 | 0.0875 | 241.5 | 4.0107 | 4.0107 | 224.9224 | 224.9224 | 2908.46 | 21755.2808 |  | 0
1986-04-03 | 0.033333 | 92 | 4.0107 | 4.0107 | 75.4224 | 75.4224 | 2983.8824 | 22319.4407 |  | 0
1986-04-04 | 0 | 0 | 0 | 0 | -12.5669 | -12.5669 | 2971.3156 | 22225.4406 |  | 0
1986-04-05 | 0 | 0 | 0 | 0 | -12.5669 | -12.5669 | 2958.7487 | 22131.4405 |  | 0
1986-04-06 | 0 | 0 | 0 | 0 | -12.5669 | -12.5669 | 2946.1819 | 22037.4404 |  | 0
1986-04-07 | 0 | 0 | 0 | 0 | -12.5669 | -12.5669 | 2933.615 | 21943.4403 |  | 0
1986-04-08 | 0 | 0 | 0 | 0 | -12.5669 | -12.5669 | 2921.0481 | 21849.4401 |  | 0
1986-04-09 | 0.0075 | 20.7 | 4.0107 | 4.0107 | 4.1224 | 4.1224 | 2925.1706 | 21880.276 |  | 0
1986-04-10 | 0 | 0 | 0 | 0 | -12.5669 | -12.5669 | 2912.6037 | 21786.2759 |  | 0
1986-04-11 | 0.00083333 | 2.3 | 4.0107 | 2.3 | -12.5669 | -12.5669 | 2900.0369 | 21692.2758 |  | 0
1986-04-12 | 0 | 0 | 0 | 0 | -12.5669 | -12.5669 | 2887.47 | 21598.2757 |  | 0
1986-04-13 | 0 | 0 | 0 | 0 | -12.5669 | -12.5669 | 2874.9032 | 21504.2756 |  | 0
1986-04-14 | 0 | 0 | 0 | 0 | -12.5669 | -12.5669 | 2862.3363 | 21410.2755 |  | 0
1986-04-15 | 0 | 0 | 0 | 0 | -12.5669 | -12.5669 | 2849.7694 | 21316.2753 |  | 0
1986-04-16 | 0 | 0 | 0 | 0 | -12.5669 | -12.5669 | 2837.2026 | 21222.2752 |  | 0
1986-04-17 | 0 | 0 | 0 | 0 | -12.5669 | -12.5669 | 2824.6357 | 21128.2751 |  | 0
1986-04-18 | 0.00083333 | 2.3 | 4.0107 | 2.3 | -12.5669 | -12.5669 | 2812.0689 | 21034.275 |  | 0
1986-04-19 | 0.078333 | 216.2 | 4.0107 | 4.0107 | 199.6224 | 199.6224 | 3011.6913 | 22527.4509 |  | 0
1986-04-20 | 0.00083333 | 2.3 | 4.0107 | 2.3 | -12.5669 | -12.5669 | 2999.1244 | 22433.4508 |  | 0
1986-04-21 | 0 | 0 | 0 | 0 | -12.5669 | -12.5669 | 2986.5576 | 22339.4507 |  | 0
1986-04-22 | 0 | 0 | 0 | 0 | -12.5669 | -12.5669 | 2973.9907 | 22245.4506 |  | 0
1986-04-23 | 0 | 0 | 0 | 0 | -12.5669 | -12.5669 | 2961.4239 | 22151.4504 |  | 0
1986-04-24 | 0 | 0 | 0 | 0 | -12.5669 | -12.5669 | 2948.857 | 22057.4503 |  | 0
1986-04-25 | 0 | 0 | 0 | 0 | -12.5669 | -12.5669 | 2936.2901 | 21963.4502 |  | 0
1986-04-26 | 0 | 0 | 0 | 0 | -12.5669 | -12.5669 | 2923.7233 | 21869.4501 |  | 0
1986-04-27 | 0.023333 | 64.4 | 4.0107 | 4.0107 | 47.8224 | 47.8224 | 2971.5457 | 22227.162 |  | 0
1986-04-28 | 0 | 0 | 0 | 0 | -12.5669 | -12.5669 | 2958.9789 | 22133.1619 |  | 0
1986-04-29 | 0 | 0 | 0 | 0 | -12.5669 | -12.5669 | 2946.412 | 22039.1618 |  | 0
1986-04-30 | 0.0375 | 103.5 | 4.0107 | 4.0107 | 86.9224 | 86.9224 | 3033.3344 | 22689.3417 |  | 0
1986-05-01 | 0.018333 | 50.6 | 4.0107 | 4.0107 | 34.0224 | 34.0224 | 3067.3569 | 22943.8295 |  | 0
1986-05-02 | 0 | 0 | 0 | 0 | -12.5669 | -12.5669 | 3054.79 | 22849.8294 |  | 0
1986-05-03 | 0 | 0 | 0 | 0 | -12.5669 | -12.5669 | 3042.2232 | 22755.8293 |  | 0
1986-05-04 | 0 | 0 | 0 | 0 | -12.5669 | -12.5669 | 3029.6563 | 22661.8292 |  | 0
1986-05-05 | 0 | 0 | 0 | 0 | -12.5669 | -12.5669 | 3017.0895 | 22567.8291 |  | 0
1986-05-06 | 0.015833 | 43.7 | 4.0107 | 4.0107 | 27.1224 | 27.1224 | 3044.2119 | 22770.705 |  | 0
1986-05-07 | 0 | 0 | 0 | 0 | -12.5669 | -12.5669 | 3031.645 | 22676.7049 |  | 0
1986-05-08 | 0.015833 | 43.7 | 4.0107 | 4.0107 | 27.1224 | 27.1224 | 3058.7675 | 22879.5808 |  | 0
1986-05-09 | 0.01 | 27.6 | 4.0107 | 4.0107 | 11.0224 | 11.0224 | 3069.7899 | 22962.0286 |  | 0
1986-05-10 | 0.010833 | 29.9 | 4.0107 | 4.0107 | 13.3224 | 13.3224 | 3083.1124 | 23061.6805 |  | 0
1986-05-11 | 0 | 0 | 0 | 0 | -12.5669 | -12.5669 | 3070.5455 | 22967.6804 |  | 0
1986-05-12 | 0 | 0 | 0 | 0 | -12.5669 | -12.5669 | 3057.9787 | 22873.6803 |  | 0
1986-05-13 | 0.0041667 | 11.5 | 4.0107 | 4.0107 | -5.0776 | -5.0776 | 3052.9011 | 22835.7002 |  | 0
1986-05-14 | 0.048333 | 133.4 | 4.0107 | 4.0107 | 116.8224 | 116.8224 | 3169.7235 | 23709.5321 |  | 0
1986-05-15 | 0 | 0 | 0 | 0 | -12.5669 | -12.5669 | 3157.1567 | 23615.532 |  | 0
1986-05-16 | 0.00083333 | 2.3 | 4.0107 | 2.3 | -12.5669 | -12.5669 | 3144.5898 | 23521.5319 |  | 0
1986-05-17 | 0.065833 | 181.7 | 4.0107 | 4.0107 | 165.1224 | 165.1224 | 3309.7123 | 24756.6477 |  | 0
1986-05-18 | 0.0175 | 48.3 | 4.0107 | 4.0107 | 31.7224 | 31.7224 | 3341.4347 | 24993.9316 |  | 0
1986-05-19 | 0 | 0 | 0 | 0 | -12.5669 | -12.5669 | 3328.8678 | 24899.9315 |  | 0
1986-05-20 | 0 | 0 | 0 | 0 | -12.5669 | -12.5669 | 3316.301 | 24805.9314 |  | 0
1986-05-21 | 0 | 0 | 0 | 0 | -12.5669 | -12.5669 | 3303.7341 | 24711.9313 |  | 0
1986-05-22 | 0 | 0 | 0 | 0 | -12.5669 | -12.5669 | 3291.1673 | 24617.9312 |  | 0
1986-05-23 | 0 | 0 | 0 | 0 | -12.5669 | -12.5669 | 3278.6004 | 24523.9311 |  | 0
1986-05-24 | 0 | 0 | 0 | 0 | -12.5669 | -12.5669 | 3266.0335 | 24429.931 |  | 0
1986-05-25 | 0.056667 | 156.4 | 4.0107 | 4.0107 | 139.8224 | 139.8224 | 3405.856 | 25475.8028 |  | 0
1986-05-26 | 0.054167 | 149.5 | 4.0107 | 4.0107 | 132.9224 | 132.9224 | 3538.7784 | 26470.0627 |  | 0
1986-05-27 | 0 | 0 | 0 | 0 | -12.5669 | -12.5669 | 3526.2116 | 26376.0626 |  | 0
1986-05-28 | 0 | 0 | 0 | 0 | -12.5669 | -12.5669 | 3513.6447 | 26282.0625 |  | 0
1986-05-29 | 0 | 0 | 0 | 0 | -12.5669 | -12.5669 | 3501.0779 | 26188.0624 |  | 0
1986-05-30 | 0.0016667 | 4.6 | 4.0107 | 4.0107 | -11.9776 | -11.9776 | 3489.1003 | 26098.4703 |  | 0
1986-05-31 | 0.0025 | 6.9 | 4.0107 | 4.0107 | -9.6776 | -9.6776 | 3479.4227 | 26026.0822 |  | 0
1986-06-01 | 0.03 | 82.8 | 4.0107 | 4.0107 | 66.2224 | 66.2224 | 3545.6452 | 26521.426 |  | 0
1986-06-02 | 0 | 0 | 0 | 0 | -12.5669 | -12.5669 | 3533.0783 | 26427.4259 |  | 0
1986-06-03 | 0.021667 | 59.8 | 4.0107 | 4.0107 | 43.2224 | 43.2224 | 3576.3008 | 26750.7298 |  | 0
1986-06-04 | 0.03 | 82.8 | 4.0107 | 4.0107 | 66.2224 | 66.2224 | 3642.5232 | 27246.0737 |  | 0
1986-06-05 | 0.029167 | 80.5 | 4.0107 | 4.0107 | 63.9224 | 63.9224 | 3706.4457 | 27724.2136 |  | 0
1986-06-06 | 0 | 0 | 0 | 0 | -12.5669 | -12.5669 | 3693.8788 | 27630.2135 |  | 0
1986-06-07 | 0 | 0 | 0 | 0 | -12.5669 | -12.5669 | 3681.3119 | 27536.2134 |  | 0
1986-06-08 | 0 | 0 | 0 | 0 | -12.5669 | -12.5669 | 3668.7451 | 27442.2133 |  | 0
1986-06-09 | 0.00083333 | 2.3 | 4.0107 | 2.3 | -12.5669 | -12.5669 | 3656.1782 | 27348.2131 |  | 0
1986-06-10 | 0.3725 | 1028.1 | 4.0107 | 4.0107 | 1011.5224 | 1011.5224 | 3997.8631 | 29904.0163 |  | 657.2707
1986-06-11 | 0 | 0 | 0 | 0 | -12.5669 | -12.5669 | 3985.2963 | 29810.0162 |  | 0
1986-06-12 | 0 | 0 | 0 | 0 | -12.5669 | -12.5669 | 3972.7294 | 29716.0161 |  | 0
1986-06-13 | 0 | 0 | 0 | 0 | -12.5669 | -12.5669 | 3960.1626 | 29622.0159 |  | 0
1986-06-14 | 0.039167 | 108.1 | 4.0107 | 4.0107 | 91.5224 | 91.5224 | 3997.8631 | 29904.0163 |  | 41.255
1986-06-15 | 0.039167 | 108.1 | 4.0107 | 4.0107 | 91.5224 | 91.5224 | 3997.8631 | 29904.0163 |  | 78.9556
1986-06-16 | 0.056667 | 156.4 | 4.0107 | 4.0107 | 139.8224 | 139.8224 | 3997.8631 | 29904.0163 |  | 127.2556
1986-06-17 | 0 | 0 | 0 | 0 | -12.5669 | -12.5669 | 3985.2963 | 29810.0162 |  | 0
1986-06-18 | 0 | 0 | 0 | 0 | -12.5669 | -12.5669 | 3972.7294 | 29716.0161 |  | 0
1986-06-19 | 0.014167 | 39.1 | 4.0107 | 4.0107 | 22.5224 | 22.5224 | 3995.2519 | 29884.4839 |  | 0
1986-06-20 | 0 | 0 | 0 | 0 | -12.5669 | -12.5669 | 3982.685 | 29790.4838 |  | 0
1986-06-21 | 0 | 0 | 0 | 0 | -12.5669 | -12.5669 | 3970.1181 | 29696.4837 |  | 0
1986-06-22 | 0 | 0 | 0 | 0 | -12.5669 | -12.5669 | 3957.5513 | 29602.4836 |  | 0
1986-06-23 | 0 | 0 | 0 | 0 | -12.5669 | -12.5669 | 3944.9844 | 29508.4835 |  | 0
1986-06-24 | 0 | 0 | 0 | 0 | -12.5669 | -12.5669 | 3932.4176 | 29414.4834 |  | 0
1986-06-25 | 0 | 0 | 0 | 0 | -12.5669 | -12.5669 | 3919.8507 | 29320.4833 |  | 0
1986-06-26 | 0 | 0 | 0 | 0 | -12.5669 | -12.5669 | 3907.2838 | 29226.4832 |  | 0
1986-06-27 | 0 | 0 | 0 | 0 | -12.5669 | -12.5669 | 3894.717 | 29132.483 |  | 0
1986-06-28 | 0.00083333 | 2.3 | 4.0107 | 2.3 | -12.5669 | -12.5669 | 3882.1501 | 29038.4829 |  | 0
1986-06-29 | 0 | 0 | 0 | 0 | -12.5669 | -12.5669 | 3869.5833 | 28944.4828 |  | 0
1986-06-30 | 0 | 0 | 0 | 0 | -12.5669 | -12.5669 | 3857.0164 | 28850.4827 |  | 0
1986-07-01 | 0 | 0 | 0 | 0 | -12.5669 | -12.5669 | 3844.4495 | 28756.4826 |  | 0
1986-07-02 | 0.038333 | 105.8 | 4.0107 | 4.0107 | 89.2224 | 89.2224 | 3933.672 | 29423.8665 |  | 0
1986-07-03 | 0 | 0 | 0 | 0 | -12.5669 | -12.5669 | 3921.1051 | 29329.8664 |  | 0
1986-07-04 | 0 | 0 | 0 | 0 | -12.5669 | -12.5669 | 3908.5383 | 29235.8663 |  | 0
1986-07-05 | 0 | 0 | 0 | 0 | -12.5669 | -12.5669 | 3895.9714 | 29141.8661 |  | 0
1986-07-06 | 0 | 0 | 0 | 0 | -12.5669 | -12.5669 | 3883.4045 | 29047.866 |  | 0
1986-07-07 | 0 | 0 | 0 | 0 | -12.5669 | -12.5669 | 3870.8377 | 28953.8659 |  | 0
1986-07-08 | 0 | 0 | 0 | 0 | -12.5669 | -12.5669 | 3858.2708 | 28859.8658 |  | 0
1986-07-09 | 0 | 0 | 0 | 0 | -12.5669 | -12.5669 | 3845.704 | 28765.8657 |  | 0
1986-07-10 | 0 | 0 | 0 | 0 | -12.5669 | -12.5669 | 3833.1371 | 28671.8656 |  | 0
1986-07-11 | 0.005 | 13.8 | 4.0107 | 4.0107 | -2.7776 | -2.7776 | 3830.3596 | 28651.0895 |  | 0
1986-07-12 | 0 | 0 | 0 | 0 | -12.5669 | -12.5669 | 3817.7927 | 28557.0894 |  | 0
1986-07-13 | 0 | 0 | 0 | 0 | -12.5669 | -12.5669 | 3805.2258 | 28463.0892 |  | 0
1986-07-14 | 0 | 0 | 0 | 0 | -12.5669 | -12.5669 | 3792.659 | 28369.0891 |  | 0
1986-07-15 | 0 | 0 | 0 | 0 | -12.5669 | -12.5669 | 3780.0921 | 28275.089 |  | 0
1986-07-16 | 0 | 0 | 0 | 0 | -12.5669 | -12.5669 | 3767.5253 | 28181.0889 |  | 0
1986-07-17 | 0 | 0 | 0 | 0 | -12.5669 | -12.5669 | 3754.9584 | 28087.0888 |  | 0
1986-07-18 | 0 | 0 | 0 | 0 | -12.5669 | -12.5669 | 3742.3915 | 27993.0887 |  | 0
1986-07-19 | 0 | 0 | 0 | 0 | -12.5669 | -12.5669 | 3729.8247 | 27899.0886 |  | 0
1986-07-20 | 0 | 0 | 0 | 0 | -12.5669 | -12.5669 | 3717.2578 | 27805.0885 |  | 0
1986-07-21 | 0.020833 | 57.5 | 4.0107 | 4.0107 | 40.9224 | 40.9224 | 3758.1803 | 28111.1883 |  | 0
1986-07-22 | 0 | 0 | 0 | 0 | -12.5669 | -12.5669 | 3745.6134 | 28017.1882 |  | 0
1986-07-23 | 0 | 0 | 0 | 0 | -12.5669 | -12.5669 | 3733.0465 | 27923.1881 |  | 0
1986-07-24 | 0 | 0 | 0 | 0 | -12.5669 | -12.5669 | 3720.4797 | 27829.188 |  | 0
1986-07-25 | 0 | 0 | 0 | 0 | -12.5669 | -12.5669 | 3707.9128 | 27735.1879 |  | 0
1986-07-26 | 0 | 0 | 0 | 0 | -12.5669 | -12.5669 | 3695.346 | 27641.1878 |  | 0
1986-07-27 | 0 | 0 | 0 | 0 | -12.5669 | -12.5669 | 3682.7791 | 27547.1877 |  | 0
1986-07-28 | 0 | 0 | 0 | 0 | -12.5669 | -12.5669 | 3670.2122 | 27453.1875 |  | 0
1986-07-29 | 0 | 0 | 0 | 0 | -12.5669 | -12.5669 | 3657.6454 | 27359.1874 |  | 0
1986-07-30 | 0 | 0 | 0 | 0 | -12.5669 | -12.5669 | 3645.0785 | 27265.1873 |  | 0
1986-07-31 | 0 | 0 | 0 | 0 | -12.5669 | -12.5669 | 3632.5117 | 27171.1872 |  | 0
1986-08-01 | 0 | 0 | 0 | 0 | -12.5669 | -12.5669 | 3619.9448 | 27077.1871 |  | 0
1986-08-02 | 0 | 0 | 0 | 0 | -12.5669 | -12.5669 | 3607.3779 | 26983.187 |  | 0
1986-08-03 | 0.0083333 | 23 | 4.0107 | 4.0107 | 6.4224 | 6.4224 | 3613.8004 | 27031.2269 |  | 0
1986-08-04 | 0 | 0 | 0 | 0 | -12.5669 | -12.5669 | 3601.2335 | 26937.2268 |  | 0
1986-08-05 | 0.020833 | 57.5 | 4.0107 | 4.0107 | 40.9224 | 40.9224 | 3642.156 | 27243.3266 |  | 0
1986-08-06 | 0 | 0 | 0 | 0 | -12.5669 | -12.5669 | 3629.5891 | 27149.3265 |  | 0
1986-08-07 | 0.0075 | 20.7 | 4.0107 | 4.0107 | 4.1224 | 4.1224 | 3633.7116 | 27180.1624 |  | 0
1986-08-08 | 0.013333 | 36.8 | 4.0107 | 4.0107 | 20.2224 | 20.2224 | 3653.934 | 27331.4263 |  | 0
1986-08-09 | 0.0025 | 6.9 | 4.0107 | 4.0107 | -9.6776 | -9.6776 | 3644.2564 | 27259.0382 |  | 0
1986-08-10 | 0.0025 | 6.9 | 4.0107 | 4.0107 | -9.6776 | -9.6776 | 3634.5789 | 27186.6501 |  | 0
1986-08-11 | 0 | 0 | 0 | 0 | -12.5669 | -12.5669 | 3622.012 | 27092.65 |  | 0
1986-08-12 | 0 | 0 | 0 | 0 | -12.5669 | -12.5669 | 3609.4452 | 26998.6499 |  | 0
1986-08-13 | 0 | 0 | 0 | 0 | -12.5669 | -12.5669 | 3596.8783 | 26904.6497 |  | 0
1986-08-14 | 0 | 0 | 0 | 0 | -12.5669 | -12.5669 | 3584.3114 | 26810.6496 |  | 0
1986-08-15 | 0.011667 | 32.2 | 4.0107 | 4.0107 | 15.6224 | 15.6224 | 3599.9339 | 26927.5055 |  | 0
1986-08-16 | 0.00083333 | 2.3 | 4.0107 | 2.3 | -12.5669 | -12.5669 | 3587.367 | 26833.5054 |  | 0
1986-08-17 | 0 | 0 | 0 | 0 | -12.5669 | -12.5669 | 3574.8002 | 26739.5053 |  | 0
1986-08-18 | 0 | 0 | 0 | 0 | -12.5669 | -12.5669 | 3562.2333 | 26645.5052 |  | 0
1986-08-19 | 0 | 0 | 0 | 0 | -12.5669 | -12.5669 | 3549.6665 | 26551.5051 |  | 0
1986-08-20 | 0 | 0 | 0 | 0 | -12.5669 | -12.5669 | 3537.0996 | 26457.505 |  | 0
1986-08-21 | 0 | 0 | 0 | 0 | -12.5669 | -12.5669 | 3524.5327 | 26363.5048 |  | 0
1986-08-22 | 0 | 0 | 0 | 0 | -12.5669 | -12.5669 | 3511.9659 | 26269.5047 |  | 0
1986-08-23 | 0 | 0 | 0 | 0 | -12.5669 | -12.5669 | 3499.399 | 26175.5046 |  | 0
1986-08-24 | 0.0016667 | 4.6 | 4.0107 | 4.0107 | -11.9776 | -11.9776 | 3487.4215 | 26085.9125 |  | 0
1986-08-25 | 0 | 0 | 0 | 0 | -12.5669 | -12.5669 | 3474.8546 | 25991.9124 |  | 0
1986-08-26 | 0.0016667 | 4.6 | 4.0107 | 4.0107 | -11.9776 | -11.9776 | 3462.877 | 25902.3203 |  | 0
1986-08-27 | 0.014167 | 39.1 | 4.0107 | 4.0107 | 22.5224 | 22.5224 | 3485.3995 | 26070.7882 |  | 0
1986-08-28 | 0 | 0 | 0 | 0 | -12.5669 | -12.5669 | 3472.8326 | 25976.7881 |  | 0
1986-08-29 | 0 | 0 | 0 | 0 | -12.5669 | -12.5669 | 3460.2658 | 25882.7879 |  | 0
1986-08-30 | 0 | 0 | 0 | 0 | -12.5669 | -12.5669 | 3447.6989 | 25788.7878 |  | 0
1986-08-31 | 0.09 | 248.4 | 4.0107 | 4.0107 | 231.8224 | 231.8224 | 3679.5214 | 27522.8197 |  | 0
1986-09-01 | 0.050833 | 140.3 | 4.0107 | 4.0107 | 123.7224 | 123.7224 | 3803.2438 | 28448.2636 |  | 0
1986-09-02 | 0.016667 | 46 | 4.0107 | 4.0107 | 29.4224 | 29.4224 | 3832.6662 | 28668.3435 |  | 0
1986-09-03 | 0.015 | 41.4 | 4.0107 | 4.0107 | 24.8224 | 24.8224 | 3857.4887 | 28854.0154 |  | 0
1986-09-04 | 0.19167 | 529 | 4.0107 | 4.0107 | 512.4224 | 512.4224 | 3997.8631 | 29904.0163 |  | 359.4811
1986-09-05 | 0.11667 | 322 | 4.0107 | 4.0107 | 305.4224 | 305.4224 | 3997.8631 | 29904.0163 |  | 292.8556
1986-09-06 | 0 | 0 | 0 | 0 | -12.5669 | -12.5669 | 3985.2963 | 29810.0162 |  | 0
1986-09-07 | 0 | 0 | 0 | 0 | -12.5669 | -12.5669 | 3972.7294 | 29716.0161 |  | 0
1986-09-08 | 0 | 0 | 0 | 0 | -12.5669 | -12.5669 | 3960.1626 | 29622.0159 |  | 0
1986-09-09 | 0 | 0 | 0 | 0 | -12.5669 | -12.5669 | 3947.5957 | 29528.0158 |  | 0
1986-09-10 | 0.035833 | 98.9 | 4.0107 | 4.0107 | 82.3224 | 82.3224 | 3997.8631 | 29904.0163 |  | 19.4881
1986-09-11 | 0 | 0 | 0 | 0 | -12.5669 | -12.5669 | 3985.2963 | 29810.0162 |  | 0
1986-09-12 | 0 | 0 | 0 | 0 | -12.5669 | -12.5669 | 3972.7294 | 29716.0161 |  | 0
1986-09-13 | 0 | 0 | 0 | 0 | -12.5669 | -12.5669 | 3960.1626 | 29622.0159 |  | 0
1986-09-14 | 0.085 | 234.6 | 4.0107 | 4.0107 | 218.0224 | 218.0224 | 3997.8631 | 29904.0163 |  | 167.755
1986-09-15 | 0.0058333 | 16.1 | 4.0107 | 4.0107 | -0.47756 | -0.47756 | 3997.3856 | 29900.4442 |  | 0
1986-09-16 | 0 | 0 | 0 | 0 | -12.5669 | -12.5669 | 3984.8187 | 29806.4441 |  | 0
1986-09-17 | 0 | 0 | 0 | 0 | -12.5669 | -12.5669 | 3972.2519 | 29712.4439 |  | 0
1986-09-18 | 0.0025 | 6.9 | 4.0107 | 4.0107 | -9.6776 | -9.6776 | 3962.5743 | 29640.0558 |  | 0
1986-09-19 | 0 | 0 | 0 | 0 | -12.5669 | -12.5669 | 3950.0074 | 29546.0557 |  | 0
1986-09-20 | 0 | 0 | 0 | 0 | -12.5669 | -12.5669 | 3937.4406 | 29452.0556 |  | 0
1986-09-21 | 0 | 0 | 0 | 0 | -12.5669 | -12.5669 | 3924.8737 | 29358.0555 |  | 0
1986-09-22 | 0 | 0 | 0 | 0 | -12.5669 | -12.5669 | 3912.3069 | 29264.0554 |  | 0
1986-09-23 | 0 | 0 | 0 | 0 | -12.5669 | -12.5669 | 3899.74 | 29170.0553 |  | 0
1986-09-24 | 0 | 0 | 0 | 0 | -12.5669 | -12.5669 | 3887.1731 | 29076.0552 |  | 0
1986-09-25 | 0 | 0 | 0 | 0 | -12.5669 | -12.5669 | 3874.6063 | 28982.055 |  | 0
1986-09-26 | 0 | 0 | 0 | 0 | -12.5669 | -12.5669 | 3862.0394 | 28888.0549 |  | 0
1986-09-27 | 0.005 | 13.8 | 4.0107 | 4.0107 | -2.7776 | -2.7776 | 3859.2619 | 28867.2788 |  | 0
1986-09-28 | 0 | 0 | 0 | 0 | -12.5669 | -12.5669 | 3846.695 | 28773.2787 |  | 0
1986-09-29 | 0.0025 | 6.9 | 4.0107 | 4.0107 | -9.6776 | -9.6776 | 3837.0175 | 28700.8906 |  | 0
1986-09-30 | 0.036667 | 101.2 | 4.0107 | 4.0107 | 84.6224 | 84.6224 | 3921.6399 | 29333.8665 |  | 0
1986-10-01 | 0.025 | 69 | 4.0107 | 4.0107 | 52.4224 | 52.4224 | 3974.0623 | 29725.9864 |  | 0
1986-10-02 | 0.011667 | 32.2 | 4.0107 | 4.0107 | 15.6224 | 15.6224 | 3989.6848 | 29842.8423 |  | 0
1986-10-03 | 0.059167 | 163.3 | 4.0107 | 4.0107 | 146.7224 | 146.7224 | 3997.8631 | 29904.0163 |  | 125.9772
1986-10-04 | 0.0041667 | 11.5 | 4.0107 | 4.0107 | -5.0776 | -5.0776 | 3992.7856 | 29866.0362 |  | 0
1986-10-05 | 0.018333 | 50.6 | 4.0107 | 4.0107 | 34.0224 | 34.0224 | 3997.8631 | 29904.0163 |  | 16.378
1986-10-06 | 0.00083333 | 2.3 | 4.0107 | 2.3 | -12.5669 | -12.5669 | 3985.2963 | 29810.0162 |  | 0
1986-10-07 | 0 | 0 | 0 | 0 | -12.5669 | -12.5669 | 3972.7294 | 29716.0161 |  | 0
1986-10-08 | 0 | 0 | 0 | 0 | -12.5669 | -12.5669 | 3960.1626 | 29622.0159 |  | 0
1986-10-09 | 0 | 0 | 0 | 0 | -12.5669 | -12.5669 | 3947.5957 | 29528.0158 |  | 0
1986-10-10 | 0 | 0 | 0 | 0 | -12.5669 | -12.5669 | 3935.0288 | 29434.0157 |  | 0
1986-10-11 | 0.0041667 | 11.5 | 4.0107 | 4.0107 | -5.0776 | -5.0776 | 3929.9513 | 29396.0356 |  | 0
1986-10-12 | 0.010833 | 29.9 | 4.0107 | 4.0107 | 13.3224 | 13.3224 | 3943.2737 | 29495.6875 |  | 0
1986-10-13 | 0 | 0 | 0 | 0 | -12.5669 | -12.5669 | 3930.7069 | 29401.6874 |  | 0
1986-10-14 | 0 | 0 | 0 | 0 | -12.5669 | -12.5669 | 3918.14 | 29307.6873 |  | 0
1986-10-15 | 0 | 0 | 0 | 0 | -12.5669 | -12.5669 | 3905.5731 | 29213.6872 |  | 0
1986-10-16 | 0 | 0 | 0 | 0 | -12.5669 | -12.5669 | 3893.0063 | 29119.687 |  | 0
1986-10-17 | 0 | 0 | 0 | 0 | -12.5669 | -12.5669 | 3880.4394 | 29025.6869 |  | 0
1986-10-18 | 0 | 0 | 0 | 0 | -12.5669 | -12.5669 | 3867.8726 | 28931.6868 |  | 0
1986-10-19 | 0 | 0 | 0 | 0 | -12.5669 | -12.5669 | 3855.3057 | 28837.6867 |  | 0
1986-10-20 | 0 | 0 | 0 | 0 | -12.5669 | -12.5669 | 3842.7388 | 28743.6866 |  | 0
1986-10-21 | 0.16417 | 453.1 | 4.0107 | 4.0107 | 436.5224 | 436.5224 | 3997.8631 | 29904.0163 |  | 268.8313
1986-10-22 | 0.065833 | 181.7 | 4.0107 | 4.0107 | 165.1224 | 165.1224 | 3997.8631 | 29904.0163 |  | 152.5556
1986-10-23 | 0 | 0 | 0 | 0 | -12.5669 | -12.5669 | 3985.2963 | 29810.0162 |  | 0
1986-10-24 | 0 | 0 | 0 | 0 | -12.5669 | -12.5669 | 3972.7294 | 29716.0161 |  | 0
1986-10-25 | 0 | 0 | 0 | 0 | -12.5669 | -12.5669 | 3960.1626 | 29622.0159 |  | 0
1986-10-26 | 0 | 0 | 0 | 0 | -12.5669 | -12.5669 | 3947.5957 | 29528.0158 |  | 0
1986-10-27 | 0 | 0 | 0 | 0 | -12.5669 | -12.5669 | 3935.0288 | 29434.0157 |  | 0
1986-10-28 | 0 | 0 | 0 | 0 | -12.5669 | -12.5669 | 3922.462 | 29340.0156 |  | 0
1986-10-29 | 0 | 0 | 0 | 0 | -12.5669 | -12.5669 | 3909.8951 | 29246.0155 |  | 0
1986-10-30 | 0 | 0 | 0 | 0 | -12.5669 | -12.5669 | 3897.3283 | 29152.0154 |  | 0
1986-10-31 | 0 | 0 | 0 | 0 | -12.5669 | -12.5669 | 3884.7614 | 29058.0153 |  | 0
1986-11-01 | 0 | 0 | 0 | 0 | -12.5669 | -12.5669 | 3872.1945 | 28964.0152 |  | 0
1986-11-02 | 0 | 0 | 0 | 0 | -12.5669 | -12.5669 | 3859.6277 | 28870.015 |  | 0
1986-11-03 | 0.0058333 | 16.1 | 4.0107 | 4.0107 | -0.47756 | -0.47756 | 3859.1501 | 28866.4429 |  | 0
1986-11-04 | 0.10583 | 292.1 | 4.0107 | 4.0107 | 275.5224 | 275.5224 | 3997.8631 | 29904.0163 |  | 124.2426
1986-11-05 | 0 | 0 | 0 | 0 | -12.5669 | -12.5669 | 3985.2963 | 29810.0162 |  | 0
1986-11-06 | 0 | 0 | 0 | 0 | -12.5669 | -12.5669 | 3972.7294 | 29716.0161 |  | 0
1986-11-07 | 0 | 0 | 0 | 0 | -12.5669 | -12.5669 | 3960.1626 | 29622.0159 |  | 0
1986-11-08 | 0.00083333 | 2.3 | 4.0107 | 2.3 | -12.5669 | -12.5669 | 3947.5957 | 29528.0158 |  | 0
1986-11-09 | 0 | 0 | 0 | 0 | -12.5669 | -12.5669 | 3935.0288 | 29434.0157 |  | 0
1986-11-10 | 0.0083333 | 23 | 4.0107 | 4.0107 | 6.4224 | 6.4224 | 3941.4513 | 29482.0556 |  | 0
1986-11-11 | 0 | 0 | 0 | 0 | -12.5669 | -12.5669 | 3928.8844 | 29388.0555 |  | 0
1986-11-12 | 0 | 0 | 0 | 0 | -12.5669 | -12.5669 | 3916.3176 | 29294.0554 |  | 0
1986-11-13 | 0 | 0 | 0 | 0 | -12.5669 | -12.5669 | 3903.7507 | 29200.0553 |  | 0
1986-11-14 | 0 | 0 | 0 | 0 | -12.5669 | -12.5669 | 3891.1838 | 29106.0552 |  | 0
1986-11-15 | 0 | 0 | 0 | 0 | -12.5669 | -12.5669 | 3878.617 | 29012.055 |  | 0
1986-11-16 | 0 | 0 | 0 | 0 | -12.5669 | -12.5669 | 3866.0501 | 28918.0549 |  | 0
1986-11-17 | 0 | 0 | 0 | 0 | -12.5669 | -12.5669 | 3853.4833 | 28824.0548 |  | 0
1986-11-18 | 0 | 0 | 0 | 0 | -12.5669 | -12.5669 | 3840.9164 | 28730.0547 |  | 0
1986-11-19 | 0.0075 | 20.7 | 4.0107 | 4.0107 | 4.1224 | 4.1224 | 3845.0388 | 28760.8906 |  | 0
1986-11-20 | 0 | 0 | 0 | 0 | -12.5669 | -12.5669 | 3832.472 | 28666.8905 |  | 0
1986-11-21 | 0 | 0 | 0 | 0 | -12.5669 | -12.5669 | 3819.9051 | 28572.8904 |  | 0
1986-11-22 | 0 | 0 | 0 | 0 | -12.5669 | -12.5669 | 3807.3383 | 28478.8903 |  | 0
1986-11-23 | 0.0066667 | 18.4 | 4.0107 | 4.0107 | 1.8224 | 1.8224 | 3809.1607 | 28492.5221 |  | 0
1986-11-24 | 0 | 0 | 0 | 0 | -12.5669 | -12.5669 | 3796.5939 | 28398.522 |  | 0
1986-11-25 | 0.1175 | 324.3 | 4.0107 | 4.0107 | 307.7224 | 307.7224 | 3997.8631 | 29904.0163 |  | 93.8863
1986-11-26 | 0 | 0 | 0 | 0 | -12.5669 | -12.5669 | 3985.2963 | 29810.0162 |  | 0
1986-11-27 | 0 | 0 | 0 | 0 | -12.5669 | -12.5669 | 3972.7294 | 29716.0161 |  | 0
1986-11-28 | 0 | 0 | 0 | 0 | -12.5669 | -12.5669 | 3960.1626 | 29622.0159 |  | 0
1986-11-29 | 0 | 0 | 0 | 0 | -12.5669 | -12.5669 | 3947.5957 | 29528.0158 |  | 0
1986-11-30 | 0 | 0 | 0 | 0 | -12.5669 | -12.5669 | 3935.0288 | 29434.0157 |  | 0
1986-12-01 | 0 | 0 | 0 | 0 | -12.5669 | -12.5669 | 3922.462 | 29340.0156 |  | 0
1986-12-02 | 0 | 0 | 0 | 0 | -12.5669 | -12.5669 | 3909.8951 | 29246.0155 |  | 0
1986-12-03 | 0 | 0 | 0 | 0 | -12.5669 | -12.5669 | 3897.3283 | 29152.0154 |  | 0
1986-12-04 | 0 | 0 | 0 | 0 | -12.5669 | -12.5669 | 3884.7614 | 29058.0153 |  | 0
1986-12-05 | 0 | 0 | 0 | 0 | -12.5669 | -12.5669 | 3872.1945 | 28964.0152 |  | 0
1986-12-06 | 0.011667 | 32.2 | 4.0107 | 4.0107 | 15.6224 | 15.6224 | 3887.817 | 29080.871 |  | 0
1986-12-07 | 0.03 | 82.8 | 4.0107 | 4.0107 | 66.2224 | 66.2224 | 3954.0394 | 29576.2149 |  | 0
1986-12-08 | 0.00083333 | 2.3 | 4.0107 | 2.3 | -12.5669 | -12.5669 | 3941.4726 | 29482.2148 |  | 0
1986-12-09 | 0 | 0 | 0 | 0 | -12.5669 | -12.5669 | 3928.9057 | 29388.2147 |  | 0
1986-12-10 | 0 | 0 | 0 | 0 | -12.5669 | -12.5669 | 3916.3388 | 29294.2146 |  | 0
1986-12-11 | 0 | 0 | 0 | 0 | -12.5669 | -12.5669 | 3903.772 | 29200.2145 |  | 0
1986-12-12 | 0 | 0 | 0 | 0 | -12.5669 | -12.5669 | 3891.2051 | 29106.2144 |  | 0
1986-12-13 | 0 | 0 | 0 | 0 | -12.5669 | -12.5669 | 3878.6383 | 29012.2143 |  | 0
1986-12-14 | 0 | 0 | 0 | 0 | -12.5669 | -12.5669 | 3866.0714 | 28918.2141 |  | 0
1986-12-15 | 0.0025 | 6.9 | 4.0107 | 4.0107 | -9.6776 | -9.6776 | 3856.3939 | 28845.826 |  | 0
1986-12-16 | 0.00083333 | 2.3 | 4.0107 | 2.3 | -12.5669 | -12.5669 | 3843.827 | 28751.8259 |  | 0
1986-12-17 | 0.0091667 | 25.3 | 4.0107 | 4.0107 | 8.7224 | 8.7224 | 3852.5494 | 28817.0698 |  | 0
1986-12-18 | 0.018333 | 50.6 | 4.0107 | 4.0107 | 34.0224 | 34.0224 | 3886.5719 | 29071.5577 |  | 0
1986-12-19 | 0 | 0 | 0 | 0 | -12.5669 | -12.5669 | 3874.005 | 28977.5576 |  | 0
1986-12-20 | 0 | 0 | 0 | 0 | -12.5669 | -12.5669 | 3861.4382 | 28883.5575 |  | 0
1986-12-21 | 0.0025 | 6.9 | 4.0107 | 4.0107 | -9.6776 | -9.6776 | 3851.7606 | 28811.1694 |  | 0
1986-12-22 | 0 | 0 | 0 | 0 | -12.5669 | -12.5669 | 3839.1937 | 28717.1692 |  | 0
1986-12-23 | 0 | 0 | 0 | 0 | -12.5669 | -12.5669 | 3826.6269 | 28623.1691 |  | 0
1986-12-24 | 0 | 0 | 0 | 0 | -12.5669 | -12.5669 | 3814.06 | 28529.169 |  | 0
1986-12-25 | 0 | 0 | 0 | 0 | -12.5669 | -12.5669 | 3801.4932 | 28435.1689 |  | 0
1986-12-26 | 0 | 0 | 0 | 0 | -12.5669 | -12.5669 | 3788.9263 | 28341.1688 |  | 0
1986-12-27 | 0 | 0 | 0 | 0 | -12.5669 | -12.5669 | 3776.3594 | 28247.1687 |  | 0
1986-12-28 | 0 | 0 | 0 | 0 | -12.5669 | -12.5669 | 3763.7926 | 28153.1686 |  | 0
1986-12-29 | 0 | 0 | 0 | 0 | -12.5669 | -12.5669 | 3751.2257 | 28059.1685 |  | 0
1986-12-30 | 0 | 0 | 0 | 0 | -12.5669 | -12.5669 | 3738.6589 | 27965.1683 |  | 0
1986-12-31 | 0 | 0 | 0 | 0 | -12.5669 | -12.5669 | 3726.092 | 27871.1682 |  | 0
1987-01-01 | 0 | 0 | 0 | 0 | -12.5669 | -12.5669 | 3713.5251 | 27777.1681 |  | 0
1987-01-02 | 0 | 0 | 0 | 0 | -12.5669 | -12.5669 | 3700.9583 | 27683.168 |  | 0
1987-01-03 | 0.00083333 | 2.3 | 4.0107 | 2.3 | -12.5669 | -12.5669 | 3688.3914 | 27589.1679 |  | 0
1987-01-04 | 0 | 0 | 0 | 0 | -12.5669 | -12.5669 | 3675.8246 | 27495.1678 |  | 0
1987-01-05 | 0 | 0 | 0 | 0 | -12.5669 | -12.5669 | 3663.2577 | 27401.1677 |  | 0
1987-01-06 | 0 | 0 | 0 | 0 | -12.5669 | -12.5669 | 3650.6908 | 27307.1675 |  | 0
1987-01-07 | 0 | 0 | 0 | 0 | -12.5669 | -12.5669 | 3638.124 | 27213.1674 |  | 0
1987-01-08 | 0.0625 | 172.5 | 4.0107 | 4.0107 | 155.9224 | 155.9224 | 3794.0464 | 28379.4673 |  | 0
1987-01-09 | 0.0225 | 62.1 | 4.0107 | 4.0107 | 45.5224 | 45.5224 | 3839.5689 | 28719.9752 |  | 0
1987-01-10 | 0 | 0 | 0 | 0 | -12.5669 | -12.5669 | 3827.002 | 28625.9751 |  | 0
1987-01-11 | 0 | 0 | 0 | 0 | -12.5669 | -12.5669 | 3814.4352 | 28531.975 |  | 0
1987-01-12 | 0 | 0 | 0 | 0 | -12.5669 | -12.5669 | 3801.8683 | 28437.9749 |  | 0
1987-01-13 | 0 | 0 | 0 | 0 | -12.5669 | -12.5669 | 3789.3014 | 28343.9748 |  | 0
1987-01-14 | 0 | 0 | 0 | 0 | -12.5669 | -12.5669 | 3776.7346 | 28249.9746 |  | 0
1987-01-15 | 0.00083333 | 2.3 | 4.0107 | 2.3 | -12.5669 | -12.5669 | 3764.1677 | 28155.9745 |  | 0
1987-01-16 | 0.011667 | 32.2 | 4.0107 | 4.0107 | 15.6224 | 15.6224 | 3779.7902 | 28272.8304 |  | 0
1987-01-17 | 0.0425 | 117.3 | 4.0107 | 4.0107 | 100.7224 | 100.7224 | 3880.5126 | 29026.2343 |  | 0
1987-01-18 | 0.0075 | 20.7 | 4.0107 | 4.0107 | 4.1224 | 4.1224 | 3884.6351 | 29057.0702 |  | 0
1987-01-19 | 0 | 0 | 0 | 0 | -12.5669 | -12.5669 | 3872.0682 | 28963.0701 |  | 0
1987-01-20 | 0 | 0 | 0 | 0 | -12.5669 | -12.5669 | 3859.5013 | 28869.07 |  | 0
1987-01-21 | 0 | 0 | 0 | 0 | -12.5669 | -12.5669 | 3846.9345 | 28775.0699 |  | 0
1987-01-22 | 0 | 0 | 0 | 0 | -12.5669 | -12.5669 | 3834.3676 | 28681.0697 |  | 0
1987-01-23 | 0 | 0 | 0 | 0 | -12.5669 | -12.5669 | 3821.8008 | 28587.0696 |  | 0
1987-01-24 | 0 | 0 | 0 | 0 | -12.5669 | -12.5669 | 3809.2339 | 28493.0695 |  | 0
1987-01-25 | 0 | 0 | 0 | 0 | -12.5669 | -12.5669 | 3796.667 | 28399.0694 |  | 0
1987-01-26 | 0 | 0 | 0 | 0 | -12.5669 | -12.5669 | 3784.1002 | 28305.0693 |  | 0
1987-01-27 | 0 | 0 | 0 | 0 | -12.5669 | -12.5669 | 3771.5333 | 28211.0692 |  | 0
1987-01-28 | 0 | 0 | 0 | 0 | -12.5669 | -12.5669 | 3758.9665 | 28117.0691 |  | 0
1987-01-29 | 0 | 0 | 0 | 0 | -12.5669 | -12.5669 | 3746.3996 | 28023.069 |  | 0
1987-01-30 | 0 | 0 | 0 | 0 | -12.5669 | -12.5669 | 3733.8327 | 27929.0688 |  | 0
1987-01-31 | 0 | 0 | 0 | 0 | -12.5669 | -12.5669 | 3721.2659 | 27835.0687 |  | 0
1987-02-01 | 0.028333 | 78.2 | 4.0107 | 4.0107 | 61.6224 | 61.6224 | 3782.8883 | 28296.0046 |  | 0
1987-02-02 | 0 | 0 | 0 | 0 | -12.5669 | -12.5669 | 3770.3215 | 28202.0045 |  | 0
1987-02-03 | 0 | 0 | 0 | 0 | -12.5669 | -12.5669 | 3757.7546 | 28108.0044 |  | 0
1987-02-04 | 0 | 0 | 0 | 0 | -12.5669 | -12.5669 | 3745.1877 | 28014.0043 |  | 0
1987-02-05 | 0.080833 | 223.1 | 4.0107 | 4.0107 | 206.5224 | 206.5224 | 3951.7102 | 29558.7922 |  | 0
1987-02-06 | 0 | 0 | 0 | 0 | -12.5669 | -12.5669 | 3939.1433 | 29464.7921 |  | 0
1987-02-07 | 0 | 0 | 0 | 0 | -12.5669 | -12.5669 | 3926.5765 | 29370.7919 |  | 0
1987-02-08 | 0 | 0 | 0 | 0 | -12.5669 | -12.5669 | 3914.0096 | 29276.7918 |  | 0
1987-02-09 | 0 | 0 | 0 | 0 | -12.5669 | -12.5669 | 3901.4427 | 29182.7917 |  | 0
1987-02-10 | 0 | 0 | 0 | 0 | -12.5669 | -12.5669 | 3888.8759 | 29088.7916 |  | 0
1987-02-11 | 0 | 0 | 0 | 0 | -12.5669 | -12.5669 | 3876.309 | 28994.7915 |  | 0
1987-02-12 | 0 | 0 | 0 | 0 | -12.5669 | -12.5669 | 3863.7422 | 28900.7914 |  | 0
1987-02-13 | 0 | 0 | 0 | 0 | -12.5669 | -12.5669 | 3851.1753 | 28806.7913 |  | 0
1987-02-14 | 0.019167 | 52.9 | 4.0107 | 4.0107 | 36.3224 | 36.3224 | 3887.4977 | 29078.4832 |  | 0
1987-02-15 | 0.0025 | 6.9 | 4.0107 | 4.0107 | -9.6776 | -9.6776 | 3877.8202 | 29006.095 |  | 0
1987-02-16 | 0 | 0 | 0 | 0 | -12.5669 | -12.5669 | 3865.2533 | 28912.0949 |  | 0
1987-02-17 | 0 | 0 | 0 | 0 | -12.5669 | -12.5669 | 3852.6865 | 28818.0948 |  | 0
1987-02-18 | 0 | 0 | 0 | 0 | -12.5669 | -12.5669 | 3840.1196 | 28724.0947 |  | 0
1987-02-19 | 0.005 | 13.8 | 4.0107 | 4.0107 | -2.7776 | -2.7776 | 3837.3421 | 28703.3186 |  | 0
1987-02-20 | 0.01 | 27.6 | 4.0107 | 4.0107 | 11.0224 | 11.0224 | 3848.3645 | 28785.7665 |  | 0
1987-02-21 | 0 | 0 | 0 | 0 | -12.5669 | -12.5669 | 3835.7976 | 28691.7664 |  | 0
1987-02-22 | 0.0083333 | 23 | 4.0107 | 4.0107 | 6.4224 | 6.4224 | 3842.2201 | 28739.8062 |  | 0
1987-02-23 | 0.00083333 | 2.3 | 4.0107 | 2.3 | -12.5669 | -12.5669 | 3829.6532 | 28645.8061 |  | 0
1987-02-24 | 0.021667 | 59.8 | 4.0107 | 4.0107 | 43.2224 | 43.2224 | 3872.8757 | 28969.11 |  | 0
1987-02-25 | 0.036667 | 101.2 | 4.0107 | 4.0107 | 84.6224 | 84.6224 | 3957.4981 | 29602.0859 |  | 0
1987-02-26 | 0.045 | 124.2 | 4.0107 | 4.0107 | 107.6224 | 107.6224 | 3997.8631 | 29904.0163 |  | 54.6906
1987-02-27 | 0.02 | 55.2 | 4.0107 | 4.0107 | 38.6224 | 38.6224 | 3997.8631 | 29904.0163 |  | 26.0556
1987-02-28 | 0.068333 | 188.6 | 4.0107 | 4.0107 | 172.0224 | 172.0224 | 3997.8631 | 29904.0163 |  | 159.4556
1987-03-01 | 0 | 0 | 0 | 0 | -12.5669 | -12.5669 | 3985.2963 | 29810.0162 |  | 0
1987-03-02 | 0 | 0 | 0 | 0 | -12.5669 | -12.5669 | 3972.7294 | 29716.0161 |  | 0
1987-03-03 | 0 | 0 | 0 | 0 | -12.5669 | -12.5669 | 3960.1626 | 29622.0159 |  | 0
1987-03-04 | 0 | 0 | 0 | 0 | -12.5669 | -12.5669 | 3947.5957 | 29528.0158 |  | 0
1987-03-05 | 0 | 0 | 0 | 0 | -12.5669 | -12.5669 | 3935.0288 | 29434.0157 |  | 0
1987-03-06 | 0 | 0 | 0 | 0 | -12.5669 | -12.5669 | 3922.462 | 29340.0156 |  | 0
1987-03-07 | 0 | 0 | 0 | 0 | -12.5669 | -12.5669 | 3909.8951 | 29246.0155 |  | 0
1987-03-08 | 0 | 0 | 0 | 0 | -12.5669 | -12.5669 | 3897.3283 | 29152.0154 |  | 0
1987-03-09 | 0.0033333 | 9.2 | 4.0107 | 4.0107 | -7.3776 | -7.3776 | 3889.9507 | 29096.8313 |  | 0
1987-03-10 | 0 | 0 | 0 | 0 | -12.5669 | -12.5669 | 3877.3838 | 29002.8312 |  | 0
1987-03-11 | 0 | 0 | 0 | 0 | -12.5669 | -12.5669 | 3864.817 | 28908.831 |  | 0
1987-03-12 | 0 | 0 | 0 | 0 | -12.5669 | -12.5669 | 3852.2501 | 28814.8309 |  | 0
1987-03-13 | 0 | 0 | 0 | 0 | -12.5669 | -12.5669 | 3839.6833 | 28720.8308 |  | 0
1987-03-14 | 0 | 0 | 0 | 0 | -12.5669 | -12.5669 | 3827.1164 | 28626.8307 |  | 0
1987-03-15 | 0 | 0 | 0 | 0 | -12.5669 | -12.5669 | 3814.5495 | 28532.8306 |  | 0
1987-03-16 | 0.081667 | 225.4 | 4.0107 | 4.0107 | 208.8224 | 208.8224 | 3997.8631 | 29904.0163 |  | 12.942
1987-03-17 | 0 | 0 | 0 | 0 | -12.5669 | -12.5669 | 3985.2963 | 29810.0162 |  | 0
1987-03-18 | 0 | 0 | 0 | 0 | -12.5669 | -12.5669 | 3972.7294 | 29716.0161 |  | 0
1987-03-19 | 0 | 0 | 0 | 0 | -12.5669 | -12.5669 | 3960.1626 | 29622.0159 |  | 0
1987-03-20 | 0 | 0 | 0 | 0 | -12.5669 | -12.5669 | 3947.5957 | 29528.0158 |  | 0
1987-03-21 | 0.00083333 | 2.3 | 4.0107 | 2.3 | -12.5669 | -12.5669 | 3935.0288 | 29434.0157 |  | 0
1987-03-22 | 0 | 0 | 0 | 0 | -12.5669 | -12.5669 | 3922.462 | 29340.0156 |  | 0
1987-03-23 | 0.0275 | 75.9 | 4.0107 | 4.0107 | 59.3224 | 59.3224 | 3981.7844 | 29783.7475 |  | 0
1987-03-24 | 0 | 0 | 0 | 0 | -12.5669 | -12.5669 | 3969.2176 | 29689.7474 |  | 0
1987-03-25 | 0 | 0 | 0 | 0 | -12.5669 | -12.5669 | 3956.6507 | 29595.7473 |  | 0
1987-03-26 | 0.044167 | 121.9 | 4.0107 | 4.0107 | 105.3224 | 105.3224 | 3997.8631 | 29904.0163 |  | 51.5431
1987-03-27 | 0 | 0 | 0 | 0 | -12.5669 | -12.5669 | 3985.2963 | 29810.0162 |  | 0
1987-03-28 | 0 | 0 | 0 | 0 | -12.5669 | -12.5669 | 3972.7294 | 29716.0161 |  | 0
1987-03-29 | 0 | 0 | 0 | 0 | -12.5669 | -12.5669 | 3960.1626 | 29622.0159 |  | 0
1987-03-30 | 0 | 0 | 0 | 0 | -12.5669 | -12.5669 | 3947.5957 | 29528.0158 |  | 0
1987-03-31 | 0 | 0 | 0 | 0 | -12.5669 | -12.5669 | 3935.0288 | 29434.0157 |  | 0
1987-04-01 | 0 | 0 | 0 | 0 | -12.5669 | -12.5669 | 3922.462 | 29340.0156 |  | 0
1987-04-02 | 0 | 0 | 0 | 0 | -12.5669 | -12.5669 | 3909.8951 | 29246.0155 |  | 0
1987-04-03 | 0 | 0 | 0 | 0 | -12.5669 | -12.5669 | 3897.3283 | 29152.0154 |  | 0
1987-04-04 | 0 | 0 | 0 | 0 | -12.5669 | -12.5669 | 3884.7614 | 29058.0153 |  | 0
1987-04-05 | 0.0025 | 6.9 | 4.0107 | 4.0107 | -9.6776 | -9.6776 | 3875.0838 | 28985.6272 |  | 0
1987-04-06 | 0 | 0 | 0 | 0 | -12.5669 | -12.5669 | 3862.517 | 28891.627 |  | 0
1987-04-07 | 0 | 0 | 0 | 0 | -12.5669 | -12.5669 | 3849.9501 | 28797.6269 |  | 0
1987-04-08 | 0 | 0 | 0 | 0 | -12.5669 | -12.5669 | 3837.3833 | 28703.6268 |  | 0
1987-04-09 | 0 | 0 | 0 | 0 | -12.5669 | -12.5669 | 3824.8164 | 28609.6267 |  | 0
1987-04-10 | 0 | 0 | 0 | 0 | -12.5669 | -12.5669 | 3812.2495 | 28515.6266 |  | 0
1987-04-11 | 0 | 0 | 0 | 0 | -12.5669 | -12.5669 | 3799.6827 | 28421.6265 |  | 0
1987-04-12 | 0 | 0 | 0 | 0 | -12.5669 | -12.5669 | 3787.1158 | 28327.6264 |  | 0
1987-04-13 | 0 | 0 | 0 | 0 | -12.5669 | -12.5669 | 3774.549 | 28233.6263 |  | 0
1987-04-14 | 0 | 0 | 0 | 0 | -12.5669 | -12.5669 | 3761.9821 | 28139.6261 |  | 0
1987-04-15 | 0 | 0 | 0 | 0 | -12.5669 | -12.5669 | 3749.4152 | 28045.626 |  | 0
1987-04-16 | 0 | 0 | 0 | 0 | -12.5669 | -12.5669 | 3736.8484 | 27951.6259 |  | 0
1987-04-17 | 0 | 0 | 0 | 0 | -12.5669 | -12.5669 | 3724.2815 | 27857.6258 |  | 0
1987-04-18 | 0 | 0 | 0 | 0 | -12.5669 | -12.5669 | 3711.7147 | 27763.6257 |  | 0
1987-04-19 | 0 | 0 | 0 | 0 | -12.5669 | -12.5669 | 3699.1478 | 27669.6256 |  | 0
1987-04-20 | 0.0083333 | 23 | 4.0107 | 4.0107 | 6.4224 | 6.4224 | 3705.5702 | 27717.6655 |  | 0
1987-04-21 | 0.015833 | 43.7 | 4.0107 | 4.0107 | 27.1224 | 27.1224 | 3732.6927 | 27920.5414 |  | 0
1987-04-22 | 0 | 0 | 0 | 0 | -12.5669 | -12.5669 | 3720.1258 | 27826.5412 |  | 0
1987-04-23 | 0 | 0 | 0 | 0 | -12.5669 | -12.5669 | 3707.559 | 27732.5411 |  | 0
1987-04-24 | 0 | 0 | 0 | 0 | -12.5669 | -12.5669 | 3694.9921 | 27638.541 |  | 0
1987-04-25 | 0 | 0 | 0 | 0 | -12.5669 | -12.5669 | 3682.4253 | 27544.5409 |  | 0
1987-04-26 | 0 | 0 | 0 | 0 | -12.5669 | -12.5669 | 3669.8584 | 27450.5408 |  | 0
1987-04-27 | 0 | 0 | 0 | 0 | -12.5669 | -12.5669 | 3657.2915 | 27356.5407 |  | 0
1987-04-28 | 0 | 0 | 0 | 0 | -12.5669 | -12.5669 | 3644.7247 | 27262.5406 |  | 0
1987-04-29 | 0 | 0 | 0 | 0 | -12.5669 | -12.5669 | 3632.1578 | 27168.5405 |  | 0
1987-04-30 | 0 | 0 | 0 | 0 | -12.5669 | -12.5669 | 3619.591 | 27074.5403 |  | 0
1987-05-01 | 0 | 0 | 0 | 0 | -12.5669 | -12.5669 | 3607.0241 | 26980.5402 |  | 0
1987-05-02 | 0 | 0 | 0 | 0 | -12.5669 | -12.5669 | 3594.4572 | 26886.5401 |  | 0
1987-05-03 | 0 | 0 | 0 | 0 | -12.5669 | -12.5669 | 3581.8904 | 26792.54 |  | 0
1987-05-04 | 0 | 0 | 0 | 0 | -12.5669 | -12.5669 | 3569.3235 | 26698.5399 |  | 0
1987-05-05 | 0 | 0 | 0 | 0 | -12.5669 | -12.5669 | 3556.7567 | 26604.5398 |  | 0
1987-05-06 | 0.0016667 | 4.6 | 4.0107 | 4.0107 | -11.9776 | -11.9776 | 3544.7791 | 26514.9477 |  | 0
1987-05-07 | 0.0775 | 213.9 | 4.0107 | 4.0107 | 197.3224 | 197.3224 | 3742.1015 | 27990.9195 |  | 0
1987-05-08 | 0 | 0 | 0 | 0 | -12.5669 | -12.5669 | 3729.5347 | 27896.9194 |  | 0
1987-05-09 | 0 | 0 | 0 | 0 | -12.5669 | -12.5669 | 3716.9678 | 27802.9193 |  | 0
1987-05-10 | 0 | 0 | 0 | 0 | -12.5669 | -12.5669 | 3704.401 | 27708.9192 |  | 0
1987-05-11 | 0 | 0 | 0 | 0 | -12.5669 | -12.5669 | 3691.8341 | 27614.9191 |  | 0
1987-05-12 | 0 | 0 | 0 | 0 | -12.5669 | -12.5669 | 3679.2672 | 27520.919 |  | 0
1987-05-13 | 0 | 0 | 0 | 0 | -12.5669 | -12.5669 | 3666.7004 | 27426.9189 |  | 0
1987-05-14 | 0 | 0 | 0 | 0 | -12.5669 | -12.5669 | 3654.1335 | 27332.9188 |  | 0
1987-05-15 | 0 | 0 | 0 | 0 | -12.5669 | -12.5669 | 3641.5667 | 27238.9186 |  | 0
1987-05-16 | 0 | 0 | 0 | 0 | -12.5669 | -12.5669 | 3628.9998 | 27144.9185 |  | 0
1987-05-17 | 0 | 0 | 0 | 0 | -12.5669 | -12.5669 | 3616.4329 | 27050.9184 |  | 0
1987-05-18 | 0 | 0 | 0 | 0 | -12.5669 | -12.5669 | 3603.8661 | 26956.9183 |  | 0
1987-05-19 | 0.020833 | 57.5 | 4.0107 | 4.0107 | 40.9224 | 40.9224 | 3644.7885 | 27263.0182 |  | 0
1987-05-20 | 0.0016667 | 4.6 | 4.0107 | 4.0107 | -11.9776 | -11.9776 | 3632.811 | 27173.4261 |  | 0
1987-05-21 | 0 | 0 | 0 | 0 | -12.5669 | -12.5669 | 3620.2441 | 27079.426 |  | 0
1987-05-22 | 0.15417 | 425.5 | 4.0107 | 4.0107 | 408.9224 | 408.9224 | 3997.8631 | 29904.0163 |  | 18.7366
1987-05-23 | 0.078333 | 216.2 | 4.0107 | 4.0107 | 199.6224 | 199.6224 | 3997.8631 | 29904.0163 |  | 187.0556
1987-05-24 | 0.060833 | 167.9 | 4.0107 | 4.0107 | 151.3224 | 151.3224 | 3997.8631 | 29904.0163 |  | 138.7556
1987-05-25 | 0.054167 | 149.5 | 4.0107 | 4.0107 | 132.9224 | 132.9224 | 3997.8631 | 29904.0163 |  | 120.3556
1987-05-26 | 0.0025 | 6.9 | 4.0107 | 4.0107 | -9.6776 | -9.6776 | 3988.1856 | 29831.6282 |  | 0
1987-05-27 | 0.17083 | 471.5 | 4.0107 | 4.0107 | 454.9224 | 454.9224 | 3997.8631 | 29904.0163 |  | 432.678
1987-05-28 | 0.225 | 621 | 4.0107 | 4.0107 | 604.4224 | 604.4224 | 3997.8631 | 29904.0163 |  | 591.8556
1987-05-29 | 0 | 0 | 0 | 0 | -12.5669 | -12.5669 | 3985.2963 | 29810.0162 |  | 0
1987-05-30 | 0 | 0 | 0 | 0 | -12.5669 | -12.5669 | 3972.7294 | 29716.0161 |  | 0
1987-05-31 | 0 | 0 | 0 | 0 | -12.5669 | -12.5669 | 3960.1626 | 29622.0159 |  | 0
1987-06-01 | 0 | 0 | 0 | 0 | -12.5669 | -12.5669 | 3947.5957 | 29528.0158 |  | 0
1987-06-02 | 0 | 0 | 0 | 0 | -12.5669 | -12.5669 | 3935.0288 | 29434.0157 |  | 0
1987-06-03 | 0 | 0 | 0 | 0 | -12.5669 | -12.5669 | 3922.462 | 29340.0156 |  | 0
1987-06-04 | 0 | 0 | 0 | 0 | -12.5669 | -12.5669 | 3909.8951 | 29246.0155 |  | 0
1987-06-05 | 0 | 0 | 0 | 0 | -12.5669 | -12.5669 | 3897.3283 | 29152.0154 |  | 0
1987-06-06 | 0 | 0 | 0 | 0 | -12.5669 | -12.5669 | 3884.7614 | 29058.0153 |  | 0
1987-06-07 | 0 | 0 | 0 | 0 | -12.5669 | -12.5669 | 3872.1945 | 28964.0152 |  | 0
1987-06-08 | 0 | 0 | 0 | 0 | -12.5669 | -12.5669 | 3859.6277 | 28870.015 |  | 0
1987-06-09 | 0.033333 | 92 | 4.0107 | 4.0107 | 75.4224 | 75.4224 | 3935.0501 | 29434.1749 |  | 0
1987-06-10 | 0.00083333 | 2.3 | 4.0107 | 2.3 | -12.5669 | -12.5669 | 3922.4833 | 29340.1748 |  | 0
1987-06-11 | 0.0058333 | 16.1 | 4.0107 | 4.0107 | -0.47756 | -0.47756 | 3922.0057 | 29336.6027 |  | 0
1987-06-12 | 0.079167 | 218.5 | 4.0107 | 4.0107 | 201.9224 | 201.9224 | 3997.8631 | 29904.0163 |  | 113.4982
1987-06-13 | 0 | 0 | 0 | 0 | -12.5669 | -12.5669 | 3985.2963 | 29810.0162 |  | 0
1987-06-14 | 0 | 0 | 0 | 0 | -12.5669 | -12.5669 | 3972.7294 | 29716.0161 |  | 0
1987-06-15 | 0 | 0 | 0 | 0 | -12.5669 | -12.5669 | 3960.1626 | 29622.0159 |  | 0
1987-06-16 | 0 | 0 | 0 | 0 | -12.5669 | -12.5669 | 3947.5957 | 29528.0158 |  | 0
1987-06-17 | 0.056667 | 156.4 | 4.0107 | 4.0107 | 139.8224 | 139.8224 | 3997.8631 | 29904.0163 |  | 76.9881
1987-06-18 | 0 | 0 | 0 | 0 | -12.5669 | -12.5669 | 3985.2963 | 29810.0162 |  | 0
1987-06-19 | 0 | 0 | 0 | 0 | -12.5669 | -12.5669 | 3972.7294 | 29716.0161 |  | 0
1987-06-20 | 0.0058333 | 16.1 | 4.0107 | 4.0107 | -0.47756 | -0.47756 | 3972.2519 | 29712.4439 |  | 0
1987-06-21 | 0 | 0 | 0 | 0 | -12.5669 | -12.5669 | 3959.685 | 29618.4438 |  | 0
1987-06-22 | 0 | 0 | 0 | 0 | -12.5669 | -12.5669 | 3947.1181 | 29524.4437 |  | 0
1987-06-23 | 0 | 0 | 0 | 0 | -12.5669 | -12.5669 | 3934.5513 | 29430.4436 |  | 0
1987-06-24 | 0 | 0 | 0 | 0 | -12.5669 | -12.5669 | 3921.9844 | 29336.4435 |  | 0
1987-06-25 | 0.020833 | 57.5 | 4.0107 | 4.0107 | 40.9224 | 40.9224 | 3962.9069 | 29642.5434 |  | 0
1987-06-26 | 0 | 0 | 0 | 0 | -12.5669 | -12.5669 | 3950.34 | 29548.5433 |  | 0
1987-06-27 | 0 | 0 | 0 | 0 | -12.5669 | -12.5669 | 3937.7731 | 29454.5432 |  | 0
1987-06-28 | 0 | 0 | 0 | 0 | -12.5669 | -12.5669 | 3925.2063 | 29360.543 |  | 0
1987-06-29 | 0.005 | 13.8 | 4.0107 | 4.0107 | -2.7776 | -2.7776 | 3922.4287 | 29339.7669 |  | 0
1987-06-30 | 0.10417 | 287.5 | 4.0107 | 4.0107 | 270.9224 | 270.9224 | 3997.8631 | 29904.0163 |  | 182.9212
1987-07-01 | 0 | 0 | 0 | 0 | -12.5669 | -12.5669 | 3985.2963 | 29810.0162 |  | 0
1987-07-02 | 0.058333 | 161 | 4.0107 | 4.0107 | 144.4224 | 144.4224 | 3997.8631 | 29904.0163 |  | 119.2887
1987-07-03 | 0 | 0 | 0 | 0 | -12.5669 | -12.5669 | 3985.2963 | 29810.0162 |  | 0
1987-07-04 | 0 | 0 | 0 | 0 | -12.5669 | -12.5669 | 3972.7294 | 29716.0161 |  | 0
1987-07-05 | 0.005 | 13.8 | 4.0107 | 4.0107 | -2.7776 | -2.7776 | 3969.9519 | 29695.2399 |  | 0
1987-07-06 | 0 | 0 | 0 | 0 | -12.5669 | -12.5669 | 3957.385 | 29601.2398 |  | 0
1987-07-07 | 0 | 0 | 0 | 0 | -12.5669 | -12.5669 | 3944.8181 | 29507.2397 |  | 0
1987-07-08 | 0 | 0 | 0 | 0 | -12.5669 | -12.5669 | 3932.2513 | 29413.2396 |  | 0
1987-07-09 | 0 | 0 | 0 | 0 | -12.5669 | -12.5669 | 3919.6844 | 29319.2395 |  | 0
1987-07-10 | 0 | 0 | 0 | 0 | -12.5669 | -12.5669 | 3907.1176 | 29225.2394 |  | 0
1987-07-11 | 0 | 0 | 0 | 0 | -12.5669 | -12.5669 | 3894.5507 | 29131.2393 |  | 0
1987-07-12 | 0.011667 | 32.2 | 4.0107 | 4.0107 | 15.6224 | 15.6224 | 3910.1731 | 29248.0952 |  | 0
1987-07-13 | 0.038333 | 105.8 | 4.0107 | 4.0107 | 89.2224 | 89.2224 | 3999.3956 | 29915.479 |  | 0
1987-07-14 | 0 | 0 | 0 | 0 | -12.5669 | -12.5669 | 3986.8287 | 29821.4789 |  | 0
1987-07-15 | 0 | 0 | 0 | 0 | -12.5669 | -12.5669 | 3974.2619 | 29727.4788 |  | 0
1987-07-16 | 0.0083333 | 23 | 4.0107 | 4.0107 | 6.4224 | 6.4224 | 3980.6843 | 29775.5187 |  | 0
1987-07-17 | 0.00083333 | 2.3 | 4.0107 | 2.3 | -12.5669 | -12.5669 | 3968.1175 | 29681.5186 |  | 0
1987-07-18 | 0 | 0 | 0 | 0 | -12.5669 | -12.5669 | 3955.5506 | 29587.5185 |  | 0
1987-07-19 | 0 | 0 | 0 | 0 | -12.5669 | -12.5669 | 3942.9837 | 29493.5184 |  | 0
1987-07-20 | 0 | 0 | 0 | 0 | -12.5669 | -12.5669 | 3930.4169 | 29399.5183 |  | 0
1987-07-21 | 0 | 0 | 0 | 0 | -12.5669 | -12.5669 | 3917.85 | 29305.5181 |  | 0
1987-07-22 | 0 | 0 | 0 | 0 | -12.5669 | -12.5669 | 3905.2832 | 29211.518 |  | 0
1987-07-23 | 0 | 0 | 0 | 0 | -12.5669 | -12.5669 | 3892.7163 | 29117.5179 |  | 0
1987-07-24 | 0 | 0 | 0 | 0 | -12.5669 | -12.5669 | 3880.1494 | 29023.5178 |  | 0
1987-07-25 | 0 | 0 | 0 | 0 | -12.5669 | -12.5669 | 3867.5826 | 28929.5177 |  | 0
1987-07-26 | 0 | 0 | 0 | 0 | -12.5669 | -12.5669 | 3855.0157 | 28835.5176 |  | 0
1987-07-27 | 0 | 0 | 0 | 0 | -12.5669 | -12.5669 | 3842.4489 | 28741.5175 |  | 0
1987-07-28 | 0 | 0 | 0 | 0 | -12.5669 | -12.5669 | 3829.882 | 28647.5174 |  | 0
1987-07-29 | 0 | 0 | 0 | 0 | -12.5669 | -12.5669 | 3817.3151 | 28553.5172 |  | 0
1987-07-30 | 0 | 0 | 0 | 0 | -12.5669 | -12.5669 | 3804.7483 | 28459.5171 |  | 0
1987-07-31 | 0 | 0 | 0 | 0 | -12.5669 | -12.5669 | 3792.1814 | 28365.517 |  | 0
1987-08-01 | 0 | 0 | 0 | 0 | -12.5669 | -12.5669 | 3779.6146 | 28271.5169 |  | 0
1987-08-02 | 0 | 0 | 0 | 0 | -12.5669 | -12.5669 | 3767.0477 | 28177.5168 |  | 0
1987-08-03 | 0 | 0 | 0 | 0 | -12.5669 | -12.5669 | 3754.4808 | 28083.5167 |  | 0
1987-08-04 | 0 | 0 | 0 | 0 | -12.5669 | -12.5669 | 3741.914 | 27989.5166 |  | 0
1987-08-05 | 0 | 0 | 0 | 0 | -12.5669 | -12.5669 | 3729.3471 | 27895.5165 |  | 0
1987-08-06 | 0 | 0 | 0 | 0 | -12.5669 | -12.5669 | 3716.7803 | 27801.5163 |  | 0
1987-08-07 | 0 | 0 | 0 | 0 | -12.5669 | -12.5669 | 3704.2134 | 27707.5162 |  | 0
1987-08-08 | 0 | 0 | 0 | 0 | -12.5669 | -12.5669 | 3691.6465 | 27613.5161 |  | 0
1987-08-09 | 0.051667 | 142.6 | 4.0107 | 4.0107 | 126.0224 | 126.0224 | 3817.669 | 28556.164 |  | 0
1987-08-10 | 0 | 0 | 0 | 0 | -12.5669 | -12.5669 | 3805.1021 | 28462.1639 |  | 0
1987-08-11 | 0 | 0 | 0 | 0 | -12.5669 | -12.5669 | 3792.5353 | 28368.1638 |  | 0
1987-08-12 | 0.0025 | 6.9 | 4.0107 | 4.0107 | -9.6776 | -9.6776 | 3782.8577 | 28295.7757 |  | 0
1987-08-13 | 0.0058333 | 16.1 | 4.0107 | 4.0107 | -0.47756 | -0.47756 | 3782.3802 | 28292.2035 |  | 0
1987-08-14 | 0 | 0 | 0 | 0 | -12.5669 | -12.5669 | 3769.8133 | 28198.2034 |  | 0
1987-08-15 | 0 | 0 | 0 | 0 | -12.5669 | -12.5669 | 3757.2464 | 28104.2033 |  | 0
1987-08-16 | 0.0091667 | 25.3 | 4.0107 | 4.0107 | 8.7224 | 8.7224 | 3765.9689 | 28169.4472 |  | 0
1987-08-17 | 0.055833 | 154.1 | 4.0107 | 4.0107 | 137.5224 | 137.5224 | 3903.4913 | 29198.1151 |  | 0
1987-08-18 | 0 | 0 | 0 | 0 | -12.5669 | -12.5669 | 3890.9245 | 29104.115 |  | 0
1987-08-19 | 0 | 0 | 0 | 0 | -12.5669 | -12.5669 | 3878.3576 | 29010.1149 |  | 0
1987-08-20 | 0 | 0 | 0 | 0 | -12.5669 | -12.5669 | 3865.7907 | 28916.1148 |  | 0
1987-08-21 | 0 | 0 | 0 | 0 | -12.5669 | -12.5669 | 3853.2239 | 28822.1146 |  | 0
1987-08-22 | 0 | 0 | 0 | 0 | -12.5669 | -12.5669 | 3840.657 | 28728.1145 |  | 0
1987-08-23 | 0 | 0 | 0 | 0 | -12.5669 | -12.5669 | 3828.0902 | 28634.1144 |  | 0
1987-08-24 | 0 | 0 | 0 | 0 | -12.5669 | -12.5669 | 3815.5233 | 28540.1143 |  | 0
1987-08-25 | 0 | 0 | 0 | 0 | -12.5669 | -12.5669 | 3802.9564 | 28446.1142 |  | 0
1987-08-26 | 0.043333 | 119.6 | 4.0107 | 4.0107 | 103.0224 | 103.0224 | 3905.9789 | 29216.7221 |  | 0
1987-08-27 | 0.018333 | 50.6 | 4.0107 | 4.0107 | 34.0224 | 34.0224 | 3940.0013 | 29471.21 |  | 0
1987-08-28 | 0 | 0 | 0 | 0 | -12.5669 | -12.5669 | 3927.4345 | 29377.2099 |  | 0
1987-08-29 | 0 | 0 | 0 | 0 | -12.5669 | -12.5669 | 3914.8676 | 29283.2097 |  | 0
1987-08-30 | 0.015833 | 43.7 | 4.0107 | 4.0107 | 27.1224 | 27.1224 | 3941.9901 | 29486.0856 |  | 0
1987-08-31 | 0 | 0 | 0 | 0 | -12.5669 | -12.5669 | 3929.4232 | 29392.0855 |  | 0
1987-09-01 | 0 | 0 | 0 | 0 | -12.5669 | -12.5669 | 3916.8563 | 29298.0854 |  | 0
1987-09-02 | 0 | 0 | 0 | 0 | -12.5669 | -12.5669 | 3904.2895 | 29204.0853 |  | 0
1987-09-03 | 0 | 0 | 0 | 0 | -12.5669 | -12.5669 | 3891.7226 | 29110.0852 |  | 0
1987-09-04 | 0 | 0 | 0 | 0 | -12.5669 | -12.5669 | 3879.1558 | 29016.0851 |  | 0
1987-09-05 | 0 | 0 | 0 | 0 | -12.5669 | -12.5669 | 3866.5889 | 28922.085 |  | 0
1987-09-06 | 0.0075 | 20.7 | 4.0107 | 4.0107 | 4.1224 | 4.1224 | 3870.7113 | 28952.9208 |  | 0
1987-09-07 | 0 | 0 | 0 | 0 | -12.5669 | -12.5669 | 3858.1445 | 28858.9207 |  | 0
1987-09-08 | 0 | 0 | 0 | 0 | -12.5669 | -12.5669 | 3845.5776 | 28764.9206 |  | 0
1987-09-09 | 0 | 0 | 0 | 0 | -12.5669 | -12.5669 | 3833.0108 | 28670.9205 |  | 0
1987-09-10 | 0.0033333 | 9.2 | 4.0107 | 4.0107 | -7.3776 | -7.3776 | 3825.6332 | 28615.7364 |  | 0
1987-09-11 | 0 | 0 | 0 | 0 | -12.5669 | -12.5669 | 3813.0663 | 28521.7363 |  | 0
1987-09-12 | 0.034167 | 94.3 | 4.0107 | 4.0107 | 77.7224 | 77.7224 | 3890.7888 | 29103.1002 |  | 0
1987-09-13 | 0 | 0 | 0 | 0 | -12.5669 | -12.5669 | 3878.2219 | 29009.1001 |  | 0
1987-09-14 | 0.0058333 | 16.1 | 4.0107 | 4.0107 | -0.47756 | -0.47756 | 3877.7444 | 29005.5279 |  | 0
1987-09-15 | 0.010833 | 29.9 | 4.0107 | 4.0107 | 13.3224 | 13.3224 | 3891.0668 | 29105.1798 |  | 0
1987-09-16 | 0 | 0 | 0 | 0 | -12.5669 | -12.5669 | 3878.5 | 29011.1797 |  | 0
1987-09-17 | 0 | 0 | 0 | 0 | -12.5669 | -12.5669 | 3865.9331 | 28917.1796 |  | 0
1987-09-18 | 0.013333 | 36.8 | 4.0107 | 4.0107 | 20.2224 | 20.2224 | 3886.1555 | 29068.4435 |  | 0
1987-09-19 | 0 | 0 | 0 | 0 | -12.5669 | -12.5669 | 3873.5887 | 28974.4434 |  | 0
1987-09-20 | 0.031667 | 87.4 | 4.0107 | 4.0107 | 70.8224 | 70.8224 | 3944.4111 | 29504.1953 |  | 0
1987-09-21 | 0 | 0 | 0 | 0 | -12.5669 | -12.5669 | 3931.8443 | 29410.1952 |  | 0
1987-09-22 | 0 | 0 | 0 | 0 | -12.5669 | -12.5669 | 3919.2774 | 29316.195 |  | 0
1987-09-23 | 0 | 0 | 0 | 0 | -12.5669 | -12.5669 | 3906.7106 | 29222.1949 |  | 0
1987-09-24 | 0 | 0 | 0 | 0 | -12.5669 | -12.5669 | 3894.1437 | 29128.1948 |  | 0
1987-09-25 | 0 | 0 | 0 | 0 | -12.5669 | -12.5669 | 3881.5768 | 29034.1947 |  | 0
1987-09-26 | 0 | 0 | 0 | 0 | -12.5669 | -12.5669 | 3869.01 | 28940.1946 |  | 0
1987-09-27 | 0 | 0 | 0 | 0 | -12.5669 | -12.5669 | 3856.4431 | 28846.1945 |  | 0
1987-09-28 | 0.076667 | 211.6 | 4.0107 | 4.0107 | 195.0224 | 195.0224 | 3997.8631 | 29904.0163 |  | 41.0356
1987-09-29 | 0 | 0 | 0 | 0 | -12.5669 | -12.5669 | 3985.2963 | 29810.0162 |  | 0
1987-09-30 | 0 | 0 | 0 | 0 | -12.5669 | -12.5669 | 3972.7294 | 29716.0161 |  | 0
1987-10-01 | 0 | 0 | 0 | 0 | -12.5669 | -12.5669 | 3960.1626 | 29622.0159 |  | 0
1987-10-02 | 0 | 0 | 0 | 0 | -12.5669 | -12.5669 | 3947.5957 | 29528.0158 |  | 0
1987-10-03 | 0 | 0 | 0 | 0 | -12.5669 | -12.5669 | 3935.0288 | 29434.0157 |  | 0
1987-10-04 | 0 | 0 | 0 | 0 | -12.5669 | -12.5669 | 3922.462 | 29340.0156 |  | 0
1987-10-05 | 0 | 0 | 0 | 0 | -12.5669 | -12.5669 | 3909.8951 | 29246.0155 |  | 0
1987-10-06 | 0 | 0 | 0 | 0 | -12.5669 | -12.5669 | 3897.3283 | 29152.0154 |  | 0
1987-10-07 | 0 | 0 | 0 | 0 | -12.5669 | -12.5669 | 3884.7614 | 29058.0153 |  | 0
1987-10-08 | 0 | 0 | 0 | 0 | -12.5669 | -12.5669 | 3872.1945 | 28964.0152 |  | 0
1987-10-09 | 0 | 0 | 0 | 0 | -12.5669 | -12.5669 | 3859.6277 | 28870.015 |  | 0
1987-10-10 | 0 | 0 | 0 | 0 | -12.5669 | -12.5669 | 3847.0608 | 28776.0149 |  | 0
1987-10-11 | 0 | 0 | 0 | 0 | -12.5669 | -12.5669 | 3834.494 | 28682.0148 |  | 0
1987-10-12 | 0 | 0 | 0 | 0 | -12.5669 | -12.5669 | 3821.9271 | 28588.0147 |  | 0
1987-10-13 | 0 | 0 | 0 | 0 | -12.5669 | -12.5669 | 3809.3602 | 28494.0146 |  | 0
1987-10-14 | 0 | 0 | 0 | 0 | -12.5669 | -12.5669 | 3796.7934 | 28400.0145 |  | 0
1987-10-15 | 0 | 0 | 0 | 0 | -12.5669 | -12.5669 | 3784.2265 | 28306.0144 |  | 0
1987-10-16 | 0 | 0 | 0 | 0 | -12.5669 | -12.5669 | 3771.6597 | 28212.0143 |  | 0
1987-10-17 | 0 | 0 | 0 | 0 | -12.5669 | -12.5669 | 3759.0928 | 28118.0141 |  | 0
1987-10-18 | 0 | 0 | 0 | 0 | -12.5669 | -12.5669 | 3746.5259 | 28024.014 |  | 0
1987-10-19 | 0 | 0 | 0 | 0 | -12.5669 | -12.5669 | 3733.9591 | 27930.0139 |  | 0
1987-10-20 | 0 | 0 | 0 | 0 | -12.5669 | -12.5669 | 3721.3922 | 27836.0138 |  | 0
1987-10-21 | 0 | 0 | 0 | 0 | -12.5669 | -12.5669 | 3708.8254 | 27742.0137 |  | 0
1987-10-22 | 0 | 0 | 0 | 0 | -12.5669 | -12.5669 | 3696.2585 | 27648.0136 |  | 0
1987-10-23 | 0.0041667 | 11.5 | 4.0107 | 4.0107 | -5.0776 | -5.0776 | 3691.1809 | 27610.0335 |  | 0
1987-10-24 | 0.005 | 13.8 | 4.0107 | 4.0107 | -2.7776 | -2.7776 | 3688.4034 | 27589.2574 |  | 0
1987-10-25 | 0 | 0 | 0 | 0 | -12.5669 | -12.5669 | 3675.8365 | 27495.2572 |  | 0
1987-10-26 | 0 | 0 | 0 | 0 | -12.5669 | -12.5669 | 3663.2697 | 27401.2571 |  | 0
1987-10-27 | 0 | 0 | 0 | 0 | -12.5669 | -12.5669 | 3650.7028 | 27307.257 |  | 0
1987-10-28 | 0 | 0 | 0 | 0 | -12.5669 | -12.5669 | 3638.1359 | 27213.2569 |  | 0
1987-10-29 | 0 | 0 | 0 | 0 | -12.5669 | -12.5669 | 3625.5691 | 27119.2568 |  | 0
1987-10-30 | 0 | 0 | 0 | 0 | -12.5669 | -12.5669 | 3613.0022 | 27025.2567 |  | 0
1987-10-31 | 0 | 0 | 0 | 0 | -12.5669 | -12.5669 | 3600.4354 | 26931.2566 |  | 0
1987-11-01 | 0 | 0 | 0 | 0 | -12.5669 | -12.5669 | 3587.8685 | 26837.2565 |  | 0
1987-11-02 | 0 | 0 | 0 | 0 | -12.5669 | -12.5669 | 3575.3016 | 26743.2563 |  | 0
1987-11-03 | 0 | 0 | 0 | 0 | -12.5669 | -12.5669 | 3562.7348 | 26649.2562 |  | 0
1987-11-04 | 0 | 0 | 0 | 0 | -12.5669 | -12.5669 | 3550.1679 | 26555.2561 |  | 0
1987-11-05 | 0 | 0 | 0 | 0 | -12.5669 | -12.5669 | 3537.6011 | 26461.256 |  | 0
1987-11-06 | 0 | 0 | 0 | 0 | -12.5669 | -12.5669 | 3525.0342 | 26367.2559 |  | 0
1987-11-07 | 0 | 0 | 0 | 0 | -12.5669 | -12.5669 | 3512.4673 | 26273.2558 |  | 0
1987-11-08 | 0 | 0 | 0 | 0 | -12.5669 | -12.5669 | 3499.9005 | 26179.2557 |  | 0
1987-11-09 | 0.025 | 69 | 4.0107 | 4.0107 | 52.4224 | 52.4224 | 3552.3229 | 26571.3755 |  | 0
1987-11-10 | 0 | 0 | 0 | 0 | -12.5669 | -12.5669 | 3539.7561 | 26477.3754 |  | 0
1987-11-11 | 0 | 0 | 0 | 0 | -12.5669 | -12.5669 | 3527.1892 | 26383.3753 |  | 0
1987-11-12 | 0 | 0 | 0 | 0 | -12.5669 | -12.5669 | 3514.6224 | 26289.3752 |  | 0
1987-11-13 | 0 | 0 | 0 | 0 | -12.5669 | -12.5669 | 3502.0555 | 26195.3751 |  | 0
1987-11-14 | 0 | 0 | 0 | 0 | -12.5669 | -12.5669 | 3489.4886 | 26101.375 |  | 0
1987-11-15 | 0.080833 | 223.1 | 4.0107 | 4.0107 | 206.5224 | 206.5224 | 3696.0111 | 27646.1629 |  | 0
1987-11-16 | 0.005 | 13.8 | 4.0107 | 4.0107 | -2.7776 | -2.7776 | 3693.2335 | 27625.3868 |  | 0
1987-11-17 | 0 | 0 | 0 | 0 | -12.5669 | -12.5669 | 3680.6667 | 27531.3866 |  | 0
1987-11-18 | 0 | 0 | 0 | 0 | -12.5669 | -12.5669 | 3668.0998 | 27437.3865 |  | 0
1987-11-19 | 0 | 0 | 0 | 0 | -12.5669 | -12.5669 | 3655.5329 | 27343.3864 |  | 0
1987-11-20 | 0 | 0 | 0 | 0 | -12.5669 | -12.5669 | 3642.9661 | 27249.3863 |  | 0
1987-11-21 | 0 | 0 | 0 | 0 | -12.5669 | -12.5669 | 3630.3992 | 27155.3862 |  | 0
1987-11-22 | 0 | 0 | 0 | 0 | -12.5669 | -12.5669 | 3617.8324 | 27061.3861 |  | 0
1987-11-23 | 0 | 0 | 0 | 0 | -12.5669 | -12.5669 | 3605.2655 | 26967.386 |  | 0
1987-11-24 | 0.023333 | 64.4 | 4.0107 | 4.0107 | 47.8224 | 47.8224 | 3653.0879 | 27325.0979 |  | 0
1987-11-25 | 0 | 0 | 0 | 0 | -12.5669 | -12.5669 | 3640.5211 | 27231.0977 |  | 0
1987-11-26 | 0.0041667 | 11.5 | 4.0107 | 4.0107 | -5.0776 | -5.0776 | 3635.4435 | 27193.1176 |  | 0
1987-11-27 | 0 | 0 | 0 | 0 | -12.5669 | -12.5669 | 3622.8767 | 27099.1175 |  | 0
1987-11-28 | 0 | 0 | 0 | 0 | -12.5669 | -12.5669 | 3610.3098 | 27005.1174 |  | 0
1987-11-29 | 0 | 0 | 0 | 0 | -12.5669 | -12.5669 | 3597.743 | 26911.1173 |  | 0
1987-11-30 | 0 | 0 | 0 | 0 | -12.5669 | -12.5669 | 3585.1761 | 26817.1172 |  | 0
1987-12-01 | 0 | 0 | 0 | 0 | -12.5669 | -12.5669 | 3572.6092 | 26723.1171 |  | 0
1987-12-02 | 0 | 0 | 0 | 0 | -12.5669 | -12.5669 | 3560.0424 | 26629.117 |  | 0
1987-12-03 | 0 | 0 | 0 | 0 | -12.5669 | -12.5669 | 3547.4755 | 26535.1168 |  | 0
1987-12-04 | 0 | 0 | 0 | 0 | -12.5669 | -12.5669 | 3534.9087 | 26441.1167 |  | 0
1987-12-05 | 0 | 0 | 0 | 0 | -12.5669 | -12.5669 | 3522.3418 | 26347.1166 |  | 0
1987-12-06 | 0 | 0 | 0 | 0 | -12.5669 | -12.5669 | 3509.7749 | 26253.1165 |  | 0
1987-12-07 | 0 | 0 | 0 | 0 | -12.5669 | -12.5669 | 3497.2081 | 26159.1164 |  | 0
1987-12-08 | 0 | 0 | 0 | 0 | -12.5669 | -12.5669 | 3484.6412 | 26065.1163 |  | 0
1987-12-09 | 0 | 0 | 0 | 0 | -12.5669 | -12.5669 | 3472.0744 | 25971.1162 |  | 0
1987-12-10 | 0 | 0 | 0 | 0 | -12.5669 | -12.5669 | 3459.5075 | 25877.1161 |  | 0
1987-12-11 | 0 | 0 | 0 | 0 | -12.5669 | -12.5669 | 3446.9406 | 25783.1159 |  | 0
1987-12-12 | 0 | 0 | 0 | 0 | -12.5669 | -12.5669 | 3434.3738 | 25689.1158 |  | 0
1987-12-13 | 0.00083333 | 2.3 | 4.0107 | 2.3 | -12.5669 | -12.5669 | 3421.8069 | 25595.1157 |  | 0
1987-12-14 | 0.091667 | 253 | 4.0107 | 4.0107 | 236.4224 | 236.4224 | 3658.2294 | 27363.5556 |  | 0
1987-12-15 | 0 | 0 | 0 | 0 | -12.5669 | -12.5669 | 3645.6625 | 27269.5555 |  | 0
1987-12-16 | 0 | 0 | 0 | 0 | -12.5669 | -12.5669 | 3633.0956 | 27175.5554 |  | 0
1987-12-17 | 0 | 0 | 0 | 0 | -12.5669 | -12.5669 | 3620.5288 | 27081.5553 |  | 0
1987-12-18 | 0.0275 | 75.9 | 4.0107 | 4.0107 | 59.3224 | 59.3224 | 3679.8512 | 27525.2872 |  | 0
1987-12-19 | 0.11833 | 326.6 | 4.0107 | 4.0107 | 310.0224 | 310.0224 | 3989.8737 | 29844.255 |  | 0
1987-12-20 | 0 | 0 | 0 | 0 | -12.5669 | -12.5669 | 3977.3068 | 29750.2549 |  | 0
1987-12-21 | 0 | 0 | 0 | 0 | -12.5669 | -12.5669 | 3964.7399 | 29656.2548 |  | 0
1987-12-22 | 0 | 0 | 0 | 0 | -12.5669 | -12.5669 | 3952.1731 | 29562.2547 |  | 0
1987-12-23 | 0 | 0 | 0 | 0 | -12.5669 | -12.5669 | 3939.6062 | 29468.2546 |  | 0
1987-12-24 | 0 | 0 | 0 | 0 | -12.5669 | -12.5669 | 3927.0394 | 29374.2545 |  | 0
1987-12-25 | 0.16417 | 453.1 | 4.0107 | 4.0107 | 436.5224 | 436.5224 | 3997.8631 | 29904.0163 |  | 353.1318
1987-12-26 | 0.00083333 | 2.3 | 4.0107 | 2.3 | -12.5669 | -12.5669 | 3985.2963 | 29810.0162 |  | 0
1987-12-27 | 0 | 0 | 0 | 0 | -12.5669 | -12.5669 | 3972.7294 | 29716.0161 |  | 0
1987-12-28 | 0 | 0 | 0 | 0 | -12.5669 | -12.5669 | 3960.1626 | 29622.0159 |  | 0
1987-12-29 | 0 | 0 | 0 | 0 | -12.5669 | -12.5669 | 3947.5957 | 29528.0158 |  | 0
1987-12-30 | 0 | 0 | 0 | 0 | -12.5669 | -12.5669 | 3935.0288 | 29434.0157 |  | 0
1987-12-31 | 0 | 0 | 0 | 0 | -12.5669 | -12.5669 | 3922.462 | 29340.0156 |  | 0
1988-01-01 | 0 | 0 | 0 | 0 | -12.5669 | -12.5669 | 3909.8951 | 29246.0155 |  | 0
1988-01-02 | 0 | 0 | 0 | 0 | -12.5669 | -12.5669 | 3897.3283 | 29152.0154 |  | 0
1988-01-03 | 0 | 0 | 0 | 0 | -12.5669 | -12.5669 | 3884.7614 | 29058.0153 |  | 0
1988-01-04 | 0 | 0 | 0 | 0 | -12.5669 | -12.5669 | 3872.1945 | 28964.0152 |  | 0
1988-01-05 | 0 | 0 | 0 | 0 | -12.5669 | -12.5669 | 3859.6277 | 28870.015 |  | 0
1988-01-06 | 0.09 | 248.4 | 4.0107 | 4.0107 | 231.8224 | 231.8224 | 3997.8631 | 29904.0163 |  | 81.0201
1988-01-07 | 0 | 0 | 0 | 0 | -12.5669 | -12.5669 | 3985.2963 | 29810.0162 |  | 0
1988-01-08 | 0 | 0 | 0 | 0 | -12.5669 | -12.5669 | 3972.7294 | 29716.0161 |  | 0
1988-01-09 | 0 | 0 | 0 | 0 | -12.5669 | -12.5669 | 3960.1626 | 29622.0159 |  | 0
1988-01-10 | 0 | 0 | 0 | 0 | -12.5669 | -12.5669 | 3947.5957 | 29528.0158 |  | 0
1988-01-11 | 0 | 0 | 0 | 0 | -12.5669 | -12.5669 | 3935.0288 | 29434.0157 |  | 0
1988-01-12 | 0 | 0 | 0 | 0 | -12.5669 | -12.5669 | 3922.462 | 29340.0156 |  | 0
1988-01-13 | 0 | 0 | 0 | 0 | -12.5669 | -12.5669 | 3909.8951 | 29246.0155 |  | 0
1988-01-14 | 0 | 0 | 0 | 0 | -12.5669 | -12.5669 | 3897.3283 | 29152.0154 |  | 0
1988-01-15 | 0 | 0 | 0 | 0 | -12.5669 | -12.5669 | 3884.7614 | 29058.0153 |  | 0
1988-01-16 | 0.00083333 | 2.3 | 4.0107 | 2.3 | -12.5669 | -12.5669 | 3872.1945 | 28964.0152 |  | 0
1988-01-17 | 0 | 0 | 0 | 0 | -12.5669 | -12.5669 | 3859.6277 | 28870.015 |  | 0
1988-01-18 | 0.0066667 | 18.4 | 4.0107 | 4.0107 | 1.8224 | 1.8224 | 3861.4501 | 28883.6469 |  | 0
1988-01-19 | 0 | 0 | 0 | 0 | -12.5669 | -12.5669 | 3848.8833 | 28789.6468 |  | 0
1988-01-20 | 0 | 0 | 0 | 0 | -12.5669 | -12.5669 | 3836.3164 | 28695.6467 |  | 0
1988-01-21 | 0 | 0 | 0 | 0 | -12.5669 | -12.5669 | 3823.7495 | 28601.6466 |  | 0
1988-01-22 | 0 | 0 | 0 | 0 | -12.5669 | -12.5669 | 3811.1827 | 28507.6465 |  | 0
1988-01-23 | 0 | 0 | 0 | 0 | -12.5669 | -12.5669 | 3798.6158 | 28413.6464 |  | 0
1988-01-24 | 0 | 0 | 0 | 0 | -12.5669 | -12.5669 | 3786.049 | 28319.6463 |  | 0
1988-01-25 | 0 | 0 | 0 | 0 | -12.5669 | -12.5669 | 3773.4821 | 28225.6461 |  | 0
1988-01-26 | 0 | 0 | 0 | 0 | -12.5669 | -12.5669 | 3760.9152 | 28131.646 |  | 0
1988-01-27 | 0 | 0 | 0 | 0 | -12.5669 | -12.5669 | 3748.3484 | 28037.6459 |  | 0
1988-01-28 | 0 | 0 | 0 | 0 | -12.5669 | -12.5669 | 3735.7815 | 27943.6458 |  | 0
1988-01-29 | 0 | 0 | 0 | 0 | -12.5669 | -12.5669 | 3723.2147 | 27849.6457 |  | 0
1988-01-30 | 0 | 0 | 0 | 0 | -12.5669 | -12.5669 | 3710.6478 | 27755.6456 |  | 0
1988-01-31 | 0 | 0 | 0 | 0 | -12.5669 | -12.5669 | 3698.0809 | 27661.6455 |  | 0
1988-02-01 | 0 | 0 | 0 | 0 | -12.5669 | -12.5669 | 3685.5141 | 27567.6454 |  | 0
1988-02-02 | 0.021667 | 59.8 | 4.0107 | 4.0107 | 43.2224 | 43.2224 | 3728.7365 | 27890.9492 |  | 0
1988-02-03 | 0 | 0 | 0 | 0 | -12.5669 | -12.5669 | 3716.1697 | 27796.9491 |  | 0
1988-02-04 | 0 | 0 | 0 | 0 | -12.5669 | -12.5669 | 3703.6028 | 27702.949 |  | 0
1988-02-05 | 0 | 0 | 0 | 0 | -12.5669 | -12.5669 | 3691.0359 | 27608.9489 |  | 0
1988-02-06 | 0 | 0 | 0 | 0 | -12.5669 | -12.5669 | 3678.4691 | 27514.9488 |  | 0
1988-02-07 | 0 | 0 | 0 | 0 | -12.5669 | -12.5669 | 3665.9022 | 27420.9487 |  | 0
1988-02-08 | 0 | 0 | 0 | 0 | -12.5669 | -12.5669 | 3653.3354 | 27326.9486 |  | 0
1988-02-09 | 0 | 0 | 0 | 0 | -12.5669 | -12.5669 | 3640.7685 | 27232.9485 |  | 0
1988-02-10 | 0 | 0 | 0 | 0 | -12.5669 | -12.5669 | 3628.2016 | 27138.9483 |  | 0
1988-02-11 | 0.025 | 69 | 4.0107 | 4.0107 | 52.4224 | 52.4224 | 3680.6241 | 27531.0682 |  | 0
1988-02-12 | 0 | 0 | 0 | 0 | -12.5669 | -12.5669 | 3668.0572 | 27437.0681 |  | 0
1988-02-13 | 0 | 0 | 0 | 0 | -12.5669 | -12.5669 | 3655.4904 | 27343.068 |  | 0
1988-02-14 | 0 | 0 | 0 | 0 | -12.5669 | -12.5669 | 3642.9235 | 27249.0679 |  | 0
1988-02-15 | 0 | 0 | 0 | 0 | -12.5669 | -12.5669 | 3630.3567 | 27155.0678 |  | 0
1988-02-16 | 0 | 0 | 0 | 0 | -12.5669 | -12.5669 | 3617.7898 | 27061.0677 |  | 0
1988-02-17 | 0 | 0 | 0 | 0 | -12.5669 | -12.5669 | 3605.2229 | 26967.0675 |  | 0
1988-02-18 | 0.0033333 | 9.2 | 4.0107 | 4.0107 | -7.3776 | -7.3776 | 3597.8454 | 26911.8834 |  | 0
1988-02-19 | 0 | 0 | 0 | 0 | -12.5669 | -12.5669 | 3585.2785 | 26817.8833 |  | 0
1988-02-20 | 0 | 0 | 0 | 0 | -12.5669 | -12.5669 | 3572.7117 | 26723.8832 |  | 0
1988-02-21 | 0 | 0 | 0 | 0 | -12.5669 | -12.5669 | 3560.1448 | 26629.8831 |  | 0
1988-02-22 | 0 | 0 | 0 | 0 | -12.5669 | -12.5669 | 3547.5779 | 26535.883 |  | 0
1988-02-23 | 0 | 0 | 0 | 0 | -12.5669 | -12.5669 | 3535.0111 | 26441.8829 |  | 0
1988-02-24 | 0 | 0 | 0 | 0 | -12.5669 | -12.5669 | 3522.4442 | 26347.8828 |  | 0
1988-02-25 | 0 | 0 | 0 | 0 | -12.5669 | -12.5669 | 3509.8774 | 26253.8826 |  | 0
1988-02-26 | 0 | 0 | 0 | 0 | -12.5669 | -12.5669 | 3497.3105 | 26159.8825 |  | 0
1988-02-27 | 0 | 0 | 0 | 0 | -12.5669 | -12.5669 | 3484.7436 | 26065.8824 |  | 0
1988-02-28 | 0 | 0 | 0 | 0 | -12.5669 | -12.5669 | 3472.1768 | 25971.8823 |  | 0
1988-02-29 | 0 | 0 | 0 | 0 | -12.5669 | -12.5669 | 3459.6099 | 25877.8822 |  | 0
1988-03-01 | 0.3 | 828 | 4.0107 | 4.0107 | 811.4224 | 811.4224 | 3997.8631 | 29904.0163 |  | 260.6024
1988-03-02 | 0.06 | 165.6 | 4.0107 | 4.0107 | 149.0224 | 149.0224 | 3997.8631 | 29904.0163 |  | 136.4556
1988-03-03 | 0 | 0 | 0 | 0 | -12.5669 | -12.5669 | 3985.2963 | 29810.0162 |  | 0
1988-03-04 | 0 | 0 | 0 | 0 | -12.5669 | -12.5669 | 3972.7294 | 29716.0161 |  | 0
1988-03-05 | 0 | 0 | 0 | 0 | -12.5669 | -12.5669 | 3960.1626 | 29622.0159 |  | 0
1988-03-06 | 0 | 0 | 0 | 0 | -12.5669 | -12.5669 | 3947.5957 | 29528.0158 |  | 0
1988-03-07 | 0.0058333 | 16.1 | 4.0107 | 4.0107 | -0.47756 | -0.47756 | 3947.1181 | 29524.4437 |  | 0
1988-03-08 | 0 | 0 | 0 | 0 | -12.5669 | -12.5669 | 3934.5513 | 29430.4436 |  | 0
1988-03-09 | 0 | 0 | 0 | 0 | -12.5669 | -12.5669 | 3921.9844 | 29336.4435 |  | 0
1988-03-10 | 0 | 0 | 0 | 0 | -12.5669 | -12.5669 | 3909.4176 | 29242.4434 |  | 0
1988-03-11 | 0 | 0 | 0 | 0 | -12.5669 | -12.5669 | 3896.8507 | 29148.4433 |  | 0
1988-03-12 | 0 | 0 | 0 | 0 | -12.5669 | -12.5669 | 3884.2838 | 29054.4432 |  | 0
1988-03-13 | 0 | 0 | 0 | 0 | -12.5669 | -12.5669 | 3871.717 | 28960.443 |  | 0
1988-03-14 | 0 | 0 | 0 | 0 | -12.5669 | -12.5669 | 3859.1501 | 28866.4429 |  | 0
1988-03-15 | 0 | 0 | 0 | 0 | -12.5669 | -12.5669 | 3846.5833 | 28772.4428 |  | 0
1988-03-16 | 0 | 0 | 0 | 0 | -12.5669 | -12.5669 | 3834.0164 | 28678.4427 |  | 0
1988-03-17 | 0.013333 | 36.8 | 4.0107 | 4.0107 | 20.2224 | 20.2224 | 3854.2388 | 28829.7066 |  | 0
1988-03-18 | 0 | 0 | 0 | 0 | -12.5669 | -12.5669 | 3841.672 | 28735.7065 |  | 0
1988-03-19 | 0 | 0 | 0 | 0 | -12.5669 | -12.5669 | 3829.1051 | 28641.7064 |  | 0
1988-03-20 | 0 | 0 | 0 | 0 | -12.5669 | -12.5669 | 3816.5383 | 28547.7063 |  | 0
1988-03-21 | 0 | 0 | 0 | 0 | -12.5669 | -12.5669 | 3803.9714 | 28453.7061 |  | 0
1988-03-22 | 0 | 0 | 0 | 0 | -12.5669 | -12.5669 | 3791.4045 | 28359.706 |  | 0
1988-03-23 | 0 | 0 | 0 | 0 | -12.5669 | -12.5669 | 3778.8377 | 28265.7059 |  | 0
1988-03-24 | 0 | 0 | 0 | 0 | -12.5669 | -12.5669 | 3766.2708 | 28171.7058 |  | 0
1988-03-25 | 0 | 0 | 0 | 0 | -12.5669 | -12.5669 | 3753.704 | 28077.7057 |  | 0
1988-03-26 | 0 | 0 | 0 | 0 | -12.5669 | -12.5669 | 3741.1371 | 27983.7056 |  | 0
1988-03-27 | 0 | 0 | 0 | 0 | -12.5669 | -12.5669 | 3728.5702 | 27889.7055 |  | 0
1988-03-28 | 0 | 0 | 0 | 0 | -12.5669 | -12.5669 | 3716.0034 | 27795.7054 |  | 0
1988-03-29 | 0 | 0 | 0 | 0 | -12.5669 | -12.5669 | 3703.4365 | 27701.7052 |  | 0
1988-03-30 | 0 | 0 | 0 | 0 | -12.5669 | -12.5669 | 3690.8697 | 27607.7051 |  | 0
1988-03-31 | 0.0575 | 158.7 | 4.0107 | 4.0107 | 142.1224 | 142.1224 | 3832.9921 | 28670.781 |  | 0
1988-04-01 | 0.025 | 69 | 4.0107 | 4.0107 | 52.4224 | 52.4224 | 3885.4146 | 29062.9009 |  | 0
1988-04-02 | 0 | 0 | 0 | 0 | -12.5669 | -12.5669 | 3872.8477 | 28968.9008 |  | 0
1988-04-03 | 0 | 0 | 0 | 0 | -12.5669 | -12.5669 | 3860.2808 | 28874.9007 |  | 0
1988-04-04 | 0 | 0 | 0 | 0 | -12.5669 | -12.5669 | 3847.714 | 28780.9006 |  | 0
1988-04-05 | 0 | 0 | 0 | 0 | -12.5669 | -12.5669 | 3835.1471 | 28686.9005 |  | 0
1988-04-06 | 0 | 0 | 0 | 0 | -12.5669 | -12.5669 | 3822.5803 | 28592.9003 |  | 0
1988-04-07 | 0 | 0 | 0 | 0 | -12.5669 | -12.5669 | 3810.0134 | 28498.9002 |  | 0
1988-04-08 | 0 | 0 | 0 | 0 | -12.5669 | -12.5669 | 3797.4465 | 28404.9001 |  | 0
1988-04-09 | 0.016667 | 46 | 4.0107 | 4.0107 | 29.4224 | 29.4224 | 3826.869 | 28624.98 |  | 0
1988-04-10 | 0 | 0 | 0 | 0 | -12.5669 | -12.5669 | 3814.3021 | 28530.9799 |  | 0
1988-04-11 | 0 | 0 | 0 | 0 | -12.5669 | -12.5669 | 3801.7353 | 28436.9798 |  | 0
1988-04-12 | 0 | 0 | 0 | 0 | -12.5669 | -12.5669 | 3789.1684 | 28342.9797 |  | 0
1988-04-13 | 0 | 0 | 0 | 0 | -12.5669 | -12.5669 | 3776.6015 | 28248.9795 |  | 0
1988-04-14 | 0 | 0 | 0 | 0 | -12.5669 | -12.5669 | 3764.0347 | 28154.9794 |  | 0
1988-04-15 | 0 | 0 | 0 | 0 | -12.5669 | -12.5669 | 3751.4678 | 28060.9793 |  | 0
1988-04-16 | 0 | 0 | 0 | 0 | -12.5669 | -12.5669 | 3738.901 | 27966.9792 |  | 0
1988-04-17 | 0.13 | 358.8 | 4.0107 | 4.0107 | 342.2224 | 342.2224 | 3997.8631 | 29904.0163 |  | 70.6934
1988-04-18 | 0.0016667 | 4.6 | 4.0107 | 4.0107 | -11.9776 | -11.9776 | 3985.8856 | 29814.4242 |  | 0
1988-04-19 | 0 | 0 | 0 | 0 | -12.5669 | -12.5669 | 3973.3187 | 29720.4241 |  | 0
1988-04-20 | 0 | 0 | 0 | 0 | -12.5669 | -12.5669 | 3960.7519 | 29626.4239 |  | 0
1988-04-21 | 0 | 0 | 0 | 0 | -12.5669 | -12.5669 | 3948.185 | 29532.4238 |  | 0
1988-04-22 | 0 | 0 | 0 | 0 | -12.5669 | -12.5669 | 3935.6181 | 29438.4237 |  | 0
1988-04-23 | 0 | 0 | 0 | 0 | -12.5669 | -12.5669 | 3923.0513 | 29344.4236 |  | 0
1988-04-24 | 0.00083333 | 2.3 | 4.0107 | 2.3 | -12.5669 | -12.5669 | 3910.4844 | 29250.4235 |  | 0
1988-04-25 | 0 | 0 | 0 | 0 | -12.5669 | -12.5669 | 3897.9176 | 29156.4234 |  | 0
1988-04-26 | 0 | 0 | 0 | 0 | -12.5669 | -12.5669 | 3885.3507 | 29062.4233 |  | 0
1988-04-27 | 0 | 0 | 0 | 0 | -12.5669 | -12.5669 | 3872.7838 | 28968.4232 |  | 0
1988-04-28 | 0 | 0 | 0 | 0 | -12.5669 | -12.5669 | 3860.217 | 28874.423 |  | 0
1988-04-29 | 0.0033333 | 9.2 | 4.0107 | 4.0107 | -7.3776 | -7.3776 | 3852.8394 | 28819.2389 |  | 0
1988-04-30 | 0.0025 | 6.9 | 4.0107 | 4.0107 | -9.6776 | -9.6776 | 3843.1619 | 28746.8508 |  | 0
1988-05-01 | 0 | 0 | 0 | 0 | -12.5669 | -12.5669 | 3830.595 | 28652.8507 |  | 0
1988-05-02 | 0 | 0 | 0 | 0 | -12.5669 | -12.5669 | 3818.0282 | 28558.8506 |  | 0
1988-05-03 | 0 | 0 | 0 | 0 | -12.5669 | -12.5669 | 3805.4613 | 28464.8505 |  | 0
1988-05-04 | 0 | 0 | 0 | 0 | -12.5669 | -12.5669 | 3792.8944 | 28370.8504 |  | 0
1988-05-05 | 0 | 0 | 0 | 0 | -12.5669 | -12.5669 | 3780.3276 | 28276.8503 |  | 0
1988-05-06 | 0 | 0 | 0 | 0 | -12.5669 | -12.5669 | 3767.7607 | 28182.8501 |  | 0
1988-05-07 | 0 | 0 | 0 | 0 | -12.5669 | -12.5669 | 3755.1939 | 28088.85 |  | 0
1988-05-08 | 0 | 0 | 0 | 0 | -12.5669 | -12.5669 | 3742.627 | 27994.8499 |  | 0
1988-05-09 | 0 | 0 | 0 | 0 | -12.5669 | -12.5669 | 3730.0601 | 27900.8498 |  | 0
1988-05-10 | 0 | 0 | 0 | 0 | -12.5669 | -12.5669 | 3717.4933 | 27806.8497 |  | 0
1988-05-11 | 0.016667 | 46 | 4.0107 | 4.0107 | 29.4224 | 29.4224 | 3746.9157 | 28026.9296 |  | 0
1988-05-12 | 0 | 0 | 0 | 0 | -12.5669 | -12.5669 | 3734.3489 | 27932.9295 |  | 0
1988-05-13 | 0 | 0 | 0 | 0 | -12.5669 | -12.5669 | 3721.782 | 27838.9294 |  | 0
1988-05-14 | 0 | 0 | 0 | 0 | -12.5669 | -12.5669 | 3709.2151 | 27744.9292 |  | 0
1988-05-15 | 0 | 0 | 0 | 0 | -12.5669 | -12.5669 | 3696.6483 | 27650.9291 |  | 0
1988-05-16 | 0 | 0 | 0 | 0 | -12.5669 | -12.5669 | 3684.0814 | 27556.929 |  | 0
1988-05-17 | 0 | 0 | 0 | 0 | -12.5669 | -12.5669 | 3671.5146 | 27462.9289 |  | 0
1988-05-18 | 0 | 0 | 0 | 0 | -12.5669 | -12.5669 | 3658.9477 | 27368.9288 |  | 0
1988-05-19 | 0 | 0 | 0 | 0 | -12.5669 | -12.5669 | 3646.3808 | 27274.9287 |  | 0
1988-05-20 | 0.00083333 | 2.3 | 4.0107 | 2.3 | -12.5669 | -12.5669 | 3633.814 | 27180.9286 |  | 0
1988-05-21 | 0 | 0 | 0 | 0 | -12.5669 | -12.5669 | 3621.2471 | 27086.9285 |  | 0
1988-05-22 | 0 | 0 | 0 | 0 | -12.5669 | -12.5669 | 3608.6803 | 26992.9283 |  | 0
1988-05-23 | 0 | 0 | 0 | 0 | -12.5669 | -12.5669 | 3596.1134 | 26898.9282 |  | 0
1988-05-24 | 0 | 0 | 0 | 0 | -12.5669 | -12.5669 | 3583.5465 | 26804.9281 |  | 0
1988-05-25 | 0 | 0 | 0 | 0 | -12.5669 | -12.5669 | 3570.9797 | 26710.928 |  | 0
1988-05-26 | 0 | 0 | 0 | 0 | -12.5669 | -12.5669 | 3558.4128 | 26616.9279 |  | 0
1988-05-27 | 0 | 0 | 0 | 0 | -12.5669 | -12.5669 | 3545.846 | 26522.9278 |  | 0
1988-05-28 | 0 | 0 | 0 | 0 | -12.5669 | -12.5669 | 3533.2791 | 26428.9277 |  | 0
1988-05-29 | 0 | 0 | 0 | 0 | -12.5669 | -12.5669 | 3520.7122 | 26334.9275 |  | 0
1988-05-30 | 0 | 0 | 0 | 0 | -12.5669 | -12.5669 | 3508.1454 | 26240.9274 |  | 0
1988-05-31 | 0.06 | 165.6 | 4.0107 | 4.0107 | 149.0224 | 149.0224 | 3657.1678 | 27355.6153 |  | 0
1988-06-01 | 0 | 0 | 0 | 0 | -12.5669 | -12.5669 | 3644.601 | 27261.6152 |  | 0
1988-06-02 | 0.010833 | 29.9 | 4.0107 | 4.0107 | 13.3224 | 13.3224 | 3657.9234 | 27361.2671 |  | 0
1988-06-03 | 0.0058333 | 16.1 | 4.0107 | 4.0107 | -0.47756 | -0.47756 | 3657.4459 | 27357.695 |  | 0
1988-06-04 | 0 | 0 | 0 | 0 | -12.5669 | -12.5669 | 3644.879 | 27263.6949 |  | 0
1988-06-05 | 0 | 0 | 0 | 0 | -12.5669 | -12.5669 | 3632.3121 | 27169.6948 |  | 0
1988-06-06 | 0 | 0 | 0 | 0 | -12.5669 | -12.5669 | 3619.7453 | 27075.6946 |  | 0
1988-06-07 | 0 | 0 | 0 | 0 | -12.5669 | -12.5669 | 3607.1784 | 26981.6945 |  | 0
1988-06-08 | 0 | 0 | 0 | 0 | -12.5669 | -12.5669 | 3594.6116 | 26887.6944 |  | 0
1988-06-09 | 0 | 0 | 0 | 0 | -12.5669 | -12.5669 | 3582.0447 | 26793.6943 |  | 0
1988-06-10 | 0 | 0 | 0 | 0 | -12.5669 | -12.5669 | 3569.4778 | 26699.6942 |  | 0
1988-06-11 | 0 | 0 | 0 | 0 | -12.5669 | -12.5669 | 3556.911 | 26605.6941 |  | 0
1988-06-12 | 0 | 0 | 0 | 0 | -12.5669 | -12.5669 | 3544.3441 | 26511.694 |  | 0
1988-06-13 | 0 | 0 | 0 | 0 | -12.5669 | -12.5669 | 3531.7773 | 26417.6939 |  | 0
1988-06-14 | 0 | 0 | 0 | 0 | -12.5669 | -12.5669 | 3519.2104 | 26323.6937 |  | 0
1988-06-15 | 0.005 | 13.8 | 4.0107 | 4.0107 | -2.7776 | -2.7776 | 3516.4328 | 26302.9176 |  | 0
1988-06-16 | 0.1125 | 310.5 | 4.0107 | 4.0107 | 293.9224 | 293.9224 | 3810.3553 | 28501.4575 |  | 0
1988-06-17 | 0 | 0 | 0 | 0 | -12.5669 | -12.5669 | 3797.7884 | 28407.4574 |  | 0
1988-06-18 | 0 | 0 | 0 | 0 | -12.5669 | -12.5669 | 3785.2216 | 28313.4573 |  | 0
1988-06-19 | 0 | 0 | 0 | 0 | -12.5669 | -12.5669 | 3772.6547 | 28219.4572 |  | 0
1988-06-20 | 0 | 0 | 0 | 0 | -12.5669 | -12.5669 | 3760.0878 | 28125.4571 |  | 0
1988-06-21 | 0 | 0 | 0 | 0 | -12.5669 | -12.5669 | 3747.521 | 28031.457 |  | 0
1988-06-22 | 0 | 0 | 0 | 0 | -12.5669 | -12.5669 | 3734.9541 | 27937.4568 |  | 0
1988-06-23 | 0 | 0 | 0 | 0 | -12.5669 | -12.5669 | 3722.3873 | 27843.4567 |  | 0
1988-06-24 | 0 | 0 | 0 | 0 | -12.5669 | -12.5669 | 3709.8204 | 27749.4566 |  | 0
1988-06-25 | 0.0425 | 117.3 | 4.0107 | 4.0107 | 100.7224 | 100.7224 | 3810.5428 | 28502.8605 |  | 0
1988-06-26 | 0.025 | 69 | 4.0107 | 4.0107 | 52.4224 | 52.4224 | 3862.9653 | 28894.9804 |  | 0
1988-06-27 | 0 | 0 | 0 | 0 | -12.5669 | -12.5669 | 3850.3984 | 28800.9803 |  | 0
1988-06-28 | 0.0025 | 6.9 | 4.0107 | 4.0107 | -9.6776 | -9.6776 | 3840.7209 | 28728.5922 |  | 0
1988-06-29 | 0 | 0 | 0 | 0 | -12.5669 | -12.5669 | 3828.154 | 28634.5921 |  | 0
1988-06-30 | 0 | 0 | 0 | 0 | -12.5669 | -12.5669 | 3815.5872 | 28540.5919 |  | 0
1988-07-01 | 0.019167 | 52.9 | 4.0107 | 4.0107 | 36.3224 | 36.3224 | 3851.9096 | 28812.2838 |  | 0
1988-07-02 | 0 | 0 | 0 | 0 | -12.5669 | -12.5669 | 3839.3427 | 28718.2837 |  | 0
1988-07-03 | 0 | 0 | 0 | 0 | -12.5669 | -12.5669 | 3826.7759 | 28624.2836 |  | 0
1988-07-04 | 0 | 0 | 0 | 0 | -12.5669 | -12.5669 | 3814.209 | 28530.2835 |  | 0
1988-07-05 | 0 | 0 | 0 | 0 | -12.5669 | -12.5669 | 3801.6422 | 28436.2834 |  | 0
1988-07-06 | 0 | 0 | 0 | 0 | -12.5669 | -12.5669 | 3789.0753 | 28342.2833 |  | 0
1988-07-07 | 0 | 0 | 0 | 0 | -12.5669 | -12.5669 | 3776.5084 | 28248.2832 |  | 0
1988-07-08 | 0 | 0 | 0 | 0 | -12.5669 | -12.5669 | 3763.9416 | 28154.283 |  | 0
1988-07-09 | 0 | 0 | 0 | 0 | -12.5669 | -12.5669 | 3751.3747 | 28060.2829 |  | 0
1988-07-10 | 0.0125 | 34.5 | 4.0107 | 4.0107 | 17.9224 | 17.9224 | 3769.2972 | 28194.3428 |  | 0
1988-07-11 | 0.030833 | 85.1 | 4.0107 | 4.0107 | 68.5224 | 68.5224 | 3837.8196 | 28706.8907 |  | 0
1988-07-12 | 0 | 0 | 0 | 0 | -12.5669 | -12.5669 | 3825.2528 | 28612.8906 |  | 0
1988-07-13 | 0 | 0 | 0 | 0 | -12.5669 | -12.5669 | 3812.6859 | 28518.8905 |  | 0
1988-07-14 | 0 | 0 | 0 | 0 | -12.5669 | -12.5669 | 3800.119 | 28424.8904 |  | 0
1988-07-15 | 0 | 0 | 0 | 0 | -12.5669 | -12.5669 | 3787.5522 | 28330.8902 |  | 0
1988-07-16 | 0 | 0 | 0 | 0 | -12.5669 | -12.5669 | 3774.9853 | 28236.8901 |  | 0
1988-07-17 | 0 | 0 | 0 | 0 | -12.5669 | -12.5669 | 3762.4185 | 28142.89 |  | 0
1988-07-18 | 0.0016667 | 4.6 | 4.0107 | 4.0107 | -11.9776 | -11.9776 | 3750.4409 | 28053.2979 |  | 0
1988-07-19 | 0.0075 | 20.7 | 4.0107 | 4.0107 | 4.1224 | 4.1224 | 3754.5633 | 28084.1338 |  | 0
1988-07-20 | 0 | 0 | 0 | 0 | -12.5669 | -12.5669 | 3741.9965 | 27990.1337 |  | 0
1988-07-21 | 0 | 0 | 0 | 0 | -12.5669 | -12.5669 | 3729.4296 | 27896.1336 |  | 0
1988-07-22 | 0 | 0 | 0 | 0 | -12.5669 | -12.5669 | 3716.8628 | 27802.1335 |  | 0
1988-07-23 | 0 | 0 | 0 | 0 | -12.5669 | -12.5669 | 3704.2959 | 27708.1333 |  | 0
1988-07-24 | 0 | 0 | 0 | 0 | -12.5669 | -12.5669 | 3691.729 | 27614.1332 |  | 0
1988-07-25 | 0.0075 | 20.7 | 4.0107 | 4.0107 | 4.1224 | 4.1224 | 3695.8515 | 27644.9691 |  | 0
1988-07-26 | 0 | 0 | 0 | 0 | -12.5669 | -12.5669 | 3683.2846 | 27550.969 |  | 0
1988-07-27 | 0 | 0 | 0 | 0 | -12.5669 | -12.5669 | 3670.7178 | 27456.9689 |  | 0
1988-07-28 | 0 | 0 | 0 | 0 | -12.5669 | -12.5669 | 3658.1509 | 27362.9688 |  | 0
1988-07-29 | 0 | 0 | 0 | 0 | -12.5669 | -12.5669 | 3645.584 | 27268.9687 |  | 0
1988-07-30 | 0 | 0 | 0 | 0 | -12.5669 | -12.5669 | 3633.0172 | 27174.9686 |  | 0
1988-07-31 | 0 | 0 | 0 | 0 | -12.5669 | -12.5669 | 3620.4503 | 27080.9684 |  | 0
1988-08-01 | 0 | 0 | 0 | 0 | -12.5669 | -12.5669 | 3607.8835 | 26986.9683 |  | 0
1988-08-02 | 0.01 | 27.6 | 4.0107 | 4.0107 | 11.0224 | 11.0224 | 3618.9059 | 27069.4162 |  | 0
1988-08-03 | 0 | 0 | 0 | 0 | -12.5669 | -12.5669 | 3606.3391 | 26975.4161 |  | 0
1988-08-04 | 0 | 0 | 0 | 0 | -12.5669 | -12.5669 | 3593.7722 | 26881.416 |  | 0
1988-08-05 | 0.00083333 | 2.3 | 4.0107 | 2.3 | -12.5669 | -12.5669 | 3581.2053 | 26787.4159 |  | 0
1988-08-06 | 0 | 0 | 0 | 0 | -12.5669 | -12.5669 | 3568.6385 | 26693.4158 |  | 0
1988-08-07 | 0 | 0 | 0 | 0 | -12.5669 | -12.5669 | 3556.0716 | 26599.4157 |  | 0
1988-08-08 | 0 | 0 | 0 | 0 | -12.5669 | -12.5669 | 3543.5048 | 26505.4155 |  | 0
1988-08-09 | 0 | 0 | 0 | 0 | -12.5669 | -12.5669 | 3530.9379 | 26411.4154 |  | 0
1988-08-10 | 0 | 0 | 0 | 0 | -12.5669 | -12.5669 | 3518.371 | 26317.4153 |  | 0
1988-08-11 | 0 | 0 | 0 | 0 | -12.5669 | -12.5669 | 3505.8042 | 26223.4152 |  | 0
1988-08-12 | 0 | 0 | 0 | 0 | -12.5669 | -12.5669 | 3493.2373 | 26129.4151 |  | 0
1988-08-13 | 0 | 0 | 0 | 0 | -12.5669 | -12.5669 | 3480.6705 | 26035.415 |  | 0
1988-08-14 | 0 | 0 | 0 | 0 | -12.5669 | -12.5669 | 3468.1036 | 25941.4149 |  | 0
1988-08-15 | 0 | 0 | 0 | 0 | -12.5669 | -12.5669 | 3455.5367 | 25847.4148 |  | 0
1988-08-16 | 0 | 0 | 0 | 0 | -12.5669 | -12.5669 | 3442.9699 | 25753.4146 |  | 0
1988-08-17 | 0 | 0 | 0 | 0 | -12.5669 | -12.5669 | 3430.403 | 25659.4145 |  | 0
1988-08-18 | 0 | 0 | 0 | 0 | -12.5669 | -12.5669 | 3417.8362 | 25565.4144 |  | 0
1988-08-19 | 0.028333 | 78.2 | 4.0107 | 4.0107 | 61.6224 | 61.6224 | 3479.4586 | 26026.3503 |  | 0
1988-08-20 | 0 | 0 | 0 | 0 | -12.5669 | -12.5669 | 3466.8917 | 25932.3502 |  | 0
1988-08-21 | 0 | 0 | 0 | 0 | -12.5669 | -12.5669 | 3454.3249 | 25838.3501 |  | 0
1988-08-22 | 0 | 0 | 0 | 0 | -12.5669 | -12.5669 | 3441.758 | 25744.35 |  | 0
1988-08-23 | 0.0058333 | 16.1 | 4.0107 | 4.0107 | -0.47756 | -0.47756 | 3441.2805 | 25740.7778 |  | 0
1988-08-24 | 0 | 0 | 0 | 0 | -12.5669 | -12.5669 | 3428.7136 | 25646.7777 |  | 0
1988-08-25 | 0 | 0 | 0 | 0 | -12.5669 | -12.5669 | 3416.1467 | 25552.7776 |  | 0
1988-08-26 | 0 | 0 | 0 | 0 | -12.5669 | -12.5669 | 3403.5799 | 25458.7775 |  | 0
1988-08-27 | 0 | 0 | 0 | 0 | -12.5669 | -12.5669 | 3391.013 | 25364.7774 |  | 0
1988-08-28 | 0.0033333 | 9.2 | 4.0107 | 4.0107 | -7.3776 | -7.3776 | 3383.6355 | 25309.5933 |  | 0
1988-08-29 | 0 | 0 | 0 | 0 | -12.5669 | -12.5669 | 3371.0686 | 25215.5932 |  | 0
1988-08-30 | 0 | 0 | 0 | 0 | -12.5669 | -12.5669 | 3358.5017 | 25121.5931 |  | 0
1988-08-31 | 0 | 0 | 0 | 0 | -12.5669 | -12.5669 | 3345.9349 | 25027.5929 |  | 0
1988-09-01 | 0 | 0 | 0 | 0 | -12.5669 | -12.5669 | 3333.368 | 24933.5928 |  | 0
1988-09-02 | 0.08 | 220.8 | 4.0107 | 4.0107 | 204.2224 | 204.2224 | 3537.5905 | 26461.1767 |  | 0
1988-09-03 | 0.00083333 | 2.3 | 4.0107 | 2.3 | -12.5669 | -12.5669 | 3525.0236 | 26367.1766 |  | 0
1988-09-04 | 0 | 0 | 0 | 0 | -12.5669 | -12.5669 | 3512.4568 | 26273.1765 |  | 0
1988-09-05 | 0 | 0 | 0 | 0 | -12.5669 | -12.5669 | 3499.8899 | 26179.1764 |  | 0
1988-09-06 | 0 | 0 | 0 | 0 | -12.5669 | -12.5669 | 3487.323 | 26085.1763 |  | 0
1988-09-07 | 0 | 0 | 0 | 0 | -12.5669 | -12.5669 | 3474.7562 | 25991.1762 |  | 0
1988-09-08 | 0 | 0 | 0 | 0 | -12.5669 | -12.5669 | 3462.1893 | 25897.176 |  | 0
1988-09-09 | 0 | 0 | 0 | 0 | -12.5669 | -12.5669 | 3449.6225 | 25803.1759 |  | 0
1988-09-10 | 0 | 0 | 0 | 0 | -12.5669 | -12.5669 | 3437.0556 | 25709.1758 |  | 0
1988-09-11 | 0 | 0 | 0 | 0 | -12.5669 | -12.5669 | 3424.4887 | 25615.1757 |  | 0
1988-09-12 | 0 | 0 | 0 | 0 | -12.5669 | -12.5669 | 3411.9219 | 25521.1756 |  | 0
1988-09-13 | 0.21917 | 604.9 | 4.0107 | 4.0107 | 588.3224 | 588.3224 | 4000.2443 | 29921.8275 |  | 0
1988-09-14 | 0.0125 | 34.5 | 4.0107 | 4.0107 | 17.9224 | 17.9224 | 3997.8631 | 29904.0163 |  | 7.7368
1988-09-15 | 0 | 0 | 0 | 0 | -12.5669 | -12.5669 | 3985.2963 | 29810.0162 |  | 0
1988-09-16 | 0 | 0 | 0 | 0 | -12.5669 | -12.5669 | 3972.7294 | 29716.0161 |  | 0
1988-09-17 | 0.099167 | 273.7 | 4.0107 | 4.0107 | 257.1224 | 257.1224 | 3997.8631 | 29904.0163 |  | 219.4219
1988-09-18 | 0.14583 | 402.5 | 4.0107 | 4.0107 | 385.9224 | 385.9224 | 3997.8631 | 29904.0163 |  | 373.3556
1988-09-19 | 0 | 0 | 0 | 0 | -12.5669 | -12.5669 | 3985.2963 | 29810.0162 |  | 0
1988-09-20 | 0 | 0 | 0 | 0 | -12.5669 | -12.5669 | 3972.7294 | 29716.0161 |  | 0
1988-09-21 | 0 | 0 | 0 | 0 | -12.5669 | -12.5669 | 3960.1626 | 29622.0159 |  | 0
1988-09-22 | 0 | 0 | 0 | 0 | -12.5669 | -12.5669 | 3947.5957 | 29528.0158 |  | 0
1988-09-23 | 0.00083333 | 2.3 | 4.0107 | 2.3 | -12.5669 | -12.5669 | 3935.0288 | 29434.0157 |  | 0
1988-09-24 | 0 | 0 | 0 | 0 | -12.5669 | -12.5669 | 3922.462 | 29340.0156 |  | 0
1988-09-25 | 0 | 0 | 0 | 0 | -12.5669 | -12.5669 | 3909.8951 | 29246.0155 |  | 0
1988-09-26 | 0 | 0 | 0 | 0 | -12.5669 | -12.5669 | 3897.3283 | 29152.0154 |  | 0
1988-09-27 | 0 | 0 | 0 | 0 | -12.5669 | -12.5669 | 3884.7614 | 29058.0153 |  | 0
1988-09-28 | 0.025833 | 71.3 | 4.0107 | 4.0107 | 54.7224 | 54.7224 | 3939.4838 | 29467.3392 |  | 0
1988-09-29 | 0.0025 | 6.9 | 4.0107 | 4.0107 | -9.6776 | -9.6776 | 3929.8063 | 29394.951 |  | 0
1988-09-30 | 0 | 0 | 0 | 0 | -12.5669 | -12.5669 | 3917.2394 | 29300.9509 |  | 0
1988-10-01 | 0.0016667 | 4.6 | 4.0107 | 4.0107 | -11.9776 | -11.9776 | 3905.2619 | 29211.3588 |  | 0
1988-10-02 | 0 | 0 | 0 | 0 | -12.5669 | -12.5669 | 3892.695 | 29117.3587 |  | 0
1988-10-03 | 0 | 0 | 0 | 0 | -12.5669 | -12.5669 | 3880.1282 | 29023.3586 |  | 0
1988-10-04 | 0 | 0 | 0 | 0 | -12.5669 | -12.5669 | 3867.5613 | 28929.3585 |  | 0
1988-10-05 | 0 | 0 | 0 | 0 | -12.5669 | -12.5669 | 3854.9944 | 28835.3584 |  | 0
1988-10-06 | 0 | 0 | 0 | 0 | -12.5669 | -12.5669 | 3842.4276 | 28741.3583 |  | 0
1988-10-07 | 0 | 0 | 0 | 0 | -12.5669 | -12.5669 | 3829.8607 | 28647.3581 |  | 0
1988-10-08 | 0.0025 | 6.9 | 4.0107 | 4.0107 | -9.6776 | -9.6776 | 3820.1832 | 28574.97 |  | 0
1988-10-09 | 0 | 0 | 0 | 0 | -12.5669 | -12.5669 | 3807.6163 | 28480.9699 |  | 0
1988-10-10 | 0 | 0 | 0 | 0 | -12.5669 | -12.5669 | 3795.0494 | 28386.9698 |  | 0
1988-10-11 | 0 | 0 | 0 | 0 | -12.5669 | -12.5669 | 3782.4826 | 28292.9697 |  | 0
1988-10-12 | 0 | 0 | 0 | 0 | -12.5669 | -12.5669 | 3769.9157 | 28198.9696 |  | 0
1988-10-13 | 0 | 0 | 0 | 0 | -12.5669 | -12.5669 | 3757.3489 | 28104.9695 |  | 0
1988-10-14 | 0 | 0 | 0 | 0 | -12.5669 | -12.5669 | 3744.782 | 28010.9694 |  | 0
1988-10-15 | 0 | 0 | 0 | 0 | -12.5669 | -12.5669 | 3732.2151 | 27916.9692 |  | 0
1988-10-16 | 0 | 0 | 0 | 0 | -12.5669 | -12.5669 | 3719.6483 | 27822.9691 |  | 0
1988-10-17 | 0 | 0 | 0 | 0 | -12.5669 | -12.5669 | 3707.0814 | 27728.969 |  | 0
1988-10-18 | 0 | 0 | 0 | 0 | -12.5669 | -12.5669 | 3694.5146 | 27634.9689 |  | 0
1988-10-19 | 0.00083333 | 2.3 | 4.0107 | 2.3 | -12.5669 | -12.5669 | 3681.9477 | 27540.9688 |  | 0
1988-10-20 | 0.0041667 | 11.5 | 4.0107 | 4.0107 | -5.0776 | -5.0776 | 3676.8701 | 27502.9887 |  | 0
1988-10-21 | 0 | 0 | 0 | 0 | -12.5669 | -12.5669 | 3664.3033 | 27408.9886 |  | 0
1988-10-22 | 0 | 0 | 0 | 0 | -12.5669 | -12.5669 | 3651.7364 | 27314.9885 |  | 0
1988-10-23 | 0 | 0 | 0 | 0 | -12.5669 | -12.5669 | 3639.1696 | 27220.9883 |  | 0
1988-10-24 | 0 | 0 | 0 | 0 | -12.5669 | -12.5669 | 3626.6027 | 27126.9882 |  | 0
1988-10-25 | 0 | 0 | 0 | 0 | -12.5669 | -12.5669 | 3614.0358 | 27032.9881 |  | 0
1988-10-26 | 0 | 0 | 0 | 0 | -12.5669 | -12.5669 | 3601.469 | 26938.988 |  | 0
1988-10-27 | 0 | 0 | 0 | 0 | -12.5669 | -12.5669 | 3588.9021 | 26844.9879 |  | 0
1988-10-28 | 0 | 0 | 0 | 0 | -12.5669 | -12.5669 | 3576.3353 | 26750.9878 |  | 0
1988-10-29 | 0 | 0 | 0 | 0 | -12.5669 | -12.5669 | 3563.7684 | 26656.9877 |  | 0
1988-10-30 | 0.054167 | 149.5 | 4.0107 | 4.0107 | 132.9224 | 132.9224 | 3696.6908 | 27651.2475 |  | 0
1988-10-31 | 0 | 0 | 0 | 0 | -12.5669 | -12.5669 | 3684.124 | 27557.2474 |  | 0
1988-11-01 | 0 | 0 | 0 | 0 | -12.5669 | -12.5669 | 3671.5571 | 27463.2473 |  | 0
1988-11-02 | 0 | 0 | 0 | 0 | -12.5669 | -12.5669 | 3658.9903 | 27369.2472 |  | 0
1988-11-03 | 0 | 0 | 0 | 0 | -12.5669 | -12.5669 | 3646.4234 | 27275.2471 |  | 0
1988-11-04 | 0 | 0 | 0 | 0 | -12.5669 | -12.5669 | 3633.8565 | 27181.247 |  | 0
1988-11-05 | 0 | 0 | 0 | 0 | -12.5669 | -12.5669 | 3621.2897 | 27087.2469 |  | 0
1988-11-06 | 0 | 0 | 0 | 0 | -12.5669 | -12.5669 | 3608.7228 | 26993.2468 |  | 0
1988-11-07 | 0 | 0 | 0 | 0 | -12.5669 | -12.5669 | 3596.156 | 26899.2466 |  | 0
1988-11-08 | 0 | 0 | 0 | 0 | -12.5669 | -12.5669 | 3583.5891 | 26805.2465 |  | 0
1988-11-09 | 0 | 0 | 0 | 0 | -12.5669 | -12.5669 | 3571.0222 | 26711.2464 |  | 0
1988-11-10 | 0 | 0 | 0 | 0 | -12.5669 | -12.5669 | 3558.4554 | 26617.2463 |  | 0
1988-11-11 | 0.0175 | 48.3 | 4.0107 | 4.0107 | 31.7224 | 31.7224 | 3590.1778 | 26854.5302 |  | 0
1988-11-12 | 0.015 | 41.4 | 4.0107 | 4.0107 | 24.8224 | 24.8224 | 3615.0003 | 27040.2021 |  | 0
1988-11-13 | 0 | 0 | 0 | 0 | -12.5669 | -12.5669 | 3602.4334 | 26946.202 |  | 0
1988-11-14 | 0 | 0 | 0 | 0 | -12.5669 | -12.5669 | 3589.8666 | 26852.2019 |  | 0
1988-11-15 | 0.005 | 13.8 | 4.0107 | 4.0107 | -2.7776 | -2.7776 | 3587.089 | 26831.4257 |  | 0
1988-11-16 | 0 | 0 | 0 | 0 | -12.5669 | -12.5669 | 3574.5221 | 26737.4256 |  | 0
1988-11-17 | 0 | 0 | 0 | 0 | -12.5669 | -12.5669 | 3561.9553 | 26643.4255 |  | 0
1988-11-18 | 0 | 0 | 0 | 0 | -12.5669 | -12.5669 | 3549.3884 | 26549.4254 |  | 0
1988-11-19 | 0.005 | 13.8 | 4.0107 | 4.0107 | -2.7776 | -2.7776 | 3546.6109 | 26528.6493 |  | 0
1988-11-20 | 0 | 0 | 0 | 0 | -12.5669 | -12.5669 | 3534.044 | 26434.6492 |  | 0
1988-11-21 | 0 | 0 | 0 | 0 | -12.5669 | -12.5669 | 3521.4771 | 26340.6491 |  | 0
1988-11-22 | 0 | 0 | 0 | 0 | -12.5669 | -12.5669 | 3508.9103 | 26246.649 |  | 0
1988-11-23 | 0 | 0 | 0 | 0 | -12.5669 | -12.5669 | 3496.3434 | 26152.6488 |  | 0
1988-11-24 | 0 | 0 | 0 | 0 | -12.5669 | -12.5669 | 3483.7766 | 26058.6487 |  | 0
1988-11-25 | 0 | 0 | 0 | 0 | -12.5669 | -12.5669 | 3471.2097 | 25964.6486 |  | 0
1988-11-26 | 0 | 0 | 0 | 0 | -12.5669 | -12.5669 | 3458.6428 | 25870.6485 |  | 0
1988-11-27 | 0 | 0 | 0 | 0 | -12.5669 | -12.5669 | 3446.076 | 25776.6484 |  | 0
1988-11-28 | 0 | 0 | 0 | 0 | -12.5669 | -12.5669 | 3433.5091 | 25682.6483 |  | 0
1988-11-29 | 0 | 0 | 0 | 0 | -12.5669 | -12.5669 | 3420.9423 | 25588.6482 |  | 0
1988-11-30 | 0 | 0 | 0 | 0 | -12.5669 | -12.5669 | 3408.3754 | 25494.6481 |  | 0
1988-12-01 | 0 | 0 | 0 | 0 | -12.5669 | -12.5669 | 3395.8085 | 25400.6479 |  | 0
1988-12-02 | 0 | 0 | 0 | 0 | -12.5669 | -12.5669 | 3383.2417 | 25306.6478 |  | 0
1988-12-03 | 0 | 0 | 0 | 0 | -12.5669 | -12.5669 | 3370.6748 | 25212.6477 |  | 0
1988-12-04 | 0 | 0 | 0 | 0 | -12.5669 | -12.5669 | 3358.108 | 25118.6476 |  | 0
1988-12-05 | 0 | 0 | 0 | 0 | -12.5669 | -12.5669 | 3345.5411 | 25024.6475 |  | 0
1988-12-06 | 0 | 0 | 0 | 0 | -12.5669 | -12.5669 | 3332.9742 | 24930.6474 |  | 0
1988-12-07 | 0.00083333 | 2.3 | 4.0107 | 2.3 | -12.5669 | -12.5669 | 3320.4074 | 24836.6473 |  | 0
1988-12-08 | 0.0025 | 6.9 | 4.0107 | 4.0107 | -9.6776 | -9.6776 | 3310.7298 | 24764.2592 |  | 0
1988-12-09 | 0 | 0 | 0 | 0 | -12.5669 | -12.5669 | 3298.163 | 24670.259 |  | 0
1988-12-10 | 0.035 | 96.6 | 4.0107 | 4.0107 | 80.0224 | 80.0224 | 3378.1854 | 25268.8269 |  | 0
1988-12-11 | 0.030833 | 85.1 | 4.0107 | 4.0107 | 68.5224 | 68.5224 | 3446.7079 | 25781.3748 |  | 0
1988-12-12 | 0 | 0 | 0 | 0 | -12.5669 | -12.5669 | 3434.141 | 25687.3747 |  | 0
1988-12-13 | 0 | 0 | 0 | 0 | -12.5669 | -12.5669 | 3421.5741 | 25593.3746 |  | 0
1988-12-14 | 0 | 0 | 0 | 0 | -12.5669 | -12.5669 | 3409.0073 | 25499.3745 |  | 0
1988-12-15 | 0 | 0 | 0 | 0 | -12.5669 | -12.5669 | 3396.4404 | 25405.3744 |  | 0
1988-12-16 | 0 | 0 | 0 | 0 | -12.5669 | -12.5669 | 3383.8736 | 25311.3742 |  | 0
1988-12-17 | 0 | 0 | 0 | 0 | -12.5669 | -12.5669 | 3371.3067 | 25217.3741 |  | 0
1988-12-18 | 0 | 0 | 0 | 0 | -12.5669 | -12.5669 | 3358.7398 | 25123.374 |  | 0
1988-12-19 | 0 | 0 | 0 | 0 | -12.5669 | -12.5669 | 3346.173 | 25029.3739 |  | 0
1988-12-20 | 0 | 0 | 0 | 0 | -12.5669 | -12.5669 | 3333.6061 | 24935.3738 |  | 0
1988-12-21 | 0 | 0 | 0 | 0 | -12.5669 | -12.5669 | 3321.0393 | 24841.3737 |  | 0
1988-12-22 | 0.01 | 27.6 | 4.0107 | 4.0107 | 11.0224 | 11.0224 | 3332.0617 | 24923.8216 |  | 0
1988-12-23 | 0 | 0 | 0 | 0 | -12.5669 | -12.5669 | 3319.4948 | 24829.8215 |  | 0
1988-12-24 | 0 | 0 | 0 | 0 | -12.5669 | -12.5669 | 3306.928 | 24735.8213 |  | 0
1988-12-25 | 0 | 0 | 0 | 0 | -12.5669 | -12.5669 | 3294.3611 | 24641.8212 |  | 0
1988-12-26 | 0 | 0 | 0 | 0 | -12.5669 | -12.5669 | 3281.7943 | 24547.8211 |  | 0
1988-12-27 | 0.013333 | 36.8 | 4.0107 | 4.0107 | 20.2224 | 20.2224 | 3302.0167 | 24699.085 |  | 0
1988-12-28 | 0 | 0 | 0 | 0 | -12.5669 | -12.5669 | 3289.4499 | 24605.0849 |  | 0
1988-12-29 | 0 | 0 | 0 | 0 | -12.5669 | -12.5669 | 3276.883 | 24511.0848 |  | 0
1988-12-30 | 0 | 0 | 0 | 0 | -12.5669 | -12.5669 | 3264.3161 | 24417.0847 |  | 0
1988-12-31 | 0 | 0 | 0 | 0 | -12.5669 | -12.5669 | 3251.7493 | 24323.0846 |  | 0
1989-01-01 | 0 | 0 | 0 | 0 | -12.5669 | -12.5669 | 3239.1824 | 24229.0844 |  | 0
1989-01-02 | 0 | 0 | 0 | 0 | -12.5669 | -12.5669 | 3226.6156 | 24135.0843 |  | 0
1989-01-03 | 0 | 0 | 0 | 0 | -12.5669 | -12.5669 | 3214.0487 | 24041.0842 |  | 0
1989-01-04 | 0 | 0 | 0 | 0 | -12.5669 | -12.5669 | 3201.4818 | 23947.0841 |  | 0
1989-01-05 | 0.0025 | 6.9 | 4.0107 | 4.0107 | -9.6776 | -9.6776 | 3191.8043 | 23874.696 |  | 0
1989-01-06 | 0 | 0 | 0 | 0 | -12.5669 | -12.5669 | 3179.2374 | 23780.6959 |  | 0
1989-01-07 | 0 | 0 | 0 | 0 | -12.5669 | -12.5669 | 3166.6706 | 23686.6958 |  | 0
1989-01-08 | 0 | 0 | 0 | 0 | -12.5669 | -12.5669 | 3154.1037 | 23592.6957 |  | 0
1989-01-09 | 0 | 0 | 0 | 0 | -12.5669 | -12.5669 | 3141.5368 | 23498.6955 |  | 0
1989-01-10 | 0 | 0 | 0 | 0 | -12.5669 | -12.5669 | 3128.97 | 23404.6954 |  | 0
1989-01-11 | 0 | 0 | 0 | 0 | -12.5669 | -12.5669 | 3116.4031 | 23310.6953 |  | 0
1989-01-12 | 0 | 0 | 0 | 0 | -12.5669 | -12.5669 | 3103.8363 | 23216.6952 |  | 0
1989-01-13 | 0.016667 | 46 | 4.0107 | 4.0107 | 29.4224 | 29.4224 | 3133.2587 | 23436.7751 |  | 0
1989-01-14 | 0.0025 | 6.9 | 4.0107 | 4.0107 | -9.6776 | -9.6776 | 3123.5811 | 23364.387 |  | 0
1989-01-15 | 0 | 0 | 0 | 0 | -12.5669 | -12.5669 | 3111.0143 | 23270.3869 |  | 0
1989-01-16 | 0 | 0 | 0 | 0 | -12.5669 | -12.5669 | 3098.4474 | 23176.3868 |  | 0
1989-01-17 | 0 | 0 | 0 | 0 | -12.5669 | -12.5669 | 3085.8806 | 23082.3866 |  | 0
1989-01-18 | 0 | 0 | 0 | 0 | -12.5669 | -12.5669 | 3073.3137 | 22988.3865 |  | 0
1989-01-19 | 0 | 0 | 0 | 0 | -12.5669 | -12.5669 | 3060.7468 | 22894.3864 |  | 0
1989-01-20 | 0 | 0 | 0 | 0 | -12.5669 | -12.5669 | 3048.18 | 22800.3863 |  | 0
1989-01-21 | 0 | 0 | 0 | 0 | -12.5669 | -12.5669 | 3035.6131 | 22706.3862 |  | 0
1989-01-22 | 0 | 0 | 0 | 0 | -12.5669 | -12.5669 | 3023.0463 | 22612.3861 |  | 0
1989-01-23 | 0 | 0 | 0 | 0 | -12.5669 | -12.5669 | 3010.4794 | 22518.386 |  | 0
1989-01-24 | 0 | 0 | 0 | 0 | -12.5669 | -12.5669 | 2997.9125 | 22424.3858 |  | 0
1989-01-25 | 0.0041667 | 11.5 | 4.0107 | 4.0107 | -5.0776 | -5.0776 | 2992.835 | 22386.4057 |  | 0
1989-01-26 | 0 | 0 | 0 | 0 | -12.5669 | -12.5669 | 2980.2681 | 22292.4056 |  | 0
1989-01-27 | 0.025 | 69 | 4.0107 | 4.0107 | 52.4224 | 52.4224 | 3032.6906 | 22684.5255 |  | 0
1989-01-28 | 0.035833 | 98.9 | 4.0107 | 4.0107 | 82.3224 | 82.3224 | 3115.013 | 23300.2974 |  | 0
1989-01-29 | 0 | 0 | 0 | 0 | -12.5669 | -12.5669 | 3102.4462 | 23206.2973 |  | 0
1989-01-30 | 0 | 0 | 0 | 0 | -12.5669 | -12.5669 | 3089.8793 | 23112.2972 |  | 0
1989-01-31 | 0 | 0 | 0 | 0 | -12.5669 | -12.5669 | 3077.3124 | 23018.2971 |  | 0
1989-02-01 | 0 | 0 | 0 | 0 | -12.5669 | -12.5669 | 3064.7456 | 22924.2969 |  | 0
1989-02-02 | 0 | 0 | 0 | 0 | -12.5669 | -12.5669 | 3052.1787 | 22830.2968 |  | 0
1989-02-03 | 0 | 0 | 0 | 0 | -12.5669 | -12.5669 | 3039.6119 | 22736.2967 |  | 0
1989-02-04 | 0 | 0 | 0 | 0 | -12.5669 | -12.5669 | 3027.045 | 22642.2966 |  | 0
1989-02-05 | 0 | 0 | 0 | 0 | -12.5669 | -12.5669 | 3014.4781 | 22548.2965 |  | 0
1989-02-06 | 0 | 0 | 0 | 0 | -12.5669 | -12.5669 | 3001.9113 | 22454.2964 |  | 0
1989-02-07 | 0 | 0 | 0 | 0 | -12.5669 | -12.5669 | 2989.3444 | 22360.2963 |  | 0
1989-02-08 | 0 | 0 | 0 | 0 | -12.5669 | -12.5669 | 2976.7776 | 22266.2962 |  | 0
1989-02-09 | 0 | 0 | 0 | 0 | -12.5669 | -12.5669 | 2964.2107 | 22172.296 |  | 0
1989-02-10 | 0 | 0 | 0 | 0 | -12.5669 | -12.5669 | 2951.6438 | 22078.2959 |  | 0
1989-02-11 | 0 | 0 | 0 | 0 | -12.5669 | -12.5669 | 2939.077 | 21984.2958 |  | 0
1989-02-12 | 0.0016667 | 4.6 | 4.0107 | 4.0107 | -11.9776 | -11.9776 | 2927.0994 | 21894.7037 |  | 0
1989-02-13 | 0.0058333 | 16.1 | 4.0107 | 4.0107 | -0.47756 | -0.47756 | 2926.6219 | 21891.1316 |  | 0
1989-02-14 | 0.1375 | 379.5 | 4.0107 | 4.0107 | 362.9224 | 362.9224 | 3289.5443 | 24605.7915 |  | 0
1989-02-15 | 0.0275 | 75.9 | 4.0107 | 4.0107 | 59.3224 | 59.3224 | 3348.8668 | 25049.5234 |  | 0
1989-02-16 | 0.031667 | 87.4 | 4.0107 | 4.0107 | 70.8224 | 70.8224 | 3419.6892 | 25579.2753 |  | 0
1989-02-17 | 0.085833 | 236.9 | 4.0107 | 4.0107 | 220.3224 | 220.3224 | 3640.0116 | 27227.2871 |  | 0
1989-02-18 | 0 | 0 | 0 | 0 | -12.5669 | -12.5669 | 3627.4448 | 27133.287 |  | 0
1989-02-19 | 0 | 0 | 0 | 0 | -12.5669 | -12.5669 | 3614.8779 | 27039.2869 |  | 0
1989-02-20 | 0.0016667 | 4.6 | 4.0107 | 4.0107 | -11.9776 | -11.9776 | 3602.9004 | 26949.6948 |  | 0
1989-02-21 | 0 | 0 | 0 | 0 | -12.5669 | -12.5669 | 3590.3335 | 26855.6947 |  | 0
1989-02-22 | 0 | 0 | 0 | 0 | -12.5669 | -12.5669 | 3577.7667 | 26761.6946 |  | 0
1989-02-23 | 0 | 0 | 0 | 0 | -12.5669 | -12.5669 | 3565.1998 | 26667.6945 |  | 0
1989-02-24 | 0 | 0 | 0 | 0 | -12.5669 | -12.5669 | 3552.6329 | 26573.6944 |  | 0
1989-02-25 | 0 | 0 | 0 | 0 | -12.5669 | -12.5669 | 3540.0661 | 26479.6942 |  | 0
1989-02-26 | 0 | 0 | 0 | 0 | -12.5669 | -12.5669 | 3527.4992 | 26385.6941 |  | 0
1989-02-27 | 0 | 0 | 0 | 0 | -12.5669 | -12.5669 | 3514.9324 | 26291.694 |  | 0
1989-02-28 | 0 | 0 | 0 | 0 | -12.5669 | -12.5669 | 3502.3655 | 26197.6939 |  | 0
1989-03-01 | 0 | 0 | 0 | 0 | -12.5669 | -12.5669 | 3489.7986 | 26103.6938 |  | 0
1989-03-02 | 0 | 0 | 0 | 0 | -12.5669 | -12.5669 | 3477.2318 | 26009.6937 |  | 0
1989-03-03 | 0.0041667 | 11.5 | 4.0107 | 4.0107 | -5.0776 | -5.0776 | 3472.1542 | 25971.7136 |  | 0
1989-03-04 | 0.0016667 | 4.6 | 4.0107 | 4.0107 | -11.9776 | -11.9776 | 3460.1767 | 25882.1214 |  | 0
1989-03-05 | 0.0725 | 200.1 | 4.0107 | 4.0107 | 183.5224 | 183.5224 | 3643.6991 | 27254.8693 |  | 0
1989-03-06 | 0 | 0 | 0 | 0 | -12.5669 | -12.5669 | 3631.1322 | 27160.8692 |  | 0
1989-03-07 | 0 | 0 | 0 | 0 | -12.5669 | -12.5669 | 3618.5654 | 27066.8691 |  | 0
1989-03-08 | 0 | 0 | 0 | 0 | -12.5669 | -12.5669 | 3605.9985 | 26972.869 |  | 0
1989-03-09 | 0 | 0 | 0 | 0 | -12.5669 | -12.5669 | 3593.4317 | 26878.8689 |  | 0
1989-03-10 | 0 | 0 | 0 | 0 | -12.5669 | -12.5669 | 3580.8648 | 26784.8688 |  | 0
1989-03-11 | 0 | 0 | 0 | 0 | -12.5669 | -12.5669 | 3568.2979 | 26690.8687 |  | 0
1989-03-12 | 0 | 0 | 0 | 0 | -12.5669 | -12.5669 | 3555.7311 | 26596.8685 |  | 0
1989-03-13 | 0 | 0 | 0 | 0 | -12.5669 | -12.5669 | 3543.1642 | 26502.8684 |  | 0
1989-03-14 | 0 | 0 | 0 | 0 | -12.5669 | -12.5669 | 3530.5974 | 26408.8683 |  | 0
1989-03-15 | 0 | 0 | 0 | 0 | -12.5669 | -12.5669 | 3518.0305 | 26314.8682 |  | 0
1989-03-16 | 0 | 0 | 0 | 0 | -12.5669 | -12.5669 | 3505.4636 | 26220.8681 |  | 0
1989-03-17 | 0 | 0 | 0 | 0 | -12.5669 | -12.5669 | 3492.8968 | 26126.868 |  | 0
1989-03-18 | 0 | 0 | 0 | 0 | -12.5669 | -12.5669 | 3480.3299 | 26032.8679 |  | 0
1989-03-19 | 0.028333 | 78.2 | 4.0107 | 4.0107 | 61.6224 | 61.6224 | 3541.9524 | 26493.8038 |  | 0
1989-03-20 | 0 | 0 | 0 | 0 | -12.5669 | -12.5669 | 3529.3855 | 26399.8036 |  | 0
1989-03-21 | 0.0083333 | 23 | 4.0107 | 4.0107 | 6.4224 | 6.4224 | 3535.808 | 26447.8435 |  | 0
1989-03-22 | 0 | 0 | 0 | 0 | -12.5669 | -12.5669 | 3523.2411 | 26353.8434 |  | 0
1989-03-23 | 0 | 0 | 0 | 0 | -12.5669 | -12.5669 | 3510.6742 | 26259.8433 |  | 0
1989-03-24 | 0 | 0 | 0 | 0 | -12.5669 | -12.5669 | 3498.1074 | 26165.8432 |  | 0
1989-03-25 | 0 | 0 | 0 | 0 | -12.5669 | -12.5669 | 3485.5405 | 26071.8431 |  | 0
1989-03-26 | 0 | 0 | 0 | 0 | -12.5669 | -12.5669 | 3472.9737 | 25977.843 |  | 0
1989-03-27 | 0.013333 | 36.8 | 4.0107 | 4.0107 | 20.2224 | 20.2224 | 3493.1961 | 26129.1069 |  | 0
1989-03-28 | 0 | 0 | 0 | 0 | -12.5669 | -12.5669 | 3480.6292 | 26035.1067 |  | 0
1989-03-29 | 0 | 0 | 0 | 0 | -12.5669 | -12.5669 | 3468.0624 | 25941.1066 |  | 0
1989-03-30 | 0 | 0 | 0 | 0 | -12.5669 | -12.5669 | 3455.4955 | 25847.1065 |  | 0
1989-03-31 | 0 | 0 | 0 | 0 | -12.5669 | -12.5669 | 3442.9287 | 25753.1064 |  | 0
1989-04-01 | 0 | 0 | 0 | 0 | -12.5669 | -12.5669 | 3430.3618 | 25659.1063 |  | 0
1989-04-02 | 0 | 0 | 0 | 0 | -12.5669 | -12.5669 | 3417.7949 | 25565.1062 |  | 0
1989-04-03 | 0 | 0 | 0 | 0 | -12.5669 | -12.5669 | 3405.2281 | 25471.1061 |  | 0
1989-04-04 | 0 | 0 | 0 | 0 | -12.5669 | -12.5669 | 3392.6612 | 25377.106 |  | 0
1989-04-05 | 0 | 0 | 0 | 0 | -12.5669 | -12.5669 | 3380.0944 | 25283.1058 |  | 0
1989-04-06 | 0 | 0 | 0 | 0 | -12.5669 | -12.5669 | 3367.5275 | 25189.1057 |  | 0
1989-04-07 | 0 | 0 | 0 | 0 | -12.5669 | -12.5669 | 3354.9606 | 25095.1056 |  | 0
1989-04-08 | 0 | 0 | 0 | 0 | -12.5669 | -12.5669 | 3342.3938 | 25001.1055 |  | 0
1989-04-09 | 0 | 0 | 0 | 0 | -12.5669 | -12.5669 | 3329.8269 | 24907.1054 |  | 0
1989-04-10 | 0 | 0 | 0 | 0 | -12.5669 | -12.5669 | 3317.2601 | 24813.1053 |  | 0
1989-04-11 | 0 | 0 | 0 | 0 | -12.5669 | -12.5669 | 3304.6932 | 24719.1052 |  | 0
1989-04-12 | 0 | 0 | 0 | 0 | -12.5669 | -12.5669 | 3292.1263 | 24625.1051 |  | 0
1989-04-13 | 0.023333 | 64.4 | 4.0107 | 4.0107 | 47.8224 | 47.8224 | 3339.9488 | 24982.8169 |  | 0
1989-04-14 | 0.0033333 | 9.2 | 4.0107 | 4.0107 | -7.3776 | -7.3776 | 3332.5712 | 24927.6328 |  | 0
1989-04-15 | 0 | 0 | 0 | 0 | -12.5669 | -12.5669 | 3320.0044 | 24833.6327 |  | 0
1989-04-16 | 0 | 0 | 0 | 0 | -12.5669 | -12.5669 | 3307.4375 | 24739.6326 |  | 0
1989-04-17 | 0 | 0 | 0 | 0 | -12.5669 | -12.5669 | 3294.8707 | 24645.6325 |  | 0
1989-04-18 | 0 | 0 | 0 | 0 | -12.5669 | -12.5669 | 3282.3038 | 24551.6324 |  | 0
1989-04-19 | 0 | 0 | 0 | 0 | -12.5669 | -12.5669 | 3269.7369 | 24457.6323 |  | 0
1989-04-20 | 0 | 0 | 0 | 0 | -12.5669 | -12.5669 | 3257.1701 | 24363.6321 |  | 0
1989-04-21 | 0 | 0 | 0 | 0 | -12.5669 | -12.5669 | 3244.6032 | 24269.632 |  | 0
1989-04-22 | 0 | 0 | 0 | 0 | -12.5669 | -12.5669 | 3232.0364 | 24175.6319 |  | 0
1989-04-23 | 0 | 0 | 0 | 0 | -12.5669 | -12.5669 | 3219.4695 | 24081.6318 |  | 0
1989-04-24 | 0 | 0 | 0 | 0 | -12.5669 | -12.5669 | 3206.9026 | 23987.6317 |  | 0
1989-04-25 | 0 | 0 | 0 | 0 | -12.5669 | -12.5669 | 3194.3358 | 23893.6316 |  | 0
1989-04-26 | 0 | 0 | 0 | 0 | -12.5669 | -12.5669 | 3181.7689 | 23799.6315 |  | 0
1989-04-27 | 0 | 0 | 0 | 0 | -12.5669 | -12.5669 | 3169.2021 | 23705.6314 |  | 0
1989-04-28 | 0 | 0 | 0 | 0 | -12.5669 | -12.5669 | 3156.6352 | 23611.6312 |  | 0
1989-04-29 | 0 | 0 | 0 | 0 | -12.5669 | -12.5669 | 3144.0683 | 23517.6311 |  | 0
1989-04-30 | 0 | 0 | 0 | 0 | -12.5669 | -12.5669 | 3131.5015 | 23423.631 |  | 0
1989-05-01 | 0 | 0 | 0 | 0 | -12.5669 | -12.5669 | 3118.9346 | 23329.6309 |  | 0
1989-05-02 | 0 | 0 | 0 | 0 | -12.5669 | -12.5669 | 3106.3678 | 23235.6308 |  | 0
1989-05-03 | 0.13333 | 368 | 4.0107 | 4.0107 | 351.4224 | 351.4224 | 3457.7902 | 25864.2707 |  | 0
1989-05-04 | 0.068333 | 188.6 | 4.0107 | 4.0107 | 172.0224 | 172.0224 | 3629.8126 | 27150.9986 |  | 0
1989-05-05 | 0 | 0 | 0 | 0 | -12.5669 | -12.5669 | 3617.2458 | 27056.9985 |  | 0
1989-05-06 | 0 | 0 | 0 | 0 | -12.5669 | -12.5669 | 3604.6789 | 26962.9983 |  | 0
1989-05-07 | 0 | 0 | 0 | 0 | -12.5669 | -12.5669 | 3592.1121 | 26868.9982 |  | 0
1989-05-08 | 0 | 0 | 0 | 0 | -12.5669 | -12.5669 | 3579.5452 | 26774.9981 |  | 0
1989-05-09 | 0 | 0 | 0 | 0 | -12.5669 | -12.5669 | 3566.9783 | 26680.998 |  | 0
1989-05-10 | 0 | 0 | 0 | 0 | -12.5669 | -12.5669 | 3554.4115 | 26586.9979 |  | 0
1989-05-11 | 0 | 0 | 0 | 0 | -12.5669 | -12.5669 | 3541.8446 | 26492.9978 |  | 0
1989-05-12 | 0.0975 | 269.1 | 4.0107 | 4.0107 | 252.5224 | 252.5224 | 3794.3671 | 28381.8657 |  | 0
1989-05-13 | 0 | 0 | 0 | 0 | -12.5669 | -12.5669 | 3781.8002 | 28287.8656 |  | 0
1989-05-14 | 0 | 0 | 0 | 0 | -12.5669 | -12.5669 | 3769.2333 | 28193.8654 |  | 0
1989-05-15 | 0.029167 | 80.5 | 4.0107 | 4.0107 | 63.9224 | 63.9224 | 3833.1558 | 28672.0053 |  | 0
1989-05-16 | 0.0375 | 103.5 | 4.0107 | 4.0107 | 86.9224 | 86.9224 | 3920.0782 | 29322.1852 |  | 0
1989-05-17 | 0.0075 | 20.7 | 4.0107 | 4.0107 | 4.1224 | 4.1224 | 3924.2007 | 29353.0211 |  | 0
1989-05-18 | 0 | 0 | 0 | 0 | -12.5669 | -12.5669 | 3911.6338 | 29259.021 |  | 0
1989-05-19 | 0 | 0 | 0 | 0 | -12.5669 | -12.5669 | 3899.067 | 29165.0209 |  | 0
1989-05-20 | 0 | 0 | 0 | 0 | -12.5669 | -12.5669 | 3886.5001 | 29071.0208 |  | 0
1989-05-21 | 0 | 0 | 0 | 0 | -12.5669 | -12.5669 | 3873.9332 | 28977.0207 |  | 0
1989-05-22 | 0 | 0 | 0 | 0 | -12.5669 | -12.5669 | 3861.3664 | 28883.0205 |  | 0
1989-05-23 | 0 | 0 | 0 | 0 | -12.5669 | -12.5669 | 3848.7995 | 28789.0204 |  | 0
1989-05-24 | 0 | 0 | 0 | 0 | -12.5669 | -12.5669 | 3836.2327 | 28695.0203 |  | 0
1989-05-25 | 0 | 0 | 0 | 0 | -12.5669 | -12.5669 | 3823.6658 | 28601.0202 |  | 0
1989-05-26 | 0 | 0 | 0 | 0 | -12.5669 | -12.5669 | 3811.0989 | 28507.0201 |  | 0
1989-05-27 | 0.005 | 13.8 | 4.0107 | 4.0107 | -2.7776 | -2.7776 | 3808.3214 | 28486.244 |  | 0
1989-05-28 | 0 | 0 | 0 | 0 | -12.5669 | -12.5669 | 3795.7545 | 28392.2439 |  | 0
1989-05-29 | 0 | 0 | 0 | 0 | -12.5669 | -12.5669 | 3783.1877 | 28298.2437 |  | 0
1989-05-30 | 0 | 0 | 0 | 0 | -12.5669 | -12.5669 | 3770.6208 | 28204.2436 |  | 0
1989-05-31 | 0 | 0 | 0 | 0 | -12.5669 | -12.5669 | 3758.0539 | 28110.2435 |  | 0
1989-06-01 | 0.0041667 | 11.5 | 4.0107 | 4.0107 | -5.0776 | -5.0776 | 3752.9764 | 28072.2634 |  | 0
1989-06-02 | 0.061667 | 170.2 | 4.0107 | 4.0107 | 153.6224 | 153.6224 | 3906.5988 | 29221.3593 |  | 0
1989-06-03 | 0.090833 | 250.7 | 4.0107 | 4.0107 | 234.1224 | 234.1224 | 3997.8631 | 29904.0163 |  | 130.2913
1989-06-04 | 0.12583 | 347.3 | 4.0107 | 4.0107 | 330.7224 | 330.7224 | 3997.8631 | 29904.0163 |  | 318.1556
1989-06-05 | 0 | 0 | 0 | 0 | -12.5669 | -12.5669 | 3985.2963 | 29810.0162 |  | 0
1989-06-06 | 0 | 0 | 0 | 0 | -12.5669 | -12.5669 | 3972.7294 | 29716.0161 |  | 0
1989-06-07 | 0.25667 | 708.4 | 4.0107 | 4.0107 | 691.8224 | 691.8224 | 3997.8631 | 29904.0163 |  | 654.1219
1989-06-08 | 0 | 0 | 0 | 0 | -12.5669 | -12.5669 | 3985.2963 | 29810.0162 |  | 0
1989-06-09 | 0 | 0 | 0 | 0 | -12.5669 | -12.5669 | 3972.7294 | 29716.0161 |  | 0
1989-06-10 | 0.016667 | 46 | 4.0107 | 4.0107 | 29.4224 | 29.4224 | 4002.1519 | 29936.0959 |  | 0
1989-06-11 | 0.00083333 | 2.3 | 4.0107 | 2.3 | -12.5669 | -12.5669 | 3989.585 | 29842.0958 |  | 0
1989-06-12 | 0.075 | 207 | 4.0107 | 4.0107 | 190.4224 | 190.4224 | 3997.8631 | 29904.0163 |  | 169.5774
1989-06-13 | 0.085 | 234.6 | 4.0107 | 4.0107 | 218.0224 | 218.0224 | 3997.8631 | 29904.0163 |  | 205.4556
1989-06-14 | 0 | 0 | 0 | 0 | -12.5669 | -12.5669 | 3985.2963 | 29810.0162 |  | 0
1989-06-15 | 0 | 0 | 0 | 0 | -12.5669 | -12.5669 | 3972.7294 | 29716.0161 |  | 0
1989-06-16 | 0 | 0 | 0 | 0 | -12.5669 | -12.5669 | 3960.1626 | 29622.0159 |  | 0
1989-06-17 | 0 | 0 | 0 | 0 | -12.5669 | -12.5669 | 3947.5957 | 29528.0158 |  | 0
1989-06-18 | 0 | 0 | 0 | 0 | -12.5669 | -12.5669 | 3935.0288 | 29434.0157 |  | 0
1989-06-19 | 0 | 0 | 0 | 0 | -12.5669 | -12.5669 | 3922.462 | 29340.0156 |  | 0
1989-06-20 | 0 | 0 | 0 | 0 | -12.5669 | -12.5669 | 3909.8951 | 29246.0155 |  | 0
1989-06-21 | 0 | 0 | 0 | 0 | -12.5669 | -12.5669 | 3897.3283 | 29152.0154 |  | 0
1989-06-22 | 0 | 0 | 0 | 0 | -12.5669 | -12.5669 | 3884.7614 | 29058.0153 |  | 0
1989-06-23 | 0 | 0 | 0 | 0 | -12.5669 | -12.5669 | 3872.1945 | 28964.0152 |  | 0
1989-06-24 | 0 | 0 | 0 | 0 | -12.5669 | -12.5669 | 3859.6277 | 28870.015 |  | 0
1989-06-25 | 0 | 0 | 0 | 0 | -12.5669 | -12.5669 | 3847.0608 | 28776.0149 |  | 0
1989-06-26 | 0 | 0 | 0 | 0 | -12.5669 | -12.5669 | 3834.494 | 28682.0148 |  | 0
1989-06-27 | 0 | 0 | 0 | 0 | -12.5669 | -12.5669 | 3821.9271 | 28588.0147 |  | 0
1989-06-28 | 0 | 0 | 0 | 0 | -12.5669 | -12.5669 | 3809.3602 | 28494.0146 |  | 0
1989-06-29 | 0 | 0 | 0 | 0 | -12.5669 | -12.5669 | 3796.7934 | 28400.0145 |  | 0
1989-06-30 | 0 | 0 | 0 | 0 | -12.5669 | -12.5669 | 3784.2265 | 28306.0144 |  | 0
1989-07-01 | 0 | 0 | 0 | 0 | -12.5669 | -12.5669 | 3771.6597 | 28212.0143 |  | 0
1989-07-02 | 0 | 0 | 0 | 0 | -12.5669 | -12.5669 | 3759.0928 | 28118.0141 |  | 0
1989-07-03 | 0 | 0 | 0 | 0 | -12.5669 | -12.5669 | 3746.5259 | 28024.014 |  | 0
1989-07-04 | 0 | 0 | 0 | 0 | -12.5669 | -12.5669 | 3733.9591 | 27930.0139 |  | 0
1989-07-05 | 0 | 0 | 0 | 0 | -12.5669 | -12.5669 | 3721.3922 | 27836.0138 |  | 0
1989-07-06 | 0 | 0 | 0 | 0 | -12.5669 | -12.5669 | 3708.8254 | 27742.0137 |  | 0
1989-07-07 | 0 | 0 | 0 | 0 | -12.5669 | -12.5669 | 3696.2585 | 27648.0136 |  | 0
1989-07-08 | 0 | 0 | 0 | 0 | -12.5669 | -12.5669 | 3683.6916 | 27554.0135 |  | 0
1989-07-09 | 0 | 0 | 0 | 0 | -12.5669 | -12.5669 | 3671.1248 | 27460.0134 |  | 0
1989-07-10 | 0 | 0 | 0 | 0 | -12.5669 | -12.5669 | 3658.5579 | 27366.0132 |  | 0
1989-07-11 | 0 | 0 | 0 | 0 | -12.5669 | -12.5669 | 3645.9911 | 27272.0131 |  | 0
1989-07-12 | 0 | 0 | 0 | 0 | -12.5669 | -12.5669 | 3633.4242 | 27178.013 |  | 0
1989-07-13 | 0 | 0 | 0 | 0 | -12.5669 | -12.5669 | 3620.8573 | 27084.0129 |  | 0
1989-07-14 | 0.15833 | 437 | 4.0107 | 4.0107 | 420.4224 | 420.4224 | 3997.8631 | 29904.0163 |  | 30.8498
1989-07-15 | 0 | 0 | 0 | 0 | -12.5669 | -12.5669 | 3985.2963 | 29810.0162 |  | 0
1989-07-16 | 0 | 0 | 0 | 0 | -12.5669 | -12.5669 | 3972.7294 | 29716.0161 |  | 0
1989-07-17 | 0.014167 | 39.1 | 4.0107 | 4.0107 | 22.5224 | 22.5224 | 3995.2519 | 29884.4839 |  | 0
1989-07-18 | 0.043333 | 119.6 | 4.0107 | 4.0107 | 103.0224 | 103.0224 | 3997.8631 | 29904.0163 |  | 87.8443
1989-07-19 | 0 | 0 | 0 | 0 | -12.5669 | -12.5669 | 3985.2963 | 29810.0162 |  | 0
1989-07-20 | 0 | 0 | 0 | 0 | -12.5669 | -12.5669 | 3972.7294 | 29716.0161 |  | 0
1989-07-21 | 0 | 0 | 0 | 0 | -12.5669 | -12.5669 | 3960.1626 | 29622.0159 |  | 0
1989-07-22 | 0 | 0 | 0 | 0 | -12.5669 | -12.5669 | 3947.5957 | 29528.0158 |  | 0
1989-07-23 | 0 | 0 | 0 | 0 | -12.5669 | -12.5669 | 3935.0288 | 29434.0157 |  | 0
1989-07-24 | 0 | 0 | 0 | 0 | -12.5669 | -12.5669 | 3922.462 | 29340.0156 |  | 0
1989-07-25 | 0 | 0 | 0 | 0 | -12.5669 | -12.5669 | 3909.8951 | 29246.0155 |  | 0
1989-07-26 | 0.05 | 138 | 4.0107 | 4.0107 | 121.4224 | 121.4224 | 3997.8631 | 29904.0163 |  | 20.8876
1989-07-27 | 0 | 0 | 0 | 0 | -12.5669 | -12.5669 | 3985.2963 | 29810.0162 |  | 0
1989-07-28 | 0 | 0 | 0 | 0 | -12.5669 | -12.5669 | 3972.7294 | 29716.0161 |  | 0
1989-07-29 | 0 | 0 | 0 | 0 | -12.5669 | -12.5669 | 3960.1626 | 29622.0159 |  | 0
1989-07-30 | 0 | 0 | 0 | 0 | -12.5669 | -12.5669 | 3947.5957 | 29528.0158 |  | 0
1989-07-31 | 0 | 0 | 0 | 0 | -12.5669 | -12.5669 | 3935.0288 | 29434.0157 |  | 0
1989-08-01 | 0 | 0 | 0 | 0 | -12.5669 | -12.5669 | 3922.462 | 29340.0156 |  | 0
1989-08-02 | 0.24583 | 678.5 | 4.0107 | 4.0107 | 661.9224 | 661.9224 | 3997.8631 | 29904.0163 |  | 573.9544
1989-08-03 | 0 | 0 | 0 | 0 | -12.5669 | -12.5669 | 3985.2963 | 29810.0162 |  | 0
1989-08-04 | 0 | 0 | 0 | 0 | -12.5669 | -12.5669 | 3972.7294 | 29716.0161 |  | 0
1989-08-05 | 0 | 0 | 0 | 0 | -12.5669 | -12.5669 | 3960.1626 | 29622.0159 |  | 0
1989-08-06 | 0.035 | 96.6 | 4.0107 | 4.0107 | 80.0224 | 80.0224 | 3997.8631 | 29904.0163 |  | 29.755
1989-08-07 | 0.0925 | 255.3 | 4.0107 | 4.0107 | 238.7224 | 238.7224 | 3997.8631 | 29904.0163 |  | 226.1556
1989-08-08 | 0 | 0 | 0 | 0 | -12.5669 | -12.5669 | 3985.2963 | 29810.0162 |  | 0
1989-08-09 | 0 | 0 | 0 | 0 | -12.5669 | -12.5669 | 3972.7294 | 29716.0161 |  | 0
1989-08-10 | 0 | 0 | 0 | 0 | -12.5669 | -12.5669 | 3960.1626 | 29622.0159 |  | 0
1989-08-11 | 0.0175 | 48.3 | 4.0107 | 4.0107 | 31.7224 | 31.7224 | 3991.885 | 29859.2998 |  | 0
1989-08-12 | 0 | 0 | 0 | 0 | -12.5669 | -12.5669 | 3979.3181 | 29765.2997 |  | 0
1989-08-13 | 0.0058333 | 16.1 | 4.0107 | 4.0107 | -0.47756 | -0.47756 | 3978.8406 | 29761.7276 |  | 0
1989-08-14 | 0.061667 | 170.2 | 4.0107 | 4.0107 | 153.6224 | 153.6224 | 3997.8631 | 29904.0163 |  | 122.033
1989-08-15 | 0 | 0 | 0 | 0 | -12.5669 | -12.5669 | 3985.2963 | 29810.0162 |  | 0
1989-08-16 | 0.055833 | 154.1 | 4.0107 | 4.0107 | 137.5224 | 137.5224 | 3997.8631 | 29904.0163 |  | 112.3887
1989-08-17 | 0 | 0 | 0 | 0 | -12.5669 | -12.5669 | 3985.2963 | 29810.0162 |  | 0
1989-08-18 | 0 | 0 | 0 | 0 | -12.5669 | -12.5669 | 3972.7294 | 29716.0161 |  | 0
1989-08-19 | 0 | 0 | 0 | 0 | -12.5669 | -12.5669 | 3960.1626 | 29622.0159 |  | 0
1989-08-20 | 0 | 0 | 0 | 0 | -12.5669 | -12.5669 | 3947.5957 | 29528.0158 |  | 0
1989-08-21 | 0 | 0 | 0 | 0 | -12.5669 | -12.5669 | 3935.0288 | 29434.0157 |  | 0
1989-08-22 | 0 | 0 | 0 | 0 | -12.5669 | -12.5669 | 3922.462 | 29340.0156 |  | 0
1989-08-23 | 0 | 0 | 0 | 0 | -12.5669 | -12.5669 | 3909.8951 | 29246.0155 |  | 0
1989-08-24 | 0 | 0 | 0 | 0 | -12.5669 | -12.5669 | 3897.3283 | 29152.0154 |  | 0
1989-08-25 | 0 | 0 | 0 | 0 | -12.5669 | -12.5669 | 3884.7614 | 29058.0153 |  | 0
1989-08-26 | 0 | 0 | 0 | 0 | -12.5669 | -12.5669 | 3872.1945 | 28964.0152 |  | 0
1989-08-27 | 0 | 0 | 0 | 0 | -12.5669 | -12.5669 | 3859.6277 | 28870.015 |  | 0
1989-08-28 | 0 | 0 | 0 | 0 | -12.5669 | -12.5669 | 3847.0608 | 28776.0149 |  | 0
1989-08-29 | 0 | 0 | 0 | 0 | -12.5669 | -12.5669 | 3834.494 | 28682.0148 |  | 0
1989-08-30 | 0 | 0 | 0 | 0 | -12.5669 | -12.5669 | 3821.9271 | 28588.0147 |  | 0
1989-08-31 | 0 | 0 | 0 | 0 | -12.5669 | -12.5669 | 3809.3602 | 28494.0146 |  | 0
1989-09-01 | 0 | 0 | 0 | 0 | -12.5669 | -12.5669 | 3796.7934 | 28400.0145 |  | 0
1989-09-02 | 0 | 0 | 0 | 0 | -12.5669 | -12.5669 | 3784.2265 | 28306.0144 |  | 0
1989-09-03 | 0 | 0 | 0 | 0 | -12.5669 | -12.5669 | 3771.6597 | 28212.0143 |  | 0
1989-09-04 | 0 | 0 | 0 | 0 | -12.5669 | -12.5669 | 3759.0928 | 28118.0141 |  | 0
1989-09-05 | 0 | 0 | 0 | 0 | -12.5669 | -12.5669 | 3746.5259 | 28024.014 |  | 0
1989-09-06 | 0 | 0 | 0 | 0 | -12.5669 | -12.5669 | 3733.9591 | 27930.0139 |  | 0
1989-09-07 | 0 | 0 | 0 | 0 | -12.5669 | -12.5669 | 3721.3922 | 27836.0138 |  | 0
1989-09-08 | 0 | 0 | 0 | 0 | -12.5669 | -12.5669 | 3708.8254 | 27742.0137 |  | 0
1989-09-09 | 0 | 0 | 0 | 0 | -12.5669 | -12.5669 | 3696.2585 | 27648.0136 |  | 0
1989-09-10 | 0 | 0 | 0 | 0 | -12.5669 | -12.5669 | 3683.6916 | 27554.0135 |  | 0
1989-09-11 | 0.18833 | 519.8 | 4.0107 | 4.0107 | 503.2224 | 503.2224 | 3997.8631 | 29904.0163 |  | 176.4841
1989-09-12 | 0.125 | 345 | 4.0107 | 4.0107 | 328.4224 | 328.4224 | 3997.8631 | 29904.0163 |  | 315.8556
1989-09-13 | 0.10417 | 287.5 | 4.0107 | 4.0107 | 270.9224 | 270.9224 | 3997.8631 | 29904.0163 |  | 258.3556
1989-09-14 | 0 | 0 | 0 | 0 | -12.5669 | -12.5669 | 3985.2963 | 29810.0162 |  | 0
1989-09-15 | 0 | 0 | 0 | 0 | -12.5669 | -12.5669 | 3972.7294 | 29716.0161 |  | 0
1989-09-16 | 0 | 0 | 0 | 0 | -12.5669 | -12.5669 | 3960.1626 | 29622.0159 |  | 0
1989-09-17 | 0 | 0 | 0 | 0 | -12.5669 | -12.5669 | 3947.5957 | 29528.0158 |  | 0
1989-09-18 | 0 | 0 | 0 | 0 | -12.5669 | -12.5669 | 3935.0288 | 29434.0157 |  | 0
1989-09-19 | 0 | 0 | 0 | 0 | -12.5669 | -12.5669 | 3922.462 | 29340.0156 |  | 0
1989-09-20 | 0 | 0 | 0 | 0 | -12.5669 | -12.5669 | 3909.8951 | 29246.0155 |  | 0
1989-09-21 | 0 | 0 | 0 | 0 | -12.5669 | -12.5669 | 3897.3283 | 29152.0154 |  | 0
1989-09-22 | 0 | 0 | 0 | 0 | -12.5669 | -12.5669 | 3884.7614 | 29058.0153 |  | 0
1989-09-23 | 0 | 0 | 0 | 0 | -12.5669 | -12.5669 | 3872.1945 | 28964.0152 |  | 0
1989-09-24 | 0 | 0 | 0 | 0 | -12.5669 | -12.5669 | 3859.6277 | 28870.015 |  | 0
1989-09-25 | 0 | 0 | 0 | 0 | -12.5669 | -12.5669 | 3847.0608 | 28776.0149 |  | 0
1989-09-26 | 0 | 0 | 0 | 0 | -12.5669 | -12.5669 | 3834.494 | 28682.0148 |  | 0
1989-09-27 | 0 | 0 | 0 | 0 | -12.5669 | -12.5669 | 3821.9271 | 28588.0147 |  | 0
1989-09-28 | 0 | 0 | 0 | 0 | -12.5669 | -12.5669 | 3809.3602 | 28494.0146 |  | 0
1989-09-29 | 0 | 0 | 0 | 0 | -12.5669 | -12.5669 | 3796.7934 | 28400.0145 |  | 0
1989-09-30 | 0 | 0 | 0 | 0 | -12.5669 | -12.5669 | 3784.2265 | 28306.0144 |  | 0
1989-10-01 | 0 | 0 | 0 | 0 | -12.5669 | -12.5669 | 3771.6597 | 28212.0143 |  | 0
1989-10-02 | 0 | 0 | 0 | 0 | -12.5669 | -12.5669 | 3759.0928 | 28118.0141 |  | 0
1989-10-03 | 0 | 0 | 0 | 0 | -12.5669 | -12.5669 | 3746.5259 | 28024.014 |  | 0
1989-10-04 | 0 | 0 | 0 | 0 | -12.5669 | -12.5669 | 3733.9591 | 27930.0139 |  | 0
1989-10-05 | 0 | 0 | 0 | 0 | -12.5669 | -12.5669 | 3721.3922 | 27836.0138 |  | 0
1989-10-06 | 0 | 0 | 0 | 0 | -12.5669 | -12.5669 | 3708.8254 | 27742.0137 |  | 0