## front
adjusted
RAINFAL (Rainwater Assessment and Interactive eNumator for Firm-yield Analysis Limits) |  |  |  | date | precipitation | precipitation
items in red are user-assigned; items in black are calculated |  |  | version: 2026-0205 |  | inches | inches
Fort Davis |  |  |  | 1911-12-01 | 0 | 0
Weather station: | FD Airport |  |  | 1911-12-02 | 0 | 0
|  |  |  | 1911-12-03 | 0 | 0
user-adjusted parameters: |  |  |  | 1911-12-04 | 0 | 0
Ar | 2734 | ft*ft | catchment area | 1911-12-05 | 0 | 0
Vt | 30000 | gallons | volume of storage | 1911-12-06 | 0 | 0
daily demand | 50 | gallons per day |  | 1911-12-07 | 0 | 0
runoff coefficient | 0.92 | unitless | what fraction of rain runs off catchment | 1911-12-08 | 0 | 0
precip adjuster | 1 | unitless | fractional adjustment to precipitation record | 1911-12-09 | 0 | 0
|  |  |  | 1911-12-10 | 0 | 0
conversions & calculations: |  |  |  | 1911-12-11 | 0.02 | 0.02
|  |  |  | 1911-12-12 | 0 | 0
Vt | 4010.43 | ft*ft*ft | volume of storage | 1911-12-13 | 0 | 0
Vff | 3.6551 | ft*ft*ft | volume of first flush (assumes 10 gallons per 1,000 square feet) | 1911-12-14 | 0 | 0
daily demand | 6.6845 | ft*ft*ft per day |  | 1911-12-15 | 0.16 | 0.16
starting tank storage | 50 | percent full | should be greater than dead pool percentage to determine firm yield | 1911-12-16 | 0 | 0
starting tank storage | 2005.215 | ft*ft*ft |  | 1911-12-17 | 0 | 0
dead pool | 5 | percent full |  | 1911-12-18 | 0 | 0
|  |  |  | 1911-12-19 | 0 | 0
|  |  |  | 1911-12-20 | 0 | 0
|  |  |  | 1911-12-21 | 0 | 0
|  |  |  | 1911-12-22 | 0.26 | 0.26
|  |  |  | 1911-12-23 | 0 | 0
|  |  |  | 1911-12-24 | 0 | 0 | dead pool storage: | 1500 | gallons
|  |  |  | 1911-12-25 | 0 | 0 | lowest storage: | 1506.3578 | gallons
|  |  |  | 1911-12-26 | 0 | 0 | reliability: | 100 | percent
|  |  |  | 1911-12-27 | 0 | 0 | days with no water: | 0 | days
|  |  |  | 1911-12-28 | 0 | 0 | overflow: | 417181.4091 | gallons
|  |  |  | 1911-12-29 | 0 | 0
|  |  |  | 1911-12-30 | 0 | 0
|  |  |  | 1911-12-31 | 0 | 0
|  |  |  | 1912-01-01 | 0 | 0
|  |  |  | 1912-01-02 | 0 | 0
|  |  |  | 1912-01-03 | 0 | 0
|  |  |  | 1912-01-04 | 0 | 0
|  |  |  | 1912-01-05 | 0 | 0
|  |  |  | 1912-01-06 | 0 | 0
|  |  |  | 1912-01-07 | 0 | 0
|  |  |  | 1912-01-08 | 0 | 0
|  |  |  | 1912-01-09 | 0 | 0
|  |  |  | 1912-01-10 | 0 | 0
|  |  |  | 1912-01-11 | 0 | 0
|  |  |  | 1912-01-12 | 0 | 0
|  |  |  | 1912-01-13 | 0 | 0
|  |  |  | 1912-01-14 | 0 | 0
|  |  |  | 1912-01-15 | 0 | 0
|  |  |  | 1912-01-16 | 0 | 0
|  |  |  | 1912-01-17 | 0 | 0
|  |  |  | 1912-01-18 | 0 | 0
|  |  |  | 1912-01-19 | 0 | 0
|  |  |  | 1912-01-20 | 0 | 0
|  |  |  | 1912-01-21 | 0 | 0
|  |  |  | 1912-01-22 | 0 | 0
|  |  |  | 1912-01-23 | 0 | 0
|  |  |  | 1912-01-24 | 0 | 0
|  |  |  | 1912-01-25 | 0 | 0
|  |  |  | 1912-01-26 | 0 | 0
|  |  |  | 1912-01-27 | 0 | 0
|  |  |  | 1912-01-28 | 0 | 0
|  |  |  | 1912-01-29 | 0 | 0
|  |  |  | 1912-01-30 | 0 | 0
|  |  |  | 1912-01-31 | 0 | 0
|  |  |  | 1912-02-01 | 0 | 0
|  |  |  | 1912-02-02 | 0 | 0
|  |  |  | 1912-02-03 | 0 | 0
|  |  |  | 1912-02-04 | 0 | 0
|  |  |  | 1912-02-05 | 0 | 0
|  |  |  | 1912-02-06 | 0 | 0
|  |  |  | 1912-02-07 | 0 | 0
|  |  |  | 1912-02-08 | 0 | 0
|  |  |  | 1912-02-09 | 0 | 0
|  |  |  | 1912-02-10 | 0 | 0
|  |  |  | 1912-02-11 | 0 | 0
|  |  |  | 1912-02-12 | 0 | 0
|  |  |  | 1912-02-13 | 0 | 0
|  |  |  | 1912-02-14 | 0 | 0
|  |  |  | 1912-02-15 | 0 | 0
|  |  |  | 1912-02-16 | 0 | 0
|  |  |  | 1912-02-17 | 0 | 0
|  |  |  | 1912-02-18 | 0 | 0
|  |  |  | 1912-02-19 | 0 | 0
|  |  |  | 1912-02-20 | 0.05 | 0.05
|  |  |  | 1912-02-21 | 0 | 0
|  |  |  | 1912-02-22 | 0 | 0
|  |  |  | 1912-02-23 | 0 | 0
|  |  |  | 1912-02-24 | 0 | 0
|  |  |  | 1912-02-25 | 0 | 0
|  |  |  | 1912-02-26 | 0 | 0
|  |  |  | 1912-02-27 | 0 | 0
|  |  |  | 1912-02-28 | 0 | 0
|  |  |  | 1912-02-29 | 0 | 0
|  |  |  | 1912-03-01 | 0 | 0
|  |  |  | 1912-03-02 | 0 | 0
|  |  |  | 1912-03-03 | 0 | 0
|  |  |  | 1912-03-04 | 0 | 0
|  |  |  | 1912-03-05 | 0 | 0
|  |  |  | 1912-03-06 | 0 | 0
|  |  |  | 1912-03-07 | 0 | 0
|  |  |  | 1912-03-08 | 0 | 0
|  |  |  | 1912-03-09 | 0 | 0
|  |  |  | 1912-03-10 | 0 | 0
|  |  |  | 1912-03-11 | 0 | 0
|  |  |  | 1912-03-12 | 0 | 0
|  |  |  | 1912-03-13 | 0 | 0
|  |  |  | 1912-03-14 | 0 | 0
|  |  |  | 1912-03-15 | 0 | 0
|  |  |  | 1912-03-16 | 0 | 0
|  |  |  | 1912-03-17 | 0 | 0
|  |  |  | 1912-03-18 | 0 | 0
|  |  |  | 1912-03-19 | 0 | 0
|  |  |  | 1912-03-20 | 0 | 0
|  |  |  | 1912-03-21 | 0 | 0
|  |  |  | 1912-03-22 | 0 | 0
|  |  |  | 1912-03-23 | 0 | 0
|  |  |  | 1912-03-24 | 0 | 0
|  |  |  | 1912-03-25 | 0 | 0
|  |  |  | 1912-03-26 | 0 | 0
|  |  |  | 1912-03-27 | 0 | 0
|  |  |  | 1912-03-28 | 0 | 0
|  |  |  | 1912-03-29 | 0 | 0
|  |  |  | 1912-03-30 | 0 | 0
|  |  |  | 1912-03-31 | 0 | 0
|  |  |  | 1912-04-01 | 0 | 0
|  |  |  | 1912-04-02 | 0 | 0
|  |  |  | 1912-04-03 | 0 | 0
|  |  |  | 1912-04-04 | 0 | 0
|  |  |  | 1912-04-05 | 0 | 0
|  |  |  | 1912-04-06 | 0 | 0
|  |  |  | 1912-04-07 | 0.42 | 0.42
|  |  |  | 1912-04-08 | 0 | 0
|  |  |  | 1912-04-09 | 0 | 0
|  |  |  | 1912-04-10 | 0 | 0
|  |  |  | 1912-04-11 | 0 | 0
|  |  |  | 1912-04-12 | 0 | 0
|  |  |  | 1912-04-13 | 0 | 0
|  |  |  | 1912-04-14 | 0 | 0
|  |  |  | 1912-04-15 | 0 | 0
|  |  |  | 1912-04-16 | 0 | 0
|  |  |  | 1912-04-17 | 0 | 0
|  |  |  | 1912-04-18 | 0 | 0
|  |  |  | 1912-04-19 | 0 | 0
|  |  |  | 1912-04-20 | 0 | 0
|  |  |  | 1912-04-21 | 0 | 0
|  |  |  | 1912-04-22 | 0 | 0
|  |  |  | 1912-04-23 | 0 | 0
|  |  |  | 1912-04-24 | 0 | 0
|  |  |  | 1912-04-25 | 0 | 0
|  |  |  | 1912-04-26 | 0 | 0
|  |  |  | 1912-04-27 | 0 | 0
|  |  |  | 1912-04-28 | 0 | 0
|  |  |  | 1912-04-29 | 0 | 0
|  |  |  | 1912-04-30 | 0 | 0
|  |  |  | 1912-05-01 | 0 | 0
|  |  |  | 1912-05-02 | 0 | 0
|  |  |  | 1912-05-03 | 0 | 0
|  |  |  | 1912-05-04 | 0 | 0
|  |  |  | 1912-05-05 | 0 | 0
|  |  |  | 1912-05-06 | 0 | 0
|  |  |  | 1912-05-07 | 0 | 0
|  |  |  | 1912-05-08 | 0 | 0
|  |  |  | 1912-05-09 | 0 | 0
|  |  |  | 1912-05-10 | 0 | 0
|  |  |  | 1912-05-11 | 0 | 0
|  |  |  | 1912-05-12 | 0 | 0
|  |  |  | 1912-05-13 | 0 | 0
|  |  |  | 1912-05-14 | 0 | 0
|  |  |  | 1912-05-15 | 0 | 0
|  |  |  | 1912-05-16 | 0 | 0
|  |  |  | 1912-05-17 | 0 | 0
|  |  |  | 1912-05-18 | 0 | 0
|  |  |  | 1912-05-19 | 0 | 0
|  |  |  | 1912-05-20 | 0 | 0
|  |  |  | 1912-05-21 | 0 | 0
|  |  |  | 1912-05-22 | 0 | 0
|  |  |  | 1912-05-23 | 0 | 0
|  |  |  | 1912-05-24 | 0 | 0
|  |  |  | 1912-05-25 | 0 | 0
|  |  |  | 1912-05-26 | 0 | 0
|  |  |  | 1912-05-27 | 0 | 0
|  |  |  | 1912-05-28 | 0 | 0
|  |  |  | 1912-05-29 | 0.15 | 0.15
|  |  |  | 1912-05-30 | 0 | 0
|  |  |  | 1912-05-31 | 0 | 0
|  |  |  | 1912-06-01 | 0 | 0
|  |  |  | 1912-06-02 | 0 | 0
|  |  |  | 1912-06-03 | 0 | 0
|  |  |  | 1912-06-04 | 0 | 0
|  |  |  | 1912-06-05 | 0 | 0
|  |  |  | 1912-06-06 | 0 | 0
|  |  |  | 1912-06-07 | 0 | 0
|  |  |  | 1912-06-08 | 0 | 0
|  |  |  | 1912-06-09 | 0.73 | 0.73
|  |  |  | 1912-06-10 | 0.05 | 0.05
|  |  |  | 1912-06-11 | 0 | 0
|  |  |  | 1912-06-12 | 0 | 0
|  |  |  | 1912-06-13 | 0 | 0
|  |  |  | 1912-06-14 | 0.45 | 0.45
|  |  |  | 1912-06-15 | 0 | 0
|  |  |  | 1912-06-16 | 0 | 0
|  |  |  | 1912-06-17 | 0 | 0
|  |  |  | 1912-06-18 | 0 | 0
|  |  |  | 1912-06-19 | 0 | 0
|  |  |  | 1912-06-20 | 0 | 0
|  |  |  | 1912-06-21 | 0 | 0
|  |  |  | 1912-06-22 | 0 | 0
|  |  |  | 1912-06-23 | 0 | 0
|  |  |  | 1912-06-24 | 0 | 0
|  |  |  | 1912-06-25 | 0 | 0
|  |  |  | 1912-06-26 | 0 | 0
|  |  |  | 1912-06-27 | 0 | 0
|  |  |  | 1912-06-28 | 0 | 0
|  |  |  | 1912-06-29 | 0 | 0
|  |  |  | 1912-06-30 | 0 | 0
|  |  |  | 1912-07-01 | 0 | 0
|  |  |  | 1912-07-02 | 0 | 0
|  |  |  | 1912-07-03 | 0 | 0
|  |  |  | 1912-07-04 | 0 | 0
|  |  |  | 1912-07-05 | 0 | 0
|  |  |  | 1912-07-06 | 0 | 0
|  |  |  | 1912-07-07 | 0 | 0
|  |  |  | 1912-07-08 | 0 | 0
|  |  |  | 1912-07-09 | 0 | 0
|  |  |  | 1912-07-10 | 0 | 0
|  |  |  | 1912-07-11 | 0 | 0
|  |  |  | 1912-07-12 | 0.15 | 0.15
|  |  |  | 1912-07-13 | 0 | 0
|  |  |  | 1912-07-14 | 0.8 | 0.8
|  |  |  | 1912-07-15 | 0.6 | 0.6
|  |  |  | 1912-07-16 | 0 | 0
|  |  |  | 1912-07-17 | 0.25 | 0.25
|  |  |  | 1912-07-18 | 0 | 0
|  |  |  | 1912-07-19 | 0 | 0
|  |  |  | 1912-07-20 | 0.9 | 0.9
|  |  |  | 1912-07-21 | 0 | 0
|  |  |  | 1912-07-22 | 0 | 0
|  |  |  | 1912-07-23 | 0 | 0
|  |  |  | 1912-07-24 | 0 | 0
|  |  |  | 1912-07-25 | 0.25 | 0.25
|  |  |  | 1912-07-26 | 0 | 0
|  |  |  | 1912-07-27 | 0 | 0
|  |  |  | 1912-07-28 | 0.15 | 0.15
|  |  |  | 1912-07-29 | 0 | 0
|  |  |  | 1912-07-30 | 0 | 0
|  |  |  | 1912-07-31 | 0 | 0
|  |  |  | 1912-10-01 | 0 | 0
|  |  |  | 1912-10-02 | 0 | 0
|  |  |  | 1912-10-03 | 0 | 0
|  |  |  | 1912-10-04 | 0 | 0
|  |  |  | 1912-10-05 | 0 | 0
|  |  |  | 1912-10-06 | 0 | 0
|  |  |  | 1912-10-07 | 0 | 0
|  |  |  | 1912-10-08 | 0 | 0
|  |  |  | 1912-10-09 | 0 | 0
|  |  |  | 1912-10-10 | 0 | 0
|  |  |  | 1912-10-11 | 0 | 0
|  |  |  | 1912-10-12 | 0 | 0
|  |  |  | 1912-10-13 | 0 | 0
|  |  |  | 1912-10-14 | 0 | 0
|  |  |  | 1912-10-15 | 0.75 | 0.75
|  |  |  | 1912-10-16 | 0 | 0
|  |  |  | 1912-10-17 | 0 | 0
|  |  |  | 1912-10-18 | 0 | 0
|  |  |  | 1912-10-19 | 0 | 0
|  |  |  | 1912-10-20 | 0 | 0
|  |  |  | 1912-10-21 | 0 | 0
|  |  |  | 1912-10-22 | 0 | 0
|  |  |  | 1912-10-23 | 0 | 0
|  |  |  | 1912-10-24 | 0.01 | 0.01
|  |  |  | 1912-10-25 | 0 | 0
|  |  |  | 1912-10-26 | 0 | 0
|  |  |  | 1912-10-27 | 0 | 0
|  |  |  | 1912-10-28 | 0 | 0
|  |  |  | 1912-10-29 | 0 | 0
|  |  |  | 1912-10-30 | 0 | 0
|  |  |  | 1912-10-31 | 0 | 0
|  |  |  | 1912-11-01 | 0 | 0
|  |  |  | 1912-11-02 | 0 | 0
|  |  |  | 1912-11-03 | 0 | 0
|  |  |  | 1912-11-04 | 0 | 0
|  |  |  | 1912-11-05 | 0 | 0
|  |  |  | 1912-11-06 | 0 | 0
|  |  |  | 1912-11-07 | 0 | 0
|  |  |  | 1912-11-08 | 0 | 0
|  |  |  | 1912-11-09 | 0 | 0
|  |  |  | 1912-11-10 | 0 | 0
|  |  |  | 1912-11-11 | 0 | 0
|  |  |  | 1912-11-12 | 0 | 0
|  |  |  | 1912-11-13 | 0 | 0
|  |  |  | 1912-11-14 | 0 | 0
|  |  |  | 1912-11-15 | 0.01 | 0.01
|  |  |  | 1912-11-16 | 0.16 | 0.16
|  |  |  | 1912-11-17 | 1.25 | 1.25
|  |  |  | 1912-11-18 | 0 | 0
|  |  |  | 1912-11-19 | 0 | 0
|  |  |  | 1912-11-20 | 0 | 0
|  |  |  | 1912-11-21 | 0.26 | 0.26
|  |  |  | 1912-11-22 | 0 | 0
|  |  |  | 1912-11-23 | 0 | 0
|  |  |  | 1912-11-24 | 0 | 0
|  |  |  | 1912-11-25 | 0 | 0
|  |  |  | 1912-11-26 | 0 | 0
|  |  |  | 1912-11-27 | 0 | 0
|  |  |  | 1912-11-28 | 0 | 0
|  |  |  | 1912-11-29 | 0 | 0
|  |  |  | 1912-11-30 | 0 | 0
|  |  |  | 1912-12-01 | 0 | 0
|  |  |  | 1912-12-02 | 0 | 0
|  |  |  | 1912-12-03 | 0 | 0
|  |  |  | 1912-12-04 | 0.25 | 0.25
|  |  |  | 1912-12-05 | 0 | 0
|  |  |  | 1912-12-06 | 0 | 0
|  |  |  | 1912-12-07 | 1.1 | 1.1
|  |  |  | 1912-12-08 | 0 | 0
|  |  |  | 1912-12-09 | 0 | 0
|  |  |  | 1912-12-10 | 0 | 0
|  |  |  | 1912-12-11 | 0 | 0
|  |  |  | 1912-12-12 | 0 | 0
|  |  |  | 1912-12-13 | 0 | 0
|  |  |  | 1912-12-14 | 0 | 0
|  |  |  | 1912-12-15 | 0 | 0
|  |  |  | 1912-12-16 | 0 | 0
|  |  |  | 1912-12-17 | 0 | 0
|  |  |  | 1912-12-18 | 0 | 0
|  |  |  | 1912-12-19 | 0 | 0
|  |  |  | 1912-12-20 | 0 | 0
|  |  |  | 1912-12-21 | 0 | 0
|  |  |  | 1912-12-22 | 0 | 0
|  |  |  | 1912-12-23 | 0 | 0
|  |  |  | 1912-12-24 | 0 | 0
|  |  |  | 1912-12-25 | 0 | 0
|  |  |  | 1912-12-26 | 0 | 0
|  |  |  | 1912-12-27 | 0 | 0
|  |  |  | 1912-12-28 | 0 | 0
|  |  |  | 1912-12-29 | 0 | 0
|  |  |  | 1912-12-30 | 0 | 0
|  |  |  | 1912-12-31 | 0 | 0
|  |  |  | 1913-01-01 | 0 | 0
|  |  |  | 1913-01-02 | 0 | 0
|  |  |  | 1913-01-03 | 0 | 0
|  |  |  | 1913-01-04 | 0 | 0
|  |  |  | 1913-01-05 | 0 | 0
|  |  |  | 1913-01-06 | 0 | 0
|  |  |  | 1913-01-07 | 0 | 0
|  |  |  | 1913-01-08 | 0 | 0
|  |  |  | 1913-01-09 | 0 | 0
|  |  |  | 1913-01-10 | 0 | 0
|  |  |  | 1913-01-11 | 0 | 0
|  |  |  | 1913-01-12 | 0 | 0
|  |  |  | 1913-01-13 | 0 | 0
|  |  |  | 1913-01-14 | 0 | 0
|  |  |  | 1913-01-15 | 0 | 0
|  |  |  | 1913-01-16 | 0 | 0
|  |  |  | 1913-01-17 | 0 | 0
|  |  |  | 1913-01-18 | 0 | 0
|  |  |  | 1913-01-19 | 0 | 0
|  |  |  | 1913-01-20 | 0 | 0
|  |  |  | 1913-01-21 | 0 | 0
|  |  |  | 1913-01-22 | 0 | 0
|  |  |  | 1913-01-23 | 0 | 0
|  |  |  | 1913-01-24 | 0 | 0
|  |  |  | 1913-01-25 | 0 | 0
|  |  |  | 1913-01-26 | 0 | 0
|  |  |  | 1913-01-27 | 0 | 0
|  |  |  | 1913-01-28 | 0 | 0
|  |  |  | 1913-01-29 | 0 | 0
|  |  |  | 1913-01-30 | 0 | 0
|  |  |  | 1913-01-31 | 0 | 0
|  |  |  | 1913-02-01 | 0 | 0
|  |  |  | 1913-02-02 | 0 | 0
|  |  |  | 1913-02-03 | 0 | 0
|  |  |  | 1913-02-04 | 0 | 0
|  |  |  | 1913-02-05 | 0 | 0
|  |  |  | 1913-02-06 | 0 | 0
|  |  |  | 1913-02-07 | 0.27 | 0.27
|  |  |  | 1913-02-08 | 0 | 0
|  |  |  | 1913-02-09 | 0 | 0
|  |  |  | 1913-02-10 | 0 | 0
|  |  |  | 1913-02-11 | 0 | 0
|  |  |  | 1913-02-12 | 0.05 | 0.05
|  |  |  | 1913-02-13 | 0 | 0
|  |  |  | 1913-02-14 | 0 | 0
|  |  |  | 1913-02-15 | 0 | 0
|  |  |  | 1913-02-16 | 0 | 0
|  |  |  | 1913-02-17 | 0 | 0
|  |  |  | 1913-02-18 | 0 | 0
|  |  |  | 1913-02-19 | 0 | 0
|  |  |  | 1913-02-20 | 0 | 0
|  |  |  | 1913-02-21 | 0 | 0
|  |  |  | 1913-02-22 | 0 | 0
|  |  |  | 1913-02-23 | 0 | 0
|  |  |  | 1913-02-24 | 0 | 0
|  |  |  | 1913-02-25 | 0.06 | 0.06
|  |  |  | 1913-02-26 | 0.04 | 0.04
|  |  |  | 1913-02-27 | 0 | 0
|  |  |  | 1913-02-28 | 0 | 0
|  |  |  | 1913-03-01 | 0 | 0
|  |  |  | 1913-03-02 | 0 | 0
|  |  |  | 1913-03-03 | 0 | 0
|  |  |  | 1913-03-04 | 0 | 0
|  |  |  | 1913-03-05 | 0 | 0
|  |  |  | 1913-03-06 | 0 | 0
|  |  |  | 1913-03-07 | 0 | 0
|  |  |  | 1913-03-08 | 0.2 | 0.2
|  |  |  | 1913-03-09 | 0 | 0
|  |  |  | 1913-03-10 | 0 | 0
|  |  |  | 1913-03-11 | 0 | 0
|  |  |  | 1913-03-12 | 0 | 0
|  |  |  | 1913-03-13 | 0 | 0
|  |  |  | 1913-03-14 | 0 | 0
|  |  |  | 1913-03-15 | 0 | 0
|  |  |  | 1913-03-16 | 0 | 0
|  |  |  | 1913-03-17 | 0 | 0
|  |  |  | 1913-03-18 | 0 | 0
|  |  |  | 1913-03-19 | 0 | 0
|  |  |  | 1913-03-20 | 0 | 0
|  |  |  | 1913-03-21 | 0 | 0
|  |  |  | 1913-03-22 | 0 | 0
|  |  |  | 1913-03-23 | 0 | 0
|  |  |  | 1913-03-24 | 0 | 0
|  |  |  | 1913-03-25 | 0 | 0
|  |  |  | 1913-03-26 | 0 | 0
|  |  |  | 1913-03-27 | 0 | 0
|  |  |  | 1913-03-28 | 0 | 0
|  |  |  | 1913-03-29 | 0 | 0
|  |  |  | 1913-03-30 | 0 | 0
|  |  |  | 1913-03-31 | 0 | 0
|  |  |  | 1913-04-01 | 0 | 0
|  |  |  | 1913-04-02 | 0 | 0
|  |  |  | 1913-04-03 | 0 | 0
|  |  |  | 1913-04-04 | 0 | 0
|  |  |  | 1913-04-05 | 0 | 0
|  |  |  | 1913-04-06 | 0 | 0
|  |  |  | 1913-04-07 | 0 | 0
|  |  |  | 1913-04-08 | 0 | 0
|  |  |  | 1913-04-09 | 0 | 0
|  |  |  | 1913-04-10 | 0 | 0
|  |  |  | 1913-04-11 | 0 | 0
|  |  |  | 1913-04-12 | 0 | 0
|  |  |  | 1913-04-13 | 0 | 0
|  |  |  | 1913-04-14 | 0 | 0
|  |  |  | 1913-04-15 | 0 | 0
|  |  |  | 1913-04-16 | 0 | 0
|  |  |  | 1913-04-17 | 0 | 0
|  |  |  | 1913-04-18 | 0 | 0
|  |  |  | 1913-04-19 | 0 | 0
|  |  |  | 1913-04-20 | 0 | 0
|  |  |  | 1913-04-21 | 1.37 | 1.37
|  |  |  | 1913-04-22 | 0 | 0
|  |  |  | 1913-04-23 | 0 | 0
|  |  |  | 1913-04-24 | 0 | 0
|  |  |  | 1913-04-25 | 0 | 0
|  |  |  | 1913-04-26 | 0 | 0
|  |  |  | 1913-04-27 | 0 | 0
|  |  |  | 1913-04-28 | 0 | 0
|  |  |  | 1913-04-29 | 0 | 0
|  |  |  | 1913-04-30 | 0 | 0
|  |  |  | 1913-05-01 | 0 | 0
|  |  |  | 1913-05-02 | 0 | 0
|  |  |  | 1913-05-03 | 0 | 0
|  |  |  | 1913-05-04 | 0.04 | 0.04
|  |  |  | 1913-05-05 | 0 | 0
|  |  |  | 1913-05-06 | 0 | 0
|  |  |  | 1913-05-07 | 0 | 0
|  |  |  | 1913-05-08 | 0 | 0
|  |  |  | 1913-05-09 | 0 | 0
|  |  |  | 1913-05-10 | 0 | 0
|  |  |  | 1913-05-11 | 0 | 0
|  |  |  | 1913-05-12 | 0 | 0
|  |  |  | 1913-05-13 | 0 | 0
|  |  |  | 1913-05-14 | 0 | 0
|  |  |  | 1913-05-15 | 0 | 0
|  |  |  | 1913-05-16 | 0 | 0
|  |  |  | 1913-05-17 | 0 | 0
|  |  |  | 1913-05-18 | 0 | 0
|  |  |  | 1913-05-19 | 0 | 0
|  |  |  | 1913-05-20 | 0 | 0
|  |  |  | 1913-05-21 | 0 | 0
|  |  |  | 1913-05-22 | 0 | 0
|  |  |  | 1913-05-23 | 0 | 0
|  |  |  | 1913-05-24 | 0 | 0
|  |  |  | 1913-05-25 | 0 | 0
|  |  |  | 1913-05-26 | 0 | 0
|  |  |  | 1913-05-27 | 0 | 0
|  |  |  | 1913-05-28 | 0 | 0
|  |  |  | 1913-05-29 | 0 | 0
|  |  |  | 1913-05-30 | 0.37 | 0.37
|  |  |  | 1913-05-31 | 0 | 0
|  |  |  | 1913-06-01 | 0 | 0
|  |  |  | 1913-06-02 | 0 | 0
|  |  |  | 1913-06-03 | 0.46 | 0.46
|  |  |  | 1913-06-04 | 0 | 0
|  |  |  | 1913-06-05 | 0 | 0
|  |  |  | 1913-06-06 | 0.34 | 0.34
|  |  |  | 1913-06-07 | 0 | 0
|  |  |  | 1913-06-08 | 0.03 | 0.03
|  |  |  | 1913-06-09 | 0.28 | 0.28
|  |  |  | 1913-06-10 | 0 | 0
|  |  |  | 1913-06-11 | 0 | 0
|  |  |  | 1913-06-12 | 0 | 0
|  |  |  | 1913-06-13 | 0 | 0
|  |  |  | 1913-06-14 | 0 | 0
|  |  |  | 1913-06-15 | 0 | 0
|  |  |  | 1913-06-16 | 0 | 0
|  |  |  | 1913-06-17 | 0 | 0
|  |  |  | 1913-06-18 | 0.38 | 0.38
|  |  |  | 1913-06-19 | 0.64 | 0.64
|  |  |  | 1913-06-20 | 0.06 | 0.06
|  |  |  | 1913-06-21 | 0 | 0
|  |  |  | 1913-06-22 | 0 | 0
|  |  |  | 1913-06-23 | 1.42 | 1.42
|  |  |  | 1913-06-24 | 0 | 0
|  |  |  | 1913-06-25 | 0 | 0
|  |  |  | 1913-06-26 | 0 | 0
|  |  |  | 1913-06-27 | 0 | 0
|  |  |  | 1913-06-28 | 0 | 0
|  |  |  | 1913-06-29 | 0 | 0
|  |  |  | 1913-06-30 | 0 | 0
|  |  |  | 1913-07-01 | 0 | 0
|  |  |  | 1913-07-02 | 0 | 0
|  |  |  | 1913-07-03 | 0 | 0
|  |  |  | 1913-07-04 | 0 | 0
|  |  |  | 1913-07-05 | 0 | 0
|  |  |  | 1913-07-06 | 0 | 0
|  |  |  | 1913-07-07 | 0 | 0
|  |  |  | 1913-07-08 | 0 | 0
|  |  |  | 1913-07-09 | 0 | 0
|  |  |  | 1913-07-10 | 0 | 0
|  |  |  | 1913-07-11 | 0 | 0
|  |  |  | 1913-07-12 | 0 | 0
|  |  |  | 1913-07-13 | 0 | 0
|  |  |  | 1913-07-14 | 0 | 0
|  |  |  | 1913-07-15 | 0 | 0
|  |  |  | 1913-07-16 | 0 | 0
|  |  |  | 1913-07-17 | 0 | 0
|  |  |  | 1913-07-18 | 0 | 0
|  |  |  | 1913-07-19 | 0 | 0
|  |  |  | 1913-07-20 | 0.2 | 0.2
|  |  |  | 1913-07-21 | 0 | 0
|  |  |  | 1913-07-22 | 0.52 | 0.52
|  |  |  | 1913-07-23 | 0 | 0
|  |  |  | 1913-07-24 | 0 | 0
|  |  |  | 1913-07-25 | 0.45 | 0.45
|  |  |  | 1913-07-26 | 0 | 0
|  |  |  | 1913-07-27 | 0 | 0
|  |  |  | 1913-07-28 | 0 | 0
|  |  |  | 1913-07-29 | 0.13 | 0.13
|  |  |  | 1913-07-30 | 0 | 0
|  |  |  | 1913-07-31 | 0 | 0
|  |  |  | 1913-08-01 | 0.4 | 0.4
|  |  |  | 1913-08-02 | 0 | 0
|  |  |  | 1913-08-03 | 0 | 0
|  |  |  | 1913-08-04 | 0.12 | 0.12
|  |  |  | 1913-08-05 | 0 | 0
|  |  |  | 1913-08-06 | 0 | 0
|  |  |  | 1913-08-07 | 0.6 | 0.6
|  |  |  | 1913-08-08 | 0 | 0
|  |  |  | 1913-08-09 | 0.27 | 0.27
|  |  |  | 1913-08-10 | 0.07 | 0.07
|  |  |  | 1913-08-11 | 0 | 0
|  |  |  | 1913-08-12 | 0.37 | 0.37
|  |  |  | 1913-08-13 | 0 | 0
|  |  |  | 1913-08-14 | 0 | 0
|  |  |  | 1913-08-15 | 0 | 0
|  |  |  | 1913-08-16 | 0 | 0
|  |  |  | 1913-08-17 | 0 | 0
|  |  |  | 1913-08-18 | 0 | 0
|  |  |  | 1913-08-19 | 0 | 0
|  |  |  | 1913-08-20 | 0 | 0
|  |  |  | 1913-08-21 | 0 | 0
|  |  |  | 1913-08-22 | 0.71 | 0.71
|  |  |  | 1913-08-23 | 0 | 0
|  |  |  | 1913-08-24 | 0.17 | 0.17
|  |  |  | 1913-08-25 | 0 | 0
|  |  |  | 1913-08-26 | 0 | 0
|  |  |  | 1913-08-27 | 0 | 0
|  |  |  | 1913-08-28 | 0 | 0
|  |  |  | 1913-08-29 | 0 | 0
|  |  |  | 1913-08-30 | 0.72 | 0.72
|  |  |  | 1913-08-31 | 0 | 0
|  |  |  | 1913-09-01 | 0.17 | 0.17
|  |  |  | 1913-09-02 | 0 | 0
|  |  |  | 1913-09-03 | 0 | 0
|  |  |  | 1913-09-04 | 1.31 | 1.31
|  |  |  | 1913-09-05 | 0.73 | 0.73
|  |  |  | 1913-09-06 | 0 | 0
|  |  |  | 1913-09-07 | 0.3 | 0.3
|  |  |  | 1913-09-08 | 0 | 0
|  |  |  | 1913-09-09 | 0 | 0
|  |  |  | 1913-09-10 | 0 | 0
|  |  |  | 1913-09-11 | 0.09 | 0.09
|  |  |  | 1913-09-12 | 0 | 0
|  |  |  | 1913-09-13 | 0.24 | 0.24
|  |  |  | 1913-09-14 | 0 | 0
|  |  |  | 1913-09-15 | 0 | 0
|  |  |  | 1913-09-16 | 0 | 0
|  |  |  | 1913-09-17 | 0 | 0
|  |  |  | 1913-09-18 | 0 | 0
|  |  |  | 1913-09-19 | 0 | 0
|  |  |  | 1913-09-20 | 0 | 0
|  |  |  | 1913-09-21 | 0 | 0
|  |  |  | 1913-09-22 | 0 | 0
|  |  |  | 1913-09-23 | 0 | 0
|  |  |  | 1913-09-24 | 0 | 0
|  |  |  | 1913-09-25 | 0.4 | 0.4
|  |  |  | 1913-09-26 | 1.01 | 1.01
|  |  |  | 1913-09-27 | 0 | 0
|  |  |  | 1913-09-28 | 0 | 0
|  |  |  | 1913-09-29 | 0 | 0
|  |  |  | 1913-09-30 | 0 | 0
|  |  |  | 1913-10-01 | 1.72 | 1.72
|  |  |  | 1913-10-02 | 0 | 0
|  |  |  | 1913-10-03 | 0 | 0
|  |  |  | 1913-10-04 | 0.07 | 0.07
|  |  |  | 1913-10-05 | 0 | 0
|  |  |  | 1913-10-06 | 0 | 0
|  |  |  | 1913-10-07 | 0 | 0
|  |  |  | 1913-10-08 | 0 | 0
|  |  |  | 1913-10-09 | 0 | 0
|  |  |  | 1913-10-10 | 0 | 0
|  |  |  | 1913-10-11 | 0 | 0
|  |  |  | 1913-10-12 | 0 | 0
|  |  |  | 1913-10-13 | 0 | 0
|  |  |  | 1913-10-14 | 0 | 0
|  |  |  | 1913-10-15 | 0.44 | 0.44
|  |  |  | 1913-10-16 | 0 | 0
|  |  |  | 1913-10-17 | 0 | 0
|  |  |  | 1913-10-18 | 0 | 0
|  |  |  | 1913-10-19 | 0 | 0
|  |  |  | 1913-10-20 | 0 | 0
|  |  |  | 1913-10-21 | 0 | 0
|  |  |  | 1913-10-22 | 0 | 0
|  |  |  | 1913-10-23 | 0 | 0
|  |  |  | 1913-10-24 | 0 | 0
|  |  |  | 1913-10-25 | 0 | 0
|  |  |  | 1913-10-26 | 0 | 0
|  |  |  | 1913-10-27 | 0 | 0
|  |  |  | 1913-10-28 | 0 | 0
|  |  |  | 1913-10-29 | 0 | 0
|  |  |  | 1913-10-30 | 0 | 0
|  |  |  | 1913-10-31 | 0 | 0
|  |  |  | 1913-11-01 | 0 | 0
|  |  |  | 1913-11-02 | 0 | 0
|  |  |  | 1913-11-03 | 0 | 0
|  |  |  | 1913-11-04 | 0 | 0
|  |  |  | 1913-11-05 | 0 | 0
|  |  |  | 1913-11-06 | 0 | 0
|  |  |  | 1913-11-07 | 0 | 0
|  |  |  | 1913-11-08 | 0 | 0
|  |  |  | 1913-11-09 | 0 | 0
|  |  |  | 1913-11-10 | 0 | 0
|  |  |  | 1913-11-11 | 0 | 0
|  |  |  | 1913-11-12 | 0 | 0
|  |  |  | 1913-11-13 | 0 | 0
|  |  |  | 1913-11-14 | 0 | 0
|  |  |  | 1913-11-15 | 0 | 0
|  |  |  | 1913-11-16 | 0 | 0
|  |  |  | 1913-11-17 | 0.47 | 0.47
|  |  |  | 1913-11-18 | 0 | 0
|  |  |  | 1913-11-19 | 0 | 0
|  |  |  | 1913-11-20 | 0 | 0
|  |  |  | 1913-11-21 | 0 | 0
|  |  |  | 1913-11-22 | 0 | 0
|  |  |  | 1913-11-23 | 0 | 0
|  |  |  | 1913-11-24 | 0 | 0
|  |  |  | 1913-11-25 | 0 | 0
|  |  |  | 1913-11-26 | 0 | 0
|  |  |  | 1913-11-27 | 0.37 | 0.37
|  |  |  | 1913-11-28 | 0.13 | 0.13
|  |  |  | 1913-11-29 | 0 | 0
|  |  |  | 1913-11-30 | 0 | 0
|  |  |  | 1913-12-01 | 0 | 0
|  |  |  | 1913-12-02 | 0 | 0
|  |  |  | 1913-12-03 | 0 | 0
|  |  |  | 1913-12-04 | 0 | 0
|  |  |  | 1913-12-05 | 0 | 0
|  |  |  | 1913-12-06 | 0 | 0
|  |  |  | 1913-12-07 | 0 | 0
|  |  |  | 1913-12-08 | 0 | 0
|  |  |  | 1913-12-09 | 0 | 0
|  |  |  | 1913-12-10 | 0 | 0
|  |  |  | 1913-12-11 | 0 | 0
|  |  |  | 1913-12-12 | 0 | 0
|  |  |  | 1913-12-13 | 0 | 0
|  |  |  | 1913-12-14 | 0 | 0
|  |  |  | 1913-12-15 | 0 | 0
|  |  |  | 1913-12-16 | 0.63 | 0.63
|  |  |  | 1913-12-17 | 0 | 0
|  |  |  | 1913-12-18 | 0 | 0
|  |  |  | 1913-12-19 | 0 | 0
|  |  |  | 1913-12-20 | 0 | 0
|  |  |  | 1913-12-21 | 0 | 0
|  |  |  | 1913-12-22 | 0 | 0
|  |  |  | 1913-12-23 | 0 | 0
|  |  |  | 1913-12-24 | 0 | 0
|  |  |  | 1913-12-25 | 0 | 0
|  |  |  | 1913-12-26 | 0 | 0
|  |  |  | 1913-12-27 | 0 | 0
|  |  |  | 1913-12-28 | 0 | 0
|  |  |  | 1913-12-29 | 0 | 0
|  |  |  | 1913-12-30 | 0 | 0
|  |  |  | 1913-12-31 | 0 | 0
|  |  |  | 1914-01-01 | 0 | 0
|  |  |  | 1914-01-02 | 0 | 0
|  |  |  | 1914-01-03 | 0 | 0
|  |  |  | 1914-01-04 | 0 | 0
|  |  |  | 1914-01-05 | 0 | 0
|  |  |  | 1914-01-06 | 0 | 0
|  |  |  | 1914-01-07 | 0 | 0
|  |  |  | 1914-01-08 | 0 | 0
|  |  |  | 1914-01-09 | 0 | 0
|  |  |  | 1914-01-10 | 0 | 0
|  |  |  | 1914-01-11 | 0 | 0
|  |  |  | 1914-01-12 | 0 | 0
|  |  |  | 1914-01-13 | 0 | 0
|  |  |  | 1914-01-14 | 0 | 0
|  |  |  | 1914-01-15 | 0 | 0
|  |  |  | 1914-01-16 | 0 | 0
|  |  |  | 1914-01-17 | 0 | 0
|  |  |  | 1914-01-18 | 0 | 0
|  |  |  | 1914-01-19 | 0 | 0
|  |  |  | 1914-01-20 | 0 | 0
|  |  |  | 1914-01-21 | 0 | 0
|  |  |  | 1914-01-22 | 0 | 0
|  |  |  | 1914-01-23 | 0 | 0
|  |  |  | 1914-01-24 | 0 | 0
|  |  |  | 1914-01-25 | 0 | 0
|  |  |  | 1914-01-26 | 0 | 0
|  |  |  | 1914-01-27 | 0 | 0
|  |  |  | 1914-01-28 | 0 | 0
|  |  |  | 1914-01-29 | 0 | 0
|  |  |  | 1914-01-30 | 0 | 0
|  |  |  | 1914-01-31 | 0 | 0
|  |  |  | 1914-02-01 | 0 | 0
|  |  |  | 1914-02-02 | 0 | 0
|  |  |  | 1914-02-03 | 0 | 0
|  |  |  | 1914-02-04 | 0 | 0
|  |  |  | 1914-02-05 | 0 | 0
|  |  |  | 1914-02-06 | 0 | 0
|  |  |  | 1914-02-07 | 0 | 0
|  |  |  | 1914-02-08 | 0 | 0
|  |  |  | 1914-02-09 | 0 | 0
|  |  |  | 1914-02-10 | 0 | 0
|  |  |  | 1914-02-11 | 0 | 0
|  |  |  | 1914-02-12 | 0 | 0
|  |  |  | 1914-02-13 | 0 | 0
|  |  |  | 1914-02-14 | 0 | 0
|  |  |  | 1914-02-15 | 0 | 0
|  |  |  | 1914-02-16 | 0 | 0
|  |  |  | 1914-02-17 | 0.17 | 0.17
|  |  |  | 1914-02-18 | 0 | 0
|  |  |  | 1914-02-19 | 0 | 0
|  |  |  | 1914-02-20 | 0 | 0
|  |  |  | 1914-02-21 | 0 | 0
|  |  |  | 1914-02-22 | 0 | 0
|  |  |  | 1914-02-23 | 0 | 0
|  |  |  | 1914-02-24 | 0 | 0
|  |  |  | 1914-02-25 | 0 | 0
|  |  |  | 1914-02-26 | 0 | 0
|  |  |  | 1914-02-27 | 0 | 0
|  |  |  | 1914-02-28 | 0 | 0
|  |  |  | 1914-03-01 | 0 | 0
|  |  |  | 1914-03-02 | 0 | 0
|  |  |  | 1914-03-03 | 0.05 | 0.05
|  |  |  | 1914-03-04 | 0 | 0
|  |  |  | 1914-03-05 | 0 | 0
|  |  |  | 1914-03-06 | 0 | 0
|  |  |  | 1914-03-07 | 0 | 0
|  |  |  | 1914-03-08 | 0 | 0
|  |  |  | 1914-03-09 | 0 | 0
|  |  |  | 1914-03-10 | 0 | 0
|  |  |  | 1914-03-11 | 0 | 0
|  |  |  | 1914-03-12 | 0 | 0
|  |  |  | 1914-03-13 | 0.17 | 0.17
|  |  |  | 1914-03-14 | 0 | 0
|  |  |  | 1914-03-15 | 0 | 0
|  |  |  | 1914-03-16 | 0 | 0
|  |  |  | 1914-03-17 | 0 | 0
|  |  |  | 1914-03-18 | 0 | 0
|  |  |  | 1914-03-19 | 0 | 0
|  |  |  | 1914-03-20 | 0 | 0
|  |  |  | 1914-03-21 | 0 | 0
|  |  |  | 1914-03-22 | 0 | 0
|  |  |  | 1914-03-23 | 0 | 0
|  |  |  | 1914-03-24 | 0 | 0
|  |  |  | 1914-03-25 | 0 | 0
|  |  |  | 1914-03-26 | 0 | 0
|  |  |  | 1914-03-27 | 0 | 0
|  |  |  | 1914-03-28 | 0 | 0
|  |  |  | 1914-03-29 | 0 | 0
|  |  |  | 1914-03-30 | 0 | 0
|  |  |  | 1914-03-31 | 0 | 0
|  |  |  | 1914-04-01 | 0 | 0
|  |  |  | 1914-04-02 | 0 | 0
|  |  |  | 1914-04-03 | 0 | 0
|  |  |  | 1914-04-04 | 0 | 0
|  |  |  | 1914-04-05 | 0 | 0
|  |  |  | 1914-04-06 | 0 | 0
|  |  |  | 1914-04-07 | 0 | 0
|  |  |  | 1914-04-08 | 0.38 | 0.38
|  |  |  | 1914-04-09 | 0 | 0
|  |  |  | 1914-04-10 | 0 | 0
|  |  |  | 1914-04-11 | 0 | 0
|  |  |  | 1914-04-12 | 0 | 0
|  |  |  | 1914-04-13 | 0 | 0
|  |  |  | 1914-04-14 | 0 | 0
|  |  |  | 1914-04-15 | 0 | 0
|  |  |  | 1914-04-16 | 0 | 0
|  |  |  | 1914-04-17 | 0 | 0
|  |  |  | 1914-04-18 | 0 | 0
|  |  |  | 1914-04-19 | 0 | 0
|  |  |  | 1914-04-20 | 0 | 0
|  |  |  | 1914-04-21 | 0 | 0
|  |  |  | 1914-04-22 | 0 | 0
|  |  |  | 1914-04-23 | 0 | 0
|  |  |  | 1914-04-24 | 0 | 0
|  |  |  | 1914-04-25 | 0 | 0
|  |  |  | 1914-04-26 | 0 | 0
|  |  |  | 1914-04-27 | 0 | 0
|  |  |  | 1914-04-28 | 0 | 0
|  |  |  | 1914-04-29 | 0 | 0
|  |  |  | 1914-04-30 | 0 | 0
|  |  |  | 1914-05-01 | 0 | 0
|  |  |  | 1914-05-02 | 0 | 0
|  |  |  | 1914-05-03 | 0 | 0
|  |  |  | 1914-05-04 | 0 | 0
|  |  |  | 1914-05-05 | 0 | 0
|  |  |  | 1914-05-06 | 0 | 0
|  |  |  | 1914-05-07 | 0.2 | 0.2
|  |  |  | 1914-05-08 | 0 | 0
|  |  |  | 1914-05-09 | 0 | 0
|  |  |  | 1914-05-10 | 0 | 0
|  |  |  | 1914-05-11 | 0 | 0
|  |  |  | 1914-05-12 | 0 | 0
|  |  |  | 1914-05-13 | 0 | 0
|  |  |  | 1914-05-14 | 0.06 | 0.06
|  |  |  | 1914-05-15 | 0 | 0
|  |  |  | 1914-05-16 | 0 | 0
|  |  |  | 1914-05-17 | 0.42 | 0.42
|  |  |  | 1914-05-18 | 0 | 0
|  |  |  | 1914-05-19 | 0 | 0
|  |  |  | 1914-05-20 | 0 | 0
|  |  |  | 1914-05-21 | 0 | 0
|  |  |  | 1914-05-22 | 0 | 0
|  |  |  | 1914-05-23 | 0 | 0
|  |  |  | 1914-05-24 | 0.1 | 0.1
|  |  |  | 1914-05-25 | 0 | 0
|  |  |  | 1914-05-26 | 0.26 | 0.26
|  |  |  | 1914-05-27 | 0 | 0
|  |  |  | 1914-05-28 | 0 | 0
|  |  |  | 1914-05-29 | 3 | 3
|  |  |  | 1914-05-30 | 0 | 0
|  |  |  | 1914-05-31 | 0.22 | 0.22
|  |  |  | 1914-06-01 | 0.23 | 0.23
|  |  |  | 1914-06-02 | 0 | 0
|  |  |  | 1914-06-03 | 0.4 | 0.4
|  |  |  | 1914-06-04 | 0 | 0
|  |  |  | 1914-06-05 | 0.32 | 0.32
|  |  |  | 1914-06-06 | 0 | 0
|  |  |  | 1914-06-07 | 0.85 | 0.85
|  |  |  | 1914-06-08 | 0.15 | 0.15
|  |  |  | 1914-06-09 | 0 | 0
|  |  |  | 1914-06-10 | 0 | 0
|  |  |  | 1914-06-11 | 0 | 0
|  |  |  | 1914-06-12 | 0.3 | 0.3
|  |  |  | 1914-06-13 | 0 | 0
|  |  |  | 1914-06-14 | 0.45 | 0.45
|  |  |  | 1914-06-15 | 0.15 | 0.15
|  |  |  | 1914-06-16 | 0.17 | 0.17
|  |  |  | 1914-06-17 | 0 | 0
|  |  |  | 1914-06-18 | 0 | 0
|  |  |  | 1914-06-19 | 0 | 0
|  |  |  | 1914-06-20 | 0.3 | 0.3
|  |  |  | 1914-06-21 | 0 | 0
|  |  |  | 1914-06-22 | 0 | 0
|  |  |  | 1914-06-23 | 0 | 0
|  |  |  | 1914-06-24 | 0 | 0
|  |  |  | 1914-06-25 | 0 | 0
|  |  |  | 1914-06-26 | 0 | 0
|  |  |  | 1914-06-27 | 0 | 0
|  |  |  | 1914-06-28 | 0 | 0
|  |  |  | 1914-06-29 | 0 | 0
|  |  |  | 1914-06-30 | 0 | 0
|  |  |  | 1914-07-01 | 0 | 0
|  |  |  | 1914-07-02 | 1.15 | 1.15
|  |  |  | 1914-07-03 | 0 | 0
|  |  |  | 1914-07-04 | 2.21 | 2.21
|  |  |  | 1914-07-05 | 0 | 0
|  |  |  | 1914-07-06 | 0.55 | 0.55
|  |  |  | 1914-07-07 | 0 | 0
|  |  |  | 1914-07-08 | 0 | 0
|  |  |  | 1914-07-09 | 0.61 | 0.61
|  |  |  | 1914-07-10 | 0.14 | 0.14
|  |  |  | 1914-07-11 | 0 | 0
|  |  |  | 1914-07-12 | 0 | 0
|  |  |  | 1914-07-13 | 0 | 0
|  |  |  | 1914-07-14 | 0 | 0
|  |  |  | 1914-07-15 | 0 | 0
|  |  |  | 1914-07-16 | 0.54 | 0.54
|  |  |  | 1914-07-17 | 0.16 | 0.16
|  |  |  | 1914-07-18 | 0 | 0
|  |  |  | 1914-07-19 | 0 | 0
|  |  |  | 1914-07-20 | 0 | 0
|  |  |  | 1914-07-21 | 0 | 0
|  |  |  | 1914-07-22 | 0 | 0
|  |  |  | 1914-07-23 | 0 | 0
|  |  |  | 1914-07-24 | 0.15 | 0.15
|  |  |  | 1914-07-25 | 0 | 0
|  |  |  | 1914-07-26 | 0 | 0
|  |  |  | 1914-07-27 | 0 | 0
|  |  |  | 1914-07-28 | 0 | 0
|  |  |  | 1914-07-29 | 0 | 0
|  |  |  | 1914-07-30 | 0 | 0
|  |  |  | 1914-07-31 | 0 | 0
|  |  |  | 1914-08-01 | 0 | 0
|  |  |  | 1914-08-02 | 0 | 0
|  |  |  | 1914-08-03 | 0.3 | 0.3
|  |  |  | 1914-08-04 | 0.18 | 0.18
|  |  |  | 1914-08-05 | 0 | 0
|  |  |  | 1914-08-06 | 0 | 0
|  |  |  | 1914-08-07 | 0 | 0
|  |  |  | 1914-08-08 | 0 | 0
|  |  |  | 1914-08-09 | 0 | 0
|  |  |  | 1914-08-10 | 0 | 0
|  |  |  | 1914-08-11 | 0 | 0
|  |  |  | 1914-08-12 | 0.56 | 0.56
|  |  |  | 1914-08-13 | 0 | 0
|  |  |  | 1914-08-14 | 0 | 0
|  |  |  | 1914-08-15 | 0 | 0
|  |  |  | 1914-08-16 | 0 | 0
|  |  |  | 1914-08-17 | 0 | 0
|  |  |  | 1914-08-18 | 0 | 0
|  |  |  | 1914-08-19 | 0 | 0
|  |  |  | 1914-08-20 | 0 | 0
|  |  |  | 1914-08-21 | 0 | 0
|  |  |  | 1914-08-22 | 0 | 0
|  |  |  | 1914-08-23 | 0.4 | 0.4
|  |  |  | 1914-08-24 | 0.77 | 0.77
|  |  |  | 1914-08-25 | 0 | 0
|  |  |  | 1914-08-26 | 0.14 | 0.14
|  |  |  | 1914-08-27 | 0.2 | 0.2
|  |  |  | 1914-08-28 | 0.4 | 0.4
|  |  |  | 1914-08-29 | 0 | 0
|  |  |  | 1914-08-30 | 0.56 | 0.56
|  |  |  | 1914-08-31 | 0.61 | 0.61
|  |  |  | 1914-09-01 | 0.21 | 0.21
|  |  |  | 1914-09-02 | 0.56 | 0.56
|  |  |  | 1914-09-03 | 0 | 0
|  |  |  | 1914-09-04 | 0 | 0
|  |  |  | 1914-09-05 | 0 | 0
|  |  |  | 1914-09-06 | 0 | 0
|  |  |  | 1914-09-07 | 0 | 0
|  |  |  | 1914-09-08 | 0 | 0
|  |  |  | 1914-09-09 | 0 | 0
|  |  |  | 1914-09-10 | 0 | 0
|  |  |  | 1914-09-11 | 0 | 0
|  |  |  | 1914-09-12 | 0 | 0
|  |  |  | 1914-09-13 | 0 | 0
|  |  |  | 1914-09-14 | 0 | 0
|  |  |  | 1914-09-15 | 1.2 | 1.2
|  |  |  | 1914-09-16 | 0 | 0
|  |  |  | 1914-09-17 | 0 | 0
|  |  |  | 1914-09-18 | 0 | 0
|  |  |  | 1914-09-19 | 0 | 0
|  |  |  | 1914-09-20 | 0.41 | 0.41
|  |  |  | 1914-09-21 | 0 | 0
|  |  |  | 1914-09-22 | 0 | 0
|  |  |  | 1914-09-23 | 0 | 0
|  |  |  | 1914-09-24 | 0 | 0
|  |  |  | 1914-09-25 | 0 | 0
|  |  |  | 1914-09-26 | 0 | 0
|  |  |  | 1914-09-27 | 0 | 0
|  |  |  | 1914-09-28 | 0 | 0
|  |  |  | 1914-09-29 | 0 | 0
|  |  |  | 1914-09-30 | 0 | 0
|  |  |  | 1914-10-01 | 0 | 0
|  |  |  | 1914-10-02 | 0 | 0
|  |  |  | 1914-10-03 | 0 | 0
|  |  |  | 1914-10-04 | 0 | 0
|  |  |  | 1914-10-05 | 0 | 0
|  |  |  | 1914-10-06 | 0 | 0
|  |  |  | 1914-10-07 | 0 | 0
|  |  |  | 1914-10-08 | 0 | 0
|  |  |  | 1914-10-09 | 0 | 0
|  |  |  | 1914-10-10 | 0 | 0
|  |  |  | 1914-10-11 | 0 | 0
|  |  |  | 1914-10-12 | 0 | 0
|  |  |  | 1914-10-13 | 0 | 0
|  |  |  | 1914-10-14 | 0 | 0
|  |  |  | 1914-10-15 | 0 | 0
|  |  |  | 1914-10-16 | 0 | 0
|  |  |  | 1914-10-17 | 0 | 0
|  |  |  | 1914-10-18 | 0 | 0
|  |  |  | 1914-10-19 | 0 | 0
|  |  |  | 1914-10-20 | 0.83 | 0.83
|  |  |  | 1914-10-21 | 0 | 0
|  |  |  | 1914-10-22 | 0.37 | 0.37
|  |  |  | 1914-10-23 | 0 | 0
|  |  |  | 1914-10-24 | 0.24 | 0.24
|  |  |  | 1914-10-25 | 0.2 | 0.2
|  |  |  | 1914-10-26 | 0 | 0
|  |  |  | 1914-10-27 | 0 | 0
|  |  |  | 1914-10-28 | 0 | 0
|  |  |  | 1914-10-29 | 0 | 0
|  |  |  | 1914-10-30 | 0 | 0
|  |  |  | 1914-10-31 | 0 | 0
|  |  |  | 1914-11-01 | 0.18 | 0.18
|  |  |  | 1914-11-02 | 0 | 0
|  |  |  | 1914-11-03 | 0 | 0
|  |  |  | 1914-11-04 | 0 | 0
|  |  |  | 1914-11-05 | 0 | 0
|  |  |  | 1914-11-06 | 0.22 | 0.22
|  |  |  | 1914-11-07 | 0 | 0
|  |  |  | 1914-11-08 | 0 | 0
|  |  |  | 1914-11-09 | 0 | 0
|  |  |  | 1914-11-10 | 0.31 | 0.31
|  |  |  | 1914-11-11 | 0 | 0
|  |  |  | 1914-11-12 | 0 | 0
|  |  |  | 1914-11-13 | 0 | 0
|  |  |  | 1914-11-14 | 0 | 0
|  |  |  | 1914-11-15 | 0 | 0
|  |  |  | 1914-11-16 | 0 | 0
|  |  |  | 1914-11-17 | 0 | 0
|  |  |  | 1914-11-18 | 0 | 0
|  |  |  | 1914-11-19 | 0 | 0
|  |  |  | 1914-11-20 | 0 | 0
|  |  |  | 1914-11-21 | 0 | 0
|  |  |  | 1914-11-22 | 0.18 | 0.18
|  |  |  | 1914-11-23 | 0.05 | 0.05
|  |  |  | 1914-11-24 | 0 | 0
|  |  |  | 1914-11-25 | 0 | 0
|  |  |  | 1914-11-26 | 0 | 0
|  |  |  | 1914-11-27 | 0 | 0
|  |  |  | 1914-11-28 | 0 | 0
|  |  |  | 1914-11-29 | 0 | 0
|  |  |  | 1914-11-30 | 0 | 0
|  |  |  | 1914-12-01 | 0.17 | 0.17
|  |  |  | 1914-12-02 | 0.07 | 0.07
|  |  |  | 1914-12-03 | 0 | 0
|  |  |  | 1914-12-04 | 0 | 0
|  |  |  | 1914-12-05 | 0 | 0
|  |  |  | 1914-12-06 | 0 | 0
|  |  |  | 1914-12-07 | 0 | 0
|  |  |  | 1914-12-08 | 0 | 0
|  |  |  | 1914-12-09 | 0.17 | 0.17
|  |  |  | 1914-12-10 | 0 | 0
|  |  |  | 1914-12-11 | 0 | 0
|  |  |  | 1914-12-12 | 0 | 0
|  |  |  | 1914-12-13 | 0 | 0
|  |  |  | 1914-12-14 | 0 | 0
|  |  |  | 1914-12-15 | 0 | 0
|  |  |  | 1914-12-16 | 0 | 0
|  |  |  | 1914-12-17 | 0 | 0
|  |  |  | 1914-12-18 | 0 | 0
|  |  |  | 1914-12-19 | 0 | 0
|  |  |  | 1914-12-20 | 0 | 0
|  |  |  | 1914-12-21 | 0 | 0
|  |  |  | 1914-12-22 | 0 | 0
|  |  |  | 1914-12-23 | 0.6 | 0.6
|  |  |  | 1914-12-24 | 0 | 0
|  |  |  | 1914-12-25 | 0 | 0
|  |  |  | 1914-12-26 | 0 | 0
|  |  |  | 1914-12-27 | 0 | 0
|  |  |  | 1914-12-28 | 0 | 0
|  |  |  | 1914-12-29 | 0 | 0
|  |  |  | 1914-12-30 | 0 | 0
|  |  |  | 1914-12-31 | 0 | 0
|  |  |  | 1915-01-01 | 0 | 0
|  |  |  | 1915-01-02 | 0 | 0
|  |  |  | 1915-01-03 | 0 | 0
|  |  |  | 1915-01-04 | 0 | 0
|  |  |  | 1915-01-05 | 0 | 0
|  |  |  | 1915-01-06 | 0 | 0
|  |  |  | 1915-01-07 | 0 | 0
|  |  |  | 1915-01-08 | 0 | 0
|  |  |  | 1915-01-09 | 0 | 0
|  |  |  | 1915-01-10 | 0 | 0
|  |  |  | 1915-01-11 | 0 | 0
|  |  |  | 1915-01-12 | 0 | 0
|  |  |  | 1915-01-13 | 0 | 0
|  |  |  | 1915-01-14 | 0 | 0
|  |  |  | 1915-01-15 | 0 | 0
|  |  |  | 1915-01-16 | 0 | 0
|  |  |  | 1915-01-17 | 0.3 | 0.3
|  |  |  | 1915-01-18 | 0 | 0
|  |  |  | 1915-01-19 | 0 | 0
|  |  |  | 1915-01-20 | 0 | 0
|  |  |  | 1915-01-21 | 0 | 0
|  |  |  | 1915-01-22 | 0 | 0
|  |  |  | 1915-01-23 | 0.1 | 0.1
|  |  |  | 1915-01-24 | 0 | 0
|  |  |  | 1915-01-25 | 0 | 0
|  |  |  | 1915-01-26 | 0 | 0
|  |  |  | 1915-01-27 | 0 | 0
|  |  |  | 1915-01-28 | 0 | 0
|  |  |  | 1915-01-29 | 0 | 0
|  |  |  | 1915-01-30 | 0.18 | 0.18
|  |  |  | 1915-01-31 | 0 | 0
|  |  |  | 1915-02-01 | 0 | 0
|  |  |  | 1915-02-02 | 0 | 0
|  |  |  | 1915-02-03 | 0 | 0
|  |  |  | 1915-02-04 | 0 | 0
|  |  |  | 1915-02-05 | 0 | 0
|  |  |  | 1915-02-06 | 0 | 0
|  |  |  | 1915-02-07 | 0 | 0
|  |  |  | 1915-02-08 | 0 | 0
|  |  |  | 1915-02-09 | 0 | 0
|  |  |  | 1915-02-10 | 0 | 0
|  |  |  | 1915-02-11 | 0 | 0
|  |  |  | 1915-02-12 | 0 | 0
|  |  |  | 1915-02-13 | 0 | 0
|  |  |  | 1915-02-14 | 0 | 0
|  |  |  | 1915-02-15 | 0 | 0
|  |  |  | 1915-02-16 | 0 | 0
|  |  |  | 1915-02-17 | 0 | 0
|  |  |  | 1915-02-18 | 0 | 0
|  |  |  | 1915-02-19 | 0.26 | 0.26
|  |  |  | 1915-02-20 | 0 | 0
|  |  |  | 1915-02-21 | 0 | 0
|  |  |  | 1915-02-22 | 0 | 0
|  |  |  | 1915-02-23 | 0 | 0
|  |  |  | 1915-02-24 | 0 | 0
|  |  |  | 1915-02-25 | 0 | 0
|  |  |  | 1915-02-26 | 0.25 | 0.25
|  |  |  | 1915-02-27 | 0 | 0
|  |  |  | 1915-02-28 | 0 | 0
|  |  |  | 1915-03-01 | 0 | 0
|  |  |  | 1915-03-02 | 0.21 | 0.21
|  |  |  | 1915-03-03 | 0 | 0
|  |  |  | 1915-03-04 | 0.02 | 0.02
|  |  |  | 1915-03-05 | 0 | 0
|  |  |  | 1915-03-06 | 0 | 0
|  |  |  | 1915-03-07 | 0 | 0
|  |  |  | 1915-03-08 | 0.14 | 0.14
|  |  |  | 1915-03-09 | 0 | 0
|  |  |  | 1915-03-10 | 0 | 0
|  |  |  | 1915-03-11 | 0 | 0
|  |  |  | 1915-03-12 | 0 | 0
|  |  |  | 1915-03-13 | 0 | 0
|  |  |  | 1915-03-14 | 0 | 0
|  |  |  | 1915-03-15 | 0 | 0
|  |  |  | 1915-03-16 | 0 | 0
|  |  |  | 1915-03-17 | 0.06 | 0.06
|  |  |  | 1915-03-18 | 0 | 0
|  |  |  | 1915-03-19 | 0 | 0
|  |  |  | 1915-03-20 | 0 | 0
|  |  |  | 1915-03-21 | 0 | 0
|  |  |  | 1915-03-22 | 0 | 0
|  |  |  | 1915-03-23 | 0 | 0
|  |  |  | 1915-03-24 | 0 | 0
|  |  |  | 1915-03-25 | 0 | 0
|  |  |  | 1915-03-26 | 0 | 0
|  |  |  | 1915-03-27 | 0 | 0
|  |  |  | 1915-03-28 | 0 | 0
|  |  |  | 1915-03-29 | 0 | 0
|  |  |  | 1915-03-30 | 0 | 0
|  |  |  | 1915-03-31 | 0.22 | 0.22
|  |  |  | 1915-04-01 | 0 | 0
|  |  |  | 1915-04-02 | 0 | 0
|  |  |  | 1915-04-03 | 0 | 0
|  |  |  | 1915-04-04 | 0 | 0
|  |  |  | 1915-04-05 | 0 | 0
|  |  |  | 1915-04-06 | 0 | 0
|  |  |  | 1915-04-07 | 0 | 0
|  |  |  | 1915-04-08 | 0 | 0
|  |  |  | 1915-04-09 | 0 | 0
|  |  |  | 1915-04-10 | 0 | 0
|  |  |  | 1915-04-11 | 0 | 0
|  |  |  | 1915-04-12 | 0 | 0
|  |  |  | 1915-04-13 | 0.1 | 0.1
|  |  |  | 1915-04-14 | 0 | 0
|  |  |  | 1915-04-15 | 0 | 0
|  |  |  | 1915-04-16 | 0.38 | 0.38
|  |  |  | 1915-04-17 | 0 | 0
|  |  |  | 1915-04-18 | 0 | 0
|  |  |  | 1915-04-19 | 0 | 0
|  |  |  | 1915-04-20 | 0 | 0
|  |  |  | 1915-04-21 | 0 | 0
|  |  |  | 1915-04-22 | 0 | 0
|  |  |  | 1915-04-23 | 0 | 0
|  |  |  | 1915-04-24 | 0 | 0
|  |  |  | 1915-04-25 | 0 | 0
|  |  |  | 1915-04-26 | 0 | 0
|  |  |  | 1915-04-27 | 0 | 0
|  |  |  | 1915-04-28 | 0 | 0
|  |  |  | 1915-04-29 | 0.91 | 0.91
|  |  |  | 1915-04-30 | 0.13 | 0.13
|  |  |  | 1915-05-01 | 0 | 0
|  |  |  | 1915-05-02 | 0 | 0
|  |  |  | 1915-05-03 | 0 | 0
|  |  |  | 1915-05-04 | 0 | 0
|  |  |  | 1915-05-05 | 0 | 0
|  |  |  | 1915-05-06 | 0 | 0
|  |  |  | 1915-05-07 | 0 | 0
|  |  |  | 1915-05-08 | 0 | 0
|  |  |  | 1915-05-09 | 0 | 0
|  |  |  | 1915-05-10 | 0 | 0
|  |  |  | 1915-05-11 | 0 | 0
|  |  |  | 1915-05-12 | 0 | 0
|  |  |  | 1915-05-13 | 0 | 0
|  |  |  | 1915-05-14 | 0 | 0
|  |  |  | 1915-05-15 | 0 | 0
|  |  |  | 1915-05-16 | 0 | 0
|  |  |  | 1915-05-17 | 0 | 0
|  |  |  | 1915-05-18 | 0 | 0
|  |  |  | 1915-05-19 | 0 | 0
|  |  |  | 1915-05-20 | 0 | 0
|  |  |  | 1915-05-21 | 0 | 0
|  |  |  | 1915-05-22 | 1.11 | 1.11
|  |  |  | 1915-05-23 | 0.08 | 0.08
|  |  |  | 1915-05-24 | 0 | 0
|  |  |  | 1915-05-25 | 0 | 0
|  |  |  | 1915-05-26 | 0 | 0
|  |  |  | 1915-05-27 | 0 | 0
|  |  |  | 1915-05-28 | 0 | 0
|  |  |  | 1915-05-29 | 0 | 0
|  |  |  | 1915-05-30 | 0 | 0
|  |  |  | 1915-05-31 | 0 | 0
|  |  |  | 1915-06-01 | 0 | 0
|  |  |  | 1915-06-02 | 0 | 0
|  |  |  | 1915-06-03 | 0 | 0
|  |  |  | 1915-06-04 | 0 | 0
|  |  |  | 1915-06-05 | 0 | 0
|  |  |  | 1915-06-06 | 0 | 0
|  |  |  | 1915-06-07 | 0 | 0
|  |  |  | 1915-06-08 | 0 | 0
|  |  |  | 1915-06-09 | 0 | 0
|  |  |  | 1915-06-10 | 0 | 0
|  |  |  | 1915-06-11 | 0 | 0
|  |  |  | 1915-06-12 | 0 | 0
|  |  |  | 1915-06-13 | 0 | 0
|  |  |  | 1915-06-14 | 0 | 0
|  |  |  | 1915-06-15 | 0 | 0
|  |  |  | 1915-06-16 | 0 | 0
|  |  |  | 1915-06-17 | 0 | 0
|  |  |  | 1915-06-18 | 0 | 0
|  |  |  | 1915-06-19 | 0 | 0
|  |  |  | 1915-06-20 | 0 | 0
|  |  |  | 1915-06-21 | 0 | 0
|  |  |  | 1915-06-22 | 0 | 0
|  |  |  | 1915-06-23 | 0 | 0
|  |  |  | 1915-06-24 | 0 | 0
|  |  |  | 1915-06-25 | 0.5 | 0.5
|  |  |  | 1915-06-26 | 0 | 0
|  |  |  | 1915-06-27 | 0 | 0
|  |  |  | 1915-06-28 | 0 | 0
|  |  |  | 1915-06-29 | 0 | 0
|  |  |  | 1915-06-30 | 0 | 0
|  |  |  | 1915-07-01 | 0 | 0
|  |  |  | 1915-07-02 | 0 | 0
|  |  |  | 1915-07-03 | 0 | 0
|  |  |  | 1915-07-04 | 0 | 0
|  |  |  | 1915-07-05 | 0 | 0
|  |  |  | 1915-07-06 | 0 | 0
|  |  |  | 1915-07-07 | 0 | 0
|  |  |  | 1915-07-08 | 0 | 0
|  |  |  | 1915-07-09 | 0 | 0
|  |  |  | 1915-07-10 | 0 | 0
|  |  |  | 1915-07-11 | 0 | 0
|  |  |  | 1915-07-12 | 0 | 0
|  |  |  | 1915-07-13 | 0 | 0
|  |  |  | 1915-07-14 | 0 | 0
|  |  |  | 1915-07-15 | 0.35 | 0.35
|  |  |  | 1915-07-16 | 0 | 0
|  |  |  | 1915-07-17 | 0.11 | 0.11
|  |  |  | 1915-07-18 | 0 | 0
|  |  |  | 1915-07-19 | 0 | 0
|  |  |  | 1915-07-20 | 0.21 | 0.21
|  |  |  | 1915-07-21 | 0.12 | 0.12
|  |  |  | 1915-07-22 | 0 | 0
|  |  |  | 1915-07-23 | 0 | 0
|  |  |  | 1915-07-24 | 0 | 0
|  |  |  | 1915-07-25 | 0 | 0
|  |  |  | 1915-07-26 | 0 | 0
|  |  |  | 1915-07-27 | 0.97 | 0.97
|  |  |  | 1915-07-28 | 0.06 | 0.06
|  |  |  | 1915-07-29 | 0 | 0
|  |  |  | 1915-07-30 | 0 | 0
|  |  |  | 1915-07-31 | 0 | 0
|  |  |  | 1915-08-01 | 0 | 0
|  |  |  | 1915-08-02 | 0.48 | 0.48
|  |  |  | 1915-08-03 | 0.43 | 0.43
|  |  |  | 1915-08-04 | 0 | 0
|  |  |  | 1915-08-05 | 0 | 0
|  |  |  | 1915-08-06 | 0 | 0
|  |  |  | 1915-08-07 | 0 | 0
|  |  |  | 1915-08-08 | 0.1 | 0.1
|  |  |  | 1915-08-09 | 0 | 0
|  |  |  | 1915-08-10 | 0 | 0
|  |  |  | 1915-08-11 | 0 | 0
|  |  |  | 1915-08-12 | 0 | 0
|  |  |  | 1915-08-13 | 0 | 0
|  |  |  | 1915-08-14 | 0 | 0
|  |  |  | 1915-08-15 | 0 | 0
|  |  |  | 1915-08-16 | 0 | 0
|  |  |  | 1915-08-17 | 0 | 0
|  |  |  | 1915-08-18 | 0 | 0
|  |  |  | 1915-08-19 | 0 | 0
|  |  |  | 1915-08-20 | 0.3 | 0.3
|  |  |  | 1915-08-21 | 0 | 0
|  |  |  | 1915-08-22 | 0 | 0
|  |  |  | 1915-08-23 | 0.2 | 0.2
|  |  |  | 1915-08-24 | 0 | 0
|  |  |  | 1915-08-25 | 0 | 0
|  |  |  | 1915-08-26 | 0 | 0
|  |  |  | 1915-08-27 | 0 | 0
|  |  |  | 1915-08-28 | 0 | 0
|  |  |  | 1915-08-29 | 0 | 0
|  |  |  | 1915-08-30 | 0 | 0
|  |  |  | 1915-08-31 | 0 | 0
|  |  |  | 1915-09-01 | 0 | 0
|  |  |  | 1915-09-02 | 0.06 | 0.06
|  |  |  | 1915-09-03 | 0.06 | 0.06
|  |  |  | 1915-09-04 | 0 | 0
|  |  |  | 1915-09-05 | 0.23 | 0.23
|  |  |  | 1915-09-06 | 0 | 0
|  |  |  | 1915-09-07 | 0 | 0
|  |  |  | 1915-09-08 | 0 | 0
|  |  |  | 1915-09-09 | 0 | 0
|  |  |  | 1915-09-10 | 0 | 0
|  |  |  | 1915-09-11 | 0 | 0
|  |  |  | 1915-09-12 | 0 | 0
|  |  |  | 1915-09-13 | 0 | 0
|  |  |  | 1915-09-14 | 0.15 | 0.15
|  |  |  | 1915-09-15 | 0 | 0
|  |  |  | 1915-09-16 | 0 | 0
|  |  |  | 1915-09-17 | 0 | 0
|  |  |  | 1915-09-18 | 0 | 0
|  |  |  | 1915-09-19 | 0 | 0
|  |  |  | 1915-09-20 | 0 | 0
|  |  |  | 1915-09-21 | 0 | 0
|  |  |  | 1915-09-22 | 0.3 | 0.3
|  |  |  | 1915-09-23 | 0.31 | 0.31
|  |  |  | 1915-09-24 | 1.48 | 1.48
|  |  |  | 1915-09-25 | 0.2 | 0.2
|  |  |  | 1915-09-26 | 0 | 0
|  |  |  | 1915-09-27 | 0 | 0
|  |  |  | 1915-09-28 | 0 | 0
|  |  |  | 1915-09-29 | 0 | 0
|  |  |  | 1915-09-30 | 0.71 | 0.71
|  |  |  | 1915-10-01 | 0 | 0
|  |  |  | 1915-10-02 | 0 | 0
|  |  |  | 1915-10-03 | 0 | 0
|  |  |  | 1915-10-04 | 0 | 0
|  |  |  | 1915-10-05 | 0 | 0
|  |  |  | 1915-10-06 | 0 | 0
|  |  |  | 1915-10-07 | 0 | 0
|  |  |  | 1915-10-08 | 0 | 0
|  |  |  | 1915-10-09 | 0 | 0
|  |  |  | 1915-10-10 | 0 | 0
|  |  |  | 1915-10-11 | 0 | 0
|  |  |  | 1915-10-12 | 0 | 0
|  |  |  | 1915-10-13 | 0 | 0
|  |  |  | 1915-10-14 | 0 | 0
|  |  |  | 1915-10-15 | 0 | 0
|  |  |  | 1915-10-16 | 0 | 0
|  |  |  | 1915-10-17 | 0 | 0
|  |  |  | 1915-10-18 | 0 | 0
|  |  |  | 1915-10-19 | 0 | 0
|  |  |  | 1915-10-20 | 0 | 0
|  |  |  | 1915-10-21 | 0 | 0
|  |  |  | 1915-10-22 | 0 | 0
|  |  |  | 1915-10-23 | 0 | 0
|  |  |  | 1915-10-24 | 0 | 0
|  |  |  | 1915-10-25 | 0 | 0
|  |  |  | 1915-10-26 | 0 | 0
|  |  |  | 1915-10-27 | 0 | 0
|  |  |  | 1915-10-28 | 0 | 0
|  |  |  | 1915-10-29 | 0 | 0
|  |  |  | 1915-10-30 | 0 | 0
|  |  |  | 1915-10-31 | 0 | 0
|  |  |  | 1915-11-01 | 0 | 0
|  |  |  | 1915-11-02 | 0 | 0
|  |  |  | 1915-11-03 | 0 | 0
|  |  |  | 1915-11-04 | 0 | 0
|  |  |  | 1915-11-05 | 0 | 0
|  |  |  | 1915-11-06 | 0 | 0
|  |  |  | 1915-11-07 | 0 | 0
|  |  |  | 1915-11-08 | 0 | 0
|  |  |  | 1915-11-09 | 0 | 0
|  |  |  | 1915-11-10 | 0 | 0
|  |  |  | 1915-11-11 | 0 | 0
|  |  |  | 1915-11-12 | 0 | 0
|  |  |  | 1915-11-13 | 0 | 0
|  |  |  | 1915-11-14 | 0 | 0
|  |  |  | 1915-11-15 | 0 | 0
|  |  |  | 1915-11-16 | 0 | 0
|  |  |  | 1915-11-17 | 0 | 0
|  |  |  | 1915-11-18 | 0 | 0
|  |  |  | 1915-11-19 | 0 | 0
|  |  |  | 1915-11-20 | 0 | 0
|  |  |  | 1915-11-21 | 0 | 0
|  |  |  | 1915-11-22 | 0 | 0
|  |  |  | 1915-11-23 | 0 | 0
|  |  |  | 1915-11-24 | 0 | 0
|  |  |  | 1915-11-25 | 0 | 0
|  |  |  | 1915-11-26 | 0 | 0
|  |  |  | 1915-11-27 | 0 | 0
|  |  |  | 1915-11-28 | 0 | 0
|  |  |  | 1915-11-29 | 0 | 0
|  |  |  | 1915-11-30 | 0 | 0
|  |  |  | 1915-12-01 | 0 | 0
|  |  |  | 1915-12-02 | 0 | 0
|  |  |  | 1915-12-03 | 0 | 0
|  |  |  | 1915-12-04 | 0 | 0
|  |  |  | 1915-12-05 | 0.16 | 0.16
|  |  |  | 1915-12-06 | 0 | 0
|  |  |  | 1915-12-07 | 0.04 | 0.04
|  |  |  | 1915-12-08 | 0 | 0
|  |  |  | 1915-12-09 | 0 | 0
|  |  |  | 1915-12-10 | 0 | 0
|  |  |  | 1915-12-11 | 0 | 0
|  |  |  | 1915-12-12 | 0 | 0
|  |  |  | 1915-12-13 | 0 | 0
|  |  |  | 1915-12-14 | 0 | 0
|  |  |  | 1915-12-15 | 0 | 0
|  |  |  | 1915-12-16 | 0 | 0
|  |  |  | 1915-12-17 | 0 | 0
|  |  |  | 1915-12-18 | 0 | 0
|  |  |  | 1915-12-19 | 0 | 0
|  |  |  | 1915-12-20 | 0 | 0
|  |  |  | 1915-12-21 | 0 | 0
|  |  |  | 1915-12-22 | 0 | 0
|  |  |  | 1915-12-23 | 0 | 0
|  |  |  | 1915-12-24 | 0 | 0
|  |  |  | 1915-12-25 | 0 | 0
|  |  |  | 1915-12-26 | 0 | 0
|  |  |  | 1915-12-27 | 0 | 0
|  |  |  | 1915-12-28 | 0 | 0
|  |  |  | 1915-12-29 | 0 | 0
|  |  |  | 1915-12-30 | 0 | 0
|  |  |  | 1915-12-31 | 0 | 0
|  |  |  | 1916-01-01 | 0 | 0
|  |  |  | 1916-01-02 | 0 | 0
|  |  |  | 1916-01-03 | 0 | 0
|  |  |  | 1916-01-04 | 0 | 0
|  |  |  | 1916-01-05 | 0 | 0
|  |  |  | 1916-01-06 | 0 | 0
|  |  |  | 1916-01-07 | 0 | 0
|  |  |  | 1916-01-08 | 0 | 0
|  |  |  | 1916-01-09 | 0 | 0
|  |  |  | 1916-01-10 | 0 | 0
|  |  |  | 1916-01-11 | 0 | 0
|  |  |  | 1916-01-12 | 0 | 0
|  |  |  | 1916-01-13 | 0 | 0
|  |  |  | 1916-01-14 | 0 | 0
|  |  |  | 1916-01-15 | 0 | 0
|  |  |  | 1916-01-16 | 0 | 0
|  |  |  | 1916-01-17 | 0 | 0
|  |  |  | 1916-01-18 | 0 | 0
|  |  |  | 1916-01-19 | 0 | 0
|  |  |  | 1916-01-20 | 0 | 0
|  |  |  | 1916-01-21 | 0 | 0
|  |  |  | 1916-01-22 | 0 | 0
|  |  |  | 1916-01-23 | 0 | 0
|  |  |  | 1916-01-24 | 0.1 | 0.1
|  |  |  | 1916-01-25 | 0 | 0
|  |  |  | 1916-01-26 | 0 | 0
|  |  |  | 1916-01-27 | 0 | 0
|  |  |  | 1916-01-28 | 0 | 0
|  |  |  | 1916-01-29 | 0 | 0
|  |  |  | 1916-01-30 | 0 | 0
|  |  |  | 1916-01-31 | 0 | 0
|  |  |  | 1916-02-01 | 0.26 | 0.26
|  |  |  | 1916-02-02 | 0 | 0
|  |  |  | 1916-02-03 | 0 | 0
|  |  |  | 1916-02-04 | 0 | 0
|  |  |  | 1916-02-05 | 0 | 0
|  |  |  | 1916-02-06 | 0 | 0
|  |  |  | 1916-02-07 | 0 | 0
|  |  |  | 1916-02-08 | 0 | 0
|  |  |  | 1916-02-09 | 0 | 0
|  |  |  | 1916-02-10 | 0 | 0
|  |  |  | 1916-02-11 | 0 | 0
|  |  |  | 1916-02-12 | 0 | 0
|  |  |  | 1916-02-13 | 0 | 0
|  |  |  | 1916-02-14 | 0 | 0
|  |  |  | 1916-02-15 | 0 | 0
|  |  |  | 1916-02-16 | 0 | 0
|  |  |  | 1916-02-17 | 0 | 0
|  |  |  | 1916-02-18 | 0 | 0
|  |  |  | 1916-02-19 | 0 | 0
|  |  |  | 1916-02-20 | 0 | 0
|  |  |  | 1916-02-21 | 0 | 0
|  |  |  | 1916-02-22 | 0 | 0
|  |  |  | 1916-02-23 | 0 | 0
|  |  |  | 1916-02-24 | 0 | 0
|  |  |  | 1916-02-25 | 0 | 0
|  |  |  | 1916-02-26 | 0 | 0
|  |  |  | 1916-02-27 | 0 | 0
|  |  |  | 1916-02-28 | 0 | 0
|  |  |  | 1916-02-29 | 0 | 0
|  |  |  | 1916-03-01 | 0 | 0
|  |  |  | 1916-03-02 | 0 | 0
|  |  |  | 1916-03-03 | 0 | 0
|  |  |  | 1916-03-04 | 0 | 0
|  |  |  | 1916-03-05 | 0 | 0
|  |  |  | 1916-03-06 | 0 | 0
|  |  |  | 1916-03-07 | 0 | 0
|  |  |  | 1916-03-08 | 0 | 0
|  |  |  | 1916-03-09 | 0 | 0
|  |  |  | 1916-03-10 | 0 | 0
|  |  |  | 1916-03-11 | 0 | 0
|  |  |  | 1916-03-12 | 0 | 0
|  |  |  | 1916-03-13 | 0 | 0
|  |  |  | 1916-03-14 | 0 | 0
|  |  |  | 1916-03-15 | 0 | 0
|  |  |  | 1916-03-16 | 0 | 0
|  |  |  | 1916-03-17 | 0 | 0
|  |  |  | 1916-03-18 | 0 | 0
|  |  |  | 1916-03-19 | 0 | 0
|  |  |  | 1916-03-20 | 0 | 0
|  |  |  | 1916-03-21 | 0 | 0
|  |  |  | 1916-03-22 | 0 | 0
|  |  |  | 1916-03-23 | 0.1 | 0.1
|  |  |  | 1916-03-24 | 0 | 0
|  |  |  | 1916-03-25 | 0 | 0
|  |  |  | 1916-03-26 | 0 | 0
|  |  |  | 1916-03-27 | 0 | 0
|  |  |  | 1916-03-28 | 0 | 0
|  |  |  | 1916-03-29 | 0 | 0
|  |  |  | 1916-03-30 | 0 | 0
|  |  |  | 1916-03-31 | 0 | 0
|  |  |  | 1916-04-01 | 0.5 | 0.5
|  |  |  | 1916-04-02 | 0 | 0
|  |  |  | 1916-04-03 | 0 | 0
|  |  |  | 1916-04-04 | 0 | 0
|  |  |  | 1916-04-05 | 0 | 0
|  |  |  | 1916-04-06 | 0 | 0
|  |  |  | 1916-04-07 | 0 | 0
|  |  |  | 1916-04-08 | 0 | 0
|  |  |  | 1916-04-09 | 0 | 0
|  |  |  | 1916-04-10 | 0 | 0
|  |  |  | 1916-04-11 | 0 | 0
|  |  |  | 1916-04-12 | 0 | 0
|  |  |  | 1916-04-13 | 0 | 0
|  |  |  | 1916-04-14 | 0 | 0
|  |  |  | 1916-04-15 | 0 | 0
|  |  |  | 1916-04-16 | 0 | 0
|  |  |  | 1916-04-17 | 0 | 0
|  |  |  | 1916-04-18 | 0 | 0
|  |  |  | 1916-04-19 | 0 | 0
|  |  |  | 1916-04-20 | 0 | 0
|  |  |  | 1916-04-21 | 0 | 0
|  |  |  | 1916-04-22 | 0 | 0
|  |  |  | 1916-04-23 | 0 | 0
|  |  |  | 1916-04-24 | 0 | 0
|  |  |  | 1916-04-25 | 0 | 0
|  |  |  | 1916-04-26 | 0 | 0
|  |  |  | 1916-04-27 | 0 | 0
|  |  |  | 1916-04-28 | 0 | 0
|  |  |  | 1916-04-29 | 0 | 0
|  |  |  | 1916-04-30 | 0 | 0
|  |  |  | 1916-05-01 | 0 | 0
|  |  |  | 1916-05-02 | 0 | 0
|  |  |  | 1916-05-03 | 0 | 0
|  |  |  | 1916-05-04 | 0 | 0
|  |  |  | 1916-05-05 | 0 | 0
|  |  |  | 1916-05-06 | 0 | 0
|  |  |  | 1916-05-07 | 0 | 0
|  |  |  | 1916-05-08 | 0 | 0
|  |  |  | 1916-05-09 | 0 | 0
|  |  |  | 1916-05-10 | 0 | 0
|  |  |  | 1916-05-11 | 0 | 0
|  |  |  | 1916-05-12 | 0 | 0
|  |  |  | 1916-05-13 | 0 | 0
|  |  |  | 1916-05-14 | 0 | 0
|  |  |  | 1916-05-15 | 0 | 0
|  |  |  | 1916-05-16 | 0 | 0
|  |  |  | 1916-05-17 | 0 | 0
|  |  |  | 1916-05-18 | 0 | 0
|  |  |  | 1916-05-19 | 0 | 0
|  |  |  | 1916-05-20 | 0 | 0
|  |  |  | 1916-05-21 | 0 | 0
|  |  |  | 1916-05-22 | 0 | 0
|  |  |  | 1916-05-23 | 0 | 0
|  |  |  | 1916-05-24 | 0 | 0
|  |  |  | 1916-05-25 | 0 | 0
|  |  |  | 1916-05-26 | 0 | 0
|  |  |  | 1916-05-27 | 0 | 0
|  |  |  | 1916-05-28 | 0 | 0
|  |  |  | 1916-05-29 | 0 | 0
|  |  |  | 1916-05-30 | 0 | 0
|  |  |  | 1916-05-31 | 0 | 0
|  |  |  | 1916-06-01 | 0 | 0
|  |  |  | 1916-06-02 | 0 | 0
|  |  |  | 1916-06-03 | 0 | 0
|  |  |  | 1916-06-04 | 0 | 0
|  |  |  | 1916-06-05 | 0 | 0
|  |  |  | 1916-06-06 | 0 | 0
|  |  |  | 1916-06-07 | 0 | 0
|  |  |  | 1916-06-08 | 0.04 | 0.04
|  |  |  | 1916-06-09 | 0 | 0
|  |  |  | 1916-06-10 | 0.14 | 0.14
|  |  |  | 1916-06-11 | 0 | 0
|  |  |  | 1916-06-12 | 0 | 0
|  |  |  | 1916-06-13 | 0 | 0
|  |  |  | 1916-06-14 | 0 | 0
|  |  |  | 1916-06-15 | 0 | 0
|  |  |  | 1916-06-16 | 0.44 | 0.44
|  |  |  | 1916-06-17 | 0 | 0
|  |  |  | 1916-06-18 | 0 | 0
|  |  |  | 1916-06-19 | 0 | 0
|  |  |  | 1916-06-20 | 0 | 0
|  |  |  | 1916-06-21 | 0 | 0
|  |  |  | 1916-06-22 | 0 | 0
|  |  |  | 1916-06-23 | 0 | 0
|  |  |  | 1916-06-24 | 0 | 0
|  |  |  | 1916-06-25 | 0.05 | 0.05
|  |  |  | 1916-06-26 | 0 | 0
|  |  |  | 1916-06-27 | 0 | 0
|  |  |  | 1916-06-28 | 0 | 0
|  |  |  | 1916-06-29 | 0 | 0
|  |  |  | 1916-06-30 | 0 | 0
|  |  |  | 1916-07-01 | 0 | 0
|  |  |  | 1916-07-02 | 0 | 0
|  |  |  | 1916-07-03 | 0 | 0
|  |  |  | 1916-07-04 | 0 | 0
|  |  |  | 1916-07-05 | 0 | 0
|  |  |  | 1916-07-06 | 0.5 | 0.5
|  |  |  | 1916-07-07 | 0 | 0
|  |  |  | 1916-07-08 | 0 | 0
|  |  |  | 1916-07-09 | 0 | 0
|  |  |  | 1916-07-10 | 0 | 0
|  |  |  | 1916-07-11 | 0 | 0
|  |  |  | 1916-07-12 | 0 | 0
|  |  |  | 1916-07-13 | 0 | 0
|  |  |  | 1916-07-14 | 0 | 0
|  |  |  | 1916-07-15 | 0 | 0
|  |  |  | 1916-07-16 | 1.5 | 1.5
|  |  |  | 1916-07-17 | 0 | 0
|  |  |  | 1916-07-18 | 0 | 0
|  |  |  | 1916-07-19 | 0 | 0
|  |  |  | 1916-07-20 | 0 | 0
|  |  |  | 1916-07-21 | 0.41 | 0.41
|  |  |  | 1916-07-22 | 0 | 0
|  |  |  | 1916-07-23 | 0 | 0
|  |  |  | 1916-07-24 | 0 | 0
|  |  |  | 1916-07-25 | 0 | 0
|  |  |  | 1916-07-26 | 0 | 0
|  |  |  | 1916-07-27 | 0 | 0
|  |  |  | 1916-07-28 | 0.17 | 0.17
|  |  |  | 1916-07-29 | 0.45 | 0.45
|  |  |  | 1916-07-30 | 0.15 | 0.15
|  |  |  | 1916-07-31 | 0 | 0
|  |  |  | 1916-08-01 | 0 | 0
|  |  |  | 1916-08-02 | 0 | 0
|  |  |  | 1916-08-03 | 0 | 0
|  |  |  | 1916-08-04 | 0 | 0
|  |  |  | 1916-08-05 | 0 | 0
|  |  |  | 1916-08-06 | 0.95 | 0.95
|  |  |  | 1916-08-07 | 0 | 0
|  |  |  | 1916-08-08 | 0 | 0
|  |  |  | 1916-08-09 | 0 | 0
|  |  |  | 1916-08-10 | 0 | 0
|  |  |  | 1916-08-11 | 0 | 0
|  |  |  | 1916-08-12 | 0 | 0
|  |  |  | 1916-08-13 | 0 | 0
|  |  |  | 1916-08-14 | 0 | 0
|  |  |  | 1916-08-15 | 0 | 0
|  |  |  | 1916-08-16 | 0 | 0
|  |  |  | 1916-08-17 | 1 | 1
|  |  |  | 1916-08-18 | 0 | 0
|  |  |  | 1916-08-19 | 0.37 | 0.37
|  |  |  | 1916-08-20 | 0.1 | 0.1
|  |  |  | 1916-08-21 | 0 | 0
|  |  |  | 1916-08-22 | 0 | 0
|  |  |  | 1916-08-23 | 0 | 0
|  |  |  | 1916-08-24 | 0 | 0
|  |  |  | 1916-08-25 | 0 | 0
|  |  |  | 1916-08-26 | 0 | 0
|  |  |  | 1916-08-27 | 0 | 0
|  |  |  | 1916-08-28 | 0 | 0
|  |  |  | 1916-08-29 | 0 | 0
|  |  |  | 1916-08-30 | 0.25 | 0.25
|  |  |  | 1916-08-31 | 0.22 | 0.22
|  |  |  | 1916-09-01 | 0 | 0
|  |  |  | 1916-09-02 | 0 | 0
|  |  |  | 1916-09-03 | 0 | 0
|  |  |  | 1916-09-04 | 0 | 0
|  |  |  | 1916-09-05 | 0 | 0
|  |  |  | 1916-09-06 | 0 | 0
|  |  |  | 1916-09-07 | 0 | 0
|  |  |  | 1916-09-08 | 0.6 | 0.6
|  |  |  | 1916-09-09 | 0 | 0
|  |  |  | 1916-09-10 | 0 | 0
|  |  |  | 1916-09-11 | 0 | 0
|  |  |  | 1916-09-12 | 0 | 0
|  |  |  | 1916-09-13 | 0 | 0
|  |  |  | 1916-09-14 | 0 | 0
|  |  |  | 1916-09-15 | 0 | 0
|  |  |  | 1916-09-16 | 0 | 0
|  |  |  | 1916-09-17 | 0 | 0
|  |  |  | 1916-09-18 | 0 | 0
|  |  |  | 1916-09-19 | 0 | 0
|  |  |  | 1916-09-20 | 0 | 0
|  |  |  | 1916-09-21 | 0 | 0
|  |  |  | 1916-09-22 | 0 | 0
|  |  |  | 1916-09-23 | 0 | 0
|  |  |  | 1916-09-24 | 0 | 0
|  |  |  | 1916-09-25 | 0 | 0
|  |  |  | 1916-09-26 | 0 | 0
|  |  |  | 1916-09-27 | 0 | 0
|  |  |  | 1916-09-28 | 0 | 0
|  |  |  | 1916-09-29 | 0 | 0
|  |  |  | 1916-09-30 | 0 | 0
|  |  |  | 1916-10-01 | 0 | 0
|  |  |  | 1916-10-02 | 0 | 0
|  |  |  | 1916-10-03 | 0 | 0
|  |  |  | 1916-10-04 | 0 | 0
|  |  |  | 1916-10-05 | 0 | 0
|  |  |  | 1916-10-06 | 0 | 0
|  |  |  | 1916-10-07 | 0 | 0
|  |  |  | 1916-10-08 | 0 | 0
|  |  |  | 1916-10-09 | 0 | 0
|  |  |  | 1916-10-10 | 0 | 0
|  |  |  | 1916-10-11 | 1.8 | 1.8
|  |  |  | 1916-10-12 | 0 | 0
|  |  |  | 1916-10-13 | 0 | 0
|  |  |  | 1916-10-14 | 0 | 0
|  |  |  | 1916-10-15 | 0 | 0
|  |  |  | 1916-10-16 | 0 | 0
|  |  |  | 1916-10-17 | 0 | 0
|  |  |  | 1916-10-18 | 0 | 0
|  |  |  | 1916-10-19 | 0 | 0
|  |  |  | 1916-10-20 | 0 | 0
|  |  |  | 1916-10-21 | 0 | 0
|  |  |  | 1916-10-22 | 0 | 0
|  |  |  | 1916-10-23 | 0 | 0
|  |  |  | 1916-10-24 | 0 | 0
|  |  |  | 1916-10-25 | 0 | 0
|  |  |  | 1916-10-26 | 0 | 0
|  |  |  | 1916-10-27 | 0 | 0
|  |  |  | 1916-10-28 | 0 | 0
|  |  |  | 1916-10-29 | 0 | 0
|  |  |  | 1916-10-30 | 0 | 0
|  |  |  | 1916-10-31 | 0 | 0
|  |  |  | 1916-11-01 | 0 | 0
|  |  |  | 1916-11-02 | 0 | 0
|  |  |  | 1916-11-03 | 0 | 0
|  |  |  | 1916-11-04 | 0 | 0
|  |  |  | 1916-11-05 | 0 | 0
|  |  |  | 1916-11-06 | 0 | 0
|  |  |  | 1916-11-07 | 0 | 0
|  |  |  | 1916-11-08 | 0 | 0
|  |  |  | 1916-11-09 | 0 | 0
|  |  |  | 1916-11-10 | 0 | 0
|  |  |  | 1916-11-11 | 0 | 0
|  |  |  | 1916-11-12 | 0 | 0
|  |  |  | 1916-11-13 | 0 | 0
|  |  |  | 1916-11-14 | 0 | 0
|  |  |  | 1916-11-15 | 0 | 0
|  |  |  | 1916-11-16 | 0 | 0
|  |  |  | 1916-11-17 | 0 | 0
|  |  |  | 1916-11-18 | 0 | 0
|  |  |  | 1916-11-19 | 0 | 0
|  |  |  | 1916-11-20 | 0 | 0
|  |  |  | 1916-11-21 | 0 | 0
|  |  |  | 1916-11-22 | 0 | 0
|  |  |  | 1916-11-23 | 0 | 0
|  |  |  | 1916-11-24 | 0 | 0
|  |  |  | 1916-11-25 | 0 | 0
|  |  |  | 1916-11-26 | 0 | 0
|  |  |  | 1916-11-27 | 0 | 0
|  |  |  | 1916-11-28 | 0 | 0
|  |  |  | 1916-11-29 | 0 | 0
|  |  |  | 1916-11-30 | 0 | 0
|  |  |  | 1916-12-01 | 0 | 0
|  |  |  | 1916-12-02 | 0 | 0
|  |  |  | 1916-12-03 | 0 | 0
|  |  |  | 1916-12-04 | 0 | 0
|  |  |  | 1916-12-05 | 0 | 0
|  |  |  | 1916-12-06 | 0 | 0
|  |  |  | 1916-12-07 | 0 | 0
|  |  |  | 1916-12-08 | 0 | 0
|  |  |  | 1916-12-09 | 0 | 0
|  |  |  | 1916-12-10 | 0 | 0
|  |  |  | 1916-12-11 | 0 | 0
|  |  |  | 1916-12-12 | 0 | 0
|  |  |  | 1916-12-13 | 0 | 0
|  |  |  | 1916-12-14 | 0 | 0
|  |  |  | 1916-12-15 | 0 | 0
|  |  |  | 1916-12-16 | 0 | 0
|  |  |  | 1916-12-17 | 0 | 0
|  |  |  | 1916-12-18 | 0 | 0
|  |  |  | 1916-12-19 | 0 | 0
|  |  |  | 1916-12-20 | 0 | 0
|  |  |  | 1916-12-21 | 0 | 0
|  |  |  | 1916-12-22 | 0 | 0
|  |  |  | 1916-12-23 | 0 | 0
|  |  |  | 1916-12-24 | 0 | 0
|  |  |  | 1916-12-25 | 0 | 0
|  |  |  | 1916-12-26 | 0 | 0
|  |  |  | 1916-12-27 | 0 | 0
|  |  |  | 1916-12-28 | 0 | 0
|  |  |  | 1916-12-29 | 0 | 0
|  |  |  | 1916-12-30 | 0 | 0
|  |  |  | 1916-12-31 | 0 | 0
|  |  |  | 1917-01-01 | 0 | 0
|  |  |  | 1917-01-02 | 0 | 0
|  |  |  | 1917-01-03 | 0 | 0
|  |  |  | 1917-01-04 | 0 | 0
|  |  |  | 1917-01-05 | 0 | 0
|  |  |  | 1917-01-06 | 0 | 0
|  |  |  | 1917-01-07 | 0 | 0
|  |  |  | 1917-01-08 | 0 | 0
|  |  |  | 1917-01-09 | 0 | 0
|  |  |  | 1917-01-10 | 0 | 0
|  |  |  | 1917-01-11 | 0 | 0
|  |  |  | 1917-01-12 | 0 | 0
|  |  |  | 1917-01-13 | 0 | 0
|  |  |  | 1917-01-14 | 0.3 | 0.3
|  |  |  | 1917-01-15 | 0 | 0
|  |  |  | 1917-01-16 | 0 | 0
|  |  |  | 1917-01-17 | 0 | 0
|  |  |  | 1917-01-18 | 0.23 | 0.23
|  |  |  | 1917-01-19 | 0 | 0
|  |  |  | 1917-01-20 | 0 | 0
|  |  |  | 1917-01-21 | 0 | 0
|  |  |  | 1917-01-22 | 0 | 0
|  |  |  | 1917-01-23 | 0 | 0
|  |  |  | 1917-01-24 | 0 | 0
|  |  |  | 1917-01-25 | 0 | 0
|  |  |  | 1917-01-26 | 0 | 0
|  |  |  | 1917-01-27 | 0 | 0
|  |  |  | 1917-01-28 | 0 | 0
|  |  |  | 1917-01-29 | 0 | 0
|  |  |  | 1917-01-30 | 0 | 0
|  |  |  | 1917-01-31 | 0 | 0
|  |  |  | 1917-02-01 | 0 | 0
|  |  |  | 1917-02-02 | 0 | 0
|  |  |  | 1917-02-03 | 0 | 0
|  |  |  | 1917-02-04 | 0 | 0
|  |  |  | 1917-02-05 | 0 | 0
|  |  |  | 1917-02-06 | 0 | 0
|  |  |  | 1917-02-07 | 0 | 0
|  |  |  | 1917-02-08 | 0 | 0
|  |  |  | 1917-02-09 | 0 | 0
|  |  |  | 1917-02-10 | 0 | 0
|  |  |  | 1917-02-11 | 0 | 0
|  |  |  | 1917-02-12 | 0 | 0
|  |  |  | 1917-02-13 | 0 | 0
|  |  |  | 1917-02-14 | 0 | 0
|  |  |  | 1917-02-15 | 0 | 0
|  |  |  | 1917-02-16 | 0 | 0
|  |  |  | 1917-02-17 | 0 | 0
|  |  |  | 1917-02-18 | 0 | 0
|  |  |  | 1917-02-19 | 0 | 0
|  |  |  | 1917-02-20 | 0 | 0
|  |  |  | 1917-02-21 | 0 | 0
|  |  |  | 1917-02-22 | 0 | 0
|  |  |  | 1917-02-23 | 0 | 0
|  |  |  | 1917-02-24 | 0 | 0
|  |  |  | 1917-02-25 | 0 | 0
|  |  |  | 1917-02-26 | 0 | 0
|  |  |  | 1917-02-27 | 0 | 0
|  |  |  | 1917-02-28 | 0 | 0
|  |  |  | 1917-03-01 | 0 | 0
|  |  |  | 1917-03-02 | 0 | 0
|  |  |  | 1917-03-03 | 0 | 0
|  |  |  | 1917-03-04 | 0 | 0
|  |  |  | 1917-03-05 | 0 | 0
|  |  |  | 1917-03-06 | 0 | 0
|  |  |  | 1917-03-07 | 0 | 0
|  |  |  | 1917-03-08 | 0 | 0
|  |  |  | 1917-03-09 | 0 | 0
|  |  |  | 1917-03-10 | 0 | 0
|  |  |  | 1917-03-11 | 0 | 0
|  |  |  | 1917-03-12 | 0 | 0
|  |  |  | 1917-03-13 | 0 | 0
|  |  |  | 1917-03-14 | 0 | 0
|  |  |  | 1917-03-15 | 0 | 0
|  |  |  | 1917-03-16 | 0 | 0
|  |  |  | 1917-03-17 | 0 | 0
|  |  |  | 1917-03-18 | 0 | 0
|  |  |  | 1917-03-19 | 0 | 0
|  |  |  | 1917-03-20 | 0 | 0
|  |  |  | 1917-03-21 | 0 | 0
|  |  |  | 1917-03-22 | 0 | 0
|  |  |  | 1917-03-23 | 0 | 0
|  |  |  | 1917-03-24 | 0 | 0
|  |  |  | 1917-03-25 | 0 | 0
|  |  |  | 1917-03-26 | 0 | 0
|  |  |  | 1917-03-27 | 0 | 0
|  |  |  | 1917-03-28 | 0 | 0
|  |  |  | 1917-03-29 | 0 | 0
|  |  |  | 1917-03-30 | 0 | 0
|  |  |  | 1917-03-31 | 0 | 0
|  |  |  | 1917-04-01 | 0 | 0
|  |  |  | 1917-04-02 | 0 | 0
|  |  |  | 1917-04-03 | 0 | 0
|  |  |  | 1917-04-04 | 0 | 0
|  |  |  | 1917-04-05 | 0 | 0
|  |  |  | 1917-04-06 | 0 | 0
|  |  |  | 1917-04-07 | 0 | 0
|  |  |  | 1917-04-08 | 0 | 0
|  |  |  | 1917-04-09 | 0 | 0
|  |  |  | 1917-04-10 | 0 | 0
|  |  |  | 1917-04-11 | 0 | 0
|  |  |  | 1917-04-12 | 0 | 0
|  |  |  | 1917-04-13 | 0 | 0
|  |  |  | 1917-04-14 | 0 | 0
|  |  |  | 1917-04-15 | 0 | 0
|  |  |  | 1917-04-16 | 0 | 0
|  |  |  | 1917-04-17 | 0 | 0
|  |  |  | 1917-04-18 | 0 | 0
|  |  |  | 1917-04-19 | 0 | 0
|  |  |  | 1917-04-20 | 0 | 0
|  |  |  | 1917-04-21 | 0 | 0
|  |  |  | 1917-04-22 | 0 | 0
|  |  |  | 1917-04-23 | 0 | 0
|  |  |  | 1917-04-24 | 0 | 0
|  |  |  | 1917-04-25 | 0 | 0
|  |  |  | 1917-04-26 | 0 | 0
|  |  |  | 1917-04-27 | 0 | 0
|  |  |  | 1917-04-28 | 0 | 0
|  |  |  | 1917-04-29 | 0 | 0
|  |  |  | 1917-04-30 | 0 | 0
|  |  |  | 1917-05-01 | 0 | 0
|  |  |  | 1917-05-02 | 0 | 0
|  |  |  | 1917-05-03 | 0 | 0
|  |  |  | 1917-05-04 | 0 | 0
|  |  |  | 1917-05-05 | 0 | 0
|  |  |  | 1917-05-06 | 0 | 0
|  |  |  | 1917-05-07 | 0 | 0
|  |  |  | 1917-05-08 | 0 | 0
|  |  |  | 1917-05-09 | 0 | 0
|  |  |  | 1917-05-10 | 0 | 0
|  |  |  | 1917-05-11 | 0 | 0
|  |  |  | 1917-05-12 | 0.32 | 0.32
|  |  |  | 1917-05-13 | 0 | 0
|  |  |  | 1917-05-14 | 0 | 0
|  |  |  | 1917-05-15 | 0 | 0
|  |  |  | 1917-05-16 | 0 | 0
|  |  |  | 1917-05-17 | 0 | 0
|  |  |  | 1917-05-18 | 0 | 0
|  |  |  | 1917-05-19 | 0 | 0
|  |  |  | 1917-05-20 | 0 | 0
|  |  |  | 1917-05-21 | 0 | 0
|  |  |  | 1917-05-22 | 0 | 0
|  |  |  | 1917-05-23 | 0 | 0
|  |  |  | 1917-05-24 | 0 | 0
|  |  |  | 1917-05-25 | 0 | 0
|  |  |  | 1917-05-26 | 0 | 0
|  |  |  | 1917-05-27 | 0 | 0
|  |  |  | 1917-05-28 | 0 | 0
|  |  |  | 1917-05-29 | 0 | 0
|  |  |  | 1917-05-30 | 0 | 0
|  |  |  | 1917-05-31 | 0 | 0
|  |  |  | 1917-06-01 | 0 | 0
|  |  |  | 1917-06-02 | 0 | 0
|  |  |  | 1917-06-03 | 0 | 0
|  |  |  | 1917-06-04 | 0 | 0
|  |  |  | 1917-06-05 | 0 | 0
|  |  |  | 1917-06-06 | 0 | 0
|  |  |  | 1917-06-07 | 0 | 0
|  |  |  | 1917-06-08 | 0 | 0
|  |  |  | 1917-06-09 | 0 | 0
|  |  |  | 1917-06-10 | 0 | 0
|  |  |  | 1917-06-11 | 0 | 0
|  |  |  | 1917-06-12 | 0 | 0
|  |  |  | 1917-06-13 | 0 | 0
|  |  |  | 1917-06-14 | 0 | 0
|  |  |  | 1917-06-15 | 0 | 0
|  |  |  | 1917-06-16 | 0 | 0
|  |  |  | 1917-06-17 | 0 | 0
|  |  |  | 1917-06-18 | 0 | 0
|  |  |  | 1917-06-19 | 0 | 0
|  |  |  | 1917-06-20 | 0 | 0
|  |  |  | 1917-06-21 | 0 | 0
|  |  |  | 1917-06-22 | 0 | 0
|  |  |  | 1917-06-23 | 0 | 0
|  |  |  | 1917-06-24 | 0.59 | 0.59
|  |  |  | 1917-06-25 | 0 | 0
|  |  |  | 1917-06-26 | 0 | 0
|  |  |  | 1917-06-27 | 0 | 0
|  |  |  | 1917-06-28 | 0 | 0
|  |  |  | 1917-06-29 | 0 | 0
|  |  |  | 1917-06-30 | 0 | 0
|  |  |  | 1917-07-01 | 0 | 0
|  |  |  | 1917-07-02 | 0 | 0
|  |  |  | 1917-07-03 | 0 | 0
|  |  |  | 1917-07-04 | 0 | 0
|  |  |  | 1917-07-05 | 0 | 0
|  |  |  | 1917-07-06 | 0 | 0
|  |  |  | 1917-07-07 | 0.24 | 0.24
|  |  |  | 1917-07-08 | 0 | 0
|  |  |  | 1917-07-09 | 0 | 0
|  |  |  | 1917-07-10 | 0 | 0
|  |  |  | 1917-07-11 | 0 | 0
|  |  |  | 1917-07-12 | 0 | 0
|  |  |  | 1917-07-13 | 0 | 0
|  |  |  | 1917-07-14 | 0 | 0
|  |  |  | 1917-07-15 | 0 | 0
|  |  |  | 1917-07-16 | 0 | 0
|  |  |  | 1917-07-17 | 0 | 0
|  |  |  | 1917-07-18 | 0 | 0
|  |  |  | 1917-07-19 | 0 | 0
|  |  |  | 1917-07-20 | 0 | 0
|  |  |  | 1917-07-21 | 0 | 0
|  |  |  | 1917-07-22 | 0 | 0
|  |  |  | 1917-07-23 | 0 | 0
|  |  |  | 1917-07-24 | 0 | 0
|  |  |  | 1917-07-25 | 0 | 0
|  |  |  | 1917-07-26 | 0 | 0
|  |  |  | 1917-07-27 | 0 | 0
|  |  |  | 1917-07-28 | 0 | 0
|  |  |  | 1917-07-29 | 0 | 0
|  |  |  | 1917-07-30 | 0 | 0
|  |  |  | 1917-07-31 | 0.76 | 0.76
|  |  |  | 1917-08-01 | 0.57 | 0.57
|  |  |  | 1917-08-02 | 0.76 | 0.76
|  |  |  | 1917-08-03 | 0 | 0
|  |  |  | 1917-08-04 | 0 | 0
|  |  |  | 1917-08-05 | 0 | 0
|  |  |  | 1917-08-06 | 0 | 0
|  |  |  | 1917-08-07 | 0 | 0
|  |  |  | 1917-08-08 | 0 | 0
|  |  |  | 1917-08-09 | 0 | 0
|  |  |  | 1917-08-10 | 0 | 0
|  |  |  | 1917-08-11 | 0 | 0
|  |  |  | 1917-08-12 | 0 | 0
|  |  |  | 1917-08-13 | 0 | 0
|  |  |  | 1917-08-14 | 0 | 0
|  |  |  | 1917-08-15 | 0 | 0
|  |  |  | 1917-08-16 | 0 | 0
|  |  |  | 1917-08-17 | 0.6 | 0.6
|  |  |  | 1917-08-18 | 0.5 | 0.5
|  |  |  | 1917-08-19 | 0.7 | 0.7
|  |  |  | 1917-08-20 | 0 | 0
|  |  |  | 1917-08-21 | 0 | 0
|  |  |  | 1917-08-22 | 0 | 0
|  |  |  | 1917-08-23 | 0 | 0
|  |  |  | 1917-08-24 | 0 | 0
|  |  |  | 1917-08-25 | 0 | 0
|  |  |  | 1917-08-26 | 0.34 | 0.34
|  |  |  | 1917-08-27 | 0 | 0
|  |  |  | 1917-08-28 | 0 | 0
|  |  |  | 1917-08-29 | 0 | 0
|  |  |  | 1917-08-30 | 0.67 | 0.67
|  |  |  | 1917-08-31 | 0 | 0
|  |  |  | 1917-09-01 | 0 | 0
|  |  |  | 1917-09-02 | 0 | 0
|  |  |  | 1917-09-03 | 0.4 | 0.4
|  |  |  | 1917-09-04 | 0 | 0
|  |  |  | 1917-09-05 | 0 | 0
|  |  |  | 1917-09-06 | 0 | 0
|  |  |  | 1917-09-07 | 0 | 0
|  |  |  | 1917-09-08 | 0 | 0
|  |  |  | 1917-09-09 | 0 | 0
|  |  |  | 1917-09-10 | 0 | 0
|  |  |  | 1917-09-11 | 0 | 0
|  |  |  | 1917-09-12 | 0 | 0
|  |  |  | 1917-09-13 | 0 | 0
|  |  |  | 1917-09-14 | 0.6 | 0.6
|  |  |  | 1917-09-15 | 0 | 0
|  |  |  | 1917-09-16 | 0.14 | 0.14
|  |  |  | 1917-09-17 | 0.15 | 0.15
|  |  |  | 1917-09-18 | 0.37 | 0.37
|  |  |  | 1917-09-19 | 0 | 0
|  |  |  | 1917-09-20 | 0.97 | 0.97
|  |  |  | 1917-09-21 | 0 | 0
|  |  |  | 1917-09-22 | 0 | 0
|  |  |  | 1917-09-23 | 0.14 | 0.14
|  |  |  | 1917-09-24 | 0 | 0
|  |  |  | 1917-09-25 | 0 | 0
|  |  |  | 1917-09-26 | 0 | 0
|  |  |  | 1917-09-27 | 0 | 0
|  |  |  | 1917-09-28 | 0 | 0
|  |  |  | 1917-09-29 | 0 | 0
|  |  |  | 1917-09-30 | 0 | 0
|  |  |  | 1917-10-01 | 0 | 0
|  |  |  | 1917-10-02 | 0 | 0
|  |  |  | 1917-10-03 | 0 | 0
|  |  |  | 1917-10-04 | 0 | 0
|  |  |  | 1917-10-05 | 0 | 0
|  |  |  | 1917-10-06 | 0 | 0
|  |  |  | 1917-10-07 | 0 | 0
|  |  |  | 1917-10-08 | 0 | 0
|  |  |  | 1917-10-09 | 0 | 0
|  |  |  | 1917-10-10 | 0 | 0
|  |  |  | 1917-10-11 | 0 | 0
|  |  |  | 1917-10-12 | 0 | 0
|  |  |  | 1917-10-13 | 0 | 0
|  |  |  | 1917-10-14 | 0 | 0
|  |  |  | 1917-10-15 | 0 | 0
|  |  |  | 1917-10-16 | 0 | 0
|  |  |  | 1917-10-17 | 0 | 0
|  |  |  | 1917-10-18 | 0 | 0
|  |  |  | 1917-10-19 | 0 | 0
|  |  |  | 1917-10-20 | 0 | 0
|  |  |  | 1917-10-21 | 0 | 0
|  |  |  | 1917-10-22 | 0 | 0
|  |  |  | 1917-10-23 | 0 | 0
|  |  |  | 1917-10-24 | 0 | 0
|  |  |  | 1917-10-25 | 0 | 0
|  |  |  | 1917-10-26 | 0 | 0
|  |  |  | 1917-10-27 | 0 | 0
|  |  |  | 1917-10-28 | 0 | 0
|  |  |  | 1917-10-29 | 0 | 0
|  |  |  | 1917-10-30 | 0 | 0
|  |  |  | 1917-10-31 | 0 | 0
|  |  |  | 1917-11-01 | 0 | 0
|  |  |  | 1917-11-02 | 0 | 0
|  |  |  | 1917-11-03 | 0 | 0
|  |  |  | 1917-11-04 | 0 | 0
|  |  |  | 1917-11-05 | 0 | 0
|  |  |  | 1917-11-06 | 0 | 0
|  |  |  | 1917-11-07 | 0 | 0
|  |  |  | 1917-11-08 | 0 | 0
|  |  |  | 1917-11-09 | 0 | 0
|  |  |  | 1917-11-10 | 0 | 0
|  |  |  | 1917-11-11 | 0 | 0
|  |  |  | 1917-11-12 | 0 | 0
|  |  |  | 1917-11-13 | 0 | 0
|  |  |  | 1917-11-14 | 0 | 0
|  |  |  | 1917-11-15 | 0 | 0
|  |  |  | 1917-11-16 | 0 | 0
|  |  |  | 1917-11-17 | 0 | 0
|  |  |  | 1917-11-18 | 0 | 0
|  |  |  | 1917-11-19 | 0 | 0
|  |  |  | 1917-11-20 | 0 | 0
|  |  |  | 1917-11-21 | 0 | 0
|  |  |  | 1917-11-22 | 0 | 0
|  |  |  | 1917-11-23 | 0 | 0
|  |  |  | 1917-11-24 | 0 | 0
|  |  |  | 1917-11-25 | 0 | 0
|  |  |  | 1917-11-26 | 0 | 0
|  |  |  | 1917-11-27 | 0 | 0
|  |  |  | 1917-11-28 | 0 | 0
|  |  |  | 1917-11-29 | 0 | 0
|  |  |  | 1917-11-30 | 0 | 0
|  |  |  | 1917-12-01 | 0 | 0
|  |  |  | 1917-12-02 | 0 | 0
|  |  |  | 1917-12-03 | 0 | 0
|  |  |  | 1917-12-04 | 0 | 0
|  |  |  | 1917-12-05 | 0 | 0
|  |  |  | 1917-12-06 | 0 | 0
|  |  |  | 1917-12-07 | 0 | 0
|  |  |  | 1917-12-08 | 0 | 0
|  |  |  | 1917-12-09 | 0 | 0
|  |  |  | 1917-12-10 | 0 | 0
|  |  |  | 1917-12-11 | 0 | 0
|  |  |  | 1917-12-12 | 0 | 0
|  |  |  | 1917-12-13 | 0 | 0
|  |  |  | 1917-12-14 | 0 | 0
|  |  |  | 1917-12-15 | 0 | 0
|  |  |  | 1917-12-16 | 0 | 0
|  |  |  | 1917-12-17 | 0 | 0
|  |  |  | 1917-12-18 | 0 | 0
|  |  |  | 1917-12-19 | 0 | 0
|  |  |  | 1917-12-20 | 0 | 0
|  |  |  | 1917-12-21 | 0 | 0
|  |  |  | 1917-12-22 | 0 | 0
|  |  |  | 1917-12-23 | 0 | 0
|  |  |  | 1917-12-24 | 0 | 0
|  |  |  | 1917-12-25 | 0 | 0
|  |  |  | 1917-12-26 | 0 | 0
|  |  |  | 1917-12-27 | 0 | 0
|  |  |  | 1917-12-28 | 0 | 0
|  |  |  | 1917-12-29 | 0 | 0
|  |  |  | 1917-12-30 | 0 | 0
|  |  |  | 1917-12-31 | 0 | 0
|  |  |  | 1918-01-01 | 0 | 0
|  |  |  | 1918-01-02 | 0 | 0
|  |  |  | 1918-01-03 | 0 | 0
|  |  |  | 1918-01-04 | 0 | 0
|  |  |  | 1918-01-05 | 0 | 0
|  |  |  | 1918-01-06 | 0.3 | 0.3
|  |  |  | 1918-01-07 | 0 | 0
|  |  |  | 1918-01-08 | 0 | 0
|  |  |  | 1918-01-09 | 0 | 0
|  |  |  | 1918-01-10 | 0.4 | 0.4
|  |  |  | 1918-01-11 | 0 | 0
|  |  |  | 1918-01-12 | 0 | 0
|  |  |  | 1918-01-13 | 0 | 0
|  |  |  | 1918-01-14 | 0 | 0
|  |  |  | 1918-01-15 | 0 | 0
|  |  |  | 1918-01-16 | 0 | 0
|  |  |  | 1918-01-17 | 0 | 0
|  |  |  | 1918-01-18 | 0 | 0
|  |  |  | 1918-01-19 | 0 | 0
|  |  |  | 1918-01-20 | 0 | 0
|  |  |  | 1918-01-21 | 0.4 | 0.4
|  |  |  | 1918-01-22 | 0 | 0
|  |  |  | 1918-01-23 | 0 | 0
|  |  |  | 1918-01-24 | 0 | 0
|  |  |  | 1918-01-25 | 0 | 0
|  |  |  | 1918-01-26 | 0 | 0
|  |  |  | 1918-01-27 | 0 | 0
|  |  |  | 1918-01-28 | 0 | 0
|  |  |  | 1918-01-29 | 0 | 0
|  |  |  | 1918-01-30 | 0 | 0
|  |  |  | 1918-01-31 | 0 | 0
|  |  |  | 1918-02-01 | 0 | 0
|  |  |  | 1918-02-02 | 0 | 0
|  |  |  | 1918-02-03 | 0 | 0
|  |  |  | 1918-02-04 | 0 | 0
|  |  |  | 1918-02-05 | 0 | 0
|  |  |  | 1918-02-06 | 0 | 0
|  |  |  | 1918-02-07 | 0 | 0
|  |  |  | 1918-02-08 | 0 | 0
|  |  |  | 1918-02-09 | 0 | 0
|  |  |  | 1918-02-10 | 0 | 0
|  |  |  | 1918-02-11 | 0 | 0
|  |  |  | 1918-02-12 | 0 | 0
|  |  |  | 1918-02-13 | 0 | 0
|  |  |  | 1918-02-14 | 0 | 0
|  |  |  | 1918-02-15 | 0 | 0
|  |  |  | 1918-02-16 | 0 | 0
|  |  |  | 1918-02-17 | 0 | 0
|  |  |  | 1918-02-18 | 0 | 0
|  |  |  | 1918-02-19 | 0 | 0
|  |  |  | 1918-02-20 | 0 | 0
|  |  |  | 1918-02-21 | 0 | 0
|  |  |  | 1918-02-22 | 0 | 0
|  |  |  | 1918-02-23 | 0 | 0
|  |  |  | 1918-02-24 | 0 | 0
|  |  |  | 1918-02-25 | 0 | 0
|  |  |  | 1918-02-26 | 0 | 0
|  |  |  | 1918-02-27 | 0 | 0
|  |  |  | 1918-02-28 | 0 | 0
|  |  |  | 1918-03-01 | 0 | 0
|  |  |  | 1918-03-02 | 0 | 0
|  |  |  | 1918-03-03 | 0 | 0
|  |  |  | 1918-03-04 | 0 | 0
|  |  |  | 1918-03-05 | 0 | 0
|  |  |  | 1918-03-06 | 0 | 0
|  |  |  | 1918-03-07 | 0 | 0
|  |  |  | 1918-03-08 | 0 | 0
|  |  |  | 1918-03-09 | 0 | 0
|  |  |  | 1918-03-10 | 0 | 0
|  |  |  | 1918-03-11 | 0 | 0
|  |  |  | 1918-03-12 | 0 | 0
|  |  |  | 1918-03-13 | 0 | 0
|  |  |  | 1918-03-14 | 0 | 0
|  |  |  | 1918-03-15 | 0 | 0
|  |  |  | 1918-03-16 | 0 | 0
|  |  |  | 1918-03-17 | 0 | 0
|  |  |  | 1918-03-18 | 0 | 0
|  |  |  | 1918-03-19 | 0 | 0
|  |  |  | 1918-03-20 | 0 | 0
|  |  |  | 1918-03-21 | 0 | 0
|  |  |  | 1918-03-22 | 0.5 | 0.5
|  |  |  | 1918-03-23 | 0 | 0
|  |  |  | 1918-03-24 | 0 | 0
|  |  |  | 1918-03-25 | 0 | 0
|  |  |  | 1918-03-26 | 0 | 0
|  |  |  | 1918-03-27 | 0 | 0
|  |  |  | 1918-03-28 | 0 | 0
|  |  |  | 1918-03-29 | 0 | 0
|  |  |  | 1918-03-30 | 0 | 0
|  |  |  | 1918-03-31 | 0 | 0
|  |  |  | 1918-04-01 | 0 | 0
|  |  |  | 1918-04-02 | 0 | 0
|  |  |  | 1918-04-03 | 0 | 0
|  |  |  | 1918-04-04 | 0 | 0
|  |  |  | 1918-04-05 | 0 | 0
|  |  |  | 1918-04-06 | 0 | 0
|  |  |  | 1918-04-07 | 0 | 0
|  |  |  | 1918-04-08 | 0 | 0
|  |  |  | 1918-04-09 | 0 | 0
|  |  |  | 1918-04-10 | 0 | 0
|  |  |  | 1918-04-11 | 0 | 0
|  |  |  | 1918-04-12 | 0 | 0
|  |  |  | 1918-04-13 | 0 | 0
|  |  |  | 1918-04-14 | 0 | 0
|  |  |  | 1918-04-15 | 0 | 0
|  |  |  | 1918-04-16 | 0 | 0
|  |  |  | 1918-04-17 | 0 | 0
|  |  |  | 1918-04-18 | 0 | 0
|  |  |  | 1918-04-19 | 0 | 0
|  |  |  | 1918-04-20 | 0 | 0
|  |  |  | 1918-04-21 | 0 | 0
|  |  |  | 1918-04-22 | 0 | 0
|  |  |  | 1918-04-23 | 0 | 0
|  |  |  | 1918-04-24 | 0 | 0
|  |  |  | 1918-04-25 | 0 | 0
|  |  |  | 1918-04-26 | 0 | 0
|  |  |  | 1918-04-27 | 0 | 0
|  |  |  | 1918-04-28 | 0 | 0
|  |  |  | 1918-04-29 | 0 | 0
|  |  |  | 1918-04-30 | 0 | 0
|  |  |  | 1918-05-01 | 0 | 0
|  |  |  | 1918-05-02 | 0.7 | 0.7
|  |  |  | 1918-05-03 | 0.6 | 0.6
|  |  |  | 1918-05-04 | 0.47 | 0.47
|  |  |  | 1918-05-05 | 0 | 0
|  |  |  | 1918-05-06 | 0 | 0
|  |  |  | 1918-05-07 | 0 | 0
|  |  |  | 1918-05-08 | 0 | 0
|  |  |  | 1918-05-09 | 0 | 0
|  |  |  | 1918-05-10 | 0 | 0
|  |  |  | 1918-05-11 | 0 | 0
|  |  |  | 1918-05-12 | 0 | 0
|  |  |  | 1918-05-13 | 0 | 0
|  |  |  | 1918-05-14 | 0 | 0
|  |  |  | 1918-05-15 | 0 | 0
|  |  |  | 1918-05-16 | 0 | 0
|  |  |  | 1918-05-17 | 0 | 0
|  |  |  | 1918-05-18 | 0 | 0
|  |  |  | 1918-05-19 | 0 | 0
|  |  |  | 1918-05-20 | 0 | 0
|  |  |  | 1918-05-21 | 0 | 0
|  |  |  | 1918-05-22 | 0.75 | 0.75
|  |  |  | 1918-05-23 | 0 | 0
|  |  |  | 1918-05-24 | 0 | 0
|  |  |  | 1918-05-25 | 0.18 | 0.18
|  |  |  | 1918-05-26 | 0 | 0
|  |  |  | 1918-05-27 | 0 | 0
|  |  |  | 1918-05-28 | 0 | 0
|  |  |  | 1918-05-29 | 0 | 0
|  |  |  | 1918-05-30 | 0 | 0
|  |  |  | 1918-05-31 | 0 | 0
|  |  |  | 1918-06-01 | 0 | 0
|  |  |  | 1918-06-02 | 0 | 0
|  |  |  | 1918-06-03 | 0 | 0
|  |  |  | 1918-06-04 | 0.38 | 0.38
|  |  |  | 1918-06-05 | 0.14 | 0.14
|  |  |  | 1918-06-06 | 0.4 | 0.4
|  |  |  | 1918-06-07 | 0.22 | 0.22
|  |  |  | 1918-06-08 | 0 | 0
|  |  |  | 1918-06-09 | 0.51 | 0.51
|  |  |  | 1918-06-10 | 0 | 0
|  |  |  | 1918-06-11 | 0 | 0
|  |  |  | 1918-06-12 | 0 | 0
|  |  |  | 1918-06-13 | 0 | 0
|  |  |  | 1918-06-14 | 0 | 0
|  |  |  | 1918-06-15 | 0 | 0
|  |  |  | 1918-06-16 | 0 | 0
|  |  |  | 1918-06-17 | 0 | 0
|  |  |  | 1918-06-18 | 0 | 0
|  |  |  | 1918-06-19 | 0 | 0
|  |  |  | 1918-06-20 | 0 | 0
|  |  |  | 1918-06-21 | 0 | 0
|  |  |  | 1918-06-22 | 0 | 0
|  |  |  | 1918-06-23 | 0 | 0
|  |  |  | 1918-06-24 | 0 | 0
|  |  |  | 1918-06-25 | 0 | 0
|  |  |  | 1918-06-26 | 0 | 0
|  |  |  | 1918-06-27 | 0 | 0
|  |  |  | 1918-06-28 | 0 | 0
|  |  |  | 1918-06-29 | 0 | 0
|  |  |  | 1918-06-30 | 0 | 0
|  |  |  | 1918-07-01 | 0 | 0
|  |  |  | 1918-07-02 | 0 | 0
|  |  |  | 1918-07-03 | 0 | 0
|  |  |  | 1918-07-04 | 0 | 0
|  |  |  | 1918-07-05 | 0 | 0
|  |  |  | 1918-07-06 | 0 | 0
|  |  |  | 1918-07-07 | 0 | 0
|  |  |  | 1918-07-08 | 0 | 0
|  |  |  | 1918-07-09 | 0 | 0
|  |  |  | 1918-07-10 | 0 | 0
|  |  |  | 1918-07-11 | 0 | 0
|  |  |  | 1918-07-12 | 0.25 | 0.25
|  |  |  | 1918-07-13 | 0.24 | 0.24
|  |  |  | 1918-07-14 | 0.18 | 0.18
|  |  |  | 1918-07-15 | 0.06 | 0.06
|  |  |  | 1918-07-16 | 0 | 0
|  |  |  | 1918-07-17 | 0 | 0
|  |  |  | 1918-07-18 | 0 | 0
|  |  |  | 1918-07-19 | 0 | 0
|  |  |  | 1918-07-20 | 0 | 0
|  |  |  | 1918-07-21 | 0 | 0
|  |  |  | 1918-07-22 | 0.12 | 0.12
|  |  |  | 1918-07-23 | 0 | 0
|  |  |  | 1918-07-24 | 0 | 0
|  |  |  | 1918-07-25 | 1.25 | 1.25
|  |  |  | 1918-07-26 | 0 | 0
|  |  |  | 1918-07-27 | 0 | 0
|  |  |  | 1918-07-28 | 0.05 | 0.05
|  |  |  | 1918-07-29 | 0 | 0
|  |  |  | 1918-07-30 | 0 | 0
|  |  |  | 1918-07-31 | 0 | 0
|  |  |  | 1918-08-01 | 0 | 0
|  |  |  | 1918-08-02 | 0 | 0
|  |  |  | 1918-08-03 | 0.08 | 0.08
|  |  |  | 1918-08-04 | 0 | 0
|  |  |  | 1918-08-05 | 0 | 0
|  |  |  | 1918-08-06 | 0.13 | 0.13
|  |  |  | 1918-08-07 | 0 | 0
|  |  |  | 1918-08-08 | 0 | 0
|  |  |  | 1918-08-09 | 0 | 0
|  |  |  | 1918-08-10 | 0 | 0
|  |  |  | 1918-08-11 | 0 | 0
|  |  |  | 1918-08-12 | 0 | 0
|  |  |  | 1918-08-13 | 0.2 | 0.2
|  |  |  | 1918-08-14 | 0.71 | 0.71
|  |  |  | 1918-08-15 | 0.45 | 0.45
|  |  |  | 1918-08-16 | 0.45 | 0.45
|  |  |  | 1918-08-17 | 0.6 | 0.6
|  |  |  | 1918-08-18 | 0.26 | 0.26
|  |  |  | 1918-08-19 | 0 | 0
|  |  |  | 1918-08-20 | 0 | 0
|  |  |  | 1918-08-21 | 0 | 0
|  |  |  | 1918-08-22 | 0 | 0
|  |  |  | 1918-08-23 | 0 | 0
|  |  |  | 1918-08-24 | 0 | 0
|  |  |  | 1918-08-25 | 0 | 0
|  |  |  | 1918-08-26 | 0.75 | 0.75
|  |  |  | 1918-08-27 | 0 | 0
|  |  |  | 1918-08-28 | 0 | 0
|  |  |  | 1918-08-29 | 0 | 0
|  |  |  | 1918-08-30 | 0 | 0
|  |  |  | 1918-08-31 | 0 | 0
|  |  |  | 1918-09-01 | 0 | 0
|  |  |  | 1918-09-02 | 0 | 0
|  |  |  | 1918-09-03 | 0 | 0
|  |  |  | 1918-09-04 | 0 | 0
|  |  |  | 1918-09-05 | 0 | 0
|  |  |  | 1918-09-06 | 0 | 0
|  |  |  | 1918-09-07 | 0 | 0
|  |  |  | 1918-09-08 | 0 | 0
|  |  |  | 1918-09-09 | 0 | 0
|  |  |  | 1918-09-10 | 0 | 0
|  |  |  | 1918-09-11 | 0 | 0
|  |  |  | 1918-09-12 | 0 | 0
|  |  |  | 1918-09-13 | 0 | 0
|  |  |  | 1918-09-14 | 0 | 0
|  |  |  | 1918-09-15 | 0 | 0
|  |  |  | 1918-09-16 | 0 | 0
|  |  |  | 1918-09-17 | 0 | 0
|  |  |  | 1918-09-18 | 0 | 0
|  |  |  | 1918-09-19 | 0 | 0
|  |  |  | 1918-09-20 | 0 | 0
|  |  |  | 1918-09-21 | 0 | 0
|  |  |  | 1918-09-22 | 0 | 0
|  |  |  | 1918-09-23 | 0 | 0
|  |  |  | 1918-09-24 | 0 | 0
|  |  |  | 1918-09-25 | 0 | 0
|  |  |  | 1918-09-26 | 0 | 0
|  |  |  | 1918-09-27 | 0 | 0
|  |  |  | 1918-09-28 | 0 | 0
|  |  |  | 1918-09-29 | 0 | 0
|  |  |  | 1918-09-30 | 0 | 0
|  |  |  | 1918-10-01 | 0 | 0
|  |  |  | 1918-10-02 | 0 | 0
|  |  |  | 1918-10-03 | 0 | 0
|  |  |  | 1918-10-04 | 0 | 0
|  |  |  | 1918-10-05 | 0 | 0
|  |  |  | 1918-10-06 | 0 | 0
|  |  |  | 1918-10-07 | 0 | 0
|  |  |  | 1918-10-08 | 0 | 0
|  |  |  | 1918-10-09 | 0 | 0
|  |  |  | 1918-10-10 | 0 | 0
|  |  |  | 1918-10-11 | 0 | 0
|  |  |  | 1918-10-12 | 0 | 0
|  |  |  | 1918-10-13 | 0 | 0
|  |  |  | 1918-10-14 | 0 | 0
|  |  |  | 1918-10-15 | 0 | 0
|  |  |  | 1918-10-16 | 0 | 0
|  |  |  | 1918-10-17 | 0 | 0
|  |  |  | 1918-10-18 | 0 | 0
|  |  |  | 1918-10-19 | 0 | 0
|  |  |  | 1918-10-20 | 0 | 0
|  |  |  | 1918-10-21 | 0 | 0
|  |  |  | 1918-10-22 | 0 | 0
|  |  |  | 1918-10-23 | 0 | 0
|  |  |  | 1918-10-24 | 0 | 0
|  |  |  | 1918-10-25 | 0 | 0
|  |  |  | 1918-10-26 | 0 | 0
|  |  |  | 1918-10-27 | 0 | 0
|  |  |  | 1918-10-28 | 0 | 0
|  |  |  | 1918-10-29 | 0 | 0
|  |  |  | 1918-10-30 | 0 | 0
|  |  |  | 1918-10-31 | 0 | 0
|  |  |  | 1918-11-01 | 0 | 0
|  |  |  | 1918-11-02 | 0 | 0
|  |  |  | 1918-11-03 | 0 | 0
|  |  |  | 1918-11-04 | 0 | 0
|  |  |  | 1918-11-05 | 0 | 0
|  |  |  | 1918-11-06 | 0 | 0
|  |  |  | 1918-11-07 | 0 | 0
|  |  |  | 1918-11-08 | 0 | 0
|  |  |  | 1918-11-09 | 0 | 0
|  |  |  | 1918-11-10 | 0 | 0
|  |  |  | 1918-11-11 | 0 | 0
|  |  |  | 1918-11-12 | 0 | 0
|  |  |  | 1918-11-13 | 0 | 0
|  |  |  | 1918-11-14 | 0.65 | 0.65
|  |  |  | 1918-11-15 | 0 | 0
|  |  |  | 1918-11-16 | 0 | 0
|  |  |  | 1918-11-17 | 0 | 0
|  |  |  | 1918-11-18 | 0 | 0
|  |  |  | 1918-11-19 | 0 | 0
|  |  |  | 1918-11-20 | 0 | 0
|  |  |  | 1918-11-21 | 0.48 | 0.48
|  |  |  | 1918-11-22 | 0 | 0
|  |  |  | 1918-11-23 | 0 | 0
|  |  |  | 1918-11-24 | 0 | 0
|  |  |  | 1918-11-25 | 0.45 | 0.45
|  |  |  | 1918-11-26 | 0 | 0
|  |  |  | 1918-11-27 | 0 | 0
|  |  |  | 1918-11-28 | 0 | 0
|  |  |  | 1918-11-29 | 0 | 0
|  |  |  | 1918-11-30 | 0.4 | 0.4
|  |  |  | 1918-12-01 | 0 | 0
|  |  |  | 1918-12-02 | 0 | 0
|  |  |  | 1918-12-03 | 0 | 0
|  |  |  | 1918-12-04 | 0 | 0
|  |  |  | 1918-12-05 | 0 | 0
|  |  |  | 1918-12-06 | 0 | 0
|  |  |  | 1918-12-07 | 0 | 0
|  |  |  | 1918-12-08 | 0 | 0
|  |  |  | 1918-12-09 | 0 | 0
|  |  |  | 1918-12-10 | 0 | 0
|  |  |  | 1918-12-11 | 0 | 0
|  |  |  | 1918-12-12 | 0 | 0
|  |  |  | 1918-12-13 | 0 | 0
|  |  |  | 1918-12-14 | 0 | 0
|  |  |  | 1918-12-15 | 0 | 0
|  |  |  | 1918-12-16 | 0 | 0
|  |  |  | 1918-12-17 | 0 | 0
|  |  |  | 1918-12-18 | 0 | 0
|  |  |  | 1918-12-19 | 0 | 0
|  |  |  | 1918-12-20 | 0 | 0
|  |  |  | 1918-12-21 | 0 | 0
|  |  |  | 1918-12-22 | 0.4 | 0.4
|  |  |  | 1918-12-23 | 0 | 0
|  |  |  | 1918-12-24 | 0 | 0
|  |  |  | 1918-12-25 | 0 | 0
|  |  |  | 1918-12-26 | 0 | 0
|  |  |  | 1918-12-27 | 0 | 0
|  |  |  | 1918-12-28 | 0 | 0
|  |  |  | 1918-12-29 | 0 | 0
|  |  |  | 1918-12-30 | 0 | 0
|  |  |  | 1918-12-31 | 0.19 | 0.19
|  |  |  | 1919-01-01 | 0 | 0
|  |  |  | 1919-01-02 | 0 | 0
|  |  |  | 1919-01-03 | 0 | 0
|  |  |  | 1919-01-04 | 0 | 0
|  |  |  | 1919-01-05 | 0 | 0
|  |  |  | 1919-01-06 | 0 | 0
|  |  |  | 1919-01-07 | 0 | 0
|  |  |  | 1919-01-08 | 0.18 | 0.18
|  |  |  | 1919-01-09 | 0 | 0
|  |  |  | 1919-01-10 | 0 | 0
|  |  |  | 1919-01-11 | 0 | 0
|  |  |  | 1919-01-12 | 0 | 0
|  |  |  | 1919-01-13 | 0 | 0
|  |  |  | 1919-01-14 | 0.08 | 0.08
|  |  |  | 1919-01-15 | 0 | 0
|  |  |  | 1919-01-16 | 0 | 0
|  |  |  | 1919-01-17 | 0 | 0
|  |  |  | 1919-01-18 | 0 | 0
|  |  |  | 1919-01-19 | 0 | 0
|  |  |  | 1919-01-20 | 0 | 0
|  |  |  | 1919-01-21 | 0 | 0
|  |  |  | 1919-01-22 | 0 | 0
|  |  |  | 1919-01-23 | 0 | 0
|  |  |  | 1919-01-24 | 0 | 0
|  |  |  | 1919-01-25 | 0 | 0
|  |  |  | 1919-01-26 | 0 | 0
|  |  |  | 1919-01-27 | 0 | 0
|  |  |  | 1919-01-28 | 0 | 0
|  |  |  | 1919-01-29 | 0 | 0
|  |  |  | 1919-01-30 | 0 | 0
|  |  |  | 1919-01-31 | 0 | 0
|  |  |  | 1919-02-01 | 0.07 | 0.07
|  |  |  | 1919-02-02 | 0 | 0
|  |  |  | 1919-02-03 | 0 | 0
|  |  |  | 1919-02-04 | 0 | 0
|  |  |  | 1919-02-05 | 0 | 0
|  |  |  | 1919-02-06 | 0 | 0
|  |  |  | 1919-02-07 | 0 | 0
|  |  |  | 1919-02-08 | 0 | 0
|  |  |  | 1919-02-09 | 0 | 0
|  |  |  | 1919-02-10 | 0 | 0
|  |  |  | 1919-02-11 | 0 | 0
|  |  |  | 1919-02-12 | 0 | 0
|  |  |  | 1919-02-13 | 0 | 0
|  |  |  | 1919-02-14 | 0 | 0
|  |  |  | 1919-02-15 | 0 | 0
|  |  |  | 1919-02-16 | 0 | 0
|  |  |  | 1919-02-17 | 0 | 0
|  |  |  | 1919-02-18 | 0 | 0
|  |  |  | 1919-02-19 | 0 | 0
|  |  |  | 1919-02-20 | 0 | 0
|  |  |  | 1919-02-21 | 0 | 0
|  |  |  | 1919-02-22 | 0 | 0
|  |  |  | 1919-02-23 | 0 | 0
|  |  |  | 1919-02-24 | 0.05 | 0.05
|  |  |  | 1919-02-25 | 0 | 0
|  |  |  | 1919-02-26 | 0 | 0
|  |  |  | 1919-02-27 | 0 | 0
|  |  |  | 1919-02-28 | 0 | 0
|  |  |  | 1919-03-01 | 0 | 0
|  |  |  | 1919-03-02 | 0 | 0
|  |  |  | 1919-03-03 | 0 | 0
|  |  |  | 1919-03-04 | 0 | 0
|  |  |  | 1919-03-05 | 0 | 0
|  |  |  | 1919-03-06 | 0 | 0
|  |  |  | 1919-03-07 | 0 | 0
|  |  |  | 1919-03-08 | 0 | 0
|  |  |  | 1919-03-09 | 0 | 0
|  |  |  | 1919-03-10 | 0 | 0
|  |  |  | 1919-03-11 | 0 | 0
|  |  |  | 1919-03-12 | 0 | 0
|  |  |  | 1919-03-13 | 0 | 0
|  |  |  | 1919-03-14 | 0 | 0
|  |  |  | 1919-03-15 | 0 | 0
|  |  |  | 1919-03-16 | 0 | 0
|  |  |  | 1919-03-17 | 0 | 0
|  |  |  | 1919-03-18 | 0 | 0
|  |  |  | 1919-03-19 | 0 | 0
|  |  |  | 1919-03-20 | 0.45 | 0.45
|  |  |  | 1919-03-21 | 0 | 0
|  |  |  | 1919-03-22 | 0 | 0
|  |  |  | 1919-03-23 | 0 | 0
|  |  |  | 1919-03-24 | 0.6 | 0.6
|  |  |  | 1919-03-25 | 0 | 0
|  |  |  | 1919-03-26 | 0 | 0
|  |  |  | 1919-03-27 | 0 | 0
|  |  |  | 1919-03-28 | 0 | 0
|  |  |  | 1919-03-29 | 0 | 0
|  |  |  | 1919-03-30 | 0 | 0
|  |  |  | 1919-03-31 | 0 | 0
|  |  |  | 1919-04-01 | 0 | 0
|  |  |  | 1919-04-02 | 0.34 | 0.34
|  |  |  | 1919-04-03 | 0 | 0
|  |  |  | 1919-04-04 | 0 | 0
|  |  |  | 1919-04-05 | 0 | 0
|  |  |  | 1919-04-06 | 0 | 0
|  |  |  | 1919-04-07 | 0 | 0
|  |  |  | 1919-04-08 | 0 | 0
|  |  |  | 1919-04-09 | 0 | 0
|  |  |  | 1919-04-10 | 0 | 0
|  |  |  | 1919-04-11 | 0 | 0
|  |  |  | 1919-04-12 | 0 | 0
|  |  |  | 1919-04-13 | 0 | 0
|  |  |  | 1919-04-14 | 0 | 0
|  |  |  | 1919-04-15 | 0 | 0
|  |  |  | 1919-04-16 | 0 | 0
|  |  |  | 1919-04-17 | 0 | 0
|  |  |  | 1919-04-18 | 0 | 0
|  |  |  | 1919-04-19 | 0 | 0
|  |  |  | 1919-04-20 | 0 | 0
|  |  |  | 1919-04-21 | 0 | 0
|  |  |  | 1919-04-22 | 0 | 0
|  |  |  | 1919-04-23 | 0 | 0
|  |  |  | 1919-04-24 | 0.4 | 0.4
|  |  |  | 1919-04-25 | 0 | 0
|  |  |  | 1919-04-26 | 0 | 0
|  |  |  | 1919-04-27 | 0 | 0
|  |  |  | 1919-04-28 | 0 | 0
|  |  |  | 1919-04-29 | 0 | 0
|  |  |  | 1919-04-30 | 0 | 0
|  |  |  | 1919-05-01 | 0 | 0
|  |  |  | 1919-05-02 | 0 | 0
|  |  |  | 1919-05-03 | 0 | 0
|  |  |  | 1919-05-04 | 0 | 0
|  |  |  | 1919-05-05 | 0 | 0
|  |  |  | 1919-05-06 | 0 | 0
|  |  |  | 1919-05-07 | 0 | 0
|  |  |  | 1919-05-08 | 0.68 | 0.68
|  |  |  | 1919-05-09 | 0.47 | 0.47
|  |  |  | 1919-05-10 | 0 | 0
|  |  |  | 1919-05-11 | 0 | 0
|  |  |  | 1919-05-12 | 0 | 0
|  |  |  | 1919-05-13 | 0 | 0
|  |  |  | 1919-05-14 | 0 | 0
|  |  |  | 1919-05-15 | 0 | 0
|  |  |  | 1919-05-16 | 0 | 0
|  |  |  | 1919-05-17 | 0 | 0
|  |  |  | 1919-05-18 | 0 | 0
|  |  |  | 1919-05-19 | 0.4 | 0.4
|  |  |  | 1919-05-20 | 0 | 0
|  |  |  | 1919-05-21 | 0 | 0
|  |  |  | 1919-05-22 | 0 | 0
|  |  |  | 1919-05-23 | 0 | 0
|  |  |  | 1919-05-24 | 0 | 0
|  |  |  | 1919-05-25 | 0 | 0
|  |  |  | 1919-05-26 | 0 | 0
|  |  |  | 1919-05-27 | 0 | 0
|  |  |  | 1919-05-28 | 0 | 0
|  |  |  | 1919-05-29 | 0 | 0
|  |  |  | 1919-05-30 | 0 | 0
|  |  |  | 1919-05-31 | 0 | 0
|  |  |  | 1919-06-01 | 0 | 0
|  |  |  | 1919-06-02 | 0.46 | 0.46
|  |  |  | 1919-06-03 | 0 | 0
|  |  |  | 1919-06-04 | 0 | 0
|  |  |  | 1919-06-05 | 0 | 0
|  |  |  | 1919-06-06 | 0 | 0
|  |  |  | 1919-06-07 | 0 | 0
|  |  |  | 1919-06-08 | 0 | 0
|  |  |  | 1919-06-09 | 0 | 0
|  |  |  | 1919-06-10 | 0 | 0
|  |  |  | 1919-06-11 | 0 | 0
|  |  |  | 1919-06-12 | 0.19 | 0.19
|  |  |  | 1919-06-13 | 1.5 | 1.5
|  |  |  | 1919-06-14 | 0 | 0
|  |  |  | 1919-06-15 | 0 | 0
|  |  |  | 1919-06-16 | 0 | 0
|  |  |  | 1919-06-17 | 0 | 0
|  |  |  | 1919-06-18 | 0 | 0
|  |  |  | 1919-06-19 | 0 | 0
|  |  |  | 1919-06-20 | 0 | 0
|  |  |  | 1919-06-21 | 0.27 | 0.27
|  |  |  | 1919-06-22 | 0 | 0
|  |  |  | 1919-06-23 | 0 | 0
|  |  |  | 1919-06-24 | 0 | 0
|  |  |  | 1919-06-25 | 0 | 0
|  |  |  | 1919-06-26 | 0 | 0
|  |  |  | 1919-06-27 | 0 | 0
|  |  |  | 1919-06-28 | 0 | 0
|  |  |  | 1919-06-29 | 0 | 0
|  |  |  | 1919-06-30 | 0.15 | 0.15
|  |  |  | 1919-07-01 | 0 | 0
|  |  |  | 1919-07-02 | 0 | 0
|  |  |  | 1919-07-03 | 0 | 0
|  |  |  | 1919-07-04 | 0 | 0
|  |  |  | 1919-07-05 | 0 | 0
|  |  |  | 1919-07-06 | 0 | 0
|  |  |  | 1919-07-07 | 0 | 0
|  |  |  | 1919-07-08 | 0.35 | 0.35
|  |  |  | 1919-07-09 | 0.76 | 0.76
|  |  |  | 1919-07-10 | 0 | 0
|  |  |  | 1919-07-11 | 0 | 0
|  |  |  | 1919-07-12 | 0 | 0
|  |  |  | 1919-07-13 | 0.35 | 0.35
|  |  |  | 1919-07-14 | 0.64 | 0.64
|  |  |  | 1919-07-15 | 0.21 | 0.21
|  |  |  | 1919-07-16 | 0 | 0
|  |  |  | 1919-07-17 | 0 | 0
|  |  |  | 1919-07-18 | 0 | 0
|  |  |  | 1919-07-19 | 0 | 0
|  |  |  | 1919-07-20 | 0 | 0
|  |  |  | 1919-07-21 | 0 | 0
|  |  |  | 1919-07-22 | 0 | 0
|  |  |  | 1919-07-23 | 0 | 0
|  |  |  | 1919-07-24 | 0 | 0
|  |  |  | 1919-07-25 | 0 | 0
|  |  |  | 1919-07-26 | 0 | 0
|  |  |  | 1919-07-27 | 0 | 0
|  |  |  | 1919-07-28 | 0 | 0
|  |  |  | 1919-07-29 | 0 | 0
|  |  |  | 1919-07-30 | 0 | 0
|  |  |  | 1919-07-31 | 0 | 0
|  |  |  | 1919-08-01 | 0 | 0
|  |  |  | 1919-08-02 | 0.15 | 0.15
|  |  |  | 1919-08-03 | 0.51 | 0.51
|  |  |  | 1919-08-04 | 0 | 0
|  |  |  | 1919-08-05 | 0 | 0
|  |  |  | 1919-08-06 | 0 | 0
|  |  |  | 1919-08-07 | 0 | 0
|  |  |  | 1919-08-08 | 0 | 0
|  |  |  | 1919-08-09 | 0 | 0
|  |  |  | 1919-08-10 | 0 | 0
|  |  |  | 1919-08-11 | 0 | 0
|  |  |  | 1919-08-12 | 0 | 0
|  |  |  | 1919-08-13 | 0 | 0
|  |  |  | 1919-08-14 | 0 | 0
|  |  |  | 1919-08-15 | 0 | 0
|  |  |  | 1919-08-16 | 0 | 0
|  |  |  | 1919-08-17 | 0 | 0
|  |  |  | 1919-08-18 | 0 | 0
|  |  |  | 1919-08-19 | 0 | 0
|  |  |  | 1919-08-20 | 0 | 0
|  |  |  | 1919-08-21 | 0 | 0
|  |  |  | 1919-08-22 | 0 | 0
|  |  |  | 1919-08-23 | 0 | 0
|  |  |  | 1919-08-24 | 0 | 0
|  |  |  | 1919-08-25 | 0 | 0
|  |  |  | 1919-08-26 | 0.25 | 0.25
|  |  |  | 1919-08-27 | 0 | 0
|  |  |  | 1919-08-28 | 0 | 0
|  |  |  | 1919-08-29 | 0 | 0
|  |  |  | 1919-08-30 | 1.05 | 1.05
|  |  |  | 1919-08-31 | 0 | 0
|  |  |  | 1919-09-01 | 0 | 0
|  |  |  | 1919-09-02 | 0 | 0
|  |  |  | 1919-09-03 | 0 | 0
|  |  |  | 1919-09-04 | 0 | 0
|  |  |  | 1919-09-05 | 0 | 0
|  |  |  | 1919-09-06 | 0 | 0
|  |  |  | 1919-09-07 | 0 | 0
|  |  |  | 1919-09-08 | 0.65 | 0.65
|  |  |  | 1919-09-09 | 0 | 0
|  |  |  | 1919-09-10 | 0 | 0
|  |  |  | 1919-09-11 | 0.21 | 0.21
|  |  |  | 1919-09-12 | 0 | 0
|  |  |  | 1919-09-13 | 0 | 0
|  |  |  | 1919-09-14 | 0 | 0
|  |  |  | 1919-09-15 | 2.44 | 2.44
|  |  |  | 1919-09-16 | 0 | 0
|  |  |  | 1919-09-17 | 0 | 0
|  |  |  | 1919-09-18 | 0.23 | 0.23
|  |  |  | 1919-09-19 | 0 | 0
|  |  |  | 1919-09-20 | 0.21 | 0.21
|  |  |  | 1919-09-21 | 0.71 | 0.71
|  |  |  | 1919-09-22 | 0 | 0
|  |  |  | 1919-09-23 | 1.25 | 1.25
|  |  |  | 1919-09-24 | 0 | 0
|  |  |  | 1919-09-25 | 0.12 | 0.12
|  |  |  | 1919-09-26 | 0 | 0
|  |  |  | 1919-09-27 | 0.92 | 0.92
|  |  |  | 1919-09-28 | 0 | 0
|  |  |  | 1919-09-29 | 0 | 0
|  |  |  | 1919-09-30 | 0 | 0
|  |  |  | 1919-10-01 | 0 | 0
|  |  |  | 1919-10-02 | 0 | 0
|  |  |  | 1919-10-03 | 0 | 0
|  |  |  | 1919-10-04 | 0 | 0
|  |  |  | 1919-10-05 | 0 | 0
|  |  |  | 1919-10-06 | 0 | 0
|  |  |  | 1919-10-07 | 0 | 0
|  |  |  | 1919-10-08 | 0 | 0
|  |  |  | 1919-10-09 | 0 | 0
|  |  |  | 1919-10-10 | 0.35 | 0.35
|  |  |  | 1919-10-11 | 0 | 0
|  |  |  | 1919-10-12 | 0.22 | 0.22
|  |  |  | 1919-10-13 | 0 | 0
|  |  |  | 1919-10-14 | 0 | 0
|  |  |  | 1919-10-15 | 0 | 0
|  |  |  | 1919-10-16 | 0.47 | 0.47
|  |  |  | 1919-10-17 | 0.18 | 0.18
|  |  |  | 1919-10-18 | 0 | 0
|  |  |  | 1919-10-19 | 0 | 0
|  |  |  | 1919-10-20 | 0 | 0
|  |  |  | 1919-10-21 | 0.19 | 0.19
|  |  |  | 1919-10-22 | 0 | 0
|  |  |  | 1919-10-23 | 0 | 0
|  |  |  | 1919-10-24 | 0 | 0
|  |  |  | 1919-10-25 | 0 | 0
|  |  |  | 1919-10-26 | 0 | 0
|  |  |  | 1919-10-27 | 0 | 0
|  |  |  | 1919-10-28 | 1.02 | 1.02
|  |  |  | 1919-10-29 | 0 | 0
|  |  |  | 1919-10-30 | 0 | 0
|  |  |  | 1919-10-31 | 0 | 0
|  |  |  | 1919-11-01 | 0 | 0
|  |  |  | 1919-11-02 | 0 | 0
|  |  |  | 1919-11-03 | 0 | 0
|  |  |  | 1919-11-04 | 0 | 0
|  |  |  | 1919-11-05 | 0 | 0
|  |  |  | 1919-11-06 | 0 | 0
|  |  |  | 1919-11-07 | 0 | 0
|  |  |  | 1919-11-08 | 0 | 0
|  |  |  | 1919-11-09 | 0 | 0
|  |  |  | 1919-11-10 | 0 | 0
|  |  |  | 1919-11-11 | 0 | 0
|  |  |  | 1919-11-12 | 0 | 0
|  |  |  | 1919-11-13 | 0 | 0
|  |  |  | 1919-11-14 | 0 | 0
|  |  |  | 1919-11-15 | 0 | 0
|  |  |  | 1919-11-16 | 0 | 0
|  |  |  | 1919-11-17 | 0 | 0
|  |  |  | 1919-11-18 | 0 | 0
|  |  |  | 1919-11-19 | 0 | 0
|  |  |  | 1919-11-20 | 0 | 0
|  |  |  | 1919-11-21 | 0 | 0
|  |  |  | 1919-11-22 | 0 | 0
|  |  |  | 1919-11-23 | 0 | 0
|  |  |  | 1919-11-24 | 0.38 | 0.38
|  |  |  | 1919-11-25 | 0 | 0
|  |  |  | 1919-11-26 | 0.11 | 0.11
|  |  |  | 1919-11-27 | 0 | 0
|  |  |  | 1919-11-28 | 0 | 0
|  |  |  | 1919-11-29 | 0 | 0
|  |  |  | 1919-11-30 | 0 | 0
|  |  |  | 1919-12-01 | 0 | 0
|  |  |  | 1919-12-02 | 0 | 0
|  |  |  | 1919-12-03 | 0 | 0
|  |  |  | 1919-12-04 | 0 | 0
|  |  |  | 1919-12-05 | 0 | 0
|  |  |  | 1919-12-06 | 0 | 0
|  |  |  | 1919-12-07 | 0 | 0
|  |  |  | 1919-12-08 | 0 | 0
|  |  |  | 1919-12-09 | 0 | 0
|  |  |  | 1919-12-10 | 0 | 0
|  |  |  | 1919-12-11 | 0 | 0
|  |  |  | 1919-12-12 | 0 | 0
|  |  |  | 1919-12-13 | 0 | 0
|  |  |  | 1919-12-14 | 0 | 0
|  |  |  | 1919-12-15 | 0 | 0
|  |  |  | 1919-12-16 | 0 | 0
|  |  |  | 1919-12-17 | 0 | 0
|  |  |  | 1919-12-18 | 0 | 0
|  |  |  | 1919-12-19 | 0 | 0
|  |  |  | 1919-12-20 | 0 | 0
|  |  |  | 1919-12-21 | 0 | 0
|  |  |  | 1919-12-22 | 0 | 0
|  |  |  | 1919-12-23 | 0 | 0
|  |  |  | 1919-12-24 | 0 | 0
|  |  |  | 1919-12-25 | 0 | 0
|  |  |  | 1919-12-26 | 0 | 0
|  |  |  | 1919-12-27 | 0 | 0
|  |  |  | 1919-12-28 | 0 | 0
|  |  |  | 1919-12-29 | 0 | 0
|  |  |  | 1919-12-30 | 0 | 0
|  |  |  | 1919-12-31 | 0 | 0
|  |  |  | 1920-01-01 | 0 | 0
|  |  |  | 1920-01-02 | 0 | 0
|  |  |  | 1920-01-03 | 0 | 0
|  |  |  | 1920-01-04 | 0.33 | 0.33
|  |  |  | 1920-01-05 | 0 | 0
|  |  |  | 1920-01-06 |  | 0
|  |  |  | 1920-01-07 |  | 0
|  |  |  | 1920-01-08 |  | 0
|  |  |  | 1920-01-09 |  | 0
|  |  |  | 1920-01-10 | 0 | 0
|  |  |  | 1920-01-11 | 0 | 0
|  |  |  | 1920-01-12 | 0 | 0
|  |  |  | 1920-01-13 | 0 | 0
|  |  |  | 1920-01-14 | 0.19 | 0.19
|  |  |  | 1920-01-15 | 0 | 0
|  |  |  | 1920-01-16 | 0 | 0
|  |  |  | 1920-01-17 | 0 | 0
|  |  |  | 1920-01-18 | 0 | 0
|  |  |  | 1920-01-19 | 0 | 0
|  |  |  | 1920-01-20 | 0 | 0
|  |  |  | 1920-01-21 | 0.13 | 0.13
|  |  |  | 1920-01-22 | 0 | 0
|  |  |  | 1920-01-23 | 0.22 | 0.22
|  |  |  | 1920-01-24 | 0 | 0
|  |  |  | 1920-01-25 | 0 | 0
|  |  |  | 1920-01-26 | 0 | 0
|  |  |  | 1920-01-27 | 0 | 0
|  |  |  | 1920-01-28 | 0 | 0
|  |  |  | 1920-01-29 | 0 | 0
|  |  |  | 1920-01-30 | 0 | 0
|  |  |  | 1920-01-31 | 0 | 0
|  |  |  | 1920-02-01 | 0 | 0
|  |  |  | 1920-02-02 | 0 | 0
|  |  |  | 1920-02-03 | 0 | 0
|  |  |  | 1920-02-04 | 0 | 0
|  |  |  | 1920-02-05 | 0 | 0
|  |  |  | 1920-02-06 | 0.2 | 0.2
|  |  |  | 1920-02-07 | 0 | 0
|  |  |  | 1920-02-08 | 0.15 | 0.15
|  |  |  | 1920-02-09 | 0 | 0
|  |  |  | 1920-02-10 | 0 | 0
|  |  |  | 1920-02-11 | 0 | 0
|  |  |  | 1920-02-12 | 0 | 0
|  |  |  | 1920-02-13 | 0 | 0
|  |  |  | 1920-02-14 | 0 | 0
|  |  |  | 1920-02-15 | 0 | 0
|  |  |  | 1920-02-16 | 0 | 0
|  |  |  | 1920-02-17 | 0 | 0
|  |  |  | 1920-02-18 | 0 | 0
|  |  |  | 1920-02-19 | 0 | 0
|  |  |  | 1920-02-20 | 0 | 0
|  |  |  | 1920-02-21 | 0 | 0
|  |  |  | 1920-02-22 | 0 | 0
|  |  |  | 1920-02-23 | 0 | 0
|  |  |  | 1920-02-24 | 0 | 0
|  |  |  | 1920-02-25 | 0 | 0
|  |  |  | 1920-02-26 | 0 | 0
|  |  |  | 1920-02-27 | 0 | 0
|  |  |  | 1920-02-28 | 0 | 0
|  |  |  | 1920-02-29 | 0 | 0
|  |  |  | 1920-04-01 | 0 | 0
|  |  |  | 1920-04-02 | 0 | 0
|  |  |  | 1920-04-03 | 0 | 0
|  |  |  | 1920-04-04 | 0 | 0
|  |  |  | 1920-04-05 | 0 | 0
|  |  |  | 1920-04-06 | 0 | 0
|  |  |  | 1920-04-07 | 0 | 0
|  |  |  | 1920-04-08 | 0 | 0
|  |  |  | 1920-04-09 | 0 | 0
|  |  |  | 1920-04-10 | 0 | 0
|  |  |  | 1920-04-11 | 0 | 0
|  |  |  | 1920-04-12 | 0 | 0
|  |  |  | 1920-04-13 | 0 | 0
|  |  |  | 1920-04-14 | 0 | 0
|  |  |  | 1920-04-15 | 0 | 0
|  |  |  | 1920-04-16 | 0 | 0
|  |  |  | 1920-04-17 | 0.22 | 0.22
|  |  |  | 1920-04-18 | 0 | 0
|  |  |  | 1920-04-19 | 0 | 0
|  |  |  | 1920-04-20 | 0 | 0
|  |  |  | 1920-04-21 | 0 | 0
|  |  |  | 1920-04-22 | 0 | 0
|  |  |  | 1920-04-23 | 0 | 0
|  |  |  | 1920-04-24 | 0 | 0
|  |  |  | 1920-04-25 | 0 | 0
|  |  |  | 1920-04-26 | 0 | 0
|  |  |  | 1920-04-27 | 0 | 0
|  |  |  | 1920-04-28 | 0 | 0
|  |  |  | 1920-04-29 | 0 | 0
|  |  |  | 1920-04-30 | 0 | 0
|  |  |  | 1920-05-01 | 0 | 0
|  |  |  | 1920-05-02 | 0 | 0
|  |  |  | 1920-05-03 | 0 | 0
|  |  |  | 1920-05-04 | 0 | 0
|  |  |  | 1920-05-05 | 0 | 0
|  |  |  | 1920-05-06 | 0 | 0
|  |  |  | 1920-05-07 | 0 | 0
|  |  |  | 1920-05-08 | 0 | 0
|  |  |  | 1920-05-09 | 0 | 0
|  |  |  | 1920-05-10 | 0 | 0
|  |  |  | 1920-05-11 | 0 | 0
|  |  |  | 1920-05-12 | 0 | 0
|  |  |  | 1920-05-13 | 0 | 0
|  |  |  | 1920-05-14 | 0 | 0
|  |  |  | 1920-05-15 | 0 | 0
|  |  |  | 1920-05-16 | 0 | 0
|  |  |  | 1920-05-17 | 0 | 0
|  |  |  | 1920-05-18 | 0 | 0
|  |  |  | 1920-05-19 | 0 | 0
|  |  |  | 1920-05-20 | 0 | 0
|  |  |  | 1920-05-21 | 0.71 | 0.71
|  |  |  | 1920-05-22 | 1.57 | 1.57
|  |  |  | 1920-05-23 | 0 | 0
|  |  |  | 1920-05-24 | 0 | 0
|  |  |  | 1920-05-25 | 0 | 0
|  |  |  | 1920-05-26 | 0.16 | 0.16
|  |  |  | 1920-05-27 | 0 | 0
|  |  |  | 1920-05-28 | 0.18 | 0.18
|  |  |  | 1920-05-29 | 0 | 0
|  |  |  | 1920-05-30 | 0 | 0
|  |  |  | 1920-05-31 | 0 | 0
|  |  |  | 1920-06-01 | 0 | 0
|  |  |  | 1920-06-02 | 0 | 0
|  |  |  | 1920-06-03 | 0 | 0
|  |  |  | 1920-06-04 | 0.27 | 0.27
|  |  |  | 1920-06-05 | 0.25 | 0.25
|  |  |  | 1920-06-06 | 0.15 | 0.15
|  |  |  | 1920-06-07 | 0 | 0
|  |  |  | 1920-06-08 | 0 | 0
|  |  |  | 1920-06-09 | 0 | 0
|  |  |  | 1920-06-10 | 0 | 0
|  |  |  | 1920-06-11 | 0 | 0
|  |  |  | 1920-06-12 | 0.84 | 0.84
|  |  |  | 1920-06-13 | 0.29 | 0.29
|  |  |  | 1920-06-14 | 0 | 0
|  |  |  | 1920-06-15 | 0 | 0
|  |  |  | 1920-06-16 | 0 | 0
|  |  |  | 1920-06-17 | 0 | 0
|  |  |  | 1920-06-18 | 0 | 0
|  |  |  | 1920-06-19 | 0 | 0
|  |  |  | 1920-06-20 | 0 | 0
|  |  |  | 1920-06-21 | 0 | 0
|  |  |  | 1920-06-22 | 0.24 | 0.24
|  |  |  | 1920-06-23 | 0 | 0
|  |  |  | 1920-06-24 | 0 | 0
|  |  |  | 1920-06-25 | 0 | 0
|  |  |  | 1920-06-26 | 0 | 0
|  |  |  | 1920-06-27 | 0.27 | 0.27
|  |  |  | 1920-06-28 | 0 | 0
|  |  |  | 1920-06-29 | 1.1 | 1.1
|  |  |  | 1920-06-30 | 0 | 0
|  |  |  | 1920-07-01 | 0 | 0
|  |  |  | 1920-07-02 | 0 | 0
|  |  |  | 1920-07-03 | 0 | 0
|  |  |  | 1920-07-04 | 0 | 0
|  |  |  | 1920-07-05 | 0 | 0
|  |  |  | 1920-07-06 | 0 | 0
|  |  |  | 1920-07-07 | 0 | 0
|  |  |  | 1920-07-08 | 0 | 0
|  |  |  | 1920-07-09 | 0 | 0
|  |  |  | 1920-07-10 | 0 | 0
|  |  |  | 1920-07-11 | 0 | 0
|  |  |  | 1920-07-12 | 0 | 0
|  |  |  | 1920-07-13 | 0 | 0
|  |  |  | 1920-07-14 | 0 | 0
|  |  |  | 1920-07-15 | 0 | 0
|  |  |  | 1920-07-16 | 0 | 0
|  |  |  | 1920-07-17 | 0 | 0
|  |  |  | 1920-07-18 | 0 | 0
|  |  |  | 1920-07-19 | 0 | 0
|  |  |  | 1920-07-20 | 0.28 | 0.28
|  |  |  | 1920-07-21 | 0.2 | 0.2
|  |  |  | 1920-07-22 | 0 | 0
|  |  |  | 1920-07-23 | 0 | 0
|  |  |  | 1920-07-24 | 0 | 0
|  |  |  | 1920-07-25 | 0 | 0
|  |  |  | 1920-07-26 | 0 | 0
|  |  |  | 1920-07-27 | 0.42 | 0.42
|  |  |  | 1920-07-28 | 0.42 | 0.42
|  |  |  | 1920-07-29 | 0.43 | 0.43
|  |  |  | 1920-07-30 | 0 | 0
|  |  |  | 1920-07-31 | 0 | 0
|  |  |  | 1920-08-01 | 0 | 0
|  |  |  | 1920-08-02 | 0 | 0
|  |  |  | 1920-08-03 | 0 | 0
|  |  |  | 1920-08-04 | 0.35 | 0.35
|  |  |  | 1920-08-05 | 0.3 | 0.3
|  |  |  | 1920-08-06 | 0.28 | 0.28
|  |  |  | 1920-08-07 | 0 | 0
|  |  |  | 1920-08-08 | 0 | 0
|  |  |  | 1920-08-09 | 0 | 0
|  |  |  | 1920-08-10 | 0 | 0
|  |  |  | 1920-08-11 | 0 | 0
|  |  |  | 1920-08-12 | 0 | 0
|  |  |  | 1920-08-13 | 0.9 | 0.9
|  |  |  | 1920-08-14 | 0 | 0
|  |  |  | 1920-08-15 | 1.7 | 1.7
|  |  |  | 1920-08-16 | 2.06 | 2.06
|  |  |  | 1920-08-17 | 0.21 | 0.21
|  |  |  | 1920-08-18 | 0 | 0
|  |  |  | 1920-08-19 | 0 | 0
|  |  |  | 1920-08-20 | 0 | 0
|  |  |  | 1920-08-21 | 0 | 0
|  |  |  | 1920-08-22 | 0 | 0
|  |  |  | 1920-08-23 | 0.95 | 0.95
|  |  |  | 1920-08-24 | 0.25 | 0.25
|  |  |  | 1920-08-25 | 0 | 0
|  |  |  | 1920-08-26 | 0 | 0
|  |  |  | 1920-08-27 | 1.3 | 1.3
|  |  |  | 1920-08-28 | 0 | 0
|  |  |  | 1920-08-29 | 0 | 0
|  |  |  | 1920-08-30 | 0.95 | 0.95
|  |  |  | 1920-08-31 | 0.72 | 0.72
|  |  |  | 1920-09-01 | 0.28 | 0.28
|  |  |  | 1920-09-02 | 0 | 0
|  |  |  | 1920-09-03 | 0 | 0
|  |  |  | 1920-09-04 | 0 | 0
|  |  |  | 1920-09-05 | 0 | 0
|  |  |  | 1920-09-06 | 0 | 0
|  |  |  | 1920-09-07 | 0 | 0
|  |  |  | 1920-09-08 | 0 | 0
|  |  |  | 1920-09-09 | 0 | 0
|  |  |  | 1920-09-10 | 0.16 | 0.16
|  |  |  | 1920-09-11 | 0 | 0
|  |  |  | 1920-09-12 | 0 | 0
|  |  |  | 1920-09-13 | 0 | 0
|  |  |  | 1920-09-14 | 0.6 | 0.6
|  |  |  | 1920-09-15 | 0 | 0
|  |  |  | 1920-09-16 | 0 | 0
|  |  |  | 1920-09-17 | 0 | 0
|  |  |  | 1920-09-18 | 0 | 0
|  |  |  | 1920-09-19 | 0 | 0
|  |  |  | 1920-09-20 | 0 | 0
|  |  |  | 1920-09-21 | 0 | 0
|  |  |  | 1920-09-22 | 0 | 0
|  |  |  | 1920-09-23 | 0 | 0
|  |  |  | 1920-09-24 | 0 | 0
|  |  |  | 1920-09-25 | 0 | 0
|  |  |  | 1920-09-26 | 0 | 0
|  |  |  | 1920-09-27 | 0 | 0
|  |  |  | 1920-09-28 | 0 | 0
|  |  |  | 1920-09-29 | 0 | 0
|  |  |  | 1920-09-30 | 0 | 0
|  |  |  | 1920-10-01 | 0 | 0
|  |  |  | 1920-10-02 | 0 | 0
|  |  |  | 1920-10-03 | 0 | 0
|  |  |  | 1920-10-04 | 0 | 0
|  |  |  | 1920-10-05 | 0 | 0
|  |  |  | 1920-10-06 | 0 | 0
|  |  |  | 1920-10-07 | 0 | 0
|  |  |  | 1920-10-08 | 0 | 0
|  |  |  | 1920-10-09 | 0 | 0
|  |  |  | 1920-10-10 | 0 | 0
|  |  |  | 1920-10-11 | 0 | 0
|  |  |  | 1920-10-12 | 0 | 0
|  |  |  | 1920-10-13 | 0 | 0
|  |  |  | 1920-10-14 | 0 | 0
|  |  |  | 1920-10-15 | 0 | 0
|  |  |  | 1920-10-16 | 0 | 0
|  |  |  | 1920-10-17 | 0 | 0
|  |  |  | 1920-10-18 | 0 | 0
|  |  |  | 1920-10-19 | 0 | 0
|  |  |  | 1920-10-20 | 0 | 0
|  |  |  | 1920-10-21 | 0 | 0
|  |  |  | 1920-10-22 | 0 | 0
|  |  |  | 1920-10-23 | 0 | 0
|  |  |  | 1920-10-24 | 0.66 | 0.66
|  |  |  | 1920-10-25 | 0 | 0
|  |  |  | 1920-10-26 | 0 | 0
|  |  |  | 1920-10-27 | 0 | 0
|  |  |  | 1920-10-28 | 0 | 0
|  |  |  | 1920-10-29 | 0 | 0
|  |  |  | 1920-10-30 | 0 | 0
|  |  |  | 1920-10-31 | 0 | 0
|  |  |  | 1920-11-01 | 0 | 0
|  |  |  | 1920-11-02 | 0 | 0
|  |  |  | 1920-11-03 | 0 | 0
|  |  |  | 1920-11-04 | 0 | 0
|  |  |  | 1920-11-05 | 0 | 0
|  |  |  | 1920-11-06 | 0 | 0
|  |  |  | 1920-11-07 | 1.31 | 1.31
|  |  |  | 1920-11-08 | 0 | 0
|  |  |  | 1920-11-09 | 0 | 0
|  |  |  | 1920-11-10 | 0 | 0
|  |  |  | 1920-11-11 | 0 | 0
|  |  |  | 1920-11-12 | 0 | 0
|  |  |  | 1920-11-13 | 0 | 0
|  |  |  | 1920-11-14 | 0 | 0
|  |  |  | 1920-11-15 | 0 | 0
|  |  |  | 1920-11-16 | 0 | 0
|  |  |  | 1920-11-17 | 0 | 0
|  |  |  | 1920-11-18 | 0 | 0
|  |  |  | 1920-11-19 | 0 | 0
|  |  |  | 1920-11-20 | 0 | 0
|  |  |  | 1920-11-21 | 0 | 0
|  |  |  | 1920-11-22 | 0 | 0
|  |  |  | 1920-11-23 | 0 | 0
|  |  |  | 1920-11-24 | 0 | 0
|  |  |  | 1920-11-25 | 0 | 0
|  |  |  | 1920-11-26 | 0 | 0
|  |  |  | 1920-11-27 | 0 | 0
|  |  |  | 1920-11-28 | 0 | 0
|  |  |  | 1920-11-29 | 0 | 0
|  |  |  | 1920-11-30 | 0 | 0
|  |  |  | 1920-12-01 | 0 | 0
|  |  |  | 1920-12-02 | 0 | 0
|  |  |  | 1920-12-03 | 0 | 0
|  |  |  | 1920-12-04 | 0 | 0
|  |  |  | 1920-12-05 | 0 | 0
|  |  |  | 1920-12-06 | 0 | 0
|  |  |  | 1920-12-07 | 0 | 0
|  |  |  | 1920-12-08 | 0 | 0
|  |  |  | 1920-12-09 | 0 | 0
|  |  |  | 1920-12-10 | 0 | 0
|  |  |  | 1920-12-11 | 0 | 0
|  |  |  | 1920-12-12 | 0 | 0
|  |  |  | 1920-12-13 | 0 | 0
|  |  |  | 1920-12-14 | 0 | 0
|  |  |  | 1920-12-15 | 0 | 0
|  |  |  | 1920-12-16 | 0 | 0
|  |  |  | 1920-12-17 | 0 | 0
|  |  |  | 1920-12-18 | 0 | 0
|  |  |  | 1920-12-19 | 0 | 0
|  |  |  | 1920-12-20 | 0 | 0
|  |  |  | 1920-12-21 | 0 | 0
|  |  |  | 1920-12-22 | 0 | 0
|  |  |  | 1920-12-23 | 0 | 0
|  |  |  | 1920-12-24 | 0 | 0
|  |  |  | 1920-12-25 | 0 | 0
|  |  |  | 1920-12-26 | 0 | 0
|  |  |  | 1920-12-27 | 0 | 0
|  |  |  | 1920-12-28 | 0 | 0
|  |  |  | 1920-12-29 | 0 | 0
|  |  |  | 1920-12-30 | 0 | 0
|  |  |  | 1920-12-31 | 0 | 0
|  |  |  | 1921-01-01 | 0 | 0
|  |  |  | 1921-01-02 | 0 | 0
|  |  |  | 1921-01-03 | 0 | 0
|  |  |  | 1921-01-04 | 0 | 0
|  |  |  | 1921-01-05 | 0 | 0
|  |  |  | 1921-01-06 | 0 | 0
|  |  |  | 1921-01-07 | 0 | 0
|  |  |  | 1921-01-08 | 0 | 0
|  |  |  | 1921-01-09 | 0 | 0
|  |  |  | 1921-01-10 | 0 | 0
|  |  |  | 1921-01-11 | 0 | 0
|  |  |  | 1921-01-12 | 0 | 0
|  |  |  | 1921-01-13 | 0 | 0
|  |  |  | 1921-01-14 | 0 | 0
|  |  |  | 1921-01-15 | 0 | 0
|  |  |  | 1921-01-16 | 0 | 0
|  |  |  | 1921-01-17 | 0 | 0
|  |  |  | 1921-01-18 | 0 | 0
|  |  |  | 1921-01-19 | 0 | 0
|  |  |  | 1921-01-20 | 0 | 0
|  |  |  | 1921-01-21 | 0 | 0
|  |  |  | 1921-01-22 | 0 | 0
|  |  |  | 1921-01-23 | 0 | 0
|  |  |  | 1921-01-24 | 0 | 0
|  |  |  | 1921-01-25 | 0 | 0
|  |  |  | 1921-01-26 | 0 | 0
|  |  |  | 1921-01-27 | 0.09 | 0.09
|  |  |  | 1921-01-28 | 0 | 0
|  |  |  | 1921-01-29 | 0 | 0
|  |  |  | 1921-01-30 | 0 | 0
|  |  |  | 1921-01-31 | 0 | 0
|  |  |  | 1921-02-01 | 0 | 0
|  |  |  | 1921-02-02 | 0 | 0
|  |  |  | 1921-02-03 | 0 | 0
|  |  |  | 1921-02-04 | 0 | 0
|  |  |  | 1921-02-05 | 0 | 0
|  |  |  | 1921-02-06 | 0 | 0
|  |  |  | 1921-02-07 | 0 | 0
|  |  |  | 1921-02-08 | 0 | 0
|  |  |  | 1921-02-09 | 0 | 0
|  |  |  | 1921-02-10 | 0 | 0
|  |  |  | 1921-02-11 | 0 | 0
|  |  |  | 1921-02-12 | 0 | 0
|  |  |  | 1921-02-13 | 0 | 0
|  |  |  | 1921-02-14 | 0 | 0
|  |  |  | 1921-02-15 | 0 | 0
|  |  |  | 1921-02-16 | 0 | 0
|  |  |  | 1921-02-17 | 0 | 0
|  |  |  | 1921-02-18 | 0 | 0
|  |  |  | 1921-02-19 | 0 | 0
|  |  |  | 1921-02-20 | 0 | 0
|  |  |  | 1921-02-21 | 0 | 0
|  |  |  | 1921-02-22 | 0 | 0
|  |  |  | 1921-02-23 | 0 | 0
|  |  |  | 1921-02-24 | 0 | 0
|  |  |  | 1921-02-25 | 0 | 0
|  |  |  | 1921-02-26 | 0 | 0
|  |  |  | 1921-02-27 | 0.21 | 0.21
|  |  |  | 1921-02-28 | 0 | 0
|  |  |  | 1921-03-01 | 0 | 0
|  |  |  | 1921-03-02 | 0 | 0
|  |  |  | 1921-03-03 | 0 | 0
|  |  |  | 1921-03-04 | 0 | 0
|  |  |  | 1921-03-05 | 0 | 0
|  |  |  | 1921-03-06 | 0 | 0
|  |  |  | 1921-03-07 | 0 | 0
|  |  |  | 1921-03-08 | 0 | 0
|  |  |  | 1921-03-09 | 0 | 0
|  |  |  | 1921-03-10 | 0 | 0
|  |  |  | 1921-03-11 | 0 | 0
|  |  |  | 1921-03-12 | 0 | 0
|  |  |  | 1921-03-13 | 0 | 0
|  |  |  | 1921-03-14 | 0 | 0
|  |  |  | 1921-03-15 | 0 | 0
|  |  |  | 1921-03-16 | 0 | 0
|  |  |  | 1921-03-17 | 0 | 0
|  |  |  | 1921-03-18 | 0 | 0
|  |  |  | 1921-03-19 | 0.41 | 0.41
|  |  |  | 1921-03-20 | 0 | 0
|  |  |  | 1921-03-21 | 0 | 0
|  |  |  | 1921-03-22 | 0 | 0
|  |  |  | 1921-03-23 | 0 | 0
|  |  |  | 1921-03-24 | 0 | 0
|  |  |  | 1921-03-25 | 0 | 0
|  |  |  | 1921-03-26 | 0 | 0
|  |  |  | 1921-03-27 | 0 | 0
|  |  |  | 1921-03-28 | 0 | 0
|  |  |  | 1921-03-29 | 0 | 0
|  |  |  | 1921-03-30 | 0 | 0
|  |  |  | 1921-03-31 | 0 | 0
|  |  |  | 1921-04-01 | 0 | 0
|  |  |  | 1921-04-02 | 0 | 0
|  |  |  | 1921-04-03 | 0 | 0
|  |  |  | 1921-04-04 | 0 | 0
|  |  |  | 1921-04-05 | 0 | 0
|  |  |  | 1921-04-06 | 0 | 0
|  |  |  | 1921-04-07 | 0 | 0
|  |  |  | 1921-04-08 | 0 | 0
|  |  |  | 1921-04-09 | 0 | 0
|  |  |  | 1921-04-10 | 0 | 0
|  |  |  | 1921-04-11 | 0 | 0
|  |  |  | 1921-04-12 | 0 | 0
|  |  |  | 1921-04-13 | 0 | 0
|  |  |  | 1921-04-14 | 0 | 0
|  |  |  | 1921-04-15 | 0 | 0
|  |  |  | 1921-04-16 | 0 | 0
|  |  |  | 1921-04-17 | 0 | 0
|  |  |  | 1921-04-18 | 0 | 0
|  |  |  | 1921-04-19 | 0 | 0
|  |  |  | 1921-04-20 | 0 | 0
|  |  |  | 1921-04-21 | 0 | 0
|  |  |  | 1921-04-22 | 0 | 0
|  |  |  | 1921-04-23 | 0 | 0
|  |  |  | 1921-04-24 | 0 | 0
|  |  |  | 1921-04-25 | 0 | 0
|  |  |  | 1921-04-26 | 0 | 0
|  |  |  | 1921-04-27 | 0 | 0
|  |  |  | 1921-04-28 | 0 | 0
|  |  |  | 1921-04-29 | 0 | 0
|  |  |  | 1921-04-30 | 0 | 0
|  |  |  | 1921-05-01 | 0 | 0
|  |  |  | 1921-05-02 | 0 | 0
|  |  |  | 1921-05-03 | 0 | 0
|  |  |  | 1921-05-04 | 0 | 0
|  |  |  | 1921-05-05 | 0 | 0
|  |  |  | 1921-05-06 | 0 | 0
|  |  |  | 1921-05-07 | 0 | 0
|  |  |  | 1921-05-08 | 0 | 0
|  |  |  | 1921-05-09 | 0 | 0
|  |  |  | 1921-05-10 | 0 | 0
|  |  |  | 1921-05-11 | 0 | 0
|  |  |  | 1921-05-12 | 0 | 0
|  |  |  | 1921-05-13 | 0.21 | 0.21
|  |  |  | 1921-05-14 | 0 | 0
|  |  |  | 1921-05-15 | 0 | 0
|  |  |  | 1921-05-16 | 0 | 0
|  |  |  | 1921-05-17 | 0 | 0
|  |  |  | 1921-05-18 | 0 | 0
|  |  |  | 1921-05-19 | 0 | 0
|  |  |  | 1921-05-20 | 0 | 0
|  |  |  | 1921-05-21 | 0 | 0
|  |  |  | 1921-05-22 | 0 | 0
|  |  |  | 1921-05-23 | 0 | 0
|  |  |  | 1921-05-24 | 0 | 0
|  |  |  | 1921-05-25 | 0.75 | 0.75
|  |  |  | 1921-05-26 | 0.11 | 0.11
|  |  |  | 1921-05-27 | 0 | 0
|  |  |  | 1921-05-28 | 0 | 0
|  |  |  | 1921-05-29 | 0.17 | 0.17
|  |  |  | 1921-05-30 | 0.67 | 0.67
|  |  |  | 1921-05-31 | 0 | 0
|  |  |  | 1921-06-01 | 0 | 0
|  |  |  | 1921-06-02 | 0 | 0
|  |  |  | 1921-06-03 | 0.16 | 0.16
|  |  |  | 1921-06-04 | 0 | 0
|  |  |  | 1921-06-05 | 0.94 | 0.94
|  |  |  | 1921-06-06 | 0.17 | 0.17
|  |  |  | 1921-06-07 | 0 | 0
|  |  |  | 1921-06-08 | 0.25 | 0.25
|  |  |  | 1921-06-09 | 0 | 0
|  |  |  | 1921-06-10 | 0.52 | 0.52
|  |  |  | 1921-06-11 | 0 | 0
|  |  |  | 1921-06-12 | 0 | 0
|  |  |  | 1921-06-13 | 0 | 0
|  |  |  | 1921-06-19 | 0.87 | 0.87
|  |  |  | 1921-06-20 | 0 | 0
|  |  |  | 1921-06-21 | 1.27 | 1.27
|  |  |  | 1921-06-22 | 0 | 0
|  |  |  | 1921-06-23 | 0 | 0
|  |  |  | 1921-06-24 | 0 | 0
|  |  |  | 1921-06-25 | 0.25 | 0.25
|  |  |  | 1921-06-26 | 0 | 0
|  |  |  | 1921-06-27 | 0 | 0
|  |  |  | 1921-06-28 | 0 | 0
|  |  |  | 1921-06-29 | 0 | 0
|  |  |  | 1921-06-30 | 0 | 0
|  |  |  | 1921-07-01 | 0 | 0
|  |  |  | 1921-07-02 | 0.37 | 0.37
|  |  |  | 1921-07-03 | 0 | 0
|  |  |  | 1921-07-04 | 0 | 0
|  |  |  | 1921-07-05 | 1.38 | 1.38
|  |  |  | 1921-07-06 | 0 | 0
|  |  |  | 1921-07-07 | 0 | 0
|  |  |  | 1921-07-08 | 0 | 0
|  |  |  | 1921-07-09 | 0 | 0
|  |  |  | 1921-07-10 | 0 | 0
|  |  |  | 1921-07-11 | 0 | 0
|  |  |  | 1921-07-12 | 0 | 0
|  |  |  | 1921-07-13 | 0 | 0
|  |  |  | 1921-07-14 | 0 | 0
|  |  |  | 1921-07-15 | 0 | 0
|  |  |  | 1921-07-16 | 0.41 | 0.41
|  |  |  | 1921-07-17 | 0 | 0
|  |  |  | 1921-07-18 | 0 | 0
|  |  |  | 1921-07-19 | 0 | 0
|  |  |  | 1921-07-20 | 0 | 0
|  |  |  | 1921-07-21 | 0 | 0
|  |  |  | 1921-07-22 | 0 | 0
|  |  |  | 1921-07-23 | 0 | 0
|  |  |  | 1921-07-24 | 0 | 0
|  |  |  | 1921-07-25 | 0 | 0
|  |  |  | 1921-07-26 | 0 | 0
|  |  |  | 1921-07-27 | 0 | 0
|  |  |  | 1921-07-28 | 0 | 0
|  |  |  | 1921-07-29 | 0 | 0
|  |  |  | 1921-07-30 | 0 | 0
|  |  |  | 1921-07-31 | 0.18 | 0.18
|  |  |  | 1921-08-01 | 0 | 0
|  |  |  | 1921-08-02 | 0 | 0
|  |  |  | 1921-08-03 | 0 | 0
|  |  |  | 1921-08-04 | 0 | 0
|  |  |  | 1921-08-05 | 0 | 0
|  |  |  | 1921-08-06 | 0 | 0
|  |  |  | 1921-08-07 | 0 | 0
|  |  |  | 1921-08-08 | 0 | 0
|  |  |  | 1921-08-09 | 0 | 0
|  |  |  | 1921-08-10 | 0 | 0
|  |  |  | 1921-08-11 | 0 | 0
|  |  |  | 1921-08-12 | 0 | 0
|  |  |  | 1921-08-13 | 0 | 0
|  |  |  | 1921-08-14 | 0 | 0
|  |  |  | 1921-08-15 | 0 | 0
|  |  |  | 1921-08-16 | 0.2 | 0.2
|  |  |  | 1921-08-17 | 0.2 | 0.2
|  |  |  | 1921-08-18 | 0.13 | 0.13
|  |  |  | 1921-08-19 | 0 | 0
|  |  |  | 1921-08-20 | 0 | 0
|  |  |  | 1921-08-21 | 0 | 0
|  |  |  | 1921-08-22 | 0 | 0
|  |  |  | 1921-08-23 | 0 | 0
|  |  |  | 1921-08-24 | 0 | 0
|  |  |  | 1921-08-25 | 0 | 0
|  |  |  | 1921-08-26 | 0 | 0
|  |  |  | 1921-08-27 | 0 | 0
|  |  |  | 1921-08-28 | 0 | 0
|  |  |  | 1921-08-29 | 0 | 0
|  |  |  | 1921-08-30 | 0 | 0
|  |  |  | 1921-08-31 | 0 | 0
|  |  |  | 1921-09-01 | 0 | 0
|  |  |  | 1921-09-02 | 0 | 0
|  |  |  | 1921-09-03 | 0 | 0
|  |  |  | 1921-09-04 | 0 | 0
|  |  |  | 1921-09-05 | 0 | 0
|  |  |  | 1921-09-06 | 0 | 0
|  |  |  | 1921-09-07 | 0 | 0
|  |  |  | 1921-09-08 | 0 | 0
|  |  |  | 1921-09-09 | 0 | 0
|  |  |  | 1921-09-10 | 0 | 0
|  |  |  | 1921-09-11 | 0 | 0
|  |  |  | 1921-09-12 | 0 | 0
|  |  |  | 1921-09-13 | 0 | 0
|  |  |  | 1921-09-14 | 0 | 0
|  |  |  | 1921-09-15 | 0 | 0
|  |  |  | 1921-09-16 | 0 | 0
|  |  |  | 1921-09-17 | 0 | 0
|  |  |  | 1921-09-18 | 0 | 0
|  |  |  | 1921-09-19 | 0 | 0
|  |  |  | 1921-09-20 | 0 | 0
|  |  |  | 1921-09-21 | 0 | 0
|  |  |  | 1921-09-22 | 0 | 0
|  |  |  | 1921-09-23 | 0 | 0
|  |  |  | 1921-09-24 | 0 | 0
|  |  |  | 1921-09-25 | 0 | 0
|  |  |  | 1921-09-26 | 0 | 0
|  |  |  | 1921-09-27 | 0 | 0
|  |  |  | 1921-09-28 | 0 | 0
|  |  |  | 1921-09-29 | 0 | 0
|  |  |  | 1921-09-30 | 0 | 0
|  |  |  | 1921-10-01 | 0 | 0
|  |  |  | 1921-10-02 | 0 | 0
|  |  |  | 1921-10-03 | 0 | 0
|  |  |  | 1921-10-04 | 0 | 0
|  |  |  | 1921-10-05 | 0 | 0
|  |  |  | 1921-10-06 | 0 | 0
|  |  |  | 1921-10-07 | 0 | 0
|  |  |  | 1921-10-08 | 0 | 0
|  |  |  | 1921-10-09 | 0 | 0
|  |  |  | 1921-10-10 | 0 | 0
|  |  |  | 1921-10-11 | 0 | 0
|  |  |  | 1921-10-12 | 0 | 0
|  |  |  | 1921-10-13 | 0 | 0
|  |  |  | 1921-10-14 | 0 | 0
|  |  |  | 1921-10-15 | 0 | 0
|  |  |  | 1921-10-16 | 0 | 0
|  |  |  | 1921-10-17 | 0 | 0
|  |  |  | 1921-10-18 | 0 | 0
|  |  |  | 1921-10-19 | 0 | 0
|  |  |  | 1921-10-20 | 0 | 0
|  |  |  | 1921-10-21 | 0 | 0
|  |  |  | 1921-10-22 | 0 | 0
|  |  |  | 1921-10-23 | 0 | 0
|  |  |  | 1921-10-24 | 0 | 0
|  |  |  | 1921-10-25 | 0 | 0
|  |  |  | 1921-10-26 | 0 | 0
|  |  |  | 1921-10-27 | 0 | 0
|  |  |  | 1921-10-28 | 0 | 0
|  |  |  | 1921-10-29 | 0 | 0
|  |  |  | 1921-10-30 | 0 | 0
|  |  |  | 1921-10-31 | 0 | 0
|  |  |  | 1921-11-01 | 0 | 0
|  |  |  | 1921-11-02 | 0 | 0
|  |  |  | 1921-11-03 | 0 | 0
|  |  |  | 1921-11-04 | 0 | 0
|  |  |  | 1921-11-05 | 0 | 0
|  |  |  | 1921-11-06 | 0 | 0
|  |  |  | 1921-11-07 | 0 | 0
|  |  |  | 1921-11-08 | 0 | 0
|  |  |  | 1921-11-09 | 0 | 0
|  |  |  | 1921-11-10 | 0 | 0
|  |  |  | 1921-11-11 | 0 | 0
|  |  |  | 1921-11-12 | 0 | 0
|  |  |  | 1921-11-13 | 0 | 0
|  |  |  | 1921-11-14 | 0 | 0
|  |  |  | 1921-11-15 | 0 | 0
|  |  |  | 1921-11-16 | 0 | 0
|  |  |  | 1921-11-17 | 0 | 0
|  |  |  | 1921-11-18 | 0 | 0
|  |  |  | 1921-11-19 | 0 | 0
|  |  |  | 1921-11-20 | 0 | 0
|  |  |  | 1921-11-21 | 0 | 0
|  |  |  | 1921-11-22 | 0 | 0
|  |  |  | 1921-11-23 | 0 | 0
|  |  |  | 1921-11-24 | 0 | 0
|  |  |  | 1921-11-25 | 0 | 0
|  |  |  | 1921-11-26 | 0 | 0
|  |  |  | 1921-11-27 | 0 | 0
|  |  |  | 1921-11-28 | 0 | 0
|  |  |  | 1921-11-29 | 0 | 0
|  |  |  | 1921-11-30 | 0 | 0
|  |  |  | 1921-12-01 | 0 | 0
|  |  |  | 1921-12-02 | 0 | 0
|  |  |  | 1921-12-03 | 0 | 0
|  |  |  | 1921-12-04 | 0 | 0
|  |  |  | 1921-12-05 | 0 | 0
|  |  |  | 1921-12-06 | 0 | 0
|  |  |  | 1921-12-07 | 0 | 0
|  |  |  | 1921-12-08 | 0 | 0
|  |  |  | 1921-12-09 | 0 | 0
|  |  |  | 1921-12-10 | 0 | 0
|  |  |  | 1921-12-11 | 0 | 0
|  |  |  | 1921-12-12 | 0 | 0
|  |  |  | 1921-12-13 | 0 | 0
|  |  |  | 1921-12-14 | 0 | 0
|  |  |  | 1921-12-15 | 0 | 0
|  |  |  | 1921-12-16 | 0 | 0
|  |  |  | 1921-12-17 | 0 | 0
|  |  |  | 1921-12-18 | 0 | 0
|  |  |  | 1921-12-19 | 0 | 0
|  |  |  | 1921-12-20 | 0 | 0
|  |  |  | 1921-12-21 | 0 | 0
|  |  |  | 1921-12-22 | 0 | 0
|  |  |  | 1921-12-23 | 0 | 0
|  |  |  | 1921-12-24 | 0 | 0
|  |  |  | 1921-12-25 | 0 | 0
|  |  |  | 1921-12-26 | 0 | 0
|  |  |  | 1921-12-27 | 0 | 0
|  |  |  | 1921-12-28 | 0 | 0
|  |  |  | 1921-12-29 | 0 | 0
|  |  |  | 1921-12-30 | 0 | 0
|  |  |  | 1921-12-31 | 0 | 0
|  |  |  | 1922-01-01 | 0 | 0
|  |  |  | 1922-01-02 | 0 | 0
|  |  |  | 1922-01-03 | 0 | 0
|  |  |  | 1922-01-04 | 0 | 0
|  |  |  | 1922-01-05 | 0 | 0
|  |  |  | 1922-01-06 | 0 | 0
|  |  |  | 1922-01-07 | 0 | 0
|  |  |  | 1922-01-08 | 0 | 0
|  |  |  | 1922-01-09 | 0 | 0
|  |  |  | 1922-01-10 | 0 | 0
|  |  |  | 1922-01-11 | 0 | 0
|  |  |  | 1922-01-12 | 0 | 0
|  |  |  | 1922-01-13 | 0 | 0
|  |  |  | 1922-01-14 | 0 | 0
|  |  |  | 1922-01-15 | 0 | 0
|  |  |  | 1922-01-16 | 0 | 0
|  |  |  | 1922-01-17 | 0 | 0
|  |  |  | 1922-01-18 | 0 | 0
|  |  |  | 1922-01-19 | 0 | 0
|  |  |  | 1922-01-20 | 0 | 0
|  |  |  | 1922-01-21 | 0 | 0
|  |  |  | 1922-01-22 | 0 | 0
|  |  |  | 1922-01-23 | 0 | 0
|  |  |  | 1922-01-24 | 0 | 0
|  |  |  | 1922-01-25 | 0 | 0
|  |  |  | 1922-01-26 | 0 | 0
|  |  |  | 1922-01-27 | 0 | 0
|  |  |  | 1922-01-28 | 0 | 0
|  |  |  | 1922-01-29 | 0 | 0
|  |  |  | 1922-01-30 | 0.1 | 0.1
|  |  |  | 1922-01-31 | 0 | 0
|  |  |  | 1922-02-01 | 0 | 0
|  |  |  | 1922-02-02 | 0 | 0
|  |  |  | 1922-02-03 | 0 | 0
|  |  |  | 1922-02-04 | 0 | 0
|  |  |  | 1922-02-05 | 0 | 0
|  |  |  | 1922-02-06 | 0 | 0
|  |  |  | 1922-02-07 | 0 | 0
|  |  |  | 1922-02-08 | 0 | 0
|  |  |  | 1922-02-09 | 0 | 0
|  |  |  | 1922-02-10 | 0 | 0
|  |  |  | 1922-02-11 | 0 | 0
|  |  |  | 1922-02-12 | 0 | 0
|  |  |  | 1922-02-13 | 0 | 0
|  |  |  | 1922-02-14 | 0 | 0
|  |  |  | 1922-02-15 | 0 | 0
|  |  |  | 1922-02-16 | 0 | 0
|  |  |  | 1922-02-17 | 0 | 0
|  |  |  | 1922-02-18 | 0 | 0
|  |  |  | 1922-02-19 | 0 | 0
|  |  |  | 1922-02-20 | 0 | 0
|  |  |  | 1922-02-21 | 0 | 0
|  |  |  | 1922-02-22 | 0 | 0
|  |  |  | 1922-02-23 | 0 | 0
|  |  |  | 1922-02-24 | 0 | 0
|  |  |  | 1922-02-25 | 0 | 0
|  |  |  | 1922-02-26 | 0 | 0
|  |  |  | 1922-02-27 | 0 | 0
|  |  |  | 1922-02-28 | 0.05 | 0.05
|  |  |  | 1922-03-01 | 0 | 0
|  |  |  | 1922-03-02 | 0 | 0
|  |  |  | 1922-03-03 | 0 | 0
|  |  |  | 1922-03-04 | 0 | 0
|  |  |  | 1922-03-05 | 0 | 0
|  |  |  | 1922-03-06 | 0 | 0
|  |  |  | 1922-03-07 | 0 | 0
|  |  |  | 1922-03-08 | 0 | 0
|  |  |  | 1922-03-09 | 0 | 0
|  |  |  | 1922-03-10 | 0 | 0
|  |  |  | 1922-03-11 | 0 | 0
|  |  |  | 1922-03-12 | 0 | 0
|  |  |  | 1922-03-13 | 0 | 0
|  |  |  | 1922-03-14 | 0 | 0
|  |  |  | 1922-03-15 | 0 | 0
|  |  |  | 1922-03-16 | 0 | 0
|  |  |  | 1922-03-17 | 0 | 0
|  |  |  | 1922-03-18 | 0 | 0
|  |  |  | 1922-03-19 | 0 | 0
|  |  |  | 1922-03-20 | 0 | 0
|  |  |  | 1922-03-21 | 0 | 0
|  |  |  | 1922-03-22 | 0 | 0
|  |  |  | 1922-03-23 | 0 | 0
|  |  |  | 1922-03-24 | 0 | 0
|  |  |  | 1922-03-25 | 0 | 0
|  |  |  | 1922-03-26 | 0 | 0
|  |  |  | 1922-03-27 | 0 | 0
|  |  |  | 1922-03-28 | 0 | 0
|  |  |  | 1922-03-29 | 0 | 0
|  |  |  | 1922-03-30 | 0 | 0
|  |  |  | 1922-03-31 | 0 | 0
|  |  |  | 1922-04-01 | 0 | 0
|  |  |  | 1922-04-02 | 0 | 0
|  |  |  | 1922-04-03 | 0 | 0
|  |  |  | 1922-04-04 | 0 | 0
|  |  |  | 1922-04-05 | 0 | 0
|  |  |  | 1922-04-06 | 0 | 0
|  |  |  | 1922-04-07 | 0 | 0
|  |  |  | 1922-04-08 | 0 | 0
|  |  |  | 1922-04-09 | 0 | 0
|  |  |  | 1922-04-10 | 0 | 0
|  |  |  | 1922-04-11 | 0 | 0
|  |  |  | 1922-04-12 | 0 | 0
|  |  |  | 1922-04-13 | 0 | 0
|  |  |  | 1922-04-14 | 0 | 0
|  |  |  | 1922-04-15 | 0 | 0
|  |  |  | 1922-04-16 | 0 | 0
|  |  |  | 1922-04-17 | 0 | 0
|  |  |  | 1922-04-18 | 0 | 0
|  |  |  | 1922-04-19 | 0 | 0
|  |  |  | 1922-04-20 | 0 | 0
|  |  |  | 1922-04-21 | 0 | 0
|  |  |  | 1922-04-22 | 1.25 | 1.25
|  |  |  | 1922-04-23 | 0.07 | 0.07
|  |  |  | 1922-04-24 | 0 | 0
|  |  |  | 1922-04-25 | 0.16 | 0.16
|  |  |  | 1922-04-26 | 0.82 | 0.82
|  |  |  | 1922-04-27 | 0 | 0
|  |  |  | 1922-04-28 | 0 | 0
|  |  |  | 1922-04-29 | 0 | 0
|  |  |  | 1922-04-30 | 0.33 | 0.33
|  |  |  | 1922-05-01 | 0.08 | 0.08
|  |  |  | 1922-05-02 | 0.3 | 0.3
|  |  |  | 1922-05-03 | 0 | 0
|  |  |  | 1922-05-04 | 0 | 0
|  |  |  | 1922-05-05 | 0 | 0
|  |  |  | 1922-05-06 | 0 | 0
|  |  |  | 1922-05-07 | 0 | 0
|  |  |  | 1922-05-08 | 0 | 0
|  |  |  | 1922-05-09 | 0.25 | 0.25
|  |  |  | 1922-05-10 | 0 | 0
|  |  |  | 1922-05-11 | 0 | 0
|  |  |  | 1922-05-12 | 0 | 0
|  |  |  | 1922-05-13 | 0 | 0
|  |  |  | 1922-05-14 | 0 | 0
|  |  |  | 1922-05-15 | 0 | 0
|  |  |  | 1922-05-16 | 0 | 0
|  |  |  | 1922-05-17 | 0 | 0
|  |  |  | 1922-05-18 | 0 | 0
|  |  |  | 1922-05-19 | 0 | 0
|  |  |  | 1922-05-20 | 0 | 0
|  |  |  | 1922-05-21 | 0 | 0
|  |  |  | 1922-05-22 | 0 | 0
|  |  |  | 1922-05-23 | 0 | 0
|  |  |  | 1922-05-24 | 0 | 0
|  |  |  | 1922-05-25 | 0 | 0
|  |  |  | 1922-05-26 | 0 | 0
|  |  |  | 1922-05-27 | 0.4 | 0.4
|  |  |  | 1922-05-28 | 0 | 0
|  |  |  | 1922-05-29 | 0 | 0
|  |  |  | 1922-05-30 | 0 | 0
|  |  |  | 1922-05-31 | 0.4 | 0.4
|  |  |  | 1922-06-01 | 0.25 | 0.25
|  |  |  | 1922-06-02 | 0 | 0
|  |  |  | 1922-06-03 | 0 | 0
|  |  |  | 1922-06-04 | 0.2 | 0.2
|  |  |  | 1922-06-05 | 0 | 0
|  |  |  | 1922-06-06 | 0 | 0
|  |  |  | 1922-06-07 | 0 | 0
|  |  |  | 1922-06-08 | 0 | 0
|  |  |  | 1922-06-09 | 0 | 0
|  |  |  | 1922-06-10 | 0 | 0
|  |  |  | 1922-06-11 | 0.4 | 0.4
|  |  |  | 1922-06-12 | 0.31 | 0.31
|  |  |  | 1922-06-13 | 0 | 0
|  |  |  | 1922-06-14 | 0 | 0
|  |  |  | 1922-06-15 | 0 | 0
|  |  |  | 1922-06-16 | 0 | 0
|  |  |  | 1922-06-17 | 0 | 0
|  |  |  | 1922-06-18 | 0 | 0
|  |  |  | 1922-06-19 | 0 | 0
|  |  |  | 1922-06-20 | 0 | 0
|  |  |  | 1922-06-21 | 0 | 0
|  |  |  | 1922-06-22 | 0 | 0
|  |  |  | 1922-06-23 | 0 | 0
|  |  |  | 1922-06-24 | 0 | 0
|  |  |  | 1922-06-25 | 0 | 0
|  |  |  | 1922-06-26 | 0 | 0
|  |  |  | 1922-06-27 | 0.51 | 0.51
|  |  |  | 1922-06-28 | 0 | 0
|  |  |  | 1922-06-29 | 0 | 0
|  |  |  | 1922-06-30 | 0.09 | 0.09
|  |  |  | 1922-07-01 | 0.15 | 0.15
|  |  |  | 1922-07-02 | 0 | 0
|  |  |  | 1922-07-03 | 0.72 | 0.72
|  |  |  | 1922-07-04 | 0 | 0
|  |  |  | 1922-07-05 | 0 | 0
|  |  |  | 1922-07-06 | 0 | 0
|  |  |  | 1922-07-07 | 0 | 0
|  |  |  | 1922-07-08 | 0.52 | 0.52
|  |  |  | 1922-07-09 | 0 | 0
|  |  |  | 1922-07-10 | 0 | 0
|  |  |  | 1922-07-11 | 0 | 0
|  |  |  | 1922-07-12 | 0 | 0
|  |  |  | 1922-07-13 | 0 | 0
|  |  |  | 1922-07-14 | 0 | 0
|  |  |  | 1922-07-15 | 0 | 0
|  |  |  | 1922-07-16 | 0 | 0
|  |  |  | 1922-07-17 | 0 | 0
|  |  |  | 1922-07-18 | 0 | 0
|  |  |  | 1922-07-19 | 0 | 0
|  |  |  | 1922-07-20 | 0 | 0
|  |  |  | 1922-07-21 | 0 | 0
|  |  |  | 1922-07-22 | 0 | 0
|  |  |  | 1922-07-23 | 0 | 0
|  |  |  | 1922-07-24 | 0.6 | 0.6
|  |  |  | 1922-07-25 | 0.23 | 0.23
|  |  |  | 1922-07-26 | 0 | 0
|  |  |  | 1922-07-27 | 0 | 0
|  |  |  | 1922-07-28 | 0 | 0
|  |  |  | 1922-07-29 | 0 | 0
|  |  |  | 1922-07-30 | 0 | 0
|  |  |  | 1922-07-31 | 0 | 0
|  |  |  | 1922-08-01 | 0 | 0
|  |  |  | 1922-08-02 | 0 | 0
|  |  |  | 1922-08-03 | 0 | 0
|  |  |  | 1922-08-04 | 0 | 0
|  |  |  | 1922-08-05 | 0 | 0
|  |  |  | 1922-08-06 | 0 | 0
|  |  |  | 1922-08-07 | 0 | 0
|  |  |  | 1922-08-08 | 0 | 0
|  |  |  | 1922-08-09 | 0 | 0
|  |  |  | 1922-08-10 | 0 | 0
|  |  |  | 1922-08-11 | 0 | 0
|  |  |  | 1922-08-12 | 0 | 0
|  |  |  | 1922-08-13 | 0 | 0
|  |  |  | 1922-08-14 | 0 | 0
|  |  |  | 1922-08-15 | 0 | 0
|  |  |  | 1922-08-16 | 0 | 0
|  |  |  | 1922-08-17 | 0.4 | 0.4
|  |  |  | 1922-08-18 | 0 | 0
|  |  |  | 1922-08-19 | 0.53 | 0.53
|  |  |  | 1922-08-20 | 0 | 0
|  |  |  | 1922-08-21 | 0 | 0
|  |  |  | 1922-08-22 | 0 | 0
|  |  |  | 1922-08-23 | 0 | 0
|  |  |  | 1922-08-24 | 0 | 0
|  |  |  | 1922-08-25 | 0 | 0
|  |  |  | 1922-08-26 | 0 | 0
|  |  |  | 1922-08-27 | 0 | 0
|  |  |  | 1922-08-28 | 0 | 0
|  |  |  | 1922-08-29 | 0 | 0
|  |  |  | 1922-08-30 | 0 | 0
|  |  |  | 1922-08-31 | 0 | 0
|  |  |  | 1922-09-01 | 0 | 0
|  |  |  | 1922-09-02 | 0 | 0
|  |  |  | 1922-09-03 | 0 | 0
|  |  |  | 1922-09-04 | 0 | 0
|  |  |  | 1922-09-05 | 0 | 0
|  |  |  | 1922-09-06 | 0 | 0
|  |  |  | 1922-09-07 | 0 | 0
|  |  |  | 1922-09-08 | 0 | 0
|  |  |  | 1922-09-09 | 0 | 0
|  |  |  | 1922-09-10 | 0.72 | 0.72
|  |  |  | 1922-09-11 | 0 | 0
|  |  |  | 1922-09-12 | 0 | 0
|  |  |  | 1922-09-13 | 0 | 0
|  |  |  | 1922-09-14 | 0 | 0
|  |  |  | 1922-09-15 | 0 | 0
|  |  |  | 1922-09-16 | 0 | 0
|  |  |  | 1922-09-17 | 0 | 0
|  |  |  | 1922-09-18 | 0 | 0
|  |  |  | 1922-09-19 | 0.48 | 0.48
|  |  |  | 1922-09-20 | 0 | 0
|  |  |  | 1922-09-21 | 0 | 0
|  |  |  | 1922-09-22 | 0 | 0
|  |  |  | 1922-09-23 | 0 | 0
|  |  |  | 1922-09-24 | 0 | 0
|  |  |  | 1922-09-25 | 0 | 0
|  |  |  | 1922-09-26 | 0 | 0
|  |  |  | 1922-09-27 | 0 | 0
|  |  |  | 1922-09-28 | 0 | 0
|  |  |  | 1922-09-29 | 0 | 0
|  |  |  | 1922-09-30 | 0 | 0
|  |  |  | 1922-10-01 | 0 | 0
|  |  |  | 1922-10-02 | 0 | 0
|  |  |  | 1922-10-03 | 0 | 0
|  |  |  | 1922-10-04 | 0 | 0
|  |  |  | 1922-10-05 | 0 | 0
|  |  |  | 1922-10-06 | 0 | 0
|  |  |  | 1922-10-07 | 0 | 0
|  |  |  | 1922-10-08 | 0 | 0
|  |  |  | 1922-10-09 | 0 | 0
|  |  |  | 1922-10-10 | 0 | 0
|  |  |  | 1922-10-11 | 0 | 0
|  |  |  | 1922-10-12 | 0 | 0
|  |  |  | 1922-10-13 | 0 | 0
|  |  |  | 1922-10-14 | 0 | 0
|  |  |  | 1922-10-15 | 0 | 0
|  |  |  | 1922-10-16 |  | 0
|  |  |  | 1922-10-17 |  | 0
|  |  |  | 1922-10-18 |  | 0
|  |  |  | 1922-10-19 |  | 0
|  |  |  | 1922-10-20 |  | 0
|  |  |  | 1922-10-21 | 0 | 0
|  |  |  | 1922-10-22 | 0.32 | 0.32
|  |  |  | 1922-10-23 | 0 | 0
|  |  |  | 1922-10-24 | 0.14 | 0.14
|  |  |  | 1922-10-25 | 0 | 0
|  |  |  | 1922-10-26 | 0 | 0
|  |  |  | 1922-10-27 | 0 | 0
|  |  |  | 1922-10-28 | 0 | 0
|  |  |  | 1922-10-29 | 0 | 0
|  |  |  | 1922-10-30 | 0.25 | 0.25
|  |  |  | 1922-10-31 | 0 | 0
|  |  |  | 1922-11-01 | 0 | 0
|  |  |  | 1922-11-02 | 0 | 0
|  |  |  | 1922-11-03 | 0 | 0
|  |  |  | 1922-11-04 | 0 | 0
|  |  |  | 1922-11-05 | 0 | 0
|  |  |  | 1922-11-06 | 0 | 0
|  |  |  | 1922-11-07 | 0 | 0
|  |  |  | 1922-11-08 | 0 | 0
|  |  |  | 1922-11-09 | 0 | 0
|  |  |  | 1922-11-10 | 0 | 0
|  |  |  | 1922-11-11 | 0 | 0
|  |  |  | 1922-11-12 | 0 | 0
|  |  |  | 1922-11-13 | 0 | 0
|  |  |  | 1922-11-14 | 0 | 0
|  |  |  | 1922-11-15 | 0 | 0
|  |  |  | 1922-11-16 | 0 | 0
|  |  |  | 1922-11-17 | 0 | 0
|  |  |  | 1922-11-18 | 0 | 0
|  |  |  | 1922-11-19 | 0 | 0
|  |  |  | 1922-11-20 | 0 | 0
|  |  |  | 1922-11-21 | 0 | 0
|  |  |  | 1922-11-22 | 0 | 0
|  |  |  | 1922-11-23 | 0 | 0
|  |  |  | 1922-11-24 | 0 | 0
|  |  |  | 1922-11-25 | 0 | 0
|  |  |  | 1922-11-26 | 0 | 0
|  |  |  | 1922-11-27 | 0 | 0
|  |  |  | 1922-11-28 | 0 | 0
|  |  |  | 1922-11-29 | 0.38 | 0.38
|  |  |  | 1922-11-30 | 0 | 0
|  |  |  | 1923-01-01 | 0 | 0
|  |  |  | 1923-01-02 | 0 | 0
|  |  |  | 1923-01-03 | 0 | 0
|  |  |  | 1923-01-04 | 0 | 0
|  |  |  | 1923-01-05 | 0 | 0
|  |  |  | 1923-01-06 | 0 | 0
|  |  |  | 1923-01-07 | 0 | 0
|  |  |  | 1923-01-08 | 0 | 0
|  |  |  | 1923-01-09 | 0 | 0
|  |  |  | 1923-01-10 | 0 | 0
|  |  |  | 1923-01-11 | 0 | 0
|  |  |  | 1923-01-12 | 0 | 0
|  |  |  | 1923-01-13 | 0 | 0
|  |  |  | 1923-01-14 | 0 | 0
|  |  |  | 1923-01-15 | 0 | 0
|  |  |  | 1923-01-16 | 0.43 | 0.43
|  |  |  | 1923-01-17 | 0 | 0
|  |  |  | 1923-01-18 | 0 | 0
|  |  |  | 1923-01-19 | 0 | 0
|  |  |  | 1923-01-20 | 0 | 0
|  |  |  | 1923-01-21 | 0.44 | 0.44
|  |  |  | 1923-01-22 | 0 | 0
|  |  |  | 1923-01-23 | 0 | 0
|  |  |  | 1923-01-24 | 0 | 0
|  |  |  | 1923-01-25 | 0 | 0
|  |  |  | 1923-01-26 | 0 | 0
|  |  |  | 1923-01-27 | 0 | 0
|  |  |  | 1923-01-28 | 0 | 0
|  |  |  | 1923-01-29 | 0 | 0
|  |  |  | 1923-01-30 | 0 | 0
|  |  |  | 1923-01-31 | 0 | 0
|  |  |  | 1923-02-01 | 0 | 0
|  |  |  | 1923-02-02 | 0 | 0
|  |  |  | 1923-02-03 | 0 | 0
|  |  |  | 1923-02-04 | 0 | 0
|  |  |  | 1923-02-05 | 0 | 0
|  |  |  | 1923-02-06 | 0 | 0
|  |  |  | 1923-02-07 | 0 | 0
|  |  |  | 1923-02-08 | 0 | 0
|  |  |  | 1923-02-09 | 0 | 0
|  |  |  | 1923-02-10 | 0 | 0
|  |  |  | 1923-02-11 | 0 | 0
|  |  |  | 1923-02-12 | 0 | 0
|  |  |  | 1923-02-13 | 0 | 0
|  |  |  | 1923-02-14 | 0 | 0
|  |  |  | 1923-02-15 | 0 | 0
|  |  |  | 1923-02-16 | 0.75 | 0.75
|  |  |  | 1923-02-17 | 0 | 0
|  |  |  | 1923-02-18 | 0 | 0
|  |  |  | 1923-02-19 | 0 | 0
|  |  |  | 1923-02-20 | 0 | 0
|  |  |  | 1923-02-21 | 0 | 0
|  |  |  | 1923-02-22 | 0 | 0
|  |  |  | 1923-02-23 | 0 | 0
|  |  |  | 1923-02-24 | 0.38 | 0.38
|  |  |  | 1923-02-25 | 0 | 0
|  |  |  | 1923-02-26 | 0 | 0
|  |  |  | 1923-02-27 | 0.13 | 0.13
|  |  |  | 1923-02-28 | 0 | 0
|  |  |  | 1923-03-01 | 0 | 0
|  |  |  | 1923-03-02 | 0.16 | 0.16
|  |  |  | 1923-03-03 | 0 | 0
|  |  |  | 1923-03-04 | 0 | 0
|  |  |  | 1923-03-05 | 0 | 0
|  |  |  | 1923-03-06 | 0 | 0
|  |  |  | 1923-03-07 | 0 | 0
|  |  |  | 1923-03-08 | 0 | 0
|  |  |  | 1923-03-09 | 0 | 0
|  |  |  | 1923-03-10 | 0 | 0
|  |  |  | 1923-03-11 | 0 | 0
|  |  |  | 1923-03-12 | 0 | 0
|  |  |  | 1923-03-13 | 0 | 0
|  |  |  | 1923-03-14 | 0 | 0
|  |  |  | 1923-03-15 | 0 | 0
|  |  |  | 1923-03-16 | 0 | 0
|  |  |  | 1923-03-17 | 0 | 0
|  |  |  | 1923-03-18 | 0 | 0
|  |  |  | 1923-03-19 | 0 | 0
|  |  |  | 1923-03-20 | 0 | 0
|  |  |  | 1923-03-21 | 0 | 0
|  |  |  | 1923-03-22 | 0 | 0
|  |  |  | 1923-03-23 | 0 | 0
|  |  |  | 1923-03-24 | 0 | 0
|  |  |  | 1923-03-25 | 0 | 0
|  |  |  | 1923-03-26 | 0 | 0
|  |  |  | 1923-03-27 | 0 | 0
|  |  |  | 1923-03-28 | 0.6 | 0.6
|  |  |  | 1923-03-29 | 0 | 0
|  |  |  | 1923-03-30 | 0 | 0
|  |  |  | 1923-03-31 | 0 | 0
|  |  |  | 1923-04-01 | 0 | 0
|  |  |  | 1923-04-02 | 0 | 0
|  |  |  | 1923-04-03 | 0 | 0
|  |  |  | 1923-04-04 | 0 | 0
|  |  |  | 1923-04-05 | 0 | 0
|  |  |  | 1923-04-06 | 0 | 0
|  |  |  | 1923-04-07 | 0 | 0
|  |  |  | 1923-04-08 | 0 | 0
|  |  |  | 1923-04-09 | 0 | 0
|  |  |  | 1923-04-10 | 0 | 0
|  |  |  | 1923-04-11 | 0 | 0
|  |  |  | 1923-04-12 | 0.48 | 0.48
|  |  |  | 1923-04-13 | 0 | 0
|  |  |  | 1923-04-14 | 0 | 0
|  |  |  | 1923-04-15 | 0 | 0
|  |  |  | 1923-04-16 | 0 | 0
|  |  |  | 1923-04-17 | 0 | 0
|  |  |  | 1923-04-18 | 0 | 0
|  |  |  | 1923-04-19 | 0 | 0
|  |  |  | 1923-04-20 | 0 | 0
|  |  |  | 1923-04-21 | 0 | 0
|  |  |  | 1923-04-22 | 0 | 0
|  |  |  | 1923-04-23 | 0 | 0
|  |  |  | 1923-04-24 | 0 | 0
|  |  |  | 1923-04-25 | 0 | 0
|  |  |  | 1923-04-26 | 0 | 0
|  |  |  | 1923-04-27 | 0 | 0
|  |  |  | 1923-04-28 | 0 | 0
|  |  |  | 1923-04-29 | 0 | 0
|  |  |  | 1923-04-30 | 0 | 0
|  |  |  | 1923-05-01 | 0 | 0
|  |  |  | 1923-05-02 | 0 | 0
|  |  |  | 1923-05-03 | 0 | 0
|  |  |  | 1923-05-04 | 0 | 0
|  |  |  | 1923-05-05 | 0 | 0
|  |  |  | 1923-05-06 | 0 | 0
|  |  |  | 1923-05-07 | 0 | 0
|  |  |  | 1923-05-08 | 0 | 0
|  |  |  | 1923-05-09 | 0 | 0
|  |  |  | 1923-05-10 | 0 | 0
|  |  |  | 1923-05-11 | 0 | 0
|  |  |  | 1923-05-12 | 0 | 0
|  |  |  | 1923-05-13 | 0 | 0
|  |  |  | 1923-05-14 | 0 | 0
|  |  |  | 1923-05-15 | 0 | 0
|  |  |  | 1923-05-16 | 0 | 0
|  |  |  | 1923-05-17 | 0 | 0
|  |  |  | 1923-05-18 | 0 | 0
|  |  |  | 1923-05-19 | 0 | 0
|  |  |  | 1923-05-20 | 0 | 0
|  |  |  | 1923-05-21 | 0 | 0
|  |  |  | 1923-05-22 | 0 | 0
|  |  |  | 1923-05-23 | 0 | 0
|  |  |  | 1923-05-24 | 0 | 0
|  |  |  | 1923-05-25 | 0 | 0
|  |  |  | 1923-05-26 | 0 | 0
|  |  |  | 1923-05-27 | 0 | 0
|  |  |  | 1923-05-28 | 0 | 0
|  |  |  | 1923-05-29 | 0 | 0
|  |  |  | 1923-05-30 | 0 | 0
|  |  |  | 1923-05-31 | 0 | 0
|  |  |  | 1923-06-01 | 0 | 0
|  |  |  | 1923-06-02 | 0.12 | 0.12
|  |  |  | 1923-06-03 | 0 | 0
|  |  |  | 1923-06-04 | 0 | 0
|  |  |  | 1923-06-05 | 0 | 0
|  |  |  | 1923-06-06 | 0 | 0
|  |  |  | 1923-06-07 | 0 | 0
|  |  |  | 1923-06-08 | 0 | 0
|  |  |  | 1923-06-09 | 0 | 0
|  |  |  | 1923-06-10 | 0 | 0
|  |  |  | 1923-06-11 | 0 | 0
|  |  |  | 1923-06-12 | 0 | 0
|  |  |  | 1923-06-13 | 0 | 0
|  |  |  | 1923-06-14 | 0 | 0
|  |  |  | 1923-06-15 | 0 | 0
|  |  |  | 1923-06-16 | 0 | 0
|  |  |  | 1923-06-17 | 0 | 0
|  |  |  | 1923-06-18 | 0.94 | 0.94
|  |  |  | 1923-06-19 | 0.1 | 0.1
|  |  |  | 1923-06-20 | 0.42 | 0.42
|  |  |  | 1923-06-21 | 0.2 | 0.2
|  |  |  | 1923-06-22 | 0 | 0
|  |  |  | 1923-06-23 | 0 | 0
|  |  |  | 1923-06-24 | 0 | 0
|  |  |  | 1923-06-25 | 0 | 0
|  |  |  | 1923-06-26 | 0 | 0
|  |  |  | 1923-06-27 | 0 | 0
|  |  |  | 1923-06-28 | 0 | 0
|  |  |  | 1923-06-29 | 0 | 0
|  |  |  | 1923-06-30 | 0 | 0
|  |  |  | 1923-07-01 | 0 | 0
|  |  |  | 1923-07-02 | 0 | 0
|  |  |  | 1923-07-03 | 0 | 0
|  |  |  | 1923-07-04 | 0 | 0
|  |  |  | 1923-07-05 | 0 | 0
|  |  |  | 1923-07-06 | 0 | 0
|  |  |  | 1923-07-07 | 0.62 | 0.62
|  |  |  | 1923-07-08 | 0 | 0
|  |  |  | 1923-07-09 | 0.4 | 0.4
|  |  |  | 1923-07-10 | 0 | 0
|  |  |  | 1923-07-11 | 0 | 0
|  |  |  | 1923-07-12 | 0 | 0
|  |  |  | 1923-07-13 | 0 | 0
|  |  |  | 1923-07-14 | 0 | 0
|  |  |  | 1923-07-15 | 0 | 0
|  |  |  | 1923-07-16 | 0 | 0
|  |  |  | 1923-07-17 | 0 | 0
|  |  |  | 1923-07-18 | 0 | 0
|  |  |  | 1923-07-19 | 0 | 0
|  |  |  | 1923-07-20 | 0.5 | 0.5
|  |  |  | 1923-07-21 | 1.17 | 1.17
|  |  |  | 1923-07-22 | 0 | 0
|  |  |  | 1923-07-23 | 0 | 0
|  |  |  | 1923-07-24 | 0 | 0
|  |  |  | 1923-07-25 | 0.12 | 0.12
|  |  |  | 1923-07-26 | 0 | 0
|  |  |  | 1923-07-27 | 0 | 0
|  |  |  | 1923-07-28 | 0 | 0
|  |  |  | 1923-07-29 | 0 | 0
|  |  |  | 1923-07-30 | 0 | 0
|  |  |  | 1923-07-31 | 0 | 0
|  |  |  | 1923-08-01 | 0 | 0
|  |  |  | 1923-08-02 | 0 | 0
|  |  |  | 1923-08-03 | 0 | 0
|  |  |  | 1923-08-04 | 0 | 0
|  |  |  | 1923-08-05 | 0 | 0
|  |  |  | 1923-08-06 | 1 | 1
|  |  |  | 1923-08-07 | 0.42 | 0.42
|  |  |  | 1923-08-08 | 0 | 0
|  |  |  | 1923-08-09 | 0 | 0
|  |  |  | 1923-08-10 | 0 | 0
|  |  |  | 1923-08-11 | 0 | 0
|  |  |  | 1923-08-12 | 0 | 0
|  |  |  | 1923-08-13 | 0 | 0
|  |  |  | 1923-08-14 | 0 | 0
|  |  |  | 1923-08-15 | 0 | 0
|  |  |  | 1923-08-16 | 0 | 0
|  |  |  | 1923-08-17 | 0 | 0
|  |  |  | 1923-08-18 | 0.53 | 0.53
|  |  |  | 1923-08-19 | 0.43 | 0.43
|  |  |  | 1923-08-20 | 0 | 0
|  |  |  | 1923-08-21 | 0 | 0
|  |  |  | 1923-08-22 | 0 | 0
|  |  |  | 1923-08-23 | 0 | 0
|  |  |  | 1923-08-24 | 0.64 | 0.64
|  |  |  | 1923-08-25 | 0.99 | 0.99
|  |  |  | 1923-08-26 | 0 | 0
|  |  |  | 1923-08-27 | 0 | 0
|  |  |  | 1923-08-28 | 0 | 0
|  |  |  | 1923-08-29 | 0 | 0
|  |  |  | 1923-08-30 | 0 | 0
|  |  |  | 1923-08-31 | 0.84 | 0.84
|  |  |  | 1923-09-01 | 0 | 0
|  |  |  | 1923-09-02 | 0 | 0
|  |  |  | 1923-09-03 | 0.08 | 0.08
|  |  |  | 1923-09-04 | 0 | 0
|  |  |  | 1923-09-05 | 0 | 0
|  |  |  | 1923-09-06 | 0 | 0
|  |  |  | 1923-09-07 | 0 | 0
|  |  |  | 1923-09-08 | 0 | 0
|  |  |  | 1923-09-09 | 0 | 0
|  |  |  | 1923-09-10 | 0 | 0
|  |  |  | 1923-09-11 | 0 | 0
|  |  |  | 1923-09-12 | 0 | 0
|  |  |  | 1923-09-13 | 0 | 0
|  |  |  | 1923-09-14 | 0 | 0
|  |  |  | 1923-09-15 | 0 | 0
|  |  |  | 1923-09-16 | 0 | 0
|  |  |  | 1923-09-17 | 1.36 | 1.36
|  |  |  | 1923-09-18 | 0 | 0
|  |  |  | 1923-09-19 | 0 | 0
|  |  |  | 1923-09-20 | 0 | 0
|  |  |  | 1923-09-21 | 0 | 0
|  |  |  | 1923-09-22 | 0 | 0
|  |  |  | 1923-09-23 | 0 | 0
|  |  |  | 1923-09-24 | 0 | 0
|  |  |  | 1923-09-25 | 0 | 0
|  |  |  | 1923-09-26 | 0 | 0
|  |  |  | 1923-09-27 | 0 | 0
|  |  |  | 1923-09-28 | 0 | 0
|  |  |  | 1923-09-29 | 0 | 0
|  |  |  | 1923-09-30 | 0 | 0
|  |  |  | 1923-10-01 | 0 | 0
|  |  |  | 1923-10-02 | 0 | 0
|  |  |  | 1923-10-03 | 0 | 0
|  |  |  | 1923-10-04 | 0 | 0
|  |  |  | 1923-10-05 | 0 | 0
|  |  |  | 1923-10-06 | 0 | 0
|  |  |  | 1923-10-07 | 0 | 0
|  |  |  | 1923-10-08 | 0 | 0
|  |  |  | 1923-10-09 | 0 | 0
|  |  |  | 1923-10-10 | 0 | 0
|  |  |  | 1923-10-11 | 0 | 0
|  |  |  | 1923-10-12 | 0 | 0
|  |  |  | 1923-10-13 | 0 | 0
|  |  |  | 1923-10-14 | 0 | 0
|  |  |  | 1923-10-15 | 0 | 0
|  |  |  | 1923-10-16 | 0 | 0
|  |  |  | 1923-10-17 | 0 | 0
|  |  |  | 1923-10-18 | 0 | 0
|  |  |  | 1923-10-19 | 0 | 0
|  |  |  | 1923-10-20 | 0 | 0
|  |  |  | 1923-10-21 | 0 | 0
|  |  |  | 1923-10-22 | 0 | 0
|  |  |  | 1923-10-23 | 0 | 0
|  |  |  | 1923-10-24 | 0 | 0
|  |  |  | 1923-10-25 | 0 | 0
|  |  |  | 1923-10-26 | 0 | 0
|  |  |  | 1923-10-27 | 0 | 0
|  |  |  | 1923-10-28 | 1.07 | 1.07
|  |  |  | 1923-10-29 | 0 | 0
|  |  |  | 1923-10-30 | 0 | 0
|  |  |  | 1923-10-31 | 0.97 | 0.97
|  |  |  | 1923-11-01 | 0 | 0
|  |  |  | 1923-11-02 | 0 | 0
|  |  |  | 1923-11-03 | 0 | 0
|  |  |  | 1923-11-04 | 0 | 0
|  |  |  | 1923-11-05 | 0 | 0
|  |  |  | 1923-11-06 | 0 | 0
|  |  |  | 1923-11-07 | 0 | 0
|  |  |  | 1923-11-08 | 0 | 0
|  |  |  | 1923-11-09 | 0 | 0
|  |  |  | 1923-11-10 | 0 | 0
|  |  |  | 1923-11-11 | 0 | 0
|  |  |  | 1923-11-12 | 0 | 0
|  |  |  | 1923-11-13 | 0.81 | 0.81
|  |  |  | 1923-11-14 | 0 | 0
|  |  |  | 1923-11-15 | 0 | 0
|  |  |  | 1923-11-16 | 0 | 0
|  |  |  | 1923-11-17 | 0 | 0
|  |  |  | 1923-11-18 | 0 | 0
|  |  |  | 1923-11-19 | 0 | 0
|  |  |  | 1923-11-20 | 0.11 | 0.11
|  |  |  | 1923-11-21 | 0 | 0
|  |  |  | 1923-11-22 | 0 | 0
|  |  |  | 1923-11-23 | 0 | 0
|  |  |  | 1923-11-24 | 0 | 0
|  |  |  | 1923-11-25 | 0 | 0
|  |  |  | 1923-11-26 | 0 | 0
|  |  |  | 1923-11-27 | 0 | 0
|  |  |  | 1923-11-28 | 0 | 0
|  |  |  | 1923-11-29 | 0 | 0
|  |  |  | 1923-11-30 | 0 | 0
|  |  |  | 1923-12-01 | 0 | 0
|  |  |  | 1923-12-02 | 0.37 | 0.37
|  |  |  | 1923-12-03 | 0 | 0
|  |  |  | 1923-12-04 | 0 | 0
|  |  |  | 1923-12-05 | 0 | 0
|  |  |  | 1923-12-06 | 0 | 0
|  |  |  | 1923-12-07 | 0 | 0
|  |  |  | 1923-12-08 | 0 | 0
|  |  |  | 1923-12-09 | 0 | 0
|  |  |  | 1923-12-10 | 0.26 | 0.26
|  |  |  | 1923-12-11 | 0 | 0
|  |  |  | 1923-12-12 | 0 | 0
|  |  |  | 1923-12-13 | 0 | 0
|  |  |  | 1923-12-14 | 0 | 0
|  |  |  | 1923-12-15 | 0 | 0
|  |  |  | 1923-12-16 | 0 | 0
|  |  |  | 1923-12-17 | 0.33 | 0.33
|  |  |  | 1923-12-18 | 0 | 0
|  |  |  | 1923-12-19 | 0 | 0
|  |  |  | 1923-12-20 | 0 | 0
|  |  |  | 1923-12-21 | 0 | 0
|  |  |  | 1923-12-22 | 0 | 0
|  |  |  | 1923-12-23 | 0 | 0
|  |  |  | 1923-12-24 | 0 | 0
|  |  |  | 1923-12-25 | 0 | 0
|  |  |  | 1923-12-26 | 0 | 0
|  |  |  | 1923-12-27 | 0 | 0
|  |  |  | 1923-12-28 | 0 | 0
|  |  |  | 1923-12-29 | 0 | 0
|  |  |  | 1923-12-30 | 0 | 0
|  |  |  | 1923-12-31 | 0 | 0
|  |  |  | 1924-02-01 | 0 | 0
|  |  |  | 1924-02-02 | 0 | 0
|  |  |  | 1924-02-03 | 0 | 0
|  |  |  | 1924-02-04 | 0 | 0
|  |  |  | 1924-02-05 | 0 | 0
|  |  |  | 1924-02-06 | 0 | 0
|  |  |  | 1924-02-07 | 0 | 0
|  |  |  | 1924-02-08 | 0 | 0
|  |  |  | 1924-02-09 | 0 | 0
|  |  |  | 1924-02-10 | 0 | 0
|  |  |  | 1924-02-11 | 0 | 0
|  |  |  | 1924-02-12 | 0 | 0
|  |  |  | 1924-02-13 | 0 | 0
|  |  |  | 1924-02-14 | 0 | 0
|  |  |  | 1924-02-15 | 0 | 0
|  |  |  | 1924-02-16 | 0.76 | 0.76
|  |  |  | 1924-02-17 | 0 | 0
|  |  |  | 1924-02-18 | 0 | 0
|  |  |  | 1924-02-19 | 0 | 0
|  |  |  | 1924-02-20 | 0 | 0
|  |  |  | 1924-02-21 | 0 | 0
|  |  |  | 1924-02-22 | 0 | 0
|  |  |  | 1924-02-23 | 0 | 0
|  |  |  | 1924-02-24 | 0 | 0
|  |  |  | 1924-02-25 | 0.6 | 0.6
|  |  |  | 1924-02-26 | 0 | 0
|  |  |  | 1924-02-27 | 0 | 0
|  |  |  | 1924-02-28 | 0.6 | 0.6
|  |  |  | 1924-02-29 | 0 | 0
|  |  |  | 1924-03-01 | 0 | 0
|  |  |  | 1924-03-02 | 0 | 0
|  |  |  | 1924-03-03 | 0 | 0
|  |  |  | 1924-03-04 | 0 | 0
|  |  |  | 1924-03-05 | 0 | 0
|  |  |  | 1924-03-06 | 0 | 0
|  |  |  | 1924-03-07 | 0 | 0
|  |  |  | 1924-03-08 | 0 | 0
|  |  |  | 1924-03-09 | 0 | 0
|  |  |  | 1924-03-10 | 0 | 0
|  |  |  | 1924-03-11 | 0 | 0
|  |  |  | 1924-03-12 | 0 | 0
|  |  |  | 1924-03-13 | 0 | 0
|  |  |  | 1924-03-14 | 0 | 0
|  |  |  | 1924-03-15 | 0 | 0
|  |  |  | 1924-03-16 | 0 | 0
|  |  |  | 1924-03-17 | 0 | 0
|  |  |  | 1924-03-18 | 0 | 0
|  |  |  | 1924-03-19 | 0.3 | 0.3
|  |  |  | 1924-03-20 | 0 | 0
|  |  |  | 1924-03-21 | 0 | 0
|  |  |  | 1924-03-22 | 0 | 0
|  |  |  | 1924-03-23 | 0 | 0
|  |  |  | 1924-03-24 | 0 | 0
|  |  |  | 1924-03-25 | 0 | 0
|  |  |  | 1924-03-26 | 0 | 0
|  |  |  | 1924-03-27 | 0 | 0
|  |  |  | 1924-03-28 | 0 | 0
|  |  |  | 1924-03-29 | 0 | 0
|  |  |  | 1924-03-30 | 0 | 0
|  |  |  | 1924-03-31 | 0 | 0
|  |  |  | 1924-04-01 | 0 | 0
|  |  |  | 1924-04-02 | 0 | 0
|  |  |  | 1924-04-03 | 0 | 0
|  |  |  | 1924-04-04 | 0 | 0
|  |  |  | 1924-04-05 | 0 | 0
|  |  |  | 1924-04-06 | 0 | 0
|  |  |  | 1924-04-07 | 0 | 0
|  |  |  | 1924-04-08 | 0 | 0
|  |  |  | 1924-04-09 | 0 | 0
|  |  |  | 1924-04-10 | 0 | 0
|  |  |  | 1924-04-11 | 0 | 0
|  |  |  | 1924-04-12 | 0 | 0
|  |  |  | 1924-04-13 | 0 | 0
|  |  |  | 1924-04-14 | 0 | 0
|  |  |  | 1924-04-15 | 0 | 0
|  |  |  | 1924-04-16 | 0 | 0
|  |  |  | 1924-04-17 | 0 | 0
|  |  |  | 1924-04-18 | 0 | 0
|  |  |  | 1924-04-19 | 0 | 0
|  |  |  | 1924-04-20 | 0 | 0
|  |  |  | 1924-04-21 | 0 | 0
|  |  |  | 1924-04-22 | 0 | 0
|  |  |  | 1924-04-23 | 0 | 0
|  |  |  | 1924-04-24 | 0 | 0
|  |  |  | 1924-04-25 | 0 | 0
|  |  |  | 1924-04-26 | 0 | 0
|  |  |  | 1924-04-27 | 0 | 0
|  |  |  | 1924-04-28 | 0 | 0
|  |  |  | 1924-04-29 | 0 | 0
|  |  |  | 1924-04-30 | 0 | 0
|  |  |  | 1924-05-01 | 0 | 0
|  |  |  | 1924-05-02 | 0 | 0
|  |  |  | 1924-05-03 | 0 | 0
|  |  |  | 1924-05-04 | 0 | 0
|  |  |  | 1924-05-05 | 0 | 0
|  |  |  | 1924-05-06 | 0 | 0
|  |  |  | 1924-05-07 | 0 | 0
|  |  |  | 1924-05-08 | 0 | 0
|  |  |  | 1924-05-09 | 0 | 0
|  |  |  | 1924-05-10 | 0 | 0
|  |  |  | 1924-05-11 | 0 | 0
|  |  |  | 1924-05-12 | 0 | 0
|  |  |  | 1924-05-13 | 0 | 0
|  |  |  | 1924-05-14 | 0 | 0
|  |  |  | 1924-05-15 | 0 | 0
|  |  |  | 1924-05-16 | 0 | 0
|  |  |  | 1924-05-17 | 0 | 0
|  |  |  | 1924-05-18 | 0 | 0
|  |  |  | 1924-05-19 | 0 | 0
|  |  |  | 1924-05-20 | 0 | 0
|  |  |  | 1924-05-21 | 0 | 0
|  |  |  | 1924-05-22 | 0 | 0
|  |  |  | 1924-05-23 | 0 | 0
|  |  |  | 1924-05-24 | 0 | 0
|  |  |  | 1924-05-25 | 0.55 | 0.55
|  |  |  | 1924-05-26 | 0 | 0
|  |  |  | 1924-05-27 | 0 | 0
|  |  |  | 1924-05-28 | 0 | 0
|  |  |  | 1924-05-29 | 0 | 0
|  |  |  | 1924-05-30 | 0 | 0
|  |  |  | 1924-05-31 | 0.09 | 0.09
|  |  |  | 1924-06-01 | 0 | 0
|  |  |  | 1924-06-02 | 0.22 | 0.22
|  |  |  | 1924-06-03 | 0 | 0
|  |  |  | 1924-06-04 | 0 | 0
|  |  |  | 1924-06-05 | 0 | 0
|  |  |  | 1924-06-06 | 0 | 0
|  |  |  | 1924-06-07 | 0 | 0
|  |  |  | 1924-06-08 | 0 | 0
|  |  |  | 1924-06-09 | 0 | 0
|  |  |  | 1924-06-10 | 0 | 0
|  |  |  | 1924-06-11 | 0 | 0
|  |  |  | 1924-06-12 | 0 | 0
|  |  |  | 1924-06-13 | 0 | 0
|  |  |  | 1924-06-14 | 0 | 0
|  |  |  | 1924-06-15 | 0 | 0
|  |  |  | 1924-06-16 | 0 | 0
|  |  |  | 1924-06-17 | 0 | 0
|  |  |  | 1924-06-18 | 0 | 0
|  |  |  | 1924-06-19 | 0 | 0
|  |  |  | 1924-06-20 | 0 | 0
|  |  |  | 1924-06-21 | 0 | 0
|  |  |  | 1924-06-22 | 0 | 0
|  |  |  | 1924-06-23 | 0 | 0
|  |  |  | 1924-06-24 | 0 | 0
|  |  |  | 1924-06-25 | 0 | 0
|  |  |  | 1924-06-26 | 0 | 0
|  |  |  | 1924-06-27 | 0 | 0
|  |  |  | 1924-06-28 | 0 | 0
|  |  |  | 1924-06-29 | 0 | 0
|  |  |  | 1924-06-30 | 0 | 0
|  |  |  | 1924-07-01 | 0 | 0
|  |  |  | 1924-07-02 | 0.43 | 0.43
|  |  |  | 1924-07-03 | 0 | 0
|  |  |  | 1924-07-04 | 0 | 0
|  |  |  | 1924-07-05 | 0.26 | 0.26
|  |  |  | 1924-07-06 | 0 | 0
|  |  |  | 1924-07-07 | 0 | 0
|  |  |  | 1924-07-08 | 0 | 0
|  |  |  | 1924-07-09 | 0 | 0
|  |  |  | 1924-07-10 | 0 | 0
|  |  |  | 1924-07-11 | 0 | 0
|  |  |  | 1924-07-12 | 0 | 0
|  |  |  | 1924-07-13 | 0 | 0
|  |  |  | 1924-07-14 | 0 | 0
|  |  |  | 1924-07-15 | 0 | 0
|  |  |  | 1924-07-16 | 0.3 | 0.3
|  |  |  | 1924-07-17 | 0 | 0
|  |  |  | 1924-07-18 | 0.65 | 0.65
|  |  |  | 1924-07-19 | 1.15 | 1.15
|  |  |  | 1924-07-20 | 0 | 0
|  |  |  | 1924-07-21 | 0.95 | 0.95
|  |  |  | 1924-07-22 | 0 | 0
|  |  |  | 1924-07-23 | 0 | 0
|  |  |  | 1924-07-24 | 0 | 0
|  |  |  | 1924-07-25 | 0 | 0
|  |  |  | 1924-07-26 | 0 | 0
|  |  |  | 1924-07-27 | 0.51 | 0.51
|  |  |  | 1924-07-28 | 0 | 0
|  |  |  | 1924-07-29 | 0 | 0
|  |  |  | 1924-07-30 | 0 | 0
|  |  |  | 1924-07-31 | 0 | 0
|  |  |  | 1924-08-01 | 0 | 0
|  |  |  | 1924-08-02 | 0 | 0
|  |  |  | 1924-08-03 | 0 | 0
|  |  |  | 1924-08-04 | 0 | 0
|  |  |  | 1924-08-05 | 0.4 | 0.4
|  |  |  | 1924-08-06 | 0 | 0
|  |  |  | 1924-08-07 | 0 | 0
|  |  |  | 1924-08-08 | 0 | 0
|  |  |  | 1924-08-09 | 0 | 0
|  |  |  | 1924-08-10 | 0 | 0
|  |  |  | 1924-08-11 | 0 | 0
|  |  |  | 1924-08-12 | 0 | 0
|  |  |  | 1924-08-13 | 0 | 0
|  |  |  | 1924-08-14 | 0 | 0
|  |  |  | 1924-08-15 | 0.3 | 0.3
|  |  |  | 1924-08-16 | 0 | 0
|  |  |  | 1924-08-17 | 0.15 | 0.15
|  |  |  | 1924-08-18 | 0 | 0
|  |  |  | 1924-08-19 | 0 | 0
|  |  |  | 1924-08-20 | 0 | 0
|  |  |  | 1924-08-21 | 0 | 0
|  |  |  | 1924-08-22 | 0 | 0
|  |  |  | 1924-08-23 | 0 | 0
|  |  |  | 1924-08-24 | 0 | 0
|  |  |  | 1924-08-25 | 0 | 0
|  |  |  | 1924-08-26 | 0 | 0
|  |  |  | 1924-08-27 | 0 | 0
|  |  |  | 1924-08-28 | 0 | 0
|  |  |  | 1924-08-29 | 0.6 | 0.6
|  |  |  | 1924-08-30 | 0 | 0
|  |  |  | 1924-08-31 | 0 | 0
|  |  |  | 1924-09-01 | 0 | 0
|  |  |  | 1924-09-02 | 0.33 | 0.33
|  |  |  | 1924-09-03 | 0 | 0
|  |  |  | 1924-09-04 | 0 | 0
|  |  |  | 1924-09-05 | 0 | 0
|  |  |  | 1924-09-06 | 0 | 0
|  |  |  | 1924-09-07 | 0 | 0
|  |  |  | 1924-09-08 | 0 | 0
|  |  |  | 1924-09-09 | 0 | 0
|  |  |  | 1924-09-10 | 0 | 0
|  |  |  | 1924-09-11 | 0 | 0
|  |  |  | 1924-09-12 | 0 | 0
|  |  |  | 1924-09-13 | 0 | 0
|  |  |  | 1924-09-14 | 0.33 | 0.33
|  |  |  | 1924-09-15 | 1.57 | 1.57
|  |  |  | 1924-09-16 | 0.2 | 0.2
|  |  |  | 1924-09-17 | 0 | 0
|  |  |  | 1924-09-18 | 0 | 0
|  |  |  | 1924-09-19 | 0 | 0
|  |  |  | 1924-09-20 | 0 | 0
|  |  |  | 1924-09-21 | 0 | 0
|  |  |  | 1924-09-22 | 0 | 0
|  |  |  | 1924-09-23 | 0 | 0
|  |  |  | 1924-09-24 | 0 | 0
|  |  |  | 1924-09-25 | 0 | 0
|  |  |  | 1924-09-26 | 0 | 0
|  |  |  | 1924-09-27 | 0 | 0
|  |  |  | 1924-09-28 | 0 | 0
|  |  |  | 1924-09-29 | 0 | 0
|  |  |  | 1924-09-30 | 0 | 0
|  |  |  | 1924-11-01 | 0 | 0
|  |  |  | 1924-11-02 | 0 | 0
|  |  |  | 1924-11-03 | 0 | 0
|  |  |  | 1924-11-04 | 0 | 0
|  |  |  | 1924-11-05 | 0 | 0
|  |  |  | 1924-11-06 | 0 | 0
|  |  |  | 1924-11-07 | 0 | 0
|  |  |  | 1924-11-08 | 0 | 0
|  |  |  | 1924-11-09 | 0 | 0
|  |  |  | 1924-11-10 | 0 | 0
|  |  |  | 1924-11-11 | 0 | 0
|  |  |  | 1924-11-12 | 0 | 0
|  |  |  | 1924-11-13 | 0 | 0
|  |  |  | 1924-11-14 | 0 | 0
|  |  |  | 1924-11-15 | 0 | 0
|  |  |  | 1924-11-16 | 0 | 0
|  |  |  | 1924-11-17 | 0 | 0
|  |  |  | 1924-11-18 | 0 | 0
|  |  |  | 1924-11-19 | 0 | 0
|  |  |  | 1924-11-20 | 0 | 0
|  |  |  | 1924-11-21 | 0 | 0
|  |  |  | 1924-11-22 | 0 | 0
|  |  |  | 1924-11-23 | 0 | 0
|  |  |  | 1924-11-24 | 0 | 0
|  |  |  | 1924-11-25 | 0 | 0
|  |  |  | 1924-11-26 | 0 | 0
|  |  |  | 1924-11-27 | 0 | 0
|  |  |  | 1924-11-28 | 0 | 0
|  |  |  | 1924-11-29 | 0 | 0
|  |  |  | 1924-11-30 | 0 | 0
|  |  |  | 1924-12-01 | 0 | 0
|  |  |  | 1924-12-02 | 0 | 0
|  |  |  | 1924-12-03 | 0 | 0
|  |  |  | 1924-12-04 | 0 | 0
|  |  |  | 1924-12-05 | 0 | 0
|  |  |  | 1924-12-06 | 0 | 0
|  |  |  | 1924-12-07 | 0 | 0
|  |  |  | 1924-12-08 | 0 | 0
|  |  |  | 1924-12-09 | 0.12 | 0.12
|  |  |  | 1924-12-10 | 0 | 0
|  |  |  | 1924-12-11 | 0 | 0
|  |  |  | 1924-12-12 | 0 | 0
|  |  |  | 1924-12-13 | 0 | 0
|  |  |  | 1924-12-14 | 0 | 0
|  |  |  | 1924-12-15 | 0 | 0
|  |  |  | 1924-12-16 | 0 | 0
|  |  |  | 1924-12-17 | 0 | 0
|  |  |  | 1924-12-18 | 0 | 0
|  |  |  | 1924-12-19 | 0 | 0
|  |  |  | 1924-12-20 | 0 | 0
|  |  |  | 1924-12-21 | 0 | 0
|  |  |  | 1924-12-22 | 0 | 0
|  |  |  | 1924-12-23 | 0 | 0
|  |  |  | 1924-12-24 | 0 | 0
|  |  |  | 1924-12-25 | 0 | 0
|  |  |  | 1924-12-26 | 0 | 0
|  |  |  | 1924-12-27 | 0 | 0
|  |  |  | 1924-12-28 | 0 | 0
|  |  |  | 1924-12-29 | 0 | 0
|  |  |  | 1924-12-30 | 0 | 0
|  |  |  | 1924-12-31 | 0 | 0
|  |  |  | 1925-01-01 | 0 | 0
|  |  |  | 1925-01-02 | 0 | 0
|  |  |  | 1925-01-03 | 0 | 0
|  |  |  | 1925-01-04 | 0 | 0
|  |  |  | 1925-01-05 | 0 | 0
|  |  |  | 1925-01-06 | 0 | 0
|  |  |  | 1925-01-07 | 0 | 0
|  |  |  | 1925-01-08 | 0 | 0
|  |  |  | 1925-01-09 | 0 | 0
|  |  |  | 1925-01-10 | 0 | 0
|  |  |  | 1925-01-11 | 0 | 0
|  |  |  | 1925-01-12 | 0 | 0
|  |  |  | 1925-01-13 | 0 | 0
|  |  |  | 1925-01-14 | 0 | 0
|  |  |  | 1925-01-15 | 0 | 0
|  |  |  | 1925-01-16 | 0 | 0
|  |  |  | 1925-01-17 | 0 | 0
|  |  |  | 1925-01-18 | 0 | 0
|  |  |  | 1925-01-19 | 0 | 0
|  |  |  | 1925-01-20 | 0 | 0
|  |  |  | 1925-01-21 | 0 | 0
|  |  |  | 1925-01-22 | 0 | 0
|  |  |  | 1925-01-23 | 0 | 0
|  |  |  | 1925-01-24 | 0 | 0
|  |  |  | 1925-01-25 | 0 | 0
|  |  |  | 1925-01-26 | 0 | 0
|  |  |  | 1925-01-27 | 0 | 0
|  |  |  | 1925-01-28 | 0 | 0
|  |  |  | 1925-01-29 | 0 | 0
|  |  |  | 1925-01-30 | 0 | 0
|  |  |  | 1925-01-31 | 0 | 0
|  |  |  | 1925-02-01 | 0 | 0
|  |  |  | 1925-02-02 | 0 | 0
|  |  |  | 1925-02-03 | 0 | 0
|  |  |  | 1925-02-04 | 0 | 0
|  |  |  | 1925-02-05 | 0 | 0
|  |  |  | 1925-02-06 | 0 | 0
|  |  |  | 1925-02-07 | 0 | 0
|  |  |  | 1925-02-08 | 0 | 0
|  |  |  | 1925-02-09 | 0 | 0
|  |  |  | 1925-02-10 | 0 | 0
|  |  |  | 1925-02-11 | 0 | 0
|  |  |  | 1925-02-12 | 0 | 0
|  |  |  | 1925-02-13 | 0 | 0
|  |  |  | 1925-02-14 | 0 | 0
|  |  |  | 1925-02-15 | 0 | 0
|  |  |  | 1925-02-16 | 0 | 0
|  |  |  | 1925-02-17 | 0 | 0
|  |  |  | 1925-02-18 | 0 | 0
|  |  |  | 1925-02-19 | 0 | 0
|  |  |  | 1925-02-20 | 0 | 0
|  |  |  | 1925-02-21 | 0 | 0
|  |  |  | 1925-02-22 | 0 | 0
|  |  |  | 1925-02-23 | 0 | 0
|  |  |  | 1925-02-24 | 0 | 0
|  |  |  | 1925-02-25 | 0 | 0
|  |  |  | 1925-02-26 | 0 | 0
|  |  |  | 1925-02-27 | 0 | 0
|  |  |  | 1925-02-28 | 0 | 0
|  |  |  | 1925-03-01 | 0 | 0
|  |  |  | 1925-03-02 | 0 | 0
|  |  |  | 1925-03-03 | 0 | 0
|  |  |  | 1925-03-04 | 0 | 0
|  |  |  | 1925-03-05 | 0 | 0
|  |  |  | 1925-03-06 | 0 | 0
|  |  |  | 1925-03-07 | 0 | 0
|  |  |  | 1925-03-08 | 0 | 0
|  |  |  | 1925-03-09 | 0 | 0
|  |  |  | 1925-03-10 | 0 | 0
|  |  |  | 1925-03-11 | 0 | 0
|  |  |  | 1925-03-12 | 0 | 0
|  |  |  | 1925-03-13 | 0 | 0
|  |  |  | 1925-03-14 | 0 | 0
|  |  |  | 1925-03-15 | 0 | 0
|  |  |  | 1925-03-16 | 0 | 0
|  |  |  | 1925-03-17 | 0 | 0
|  |  |  | 1925-03-18 | 0 | 0
|  |  |  | 1925-03-19 | 0 | 0
|  |  |  | 1925-03-20 | 0 | 0
|  |  |  | 1925-03-21 | 0 | 0
|  |  |  | 1925-03-22 | 0 | 0
|  |  |  | 1925-03-23 | 0 | 0
|  |  |  | 1925-03-24 | 0 | 0
|  |  |  | 1925-03-25 | 0 | 0
|  |  |  | 1925-03-26 | 0 | 0
|  |  |  | 1925-03-27 | 0 | 0
|  |  |  | 1925-03-28 | 0 | 0
|  |  |  | 1925-03-29 | 0 | 0
|  |  |  | 1925-03-30 | 0 | 0
|  |  |  | 1925-03-31 | 0 | 0
|  |  |  | 1925-04-01 | 0 | 0
|  |  |  | 1925-04-02 | 0 | 0
|  |  |  | 1925-04-03 | 0 | 0
|  |  |  | 1925-04-04 | 0 | 0
|  |  |  | 1925-04-05 | 0 | 0
|  |  |  | 1925-04-06 | 0 | 0
|  |  |  | 1925-04-07 | 0 | 0
|  |  |  | 1925-04-08 | 0 | 0
|  |  |  | 1925-04-09 | 0 | 0
|  |  |  | 1925-04-10 | 0 | 0
|  |  |  | 1925-04-11 | 0.38 | 0.38
|  |  |  | 1925-04-12 | 0 | 0
|  |  |  | 1925-04-13 | 0 | 0
|  |  |  | 1925-04-14 | 0 | 0
|  |  |  | 1925-04-15 | 0 | 0
|  |  |  | 1925-04-16 | 0 | 0
|  |  |  | 1925-04-17 | 0 | 0
|  |  |  | 1925-04-18 | 0 | 0
|  |  |  | 1925-04-19 | 0 | 0
|  |  |  | 1925-04-20 | 0 | 0
|  |  |  | 1925-04-21 | 0 | 0
|  |  |  | 1925-04-22 | 0 | 0
|  |  |  | 1925-04-23 | 0 | 0
|  |  |  | 1925-04-24 | 0 | 0
|  |  |  | 1925-04-25 | 0 | 0
|  |  |  | 1925-04-26 | 0 | 0
|  |  |  | 1925-04-27 | 0.37 | 0.37
|  |  |  | 1925-04-28 | 0 | 0
|  |  |  | 1925-04-29 | 0 | 0
|  |  |  | 1925-04-30 | 0 | 0
|  |  |  | 1925-05-01 | 0 | 0
|  |  |  | 1925-05-02 | 0 | 0
|  |  |  | 1925-05-03 | 0 | 0
|  |  |  | 1925-05-04 | 0 | 0
|  |  |  | 1925-05-05 | 0.53 | 0.53
|  |  |  | 1925-05-06 | 0 | 0
|  |  |  | 1925-05-07 | 0.4 | 0.4
|  |  |  | 1925-05-08 | 0 | 0
|  |  |  | 1925-05-09 | 0 | 0
|  |  |  | 1925-05-10 | 0 | 0
|  |  |  | 1925-05-11 | 0 | 0
|  |  |  | 1925-05-12 | 0 | 0
|  |  |  | 1925-05-13 | 0 | 0
|  |  |  | 1925-05-14 | 0 | 0
|  |  |  | 1925-05-15 | 0 | 0
|  |  |  | 1925-05-16 | 0 | 0
|  |  |  | 1925-05-17 | 0 | 0
|  |  |  | 1925-05-18 | 0 | 0
|  |  |  | 1925-05-19 | 0 | 0
|  |  |  | 1925-05-20 | 0 | 0
|  |  |  | 1925-05-21 | 0 | 0
|  |  |  | 1925-05-22 | 0 | 0
|  |  |  | 1925-05-23 | 0 | 0
|  |  |  | 1925-05-24 | 0 | 0
|  |  |  | 1925-05-25 | 0 | 0
|  |  |  | 1925-05-26 | 0.75 | 0.75
|  |  |  | 1925-05-27 | 0 | 0
|  |  |  | 1925-05-28 | 0.4 | 0.4
|  |  |  | 1925-05-29 | 0 | 0
|  |  |  | 1925-05-30 | 0.68 | 0.68
|  |  |  | 1925-05-31 | 0 | 0
|  |  |  | 1925-06-01 | 0 | 0
|  |  |  | 1925-06-02 | 0 | 0
|  |  |  | 1925-06-03 | 0 | 0
|  |  |  | 1925-06-04 | 0 | 0
|  |  |  | 1925-06-05 | 0 | 0
|  |  |  | 1925-06-06 | 0 | 0
|  |  |  | 1925-06-07 | 0 | 0
|  |  |  | 1925-06-08 | 0 | 0
|  |  |  | 1925-06-09 | 0 | 0
|  |  |  | 1925-06-10 | 0 | 0
|  |  |  | 1925-06-11 | 0 | 0
|  |  |  | 1925-06-12 | 0 | 0
|  |  |  | 1925-06-13 | 0 | 0
|  |  |  | 1925-06-14 | 0 | 0
|  |  |  | 1925-06-15 | 0 | 0
|  |  |  | 1925-06-16 | 0 | 0
|  |  |  | 1925-06-17 | 0 | 0
|  |  |  | 1925-06-18 | 0 | 0
|  |  |  | 1925-06-19 | 0 | 0
|  |  |  | 1925-06-20 | 0 | 0
|  |  |  | 1925-06-21 | 0 | 0
|  |  |  | 1925-06-22 | 0 | 0
|  |  |  | 1925-06-23 | 0 | 0
|  |  |  | 1925-06-24 | 0 | 0
|  |  |  | 1925-06-25 | 0.27 | 0.27
|  |  |  | 1925-06-26 | 0 | 0
|  |  |  | 1925-06-27 | 0 | 0
|  |  |  | 1925-06-28 | 0 | 0
|  |  |  | 1925-06-29 | 0 | 0
|  |  |  | 1925-06-30 | 0 | 0
|  |  |  | 1925-07-01 | 0 | 0
|  |  |  | 1925-07-02 | 0 | 0
|  |  |  | 1925-07-03 | 0.57 | 0.57
|  |  |  | 1925-07-04 | 0 | 0
|  |  |  | 1925-07-05 | 0 | 0
|  |  |  | 1925-07-06 | 0 | 0
|  |  |  | 1925-07-07 | 0 | 0
|  |  |  | 1925-07-08 | 0 | 0
|  |  |  | 1925-07-09 | 0 | 0
|  |  |  | 1925-07-10 | 0 | 0
|  |  |  | 1925-07-11 | 0 | 0
|  |  |  | 1925-07-12 | 0.45 | 0.45
|  |  |  | 1925-07-13 | 0 | 0
|  |  |  | 1925-07-14 | 0 | 0
|  |  |  | 1925-07-15 | 0 | 0
|  |  |  | 1925-07-16 | 0 | 0
|  |  |  | 1925-07-17 | 0 | 0
|  |  |  | 1925-07-18 | 0 | 0
|  |  |  | 1925-07-19 | 0 | 0
|  |  |  | 1925-07-20 | 0 | 0
|  |  |  | 1925-07-21 | 0 | 0
|  |  |  | 1925-07-22 | 0 | 0
|  |  |  | 1925-07-23 | 0 | 0
|  |  |  | 1925-07-24 | 0 | 0
|  |  |  | 1925-07-25 | 0 | 0
|  |  |  | 1925-07-26 | 0 | 0
|  |  |  | 1925-07-27 | 0 | 0
|  |  |  | 1925-07-28 | 0 | 0
|  |  |  | 1925-07-29 | 0 | 0
|  |  |  | 1925-07-30 | 0.6 | 0.6
|  |  |  | 1925-07-31 | 0.65 | 0.65
|  |  |  | 1925-08-01 | 0 | 0
|  |  |  | 1925-08-02 | 0 | 0
|  |  |  | 1925-08-03 | 0 | 0
|  |  |  | 1925-08-04 | 0 | 0
|  |  |  | 1925-08-05 | 0.4 | 0.4
|  |  |  | 1925-08-06 | 1.32 | 1.32
|  |  |  | 1925-08-07 | 0 | 0
|  |  |  | 1925-08-08 | 0.27 | 0.27
|  |  |  | 1925-08-09 | 1.47 | 1.47
|  |  |  | 1925-08-10 | 0 | 0
|  |  |  | 1925-08-11 | 0 | 0
|  |  |  | 1925-08-12 | 0 | 0
|  |  |  | 1925-08-13 | 0 | 0
|  |  |  | 1925-08-14 | 0 | 0
|  |  |  | 1925-08-15 | 0 | 0
|  |  |  | 1925-08-16 | 0 | 0
|  |  |  | 1925-08-17 | 0 | 0
|  |  |  | 1925-08-18 | 0 | 0
|  |  |  | 1925-08-19 | 0 | 0
|  |  |  | 1925-08-20 | 0 | 0
|  |  |  | 1925-08-21 | 0 | 0
|  |  |  | 1925-08-22 | 0 | 0
|  |  |  | 1925-08-23 | 0 | 0
|  |  |  | 1925-08-24 | 0 | 0
|  |  |  | 1925-08-25 | 0 | 0
|  |  |  | 1925-08-26 | 0.15 | 0.15
|  |  |  | 1925-08-27 | 0 | 0
|  |  |  | 1925-08-28 | 0.25 | 0.25
|  |  |  | 1925-08-29 | 0 | 0
|  |  |  | 1925-08-30 | 1.25 | 1.25
|  |  |  | 1925-08-31 | 0 | 0
|  |  |  | 1925-09-01 | 0 | 0
|  |  |  | 1925-09-02 | 0.7 | 0.7
|  |  |  | 1925-09-03 | 0 | 0
|  |  |  | 1925-09-04 | 0.8 | 0.8
|  |  |  | 1925-09-05 | 0 | 0
|  |  |  | 1925-09-06 | 0.22 | 0.22
|  |  |  | 1925-09-07 | 0 | 0
|  |  |  | 1925-09-08 | 0 | 0
|  |  |  | 1925-09-09 | 0 | 0
|  |  |  | 1925-09-10 | 0 | 0
|  |  |  | 1925-09-11 | 0 | 0
|  |  |  | 1925-09-12 | 0 | 0
|  |  |  | 1925-09-13 | 0 | 0
|  |  |  | 1925-09-14 | 0.4 | 0.4
|  |  |  | 1925-09-15 | 0 | 0
|  |  |  | 1925-09-16 | 0.45 | 0.45
|  |  |  | 1925-09-17 | 0 | 0
|  |  |  | 1925-09-18 | 0 | 0
|  |  |  | 1925-09-19 | 0 | 0
|  |  |  | 1925-09-20 | 0 | 0
|  |  |  | 1925-09-21 | 0 | 0
|  |  |  | 1925-09-22 | 0 | 0
|  |  |  | 1925-09-23 | 0 | 0
|  |  |  | 1925-09-24 | 0 | 0
|  |  |  | 1925-09-25 | 0 | 0
|  |  |  | 1925-09-26 | 0 | 0
|  |  |  | 1925-09-27 | 0 | 0
|  |  |  | 1925-09-28 | 0 | 0
|  |  |  | 1925-09-29 | 0 | 0
|  |  |  | 1925-09-30 | 0 | 0
|  |  |  | 1925-10-01 | 0 | 0
|  |  |  | 1925-10-02 | 0 | 0
|  |  |  | 1925-10-03 | 0 | 0
|  |  |  | 1925-10-04 | 0 | 0
|  |  |  | 1925-10-05 | 0 | 0
|  |  |  | 1925-10-06 | 0.64 | 0.64
|  |  |  | 1925-10-07 | 0 | 0
|  |  |  | 1925-10-08 | 0 | 0
|  |  |  | 1925-10-09 | 0.46 | 0.46
|  |  |  | 1925-10-10 | 0 | 0
|  |  |  | 1925-10-11 | 0.41 | 0.41
|  |  |  | 1925-10-12 | 0 | 0
|  |  |  | 1925-10-13 | 0 | 0
|  |  |  | 1925-10-14 | 0 | 0
|  |  |  | 1925-10-15 | 0.53 | 0.53
|  |  |  | 1925-10-16 | 0 | 0
|  |  |  | 1925-10-17 | 0 | 0
|  |  |  | 1925-10-18 | 0 | 0
|  |  |  | 1925-10-19 | 0 | 0
|  |  |  | 1925-10-20 | 0 | 0
|  |  |  | 1925-10-21 | 0 | 0
|  |  |  | 1925-10-22 | 0 | 0
|  |  |  | 1925-10-23 | 0 | 0
|  |  |  | 1925-10-24 | 0 | 0
|  |  |  | 1925-10-25 | 0.28 | 0.28
|  |  |  | 1925-10-26 | 0 | 0
|  |  |  | 1925-10-27 | 0 | 0
|  |  |  | 1925-10-28 | 0 | 0
|  |  |  | 1925-10-29 | 0 | 0
|  |  |  | 1925-10-30 | 0 | 0
|  |  |  | 1925-10-31 | 0 | 0
|  |  |  | 1925-11-01 | 0 | 0
|  |  |  | 1925-11-02 | 0 | 0
|  |  |  | 1925-11-03 | 0 | 0
|  |  |  | 1925-11-04 | 0 | 0
|  |  |  | 1925-11-05 | 0 | 0
|  |  |  | 1925-11-06 | 0 | 0
|  |  |  | 1925-11-07 | 0 | 0
|  |  |  | 1925-11-08 | 0 | 0
|  |  |  | 1925-11-09 | 0 | 0
|  |  |  | 1925-11-10 | 0 | 0
|  |  |  | 1925-11-11 | 0 | 0
|  |  |  | 1925-11-12 | 0 | 0
|  |  |  | 1925-11-13 | 0 | 0
|  |  |  | 1925-11-14 | 0 | 0
|  |  |  | 1925-11-15 | 0 | 0
|  |  |  | 1925-11-16 | 0 | 0
|  |  |  | 1925-11-17 | 0 | 0
|  |  |  | 1925-11-18 | 0 | 0
|  |  |  | 1925-11-19 | 0 | 0
|  |  |  | 1925-11-20 | 0 | 0
|  |  |  | 1925-11-21 | 0 | 0
|  |  |  | 1925-11-22 | 0 | 0
|  |  |  | 1925-11-23 | 0 | 0
|  |  |  | 1925-11-24 | 0 | 0
|  |  |  | 1925-11-25 | 0 | 0
|  |  |  | 1925-11-26 | 0 | 0
|  |  |  | 1925-11-27 | 0 | 0
|  |  |  | 1925-11-28 | 0.6 | 0.6
|  |  |  | 1925-11-29 | 0 | 0
|  |  |  | 1925-11-30 | 0 | 0
|  |  |  | 1925-12-01 | 0 | 0
|  |  |  | 1925-12-02 | 0 | 0
|  |  |  | 1925-12-03 | 0 | 0
|  |  |  | 1925-12-04 | 0 | 0
|  |  |  | 1925-12-05 | 0 | 0
|  |  |  | 1925-12-06 | 0 | 0
|  |  |  | 1925-12-07 | 0 | 0
|  |  |  | 1925-12-08 | 0 | 0
|  |  |  | 1925-12-09 | 0 | 0
|  |  |  | 1925-12-10 | 0 | 0
|  |  |  | 1925-12-11 | 0 | 0
|  |  |  | 1925-12-12 | 0 | 0
|  |  |  | 1925-12-13 | 0 | 0
|  |  |  | 1925-12-14 | 0 | 0
|  |  |  | 1925-12-15 | 0 | 0
|  |  |  | 1925-12-16 | 0 | 0
|  |  |  | 1925-12-17 | 0 | 0
|  |  |  | 1925-12-18 | 0 | 0
|  |  |  | 1925-12-19 | 0 | 0
|  |  |  | 1925-12-20 | 0 | 0
|  |  |  | 1925-12-21 | 0 | 0
|  |  |  | 1925-12-22 | 0 | 0
|  |  |  | 1925-12-23 | 0 | 0
|  |  |  | 1925-12-24 | 0 | 0
|  |  |  | 1925-12-25 | 0 | 0
|  |  |  | 1925-12-26 | 0 | 0
|  |  |  | 1925-12-27 | 0 | 0
|  |  |  | 1925-12-28 | 0 | 0
|  |  |  | 1925-12-29 | 0 | 0
|  |  |  | 1925-12-30 | 0 | 0
|  |  |  | 1925-12-31 | 0 | 0
|  |  |  | 1927-02-01 | 0 | 0
|  |  |  | 1927-02-02 | 0 | 0
|  |  |  | 1927-02-03 | 0 | 0
|  |  |  | 1927-02-04 | 0 | 0
|  |  |  | 1927-02-05 | 0 | 0
|  |  |  | 1927-02-06 | 0 | 0
|  |  |  | 1927-02-07 | 0 | 0
|  |  |  | 1927-02-08 | 0 | 0
|  |  |  | 1927-02-09 | 0 | 0
|  |  |  | 1927-02-10 | 0 | 0
|  |  |  | 1927-02-11 | 0 | 0
|  |  |  | 1927-02-12 | 0.26 | 0.26
|  |  |  | 1927-02-13 | 0 | 0
|  |  |  | 1927-02-14 | 0 | 0
|  |  |  | 1927-02-15 | 0 | 0
|  |  |  | 1927-02-16 | 0 | 0
|  |  |  | 1927-02-17 | 0 | 0
|  |  |  | 1927-02-18 | 0.06 | 0.06
|  |  |  | 1927-02-19 | 0 | 0
|  |  |  | 1927-02-20 | 0 | 0
|  |  |  | 1927-02-21 | 0 | 0
|  |  |  | 1927-02-22 | 0 | 0
|  |  |  | 1927-02-23 | 0 | 0
|  |  |  | 1927-02-24 | 0 | 0
|  |  |  | 1927-02-25 | 0 | 0
|  |  |  | 1927-02-26 | 0 | 0
|  |  |  | 1927-02-27 | 0 | 0
|  |  |  | 1927-02-28 | 0 | 0
|  |  |  | 1927-03-01 | 0 | 0
|  |  |  | 1927-03-02 | 0 | 0
|  |  |  | 1927-03-03 | 0 | 0
|  |  |  | 1927-03-04 | 0 | 0
|  |  |  | 1927-03-05 | 0 | 0
|  |  |  | 1927-03-06 | 0.32 | 0.32
|  |  |  | 1927-03-07 | 0 | 0
|  |  |  | 1927-03-08 | 0 | 0
|  |  |  | 1927-03-09 | 0 | 0
|  |  |  | 1927-03-10 | 0 | 0
|  |  |  | 1927-03-11 | 0 | 0
|  |  |  | 1927-03-12 | 0 | 0
|  |  |  | 1927-03-13 | 0 | 0
|  |  |  | 1927-03-14 | 0 | 0
|  |  |  | 1927-03-15 | 0 | 0
|  |  |  | 1927-03-16 | 0 | 0
|  |  |  | 1927-03-17 | 0 | 0
|  |  |  | 1927-03-18 | 0 | 0
|  |  |  | 1927-03-19 | 0 | 0
|  |  |  | 1927-03-20 | 0 | 0
|  |  |  | 1927-03-21 | 0 | 0
|  |  |  | 1927-03-22 | 0 | 0
|  |  |  | 1927-03-23 | 0 | 0
|  |  |  | 1927-03-24 | 0 | 0
|  |  |  | 1927-03-25 | 0 | 0
|  |  |  | 1927-03-26 | 0 | 0
|  |  |  | 1927-03-27 | 0 | 0
|  |  |  | 1927-03-28 | 0 | 0
|  |  |  | 1927-03-29 | 0 | 0
|  |  |  | 1927-03-30 | 0 | 0
|  |  |  | 1927-03-31 | 0 | 0
|  |  |  | 1927-04-01 | 0 | 0
|  |  |  | 1927-04-02 | 0 | 0
|  |  |  | 1927-04-03 | 0 | 0
|  |  |  | 1927-04-04 | 0 | 0
|  |  |  | 1927-04-05 | 0 | 0
|  |  |  | 1927-04-06 | 0.58 | 0.58
|  |  |  | 1927-04-07 | 0 | 0
|  |  |  | 1927-04-08 | 0 | 0
|  |  |  | 1927-04-09 | 0 | 0
|  |  |  | 1927-04-10 | 0 | 0
|  |  |  | 1927-04-11 | 0 | 0
|  |  |  | 1927-04-12 | 0 | 0
|  |  |  | 1927-04-13 | 0 | 0
|  |  |  | 1927-04-14 | 0 | 0
|  |  |  | 1927-04-15 | 0 | 0
|  |  |  | 1927-04-16 | 0 | 0
|  |  |  | 1927-04-17 | 0 | 0
|  |  |  | 1927-04-18 | 0 | 0
|  |  |  | 1927-04-19 | 0 | 0
|  |  |  | 1927-04-20 | 0 | 0
|  |  |  | 1927-04-21 | 0 | 0
|  |  |  | 1927-04-22 | 0 | 0
|  |  |  | 1927-04-23 | 0 | 0
|  |  |  | 1927-04-24 | 0 | 0
|  |  |  | 1927-04-25 | 0 | 0
|  |  |  | 1927-04-26 | 0 | 0
|  |  |  | 1927-04-27 | 0 | 0
|  |  |  | 1927-04-28 | 0 | 0
|  |  |  | 1927-04-29 | 0 | 0
|  |  |  | 1927-04-30 | 0 | 0
|  |  |  | 1927-05-01 | 0 | 0
|  |  |  | 1927-05-02 | 0 | 0
|  |  |  | 1927-05-03 | 0 | 0
|  |  |  | 1927-05-04 | 0 | 0
|  |  |  | 1927-05-05 | 0 | 0
|  |  |  | 1927-05-06 | 0 | 0
|  |  |  | 1927-05-07 | 0 | 0
|  |  |  | 1927-05-08 | 0 | 0
|  |  |  | 1927-05-09 | 0 | 0
|  |  |  | 1927-05-10 | 0 | 0
|  |  |  | 1927-05-11 | 0 | 0
|  |  |  | 1927-05-12 | 0.44 | 0.44
|  |  |  | 1927-05-13 | 0 | 0
|  |  |  | 1927-05-14 | 0 | 0
|  |  |  | 1927-05-15 | 0 | 0
|  |  |  | 1927-05-16 | 0 | 0
|  |  |  | 1927-05-17 | 0 | 0
|  |  |  | 1927-05-18 | 0 | 0
|  |  |  | 1927-05-19 | 0 | 0
|  |  |  | 1927-05-20 | 0 | 0
|  |  |  | 1927-05-21 | 0 | 0
|  |  |  | 1927-05-22 | 0 | 0
|  |  |  | 1927-05-23 | 0 | 0
|  |  |  | 1927-05-24 | 0 | 0
|  |  |  | 1927-05-25 | 0 | 0
|  |  |  | 1927-05-26 | 0 | 0
|  |  |  | 1927-05-27 | 0 | 0
|  |  |  | 1927-05-28 | 0 | 0
|  |  |  | 1927-05-29 | 0 | 0
|  |  |  | 1927-05-30 | 0 | 0
|  |  |  | 1927-05-31 | 0 | 0
|  |  |  | 1927-06-01 | 0 | 0
|  |  |  | 1927-06-02 | 0.26 | 0.26
|  |  |  | 1927-06-03 | 0 | 0
|  |  |  | 1927-06-04 | 0 | 0
|  |  |  | 1927-06-05 | 0 | 0
|  |  |  | 1927-06-06 | 0 | 0
|  |  |  | 1927-06-07 | 0 | 0
|  |  |  | 1927-06-08 | 0 | 0
|  |  |  | 1927-06-09 | 0 | 0
|  |  |  | 1927-06-10 | 0 | 0
|  |  |  | 1927-06-11 | 0 | 0
|  |  |  | 1927-06-12 | 0 | 0
|  |  |  | 1927-06-13 | 0 | 0
|  |  |  | 1927-06-14 | 0 | 0
|  |  |  | 1927-06-15 | 0.21 | 0.21
|  |  |  | 1927-06-16 | 0 | 0
|  |  |  | 1927-06-17 | 0 | 0
|  |  |  | 1927-06-18 | 0 | 0
|  |  |  | 1927-06-19 | 0 | 0
|  |  |  | 1927-06-20 | 0 | 0
|  |  |  | 1927-06-21 | 0 | 0
|  |  |  | 1927-06-22 | 0 | 0
|  |  |  | 1927-06-23 | 0 | 0
|  |  |  | 1927-06-24 | 0 | 0
|  |  |  | 1927-06-25 | 0 | 0
|  |  |  | 1927-06-26 | 0 | 0
|  |  |  | 1927-06-27 | 0 | 0
|  |  |  | 1927-06-28 | 0 | 0
|  |  |  | 1927-06-29 | 0 | 0
|  |  |  | 1927-06-30 | 0.14 | 0.14
|  |  |  | 1927-07-01 | 0 | 0
|  |  |  | 1927-07-02 | 0 | 0
|  |  |  | 1927-07-03 | 0 | 0
|  |  |  | 1927-07-04 | 0 | 0
|  |  |  | 1927-07-05 | 0 | 0
|  |  |  | 1927-07-06 | 0 | 0
|  |  |  | 1927-07-07 | 0 | 0
|  |  |  | 1927-07-08 | 0 | 0
|  |  |  | 1927-07-09 | 0 | 0
|  |  |  | 1927-07-10 | 0 | 0
|  |  |  | 1927-07-11 | 0 | 0
|  |  |  | 1927-07-12 | 0.6 | 0.6
|  |  |  | 1927-07-13 | 0.78 | 0.78
|  |  |  | 1927-07-14 | 0 | 0
|  |  |  | 1927-07-15 | 0 | 0
|  |  |  | 1927-07-16 | 0 | 0
|  |  |  | 1927-07-17 | 0 | 0
|  |  |  | 1927-07-18 | 0 | 0
|  |  |  | 1927-07-19 | 0 | 0
|  |  |  | 1927-07-20 | 0 | 0
|  |  |  | 1927-07-21 | 0 | 0
|  |  |  | 1927-07-22 | 0 | 0
|  |  |  | 1927-07-23 | 0 | 0
|  |  |  | 1927-07-24 | 0 | 0
|  |  |  | 1927-07-25 | 0 | 0
|  |  |  | 1927-07-26 | 0 | 0
|  |  |  | 1927-07-27 | 1 | 1
|  |  |  | 1927-07-28 | 0.78 | 0.78
|  |  |  | 1927-07-29 | 0 | 0
|  |  |  | 1927-07-30 | 0 | 0
|  |  |  | 1927-07-31 | 0 | 0
|  |  |  | 1927-08-01 | 0 | 0
|  |  |  | 1927-08-02 | 0 | 0
|  |  |  | 1927-08-03 | 0 | 0
|  |  |  | 1927-08-04 | 0 | 0
|  |  |  | 1927-08-05 | 0 | 0
|  |  |  | 1927-08-06 | 0 | 0
|  |  |  | 1927-08-07 | 0.53 | 0.53
|  |  |  | 1927-08-08 | 0 | 0
|  |  |  | 1927-08-09 | 0 | 0
|  |  |  | 1927-08-10 | 0 | 0
|  |  |  | 1927-08-11 | 0 | 0
|  |  |  | 1927-08-12 | 0.35 | 0.35
|  |  |  | 1927-08-13 | 0 | 0
|  |  |  | 1927-08-14 | 0.25 | 0.25
|  |  |  | 1927-08-15 | 0 | 0
|  |  |  | 1927-08-16 | 0 | 0
|  |  |  | 1927-08-17 | 0 | 0
|  |  |  | 1927-08-18 | 0.23 | 0.23
|  |  |  | 1927-08-19 | 0 | 0
|  |  |  | 1927-08-20 | 0.42 | 0.42
|  |  |  | 1927-08-21 | 0 | 0
|  |  |  | 1927-08-22 | 0 | 0
|  |  |  | 1927-08-23 | 0 | 0
|  |  |  | 1927-08-24 | 0 | 0
|  |  |  | 1927-08-25 | 0 | 0
|  |  |  | 1927-08-26 | 0 | 0
|  |  |  | 1927-08-27 | 0 | 0
|  |  |  | 1927-08-28 | 0 | 0
|  |  |  | 1927-08-29 | 0 | 0
|  |  |  | 1927-08-30 | 0 | 0
|  |  |  | 1927-08-31 | 0 | 0
|  |  |  | 1927-09-01 | 0.06 | 0.06
|  |  |  | 1927-09-02 | 0 | 0
|  |  |  | 1927-09-03 | 0 | 0
|  |  |  | 1927-09-04 | 0 | 0
|  |  |  | 1927-09-05 | 0 | 0
|  |  |  | 1927-09-06 | 0 | 0
|  |  |  | 1927-09-07 | 0 | 0
|  |  |  | 1927-09-08 | 0 | 0
|  |  |  | 1927-09-09 | 0 | 0
|  |  |  | 1927-09-10 | 0.77 | 0.77
|  |  |  | 1927-09-11 | 0 | 0
|  |  |  | 1927-09-12 | 0 | 0
|  |  |  | 1927-09-13 | 0.2 | 0.2
|  |  |  | 1927-09-14 | 0 | 0
|  |  |  | 1927-09-15 | 0 | 0
|  |  |  | 1927-09-16 | 0 | 0
|  |  |  | 1927-09-17 | 0 | 0
|  |  |  | 1927-09-18 | 0 | 0
|  |  |  | 1927-09-19 | 0.2 | 0.2
|  |  |  | 1927-09-20 | 0.25 | 0.25
|  |  |  | 1927-09-21 | 0 | 0
|  |  |  | 1927-09-22 | 0 | 0
|  |  |  | 1927-09-23 | 1.3 | 1.3
|  |  |  | 1927-09-24 | 0 | 0
|  |  |  | 1927-09-25 | 0 | 0
|  |  |  | 1927-09-26 | 0 | 0
|  |  |  | 1927-09-27 | 0.36 | 0.36
|  |  |  | 1927-09-28 | 0 | 0
|  |  |  | 1927-09-29 | 0 | 0
|  |  |  | 1927-09-30 | 0.86 | 0.86
|  |  |  | 1927-10-01 | 0 | 0
|  |  |  | 1927-10-02 | 0 | 0
|  |  |  | 1927-10-03 | 0 | 0
|  |  |  | 1927-10-04 | 0 | 0
|  |  |  | 1927-10-05 | 0 | 0
|  |  |  | 1927-10-06 | 0 | 0
|  |  |  | 1927-10-07 | 0 | 0
|  |  |  | 1927-10-08 | 0 | 0
|  |  |  | 1927-10-09 | 0 | 0
|  |  |  | 1927-10-10 | 0 | 0
|  |  |  | 1927-10-11 | 0 | 0
|  |  |  | 1927-10-12 | 0 | 0
|  |  |  | 1927-10-13 | 0 | 0
|  |  |  | 1927-10-14 | 0 | 0
|  |  |  | 1927-10-15 | 0 | 0
|  |  |  | 1927-10-16 | 0 | 0
|  |  |  | 1927-10-17 | 0 | 0
|  |  |  | 1927-10-18 | 0 | 0
|  |  |  | 1927-10-19 | 0 | 0
|  |  |  | 1927-10-20 | 0 | 0
|  |  |  | 1927-10-21 | 0 | 0
|  |  |  | 1927-10-22 | 0 | 0
|  |  |  | 1927-10-23 | 0 | 0
|  |  |  | 1927-10-24 | 0 | 0
|  |  |  | 1927-10-25 | 0 | 0
|  |  |  | 1927-10-26 | 0 | 0
|  |  |  | 1927-10-27 | 0 | 0
|  |  |  | 1927-10-28 | 0 | 0
|  |  |  | 1927-10-29 | 0 | 0
|  |  |  | 1927-10-30 | 0 | 0
|  |  |  | 1927-10-31 | 0 | 0
|  |  |  | 1927-11-01 | 0 | 0
|  |  |  | 1927-11-02 | 0 | 0
|  |  |  | 1927-11-03 | 0 | 0
|  |  |  | 1927-11-04 | 0 | 0
|  |  |  | 1927-11-05 | 0 | 0
|  |  |  | 1927-11-06 | 0 | 0
|  |  |  | 1927-11-07 | 0 | 0
|  |  |  | 1927-11-08 | 0 | 0
|  |  |  | 1927-11-09 | 0 | 0
|  |  |  | 1927-11-10 | 0 | 0
|  |  |  | 1927-11-11 | 0 | 0
|  |  |  | 1927-11-12 | 0 | 0
|  |  |  | 1927-11-13 | 0 | 0
|  |  |  | 1927-11-14 | 0 | 0
|  |  |  | 1927-11-15 | 0 | 0
|  |  |  | 1927-11-16 | 0 | 0
|  |  |  | 1927-11-17 | 0 | 0
|  |  |  | 1927-11-18 | 0 | 0
|  |  |  | 1927-11-19 | 0 | 0
|  |  |  | 1927-11-20 | 0 | 0
|  |  |  | 1927-11-21 | 0 | 0
|  |  |  | 1927-11-22 | 0 | 0
|  |  |  | 1927-11-23 | 0 | 0
|  |  |  | 1927-11-24 | 0 | 0
|  |  |  | 1927-11-25 | 0 | 0
|  |  |  | 1927-11-26 | 0 | 0
|  |  |  | 1927-11-27 | 0 | 0
|  |  |  | 1927-11-28 | 0 | 0
|  |  |  | 1927-11-29 | 0 | 0
|  |  |  | 1927-11-30 | 0 | 0
|  |  |  | 1927-12-01 | 0 | 0
|  |  |  | 1927-12-02 | 0 | 0
|  |  |  | 1927-12-03 | 0 | 0
|  |  |  | 1927-12-04 | 0 | 0
|  |  |  | 1927-12-05 | 0 | 0
|  |  |  | 1927-12-06 | 0 | 0
|  |  |  | 1927-12-07 | 0 | 0
|  |  |  | 1927-12-08 | 0 | 0
|  |  |  | 1927-12-09 | 0 | 0
|  |  |  | 1927-12-10 | 0 | 0
|  |  |  | 1927-12-11 | 0 | 0
|  |  |  | 1927-12-12 | 0.42 | 0.42
|  |  |  | 1927-12-13 | 0 | 0
|  |  |  | 1927-12-14 | 0 | 0
|  |  |  | 1927-12-15 | 0 | 0
|  |  |  | 1927-12-16 | 0 | 0
|  |  |  | 1927-12-17 | 0 | 0
|  |  |  | 1927-12-18 | 0 | 0
|  |  |  | 1927-12-19 | 0 | 0
|  |  |  | 1927-12-20 | 1 | 1
|  |  |  | 1927-12-21 | 0 | 0
|  |  |  | 1927-12-22 | 0 | 0
|  |  |  | 1927-12-23 | 0 | 0
|  |  |  | 1927-12-24 | 0 | 0
|  |  |  | 1927-12-25 | 0 | 0
|  |  |  | 1927-12-26 | 0 | 0
|  |  |  | 1927-12-27 | 0 | 0
|  |  |  | 1927-12-28 | 0.4 | 0.4
|  |  |  | 1927-12-29 | 0 | 0
|  |  |  | 1927-12-30 | 0 | 0
|  |  |  | 1927-12-31 | 0 | 0
|  |  |  | 1928-01-01 | 0 | 0
|  |  |  | 1928-01-02 | 0 | 0
|  |  |  | 1928-01-03 | 0 | 0
|  |  |  | 1928-01-04 | 0 | 0
|  |  |  | 1928-01-05 | 0 | 0
|  |  |  | 1928-01-06 | 0 | 0
|  |  |  | 1928-01-07 | 0 | 0
|  |  |  | 1928-01-08 | 0 | 0
|  |  |  | 1928-01-09 | 0 | 0
|  |  |  | 1928-01-10 | 0 | 0
|  |  |  | 1928-01-11 | 0 | 0
|  |  |  | 1928-01-12 | 0 | 0
|  |  |  | 1928-01-13 | 0 | 0
|  |  |  | 1928-01-14 | 0 | 0
|  |  |  | 1928-01-15 | 0 | 0
|  |  |  | 1928-01-16 | 0 | 0
|  |  |  | 1928-01-17 | 0 | 0
|  |  |  | 1928-01-18 | 0 | 0
|  |  |  | 1928-01-19 | 0 | 0
|  |  |  | 1928-01-20 | 0 | 0
|  |  |  | 1928-01-21 | 0.2 | 0.2
|  |  |  | 1928-01-22 | 0 | 0
|  |  |  | 1928-01-23 | 0 | 0
|  |  |  | 1928-01-24 | 0 | 0
|  |  |  | 1928-01-25 | 0 | 0
|  |  |  | 1928-01-26 | 0 | 0
|  |  |  | 1928-01-27 | 0 | 0
|  |  |  | 1928-01-28 | 0 | 0
|  |  |  | 1928-01-29 | 0 | 0
|  |  |  | 1928-01-30 | 0 | 0
|  |  |  | 1928-01-31 | 0 | 0
|  |  |  | 1928-02-01 | 0 | 0
|  |  |  | 1928-02-02 | 0 | 0
|  |  |  | 1928-02-03 | 0 | 0
|  |  |  | 1928-02-04 | 0 | 0
|  |  |  | 1928-02-05 | 0 | 0
|  |  |  | 1928-02-06 | 0 | 0
|  |  |  | 1928-02-07 | 0 | 0
|  |  |  | 1928-02-08 | 0 | 0
|  |  |  | 1928-02-09 | 0 | 0
|  |  |  | 1928-02-10 | 0 | 0
|  |  |  | 1928-02-11 | 0 | 0
|  |  |  | 1928-02-12 | 0.4 | 0.4
|  |  |  | 1928-02-13 | 0 | 0
|  |  |  | 1928-02-14 | 0 | 0
|  |  |  | 1928-02-15 | 0 | 0
|  |  |  | 1928-02-16 | 0 | 0
|  |  |  | 1928-02-17 | 0 | 0
|  |  |  | 1928-02-18 | 0 | 0
|  |  |  | 1928-02-19 | 0 | 0
|  |  |  | 1928-02-20 | 0 | 0
|  |  |  | 1928-02-21 | 0 | 0
|  |  |  | 1928-02-22 | 0 | 0
|  |  |  | 1928-02-23 | 0 | 0
|  |  |  | 1928-02-24 | 0 | 0
|  |  |  | 1928-02-25 | 0 | 0
|  |  |  | 1928-02-26 | 0 | 0
|  |  |  | 1928-02-27 | 0 | 0
|  |  |  | 1928-02-28 | 0 | 0
|  |  |  | 1928-02-29 | 0 | 0
|  |  |  | 1928-03-01 | 0 | 0
|  |  |  | 1928-03-02 | 0 | 0
|  |  |  | 1928-03-03 | 0 | 0
|  |  |  | 1928-03-04 | 0 | 0
|  |  |  | 1928-03-05 | 0 | 0
|  |  |  | 1928-03-06 | 0 | 0
|  |  |  | 1928-03-07 | 0 | 0
|  |  |  | 1928-03-08 | 0 | 0
|  |  |  | 1928-03-09 | 0 | 0
|  |  |  | 1928-03-10 | 0 | 0
|  |  |  | 1928-03-11 | 0 | 0
|  |  |  | 1928-03-12 | 0 | 0
|  |  |  | 1928-03-13 | 0 | 0
|  |  |  | 1928-03-14 | 0 | 0
|  |  |  | 1928-03-15 | 0 | 0
|  |  |  | 1928-03-16 | 0 | 0
|  |  |  | 1928-03-17 | 0 | 0
|  |  |  | 1928-03-18 | 0 | 0
|  |  |  | 1928-03-19 | 0 | 0
|  |  |  | 1928-03-20 | 0 | 0
|  |  |  | 1928-03-21 | 0 | 0
|  |  |  | 1928-03-22 | 0 | 0
|  |  |  | 1928-03-23 | 0 | 0
|  |  |  | 1928-03-24 | 0 | 0
|  |  |  | 1928-03-25 | 0 | 0
|  |  |  | 1928-03-26 | 0 | 0
|  |  |  | 1928-03-27 | 0 | 0
|  |  |  | 1928-03-28 | 0 | 0
|  |  |  | 1928-03-29 | 0 | 0
|  |  |  | 1928-03-30 | 0 | 0
|  |  |  | 1928-03-31 | 0 | 0
|  |  |  | 1928-04-01 | 0 | 0
|  |  |  | 1928-04-02 | 0 | 0
|  |  |  | 1928-04-03 | 0 | 0
|  |  |  | 1928-04-04 | 0 | 0
|  |  |  | 1928-04-05 | 0 | 0
|  |  |  | 1928-04-06 | 0 | 0
|  |  |  | 1928-04-07 | 0 | 0
|  |  |  | 1928-04-08 | 0 | 0
|  |  |  | 1928-04-09 | 0.06 | 0.06
|  |  |  | 1928-04-10 | 0 | 0
|  |  |  | 1928-04-11 | 0 | 0
|  |  |  | 1928-04-12 | 0 | 0
|  |  |  | 1928-04-13 | 0 | 0
|  |  |  | 1928-04-14 | 0 | 0
|  |  |  | 1928-04-15 | 0 | 0
|  |  |  | 1928-04-16 | 0 | 0
|  |  |  | 1928-04-17 | 0 | 0
|  |  |  | 1928-04-18 | 0 | 0
|  |  |  | 1928-04-19 | 0 | 0
|  |  |  | 1928-04-20 | 0 | 0
|  |  |  | 1928-04-21 | 0 | 0
|  |  |  | 1928-04-22 | 0 | 0
|  |  |  | 1928-04-23 | 0 | 0
|  |  |  | 1928-04-24 | 0 | 0
|  |  |  | 1928-04-25 | 0 | 0
|  |  |  | 1928-04-26 | 0 | 0
|  |  |  | 1928-04-27 | 0 | 0
|  |  |  | 1928-04-28 | 0 | 0
|  |  |  | 1928-04-29 | 0 | 0
|  |  |  | 1928-04-30 | 0 | 0
|  |  |  | 1928-05-01 | 0 | 0
|  |  |  | 1928-05-02 | 0 | 0
|  |  |  | 1928-05-03 | 0 | 0
|  |  |  | 1928-05-04 | 0 | 0
|  |  |  | 1928-05-05 | 0 | 0
|  |  |  | 1928-05-06 | 0 | 0
|  |  |  | 1928-05-07 | 0.72 | 0.72
|  |  |  | 1928-05-08 | 0 | 0
|  |  |  | 1928-05-09 | 0 | 0
|  |  |  | 1928-05-10 | 0 | 0
|  |  |  | 1928-05-11 | 0 | 0
|  |  |  | 1928-05-12 | 0 | 0
|  |  |  | 1928-05-13 | 0 | 0
|  |  |  | 1928-05-14 | 0 | 0
|  |  |  | 1928-05-15 | 0 | 0
|  |  |  | 1928-05-16 | 0 | 0
|  |  |  | 1928-05-17 | 0 | 0
|  |  |  | 1928-05-18 | 0 | 0
|  |  |  | 1928-05-19 | 0 | 0
|  |  |  | 1928-05-20 | 0 | 0
|  |  |  | 1928-05-21 | 0 | 0
|  |  |  | 1928-05-22 | 0 | 0
|  |  |  | 1928-05-23 | 0 | 0
|  |  |  | 1928-05-24 | 0 | 0
|  |  |  | 1928-05-25 | 0 | 0
|  |  |  | 1928-05-26 | 0 | 0
|  |  |  | 1928-05-27 | 0 | 0
|  |  |  | 1928-05-28 | 0 | 0
|  |  |  | 1928-05-29 | 0 | 0
|  |  |  | 1928-05-30 | 0 | 0
|  |  |  | 1928-05-31 | 0 | 0
|  |  |  | 1928-06-01 | 0 | 0
|  |  |  | 1928-06-02 | 0.35 | 0.35
|  |  |  | 1928-06-03 | 0 | 0
|  |  |  | 1928-06-04 | 0 | 0
|  |  |  | 1928-06-05 | 0 | 0
|  |  |  | 1928-06-06 | 0 | 0
|  |  |  | 1928-06-07 | 0 | 0
|  |  |  | 1928-06-08 | 0 | 0
|  |  |  | 1928-06-09 | 0 | 0
|  |  |  | 1928-06-10 | 0 | 0
|  |  |  | 1928-06-11 | 0 | 0
|  |  |  | 1928-06-12 | 0 | 0
|  |  |  | 1928-06-13 | 0 | 0
|  |  |  | 1928-06-14 | 0 | 0
|  |  |  | 1928-06-15 | 0 | 0
|  |  |  | 1928-06-16 | 0 | 0
|  |  |  | 1928-06-17 | 0 | 0
|  |  |  | 1928-06-18 | 0 | 0
|  |  |  | 1928-06-19 | 0 | 0
|  |  |  | 1928-06-20 | 0 | 0
|  |  |  | 1928-06-21 | 0 | 0
|  |  |  | 1928-06-22 | 0 | 0
|  |  |  | 1928-06-23 | 0 | 0
|  |  |  | 1928-06-24 | 0 | 0
|  |  |  | 1928-06-25 | 0 | 0
|  |  |  | 1928-06-26 | 0 | 0
|  |  |  | 1928-06-27 | 0 | 0
|  |  |  | 1928-06-28 | 0 | 0
|  |  |  | 1928-06-29 | 0 | 0
|  |  |  | 1928-06-30 | 0 | 0
|  |  |  | 1928-07-01 | 0 | 0
|  |  |  | 1928-07-02 | 0 | 0
|  |  |  | 1928-07-03 | 0 | 0
|  |  |  | 1928-07-04 | 0 | 0
|  |  |  | 1928-07-05 | 0 | 0
|  |  |  | 1928-07-06 | 0 | 0
|  |  |  | 1928-07-07 | 0.23 | 0.23
|  |  |  | 1928-07-08 | 0 | 0
|  |  |  | 1928-07-09 | 0 | 0
|  |  |  | 1928-07-10 | 0 | 0
|  |  |  | 1928-07-11 | 0 | 0
|  |  |  | 1928-07-12 | 0 | 0
|  |  |  | 1928-07-13 | 0 | 0
|  |  |  | 1928-07-14 | 0 | 0
|  |  |  | 1928-07-15 | 0 | 0
|  |  |  | 1928-07-16 | 0 | 0
|  |  |  | 1928-07-17 | 0.15 | 0.15
|  |  |  | 1928-07-18 | 0 | 0
|  |  |  | 1928-07-19 | 0 | 0
|  |  |  | 1928-07-20 | 0 | 0
|  |  |  | 1928-07-21 | 0 | 0
|  |  |  | 1928-07-22 | 2.16 | 2.16
|  |  |  | 1928-07-23 | 0 | 0
|  |  |  | 1928-07-24 | 0.16 | 0.16
|  |  |  | 1928-07-25 | 0.23 | 0.23
|  |  |  | 1928-07-26 | 0.52 | 0.52
|  |  |  | 1928-07-27 | 0.14 | 0.14
|  |  |  | 1928-07-28 | 0.14 | 0.14
|  |  |  | 1928-07-29 | 0 | 0
|  |  |  | 1928-07-30 | 0 | 0
|  |  |  | 1928-07-31 | 0 | 0
|  |  |  | 1928-08-01 | 0 | 0
|  |  |  | 1928-08-02 | 0.31 | 0.31
|  |  |  | 1928-08-03 | 0 | 0
|  |  |  | 1928-08-04 | 0 | 0
|  |  |  | 1928-08-05 | 0 | 0
|  |  |  | 1928-08-06 | 0 | 0
|  |  |  | 1928-08-07 | 0 | 0
|  |  |  | 1928-08-08 | 0 | 0
|  |  |  | 1928-08-09 | 0.6 | 0.6
|  |  |  | 1928-08-10 | 0.26 | 0.26
|  |  |  | 1928-08-11 | 0.04 | 0.04
|  |  |  | 1928-08-12 | 1.26 | 1.26
|  |  |  | 1928-08-13 | 0 | 0
|  |  |  | 1928-08-14 | 0 | 0
|  |  |  | 1928-08-15 | 0 | 0
|  |  |  | 1928-08-16 | 0 | 0
|  |  |  | 1928-08-17 | 0 | 0
|  |  |  | 1928-08-18 | 0.35 | 0.35
|  |  |  | 1928-08-19 | 0.11 | 0.11
|  |  |  | 1928-08-20 | 0 | 0
|  |  |  | 1928-08-21 | 0 | 0
|  |  |  | 1928-08-22 | 0 | 0
|  |  |  | 1928-08-23 | 0 | 0
|  |  |  | 1928-08-24 | 0.33 | 0.33
|  |  |  | 1928-08-25 | 0 | 0
|  |  |  | 1928-08-26 | 1.7 | 1.7
|  |  |  | 1928-08-27 | 0 | 0
|  |  |  | 1928-08-28 | 0 | 0
|  |  |  | 1928-08-29 | 0 | 0
|  |  |  | 1928-08-30 | 0 | 0
|  |  |  | 1928-08-31 | 0.58 | 0.58
|  |  |  | 1928-09-01 | 0 | 0
|  |  |  | 1928-09-02 | 0 | 0
|  |  |  | 1928-09-03 | 0 | 0
|  |  |  | 1928-09-04 | 0 | 0
|  |  |  | 1928-09-05 | 0 | 0
|  |  |  | 1928-09-06 | 0 | 0
|  |  |  | 1928-09-07 | 0 | 0
|  |  |  | 1928-09-08 | 0 | 0
|  |  |  | 1928-09-09 | 0 | 0
|  |  |  | 1928-09-10 | 0 | 0
|  |  |  | 1928-09-11 | 0 | 0
|  |  |  | 1928-09-12 | 0 | 0
|  |  |  | 1928-09-13 | 0 | 0
|  |  |  | 1928-09-14 | 0 | 0
|  |  |  | 1928-09-15 | 0 | 0
|  |  |  | 1928-09-16 | 0 | 0
|  |  |  | 1928-09-17 | 0 | 0
|  |  |  | 1928-09-18 | 0 | 0
|  |  |  | 1928-09-19 | 0 | 0
|  |  |  | 1928-09-20 | 0 | 0
|  |  |  | 1928-09-21 | 0 | 0
|  |  |  | 1928-09-22 | 1.1 | 1.1
|  |  |  | 1928-09-23 | 0 | 0
|  |  |  | 1928-09-24 | 0.38 | 0.38
|  |  |  | 1928-09-25 | 0.2 | 0.2
|  |  |  | 1928-09-26 | 0 | 0
|  |  |  | 1928-09-27 | 0 | 0
|  |  |  | 1928-09-28 | 0 | 0
|  |  |  | 1928-09-29 | 0 | 0
|  |  |  | 1928-09-30 | 0 | 0
|  |  |  | 1928-10-01 | 0 | 0
|  |  |  | 1928-10-02 | 0 | 0
|  |  |  | 1928-10-03 | 0 | 0
|  |  |  | 1928-10-04 | 0 | 0
|  |  |  | 1928-10-05 | 0 | 0
|  |  |  | 1928-10-06 | 0 | 0
|  |  |  | 1928-10-07 | 0 | 0
|  |  |  | 1928-10-08 | 0 | 0
|  |  |  | 1928-10-09 | 0 | 0
|  |  |  | 1928-10-10 | 0 | 0
|  |  |  | 1928-10-11 | 0 | 0
|  |  |  | 1928-10-12 | 0 | 0
|  |  |  | 1928-10-13 | 0 | 0
|  |  |  | 1928-10-14 | 0 | 0
|  |  |  | 1928-10-15 | 0 | 0
|  |  |  | 1928-10-16 | 0 | 0
|  |  |  | 1928-10-17 | 0 | 0
|  |  |  | 1928-10-18 | 0 | 0
|  |  |  | 1928-10-19 | 0 | 0
|  |  |  | 1928-10-20 | 0 | 0
|  |  |  | 1928-10-21 | 0 | 0
|  |  |  | 1928-10-22 | 0 | 0
|  |  |  | 1928-10-23 | 0 | 0
|  |  |  | 1928-10-24 | 0 | 0
|  |  |  | 1928-10-25 | 0 | 0
|  |  |  | 1928-10-26 | 0 | 0
|  |  |  | 1928-10-27 | 0 | 0
|  |  |  | 1928-10-28 | 0 | 0
|  |  |  | 1928-10-29 | 0 | 0
|  |  |  | 1928-10-30 | 0 | 0
|  |  |  | 1928-10-31 | 0 | 0
|  |  |  | 1928-11-01 | 0 | 0
|  |  |  | 1928-11-02 | 0 | 0
|  |  |  | 1928-11-03 | 0 | 0
|  |  |  | 1928-11-04 | 0 | 0
|  |  |  | 1928-11-05 | 0 | 0
|  |  |  | 1928-11-06 | 0 | 0
|  |  |  | 1928-11-07 | 0 | 0
|  |  |  | 1928-11-08 | 0 | 0
|  |  |  | 1928-11-09 | 0 | 0
|  |  |  | 1928-11-10 | 0 | 0
|  |  |  | 1928-11-11 | 0 | 0
|  |  |  | 1928-11-12 | 0 | 0
|  |  |  | 1928-11-13 | 0 | 0
|  |  |  | 1928-11-14 | 0 | 0
|  |  |  | 1928-11-15 | 0 | 0
|  |  |  | 1928-11-16 | 0 | 0
|  |  |  | 1928-11-17 | 0 | 0
|  |  |  | 1928-11-18 | 0 | 0
|  |  |  | 1928-11-19 | 0 | 0
|  |  |  | 1928-11-20 | 0.52 | 0.52
|  |  |  | 1928-11-21 | 0 | 0
|  |  |  | 1928-11-22 | 0 | 0
|  |  |  | 1928-11-23 | 0 | 0
|  |  |  | 1928-11-24 | 0 | 0
|  |  |  | 1928-11-25 | 0.47 | 0.47
|  |  |  | 1928-11-26 | 0 | 0
|  |  |  | 1928-11-27 | 0 | 0
|  |  |  | 1928-11-28 | 0 | 0
|  |  |  | 1928-11-29 | 0 | 0
|  |  |  | 1928-11-30 | 0 | 0
|  |  |  | 1928-12-01 | 0 | 0
|  |  |  | 1928-12-02 | 0 | 0
|  |  |  | 1928-12-03 | 0 | 0
|  |  |  | 1928-12-04 | 0 | 0
|  |  |  | 1928-12-05 | 0 | 0
|  |  |  | 1928-12-06 | 0 | 0
|  |  |  | 1928-12-07 | 0 | 0
|  |  |  | 1928-12-08 | 0.35 | 0.35
|  |  |  | 1928-12-09 | 0.28 | 0.28
|  |  |  | 1928-12-10 | 0 | 0
|  |  |  | 1928-12-11 | 0 | 0
|  |  |  | 1928-12-12 | 0 | 0
|  |  |  | 1928-12-13 | 0 | 0
|  |  |  | 1928-12-14 | 0 | 0
|  |  |  | 1928-12-15 | 0 | 0
|  |  |  | 1928-12-16 | 0 | 0
|  |  |  | 1928-12-17 | 0 | 0
|  |  |  | 1928-12-18 | 0 | 0
|  |  |  | 1928-12-19 | 0 | 0
|  |  |  | 1928-12-20 | 0 | 0
|  |  |  | 1928-12-21 | 0 | 0
|  |  |  | 1928-12-22 | 0 | 0
|  |  |  | 1928-12-23 | 0 | 0
|  |  |  | 1928-12-24 | 0 | 0
|  |  |  | 1928-12-25 | 0 | 0
|  |  |  | 1928-12-26 | 0 | 0
|  |  |  | 1928-12-27 | 0 | 0
|  |  |  | 1928-12-28 | 0 | 0
|  |  |  | 1928-12-29 | 0 | 0
|  |  |  | 1928-12-30 | 0 | 0
|  |  |  | 1928-12-31 | 0 | 0
|  |  |  | 1929-01-01 | 0 | 0
|  |  |  | 1929-01-02 | 0 | 0
|  |  |  | 1929-01-03 | 0 | 0
|  |  |  | 1929-01-04 | 0 | 0
|  |  |  | 1929-01-05 | 0 | 0
|  |  |  | 1929-01-06 | 0 | 0
|  |  |  | 1929-01-07 | 0 | 0
|  |  |  | 1929-01-08 | 0 | 0
|  |  |  | 1929-01-09 | 0 | 0
|  |  |  | 1929-01-10 | 0 | 0
|  |  |  | 1929-01-11 | 0 | 0
|  |  |  | 1929-01-12 | 0 | 0
|  |  |  | 1929-01-13 | 0 | 0
|  |  |  | 1929-01-14 | 0 | 0
|  |  |  | 1929-01-15 | 0 | 0
|  |  |  | 1929-01-16 | 0 | 0
|  |  |  | 1929-01-17 | 0 | 0
|  |  |  | 1929-01-18 | 0 | 0
|  |  |  | 1929-01-19 | 0 | 0
|  |  |  | 1929-01-20 | 0 | 0
|  |  |  | 1929-01-21 | 0 | 0
|  |  |  | 1929-01-22 | 0 | 0
|  |  |  | 1929-01-23 | 0 | 0
|  |  |  | 1929-01-24 | 0 | 0
|  |  |  | 1929-01-25 | 0 | 0
|  |  |  | 1929-01-26 | 0 | 0
|  |  |  | 1929-01-27 | 0 | 0
|  |  |  | 1929-01-28 | 0 | 0
|  |  |  | 1929-01-29 | 0 | 0
|  |  |  | 1929-01-30 | 0 | 0
|  |  |  | 1929-01-31 | 0 | 0
|  |  |  | 1929-02-01 | 0 | 0
|  |  |  | 1929-02-02 | 0 | 0
|  |  |  | 1929-02-03 | 0 | 0
|  |  |  | 1929-02-04 | 0 | 0
|  |  |  | 1929-02-05 | 0 | 0
|  |  |  | 1929-02-06 | 0 | 0
|  |  |  | 1929-02-07 | 0 | 0
|  |  |  | 1929-02-08 | 0 | 0
|  |  |  | 1929-02-09 | 0 | 0
|  |  |  | 1929-02-10 | 0 | 0
|  |  |  | 1929-02-11 | 0 | 0
|  |  |  | 1929-02-12 | 0 | 0
|  |  |  | 1929-02-13 | 0 | 0
|  |  |  | 1929-02-14 | 0 | 0
|  |  |  | 1929-02-15 | 0 | 0
|  |  |  | 1929-02-16 | 0 | 0
|  |  |  | 1929-02-17 | 0 | 0
|  |  |  | 1929-02-18 | 0 | 0
|  |  |  | 1929-02-19 | 0 | 0
|  |  |  | 1929-02-20 | 0.25 | 0.25
|  |  |  | 1929-02-21 | 0 | 0
|  |  |  | 1929-02-22 | 0 | 0
|  |  |  | 1929-02-23 | 0 | 0
|  |  |  | 1929-02-24 | 0 | 0
|  |  |  | 1929-02-25 | 0 | 0
|  |  |  | 1929-02-26 | 0 | 0
|  |  |  | 1929-02-27 | 0.25 | 0.25
|  |  |  | 1929-02-28 | 0 | 0
|  |  |  | 1929-03-01 | 0 | 0
|  |  |  | 1929-03-02 | 0 | 0
|  |  |  | 1929-03-03 | 0 | 0
|  |  |  | 1929-03-04 | 0 | 0
|  |  |  | 1929-03-05 | 0 | 0
|  |  |  | 1929-03-06 | 0 | 0
|  |  |  | 1929-03-07 | 0 | 0
|  |  |  | 1929-03-08 | 0 | 0
|  |  |  | 1929-03-09 | 0 | 0
|  |  |  | 1929-03-10 | 0 | 0
|  |  |  | 1929-03-11 | 0 | 0
|  |  |  | 1929-03-12 | 0 | 0
|  |  |  | 1929-03-13 | 0 | 0
|  |  |  | 1929-03-14 | 0 | 0
|  |  |  | 1929-03-15 | 0 | 0
|  |  |  | 1929-03-16 | 0 | 0
|  |  |  | 1929-03-17 | 0 | 0
|  |  |  | 1929-03-18 | 0 | 0
|  |  |  | 1929-03-19 | 0 | 0
|  |  |  | 1929-03-20 | 0 | 0
|  |  |  | 1929-03-21 | 0 | 0
|  |  |  | 1929-03-22 | 0 | 0
|  |  |  | 1929-03-23 | 0 | 0
|  |  |  | 1929-03-24 | 0 | 0
|  |  |  | 1929-03-25 | 0 | 0
|  |  |  | 1929-03-26 | 0.1 | 0.1
|  |  |  | 1929-03-27 | 0 | 0
|  |  |  | 1929-03-28 | 0 | 0
|  |  |  | 1929-03-29 | 0 | 0
|  |  |  | 1929-03-30 | 0 | 0
|  |  |  | 1929-03-31 | 0 | 0
|  |  |  | 1929-04-01 | 0 | 0
|  |  |  | 1929-04-02 | 0 | 0
|  |  |  | 1929-04-03 | 1.38 | 1.38
|  |  |  | 1929-04-04 | 0 | 0
|  |  |  | 1929-04-05 | 0 | 0
|  |  |  | 1929-04-06 | 0 | 0
|  |  |  | 1929-04-07 | 0 | 0
|  |  |  | 1929-04-08 | 0 | 0
|  |  |  | 1929-04-09 | 0 | 0
|  |  |  | 1929-04-10 | 0 | 0
|  |  |  | 1929-04-11 | 0 | 0
|  |  |  | 1929-04-12 | 0 | 0
|  |  |  | 1929-04-13 | 0 | 0
|  |  |  | 1929-04-14 | 0 | 0
|  |  |  | 1929-04-15 | 0 | 0
|  |  |  | 1929-04-16 | 0 | 0
|  |  |  | 1929-04-17 | 0 | 0
|  |  |  | 1929-04-18 | 0 | 0
|  |  |  | 1929-04-19 | 0 | 0
|  |  |  | 1929-04-20 | 0 | 0
|  |  |  | 1929-04-21 | 0 | 0
|  |  |  | 1929-04-22 | 0 | 0
|  |  |  | 1929-04-23 | 0 | 0
|  |  |  | 1929-04-24 | 0 | 0
|  |  |  | 1929-04-25 | 0 | 0
|  |  |  | 1929-04-26 | 0 | 0
|  |  |  | 1929-04-27 | 0 | 0
|  |  |  | 1929-04-28 | 0 | 0
|  |  |  | 1929-04-29 | 0 | 0
|  |  |  | 1929-04-30 | 0 | 0
|  |  |  | 1929-05-01 | 0 | 0
|  |  |  | 1929-05-02 | 0 | 0
|  |  |  | 1929-05-03 | 0 | 0
|  |  |  | 1929-05-04 | 0 | 0
|  |  |  | 1929-05-05 | 0 | 0
|  |  |  | 1929-05-06 | 0 | 0
|  |  |  | 1929-05-07 | 0 | 0
|  |  |  | 1929-05-08 | 0 | 0
|  |  |  | 1929-05-09 | 0 | 0
|  |  |  | 1929-05-10 | 0 | 0
|  |  |  | 1929-05-11 | 0 | 0
|  |  |  | 1929-05-12 | 0 | 0
|  |  |  | 1929-05-13 | 0 | 0
|  |  |  | 1929-05-14 | 0.1 | 0.1
|  |  |  | 1929-05-15 | 0 | 0
|  |  |  | 1929-05-16 | 0.25 | 0.25
|  |  |  | 1929-05-17 | 0 | 0
|  |  |  | 1929-05-18 | 0 | 0
|  |  |  | 1929-05-19 | 0 | 0
|  |  |  | 1929-05-20 | 0 | 0
|  |  |  | 1929-05-21 | 0 | 0
|  |  |  | 1929-05-22 | 0.27 | 0.27
|  |  |  | 1929-05-23 | 0.15 | 0.15
|  |  |  | 1929-05-24 | 0 | 0
|  |  |  | 1929-05-25 | 0 | 0
|  |  |  | 1929-05-26 | 0 | 0
|  |  |  | 1929-05-27 | 0 | 0
|  |  |  | 1929-05-28 | 0 | 0
|  |  |  | 1929-05-29 | 0 | 0
|  |  |  | 1929-05-30 | 0 | 0
|  |  |  | 1929-05-31 | 0.57 | 0.57
|  |  |  | 1929-06-01 | 0 | 0
|  |  |  | 1929-06-02 | 0 | 0
|  |  |  | 1929-06-03 | 0 | 0
|  |  |  | 1929-06-04 | 0 | 0
|  |  |  | 1929-06-05 | 0 | 0
|  |  |  | 1929-06-06 | 0 | 0
|  |  |  | 1929-06-07 | 0 | 0
|  |  |  | 1929-06-08 | 0 | 0
|  |  |  | 1929-06-09 | 0 | 0
|  |  |  | 1929-06-10 | 0 | 0
|  |  |  | 1929-06-11 | 0 | 0
|  |  |  | 1929-06-12 | 0 | 0
|  |  |  | 1929-06-13 | 0 | 0
|  |  |  | 1929-06-14 | 0 | 0
|  |  |  | 1929-06-15 | 0 | 0
|  |  |  | 1929-06-16 | 0 | 0
|  |  |  | 1929-06-17 | 0 | 0
|  |  |  | 1929-06-18 | 0 | 0
|  |  |  | 1929-06-19 | 0 | 0
|  |  |  | 1929-06-20 | 0 | 0
|  |  |  | 1929-06-21 | 0 | 0
|  |  |  | 1929-06-22 | 0 | 0
|  |  |  | 1929-06-23 | 0 | 0
|  |  |  | 1929-06-24 | 0 | 0
|  |  |  | 1929-06-25 | 0.38 | 0.38
|  |  |  | 1929-06-26 | 0 | 0
|  |  |  | 1929-06-27 | 0 | 0
|  |  |  | 1929-06-28 | 0 | 0
|  |  |  | 1929-06-29 | 0 | 0
|  |  |  | 1929-06-30 | 0 | 0
|  |  |  | 1929-07-01 | 0 | 0
|  |  |  | 1929-07-02 | 0.18 | 0.18
|  |  |  | 1929-07-03 | 0 | 0
|  |  |  | 1929-07-04 | 0 | 0
|  |  |  | 1929-07-05 | 0 | 0
|  |  |  | 1929-07-06 | 0 | 0
|  |  |  | 1929-07-07 | 0 | 0
|  |  |  | 1929-07-08 | 0 | 0
|  |  |  | 1929-07-09 | 0 | 0
|  |  |  | 1929-07-10 | 0 | 0
|  |  |  | 1929-07-11 | 0 | 0
|  |  |  | 1929-07-12 | 0 | 0
|  |  |  | 1929-07-13 | 0 | 0
|  |  |  | 1929-07-14 | 0 | 0
|  |  |  | 1929-07-15 | 0 | 0
|  |  |  | 1929-07-16 | 0 | 0
|  |  |  | 1929-07-17 | 0 | 0
|  |  |  | 1929-07-18 | 0 | 0
|  |  |  | 1929-07-19 | 0 | 0
|  |  |  | 1929-07-20 | 0 | 0
|  |  |  | 1929-07-21 | 0 | 0
|  |  |  | 1929-07-22 | 0 | 0
|  |  |  | 1929-07-23 | 0 | 0
|  |  |  | 1929-07-24 | 0 | 0
|  |  |  | 1929-07-25 | 0 | 0
|  |  |  | 1929-07-26 | 1.1 | 1.1
|  |  |  | 1929-07-27 | 1.19 | 1.19
|  |  |  | 1929-07-28 | 0.45 | 0.45
|  |  |  | 1929-07-29 | 0.3 | 0.3
|  |  |  | 1929-07-30 | 0 | 0
|  |  |  | 1929-07-31 | 0 | 0
|  |  |  | 1929-08-01 | 0 | 0
|  |  |  | 1929-08-02 | 0 | 0
|  |  |  | 1929-08-03 | 0 | 0
|  |  |  | 1929-08-04 | 0 | 0
|  |  |  | 1929-08-05 | 0 | 0
|  |  |  | 1929-08-06 | 0 | 0
|  |  |  | 1929-08-07 | 0 | 0
|  |  |  | 1929-08-08 | 1.2 | 1.2
|  |  |  | 1929-08-09 | 0.25 | 0.25
|  |  |  | 1929-08-10 | 0.1 | 0.1
|  |  |  | 1929-08-11 | 0.15 | 0.15
|  |  |  | 1929-08-12 | 0 | 0
|  |  |  | 1929-08-13 | 0 | 0
|  |  |  | 1929-08-14 | 0 | 0
|  |  |  | 1929-08-15 | 0 | 0
|  |  |  | 1929-08-16 | 0 | 0
|  |  |  | 1929-08-17 | 0 | 0
|  |  |  | 1929-08-18 | 0 | 0
|  |  |  | 1929-08-19 | 0 | 0
|  |  |  | 1929-08-20 | 0 | 0
|  |  |  | 1929-08-21 | 0 | 0
|  |  |  | 1929-08-22 | 0 | 0
|  |  |  | 1929-08-23 | 0 | 0
|  |  |  | 1929-08-24 | 0 | 0
|  |  |  | 1929-08-25 | 0 | 0
|  |  |  | 1929-08-26 | 0 | 0
|  |  |  | 1929-08-27 | 0 | 0
|  |  |  | 1929-08-28 | 0.3 | 0.3
|  |  |  | 1929-08-29 | 0 | 0
|  |  |  | 1929-08-30 | 0 | 0
|  |  |  | 1929-08-31 | 0 | 0
|  |  |  | 1929-09-01 | 0 | 0
|  |  |  | 1929-09-02 | 0 | 0
|  |  |  | 1929-09-03 | 0 | 0
|  |  |  | 1929-09-04 | 0 | 0
|  |  |  | 1929-09-05 | 0 | 0
|  |  |  | 1929-09-06 | 0 | 0
|  |  |  | 1929-09-07 | 0 | 0
|  |  |  | 1929-09-08 | 0 | 0
|  |  |  | 1929-09-09 | 0 | 0
|  |  |  | 1929-09-10 | 1.1 | 1.1
|  |  |  | 1929-09-11 | 0 | 0
|  |  |  | 1929-09-12 | 0 | 0
|  |  |  | 1929-09-13 | 0 | 0
|  |  |  | 1929-09-14 | 0.14 | 0.14
|  |  |  | 1929-09-15 | 0 | 0
|  |  |  | 1929-09-16 | 0 | 0
|  |  |  | 1929-09-17 | 0 | 0
|  |  |  | 1929-09-18 | 0 | 0
|  |  |  | 1929-09-19 | 0 | 0
|  |  |  | 1929-09-20 | 0 | 0
|  |  |  | 1929-09-21 | 0 | 0
|  |  |  | 1929-09-22 | 0 | 0
|  |  |  | 1929-09-23 | 0 | 0
|  |  |  | 1929-09-24 | 0 | 0
|  |  |  | 1929-09-25 | 0 | 0
|  |  |  | 1929-09-26 | 0 | 0
|  |  |  | 1929-09-27 | 0 | 0
|  |  |  | 1929-09-28 | 0 | 0
|  |  |  | 1929-09-29 | 0 | 0
|  |  |  | 1929-09-30 | 0 | 0
|  |  |  | 1929-10-01 | 0 | 0
|  |  |  | 1929-10-02 | 0 | 0
|  |  |  | 1929-10-03 | 0 | 0
|  |  |  | 1929-10-04 | 0 | 0
|  |  |  | 1929-10-05 | 0 | 0
|  |  |  | 1929-10-06 | 0 | 0
|  |  |  | 1929-10-07 | 0 | 0
|  |  |  | 1929-10-08 | 0 | 0
|  |  |  | 1929-10-09 | 0 | 0
|  |  |  | 1929-10-10 | 0 | 0
|  |  |  | 1929-10-11 | 0.31 | 0.31
|  |  |  | 1929-10-12 | 1.15 | 1.15
|  |  |  | 1929-10-13 | 0.16 | 0.16
|  |  |  | 1929-10-14 | 0.38 | 0.38
|  |  |  | 1929-10-15 | 0 | 0
|  |  |  | 1929-10-16 | 0 | 0
|  |  |  | 1929-10-17 | 0 | 0
|  |  |  | 1929-10-18 | 0 | 0
|  |  |  | 1929-10-19 | 0 | 0
|  |  |  | 1929-10-20 | 0 | 0
|  |  |  | 1929-10-21 | 0 | 0
|  |  |  | 1929-10-22 | 0 | 0
|  |  |  | 1929-10-23 | 0 | 0
|  |  |  | 1929-10-24 | 0.85 | 0.85
|  |  |  | 1929-10-25 | 0 | 0
|  |  |  | 1929-10-26 | 0 | 0
|  |  |  | 1929-10-27 | 0.23 | 0.23
|  |  |  | 1929-10-28 | 0 | 0
|  |  |  | 1929-10-29 | 0 | 0
|  |  |  | 1929-10-30 | 0.42 | 0.42
|  |  |  | 1929-10-31 | 0 | 0
|  |  |  | 1929-11-01 | 0 | 0
|  |  |  | 1929-11-02 | 0.12 | 0.12
|  |  |  | 1929-11-03 | 0 | 0
|  |  |  | 1929-11-04 | 0 | 0
|  |  |  | 1929-11-05 | 0 | 0
|  |  |  | 1929-11-06 | 0 | 0
|  |  |  | 1929-11-07 | 0 | 0
|  |  |  | 1929-11-08 | 0 | 0
|  |  |  | 1929-11-09 | 0 | 0
|  |  |  | 1929-11-10 | 0 | 0
|  |  |  | 1929-11-11 | 0 | 0
|  |  |  | 1929-11-12 | 0 | 0
|  |  |  | 1929-11-13 | 0 | 0
|  |  |  | 1929-11-14 | 0 | 0
|  |  |  | 1929-11-15 | 0 | 0
|  |  |  | 1929-11-16 | 0 | 0
|  |  |  | 1929-11-17 | 0 | 0
|  |  |  | 1929-11-18 | 0 | 0
|  |  |  | 1929-11-19 | 0 | 0
|  |  |  | 1929-11-20 | 0 | 0
|  |  |  | 1929-11-21 | 0 | 0
|  |  |  | 1929-11-22 | 0 | 0
|  |  |  | 1929-11-23 | 0 | 0
|  |  |  | 1929-11-24 | 0 | 0
|  |  |  | 1929-11-25 | 0 | 0
|  |  |  | 1929-11-26 | 0 | 0
|  |  |  | 1929-11-27 | 0 | 0
|  |  |  | 1929-11-28 | 0 | 0
|  |  |  | 1929-11-29 | 0 | 0
|  |  |  | 1929-11-30 | 0 | 0
|  |  |  | 1929-12-01 | 0 | 0
|  |  |  | 1929-12-02 | 0 | 0
|  |  |  | 1929-12-03 | 0 | 0
|  |  |  | 1929-12-04 | 0 | 0
|  |  |  | 1929-12-05 | 0 | 0
|  |  |  | 1929-12-06 | 0 | 0
|  |  |  | 1929-12-07 | 0 | 0
|  |  |  | 1929-12-08 | 0 | 0
|  |  |  | 1929-12-09 | 0 | 0
|  |  |  | 1929-12-10 | 0 | 0
|  |  |  | 1929-12-11 | 0 | 0
|  |  |  | 1929-12-12 | 0 | 0
|  |  |  | 1929-12-13 | 0 | 0
|  |  |  | 1929-12-14 | 0 | 0
|  |  |  | 1929-12-15 | 0 | 0
|  |  |  | 1929-12-16 | 0 | 0
|  |  |  | 1929-12-17 | 0 | 0
|  |  |  | 1929-12-18 | 0 | 0
|  |  |  | 1929-12-19 | 0 | 0
|  |  |  | 1929-12-20 | 0.25 | 0.25
|  |  |  | 1929-12-21 | 0 | 0
|  |  |  | 1929-12-22 | 0 | 0
|  |  |  | 1929-12-23 | 0 | 0
|  |  |  | 1929-12-24 | 0 | 0
|  |  |  | 1929-12-25 | 0 | 0
|  |  |  | 1929-12-26 | 0 | 0
|  |  |  | 1929-12-27 | 0 | 0
|  |  |  | 1929-12-28 | 0 | 0
|  |  |  | 1929-12-29 | 0 | 0
|  |  |  | 1929-12-30 | 0 | 0
|  |  |  | 1929-12-31 | 0 | 0
|  |  |  | 1930-01-01 | 0 | 0
|  |  |  | 1930-01-02 | 0 | 0
|  |  |  | 1930-01-03 | 0 | 0
|  |  |  | 1930-01-04 | 0 | 0
|  |  |  | 1930-01-05 | 0 | 0
|  |  |  | 1930-01-06 | 0 | 0
|  |  |  | 1930-01-07 | 0 | 0
|  |  |  | 1930-01-08 | 0.17 | 0.17
|  |  |  | 1930-01-09 | 0 | 0
|  |  |  | 1930-01-10 | 0 | 0
|  |  |  | 1930-01-11 | 0 | 0
|  |  |  | 1930-01-12 | 0 | 0
|  |  |  | 1930-01-13 | 0 | 0
|  |  |  | 1930-01-14 | 0 | 0
|  |  |  | 1930-01-15 | 0 | 0
|  |  |  | 1930-01-16 | 0 | 0
|  |  |  | 1930-01-17 | 0 | 0
|  |  |  | 1930-01-18 | 0 | 0
|  |  |  | 1930-01-19 | 0 | 0
|  |  |  | 1930-01-20 | 0 | 0
|  |  |  | 1930-01-21 | 0 | 0
|  |  |  | 1930-01-22 | 0 | 0
|  |  |  | 1930-01-23 | 0 | 0
|  |  |  | 1930-01-24 | 0 | 0
|  |  |  | 1930-01-25 | 0 | 0
|  |  |  | 1930-01-26 | 0 | 0
|  |  |  | 1930-01-27 | 0 | 0
|  |  |  | 1930-01-28 | 0 | 0
|  |  |  | 1930-01-29 | 0 | 0
|  |  |  | 1930-01-30 | 0 | 0
|  |  |  | 1930-01-31 | 0 | 0
|  |  |  | 1930-02-01 | 0 | 0
|  |  |  | 1930-02-02 | 0 | 0
|  |  |  | 1930-02-03 | 0 | 0
|  |  |  | 1930-02-04 | 0 | 0
|  |  |  | 1930-02-05 | 0 | 0
|  |  |  | 1930-02-06 | 0 | 0
|  |  |  | 1930-02-07 | 0 | 0
|  |  |  | 1930-02-08 | 0 | 0
|  |  |  | 1930-02-09 | 0 | 0
|  |  |  | 1930-02-10 | 0 | 0
|  |  |  | 1930-02-11 | 0 | 0
|  |  |  | 1930-02-12 | 0 | 0
|  |  |  | 1930-02-13 | 0 | 0
|  |  |  | 1930-02-14 | 0 | 0
|  |  |  | 1930-02-15 | 0 | 0
|  |  |  | 1930-02-16 | 0 | 0
|  |  |  | 1930-02-17 | 0 | 0
|  |  |  | 1930-02-18 | 0 | 0
|  |  |  | 1930-02-19 | 0 | 0
|  |  |  | 1930-02-20 | 0 | 0
|  |  |  | 1930-02-21 | 0 | 0
|  |  |  | 1930-02-22 | 0 | 0
|  |  |  | 1930-02-23 | 0 | 0
|  |  |  | 1930-02-24 | 0 | 0
|  |  |  | 1930-02-25 | 0 | 0
|  |  |  | 1930-02-26 | 0 | 0
|  |  |  | 1930-02-27 | 0 | 0
|  |  |  | 1930-02-28 | 0 | 0
|  |  |  | 1930-03-01 | 0 | 0
|  |  |  | 1930-03-02 | 0 | 0
|  |  |  | 1930-03-03 | 0 | 0
|  |  |  | 1930-03-04 | 0 | 0
|  |  |  | 1930-03-05 | 0 | 0
|  |  |  | 1930-03-06 | 0 | 0
|  |  |  | 1930-03-07 | 0 | 0
|  |  |  | 1930-03-08 | 0 | 0
|  |  |  | 1930-03-09 | 0 | 0
|  |  |  | 1930-03-10 | 0 | 0
|  |  |  | 1930-03-11 | 0 | 0
|  |  |  | 1930-03-12 | 0 | 0
|  |  |  | 1930-03-13 | 0 | 0
|  |  |  | 1930-03-14 | 0 | 0
|  |  |  | 1930-03-15 | 0 | 0
|  |  |  | 1930-03-16 | 0 | 0
|  |  |  | 1930-03-17 | 0 | 0
|  |  |  | 1930-03-18 | 0 | 0
|  |  |  | 1930-03-19 | 0 | 0
|  |  |  | 1930-03-20 | 0 | 0
|  |  |  | 1930-03-21 | 0 | 0
|  |  |  | 1930-03-22 | 0 | 0
|  |  |  | 1930-03-23 | 0 | 0
|  |  |  | 1930-03-24 | 0 | 0
|  |  |  | 1930-03-25 | 0 | 0
|  |  |  | 1930-03-26 | 0.12 | 0.12
|  |  |  | 1930-03-27 | 0.27 | 0.27
|  |  |  | 1930-03-28 | 0 | 0
|  |  |  | 1930-03-29 | 0 | 0
|  |  |  | 1930-03-30 | 0 | 0
|  |  |  | 1930-03-31 | 0 | 0
|  |  |  | 1930-04-01 | 0 | 0
|  |  |  | 1930-04-02 | 0 | 0
|  |  |  | 1930-04-03 | 0 | 0
|  |  |  | 1930-04-04 | 0 | 0
|  |  |  | 1930-04-05 | 0 | 0
|  |  |  | 1930-04-06 | 0 | 0
|  |  |  | 1930-04-07 | 0 | 0
|  |  |  | 1930-04-08 | 0 | 0
|  |  |  | 1930-04-09 | 0 | 0
|  |  |  | 1930-04-10 | 0 | 0
|  |  |  | 1930-04-11 | 0 | 0
|  |  |  | 1930-04-12 | 0 | 0
|  |  |  | 1930-04-13 | 0 | 0
|  |  |  | 1930-04-14 | 0 | 0
|  |  |  | 1930-04-15 | 0 | 0
|  |  |  | 1930-04-16 | 0 | 0
|  |  |  | 1930-04-17 | 0 | 0
|  |  |  | 1930-04-18 | 0 | 0
|  |  |  | 1930-04-19 | 0 | 0
|  |  |  | 1930-04-20 | 0 | 0
|  |  |  | 1930-04-21 | 0 | 0
|  |  |  | 1930-04-22 | 0 | 0
|  |  |  | 1930-04-23 | 0 | 0
|  |  |  | 1930-04-24 | 0.63 | 0.63
|  |  |  | 1930-04-25 | 0 | 0
|  |  |  | 1930-04-26 | 0 | 0
|  |  |  | 1930-04-27 | 0.15 | 0.15
|  |  |  | 1930-04-28 | 0.11 | 0.11
|  |  |  | 1930-04-29 | 0 | 0
|  |  |  | 1930-04-30 | 0 | 0
|  |  |  | 1930-05-01 | 0 | 0
|  |  |  | 1930-05-02 | 0 | 0
|  |  |  | 1930-05-03 | 0 | 0
|  |  |  | 1930-05-04 | 0 | 0
|  |  |  | 1930-05-05 | 0 | 0
|  |  |  | 1930-05-06 | 0 | 0
|  |  |  | 1930-05-07 | 0 | 0
|  |  |  | 1930-05-08 | 0 | 0
|  |  |  | 1930-05-09 | 0 | 0
|  |  |  | 1930-05-10 | 0 | 0
|  |  |  | 1930-05-11 | 0 | 0
|  |  |  | 1930-05-12 | 0 | 0
|  |  |  | 1930-05-13 | 0 | 0
|  |  |  | 1930-05-14 | 0 | 0
|  |  |  | 1930-05-15 | 0 | 0
|  |  |  | 1930-05-16 | 0 | 0
|  |  |  | 1930-05-17 | 0 | 0
|  |  |  | 1930-05-18 | 0 | 0
|  |  |  | 1930-05-19 | 0 | 0
|  |  |  | 1930-05-20 | 0 | 0
|  |  |  | 1930-05-21 | 0 | 0
|  |  |  | 1930-05-22 | 0 | 0
|  |  |  | 1930-05-23 | 0 | 0
|  |  |  | 1930-05-24 | 0 | 0
|  |  |  | 1930-05-25 | 0 | 0
|  |  |  | 1930-05-26 | 0.14 | 0.14
|  |  |  | 1930-05-27 | 0.44 | 0.44
|  |  |  | 1930-05-28 | 1.3 | 1.3
|  |  |  | 1930-05-29 | 0.8 | 0.8
|  |  |  | 1930-05-30 | 0 | 0
|  |  |  | 1930-05-31 | 0 | 0
|  |  |  | 1930-06-01 | 0.48 | 0.48
|  |  |  | 1930-06-02 | 0 | 0
|  |  |  | 1930-06-03 | 0 | 0
|  |  |  | 1930-06-04 | 0 | 0
|  |  |  | 1930-06-05 | 0.35 | 0.35
|  |  |  | 1930-06-06 | 0.2 | 0.2
|  |  |  | 1930-06-07 | 0.14 | 0.14
|  |  |  | 1930-06-08 | 0 | 0
|  |  |  | 1930-06-09 | 0 | 0
|  |  |  | 1930-06-10 | 0 | 0
|  |  |  | 1930-06-11 | 0 | 0
|  |  |  | 1930-06-12 | 0 | 0
|  |  |  | 1930-06-13 | 0 | 0
|  |  |  | 1930-06-14 | 0 | 0
|  |  |  | 1930-06-15 | 0 | 0
|  |  |  | 1930-06-16 | 0 | 0
|  |  |  | 1930-06-17 | 0 | 0
|  |  |  | 1930-06-18 | 0.08 | 0.08
|  |  |  | 1930-06-19 | 0 | 0
|  |  |  | 1930-06-20 | 0 | 0
|  |  |  | 1930-06-21 | 0 | 0
|  |  |  | 1930-06-22 | 0 | 0
|  |  |  | 1930-06-23 | 0.25 | 0.25
|  |  |  | 1930-06-24 | 0 | 0
|  |  |  | 1930-06-25 | 0 | 0
|  |  |  | 1930-06-26 | 0 | 0
|  |  |  | 1930-06-27 | 0 | 0
|  |  |  | 1930-06-28 | 0 | 0
|  |  |  | 1930-06-29 | 0 | 0
|  |  |  | 1930-06-30 | 0 | 0
|  |  |  | 1930-07-01 | 0 | 0
|  |  |  | 1930-07-02 | 0.05 | 0.05
|  |  |  | 1930-07-03 | 0 | 0
|  |  |  | 1930-07-04 | 0 | 0
|  |  |  | 1930-07-05 | 0 | 0
|  |  |  | 1930-07-06 | 0 | 0
|  |  |  | 1930-07-07 | 0 | 0
|  |  |  | 1930-07-08 | 0 | 0
|  |  |  | 1930-07-09 | 0.35 | 0.35
|  |  |  | 1930-07-10 | 0 | 0
|  |  |  | 1930-07-11 | 0 | 0
|  |  |  | 1930-07-12 | 0 | 0
|  |  |  | 1930-07-13 | 0 | 0
|  |  |  | 1930-07-14 | 0 | 0
|  |  |  | 1930-07-15 | 0 | 0
|  |  |  | 1930-07-16 | 0 | 0
|  |  |  | 1930-07-17 | 0 | 0
|  |  |  | 1930-07-18 | 0.95 | 0.95
|  |  |  | 1930-07-19 | 0 | 0
|  |  |  | 1930-07-20 | 0 | 0
|  |  |  | 1930-07-21 | 0 | 0
|  |  |  | 1930-07-22 | 0 | 0
|  |  |  | 1930-07-23 | 0.3 | 0.3
|  |  |  | 1930-07-24 | 0.08 | 0.08
|  |  |  | 1930-07-25 | 0 | 0
|  |  |  | 1930-07-26 | 0 | 0
|  |  |  | 1930-07-27 | 0 | 0
|  |  |  | 1930-07-28 | 0 | 0
|  |  |  | 1930-07-29 | 0 | 0
|  |  |  | 1930-07-30 | 0 | 0
|  |  |  | 1930-07-31 | 0 | 0
|  |  |  | 1930-08-01 | 0 | 0
|  |  |  | 1930-08-02 | 0 | 0
|  |  |  | 1930-08-03 | 0 | 0
|  |  |  | 1930-08-04 | 0 | 0
|  |  |  | 1930-08-05 | 0 | 0
|  |  |  | 1930-08-06 | 1.8 | 1.8
|  |  |  | 1930-08-07 | 0.85 | 0.85
|  |  |  | 1930-08-08 | 0.15 | 0.15
|  |  |  | 1930-08-09 | 0 | 0
|  |  |  | 1930-08-10 | 0 | 0
|  |  |  | 1930-08-11 | 0 | 0
|  |  |  | 1930-08-12 | 0 | 0
|  |  |  | 1930-08-13 | 0 | 0
|  |  |  | 1930-08-14 | 0 | 0
|  |  |  | 1930-08-15 | 0.24 | 0.24
|  |  |  | 1930-08-16 | 0 | 0
|  |  |  | 1930-08-17 | 0 | 0
|  |  |  | 1930-08-18 | 0 | 0
|  |  |  | 1930-08-19 | 0 | 0
|  |  |  | 1930-08-20 | 0 | 0
|  |  |  | 1930-08-21 | 0 | 0
|  |  |  | 1930-08-22 | 0 | 0
|  |  |  | 1930-08-23 | 0 | 0
|  |  |  | 1930-08-24 | 0 | 0
|  |  |  | 1930-08-25 | 0 | 0
|  |  |  | 1930-08-26 | 0 | 0
|  |  |  | 1930-08-27 | 0 | 0
|  |  |  | 1930-08-28 | 0 | 0
|  |  |  | 1930-08-29 | 0 | 0
|  |  |  | 1930-08-30 | 0 | 0
|  |  |  | 1930-08-31 | 0 | 0
|  |  |  | 1930-09-01 | 0 | 0
|  |  |  | 1930-09-02 | 0 | 0
|  |  |  | 1930-09-03 | 0 | 0
|  |  |  | 1930-09-04 | 0 | 0
|  |  |  | 1930-09-05 | 0 | 0
|  |  |  | 1930-09-06 | 0 | 0
|  |  |  | 1930-09-07 | 0 | 0
|  |  |  | 1930-09-08 | 0 | 0
|  |  |  | 1930-09-09 | 0 | 0
|  |  |  | 1930-09-10 | 0 | 0
|  |  |  | 1930-09-11 | 0 | 0
|  |  |  | 1930-09-12 | 0 | 0
|  |  |  | 1930-09-13 | 0 | 0
|  |  |  | 1930-09-14 | 0 | 0
|  |  |  | 1930-09-15 | 0 | 0
|  |  |  | 1930-09-16 | 0 | 0
|  |  |  | 1930-09-17 | 0 | 0
|  |  |  | 1930-09-18 | 0 | 0
|  |  |  | 1930-09-19 | 0 | 0
|  |  |  | 1930-09-20 | 0 | 0
|  |  |  | 1930-09-21 | 0 | 0
|  |  |  | 1930-09-22 | 0 | 0
|  |  |  | 1930-09-23 | 0 | 0
|  |  |  | 1930-09-24 | 0 | 0
|  |  |  | 1930-09-25 | 0 | 0
|  |  |  | 1930-09-26 | 0 | 0
|  |  |  | 1930-09-27 | 0 | 0
|  |  |  | 1930-09-28 | 0 | 0
|  |  |  | 1930-09-29 | 0 | 0
|  |  |  | 1930-09-30 | 0 | 0
|  |  |  | 1930-10-01 | 0.76 | 0.76
|  |  |  | 1930-10-02 | 1.5 | 1.5
|  |  |  | 1930-10-03 | 0.51 | 0.51
|  |  |  | 1930-10-04 | 0.48 | 0.48
|  |  |  | 1930-10-05 | 0.15 | 0.15
|  |  |  | 1930-10-06 | 0 | 0
|  |  |  | 1930-10-07 | 0 | 0
|  |  |  | 1930-10-08 | 0 | 0
|  |  |  | 1930-10-09 | 0 | 0
|  |  |  | 1930-10-10 | 0 | 0
|  |  |  | 1930-10-11 | 0 | 0
|  |  |  | 1930-10-12 | 0 | 0
|  |  |  | 1930-10-13 | 0 | 0
|  |  |  | 1930-10-14 | 0 | 0
|  |  |  | 1930-10-15 | 0 | 0
|  |  |  | 1930-10-16 | 0 | 0
|  |  |  | 1930-10-17 | 0 | 0
|  |  |  | 1930-10-18 | 0 | 0
|  |  |  | 1930-10-19 | 0 | 0
|  |  |  | 1930-10-20 | 0 | 0
|  |  |  | 1930-10-21 | 0 | 0
|  |  |  | 1930-10-22 | 0 | 0
|  |  |  | 1930-10-23 | 0 | 0
|  |  |  | 1930-10-24 | 0 | 0
|  |  |  | 1930-10-25 | 0 | 0
|  |  |  | 1930-10-26 | 0.5 | 0.5
|  |  |  | 1930-10-27 | 0 | 0
|  |  |  | 1930-10-28 | 0 | 0
|  |  |  | 1930-10-29 | 0 | 0
|  |  |  | 1930-10-30 | 0 | 0
|  |  |  | 1930-10-31 | 0 | 0
|  |  |  | 1930-11-01 | 0 | 0
|  |  |  | 1930-11-02 | 0 | 0
|  |  |  | 1930-11-03 | 0 | 0
|  |  |  | 1930-11-04 | 0 | 0
|  |  |  | 1930-11-05 | 0 | 0
|  |  |  | 1930-11-06 | 0 | 0
|  |  |  | 1930-11-07 | 0 | 0
|  |  |  | 1930-11-08 | 0.35 | 0.35
|  |  |  | 1930-11-09 | 0 | 0
|  |  |  | 1930-11-10 | 0 | 0
|  |  |  | 1930-11-11 | 0 | 0
|  |  |  | 1930-11-12 | 0 | 0
|  |  |  | 1930-11-13 | 0 | 0
|  |  |  | 1930-11-14 | 0 | 0
|  |  |  | 1930-11-15 | 0 | 0
|  |  |  | 1930-11-16 | 0 | 0
|  |  |  | 1930-11-17 | 0 | 0
|  |  |  | 1930-11-18 | 0 | 0
|  |  |  | 1930-11-19 | 0 | 0
|  |  |  | 1930-11-20 | 0 | 0
|  |  |  | 1930-11-21 | 0 | 0
|  |  |  | 1930-11-22 | 0 | 0
|  |  |  | 1930-11-23 | 0.14 | 0.14
|  |  |  | 1930-11-24 | 0 | 0
|  |  |  | 1930-11-25 | 0 | 0
|  |  |  | 1930-11-26 | 0 | 0
|  |  |  | 1930-11-27 | 0 | 0
|  |  |  | 1930-11-28 | 0 | 0
|  |  |  | 1930-11-29 | 0.27 | 0.27
|  |  |  | 1930-11-30 | 0 | 0
|  |  |  | 1930-12-01 | 0 | 0
|  |  |  | 1930-12-02 | 0 | 0
|  |  |  | 1930-12-03 | 0 | 0
|  |  |  | 1930-12-04 | 0 | 0
|  |  |  | 1930-12-05 | 0 | 0
|  |  |  | 1930-12-06 | 0 | 0
|  |  |  | 1930-12-07 | 0 | 0
|  |  |  | 1930-12-08 | 0.24 | 0.24
|  |  |  | 1930-12-09 | 0 | 0
|  |  |  | 1930-12-10 | 0 | 0
|  |  |  | 1930-12-11 | 0 | 0
|  |  |  | 1930-12-12 | 0 | 0
|  |  |  | 1930-12-13 | 0 | 0
|  |  |  | 1930-12-14 | 0 | 0
|  |  |  | 1930-12-15 | 0 | 0
|  |  |  | 1930-12-16 | 0 | 0
|  |  |  | 1930-12-17 | 0 | 0
|  |  |  | 1930-12-18 | 0 | 0
|  |  |  | 1930-12-19 | 0 | 0
|  |  |  | 1930-12-20 | 0 | 0
|  |  |  | 1930-12-21 | 0 | 0
|  |  |  | 1930-12-22 | 0 | 0
|  |  |  | 1930-12-23 | 0 | 0
|  |  |  | 1930-12-24 | 0 | 0
|  |  |  | 1930-12-25 | 0 | 0
|  |  |  | 1930-12-26 | 0 | 0
|  |  |  | 1930-12-27 | 0 | 0
|  |  |  | 1930-12-28 | 0 | 0
|  |  |  | 1930-12-29 | 0 | 0
|  |  |  | 1930-12-30 | 0 | 0
|  |  |  | 1930-12-31 | 0.5 | 0.5
|  |  |  | 1931-01-01 | 0 | 0
|  |  |  | 1931-01-02 | 0 | 0
|  |  |  | 1931-01-03 | 0 | 0
|  |  |  | 1931-01-04 | 0.04 | 0.04
|  |  |  | 1931-01-05 | 0 | 0
|  |  |  | 1931-01-06 | 0 | 0
|  |  |  | 1931-01-07 | 0 | 0
|  |  |  | 1931-01-08 | 0 | 0
|  |  |  | 1931-01-09 | 0 | 0
|  |  |  | 1931-01-10 | 0 | 0
|  |  |  | 1931-01-11 | 0 | 0
|  |  |  | 1931-01-12 | 0 | 0
|  |  |  | 1931-01-13 | 0 | 0
|  |  |  | 1931-01-14 | 0 | 0
|  |  |  | 1931-01-15 | 0 | 0
|  |  |  | 1931-01-16 | 0.46 | 0.46
|  |  |  | 1931-01-17 | 0 | 0
|  |  |  | 1931-01-18 | 0 | 0
|  |  |  | 1931-01-19 | 0 | 0
|  |  |  | 1931-01-20 | 0 | 0
|  |  |  | 1931-01-21 | 0 | 0
|  |  |  | 1931-01-22 | 0 | 0
|  |  |  | 1931-01-23 | 0 | 0
|  |  |  | 1931-01-24 | 0 | 0
|  |  |  | 1931-01-25 | 0 | 0
|  |  |  | 1931-01-26 | 0 | 0
|  |  |  | 1931-01-27 | 0 | 0
|  |  |  | 1931-01-28 | 0.25 | 0.25
|  |  |  | 1931-01-29 | 0 | 0
|  |  |  | 1931-01-30 | 0.26 | 0.26
|  |  |  | 1931-01-31 | 0.17 | 0.17
|  |  |  | 1931-02-01 | 0 | 0
|  |  |  | 1931-02-02 | 0 | 0
|  |  |  | 1931-02-03 | 0 | 0
|  |  |  | 1931-02-04 | 0.12 | 0.12
|  |  |  | 1931-02-05 | 0.17 | 0.17
|  |  |  | 1931-02-06 | 0.28 | 0.28
|  |  |  | 1931-02-07 | 0.23 | 0.23
|  |  |  | 1931-02-08 | 0 | 0
|  |  |  | 1931-02-09 | 0 | 0
|  |  |  | 1931-02-10 | 0 | 0
|  |  |  | 1931-02-11 | 0 | 0
|  |  |  | 1931-02-12 | 0 | 0
|  |  |  | 1931-02-13 | 0 | 0
|  |  |  | 1931-02-14 | 0.17 | 0.17
|  |  |  | 1931-02-15 | 0.13 | 0.13
|  |  |  | 1931-02-16 | 0 | 0
|  |  |  | 1931-02-17 | 0 | 0
|  |  |  | 1931-02-18 | 0 | 0
|  |  |  | 1931-02-19 | 0 | 0
|  |  |  | 1931-02-20 | 0 | 0
|  |  |  | 1931-02-21 | 0 | 0
|  |  |  | 1931-02-22 | 0 | 0
|  |  |  | 1931-02-23 | 0 | 0
|  |  |  | 1931-02-24 | 0 | 0
|  |  |  | 1931-02-25 | 0 | 0
|  |  |  | 1931-02-26 | 0 | 0
|  |  |  | 1931-02-27 | 0.4 | 0.4
|  |  |  | 1931-02-28 | 0 | 0
|  |  |  | 1931-03-01 | 0.15 | 0.15
|  |  |  | 1931-03-02 | 0 | 0
|  |  |  | 1931-03-03 | 0 | 0
|  |  |  | 1931-03-04 | 0 | 0
|  |  |  | 1931-03-05 | 0 | 0
|  |  |  | 1931-03-06 | 0 | 0
|  |  |  | 1931-03-07 | 0 | 0
|  |  |  | 1931-03-08 | 0 | 0
|  |  |  | 1931-03-09 | 0 | 0
|  |  |  | 1931-03-10 | 0 | 0
|  |  |  | 1931-03-11 | 0 | 0
|  |  |  | 1931-03-12 | 0 | 0
|  |  |  | 1931-03-13 | 0 | 0
|  |  |  | 1931-03-14 | 0 | 0
|  |  |  | 1931-03-15 | 0.33 | 0.33
|  |  |  | 1931-03-16 | 0 | 0
|  |  |  | 1931-03-17 | 0 | 0
|  |  |  | 1931-03-18 | 0 | 0
|  |  |  | 1931-03-19 | 0 | 0
|  |  |  | 1931-03-20 | 0 | 0
|  |  |  | 1931-03-21 | 0 | 0
|  |  |  | 1931-03-22 | 0 | 0
|  |  |  | 1931-03-23 | 0 | 0
|  |  |  | 1931-03-24 | 0 | 0
|  |  |  | 1931-03-25 | 0 | 0
|  |  |  | 1931-03-26 | 0 | 0
|  |  |  | 1931-03-27 | 0 | 0
|  |  |  | 1931-03-28 | 0 | 0
|  |  |  | 1931-03-29 | 0 | 0
|  |  |  | 1931-03-30 | 0 | 0
|  |  |  | 1931-03-31 | 0 | 0
|  |  |  | 1931-04-01 | 0 | 0
|  |  |  | 1931-04-02 | 0 | 0
|  |  |  | 1931-04-03 | 0 | 0
|  |  |  | 1931-04-04 | 0 | 0
|  |  |  | 1931-04-05 | 0 | 0
|  |  |  | 1931-04-06 | 0 | 0
|  |  |  | 1931-04-07 | 0 | 0
|  |  |  | 1931-04-08 | 0 | 0
|  |  |  | 1931-04-09 | 0 | 0
|  |  |  | 1931-04-10 | 0 | 0
|  |  |  | 1931-04-11 | 0 | 0
|  |  |  | 1931-04-12 | 0 | 0
|  |  |  | 1931-04-13 | 0 | 0
|  |  |  | 1931-04-14 | 0 | 0
|  |  |  | 1931-04-15 | 0 | 0
|  |  |  | 1931-04-16 | 0.32 | 0.32
|  |  |  | 1931-04-17 | 0.4 | 0.4
|  |  |  | 1931-04-18 | 0.28 | 0.28
|  |  |  | 1931-04-19 | 0 | 0
|  |  |  | 1931-04-20 | 0 | 0
|  |  |  | 1931-04-21 | 0 | 0
|  |  |  | 1931-04-22 | 0 | 0
|  |  |  | 1931-04-23 | 0.66 | 0.66
|  |  |  | 1931-04-24 | 0.11 | 0.11
|  |  |  | 1931-04-25 | 0 | 0
|  |  |  | 1931-04-26 | 0 | 0
|  |  |  | 1931-04-27 | 0.23 | 0.23
|  |  |  | 1931-04-28 | 0.6 | 0.6
|  |  |  | 1931-04-29 | 0 | 0
|  |  |  | 1931-04-30 | 0 | 0
|  |  |  | 1931-05-01 | 0.15 | 0.15
|  |  |  | 1931-05-02 | 0 | 0
|  |  |  | 1931-05-03 | 0.1 | 0.1
|  |  |  | 1931-05-04 | 0 | 0
|  |  |  | 1931-05-05 | 0 | 0
|  |  |  | 1931-05-06 | 0 | 0
|  |  |  | 1931-05-07 | 0 | 0
|  |  |  | 1931-05-08 | 0 | 0
|  |  |  | 1931-05-09 | 0 | 0
|  |  |  | 1931-05-10 | 0 | 0
|  |  |  | 1931-05-11 | 0 | 0
|  |  |  | 1931-05-12 | 0 | 0
|  |  |  | 1931-05-13 | 0 | 0
|  |  |  | 1931-05-14 | 0 | 0
|  |  |  | 1931-05-15 | 0 | 0
|  |  |  | 1931-05-16 | 0.97 | 0.97
|  |  |  | 1931-05-17 | 0.3 | 0.3
|  |  |  | 1931-05-18 | 0 | 0
|  |  |  | 1931-05-19 | 0 | 0
|  |  |  | 1931-05-20 | 0 | 0
|  |  |  | 1931-05-21 | 0 | 0
|  |  |  | 1931-05-22 | 0 | 0
|  |  |  | 1931-05-23 | 0 | 0
|  |  |  | 1931-05-24 | 0 | 0
|  |  |  | 1931-05-25 | 0 | 0
|  |  |  | 1931-05-26 | 0 | 0
|  |  |  | 1931-05-27 | 0 | 0
|  |  |  | 1931-05-28 | 0 | 0
|  |  |  | 1931-05-29 | 0 | 0
|  |  |  | 1931-05-30 | 0 | 0
|  |  |  | 1931-05-31 | 0 | 0
|  |  |  | 1931-06-01 | 0 | 0
|  |  |  | 1931-06-02 | 0 | 0
|  |  |  | 1931-06-03 | 0 | 0
|  |  |  | 1931-06-04 | 0 | 0
|  |  |  | 1931-06-05 | 0.6 | 0.6
|  |  |  | 1931-06-06 | 0 | 0
|  |  |  | 1931-06-07 | 0 | 0
|  |  |  | 1931-06-08 | 0.19 | 0.19
|  |  |  | 1931-06-09 | 0.05 | 0.05
|  |  |  | 1931-06-10 | 0 | 0
|  |  |  | 1931-06-11 | 0 | 0
|  |  |  | 1931-06-12 | 0 | 0
|  |  |  | 1931-06-13 | 0 | 0
|  |  |  | 1931-06-14 | 0.13 | 0.13
|  |  |  | 1931-06-15 | 0 | 0
|  |  |  | 1931-06-16 | 0 | 0
|  |  |  | 1931-06-17 | 0 | 0
|  |  |  | 1931-06-18 | 0 | 0
|  |  |  | 1931-06-19 | 0 | 0
|  |  |  | 1931-06-20 | 0 | 0
|  |  |  | 1931-06-21 | 0 | 0
|  |  |  | 1931-06-22 | 0 | 0
|  |  |  | 1931-06-23 | 0 | 0
|  |  |  | 1931-06-24 | 0 | 0
|  |  |  | 1931-06-25 | 0 | 0
|  |  |  | 1931-06-26 | 0 | 0
|  |  |  | 1931-06-27 | 0 | 0
|  |  |  | 1931-06-28 | 0 | 0
|  |  |  | 1931-06-29 | 0.83 | 0.83
|  |  |  | 1931-06-30 | 0.19 | 0.19
|  |  |  | 1931-07-01 | 0.72 | 0.72
|  |  |  | 1931-07-02 | 0 | 0
|  |  |  | 1931-07-03 | 0 | 0
|  |  |  | 1931-07-04 | 0 | 0
|  |  |  | 1931-07-05 | 0 | 0
|  |  |  | 1931-07-06 | 0 | 0
|  |  |  | 1931-07-07 | 0 | 0
|  |  |  | 1931-07-08 | 0.14 | 0.14
|  |  |  | 1931-07-09 | 0 | 0
|  |  |  | 1931-07-10 | 0 | 0
|  |  |  | 1931-07-11 | 0 | 0
|  |  |  | 1931-07-12 | 0 | 0
|  |  |  | 1931-07-13 | 0 | 0
|  |  |  | 1931-07-14 | 0 | 0
|  |  |  | 1931-07-15 | 0 | 0
|  |  |  | 1931-07-16 | 0 | 0
|  |  |  | 1931-07-17 | 0 | 0
|  |  |  | 1931-07-18 | 0.49 | 0.49
|  |  |  | 1931-07-19 | 0 | 0
|  |  |  | 1931-07-20 | 0.67 | 0.67
|  |  |  | 1931-07-21 | 0.08 | 0.08
|  |  |  | 1931-07-22 | 0 | 0
|  |  |  | 1931-07-23 | 0 | 0
|  |  |  | 1931-07-24 | 0 | 0
|  |  |  | 1931-07-25 | 0 | 0
|  |  |  | 1931-07-26 | 0 | 0
|  |  |  | 1931-07-27 | 0 | 0
|  |  |  | 1931-07-28 | 0 | 0
|  |  |  | 1931-07-29 | 0 | 0
|  |  |  | 1931-07-30 | 0 | 0
|  |  |  | 1931-07-31 | 0.64 | 0.64
|  |  |  | 1931-08-01 | 0 | 0
|  |  |  | 1931-08-02 | 0.08 | 0.08
|  |  |  | 1931-08-03 | 0 | 0
|  |  |  | 1931-08-04 | 0 | 0
|  |  |  | 1931-08-05 | 0 | 0
|  |  |  | 1931-08-06 | 0 | 0
|  |  |  | 1931-08-07 | 0 | 0
|  |  |  | 1931-08-08 | 0 | 0
|  |  |  | 1931-08-09 | 0.12 | 0.12
|  |  |  | 1931-08-10 | 0 | 0
|  |  |  | 1931-08-11 | 0 | 0
|  |  |  | 1931-08-12 | 0 | 0
|  |  |  | 1931-08-13 | 0 | 0
|  |  |  | 1931-08-14 | 0 | 0
|  |  |  | 1931-08-15 | 0 | 0
|  |  |  | 1931-08-16 | 0 | 0
|  |  |  | 1931-08-17 | 0 | 0
|  |  |  | 1931-08-18 | 0 | 0
|  |  |  | 1931-08-19 | 0 | 0
|  |  |  | 1931-08-20 | 0 | 0
|  |  |  | 1931-08-21 | 0 | 0
|  |  |  | 1931-08-22 | 0 | 0
|  |  |  | 1931-08-23 | 0 | 0
|  |  |  | 1931-08-24 | 0 | 0
|  |  |  | 1931-08-25 | 0 | 0
|  |  |  | 1931-08-26 | 0 | 0
|  |  |  | 1931-08-27 | 0 | 0
|  |  |  | 1931-08-28 | 0 | 0
|  |  |  | 1931-08-29 | 0 | 0
|  |  |  | 1931-08-30 | 0 | 0
|  |  |  | 1931-08-31 | 0.18 | 0.18
|  |  |  | 1931-09-01 | 0 | 0
|  |  |  | 1931-09-02 | 0 | 0
|  |  |  | 1931-09-03 | 0 | 0
|  |  |  | 1931-09-04 | 0 | 0
|  |  |  | 1931-09-05 | 0 | 0
|  |  |  | 1931-09-06 | 0 | 0
|  |  |  | 1931-09-07 | 0 | 0
|  |  |  | 1931-09-08 | 0 | 0
|  |  |  | 1931-09-09 | 0 | 0
|  |  |  | 1931-09-10 | 0 | 0
|  |  |  | 1931-09-11 | 0 | 0
|  |  |  | 1931-09-12 | 0 | 0
|  |  |  | 1931-09-13 | 0 | 0
|  |  |  | 1931-09-14 | 0 | 0
|  |  |  | 1931-09-15 | 0 | 0
|  |  |  | 1931-09-16 | 0 | 0
|  |  |  | 1931-09-17 | 0 | 0
|  |  |  | 1931-09-18 | 0 | 0
|  |  |  | 1931-09-19 | 0 | 0
|  |  |  | 1931-09-20 | 0.21 | 0.21
|  |  |  | 1931-09-21 | 0 | 0
|  |  |  | 1931-09-22 | 0 | 0
|  |  |  | 1931-09-23 | 0.3 | 0.3
|  |  |  | 1931-09-24 | 0 | 0
|  |  |  | 1931-09-25 | 0.15 | 0.15
|  |  |  | 1931-09-26 | 0 | 0
|  |  |  | 1931-09-27 | 0 | 0
|  |  |  | 1931-09-28 | 0 | 0
|  |  |  | 1931-09-29 | 0 | 0
|  |  |  | 1931-09-30 | 0 | 0
|  |  |  | 1931-10-01 | 0 | 0
|  |  |  | 1931-10-02 | 0 | 0
|  |  |  | 1931-10-03 | 0 | 0
|  |  |  | 1931-10-04 | 0 | 0
|  |  |  | 1931-10-05 | 0 | 0
|  |  |  | 1931-10-06 | 0 | 0
|  |  |  | 1931-10-07 | 0 | 0
|  |  |  | 1931-10-08 | 0 | 0
|  |  |  | 1931-10-09 | 0 | 0
|  |  |  | 1931-10-10 | 0 | 0
|  |  |  | 1931-10-11 | 0 | 0
|  |  |  | 1931-10-12 | 0.3 | 0.3
|  |  |  | 1931-10-13 | 0 | 0
|  |  |  | 1931-10-14 | 0 | 0
|  |  |  | 1931-10-15 | 0 | 0
|  |  |  | 1931-10-16 | 0 | 0
|  |  |  | 1931-10-17 | 0 | 0
|  |  |  | 1931-10-18 | 0 | 0
|  |  |  | 1931-10-19 | 0 | 0
|  |  |  | 1931-10-20 | 0 | 0
|  |  |  | 1931-10-21 | 0 | 0
|  |  |  | 1931-10-22 | 0 | 0
|  |  |  | 1931-10-23 | 0 | 0
|  |  |  | 1931-10-24 | 0 | 0
|  |  |  | 1931-10-25 | 0 | 0
|  |  |  | 1931-10-26 | 0 | 0
|  |  |  | 1931-10-27 | 0 | 0
|  |  |  | 1931-10-28 | 0 | 0
|  |  |  | 1931-10-29 | 0 | 0
|  |  |  | 1931-10-30 | 0 | 0
|  |  |  | 1931-10-31 | 0 | 0
|  |  |  | 1931-11-01 | 0 | 0
|  |  |  | 1931-11-02 | 0 | 0
|  |  |  | 1931-11-03 | 0 | 0
|  |  |  | 1931-11-04 | 0 | 0
|  |  |  | 1931-11-05 | 0 | 0
|  |  |  | 1931-11-06 | 0 | 0
|  |  |  | 1931-11-07 | 0 | 0
|  |  |  | 1931-11-08 | 0 | 0
|  |  |  | 1931-11-09 | 0 | 0
|  |  |  | 1931-11-10 | 0 | 0
|  |  |  | 1931-11-11 | 0 | 0
|  |  |  | 1931-11-12 | 0 | 0
|  |  |  | 1931-11-13 | 0.09 | 0.09
|  |  |  | 1931-11-14 | 0 | 0
|  |  |  | 1931-11-15 | 0 | 0
|  |  |  | 1931-11-16 | 0.1 | 0.1
|  |  |  | 1931-11-17 | 0 | 0
|  |  |  | 1931-11-18 | 0 | 0
|  |  |  | 1931-11-19 | 0 | 0
|  |  |  | 1931-11-20 | 0 | 0
|  |  |  | 1931-11-21 | 0 | 0
|  |  |  | 1931-11-22 | 0 | 0
|  |  |  | 1931-11-23 | 0 | 0
|  |  |  | 1931-11-24 | 0 | 0
|  |  |  | 1931-11-25 | 0 | 0
|  |  |  | 1931-11-26 | 0.05 | 0.05
|  |  |  | 1931-11-27 | 0 | 0
|  |  |  | 1931-11-28 | 0 | 0
|  |  |  | 1931-11-29 | 0 | 0
|  |  |  | 1931-11-30 | 0 | 0
|  |  |  | 1931-12-01 | 1.05 | 1.05
|  |  |  | 1931-12-02 | 0 | 0
|  |  |  | 1931-12-03 | 0 | 0
|  |  |  | 1931-12-04 | 0 | 0
|  |  |  | 1931-12-05 | 0 | 0
|  |  |  | 1931-12-06 | 0 | 0
|  |  |  | 1931-12-07 | 0 | 0
|  |  |  | 1931-12-08 | 0.3 | 0.3
|  |  |  | 1931-12-09 | 0 | 0
|  |  |  | 1931-12-10 | 0 | 0
|  |  |  | 1931-12-11 | 0 | 0
|  |  |  | 1931-12-12 | 0 | 0
|  |  |  | 1931-12-13 | 0 | 0
|  |  |  | 1931-12-14 | 0 | 0
|  |  |  | 1931-12-15 | 0 | 0
|  |  |  | 1931-12-16 | 0 | 0
|  |  |  | 1931-12-17 | 0.6 | 0.6
|  |  |  | 1931-12-18 | 0 | 0
|  |  |  | 1931-12-19 | 0 | 0
|  |  |  | 1931-12-20 | 0 | 0
|  |  |  | 1931-12-21 | 0 | 0
|  |  |  | 1931-12-22 | 0 | 0
|  |  |  | 1931-12-23 | 0 | 0
|  |  |  | 1931-12-24 | 0 | 0
|  |  |  | 1931-12-25 | 0 | 0
|  |  |  | 1931-12-26 | 0 | 0
|  |  |  | 1931-12-27 | 0 | 0
|  |  |  | 1931-12-28 | 0 | 0
|  |  |  | 1931-12-29 | 0 | 0
|  |  |  | 1931-12-30 | 0 | 0
|  |  |  | 1931-12-31 | 0 | 0
|  |  |  | 1932-01-01 | 0 | 0
|  |  |  | 1932-01-02 | 0 | 0
|  |  |  | 1932-01-03 | 0 | 0
|  |  |  | 1932-01-04 | 0 | 0
|  |  |  | 1932-01-05 | 0 | 0
|  |  |  | 1932-01-06 | 0 | 0
|  |  |  | 1932-01-07 | 0 | 0
|  |  |  | 1932-01-08 | 0 | 0
|  |  |  | 1932-01-09 | 0 | 0
|  |  |  | 1932-01-10 | 0 | 0
|  |  |  | 1932-01-11 | 0 | 0
|  |  |  | 1932-01-12 | 0 | 0
|  |  |  | 1932-01-13 | 0 | 0
|  |  |  | 1932-01-14 | 0 | 0
|  |  |  | 1932-01-15 | 0.3 | 0.3
|  |  |  | 1932-01-16 | 0 | 0
|  |  |  | 1932-01-17 | 0 | 0
|  |  |  | 1932-01-18 | 0 | 0
|  |  |  | 1932-01-19 | 0 | 0
|  |  |  | 1932-01-20 | 0 | 0
|  |  |  | 1932-01-21 | 0 | 0
|  |  |  | 1932-01-22 | 0 | 0
|  |  |  | 1932-01-23 | 0 | 0
|  |  |  | 1932-01-24 | 0 | 0
|  |  |  | 1932-01-25 | 0 | 0
|  |  |  | 1932-01-26 | 0 | 0
|  |  |  | 1932-01-27 | 0 | 0
|  |  |  | 1932-01-28 | 0 | 0
|  |  |  | 1932-01-29 | 0 | 0
|  |  |  | 1932-01-30 | 0 | 0
|  |  |  | 1932-01-31 | 0 | 0
|  |  |  | 1932-02-01 | 0 | 0
|  |  |  | 1932-02-02 | 0 | 0
|  |  |  | 1932-02-03 | 0 | 0
|  |  |  | 1932-02-04 | 0 | 0
|  |  |  | 1932-02-05 | 0 | 0
|  |  |  | 1932-02-06 | 0 | 0
|  |  |  | 1932-02-07 | 0 | 0
|  |  |  | 1932-02-08 | 0 | 0
|  |  |  | 1932-02-09 | 0 | 0
|  |  |  | 1932-02-10 | 0 | 0
|  |  |  | 1932-02-11 | 0 | 0
|  |  |  | 1932-02-12 | 0 | 0
|  |  |  | 1932-02-13 | 0 | 0
|  |  |  | 1932-02-14 | 0.5 | 0.5
|  |  |  | 1932-02-15 | 0 | 0
|  |  |  | 1932-02-16 | 0 | 0
|  |  |  | 1932-02-17 | 0 | 0
|  |  |  | 1932-02-18 | 0.15 | 0.15
|  |  |  | 1932-02-19 | 0.95 | 0.95
|  |  |  | 1932-02-20 | 0.56 | 0.56
|  |  |  | 1932-02-21 | 0.27 | 0.27
|  |  |  | 1932-02-22 | 0.15 | 0.15
|  |  |  | 1932-02-23 | 0 | 0
|  |  |  | 1932-02-24 | 0 | 0
|  |  |  | 1932-02-25 | 0 | 0
|  |  |  | 1932-02-26 | 0 | 0
|  |  |  | 1932-02-27 | 0 | 0
|  |  |  | 1932-02-28 | 0 | 0
|  |  |  | 1932-02-29 | 0 | 0
|  |  |  | 1932-03-01 | 0 | 0
|  |  |  | 1932-03-02 | 0 | 0
|  |  |  | 1932-03-03 | 0 | 0
|  |  |  | 1932-03-04 | 0 | 0
|  |  |  | 1932-03-05 | 0 | 0
|  |  |  | 1932-03-06 | 0 | 0
|  |  |  | 1932-03-07 | 0 | 0
|  |  |  | 1932-03-08 | 0 | 0
|  |  |  | 1932-03-09 | 0 | 0
|  |  |  | 1932-03-10 | 0 | 0
|  |  |  | 1932-03-11 | 0 | 0
|  |  |  | 1932-03-12 | 0 | 0
|  |  |  | 1932-03-13 | 0 | 0
|  |  |  | 1932-03-14 | 0 | 0
|  |  |  | 1932-03-15 | 0 | 0
|  |  |  | 1932-03-16 | 0 | 0
|  |  |  | 1932-03-17 | 0 | 0
|  |  |  | 1932-03-18 | 0 | 0
|  |  |  | 1932-03-19 | 0 | 0
|  |  |  | 1932-03-20 | 0 | 0
|  |  |  | 1932-03-21 | 0 | 0
|  |  |  | 1932-03-22 | 0 | 0
|  |  |  | 1932-03-23 | 0 | 0
|  |  |  | 1932-03-24 | 0 | 0
|  |  |  | 1932-03-25 | 0 | 0
|  |  |  | 1932-03-26 | 0 | 0
|  |  |  | 1932-03-27 | 0 | 0
|  |  |  | 1932-03-28 | 0 | 0
|  |  |  | 1932-03-29 | 0 | 0
|  |  |  | 1932-03-30 | 0.17 | 0.17
|  |  |  | 1932-03-31 | 0 | 0
|  |  |  | 1932-04-01 | 0 | 0
|  |  |  | 1932-04-02 | 0 | 0
|  |  |  | 1932-04-03 | 0 | 0
|  |  |  | 1932-04-04 | 0 | 0
|  |  |  | 1932-04-05 | 0 | 0
|  |  |  | 1932-04-06 | 0 | 0
|  |  |  | 1932-04-07 | 0 | 0
|  |  |  | 1932-04-08 | 0 | 0
|  |  |  | 1932-04-09 | 0 | 0
|  |  |  | 1932-04-10 | 0 | 0
|  |  |  | 1932-04-11 | 0 | 0
|  |  |  | 1932-04-12 | 0 | 0
|  |  |  | 1932-04-13 | 0 | 0
|  |  |  | 1932-04-14 | 0 | 0
|  |  |  | 1932-04-15 | 0 | 0
|  |  |  | 1932-04-16 | 0 | 0
|  |  |  | 1932-04-17 | 0 | 0
|  |  |  | 1932-04-18 | 0 | 0
|  |  |  | 1932-04-19 | 0 | 0
|  |  |  | 1932-04-20 | 0 | 0
|  |  |  | 1932-04-21 | 0 | 0
|  |  |  | 1932-04-22 | 0 | 0
|  |  |  | 1932-04-23 | 0 | 0
|  |  |  | 1932-04-24 | 0 | 0
|  |  |  | 1932-04-25 | 0 | 0
|  |  |  | 1932-04-26 | 0 | 0
|  |  |  | 1932-04-27 | 0 | 0
|  |  |  | 1932-04-28 | 0 | 0
|  |  |  | 1932-04-29 | 0 | 0
|  |  |  | 1932-04-30 | 0 | 0
|  |  |  | 1932-05-01 | 0 | 0
|  |  |  | 1932-05-02 | 0 | 0
|  |  |  | 1932-05-03 | 0 | 0
|  |  |  | 1932-05-04 | 0 | 0
|  |  |  | 1932-05-05 | 0 | 0
|  |  |  | 1932-05-06 | 0 | 0
|  |  |  | 1932-05-07 | 0 | 0
|  |  |  | 1932-05-08 | 0 | 0
|  |  |  | 1932-05-09 | 0.34 | 0.34
|  |  |  | 1932-05-10 | 0 | 0
|  |  |  | 1932-05-11 | 0 | 0
|  |  |  | 1932-05-12 | 0 | 0
|  |  |  | 1932-05-13 | 0 | 0
|  |  |  | 1932-05-14 | 0.2 | 0.2
|  |  |  | 1932-05-15 | 0 | 0
|  |  |  | 1932-05-16 | 0 | 0
|  |  |  | 1932-05-17 | 0 | 0
|  |  |  | 1932-05-18 | 0 | 0
|  |  |  | 1932-05-19 | 0 | 0
|  |  |  | 1932-05-20 | 0 | 0
|  |  |  | 1932-05-21 | 0 | 0
|  |  |  | 1932-05-22 | 0 | 0
|  |  |  | 1932-05-23 | 0 | 0
|  |  |  | 1932-05-24 | 0.32 | 0.32
|  |  |  | 1932-05-25 | 0.05 | 0.05
|  |  |  | 1932-05-26 | 0 | 0
|  |  |  | 1932-05-27 | 0 | 0
|  |  |  | 1932-05-28 | 0 | 0
|  |  |  | 1932-05-29 | 0 | 0
|  |  |  | 1932-05-30 | 0 | 0
|  |  |  | 1932-05-31 | 0 | 0
|  |  |  | 1932-06-01 | 0 | 0
|  |  |  | 1932-06-02 | 0 | 0
|  |  |  | 1932-06-03 | 0 | 0
|  |  |  | 1932-06-04 | 0 | 0
|  |  |  | 1932-06-05 | 0 | 0
|  |  |  | 1932-06-06 | 0 | 0
|  |  |  | 1932-06-07 | 0 | 0
|  |  |  | 1932-06-08 | 0 | 0
|  |  |  | 1932-06-09 | 0 | 0
|  |  |  | 1932-06-10 | 0 | 0
|  |  |  | 1932-06-11 | 0 | 0
|  |  |  | 1932-06-12 | 0 | 0
|  |  |  | 1932-06-13 | 0 | 0
|  |  |  | 1932-06-14 | 0 | 0
|  |  |  | 1932-06-15 | 0 | 0
|  |  |  | 1932-06-16 | 0 | 0
|  |  |  | 1932-06-17 | 0 | 0
|  |  |  | 1932-06-18 | 0 | 0
|  |  |  | 1932-06-19 | 0 | 0
|  |  |  | 1932-06-20 | 0 | 0
|  |  |  | 1932-06-21 | 0.29 | 0.29
|  |  |  | 1932-06-22 | 0.25 | 0.25
|  |  |  | 1932-06-23 | 0.05 | 0.05
|  |  |  | 1932-06-24 | 0 | 0
|  |  |  | 1932-06-25 | 0 | 0
|  |  |  | 1932-06-26 | 0 | 0
|  |  |  | 1932-06-27 | 0 | 0
|  |  |  | 1932-06-28 | 0 | 0
|  |  |  | 1932-06-29 | 0 | 0
|  |  |  | 1932-06-30 | 0 | 0
|  |  |  | 1932-07-01 | 0 | 0
|  |  |  | 1932-07-02 | 0 | 0
|  |  |  | 1932-07-03 | 0 | 0
|  |  |  | 1932-07-04 | 0.37 | 0.37
|  |  |  | 1932-07-05 | 0 | 0
|  |  |  | 1932-07-06 | 0.4 | 0.4
|  |  |  | 1932-07-07 | 0.4 | 0.4
|  |  |  | 1932-07-08 | 0 | 0
|  |  |  | 1932-07-09 | 0 | 0
|  |  |  | 1932-07-10 | 0 | 0
|  |  |  | 1932-07-11 | 0 | 0
|  |  |  | 1932-07-12 | 0 | 0
|  |  |  | 1932-07-13 | 0.13 | 0.13
|  |  |  | 1932-07-14 | 0 | 0
|  |  |  | 1932-07-15 | 0 | 0
|  |  |  | 1932-07-16 | 0 | 0
|  |  |  | 1932-07-17 | 0 | 0
|  |  |  | 1932-07-18 | 0 | 0
|  |  |  | 1932-07-19 | 0 | 0
|  |  |  | 1932-07-20 | 0 | 0
|  |  |  | 1932-07-21 | 0 | 0
|  |  |  | 1932-07-22 | 0.74 | 0.74
|  |  |  | 1932-07-23 | 0 | 0
|  |  |  | 1932-07-24 | 0 | 0
|  |  |  | 1932-07-25 | 0.17 | 0.17
|  |  |  | 1932-07-26 | 0.22 | 0.22
|  |  |  | 1932-07-27 | 0.24 | 0.24
|  |  |  | 1932-07-28 | 0 | 0
|  |  |  | 1932-07-29 | 0 | 0
|  |  |  | 1932-07-30 | 0 | 0
|  |  |  | 1932-07-31 | 0 | 0
|  |  |  | 1932-08-01 | 0 | 0
|  |  |  | 1932-08-02 | 0 | 0
|  |  |  | 1932-08-03 | 0 | 0
|  |  |  | 1932-08-04 | 0 | 0
|  |  |  | 1932-08-05 | 0 | 0
|  |  |  | 1932-08-06 | 0 | 0
|  |  |  | 1932-08-07 | 0 | 0
|  |  |  | 1932-08-08 | 0.94 | 0.94
|  |  |  | 1932-08-09 | 0 | 0
|  |  |  | 1932-08-10 | 0 | 0
|  |  |  | 1932-08-11 | 0 | 0
|  |  |  | 1932-08-12 | 0 | 0
|  |  |  | 1932-08-13 | 0 | 0
|  |  |  | 1932-08-14 | 0 | 0
|  |  |  | 1932-08-15 | 0.18 | 0.18
|  |  |  | 1932-08-16 | 0 | 0
|  |  |  | 1932-08-17 | 0.22 | 0.22
|  |  |  | 1932-08-18 | 0 | 0
|  |  |  | 1932-08-19 | 0 | 0
|  |  |  | 1932-08-20 | 0 | 0
|  |  |  | 1932-08-21 | 0 | 0
|  |  |  | 1932-08-22 | 0 | 0
|  |  |  | 1932-08-23 | 0 | 0
|  |  |  | 1932-08-24 | 0 | 0
|  |  |  | 1932-08-25 | 0 | 0
|  |  |  | 1932-08-26 | 0.17 | 0.17
|  |  |  | 1932-08-27 | 3.9 | 3.9
|  |  |  | 1932-08-28 | 0 | 0
|  |  |  | 1932-08-29 | 5.3 | 5.3
|  |  |  | 1932-08-30 | 0 | 0
|  |  |  | 1932-08-31 | 0.05 | 0.05
|  |  |  | 1932-09-01 | 0 | 0
|  |  |  | 1932-09-02 | 0.12 | 0.12
|  |  |  | 1932-09-03 | 0.16 | 0.16
|  |  |  | 1932-09-04 | 0.11 | 0.11
|  |  |  | 1932-09-05 | 0 | 0
|  |  |  | 1932-09-06 | 0.38 | 0.38
|  |  |  | 1932-09-07 | 1.05 | 1.05
|  |  |  | 1932-09-08 | 0 | 0
|  |  |  | 1932-09-09 | 0 | 0
|  |  |  | 1932-09-10 | 0 | 0
|  |  |  | 1932-09-11 | 0 | 0
|  |  |  | 1932-09-12 | 0 | 0
|  |  |  | 1932-09-13 | 0 | 0
|  |  |  | 1932-09-14 | 0 | 0
|  |  |  | 1932-09-15 | 0 | 0
|  |  |  | 1932-09-16 | 0 | 0
|  |  |  | 1932-09-17 | 0 | 0
|  |  |  | 1932-09-18 | 0.35 | 0.35
|  |  |  | 1932-09-19 | 0 | 0
|  |  |  | 1932-09-20 | 0 | 0
|  |  |  | 1932-09-21 | 0.19 | 0.19
|  |  |  | 1932-09-22 | 0 | 0
|  |  |  | 1932-09-23 | 0 | 0
|  |  |  | 1932-09-24 | 0 | 0
|  |  |  | 1932-09-25 | 0.41 | 0.41
|  |  |  | 1932-09-26 | 0 | 0
|  |  |  | 1932-09-27 | 0 | 0
|  |  |  | 1932-09-28 | 2.3 | 2.3
|  |  |  | 1932-09-29 | 0.6 | 0.6
|  |  |  | 1932-09-30 | 0 | 0
|  |  |  | 1932-10-01 | 0 | 0
|  |  |  | 1932-10-02 | 0 | 0
|  |  |  | 1932-10-03 | 0 | 0
|  |  |  | 1932-10-04 | 0 | 0
|  |  |  | 1932-10-05 | 0 | 0
|  |  |  | 1932-10-06 | 0 | 0
|  |  |  | 1932-10-07 | 0 | 0
|  |  |  | 1932-10-08 | 0 | 0
|  |  |  | 1932-10-09 | 0 | 0
|  |  |  | 1932-10-10 | 0 | 0
|  |  |  | 1932-10-11 | 0 | 0
|  |  |  | 1932-10-12 | 0 | 0
|  |  |  | 1932-10-13 | 0 | 0
|  |  |  | 1932-10-14 | 0 | 0
|  |  |  | 1932-10-15 | 0 | 0
|  |  |  | 1932-10-16 | 0 | 0
|  |  |  | 1932-10-17 | 0 | 0
|  |  |  | 1932-10-18 | 0 | 0
|  |  |  | 1932-10-19 | 0 | 0
|  |  |  | 1932-10-20 | 0.38 | 0.38
|  |  |  | 1932-10-21 | 0 | 0
|  |  |  | 1932-10-22 | 0 | 0
|  |  |  | 1932-10-23 | 0 | 0
|  |  |  | 1932-10-24 | 0 | 0
|  |  |  | 1932-10-25 | 0 | 0
|  |  |  | 1932-10-26 | 0 | 0
|  |  |  | 1932-10-27 | 0 | 0
|  |  |  | 1932-10-28 | 0 | 0
|  |  |  | 1932-10-29 | 0 | 0
|  |  |  | 1932-10-30 | 0 | 0
|  |  |  | 1932-10-31 | 0 | 0
|  |  |  | 1932-11-01 | 0 | 0
|  |  |  | 1932-11-02 | 0 | 0
|  |  |  | 1932-11-03 | 0 | 0
|  |  |  | 1932-11-04 | 0 | 0
|  |  |  | 1932-11-05 | 0 | 0
|  |  |  | 1932-11-06 | 0 | 0
|  |  |  | 1932-11-07 | 0 | 0
|  |  |  | 1932-11-08 | 0 | 0
|  |  |  | 1932-11-09 | 0 | 0
|  |  |  | 1932-11-10 | 0 | 0
|  |  |  | 1932-11-11 | 0 | 0
|  |  |  | 1932-11-12 | 0 | 0
|  |  |  | 1932-11-13 | 0 | 0
|  |  |  | 1932-11-14 | 0 | 0
|  |  |  | 1932-11-15 | 0 | 0
|  |  |  | 1932-11-16 | 0 | 0
|  |  |  | 1932-11-17 | 0 | 0
|  |  |  | 1932-11-18 | 0 | 0
|  |  |  | 1932-11-19 | 0 | 0
|  |  |  | 1932-11-20 | 0 | 0
|  |  |  | 1932-11-21 | 0 | 0
|  |  |  | 1932-11-22 | 0 | 0
|  |  |  | 1932-11-23 | 0 | 0
|  |  |  | 1932-11-24 | 0 | 0
|  |  |  | 1932-11-25 | 0 | 0
|  |  |  | 1932-11-26 | 0 | 0
|  |  |  | 1932-11-27 | 0 | 0
|  |  |  | 1932-11-28 | 0 | 0
|  |  |  | 1932-11-29 | 0 | 0
|  |  |  | 1932-11-30 | 0 | 0
|  |  |  | 1932-12-01 | 0 | 0
|  |  |  | 1932-12-02 | 0 | 0
|  |  |  | 1932-12-03 | 0 | 0
|  |  |  | 1932-12-04 | 0 | 0
|  |  |  | 1932-12-05 | 0 | 0
|  |  |  | 1932-12-06 | 0 | 0
|  |  |  | 1932-12-07 | 0 | 0
|  |  |  | 1932-12-08 | 0 | 0
|  |  |  | 1932-12-09 | 0.3 | 0.3
|  |  |  | 1932-12-10 | 0 | 0
|  |  |  | 1932-12-11 | 0 | 0
|  |  |  | 1932-12-12 | 0 | 0
|  |  |  | 1932-12-13 | 0 | 0
|  |  |  | 1932-12-14 | 0.3 | 0.3
|  |  |  | 1932-12-15 | 0.06 | 0.06
|  |  |  | 1932-12-16 | 0 | 0
|  |  |  | 1932-12-17 | 0 | 0
|  |  |  | 1932-12-18 | 0 | 0
|  |  |  | 1932-12-19 | 0 | 0
|  |  |  | 1932-12-20 | 0 | 0
|  |  |  | 1932-12-21 | 0 | 0
|  |  |  | 1932-12-22 | 0 | 0
|  |  |  | 1932-12-23 | 0.27 | 0.27
|  |  |  | 1932-12-24 | 0 | 0
|  |  |  | 1932-12-25 | 0 | 0
|  |  |  | 1932-12-26 | 0 | 0
|  |  |  | 1932-12-27 | 0 | 0
|  |  |  | 1932-12-28 | 0 | 0
|  |  |  | 1932-12-29 | 0 | 0
|  |  |  | 1932-12-30 | 0.6 | 0.6
|  |  |  | 1932-12-31 | 0 | 0
|  |  |  | 1933-01-01 | 0 | 0
|  |  |  | 1933-01-02 | 0 | 0
|  |  |  | 1933-01-03 | 0 | 0
|  |  |  | 1933-01-04 | 0 | 0
|  |  |  | 1933-01-05 | 0 | 0
|  |  |  | 1933-01-06 | 0 | 0
|  |  |  | 1933-01-07 | 0 | 0
|  |  |  | 1933-01-08 | 0 | 0
|  |  |  | 1933-01-09 | 0 | 0
|  |  |  | 1933-01-10 | 0 | 0
|  |  |  | 1933-01-11 | 0 | 0
|  |  |  | 1933-01-12 | 0 | 0
|  |  |  | 1933-01-13 | 0 | 0
|  |  |  | 1933-01-14 | 0 | 0
|  |  |  | 1933-01-15 | 0 | 0
|  |  |  | 1933-01-16 | 0 | 0
|  |  |  | 1933-01-17 | 0 | 0
|  |  |  | 1933-01-18 | 0 | 0
|  |  |  | 1933-01-19 | 0 | 0
|  |  |  | 1933-01-20 | 0 | 0
|  |  |  | 1933-01-21 | 0 | 0
|  |  |  | 1933-01-22 | 0 | 0
|  |  |  | 1933-01-23 | 0 | 0
|  |  |  | 1933-01-24 | 0 | 0
|  |  |  | 1933-01-25 | 0 | 0
|  |  |  | 1933-01-26 | 0 | 0
|  |  |  | 1933-01-27 | 0 | 0
|  |  |  | 1933-01-28 | 0 | 0
|  |  |  | 1933-01-29 | 0 | 0
|  |  |  | 1933-01-30 | 0 | 0
|  |  |  | 1933-01-31 | 0 | 0
|  |  |  | 1933-02-01 | 0 | 0
|  |  |  | 1933-02-02 | 0 | 0
|  |  |  | 1933-02-03 | 0 | 0
|  |  |  | 1933-02-04 | 0 | 0
|  |  |  | 1933-02-05 | 0 | 0
|  |  |  | 1933-02-06 | 0 | 0
|  |  |  | 1933-02-07 | 0 | 0
|  |  |  | 1933-02-08 | 0 | 0
|  |  |  | 1933-02-09 | 0 | 0
|  |  |  | 1933-02-10 | 0 | 0
|  |  |  | 1933-02-11 | 0 | 0
|  |  |  | 1933-02-12 | 0 | 0
|  |  |  | 1933-02-13 | 0 | 0
|  |  |  | 1933-02-14 | 0 | 0
|  |  |  | 1933-02-15 | 0 | 0
|  |  |  | 1933-02-16 | 0 | 0
|  |  |  | 1933-02-17 | 0 | 0
|  |  |  | 1933-02-18 | 0 | 0
|  |  |  | 1933-02-19 | 0 | 0
|  |  |  | 1933-02-20 | 0 | 0
|  |  |  | 1933-02-21 | 0 | 0
|  |  |  | 1933-02-22 | 0 | 0
|  |  |  | 1933-02-23 | 0 | 0
|  |  |  | 1933-02-24 | 0 | 0
|  |  |  | 1933-02-25 | 0 | 0
|  |  |  | 1933-02-26 | 0 | 0
|  |  |  | 1933-02-27 | 0 | 0
|  |  |  | 1933-02-28 | 0 | 0
|  |  |  | 1933-03-01 | 0 | 0
|  |  |  | 1933-03-02 | 0 | 0
|  |  |  | 1933-03-03 | 0 | 0
|  |  |  | 1933-03-04 | 0 | 0
|  |  |  | 1933-03-05 | 0 | 0
|  |  |  | 1933-03-06 | 0 | 0
|  |  |  | 1933-03-07 | 0 | 0
|  |  |  | 1933-03-08 | 0 | 0
|  |  |  | 1933-03-09 | 0 | 0
|  |  |  | 1933-03-10 | 0 | 0
|  |  |  | 1933-03-11 | 0 | 0
|  |  |  | 1933-03-12 | 0 | 0
|  |  |  | 1933-03-13 | 0 | 0
|  |  |  | 1933-03-14 | 0 | 0
|  |  |  | 1933-03-15 | 0 | 0
|  |  |  | 1933-03-16 | 0 | 0
|  |  |  | 1933-03-17 | 0 | 0
|  |  |  | 1933-03-18 | 0 | 0
|  |  |  | 1933-03-19 | 0 | 0
|  |  |  | 1933-03-20 | 0 | 0
|  |  |  | 1933-03-21 | 0 | 0
|  |  |  | 1933-03-22 | 0 | 0
|  |  |  | 1933-03-23 | 0 | 0
|  |  |  | 1933-03-24 | 0 | 0
|  |  |  | 1933-03-25 | 0 | 0
|  |  |  | 1933-03-26 | 0 | 0
|  |  |  | 1933-03-27 | 0 | 0
|  |  |  | 1933-03-28 | 0 | 0
|  |  |  | 1933-03-29 | 0 | 0
|  |  |  | 1933-03-30 | 0 | 0
|  |  |  | 1933-03-31 | 0 | 0
|  |  |  | 1933-04-01 | 0 | 0
|  |  |  | 1933-04-02 | 0 | 0
|  |  |  | 1933-04-03 | 0 | 0
|  |  |  | 1933-04-04 | 0 | 0
|  |  |  | 1933-04-05 | 0 | 0
|  |  |  | 1933-04-06 | 0 | 0
|  |  |  | 1933-04-07 | 0 | 0
|  |  |  | 1933-04-08 | 0 | 0
|  |  |  | 1933-04-09 | 0 | 0
|  |  |  | 1933-04-10 | 0 | 0
|  |  |  | 1933-04-11 | 0 | 0
|  |  |  | 1933-04-12 | 0 | 0
|  |  |  | 1933-04-13 | 0 | 0
|  |  |  | 1933-04-14 | 0 | 0
|  |  |  | 1933-04-15 | 0 | 0
|  |  |  | 1933-04-16 | 0 | 0
|  |  |  | 1933-04-17 | 0 | 0
|  |  |  | 1933-04-18 | 0 | 0
|  |  |  | 1933-04-19 | 0 | 0
|  |  |  | 1933-04-20 | 0 | 0
|  |  |  | 1933-04-21 | 0 | 0
|  |  |  | 1933-04-22 | 0 | 0
|  |  |  | 1933-04-23 | 0 | 0
|  |  |  | 1933-04-24 | 0 | 0
|  |  |  | 1933-04-25 | 0.22 | 0.22
|  |  |  | 1933-04-26 | 0 | 0
|  |  |  | 1933-04-27 | 0 | 0
|  |  |  | 1933-04-28 | 0 | 0
|  |  |  | 1933-04-29 | 0 | 0
|  |  |  | 1933-04-30 | 0 | 0
|  |  |  | 1933-05-01 | 0 | 0
|  |  |  | 1933-05-02 | 0 | 0
|  |  |  | 1933-05-03 | 0 | 0
|  |  |  | 1933-05-04 | 0 | 0
|  |  |  | 1933-05-05 | 0 | 0
|  |  |  | 1933-05-06 | 0 | 0
|  |  |  | 1933-05-07 | 0 | 0
|  |  |  | 1933-05-08 | 0 | 0
|  |  |  | 1933-05-09 | 0 | 0
|  |  |  | 1933-05-10 | 0 | 0
|  |  |  | 1933-05-11 | 0 | 0
|  |  |  | 1933-05-12 | 0 | 0
|  |  |  | 1933-05-13 | 0 | 0
|  |  |  | 1933-05-14 | 0 | 0
|  |  |  | 1933-05-15 | 0 | 0
|  |  |  | 1933-05-16 | 0 | 0
|  |  |  | 1933-05-17 | 0 | 0
|  |  |  | 1933-05-18 | 0 | 0
|  |  |  | 1933-05-19 | 0 | 0
|  |  |  | 1933-05-20 | 0 | 0
|  |  |  | 1933-05-21 | 0 | 0
|  |  |  | 1933-05-22 | 0 | 0
|  |  |  | 1933-05-23 | 0 | 0
|  |  |  | 1933-05-24 | 0 | 0
|  |  |  | 1933-05-25 | 0 | 0
|  |  |  | 1933-05-26 | 0 | 0
|  |  |  | 1933-05-27 | 0 | 0
|  |  |  | 1933-05-28 | 0 | 0
|  |  |  | 1933-05-29 | 0 | 0
|  |  |  | 1933-05-30 | 0 | 0
|  |  |  | 1933-05-31 | 0 | 0
|  |  |  | 1933-06-01 | 0 | 0
|  |  |  | 1933-06-02 | 0 | 0
|  |  |  | 1933-06-03 | 0 | 0
|  |  |  | 1933-06-04 | 0 | 0
|  |  |  | 1933-06-05 | 0 | 0
|  |  |  | 1933-06-06 | 0 | 0
|  |  |  | 1933-06-07 | 0 | 0
|  |  |  | 1933-06-08 | 0 | 0
|  |  |  | 1933-06-09 | 0 | 0
|  |  |  | 1933-06-10 | 0 | 0
|  |  |  | 1933-06-11 | 0 | 0
|  |  |  | 1933-06-12 | 0 | 0
|  |  |  | 1933-06-13 | 0.15 | 0.15
|  |  |  | 1933-06-14 | 0 | 0
|  |  |  | 1933-06-15 | 0 | 0
|  |  |  | 1933-06-16 | 0 | 0
|  |  |  | 1933-06-17 | 0 | 0
|  |  |  | 1933-06-18 | 0 | 0
|  |  |  | 1933-06-19 | 0 | 0
|  |  |  | 1933-06-20 | 0 | 0
|  |  |  | 1933-06-21 | 0 | 0
|  |  |  | 1933-06-22 | 0 | 0
|  |  |  | 1933-06-23 | 0.2 | 0.2
|  |  |  | 1933-06-24 | 0.25 | 0.25
|  |  |  | 1933-06-25 | 0.2 | 0.2
|  |  |  | 1933-06-26 | 0 | 0
|  |  |  | 1933-06-27 | 0 | 0
|  |  |  | 1933-06-28 | 0 | 0
|  |  |  | 1933-06-29 | 0.1 | 0.1
|  |  |  | 1933-06-30 | 0.7 | 0.7
|  |  |  | 1933-07-01 | 1.07 | 1.07
|  |  |  | 1933-07-02 | 0.24 | 0.24
|  |  |  | 1933-07-03 | 0 | 0
|  |  |  | 1933-07-04 | 0 | 0
|  |  |  | 1933-07-05 | 0 | 0
|  |  |  | 1933-07-06 | 0.04 | 0.04
|  |  |  | 1933-07-07 | 0 | 0
|  |  |  | 1933-07-08 | 0 | 0
|  |  |  | 1933-07-09 | 0 | 0
|  |  |  | 1933-07-10 | 0 | 0
|  |  |  | 1933-07-11 | 0 | 0
|  |  |  | 1933-07-12 | 0 | 0
|  |  |  | 1933-07-13 | 0 | 0
|  |  |  | 1933-07-14 | 0 | 0
|  |  |  | 1933-07-15 | 0 | 0
|  |  |  | 1933-07-16 | 0 | 0
|  |  |  | 1933-07-17 | 0.77 | 0.77
|  |  |  | 1933-07-18 | 0.28 | 0.28
|  |  |  | 1933-07-19 | 0 | 0
|  |  |  | 1933-07-20 | 0 | 0
|  |  |  | 1933-07-21 | 0 | 0
|  |  |  | 1933-07-22 | 0 | 0
|  |  |  | 1933-07-23 | 0 | 0
|  |  |  | 1933-07-24 | 0 | 0
|  |  |  | 1933-07-25 | 0 | 0
|  |  |  | 1933-07-26 | 0 | 0
|  |  |  | 1933-07-27 | 0 | 0
|  |  |  | 1933-07-28 | 0 | 0
|  |  |  | 1933-07-29 | 0 | 0
|  |  |  | 1933-07-30 | 0 | 0
|  |  |  | 1933-07-31 | 0 | 0
|  |  |  | 1933-08-01 | 0.44 | 0.44
|  |  |  | 1933-08-02 | 0.8 | 0.8
|  |  |  | 1933-08-03 | 0 | 0
|  |  |  | 1933-08-04 | 0 | 0
|  |  |  | 1933-08-05 | 0 | 0
|  |  |  | 1933-08-06 | 0 | 0
|  |  |  | 1933-08-07 | 0 | 0
|  |  |  | 1933-08-08 | 0 | 0
|  |  |  | 1933-08-09 | 0 | 0
|  |  |  | 1933-08-10 | 0 | 0
|  |  |  | 1933-08-11 | 0 | 0
|  |  |  | 1933-08-12 | 0.08 | 0.08
|  |  |  | 1933-08-13 | 0 | 0
|  |  |  | 1933-08-14 | 0 | 0
|  |  |  | 1933-08-15 | 0.2 | 0.2
|  |  |  | 1933-08-16 | 0 | 0
|  |  |  | 1933-08-17 | 0 | 0
|  |  |  | 1933-08-18 | 0 | 0
|  |  |  | 1933-08-19 | 0 | 0
|  |  |  | 1933-08-20 | 0 | 0
|  |  |  | 1933-08-21 | 0 | 0
|  |  |  | 1933-08-22 | 0 | 0
|  |  |  | 1933-08-23 | 0.12 | 0.12
|  |  |  | 1933-08-24 | 0.18 | 0.18
|  |  |  | 1933-08-25 | 0.95 | 0.95
|  |  |  | 1933-08-26 | 0.23 | 0.23
|  |  |  | 1933-08-27 | 0.43 | 0.43
|  |  |  | 1933-08-28 | 0.72 | 0.72
|  |  |  | 1933-08-29 | 0.18 | 0.18
|  |  |  | 1933-08-30 | 0 | 0
|  |  |  | 1933-08-31 | 0.38 | 0.38
|  |  |  | 1933-09-01 | 0.32 | 0.32
|  |  |  | 1933-09-02 | 0 | 0
|  |  |  | 1933-09-03 | 0 | 0
|  |  |  | 1933-09-04 | 0 | 0
|  |  |  | 1933-09-05 | 0 | 0
|  |  |  | 1933-09-06 | 0 | 0
|  |  |  | 1933-09-07 | 0 | 0
|  |  |  | 1933-09-08 | 0 | 0
|  |  |  | 1933-09-09 | 0.16 | 0.16
|  |  |  | 1933-09-10 | 0.6 | 0.6
|  |  |  | 1933-09-11 | 0 | 0
|  |  |  | 1933-09-12 | 0 | 0
|  |  |  | 1933-09-13 | 0.14 | 0.14
|  |  |  | 1933-09-14 | 0 | 0
|  |  |  | 1933-09-15 | 0 | 0
|  |  |  | 1933-09-16 | 0 | 0
|  |  |  | 1933-09-17 | 0 | 0
|  |  |  | 1933-09-18 | 0 | 0
|  |  |  | 1933-09-19 | 0 | 0
|  |  |  | 1933-09-20 | 0 | 0
|  |  |  | 1933-09-21 | 0 | 0
|  |  |  | 1933-09-22 | 0 | 0
|  |  |  | 1933-09-23 | 0 | 0
|  |  |  | 1933-09-24 | 0 | 0
|  |  |  | 1933-09-25 | 0 | 0
|  |  |  | 1933-09-26 | 0 | 0
|  |  |  | 1933-09-27 | 0 | 0
|  |  |  | 1933-09-28 | 0 | 0
|  |  |  | 1933-09-29 | 0 | 0
|  |  |  | 1933-09-30 | 0 | 0
|  |  |  | 1933-10-01 | 0.19 | 0.19
|  |  |  | 1933-10-02 | 0 | 0
|  |  |  | 1933-10-03 | 0.09 | 0.09
|  |  |  | 1933-10-04 | 0 | 0
|  |  |  | 1933-10-05 | 0 | 0
|  |  |  | 1933-10-06 | 0 | 0
|  |  |  | 1933-10-07 | 0 | 0
|  |  |  | 1933-10-08 | 0 | 0
|  |  |  | 1933-10-09 | 0 | 0
|  |  |  | 1933-10-10 | 0.6 | 0.6
|  |  |  | 1933-10-11 | 0 | 0
|  |  |  | 1933-10-12 | 0 | 0
|  |  |  | 1933-10-13 | 0.41 | 0.41
|  |  |  | 1933-10-14 | 0.29 | 0.29
|  |  |  | 1933-10-15 | 0 | 0
|  |  |  | 1933-10-16 | 0 | 0
|  |  |  | 1933-10-17 | 0 | 0
|  |  |  | 1933-10-18 | 0 | 0
|  |  |  | 1933-10-19 | 0 | 0
|  |  |  | 1933-10-20 | 0 | 0
|  |  |  | 1933-10-21 | 0 | 0
|  |  |  | 1933-10-22 | 0 | 0
|  |  |  | 1933-10-23 | 0 | 0
|  |  |  | 1933-10-24 | 0 | 0
|  |  |  | 1933-10-25 | 0 | 0
|  |  |  | 1933-10-26 | 0 | 0
|  |  |  | 1933-10-27 | 0 | 0
|  |  |  | 1933-10-28 | 0 | 0
|  |  |  | 1933-10-29 | 0 | 0
|  |  |  | 1933-10-30 | 0 | 0
|  |  |  | 1933-10-31 | 0 | 0
|  |  |  | 1933-11-01 | 0 | 0
|  |  |  | 1933-11-02 | 0 | 0
|  |  |  | 1933-11-03 | 0 | 0
|  |  |  | 1933-11-04 | 0 | 0
|  |  |  | 1933-11-05 | 0 | 0
|  |  |  | 1933-11-06 | 0 | 0
|  |  |  | 1933-11-07 | 0 | 0
|  |  |  | 1933-11-08 | 0 | 0
|  |  |  | 1933-11-09 | 0 | 0
|  |  |  | 1933-11-10 | 0 | 0
|  |  |  | 1933-11-11 | 0 | 0
|  |  |  | 1933-11-12 | 0 | 0
|  |  |  | 1933-11-13 | 0 | 0
|  |  |  | 1933-11-14 | 0 | 0
|  |  |  | 1933-11-15 | 0 | 0
|  |  |  | 1933-11-16 | 0 | 0
|  |  |  | 1933-11-17 | 0 | 0
|  |  |  | 1933-11-18 | 0 | 0
|  |  |  | 1933-11-19 | 0 | 0
|  |  |  | 1933-11-20 | 0 | 0
|  |  |  | 1933-11-21 | 0 | 0
|  |  |  | 1933-11-22 | 0 | 0
|  |  |  | 1933-11-23 | 0 | 0
|  |  |  | 1933-11-24 | 0 | 0
|  |  |  | 1933-11-25 | 0 | 0
|  |  |  | 1933-11-26 | 0 | 0
|  |  |  | 1933-11-27 | 0 | 0
|  |  |  | 1933-11-28 | 0 | 0
|  |  |  | 1933-11-29 | 0 | 0
|  |  |  | 1933-11-30 | 0 | 0
|  |  |  | 1933-12-01 | 0 | 0
|  |  |  | 1933-12-02 | 0 | 0
|  |  |  | 1933-12-03 | 0 | 0
|  |  |  | 1933-12-04 | 0 | 0
|  |  |  | 1933-12-05 | 0 | 0
|  |  |  | 1933-12-06 | 0 | 0
|  |  |  | 1933-12-07 | 0 | 0
|  |  |  | 1933-12-08 | 0 | 0
|  |  |  | 1933-12-09 | 0 | 0
|  |  |  | 1933-12-10 | 0 | 0
|  |  |  | 1933-12-11 | 0 | 0
|  |  |  | 1933-12-12 | 0 | 0
|  |  |  | 1933-12-13 | 0 | 0
|  |  |  | 1933-12-14 | 0 | 0
|  |  |  | 1933-12-15 | 0 | 0
|  |  |  | 1933-12-16 | 0 | 0
|  |  |  | 1933-12-17 | 0 | 0
|  |  |  | 1933-12-18 | 0 | 0
|  |  |  | 1933-12-19 | 0 | 0
|  |  |  | 1933-12-20 | 0 | 0
|  |  |  | 1933-12-21 | 0 | 0
|  |  |  | 1933-12-22 | 0 | 0
|  |  |  | 1933-12-23 | 0 | 0
|  |  |  | 1933-12-24 | 0 | 0
|  |  |  | 1933-12-25 | 0 | 0
|  |  |  | 1933-12-26 | 0 | 0
|  |  |  | 1933-12-27 | 0 | 0
|  |  |  | 1933-12-28 | 0 | 0
|  |  |  | 1933-12-29 | 0 | 0
|  |  |  | 1933-12-30 | 0 | 0
|  |  |  | 1933-12-31 | 0 | 0
|  |  |  | 1934-01-01 | 0 | 0
|  |  |  | 1934-01-02 | 0 | 0
|  |  |  | 1934-01-03 | 0 | 0
|  |  |  | 1934-01-04 | 0 | 0
|  |  |  | 1934-01-05 | 0 | 0
|  |  |  | 1934-01-06 | 0 | 0
|  |  |  | 1934-01-07 | 0 | 0
|  |  |  | 1934-01-08 | 0 | 0
|  |  |  | 1934-01-09 | 0 | 0
|  |  |  | 1934-01-10 | 0 | 0
|  |  |  | 1934-01-11 | 0 | 0
|  |  |  | 1934-01-12 | 0 | 0
|  |  |  | 1934-01-13 | 0 | 0
|  |  |  | 1934-01-14 | 0 | 0
|  |  |  | 1934-01-15 | 0 | 0
|  |  |  | 1934-01-16 | 0 | 0
|  |  |  | 1934-01-17 | 0 | 0
|  |  |  | 1934-01-18 | 0 | 0
|  |  |  | 1934-01-19 | 0 | 0
|  |  |  | 1934-01-20 | 0 | 0
|  |  |  | 1934-01-21 | 0 | 0
|  |  |  | 1934-01-22 | 0 | 0
|  |  |  | 1934-01-23 | 0 | 0
|  |  |  | 1934-01-24 | 0 | 0
|  |  |  | 1934-01-25 | 0 | 0
|  |  |  | 1934-01-26 | 0 | 0
|  |  |  | 1934-01-27 | 0 | 0
|  |  |  | 1934-01-28 | 0 | 0
|  |  |  | 1934-01-29 | 0 | 0
|  |  |  | 1934-01-30 | 0.1 | 0.1
|  |  |  | 1934-01-31 | 0 | 0
|  |  |  | 1934-02-01 | 0 | 0
|  |  |  | 1934-02-02 | 0 | 0
|  |  |  | 1934-02-03 | 0 | 0
|  |  |  | 1934-02-04 | 0 | 0
|  |  |  | 1934-02-05 | 0 | 0
|  |  |  | 1934-02-06 | 0 | 0
|  |  |  | 1934-02-07 | 0 | 0
|  |  |  | 1934-02-08 | 0 | 0
|  |  |  | 1934-02-09 | 0 | 0
|  |  |  | 1934-02-10 | 0 | 0
|  |  |  | 1934-02-11 | 0 | 0
|  |  |  | 1934-02-12 | 0 | 0
|  |  |  | 1934-02-13 | 0 | 0
|  |  |  | 1934-02-14 | 0 | 0
|  |  |  | 1934-02-15 | 0 | 0
|  |  |  | 1934-02-16 | 0 | 0
|  |  |  | 1934-02-17 | 0 | 0
|  |  |  | 1934-02-18 | 0 | 0
|  |  |  | 1934-02-19 | 0 | 0
|  |  |  | 1934-02-20 | 0 | 0
|  |  |  | 1934-02-21 | 0 | 0
|  |  |  | 1934-02-22 | 0 | 0
|  |  |  | 1934-02-23 | 0 | 0
|  |  |  | 1934-02-24 | 0 | 0
|  |  |  | 1934-02-25 | 0 | 0
|  |  |  | 1934-02-26 | 0 | 0
|  |  |  | 1934-02-27 | 0 | 0
|  |  |  | 1934-02-28 | 0 | 0
|  |  |  | 1934-03-01 | 0 | 0
|  |  |  | 1934-03-02 | 0 | 0
|  |  |  | 1934-03-03 | 0 | 0
|  |  |  | 1934-03-04 | 0 | 0
|  |  |  | 1934-03-05 | 0 | 0
|  |  |  | 1934-03-06 | 0 | 0
|  |  |  | 1934-03-07 | 0 | 0
|  |  |  | 1934-03-08 | 0 | 0
|  |  |  | 1934-03-09 | 0 | 0
|  |  |  | 1934-03-10 | 0 | 0
|  |  |  | 1934-03-11 | 0 | 0
|  |  |  | 1934-03-12 | 0 | 0
|  |  |  | 1934-03-13 | 0 | 0
|  |  |  | 1934-03-14 | 0 | 0
|  |  |  | 1934-03-15 | 0 | 0
|  |  |  | 1934-03-16 | 0 | 0
|  |  |  | 1934-03-17 | 0 | 0
|  |  |  | 1934-03-18 | 0 | 0
|  |  |  | 1934-03-19 | 0 | 0
|  |  |  | 1934-03-20 | 0 | 0
|  |  |  | 1934-03-21 | 0 | 0
|  |  |  | 1934-03-22 | 0 | 0
|  |  |  | 1934-03-23 | 0 | 0
|  |  |  | 1934-03-24 | 0.25 | 0.25
|  |  |  | 1934-03-25 | 0 | 0
|  |  |  | 1934-03-26 | 0 | 0
|  |  |  | 1934-03-27 | 0 | 0
|  |  |  | 1934-03-28 | 0 | 0
|  |  |  | 1934-03-29 | 0 | 0
|  |  |  | 1934-03-30 | 0 | 0
|  |  |  | 1934-03-31 | 0 | 0
|  |  |  | 1934-04-01 | 0 | 0
|  |  |  | 1934-04-02 | 0 | 0
|  |  |  | 1934-04-03 | 0 | 0
|  |  |  | 1934-04-04 | 0 | 0
|  |  |  | 1934-04-05 | 0 | 0
|  |  |  | 1934-04-06 | 0 | 0
|  |  |  | 1934-04-07 | 0 | 0
|  |  |  | 1934-04-08 | 0 | 0
|  |  |  | 1934-04-09 | 0 | 0
|  |  |  | 1934-04-10 | 0 | 0
|  |  |  | 1934-04-11 | 0 | 0
|  |  |  | 1934-04-12 | 0 | 0
|  |  |  | 1934-04-13 | 0 | 0
|  |  |  | 1934-04-14 | 0 | 0
|  |  |  | 1934-04-15 | 0 | 0
|  |  |  | 1934-04-16 | 0 | 0
|  |  |  | 1934-04-17 | 0 | 0
|  |  |  | 1934-04-18 | 0 | 0
|  |  |  | 1934-04-19 | 0 | 0
|  |  |  | 1934-04-20 | 0 | 0
|  |  |  | 1934-04-21 | 0 | 0
|  |  |  | 1934-04-22 | 0 | 0
|  |  |  | 1934-04-23 | 0 | 0
|  |  |  | 1934-04-24 | 0 | 0
|  |  |  | 1934-04-25 | 0 | 0
|  |  |  | 1934-04-26 | 0 | 0
|  |  |  | 1934-04-27 | 0 | 0
|  |  |  | 1934-04-28 | 0 | 0
|  |  |  | 1934-04-29 | 0 | 0
|  |  |  | 1934-04-30 | 0.57 | 0.57
|  |  |  | 1934-05-01 | 0 | 0
|  |  |  | 1934-05-02 | 0 | 0
|  |  |  | 1934-05-03 | 0 | 0
|  |  |  | 1934-05-04 | 0 | 0
|  |  |  | 1934-05-05 | 0 | 0
|  |  |  | 1934-05-06 | 0 | 0
|  |  |  | 1934-05-07 | 0 | 0
|  |  |  | 1934-05-08 | 0 | 0
|  |  |  | 1934-05-09 | 0 | 0
|  |  |  | 1934-05-10 | 0 | 0
|  |  |  | 1934-05-11 | 0 | 0
|  |  |  | 1934-05-12 | 0 | 0
|  |  |  | 1934-05-13 | 0 | 0
|  |  |  | 1934-05-14 | 0 | 0
|  |  |  | 1934-05-15 | 0 | 0
|  |  |  | 1934-05-16 | 0 | 0
|  |  |  | 1934-05-17 | 0 | 0
|  |  |  | 1934-05-18 | 0 | 0
|  |  |  | 1934-05-19 | 0 | 0
|  |  |  | 1934-05-20 | 0 | 0
|  |  |  | 1934-05-21 | 0 | 0
|  |  |  | 1934-05-22 | 0 | 0
|  |  |  | 1934-05-23 | 0.24 | 0.24
|  |  |  | 1934-05-24 | 0 | 0
|  |  |  | 1934-05-25 | 0.32 | 0.32
|  |  |  | 1934-05-26 | 0.25 | 0.25
|  |  |  | 1934-05-27 | 1.3 | 1.3
|  |  |  | 1934-05-28 | 0 | 0
|  |  |  | 1934-05-29 | 0 | 0
|  |  |  | 1934-05-30 | 0.56 | 0.56
|  |  |  | 1934-05-31 | 0 | 0
|  |  |  | 1934-06-01 | 0 | 0
|  |  |  | 1934-06-02 | 0 | 0
|  |  |  | 1934-06-03 | 0.75 | 0.75
|  |  |  | 1934-06-04 | 0 | 0
|  |  |  | 1934-06-05 | 0 | 0
|  |  |  | 1934-06-06 | 0 | 0
|  |  |  | 1934-06-07 | 0 | 0
|  |  |  | 1934-06-08 | 0 | 0
|  |  |  | 1934-06-09 | 0 | 0
|  |  |  | 1934-06-10 | 0 | 0
|  |  |  | 1934-06-11 | 0 | 0
|  |  |  | 1934-06-12 | 0 | 0
|  |  |  | 1934-06-13 | 0 | 0
|  |  |  | 1934-06-14 | 0 | 0
|  |  |  | 1934-06-15 | 0 | 0
|  |  |  | 1934-06-16 | 0 | 0
|  |  |  | 1934-06-17 | 0 | 0
|  |  |  | 1934-06-18 | 0 | 0
|  |  |  | 1934-06-19 | 0 | 0
|  |  |  | 1934-06-20 | 0 | 0
|  |  |  | 1934-06-21 | 0 | 0
|  |  |  | 1934-06-22 | 0 | 0
|  |  |  | 1934-06-23 | 0 | 0
|  |  |  | 1934-06-24 | 0 | 0
|  |  |  | 1934-06-25 | 0 | 0
|  |  |  | 1934-06-26 | 0 | 0
|  |  |  | 1934-06-27 | 0 | 0
|  |  |  | 1934-06-28 | 0.75 | 0.75
|  |  |  | 1934-06-29 | 0 | 0
|  |  |  | 1934-06-30 | 0 | 0
|  |  |  | 1934-07-01 | 0 | 0
|  |  |  | 1934-07-02 | 0 | 0
|  |  |  | 1934-07-03 | 0 | 0
|  |  |  | 1934-07-04 | 0 | 0
|  |  |  | 1934-07-05 | 0 | 0
|  |  |  | 1934-07-06 | 0.25 | 0.25
|  |  |  | 1934-07-07 | 0 | 0
|  |  |  | 1934-07-08 | 0 | 0
|  |  |  | 1934-07-09 | 0 | 0
|  |  |  | 1934-07-10 | 0 | 0
|  |  |  | 1934-07-11 | 0 | 0
|  |  |  | 1934-07-12 | 0 | 0
|  |  |  | 1934-07-13 | 0 | 0
|  |  |  | 1934-07-14 | 0 | 0
|  |  |  | 1934-07-15 | 0 | 0
|  |  |  | 1934-07-16 | 0 | 0
|  |  |  | 1934-07-17 | 0 | 0
|  |  |  | 1934-07-18 | 0 | 0
|  |  |  | 1934-07-19 | 0 | 0
|  |  |  | 1934-07-20 | 0 | 0
|  |  |  | 1934-07-21 | 0.07 | 0.07
|  |  |  | 1934-07-22 | 0.36 | 0.36
|  |  |  | 1934-07-23 | 0 | 0
|  |  |  | 1934-07-24 | 0 | 0
|  |  |  | 1934-07-25 | 0 | 0
|  |  |  | 1934-07-26 | 0.31 | 0.31
|  |  |  | 1934-07-27 | 0 | 0
|  |  |  | 1934-07-28 | 0 | 0
|  |  |  | 1934-07-29 | 0 | 0
|  |  |  | 1934-07-30 | 0 | 0
|  |  |  | 1934-07-31 | 0 | 0
|  |  |  | 1934-08-01 | 0 | 0
|  |  |  | 1934-08-02 | 0 | 0
|  |  |  | 1934-08-03 | 0 | 0
|  |  |  | 1934-08-04 | 0.1 | 0.1
|  |  |  | 1934-08-05 | 0 | 0
|  |  |  | 1934-08-06 | 0 | 0
|  |  |  | 1934-08-07 | 0 | 0
|  |  |  | 1934-08-08 | 0 | 0
|  |  |  | 1934-08-09 | 0 | 0
|  |  |  | 1934-08-10 | 0 | 0
|  |  |  | 1934-08-11 | 0 | 0
|  |  |  | 1934-08-12 | 0 | 0
|  |  |  | 1934-08-13 | 0 | 0
|  |  |  | 1934-08-14 | 0 | 0
|  |  |  | 1934-08-15 | 0 | 0
|  |  |  | 1934-08-16 | 0 | 0
|  |  |  | 1934-08-17 | 0 | 0
|  |  |  | 1934-08-18 | 0 | 0
|  |  |  | 1934-08-19 | 0 | 0
|  |  |  | 1934-08-20 | 0 | 0
|  |  |  | 1934-08-21 | 0 | 0
|  |  |  | 1934-08-22 | 0 | 0
|  |  |  | 1934-08-23 | 0.53 | 0.53
|  |  |  | 1934-08-24 | 0 | 0
|  |  |  | 1934-08-25 | 0.31 | 0.31
|  |  |  | 1934-08-26 | 0 | 0
|  |  |  | 1934-08-27 | 0 | 0
|  |  |  | 1934-08-28 | 0 | 0
|  |  |  | 1934-08-29 | 0 | 0
|  |  |  | 1934-08-30 | 0 | 0
|  |  |  | 1934-08-31 | 1.02 | 1.02
|  |  |  | 1934-09-01 | 0 | 0
|  |  |  | 1934-09-02 | 0 | 0
|  |  |  | 1934-09-03 | 0 | 0
|  |  |  | 1934-09-04 | 0 | 0
|  |  |  | 1934-09-05 | 0 | 0
|  |  |  | 1934-09-06 | 0 | 0
|  |  |  | 1934-09-07 | 0 | 0
|  |  |  | 1934-09-08 | 0 | 0
|  |  |  | 1934-09-09 | 0.41 | 0.41
|  |  |  | 1934-09-10 | 0 | 0
|  |  |  | 1934-09-11 | 0 | 0
|  |  |  | 1934-09-12 | 0 | 0
|  |  |  | 1934-09-13 | 0 | 0
|  |  |  | 1934-09-14 | 0.45 | 0.45
|  |  |  | 1934-09-15 | 0 | 0
|  |  |  | 1934-09-16 | 0 | 0
|  |  |  | 1934-09-17 | 0 | 0
|  |  |  | 1934-09-18 | 0 | 0
|  |  |  | 1934-09-19 | 0 | 0
|  |  |  | 1934-09-20 | 0 | 0
|  |  |  | 1934-09-21 | 0 | 0
|  |  |  | 1934-09-22 | 0 | 0
|  |  |  | 1934-09-23 | 0 | 0
|  |  |  | 1934-09-24 | 0 | 0
|  |  |  | 1934-09-25 | 0 | 0
|  |  |  | 1934-09-26 | 0 | 0
|  |  |  | 1934-09-27 | 0 | 0
|  |  |  | 1934-09-28 | 0 | 0
|  |  |  | 1934-09-29 | 0 | 0
|  |  |  | 1934-09-30 | 0 | 0
|  |  |  | 1934-10-01 | 0 | 0
|  |  |  | 1934-10-02 | 0 | 0
|  |  |  | 1934-10-03 | 0 | 0
|  |  |  | 1934-10-04 | 0 | 0
|  |  |  | 1934-10-05 | 0 | 0
|  |  |  | 1934-10-06 | 0 | 0
|  |  |  | 1934-10-07 | 0 | 0
|  |  |  | 1934-10-08 | 0 | 0
|  |  |  | 1934-10-09 | 0 | 0
|  |  |  | 1934-10-10 | 0 | 0
|  |  |  | 1934-10-11 | 0 | 0
|  |  |  | 1934-10-12 | 0 | 0
|  |  |  | 1934-10-13 | 0 | 0
|  |  |  | 1934-10-14 | 0 | 0
|  |  |  | 1934-10-15 | 0 | 0
|  |  |  | 1934-10-16 | 0 | 0
|  |  |  | 1934-10-17 | 0 | 0
|  |  |  | 1934-10-18 | 0 | 0
|  |  |  | 1934-10-19 | 0 | 0
|  |  |  | 1934-10-20 | 0 | 0
|  |  |  | 1934-10-21 | 0 | 0
|  |  |  | 1934-10-22 | 0 | 0
|  |  |  | 1934-10-23 | 0 | 0
|  |  |  | 1934-10-24 | 0 | 0
|  |  |  | 1934-10-25 | 0 | 0
|  |  |  | 1934-10-26 | 0 | 0
|  |  |  | 1934-10-27 | 0 | 0
|  |  |  | 1934-10-28 | 0 | 0
|  |  |  | 1934-10-29 | 0 | 0
|  |  |  | 1934-10-30 | 0 | 0
|  |  |  | 1934-10-31 | 0 | 0
|  |  |  | 1934-11-01 | 0 | 0
|  |  |  | 1934-11-02 | 0 | 0
|  |  |  | 1934-11-03 | 0 | 0
|  |  |  | 1934-11-04 | 0 | 0
|  |  |  | 1934-11-05 | 0 | 0
|  |  |  | 1934-11-06 | 0 | 0
|  |  |  | 1934-11-07 | 0 | 0
|  |  |  | 1934-11-08 | 0 | 0
|  |  |  | 1934-11-09 | 0 | 0
|  |  |  | 1934-11-10 | 0 | 0
|  |  |  | 1934-11-11 | 0 | 0
|  |  |  | 1934-11-12 | 0 | 0
|  |  |  | 1934-11-13 | 0 | 0
|  |  |  | 1934-11-14 | 0 | 0
|  |  |  | 1934-11-15 | 0.33 | 0.33
|  |  |  | 1934-11-16 | 0 | 0
|  |  |  | 1934-11-17 | 0 | 0
|  |  |  | 1934-11-18 | 0 | 0
|  |  |  | 1934-11-19 | 0 | 0
|  |  |  | 1934-11-20 | 0 | 0
|  |  |  | 1934-11-21 | 0 | 0
|  |  |  | 1934-11-22 | 0 | 0
|  |  |  | 1934-11-23 | 0 | 0
|  |  |  | 1934-11-24 | 0 | 0
|  |  |  | 1934-11-25 | 0 | 0
|  |  |  | 1934-11-26 | 0 | 0
|  |  |  | 1934-11-27 | 0 | 0
|  |  |  | 1934-11-28 | 0 | 0
|  |  |  | 1934-11-29 | 0 | 0
|  |  |  | 1934-11-30 | 0 | 0
|  |  |  | 1934-12-01 | 0 | 0
|  |  |  | 1934-12-02 | 0 | 0
|  |  |  | 1934-12-03 | 0 | 0
|  |  |  | 1934-12-04 | 0 | 0
|  |  |  | 1934-12-05 | 0.17 | 0.17
|  |  |  | 1934-12-06 | 0 | 0
|  |  |  | 1934-12-07 | 0 | 0
|  |  |  | 1934-12-08 | 0 | 0
|  |  |  | 1934-12-09 | 0 | 0
|  |  |  | 1934-12-10 | 0 | 0
|  |  |  | 1934-12-11 | 0 | 0
|  |  |  | 1934-12-12 | 0 | 0
|  |  |  | 1934-12-13 | 0 | 0
|  |  |  | 1934-12-14 | 0 | 0
|  |  |  | 1934-12-15 | 0 | 0
|  |  |  | 1934-12-16 | 0 | 0
|  |  |  | 1934-12-17 | 0 | 0
|  |  |  | 1934-12-18 | 0 | 0
|  |  |  | 1934-12-19 | 0 | 0
|  |  |  | 1934-12-20 | 0 | 0
|  |  |  | 1934-12-21 | 0 | 0
|  |  |  | 1934-12-22 | 0 | 0
|  |  |  | 1934-12-23 | 0 | 0
|  |  |  | 1934-12-24 | 0 | 0
|  |  |  | 1934-12-25 | 0 | 0
|  |  |  | 1934-12-26 | 0 | 0
|  |  |  | 1934-12-27 | 0 | 0
|  |  |  | 1934-12-28 | 0 | 0
|  |  |  | 1934-12-29 | 0 | 0
|  |  |  | 1934-12-30 | 0 | 0
|  |  |  | 1934-12-31 | 0 | 0
|  |  |  | 1935-01-01 | 0 | 0
|  |  |  | 1935-01-02 | 0 | 0
|  |  |  | 1935-01-03 | 0 | 0
|  |  |  | 1935-01-04 | 0 | 0
|  |  |  | 1935-01-05 | 0 | 0
|  |  |  | 1935-01-06 | 0 | 0
|  |  |  | 1935-01-07 | 0 | 0
|  |  |  | 1935-01-08 | 0 | 0
|  |  |  | 1935-01-09 | 0 | 0
|  |  |  | 1935-01-10 | 0 | 0
|  |  |  | 1935-01-11 | 0 | 0
|  |  |  | 1935-01-12 | 0 | 0
|  |  |  | 1935-01-13 | 0 | 0
|  |  |  | 1935-01-14 | 0 | 0
|  |  |  | 1935-01-15 | 0 | 0
|  |  |  | 1935-01-16 | 0 | 0
|  |  |  | 1935-01-17 | 0.2 | 0.2
|  |  |  | 1935-01-18 | 0 | 0
|  |  |  | 1935-01-19 | 0 | 0
|  |  |  | 1935-01-20 | 0 | 0
|  |  |  | 1935-01-21 | 0 | 0
|  |  |  | 1935-01-22 | 0 | 0
|  |  |  | 1935-01-23 | 0 | 0
|  |  |  | 1935-01-24 | 0 | 0
|  |  |  | 1935-01-25 | 0 | 0
|  |  |  | 1935-01-26 | 0 | 0
|  |  |  | 1935-01-27 | 0 | 0
|  |  |  | 1935-01-28 | 0 | 0
|  |  |  | 1935-01-29 | 0 | 0
|  |  |  | 1935-01-30 | 0 | 0
|  |  |  | 1935-01-31 | 0 | 0
|  |  |  | 1935-02-01 | 0 | 0
|  |  |  | 1935-02-02 | 0 | 0
|  |  |  | 1935-02-03 | 0 | 0
|  |  |  | 1935-02-04 | 0 | 0
|  |  |  | 1935-02-05 | 0 | 0
|  |  |  | 1935-02-06 | 0.33 | 0.33
|  |  |  | 1935-02-07 | 0 | 0
|  |  |  | 1935-02-08 | 0 | 0
|  |  |  | 1935-02-09 | 0 | 0
|  |  |  | 1935-02-10 | 0.15 | 0.15
|  |  |  | 1935-02-11 | 0 | 0
|  |  |  | 1935-02-12 | 0.21 | 0.21
|  |  |  | 1935-02-13 | 0 | 0
|  |  |  | 1935-02-14 | 0 | 0
|  |  |  | 1935-02-15 | 0 | 0
|  |  |  | 1935-02-16 | 0 | 0
|  |  |  | 1935-02-17 | 0 | 0
|  |  |  | 1935-02-18 | 0 | 0
|  |  |  | 1935-02-19 | 0 | 0
|  |  |  | 1935-02-20 | 0 | 0
|  |  |  | 1935-02-21 | 0 | 0
|  |  |  | 1935-02-22 | 0 | 0
|  |  |  | 1935-02-23 | 0 | 0
|  |  |  | 1935-02-24 | 0 | 0
|  |  |  | 1935-02-25 | 0 | 0
|  |  |  | 1935-02-26 | 0 | 0
|  |  |  | 1935-02-27 | 0 | 0
|  |  |  | 1935-02-28 | 0 | 0
|  |  |  | 1935-03-01 | 0 | 0
|  |  |  | 1935-03-02 | 0 | 0
|  |  |  | 1935-03-03 | 0 | 0
|  |  |  | 1935-03-04 | 0 | 0
|  |  |  | 1935-03-05 | 0 | 0
|  |  |  | 1935-03-06 | 0 | 0
|  |  |  | 1935-03-07 | 0 | 0
|  |  |  | 1935-03-08 | 0 | 0
|  |  |  | 1935-03-09 | 0 | 0
|  |  |  | 1935-03-10 | 0 | 0
|  |  |  | 1935-03-11 | 0 | 0
|  |  |  | 1935-03-12 | 0 | 0
|  |  |  | 1935-03-13 | 0 | 0
|  |  |  | 1935-03-14 | 0 | 0
|  |  |  | 1935-03-15 | 0 | 0
|  |  |  | 1935-03-16 | 0 | 0
|  |  |  | 1935-03-17 | 0 | 0
|  |  |  | 1935-03-18 | 0 | 0
|  |  |  | 1935-03-19 | 0 | 0
|  |  |  | 1935-03-20 | 0 | 0
|  |  |  | 1935-03-21 | 0 | 0
|  |  |  | 1935-03-22 | 0 | 0
|  |  |  | 1935-03-23 | 0 | 0
|  |  |  | 1935-03-24 | 0 | 0
|  |  |  | 1935-03-25 | 0 | 0
|  |  |  | 1935-03-26 | 0 | 0
|  |  |  | 1935-03-27 | 0 | 0
|  |  |  | 1935-03-28 | 0 | 0
|  |  |  | 1935-03-29 | 0 | 0
|  |  |  | 1935-03-30 | 0 | 0
|  |  |  | 1935-03-31 | 0 | 0
|  |  |  | 1935-04-01 | 0 | 0
|  |  |  | 1935-04-02 | 0 | 0
|  |  |  | 1935-04-03 | 0 | 0
|  |  |  | 1935-04-04 | 0 | 0
|  |  |  | 1935-04-05 | 0 | 0
|  |  |  | 1935-04-06 | 0 | 0
|  |  |  | 1935-04-07 | 0 | 0
|  |  |  | 1935-04-08 | 0 | 0
|  |  |  | 1935-04-09 | 0 | 0
|  |  |  | 1935-04-10 | 0 | 0
|  |  |  | 1935-04-11 | 0 | 0
|  |  |  | 1935-04-12 | 0 | 0
|  |  |  | 1935-04-13 | 0 | 0
|  |  |  | 1935-04-14 | 0 | 0
|  |  |  | 1935-04-15 | 0 | 0
|  |  |  | 1935-04-16 | 0 | 0
|  |  |  | 1935-04-17 | 0 | 0
|  |  |  | 1935-04-18 | 0 | 0
|  |  |  | 1935-04-19 | 0.38 | 0.38
|  |  |  | 1935-04-20 | 0 | 0
|  |  |  | 1935-04-21 | 0 | 0
|  |  |  | 1935-04-22 | 0 | 0
|  |  |  | 1935-04-23 | 0 | 0
|  |  |  | 1935-04-24 | 0 | 0
|  |  |  | 1935-04-25 | 0.1 | 0.1
|  |  |  | 1935-04-26 | 0 | 0
|  |  |  | 1935-04-27 | 0 | 0
|  |  |  | 1935-04-28 | 0 | 0
|  |  |  | 1935-04-29 | 0 | 0
|  |  |  | 1935-04-30 | 0 | 0
|  |  |  | 1935-05-01 | 0 | 0
|  |  |  | 1935-05-02 | 0 | 0
|  |  |  | 1935-05-03 | 0 | 0
|  |  |  | 1935-05-04 | 0 | 0
|  |  |  | 1935-05-05 | 0 | 0
|  |  |  | 1935-05-06 | 0 | 0
|  |  |  | 1935-05-07 | 0 | 0
|  |  |  | 1935-05-08 | 0 | 0
|  |  |  | 1935-05-09 | 0 | 0
|  |  |  | 1935-05-10 | 0 | 0
|  |  |  | 1935-05-11 | 0 | 0
|  |  |  | 1935-05-12 | 0 | 0
|  |  |  | 1935-05-13 | 0 | 0
|  |  |  | 1935-05-14 | 0 | 0
|  |  |  | 1935-05-15 | 0 | 0
|  |  |  | 1935-05-16 | 0.1 | 0.1
|  |  |  | 1935-05-17 | 0 | 0
|  |  |  | 1935-05-18 | 0 | 0
|  |  |  | 1935-05-19 | 0 | 0
|  |  |  | 1935-05-20 | 0 | 0
|  |  |  | 1935-05-21 | 0 | 0
|  |  |  | 1935-05-22 | 0 | 0
|  |  |  | 1935-05-23 | 0 | 0
|  |  |  | 1935-05-24 | 0.52 | 0.52
|  |  |  | 1935-05-25 | 0 | 0
|  |  |  | 1935-05-26 | 0 | 0
|  |  |  | 1935-05-27 | 0 | 0
|  |  |  | 1935-05-28 | 0 | 0
|  |  |  | 1935-05-29 | 0 | 0
|  |  |  | 1935-05-30 | 0 | 0
|  |  |  | 1935-05-31 | 0 | 0
|  |  |  | 1935-06-01 | 0.5 | 0.5
|  |  |  | 1935-06-02 | 0 | 0
|  |  |  | 1935-06-03 | 0 | 0
|  |  |  | 1935-06-04 | 0.49 | 0.49
|  |  |  | 1935-06-05 | 0 | 0
|  |  |  | 1935-06-06 | 0 | 0
|  |  |  | 1935-06-07 | 0 | 0
|  |  |  | 1935-06-08 | 0 | 0
|  |  |  | 1935-06-09 | 0 | 0
|  |  |  | 1935-06-10 | 0 | 0
|  |  |  | 1935-06-11 | 0.38 | 0.38
|  |  |  | 1935-06-12 | 0.38 | 0.38
|  |  |  | 1935-06-13 | 0.3 | 0.3
|  |  |  | 1935-06-14 | 0.07 | 0.07
|  |  |  | 1935-06-15 | 0 | 0
|  |  |  | 1935-06-16 | 0 | 0
|  |  |  | 1935-06-17 | 0 | 0
|  |  |  | 1935-06-18 | 0 | 0
|  |  |  | 1935-06-19 | 0 | 0
|  |  |  | 1935-06-20 | 0 | 0
|  |  |  | 1935-06-21 | 0 | 0
|  |  |  | 1935-06-22 | 0 | 0
|  |  |  | 1935-06-23 | 0 | 0
|  |  |  | 1935-06-24 | 0 | 0
|  |  |  | 1935-06-25 | 0 | 0
|  |  |  | 1935-06-26 | 0 | 0
|  |  |  | 1935-06-27 | 0 | 0
|  |  |  | 1935-06-28 | 0.55 | 0.55
|  |  |  | 1935-06-29 | 0 | 0
|  |  |  | 1935-06-30 | 0 | 0
|  |  |  | 1935-07-01 | 0 | 0
|  |  |  | 1935-07-02 | 0.97 | 0.97
|  |  |  | 1935-07-03 | 0 | 0
|  |  |  | 1935-07-04 | 0 | 0
|  |  |  | 1935-07-05 | 0 | 0
|  |  |  | 1935-07-06 | 0 | 0
|  |  |  | 1935-07-07 | 0 | 0
|  |  |  | 1935-07-08 | 0 | 0
|  |  |  | 1935-07-09 | 0.29 | 0.29
|  |  |  | 1935-07-10 | 0 | 0
|  |  |  | 1935-07-11 | 0 | 0
|  |  |  | 1935-07-12 | 0 | 0
|  |  |  | 1935-07-13 | 0 | 0
|  |  |  | 1935-07-14 | 0 | 0
|  |  |  | 1935-07-15 | 0 | 0
|  |  |  | 1935-07-16 | 0 | 0
|  |  |  | 1935-07-17 | 0 | 0
|  |  |  | 1935-07-18 | 0 | 0
|  |  |  | 1935-07-19 | 0 | 0
|  |  |  | 1935-07-20 | 0 | 0
|  |  |  | 1935-07-21 | 0 | 0
|  |  |  | 1935-07-22 | 0.2 | 0.2
|  |  |  | 1935-07-23 | 0 | 0
|  |  |  | 1935-07-24 | 0 | 0
|  |  |  | 1935-07-25 | 0.05 | 0.05
|  |  |  | 1935-07-26 | 0.26 | 0.26
|  |  |  | 1935-07-27 | 0 | 0
|  |  |  | 1935-07-28 | 0 | 0
|  |  |  | 1935-07-29 | 0 | 0
|  |  |  | 1935-07-30 | 0 | 0
|  |  |  | 1935-07-31 | 0 | 0
|  |  |  | 1935-08-01 | 0 | 0
|  |  |  | 1935-08-02 | 0 | 0
|  |  |  | 1935-08-03 | 0.11 | 0.11
|  |  |  | 1935-08-04 | 0.1 | 0.1
|  |  |  | 1935-08-05 | 0 | 0
|  |  |  | 1935-08-06 | 0 | 0
|  |  |  | 1935-08-07 | 0 | 0
|  |  |  | 1935-08-08 | 0 | 0
|  |  |  | 1935-08-09 | 0 | 0
|  |  |  | 1935-08-10 | 0 | 0
|  |  |  | 1935-08-11 | 0 | 0
|  |  |  | 1935-08-12 | 0 | 0
|  |  |  | 1935-08-13 | 0 | 0
|  |  |  | 1935-08-14 | 0 | 0
|  |  |  | 1935-08-15 | 0 | 0
|  |  |  | 1935-08-16 | 0 | 0
|  |  |  | 1935-08-17 | 0 | 0
|  |  |  | 1935-08-18 | 0 | 0
|  |  |  | 1935-08-19 | 0 | 0
|  |  |  | 1935-08-20 | 0 | 0
|  |  |  | 1935-08-21 | 0 | 0
|  |  |  | 1935-08-22 | 0 | 0
|  |  |  | 1935-08-23 | 0 | 0
|  |  |  | 1935-08-24 | 0.45 | 0.45
|  |  |  | 1935-08-25 | 0 | 0
|  |  |  | 1935-08-26 | 0 | 0
|  |  |  | 1935-08-27 | 0 | 0
|  |  |  | 1935-08-28 | 0.2 | 0.2
|  |  |  | 1935-08-29 | 0.45 | 0.45
|  |  |  | 1935-08-30 | 0 | 0
|  |  |  | 1935-08-31 | 0.25 | 0.25
|  |  |  | 1935-09-01 | 0 | 0
|  |  |  | 1935-09-02 | 0 | 0
|  |  |  | 1935-09-03 | 0 | 0
|  |  |  | 1935-09-04 | 0 | 0
|  |  |  | 1935-09-05 | 0 | 0
|  |  |  | 1935-09-06 | 0 | 0
|  |  |  | 1935-09-07 | 0 | 0
|  |  |  | 1935-09-08 | 0.33 | 0.33
|  |  |  | 1935-09-09 | 0 | 0
|  |  |  | 1935-09-10 | 0 | 0
|  |  |  | 1935-09-11 | 0 | 0
|  |  |  | 1935-09-12 | 0 | 0
|  |  |  | 1935-09-13 | 0.34 | 0.34
|  |  |  | 1935-09-14 | 0 | 0
|  |  |  | 1935-09-15 | 0 | 0
|  |  |  | 1935-09-16 | 0 | 0
|  |  |  | 1935-09-17 | 0 | 0
|  |  |  | 1935-09-18 | 0 | 0
|  |  |  | 1935-09-19 | 0 | 0
|  |  |  | 1935-09-20 | 0 | 0
|  |  |  | 1935-09-21 | 0 | 0
|  |  |  | 1935-09-22 | 0.05 | 0.05
|  |  |  | 1935-09-23 | 0.33 | 0.33
|  |  |  | 1935-09-24 | 0.19 | 0.19
|  |  |  | 1935-09-25 | 0 | 0
|  |  |  | 1935-09-26 | 0 | 0
|  |  |  | 1935-09-27 | 0 | 0
|  |  |  | 1935-09-28 | 0 | 0
|  |  |  | 1935-09-29 | 0 | 0
|  |  |  | 1935-09-30 | 0 | 0
|  |  |  | 1935-10-01 | 0 | 0
|  |  |  | 1935-10-02 | 0 | 0
|  |  |  | 1935-10-03 | 0 | 0
|  |  |  | 1935-10-04 | 0 | 0
|  |  |  | 1935-10-05 | 0 | 0
|  |  |  | 1935-10-06 | 0 | 0
|  |  |  | 1935-10-07 | 0 | 0
|  |  |  | 1935-10-08 | 0 | 0
|  |  |  | 1935-10-09 | 0 | 0
|  |  |  | 1935-10-10 | 0 | 0
|  |  |  | 1935-10-11 | 0 | 0
|  |  |  | 1935-10-12 | 0 | 0
|  |  |  | 1935-10-13 | 0 | 0
|  |  |  | 1935-10-14 | 0 | 0
|  |  |  | 1935-10-15 | 0 | 0
|  |  |  | 1935-10-16 | 0 | 0
|  |  |  | 1935-10-17 | 0.16 | 0.16
|  |  |  | 1935-10-18 | 0 | 0
|  |  |  | 1935-10-19 | 0 | 0
|  |  |  | 1935-10-20 | 0 | 0
|  |  |  | 1935-10-21 | 0 | 0
|  |  |  | 1935-10-22 | 0 | 0
|  |  |  | 1935-10-23 | 0.1 | 0.1
|  |  |  | 1935-10-24 | 0.08 | 0.08
|  |  |  | 1935-10-25 | 0 | 0
|  |  |  | 1935-10-26 | 0 | 0
|  |  |  | 1935-10-27 | 0 | 0
|  |  |  | 1935-10-28 | 0.25 | 0.25
|  |  |  | 1935-10-29 | 0 | 0
|  |  |  | 1935-10-30 | 0 | 0
|  |  |  | 1935-10-31 | 0 | 0
|  |  |  | 1935-11-01 | 0 | 0
|  |  |  | 1935-11-02 | 0 | 0
|  |  |  | 1935-11-03 | 0 | 0
|  |  |  | 1935-11-04 | 0 | 0
|  |  |  | 1935-11-05 | 0 | 0
|  |  |  | 1935-11-06 | 0 | 0
|  |  |  | 1935-11-07 | 0 | 0
|  |  |  | 1935-11-08 | 0 | 0
|  |  |  | 1935-11-09 | 0 | 0
|  |  |  | 1935-11-10 | 0 | 0
|  |  |  | 1935-11-11 | 0 | 0
|  |  |  | 1935-11-12 | 0 | 0
|  |  |  | 1935-11-13 | 0 | 0
|  |  |  | 1935-11-14 | 0 | 0
|  |  |  | 1935-11-15 | 0 | 0
|  |  |  | 1935-11-16 | 0 | 0
|  |  |  | 1935-11-17 | 0 | 0
|  |  |  | 1935-11-18 | 0 | 0
|  |  |  | 1935-11-19 | 0 | 0
|  |  |  | 1935-11-20 | 0 | 0
|  |  |  | 1935-11-21 | 0 | 0
|  |  |  | 1935-11-22 | 0 | 0
|  |  |  | 1935-11-23 | 0 | 0
|  |  |  | 1935-11-24 | 0 | 0
|  |  |  | 1935-11-25 | 0 | 0
|  |  |  | 1935-11-26 | 0.5 | 0.5
|  |  |  | 1935-11-27 | 0 | 0
|  |  |  | 1935-11-28 | 0 | 0
|  |  |  | 1935-11-29 | 0 | 0
|  |  |  | 1935-11-30 | 0 | 0
|  |  |  | 1935-12-01 | 0 | 0
|  |  |  | 1935-12-02 | 0 | 0
|  |  |  | 1935-12-03 | 0 | 0
|  |  |  | 1935-12-04 | 0 | 0
|  |  |  | 1935-12-05 | 0 | 0
|  |  |  | 1935-12-06 | 0 | 0
|  |  |  | 1935-12-07 | 0.22 | 0.22
|  |  |  | 1935-12-08 | 0 | 0
|  |  |  | 1935-12-09 | 0 | 0
|  |  |  | 1935-12-10 | 0 | 0
|  |  |  | 1935-12-11 | 0 | 0
|  |  |  | 1935-12-12 | 0 | 0
|  |  |  | 1935-12-13 | 0 | 0
|  |  |  | 1935-12-14 | 0 | 0
|  |  |  | 1935-12-15 | 0 | 0
|  |  |  | 1935-12-16 | 0 | 0
|  |  |  | 1935-12-17 | 0 | 0
|  |  |  | 1935-12-18 | 0 | 0
|  |  |  | 1935-12-19 | 0 | 0
|  |  |  | 1935-12-20 | 0.2 | 0.2
|  |  |  | 1935-12-21 | 0.13 | 0.13
|  |  |  | 1935-12-22 | 0 | 0
|  |  |  | 1935-12-23 | 0 | 0
|  |  |  | 1935-12-24 | 0 | 0
|  |  |  | 1935-12-25 | 0 | 0
|  |  |  | 1935-12-26 | 0 | 0
|  |  |  | 1935-12-27 | 0 | 0
|  |  |  | 1935-12-28 | 0 | 0
|  |  |  | 1935-12-29 | 0 | 0
|  |  |  | 1935-12-30 | 0 | 0
|  |  |  | 1935-12-31 | 0 | 0
|  |  |  | 1936-01-01 | 0 | 0
|  |  |  | 1936-01-02 | 0 | 0
|  |  |  | 1936-01-03 | 0 | 0
|  |  |  | 1936-01-04 | 0 | 0
|  |  |  | 1936-01-05 | 0 | 0
|  |  |  | 1936-01-06 | 0 | 0
|  |  |  | 1936-01-07 | 0 | 0
|  |  |  | 1936-01-08 | 0 | 0
|  |  |  | 1936-01-09 | 0 | 0
|  |  |  | 1936-01-10 | 0 | 0
|  |  |  | 1936-01-11 | 0 | 0
|  |  |  | 1936-01-12 | 0 | 0
|  |  |  | 1936-01-13 | 0 | 0
|  |  |  | 1936-01-14 | 0 | 0
|  |  |  | 1936-01-15 | 0 | 0
|  |  |  | 1936-01-16 | 0 | 0
|  |  |  | 1936-01-17 | 0 | 0
|  |  |  | 1936-01-18 | 0 | 0
|  |  |  | 1936-01-19 | 0 | 0
|  |  |  | 1936-01-20 | 0 | 0
|  |  |  | 1936-01-21 | 0 | 0
|  |  |  | 1936-01-22 | 0 | 0
|  |  |  | 1936-01-23 | 0 | 0
|  |  |  | 1936-01-24 | 0 | 0
|  |  |  | 1936-01-25 | 0 | 0
|  |  |  | 1936-01-26 | 0 | 0
|  |  |  | 1936-01-27 | 0.35 | 0.35
|  |  |  | 1936-01-28 | 0.13 | 0.13
|  |  |  | 1936-01-29 | 0.12 | 0.12
|  |  |  | 1936-01-30 | 0 | 0
|  |  |  | 1936-01-31 | 0 | 0
|  |  |  | 1936-02-01 | 0 | 0
|  |  |  | 1936-02-02 | 0 | 0
|  |  |  | 1936-02-03 | 0 | 0
|  |  |  | 1936-02-04 | 0 | 0
|  |  |  | 1936-02-05 | 0 | 0
|  |  |  | 1936-02-06 | 0 | 0
|  |  |  | 1936-02-07 | 0 | 0
|  |  |  | 1936-02-08 | 0 | 0
|  |  |  | 1936-02-09 | 0 | 0
|  |  |  | 1936-02-10 | 0 | 0
|  |  |  | 1936-02-11 | 0 | 0
|  |  |  | 1936-02-12 | 0 | 0
|  |  |  | 1936-02-13 | 0 | 0
|  |  |  | 1936-02-14 | 0 | 0
|  |  |  | 1936-02-15 | 0 | 0
|  |  |  | 1936-02-16 | 0 | 0
|  |  |  | 1936-02-17 | 0 | 0
|  |  |  | 1936-02-18 | 0 | 0
|  |  |  | 1936-02-19 | 0 | 0
|  |  |  | 1936-02-20 | 0 | 0
|  |  |  | 1936-02-21 | 0 | 0
|  |  |  | 1936-02-22 | 0 | 0
|  |  |  | 1936-02-23 | 0 | 0
|  |  |  | 1936-02-24 | 0 | 0
|  |  |  | 1936-02-25 | 0 | 0
|  |  |  | 1936-02-26 | 0 | 0
|  |  |  | 1936-02-27 | 0 | 0
|  |  |  | 1936-02-28 | 0 | 0
|  |  |  | 1936-02-29 | 0 | 0
|  |  |  | 1936-03-01 | 0 | 0
|  |  |  | 1936-03-02 | 0 | 0
|  |  |  | 1936-03-03 | 0.27 | 0.27
|  |  |  | 1936-03-04 | 0.15 | 0.15
|  |  |  | 1936-03-05 | 0.05 | 0.05
|  |  |  | 1936-03-06 | 0 | 0
|  |  |  | 1936-03-07 | 0 | 0
|  |  |  | 1936-03-08 | 0 | 0
|  |  |  | 1936-03-09 | 0 | 0
|  |  |  | 1936-03-10 | 0 | 0
|  |  |  | 1936-03-11 | 0 | 0
|  |  |  | 1936-03-12 | 0 | 0
|  |  |  | 1936-03-13 | 0 | 0
|  |  |  | 1936-03-14 | 0 | 0
|  |  |  | 1936-03-15 | 0 | 0
|  |  |  | 1936-03-16 | 0 | 0
|  |  |  | 1936-03-17 | 0 | 0
|  |  |  | 1936-03-18 | 0 | 0
|  |  |  | 1936-03-19 | 0 | 0
|  |  |  | 1936-03-20 | 0 | 0
|  |  |  | 1936-03-21 | 0 | 0
|  |  |  | 1936-03-22 | 0 | 0
|  |  |  | 1936-03-23 | 0 | 0
|  |  |  | 1936-03-24 | 0 | 0
|  |  |  | 1936-03-25 | 0 | 0
|  |  |  | 1936-03-26 | 0 | 0
|  |  |  | 1936-03-27 | 0 | 0
|  |  |  | 1936-03-28 | 0 | 0
|  |  |  | 1936-03-29 | 0 | 0
|  |  |  | 1936-03-30 | 0 | 0
|  |  |  | 1936-03-31 | 0 | 0
|  |  |  | 1936-04-01 | 0 | 0
|  |  |  | 1936-04-02 | 0 | 0
|  |  |  | 1936-04-03 | 0 | 0
|  |  |  | 1936-04-04 | 0 | 0
|  |  |  | 1936-04-05 | 0 | 0
|  |  |  | 1936-04-06 | 0 | 0
|  |  |  | 1936-04-07 | 0 | 0
|  |  |  | 1936-04-08 | 0 | 0
|  |  |  | 1936-04-09 | 0 | 0
|  |  |  | 1936-04-10 | 0 | 0
|  |  |  | 1936-04-11 | 0 | 0
|  |  |  | 1936-04-12 | 0 | 0
|  |  |  | 1936-04-13 | 0 | 0
|  |  |  | 1936-04-14 | 0 | 0
|  |  |  | 1936-04-15 | 0 | 0
|  |  |  | 1936-04-16 | 0 | 0
|  |  |  | 1936-04-17 | 0 | 0
|  |  |  | 1936-04-18 | 0 | 0
|  |  |  | 1936-04-19 | 0.2 | 0.2
|  |  |  | 1936-04-20 | 0 | 0
|  |  |  | 1936-04-21 | 0 | 0
|  |  |  | 1936-04-22 | 0 | 0
|  |  |  | 1936-04-23 | 0 | 0
|  |  |  | 1936-04-24 | 0 | 0
|  |  |  | 1936-04-25 | 0 | 0
|  |  |  | 1936-04-26 | 0 | 0
|  |  |  | 1936-04-27 | 0 | 0
|  |  |  | 1936-04-28 | 0 | 0
|  |  |  | 1936-04-29 | 0 | 0
|  |  |  | 1936-04-30 | 0 | 0
|  |  |  | 1936-05-01 | 0 | 0
|  |  |  | 1936-05-02 | 0.38 | 0.38
|  |  |  | 1936-05-03 | 0 | 0
|  |  |  | 1936-05-04 | 0.63 | 0.63
|  |  |  | 1936-05-05 | 0.05 | 0.05
|  |  |  | 1936-05-06 | 0 | 0
|  |  |  | 1936-05-07 | 0 | 0
|  |  |  | 1936-05-08 | 0 | 0
|  |  |  | 1936-05-09 | 0 | 0
|  |  |  | 1936-05-10 | 0.11 | 0.11
|  |  |  | 1936-05-11 | 0 | 0
|  |  |  | 1936-05-12 | 0 | 0
|  |  |  | 1936-05-13 | 0 | 0
|  |  |  | 1936-05-14 | 0 | 0
|  |  |  | 1936-05-15 | 0 | 0
|  |  |  | 1936-05-16 | 0 | 0
|  |  |  | 1936-05-17 | 0 | 0
|  |  |  | 1936-05-18 | 0 | 0
|  |  |  | 1936-05-19 | 0 | 0
|  |  |  | 1936-05-20 | 0.24 | 0.24
|  |  |  | 1936-05-21 | 0.11 | 0.11
|  |  |  | 1936-05-22 | 0.07 | 0.07
|  |  |  | 1936-05-23 | 0.86 | 0.86
|  |  |  | 1936-05-24 | 0.5 | 0.5
|  |  |  | 1936-05-25 | 0.68 | 0.68
|  |  |  | 1936-05-26 | 0.68 | 0.68
|  |  |  | 1936-05-27 | 0.11 | 0.11
|  |  |  | 1936-05-28 | 0 | 0
|  |  |  | 1936-05-29 | 0 | 0
|  |  |  | 1936-05-30 | 0 | 0
|  |  |  | 1936-05-31 | 0 | 0
|  |  |  | 1936-06-01 | 0 | 0
|  |  |  | 1936-06-02 | 0 | 0
|  |  |  | 1936-06-03 | 0 | 0
|  |  |  | 1936-06-04 | 0 | 0
|  |  |  | 1936-06-05 | 0 | 0
|  |  |  | 1936-06-06 | 0 | 0
|  |  |  | 1936-06-07 | 0 | 0
|  |  |  | 1936-06-08 | 0 | 0
|  |  |  | 1936-06-09 | 0 | 0
|  |  |  | 1936-06-10 | 0 | 0
|  |  |  | 1936-06-11 | 0 | 0
|  |  |  | 1936-06-12 | 0 | 0
|  |  |  | 1936-06-13 | 0 | 0
|  |  |  | 1936-06-14 | 0.12 | 0.12
|  |  |  | 1936-06-15 | 0.14 | 0.14
|  |  |  | 1936-06-16 | 0 | 0
|  |  |  | 1936-06-17 | 0 | 0
|  |  |  | 1936-06-18 | 0 | 0
|  |  |  | 1936-06-19 | 0 | 0
|  |  |  | 1936-06-20 | 0 | 0
|  |  |  | 1936-06-21 | 0 | 0
|  |  |  | 1936-06-22 | 0 | 0
|  |  |  | 1936-06-23 | 0 | 0
|  |  |  | 1936-06-24 | 0 | 0
|  |  |  | 1936-06-25 | 0 | 0
|  |  |  | 1936-06-26 | 0 | 0
|  |  |  | 1936-06-27 | 0 | 0
|  |  |  | 1936-06-28 | 0 | 0
|  |  |  | 1936-06-29 | 0 | 0
|  |  |  | 1936-06-30 | 0 | 0
|  |  |  | 1936-07-01 | 0.33 | 0.33
|  |  |  | 1936-07-02 | 0 | 0
|  |  |  | 1936-07-03 | 0 | 0
|  |  |  | 1936-07-04 | 0 | 0
|  |  |  | 1936-07-05 | 0 | 0
|  |  |  | 1936-07-06 | 0.45 | 0.45
|  |  |  | 1936-07-07 | 0.05 | 0.05
|  |  |  | 1936-07-08 | 0.65 | 0.65
|  |  |  | 1936-07-09 | 0.77 | 0.77
|  |  |  | 1936-07-10 | 0 | 0
|  |  |  | 1936-07-11 | 0.23 | 0.23
|  |  |  | 1936-07-12 | 0 | 0
|  |  |  | 1936-07-13 | 0 | 0
|  |  |  | 1936-07-14 | 0 | 0
|  |  |  | 1936-07-15 | 0 | 0
|  |  |  | 1936-07-16 | 0 | 0
|  |  |  | 1936-07-17 | 0 | 0
|  |  |  | 1936-07-18 | 0 | 0
|  |  |  | 1936-07-19 | 0 | 0
|  |  |  | 1936-07-20 | 0 | 0
|  |  |  | 1936-07-21 | 0 | 0
|  |  |  | 1936-07-22 | 0 | 0
|  |  |  | 1936-07-23 | 0 | 0
|  |  |  | 1936-07-24 | 0 | 0
|  |  |  | 1936-07-25 | 0.56 | 0.56
|  |  |  | 1936-07-26 | 0.72 | 0.72
|  |  |  | 1936-07-27 | 0 | 0
|  |  |  | 1936-07-28 | 0 | 0
|  |  |  | 1936-07-29 | 0.18 | 0.18
|  |  |  | 1936-07-30 | 0.27 | 0.27
|  |  |  | 1936-07-31 | 0.14 | 0.14
|  |  |  | 1936-08-01 | 0 | 0
|  |  |  | 1936-08-02 | 0 | 0
|  |  |  | 1936-08-03 | 0 | 0
|  |  |  | 1936-08-04 | 0 | 0
|  |  |  | 1936-08-05 | 0 | 0
|  |  |  | 1936-08-06 | 0 | 0
|  |  |  | 1936-08-07 | 0 | 0
|  |  |  | 1936-08-08 | 0 | 0
|  |  |  | 1936-08-09 | 0 | 0
|  |  |  | 1936-08-10 | 0 | 0
|  |  |  | 1936-08-11 | 0 | 0
|  |  |  | 1936-08-12 | 0 | 0
|  |  |  | 1936-08-13 | 0 | 0
|  |  |  | 1936-08-14 | 0 | 0
|  |  |  | 1936-08-15 | 0 | 0
|  |  |  | 1936-08-16 | 0 | 0
|  |  |  | 1936-08-17 | 0 | 0
|  |  |  | 1936-08-18 | 0 | 0
|  |  |  | 1936-08-19 | 0 | 0
|  |  |  | 1936-08-20 | 0.25 | 0.25
|  |  |  | 1936-08-21 | 0.15 | 0.15
|  |  |  | 1936-08-22 | 0 | 0
|  |  |  | 1936-08-23 | 0 | 0
|  |  |  | 1936-08-24 | 0 | 0
|  |  |  | 1936-08-25 | 0.4 | 0.4
|  |  |  | 1936-08-26 | 0 | 0
|  |  |  | 1936-08-27 | 0 | 0
|  |  |  | 1936-08-28 | 0.28 | 0.28
|  |  |  | 1936-08-29 | 0 | 0
|  |  |  | 1936-08-30 | 0 | 0
|  |  |  | 1936-08-31 | 0 | 0
|  |  |  | 1936-09-01 | 0 | 0
|  |  |  | 1936-09-02 | 0.55 | 0.55
|  |  |  | 1936-09-03 | 0.45 | 0.45
|  |  |  | 1936-09-04 | 0.31 | 0.31
|  |  |  | 1936-09-05 | 0 | 0
|  |  |  | 1936-09-06 | 0.66 | 0.66
|  |  |  | 1936-09-07 | 0 | 0
|  |  |  | 1936-09-08 | 0 | 0
|  |  |  | 1936-09-09 | 0 | 0
|  |  |  | 1936-09-10 | 0 | 0
|  |  |  | 1936-09-11 | 1.09 | 1.09
|  |  |  | 1936-09-12 | 0 | 0
|  |  |  | 1936-09-13 | 0 | 0
|  |  |  | 1936-09-14 | 0.2 | 0.2
|  |  |  | 1936-09-15 | 0 | 0
|  |  |  | 1936-09-16 | 0.17 | 0.17
|  |  |  | 1936-09-17 | 0 | 0
|  |  |  | 1936-09-18 | 0 | 0
|  |  |  | 1936-09-19 | 0.49 | 0.49
|  |  |  | 1936-09-20 | 1.25 | 1.25
|  |  |  | 1936-09-21 | 0.72 | 0.72
|  |  |  | 1936-09-22 | 0.5 | 0.5
|  |  |  | 1936-09-23 | 0.4 | 0.4
|  |  |  | 1936-09-24 | 0.06 | 0.06
|  |  |  | 1936-09-25 | 0.62 | 0.62
|  |  |  | 1936-09-26 | 0 | 0
|  |  |  | 1936-09-27 | 0 | 0
|  |  |  | 1936-09-28 | 0 | 0
|  |  |  | 1936-09-29 | 0 | 0
|  |  |  | 1936-09-30 | 0 | 0
|  |  |  | 1936-10-01 | 0 | 0
|  |  |  | 1936-10-02 | 0 | 0
|  |  |  | 1936-10-03 | 0 | 0
|  |  |  | 1936-10-04 | 0 | 0
|  |  |  | 1936-10-05 | 0 | 0
|  |  |  | 1936-10-06 | 0 | 0
|  |  |  | 1936-10-07 | 0 | 0
|  |  |  | 1936-10-08 | 0 | 0
|  |  |  | 1936-10-09 | 0 | 0
|  |  |  | 1936-10-10 | 0 | 0
|  |  |  | 1936-10-11 | 0 | 0
|  |  |  | 1936-10-12 | 0 | 0
|  |  |  | 1936-10-13 | 0 | 0
|  |  |  | 1936-10-14 | 0 | 0
|  |  |  | 1936-10-15 | 0 | 0
|  |  |  | 1936-10-16 | 0 | 0
|  |  |  | 1936-10-17 | 0 | 0
|  |  |  | 1936-10-18 | 0 | 0
|  |  |  | 1936-10-19 | 0 | 0
|  |  |  | 1936-10-20 | 0 | 0
|  |  |  | 1936-10-21 | 0 | 0
|  |  |  | 1936-10-22 | 0 | 0
|  |  |  | 1936-10-23 | 0.2 | 0.2
|  |  |  | 1936-10-24 | 0 | 0
|  |  |  | 1936-10-25 | 0 | 0
|  |  |  | 1936-10-26 | 0 | 0
|  |  |  | 1936-10-27 | 0 | 0
|  |  |  | 1936-10-28 | 0 | 0
|  |  |  | 1936-10-29 | 0 | 0
|  |  |  | 1936-10-30 | 0 | 0
|  |  |  | 1936-10-31 | 0 | 0
|  |  |  | 1936-11-01 | 0 | 0
|  |  |  | 1936-11-02 | 0 | 0
|  |  |  | 1936-11-03 | 0 | 0
|  |  |  | 1936-11-04 | 0 | 0
|  |  |  | 1936-11-05 | 0 | 0
|  |  |  | 1936-11-06 | 0 | 0
|  |  |  | 1936-11-07 | 0 | 0
|  |  |  | 1936-11-08 | 0 | 0
|  |  |  | 1936-11-09 | 0 | 0
|  |  |  | 1936-11-10 | 0 | 0
|  |  |  | 1936-11-11 | 0 | 0
|  |  |  | 1936-11-12 | 0 | 0
|  |  |  | 1936-11-13 | 0 | 0
|  |  |  | 1936-11-14 | 0 | 0
|  |  |  | 1936-11-15 | 0 | 0
|  |  |  | 1936-11-16 | 0 | 0
|  |  |  | 1936-11-17 | 0 | 0
|  |  |  | 1936-11-18 | 0 | 0
|  |  |  | 1936-11-19 | 0 | 0
|  |  |  | 1936-11-20 | 0 | 0
|  |  |  | 1936-11-21 | 0 | 0
|  |  |  | 1936-11-22 | 0 | 0
|  |  |  | 1936-11-23 | 0 | 0
|  |  |  | 1936-11-24 | 0 | 0
|  |  |  | 1936-11-25 | 0 | 0
|  |  |  | 1936-11-26 | 0 | 0
|  |  |  | 1936-11-27 | 0 | 0
|  |  |  | 1936-11-28 | 0.62 | 0.62
|  |  |  | 1936-11-29 | 0.5 | 0.5
|  |  |  | 1936-11-30 | 0 | 0
|  |  |  | 1936-12-01 | 0.2 | 0.2
|  |  |  | 1936-12-02 | 0 | 0
|  |  |  | 1936-12-03 | 0 | 0
|  |  |  | 1936-12-04 | 0 | 0
|  |  |  | 1936-12-05 | 0 | 0
|  |  |  | 1936-12-06 | 0 | 0
|  |  |  | 1936-12-07 | 0 | 0
|  |  |  | 1936-12-08 | 0 | 0
|  |  |  | 1936-12-09 | 0 | 0
|  |  |  | 1936-12-10 | 0 | 0
|  |  |  | 1936-12-11 | 0 | 0
|  |  |  | 1936-12-12 | 0 | 0
|  |  |  | 1936-12-13 | 0 | 0
|  |  |  | 1936-12-14 | 0 | 0
|  |  |  | 1936-12-15 | 0 | 0
|  |  |  | 1936-12-16 | 0 | 0
|  |  |  | 1936-12-17 | 0 | 0
|  |  |  | 1936-12-18 | 0 | 0
|  |  |  | 1936-12-19 | 0 | 0
|  |  |  | 1936-12-20 | 0 | 0
|  |  |  | 1936-12-21 | 0 | 0
|  |  |  | 1936-12-22 | 0 | 0
|  |  |  | 1936-12-23 | 0 | 0
|  |  |  | 1936-12-24 | 0 | 0
|  |  |  | 1936-12-25 | 0 | 0
|  |  |  | 1936-12-26 | 0 | 0
|  |  |  | 1936-12-27 | 0 | 0
|  |  |  | 1936-12-28 | 0 | 0
|  |  |  | 1936-12-29 | 0 | 0
|  |  |  | 1936-12-30 | 0 | 0
|  |  |  | 1936-12-31 | 0 | 0
|  |  |  | 1937-01-01 | 0.2 | 0.2
|  |  |  | 1937-01-02 | 0 | 0
|  |  |  | 1937-01-03 | 0 | 0
|  |  |  | 1937-01-04 | 0 | 0
|  |  |  | 1937-01-05 | 0 | 0
|  |  |  | 1937-01-06 | 0 | 0
|  |  |  | 1937-01-07 | 0 | 0
|  |  |  | 1937-01-08 | 0 | 0
|  |  |  | 1937-01-09 | 0 | 0
|  |  |  | 1937-01-10 | 0 | 0
|  |  |  | 1937-01-11 | 0 | 0
|  |  |  | 1937-01-12 | 0 | 0
|  |  |  | 1937-01-13 | 0 | 0
|  |  |  | 1937-01-14 | 0 | 0
|  |  |  | 1937-01-15 | 0 | 0
|  |  |  | 1937-01-16 | 0 | 0
|  |  |  | 1937-01-17 | 0 | 0
|  |  |  | 1937-01-18 | 0 | 0
|  |  |  | 1937-01-19 | 0 | 0
|  |  |  | 1937-01-20 | 0 | 0
|  |  |  | 1937-01-21 | 0 | 0
|  |  |  | 1937-01-22 | 0 | 0
|  |  |  | 1937-01-23 | 0 | 0
|  |  |  | 1937-01-24 | 0 | 0
|  |  |  | 1937-01-25 | 0 | 0
|  |  |  | 1937-01-26 | 0 | 0
|  |  |  | 1937-01-27 | 0 | 0
|  |  |  | 1937-01-28 | 0 | 0
|  |  |  | 1937-01-29 | 0 | 0
|  |  |  | 1937-01-30 | 0 | 0
|  |  |  | 1937-01-31 | 0.11 | 0.11
|  |  |  | 1937-02-01 | 0.5 | 0.5
|  |  |  | 1937-02-02 | 0 | 0
|  |  |  | 1937-02-03 | 0 | 0
|  |  |  | 1937-02-04 | 0 | 0
|  |  |  | 1937-02-05 | 0 | 0
|  |  |  | 1937-02-06 | 0 | 0
|  |  |  | 1937-02-07 | 0 | 0
|  |  |  | 1937-02-08 | 0 | 0
|  |  |  | 1937-02-09 | 0 | 0
|  |  |  | 1937-02-10 | 0 | 0
|  |  |  | 1937-02-11 | 0 | 0
|  |  |  | 1937-02-12 | 0 | 0
|  |  |  | 1937-02-13 | 0 | 0
|  |  |  | 1937-02-14 | 0 | 0
|  |  |  | 1937-02-15 | 0 | 0
|  |  |  | 1937-02-16 | 0 | 0
|  |  |  | 1937-02-17 | 0 | 0
|  |  |  | 1937-02-18 | 0 | 0
|  |  |  | 1937-02-19 | 0 | 0
|  |  |  | 1937-02-20 | 0 | 0
|  |  |  | 1937-02-21 | 0 | 0
|  |  |  | 1937-02-22 | 0 | 0
|  |  |  | 1937-02-23 | 0 | 0
|  |  |  | 1937-02-24 | 0 | 0
|  |  |  | 1937-02-25 | 0 | 0
|  |  |  | 1937-02-26 | 0 | 0
|  |  |  | 1937-02-27 | 0 | 0
|  |  |  | 1937-02-28 | 0 | 0
|  |  |  | 1937-03-01 | 0 | 0
|  |  |  | 1937-03-02 | 0 | 0
|  |  |  | 1937-03-03 | 0 | 0
|  |  |  | 1937-03-04 | 0 | 0
|  |  |  | 1937-03-05 | 0 | 0
|  |  |  | 1937-03-06 | 0 | 0
|  |  |  | 1937-03-07 | 0 | 0
|  |  |  | 1937-03-08 | 0 | 0
|  |  |  | 1937-03-09 | 0 | 0
|  |  |  | 1937-03-10 | 0 | 0
|  |  |  | 1937-03-11 | 0 | 0
|  |  |  | 1937-03-12 | 0 | 0
|  |  |  | 1937-03-13 | 0 | 0
|  |  |  | 1937-03-14 | 0 | 0
|  |  |  | 1937-03-15 | 0 | 0
|  |  |  | 1937-03-16 | 0 | 0
|  |  |  | 1937-03-17 | 0 | 0
|  |  |  | 1937-03-18 | 0 | 0
|  |  |  | 1937-03-19 | 0 | 0
|  |  |  | 1937-03-20 | 0 | 0
|  |  |  | 1937-03-21 | 0 | 0
|  |  |  | 1937-03-22 | 0 | 0
|  |  |  | 1937-03-23 | 0 | 0
|  |  |  | 1937-03-24 | 0 | 0
|  |  |  | 1937-03-25 | 0 | 0
|  |  |  | 1937-03-26 | 0 | 0
|  |  |  | 1937-03-27 | 0 | 0
|  |  |  | 1937-03-28 | 0 | 0
|  |  |  | 1937-03-29 | 0 | 0
|  |  |  | 1937-03-30 | 0 | 0
|  |  |  | 1937-03-31 | 0 | 0
|  |  |  | 1937-04-01 | 0 | 0
|  |  |  | 1937-04-02 | 0 | 0
|  |  |  | 1937-04-03 | 0 | 0
|  |  |  | 1937-04-04 | 0 | 0
|  |  |  | 1937-04-05 | 0 | 0
|  |  |  | 1937-04-06 | 0 | 0
|  |  |  | 1937-04-07 | 0 | 0
|  |  |  | 1937-04-08 | 0 | 0
|  |  |  | 1937-04-09 | 0 | 0
|  |  |  | 1937-04-10 | 0 | 0
|  |  |  | 1937-04-11 | 0 | 0
|  |  |  | 1937-04-12 | 0 | 0
|  |  |  | 1937-04-13 | 0 | 0
|  |  |  | 1937-04-14 | 0 | 0
|  |  |  | 1937-04-15 | 0 | 0
|  |  |  | 1937-04-16 | 0 | 0
|  |  |  | 1937-04-17 | 0 | 0
|  |  |  | 1937-04-18 | 0 | 0
|  |  |  | 1937-04-19 | 0 | 0
|  |  |  | 1937-04-20 | 0.34 | 0.34
|  |  |  | 1937-04-21 | 0 | 0
|  |  |  | 1937-04-22 | 0 | 0
|  |  |  | 1937-04-23 | 0 | 0
|  |  |  | 1937-04-24 | 0 | 0
|  |  |  | 1937-04-25 | 0 | 0
|  |  |  | 1937-04-26 | 0 | 0
|  |  |  | 1937-04-27 | 0 | 0
|  |  |  | 1937-04-28 | 0 | 0
|  |  |  | 1937-04-29 | 0 | 0
|  |  |  | 1937-04-30 | 0 | 0
|  |  |  | 1937-05-01 | 0 | 0
|  |  |  | 1937-05-02 | 0 | 0
|  |  |  | 1937-05-03 | 0 | 0
|  |  |  | 1937-05-04 | 0 | 0
|  |  |  | 1937-05-05 | 0.45 | 0.45
|  |  |  | 1937-05-06 | 0.28 | 0.28
|  |  |  | 1937-05-07 | 0 | 0
|  |  |  | 1937-05-08 | 0 | 0
|  |  |  | 1937-05-09 | 0 | 0
|  |  |  | 1937-05-10 | 0 | 0
|  |  |  | 1937-05-11 | 0 | 0
|  |  |  | 1937-05-12 | 0 | 0
|  |  |  | 1937-05-13 | 0.41 | 0.41
|  |  |  | 1937-05-14 | 0 | 0
|  |  |  | 1937-05-15 | 0 | 0
|  |  |  | 1937-05-16 | 0 | 0
|  |  |  | 1937-05-17 | 0 | 0
|  |  |  | 1937-05-18 | 0 | 0
|  |  |  | 1937-05-19 | 0 | 0
|  |  |  | 1937-05-20 | 0 | 0
|  |  |  | 1937-05-21 | 0 | 0
|  |  |  | 1937-05-22 | 0 | 0
|  |  |  | 1937-05-23 | 0 | 0
|  |  |  | 1937-05-24 | 0 | 0
|  |  |  | 1937-05-25 | 0 | 0
|  |  |  | 1937-05-26 | 0 | 0
|  |  |  | 1937-05-27 | 0 | 0
|  |  |  | 1937-05-28 | 1.39 | 1.39
|  |  |  | 1937-05-29 | 0 | 0
|  |  |  | 1937-05-30 | 0 | 0
|  |  |  | 1937-05-31 | 0.56 | 0.56
|  |  |  | 1937-06-01 | 0.21 | 0.21
|  |  |  | 1937-06-02 | 0 | 0
|  |  |  | 1937-06-03 | 0.43 | 0.43
|  |  |  | 1937-06-04 | 0 | 0
|  |  |  | 1937-06-05 | 0 | 0
|  |  |  | 1937-06-06 | 0 | 0
|  |  |  | 1937-06-07 | 0 | 0
|  |  |  | 1937-06-08 | 0 | 0
|  |  |  | 1937-06-09 | 0 | 0
|  |  |  | 1937-06-10 | 0 | 0
|  |  |  | 1937-06-11 | 0 | 0
|  |  |  | 1937-06-12 | 0 | 0
|  |  |  | 1937-06-13 | 0 | 0
|  |  |  | 1937-06-14 | 0 | 0
|  |  |  | 1937-06-15 | 0 | 0
|  |  |  | 1937-06-16 | 0 | 0
|  |  |  | 1937-06-17 | 0.2 | 0.2
|  |  |  | 1937-06-18 | 0.17 | 0.17
|  |  |  | 1937-06-19 | 0 | 0
|  |  |  | 1937-06-20 | 0 | 0
|  |  |  | 1937-06-21 | 0 | 0
|  |  |  | 1937-06-22 | 0 | 0
|  |  |  | 1937-06-23 | 0 | 0
|  |  |  | 1937-06-24 | 0 | 0
|  |  |  | 1937-06-25 | 0 | 0
|  |  |  | 1937-06-26 | 0 | 0
|  |  |  | 1937-06-27 | 0 | 0
|  |  |  | 1937-06-28 | 0 | 0
|  |  |  | 1937-06-29 | 0 | 0
|  |  |  | 1937-06-30 | 0 | 0
|  |  |  | 1937-07-01 | 0 | 0
|  |  |  | 1937-07-02 | 0 | 0
|  |  |  | 1937-07-03 | 0 | 0
|  |  |  | 1937-07-04 | 0 | 0
|  |  |  | 1937-07-05 | 0 | 0
|  |  |  | 1937-07-06 | 0 | 0
|  |  |  | 1937-07-07 | 0 | 0
|  |  |  | 1937-07-08 | 0 | 0
|  |  |  | 1937-07-09 | 0.76 | 0.76
|  |  |  | 1937-07-10 | 0 | 0
|  |  |  | 1937-07-11 | 0.84 | 0.84
|  |  |  | 1937-07-12 | 0 | 0
|  |  |  | 1937-07-13 | 0 | 0
|  |  |  | 1937-07-14 | 0 | 0
|  |  |  | 1937-07-15 | 1.15 | 1.15
|  |  |  | 1937-07-16 | 0 | 0
|  |  |  | 1937-07-17 | 0 | 0
|  |  |  | 1937-07-18 | 0 | 0
|  |  |  | 1937-07-19 | 0 | 0
|  |  |  | 1937-07-20 | 0 | 0
|  |  |  | 1937-07-21 | 0 | 0
|  |  |  | 1937-07-22 | 0 | 0
|  |  |  | 1937-07-23 | 0 | 0
|  |  |  | 1937-07-24 | 0 | 0
|  |  |  | 1937-07-25 | 0 | 0
|  |  |  | 1937-07-26 | 0 | 0
|  |  |  | 1937-07-27 | 0 | 0
|  |  |  | 1937-07-28 | 0 | 0
|  |  |  | 1937-07-29 | 0 | 0
|  |  |  | 1937-07-30 | 0 | 0
|  |  |  | 1937-07-31 | 0 | 0
|  |  |  | 1937-08-01 | 0 | 0
|  |  |  | 1937-08-02 | 0 | 0
|  |  |  | 1937-08-03 | 0 | 0
|  |  |  | 1937-08-04 | 0 | 0
|  |  |  | 1937-08-05 | 0 | 0
|  |  |  | 1937-08-06 | 0 | 0
|  |  |  | 1937-08-07 | 0 | 0
|  |  |  | 1937-08-08 | 0 | 0
|  |  |  | 1937-08-09 | 0 | 0
|  |  |  | 1937-08-10 | 0 | 0
|  |  |  | 1937-08-11 | 0 | 0
|  |  |  | 1937-08-12 | 0 | 0
|  |  |  | 1937-08-13 | 0 | 0
|  |  |  | 1937-08-14 | 0 | 0
|  |  |  | 1937-08-15 | 0 | 0
|  |  |  | 1937-08-16 | 0 | 0
|  |  |  | 1937-08-17 | 0 | 0
|  |  |  | 1937-08-18 | 0 | 0
|  |  |  | 1937-08-19 | 0.66 | 0.66
|  |  |  | 1937-08-20 | 0 | 0
|  |  |  | 1937-08-21 | 0 | 0
|  |  |  | 1937-08-22 | 0.36 | 0.36
|  |  |  | 1937-08-23 | 0 | 0
|  |  |  | 1937-08-24 | 0 | 0
|  |  |  | 1937-08-25 | 0.39 | 0.39
|  |  |  | 1937-08-26 | 0 | 0
|  |  |  | 1937-08-27 | 0 | 0
|  |  |  | 1937-08-28 | 0 | 0
|  |  |  | 1937-08-29 | 0 | 0
|  |  |  | 1937-08-30 | 0 | 0
|  |  |  | 1937-08-31 | 0 | 0
|  |  |  | 1937-09-01 | 0 | 0
|  |  |  | 1937-09-02 | 0 | 0
|  |  |  | 1937-09-03 | 0 | 0
|  |  |  | 1937-09-04 | 0 | 0
|  |  |  | 1937-09-05 | 0 | 0
|  |  |  | 1937-09-06 | 0 | 0
|  |  |  | 1937-09-07 | 0 | 0
|  |  |  | 1937-09-08 | 0.18 | 0.18
|  |  |  | 1937-09-09 | 0 | 0
|  |  |  | 1937-09-10 | 0.08 | 0.08
|  |  |  | 1937-09-11 | 0.12 | 0.12
|  |  |  | 1937-09-12 | 0.59 | 0.59
|  |  |  | 1937-09-13 | 0 | 0
|  |  |  | 1937-09-14 | 0 | 0
|  |  |  | 1937-09-15 | 0 | 0
|  |  |  | 1937-09-16 | 0 | 0
|  |  |  | 1937-09-17 | 0 | 0
|  |  |  | 1937-09-18 | 0 | 0
|  |  |  | 1937-09-19 | 0 | 0
|  |  |  | 1937-09-20 | 0.45 | 0.45
|  |  |  | 1937-09-21 | 0.2 | 0.2
|  |  |  | 1937-09-22 | 0 | 0
|  |  |  | 1937-09-23 | 0.25 | 0.25
|  |  |  | 1937-09-24 | 0 | 0
|  |  |  | 1937-09-25 | 0 | 0
|  |  |  | 1937-09-26 | 0 | 0
|  |  |  | 1937-09-27 | 0 | 0
|  |  |  | 1937-09-28 | 0 | 0
|  |  |  | 1937-09-29 | 0 | 0
|  |  |  | 1937-09-30 | 0 | 0
|  |  |  | 1937-10-01 | 0 | 0
|  |  |  | 1937-10-02 | 0 | 0
|  |  |  | 1937-10-03 | 0 | 0
|  |  |  | 1937-10-04 | 0 | 0
|  |  |  | 1937-10-05 | 0 | 0
|  |  |  | 1937-10-06 | 0 | 0
|  |  |  | 1937-10-07 | 0 | 0
|  |  |  | 1937-10-08 | 0 | 0
|  |  |  | 1937-10-09 | 0 | 0
|  |  |  | 1937-10-10 | 0 | 0
|  |  |  | 1937-10-11 | 1.05 | 1.05
|  |  |  | 1937-10-12 | 0 | 0
|  |  |  | 1937-10-13 | 0 | 0
|  |  |  | 1937-10-14 | 0 | 0
|  |  |  | 1937-10-15 | 0 | 0
|  |  |  | 1937-10-16 | 0 | 0
|  |  |  | 1937-10-17 | 0 | 0
|  |  |  | 1937-10-18 | 0 | 0
|  |  |  | 1937-10-19 | 0 | 0
|  |  |  | 1937-10-20 | 0 | 0
|  |  |  | 1937-10-21 | 0 | 0
|  |  |  | 1937-10-22 | 0 | 0
|  |  |  | 1937-10-23 | 0 | 0
|  |  |  | 1937-10-24 | 0 | 0
|  |  |  | 1937-10-25 | 0 | 0
|  |  |  | 1937-10-26 | 0 | 0
|  |  |  | 1937-10-27 | 0 | 0
|  |  |  | 1937-10-28 | 0 | 0
|  |  |  | 1937-10-29 | 0 | 0
|  |  |  | 1937-10-30 | 0 | 0
|  |  |  | 1937-10-31 | 0 | 0
|  |  |  | 1937-11-01 | 0.06 | 0.06
|  |  |  | 1937-11-02 | 0 | 0
|  |  |  | 1937-11-03 | 0 | 0
|  |  |  | 1937-11-04 | 0 | 0
|  |  |  | 1937-11-05 | 0 | 0
|  |  |  | 1937-11-06 | 0 | 0
|  |  |  | 1937-11-07 | 0 | 0
|  |  |  | 1937-11-08 | 0.96 | 0.96
|  |  |  | 1937-11-09 | 0 | 0
|  |  |  | 1937-11-10 | 0 | 0
|  |  |  | 1937-11-11 | 0 | 0
|  |  |  | 1937-11-12 | 0 | 0
|  |  |  | 1937-11-13 | 0 | 0
|  |  |  | 1937-11-14 | 0 | 0
|  |  |  | 1937-11-15 | 0 | 0
|  |  |  | 1937-11-16 | 0 | 0
|  |  |  | 1937-11-17 | 0 | 0
|  |  |  | 1937-11-18 | 0 | 0
|  |  |  | 1937-11-19 | 0 | 0
|  |  |  | 1937-11-20 | 0 | 0
|  |  |  | 1937-11-21 | 0 | 0
|  |  |  | 1937-11-22 | 0 | 0
|  |  |  | 1937-11-23 | 0 | 0
|  |  |  | 1937-11-24 | 0 | 0
|  |  |  | 1937-11-25 | 0 | 0
|  |  |  | 1937-11-26 | 0 | 0
|  |  |  | 1937-11-27 | 0 | 0
|  |  |  | 1937-11-28 | 0 | 0
|  |  |  | 1937-11-29 | 0 | 0
|  |  |  | 1937-11-30 | 0 | 0
|  |  |  | 1937-12-01 | 0 | 0
|  |  |  | 1937-12-02 | 0.08 | 0.08
|  |  |  | 1937-12-03 | 0 | 0
|  |  |  | 1937-12-04 | 0.3 | 0.3
|  |  |  | 1937-12-05 | 0 | 0
|  |  |  | 1937-12-06 | 0 | 0
|  |  |  | 1937-12-07 | 0 | 0
|  |  |  | 1937-12-08 | 0 | 0
|  |  |  | 1937-12-09 | 0 | 0
|  |  |  | 1937-12-10 | 0 | 0
|  |  |  | 1937-12-11 | 0 | 0
|  |  |  | 1937-12-12 | 0.09 | 0.09
|  |  |  | 1937-12-13 | 0 | 0
|  |  |  | 1937-12-14 | 0.27 | 0.27
|  |  |  | 1937-12-15 | 0 | 0
|  |  |  | 1937-12-16 | 0 | 0
|  |  |  | 1937-12-17 | 0 | 0
|  |  |  | 1937-12-18 | 0 | 0
|  |  |  | 1937-12-19 | 0 | 0
|  |  |  | 1937-12-20 | 0.29 | 0.29
|  |  |  | 1937-12-21 | 0 | 0
|  |  |  | 1937-12-22 | 0 | 0
|  |  |  | 1937-12-23 | 0 | 0
|  |  |  | 1937-12-24 | 0 | 0
|  |  |  | 1937-12-25 | 0 | 0
|  |  |  | 1937-12-26 | 0.5 | 0.5
|  |  |  | 1937-12-27 | 0 | 0
|  |  |  | 1937-12-28 | 0 | 0
|  |  |  | 1937-12-29 | 0 | 0
|  |  |  | 1937-12-30 | 0 | 0
|  |  |  | 1937-12-31 | 0 | 0
|  |  |  | 1938-01-01 | 0 | 0
|  |  |  | 1938-01-02 | 0 | 0
|  |  |  | 1938-01-03 | 0 | 0
|  |  |  | 1938-01-04 | 0 | 0
|  |  |  | 1938-01-05 | 0.2 | 0.2
|  |  |  | 1938-01-06 | 0 | 0
|  |  |  | 1938-01-07 | 0 | 0
|  |  |  | 1938-01-08 | 0 | 0
|  |  |  | 1938-01-09 | 0 | 0
|  |  |  | 1938-01-10 | 0 | 0
|  |  |  | 1938-01-11 | 0 | 0
|  |  |  | 1938-01-12 | 0 | 0
|  |  |  | 1938-01-13 | 0 | 0
|  |  |  | 1938-01-14 | 0 | 0
|  |  |  | 1938-01-15 | 0 | 0
|  |  |  | 1938-01-16 | 0 | 0
|  |  |  | 1938-01-17 | 0 | 0
|  |  |  | 1938-01-18 | 0 | 0
|  |  |  | 1938-01-19 | 0 | 0
|  |  |  | 1938-01-20 | 0 | 0
|  |  |  | 1938-01-21 | 0.25 | 0.25
|  |  |  | 1938-01-22 | 0 | 0
|  |  |  | 1938-01-23 | 0 | 0
|  |  |  | 1938-01-24 | 0 | 0
|  |  |  | 1938-01-25 | 0 | 0
|  |  |  | 1938-01-26 | 0 | 0
|  |  |  | 1938-01-27 | 0 | 0
|  |  |  | 1938-01-28 | 0 | 0
|  |  |  | 1938-01-29 | 0 | 0
|  |  |  | 1938-01-30 | 0 | 0
|  |  |  | 1938-01-31 | 0 | 0
|  |  |  | 1938-02-01 | 0 | 0
|  |  |  | 1938-02-02 | 0 | 0
|  |  |  | 1938-02-03 | 0 | 0
|  |  |  | 1938-02-04 | 0 | 0
|  |  |  | 1938-02-05 | 0 | 0
|  |  |  | 1938-02-06 | 0 | 0
|  |  |  | 1938-02-07 | 0 | 0
|  |  |  | 1938-02-08 | 0 | 0
|  |  |  | 1938-02-09 | 0 | 0
|  |  |  | 1938-02-10 | 0 | 0
|  |  |  | 1938-02-11 | 0 | 0
|  |  |  | 1938-02-12 | 0 | 0
|  |  |  | 1938-02-13 | 0 | 0
|  |  |  | 1938-02-14 | 0.15 | 0.15
|  |  |  | 1938-02-15 | 0 | 0
|  |  |  | 1938-02-16 | 0 | 0
|  |  |  | 1938-02-17 | 0 | 0
|  |  |  | 1938-02-18 | 0 | 0
|  |  |  | 1938-02-19 | 0 | 0
|  |  |  | 1938-02-20 | 0.04 | 0.04
|  |  |  | 1938-02-21 | 0 | 0
|  |  |  | 1938-02-22 | 0 | 0
|  |  |  | 1938-02-23 | 0 | 0
|  |  |  | 1938-02-24 | 0 | 0
|  |  |  | 1938-02-25 | 0 | 0
|  |  |  | 1938-02-26 | 0 | 0
|  |  |  | 1938-02-27 | 0 | 0
|  |  |  | 1938-02-28 | 0.29 | 0.29
|  |  |  | 1938-03-01 | 0 | 0
|  |  |  | 1938-03-02 | 0 | 0
|  |  |  | 1938-03-03 | 0 | 0
|  |  |  | 1938-03-04 | 0 | 0
|  |  |  | 1938-03-05 | 0 | 0
|  |  |  | 1938-03-06 | 0 | 0
|  |  |  | 1938-03-07 | 0 | 0
|  |  |  | 1938-03-08 | 0.78 | 0.78
|  |  |  | 1938-03-09 | 0 | 0
|  |  |  | 1938-03-10 | 0 | 0
|  |  |  | 1938-03-11 | 0 | 0
|  |  |  | 1938-03-12 | 0 | 0
|  |  |  | 1938-03-13 | 0 | 0
|  |  |  | 1938-03-14 | 0 | 0
|  |  |  | 1938-03-15 | 0 | 0
|  |  |  | 1938-03-16 | 0 | 0
|  |  |  | 1938-03-17 | 0 | 0
|  |  |  | 1938-03-18 | 0 | 0
|  |  |  | 1938-03-19 | 0 | 0
|  |  |  | 1938-03-20 | 0 | 0
|  |  |  | 1938-03-21 | 0 | 0
|  |  |  | 1938-03-22 | 0 | 0
|  |  |  | 1938-03-23 | 0 | 0
|  |  |  | 1938-03-24 | 0 | 0
|  |  |  | 1938-03-25 | 0 | 0
|  |  |  | 1938-03-26 | 0 | 0
|  |  |  | 1938-03-27 | 0 | 0
|  |  |  | 1938-03-28 | 0 | 0
|  |  |  | 1938-03-29 | 0 | 0
|  |  |  | 1938-03-30 | 0 | 0
|  |  |  | 1938-03-31 | 0 | 0
|  |  |  | 1938-04-01 | 0 | 0
|  |  |  | 1938-04-02 | 0 | 0
|  |  |  | 1938-04-03 | 0 | 0
|  |  |  | 1938-04-04 | 0 | 0
|  |  |  | 1938-04-05 | 0 | 0
|  |  |  | 1938-04-06 | 0 | 0
|  |  |  | 1938-04-07 | 0 | 0
|  |  |  | 1938-04-08 | 0 | 0
|  |  |  | 1938-04-09 | 0 | 0
|  |  |  | 1938-04-10 | 0 | 0
|  |  |  | 1938-04-11 | 0 | 0
|  |  |  | 1938-04-12 | 0 | 0
|  |  |  | 1938-04-13 | 0 | 0
|  |  |  | 1938-04-14 | 0 | 0
|  |  |  | 1938-04-15 | 0 | 0
|  |  |  | 1938-04-16 | 0 | 0
|  |  |  | 1938-04-17 | 0 | 0
|  |  |  | 1938-04-18 | 0 | 0
|  |  |  | 1938-04-19 | 0 | 0
|  |  |  | 1938-04-20 | 0 | 0
|  |  |  | 1938-04-21 | 0 | 0
|  |  |  | 1938-04-22 | 0 | 0
|  |  |  | 1938-04-23 | 0 | 0
|  |  |  | 1938-04-24 | 0 | 0
|  |  |  | 1938-04-25 | 0 | 0
|  |  |  | 1938-04-26 | 0 | 0
|  |  |  | 1938-04-27 | 0 | 0
|  |  |  | 1938-04-28 | 0 | 0
|  |  |  | 1938-04-29 | 0 | 0
|  |  |  | 1938-04-30 | 0.27 | 0.27
|  |  |  | 1938-05-01 | 0 | 0
|  |  |  | 1938-05-02 | 0 | 0
|  |  |  | 1938-05-03 | 0 | 0
|  |  |  | 1938-05-04 | 0 | 0
|  |  |  | 1938-05-05 | 0 | 0
|  |  |  | 1938-05-06 | 0 | 0
|  |  |  | 1938-05-07 | 0 | 0
|  |  |  | 1938-05-08 | 0 | 0
|  |  |  | 1938-05-09 | 0.28 | 0.28
|  |  |  | 1938-05-10 | 0 | 0
|  |  |  | 1938-05-11 | 0.12 | 0.12
|  |  |  | 1938-05-12 | 0 | 0
|  |  |  | 1938-05-13 | 0 | 0
|  |  |  | 1938-05-14 | 0 | 0
|  |  |  | 1938-05-15 | 0 | 0
|  |  |  | 1938-05-16 | 0 | 0
|  |  |  | 1938-05-17 | 0 | 0
|  |  |  | 1938-05-18 | 0 | 0
|  |  |  | 1938-05-19 | 0 | 0
|  |  |  | 1938-05-20 | 0 | 0
|  |  |  | 1938-05-21 | 0 | 0
|  |  |  | 1938-05-22 | 0 | 0
|  |  |  | 1938-05-23 | 0 | 0
|  |  |  | 1938-05-24 | 0 | 0
|  |  |  | 1938-05-25 | 0 | 0
|  |  |  | 1938-05-26 | 0.04 | 0.04
|  |  |  | 1938-05-27 | 0 | 0
|  |  |  | 1938-05-28 | 0 | 0
|  |  |  | 1938-05-29 | 0 | 0
|  |  |  | 1938-05-30 | 0 | 0
|  |  |  | 1938-05-31 | 0 | 0
|  |  |  | 1938-06-01 | 0 | 0
|  |  |  | 1938-06-02 | 0 | 0
|  |  |  | 1938-06-03 | 0 | 0
|  |  |  | 1938-06-04 | 0 | 0
|  |  |  | 1938-06-05 | 0 | 0
|  |  |  | 1938-06-06 | 0 | 0
|  |  |  | 1938-06-07 | 0.3 | 0.3
|  |  |  | 1938-06-08 | 0 | 0
|  |  |  | 1938-06-09 | 0 | 0
|  |  |  | 1938-06-10 | 0 | 0
|  |  |  | 1938-06-11 | 0 | 0
|  |  |  | 1938-06-12 | 0 | 0
|  |  |  | 1938-06-13 | 0 | 0
|  |  |  | 1938-06-14 | 0 | 0
|  |  |  | 1938-06-15 | 0.08 | 0.08
|  |  |  | 1938-06-16 | 0.05 | 0.05
|  |  |  | 1938-06-17 | 0.2 | 0.2
|  |  |  | 1938-06-18 | 0 | 0
|  |  |  | 1938-06-19 | 0 | 0
|  |  |  | 1938-06-20 | 0 | 0
|  |  |  | 1938-06-21 | 0 | 0
|  |  |  | 1938-06-22 | 0 | 0
|  |  |  | 1938-06-23 | 0 | 0
|  |  |  | 1938-06-24 | 0.91 | 0.91
|  |  |  | 1938-06-25 | 0.25 | 0.25
|  |  |  | 1938-06-26 | 0 | 0
|  |  |  | 1938-06-27 | 0 | 0
|  |  |  | 1938-06-28 | 0 | 0
|  |  |  | 1938-06-29 | 0.22 | 0.22
|  |  |  | 1938-06-30 | 0 | 0
|  |  |  | 1938-07-01 | 0.09 | 0.09
|  |  |  | 1938-07-02 | 0 | 0
|  |  |  | 1938-07-03 | 0 | 0
|  |  |  | 1938-07-04 | 0.19 | 0.19
|  |  |  | 1938-07-05 | 0 | 0
|  |  |  | 1938-07-06 | 0 | 0
|  |  |  | 1938-07-07 | 0 | 0
|  |  |  | 1938-07-08 | 0 | 0
|  |  |  | 1938-07-09 | 0 | 0
|  |  |  | 1938-07-10 | 0.23 | 0.23
|  |  |  | 1938-07-11 | 0.83 | 0.83
|  |  |  | 1938-07-12 | 0 | 0
|  |  |  | 1938-07-13 | 0 | 0
|  |  |  | 1938-07-14 | 0 | 0
|  |  |  | 1938-07-15 | 0 | 0
|  |  |  | 1938-07-16 | 0 | 0
|  |  |  | 1938-07-17 | 0 | 0
|  |  |  | 1938-07-18 | 0 | 0
|  |  |  | 1938-07-19 | 0.56 | 0.56
|  |  |  | 1938-07-20 | 0.76 | 0.76
|  |  |  | 1938-07-21 | 0.38 | 0.38
|  |  |  | 1938-07-22 | 0.23 | 0.23
|  |  |  | 1938-07-23 | 0.13 | 0.13
|  |  |  | 1938-07-24 | 0 | 0
|  |  |  | 1938-07-25 | 0 | 0
|  |  |  | 1938-07-26 | 0 | 0
|  |  |  | 1938-07-27 | 0 | 0
|  |  |  | 1938-07-28 | 0 | 0
|  |  |  | 1938-07-29 | 0 | 0
|  |  |  | 1938-07-30 | 0 | 0
|  |  |  | 1938-07-31 | 0 | 0
|  |  |  | 1938-08-01 | 0 | 0
|  |  |  | 1938-08-02 | 0 | 0
|  |  |  | 1938-08-03 | 0 | 0
|  |  |  | 1938-08-04 | 0 | 0
|  |  |  | 1938-08-05 | 0 | 0
|  |  |  | 1938-08-06 | 0 | 0
|  |  |  | 1938-08-07 | 1.21 | 1.21
|  |  |  | 1938-08-08 | 0 | 0
|  |  |  | 1938-08-09 | 0 | 0
|  |  |  | 1938-08-10 | 0.05 | 0.05
|  |  |  | 1938-08-11 | 0.24 | 0.24
|  |  |  | 1938-08-12 | 0 | 0
|  |  |  | 1938-08-13 | 0 | 0
|  |  |  | 1938-08-14 | 0 | 0
|  |  |  | 1938-08-15 | 0 | 0
|  |  |  | 1938-08-16 | 0 | 0
|  |  |  | 1938-08-17 | 0 | 0
|  |  |  | 1938-08-18 | 0 | 0
|  |  |  | 1938-08-19 | 0 | 0
|  |  |  | 1938-08-20 | 0 | 0
|  |  |  | 1938-08-21 | 0 | 0
|  |  |  | 1938-08-22 | 0 | 0
|  |  |  | 1938-08-23 | 0 | 0
|  |  |  | 1938-08-24 | 0 | 0
|  |  |  | 1938-08-25 | 0 | 0
|  |  |  | 1938-08-26 | 0 | 0
|  |  |  | 1938-08-27 | 0 | 0
|  |  |  | 1938-08-28 | 0 | 0
|  |  |  | 1938-08-29 | 0.47 | 0.47
|  |  |  | 1938-08-30 | 0 | 0
|  |  |  | 1938-08-31 | 0.08 | 0.08
|  |  |  | 1938-09-01 | 0.65 | 0.65
|  |  |  | 1938-09-02 | 0.2 | 0.2
|  |  |  | 1938-09-03 | 0.45 | 0.45
|  |  |  | 1938-09-04 | 0.37 | 0.37
|  |  |  | 1938-09-05 | 0.14 | 0.14
|  |  |  | 1938-09-06 | 0 | 0
|  |  |  | 1938-09-07 | 0 | 0
|  |  |  | 1938-09-08 | 0 | 0
|  |  |  | 1938-09-09 | 0 | 0
|  |  |  | 1938-09-10 | 0 | 0
|  |  |  | 1938-09-11 | 0 | 0
|  |  |  | 1938-09-12 | 0 | 0
|  |  |  | 1938-09-13 | 0 | 0
|  |  |  | 1938-09-14 | 0 | 0
|  |  |  | 1938-09-15 | 0.24 | 0.24
|  |  |  | 1938-09-16 | 0 | 0
|  |  |  | 1938-09-17 | 0 | 0
|  |  |  | 1938-09-18 | 0 | 0
|  |  |  | 1938-09-19 | 0 | 0
|  |  |  | 1938-09-20 | 0 | 0
|  |  |  | 1938-09-21 | 0 | 0
|  |  |  | 1938-09-22 | 0 | 0
|  |  |  | 1938-09-23 | 0 | 0
|  |  |  | 1938-09-24 | 0 | 0
|  |  |  | 1938-09-25 | 0 | 0
|  |  |  | 1938-09-26 | 0 | 0
|  |  |  | 1938-09-27 | 0 | 0
|  |  |  | 1938-09-28 | 0 | 0
|  |  |  | 1938-09-29 | 0 | 0
|  |  |  | 1938-09-30 | 0 | 0
|  |  |  | 1938-10-01 | 0 | 0
|  |  |  | 1938-10-02 | 0 | 0
|  |  |  | 1938-10-03 | 0 | 0
|  |  |  | 1938-10-04 | 0 | 0
|  |  |  | 1938-10-05 | 0 | 0
|  |  |  | 1938-10-06 | 0 | 0
|  |  |  | 1938-10-07 | 0 | 0
|  |  |  | 1938-10-08 | 0 | 0
|  |  |  | 1938-10-09 | 1.84 | 1.84
|  |  |  | 1938-10-10 | 0.01 | 0.01
|  |  |  | 1938-10-11 | 0 | 0
|  |  |  | 1938-10-12 | 0 | 0
|  |  |  | 1938-10-13 | 0 | 0
|  |  |  | 1938-10-14 | 0 | 0
|  |  |  | 1938-10-15 | 0 | 0
|  |  |  | 1938-10-16 | 0 | 0
|  |  |  | 1938-10-17 | 0 | 0
|  |  |  | 1938-10-18 | 0 | 0
|  |  |  | 1938-10-19 | 0 | 0
|  |  |  | 1938-10-20 | 0.33 | 0.33
|  |  |  | 1938-10-21 | 0 | 0
|  |  |  | 1938-10-22 | 0.03 | 0.03
|  |  |  | 1938-10-23 | 0 | 0
|  |  |  | 1938-10-24 | 0 | 0
|  |  |  | 1938-10-25 | 0 | 0
|  |  |  | 1938-10-26 | 0 | 0
|  |  |  | 1938-10-27 | 0 | 0
|  |  |  | 1938-10-28 | 0 | 0
|  |  |  | 1938-10-29 | 0 | 0
|  |  |  | 1938-10-30 | 0 | 0
|  |  |  | 1938-10-31 | 0 | 0
|  |  |  | 1938-11-01 | 0 | 0
|  |  |  | 1938-11-02 | 0 | 0
|  |  |  | 1938-11-03 | 0 | 0
|  |  |  | 1938-11-04 | 0 | 0
|  |  |  | 1938-11-05 | 0 | 0
|  |  |  | 1938-11-06 | 0 | 0
|  |  |  | 1938-11-07 | 0 | 0
|  |  |  | 1938-11-08 | 0 | 0
|  |  |  | 1938-11-09 | 0 | 0
|  |  |  | 1938-11-10 | 0 | 0
|  |  |  | 1938-11-11 | 0 | 0
|  |  |  | 1938-11-12 | 0 | 0
|  |  |  | 1938-11-13 | 0 | 0
|  |  |  | 1938-11-14 | 0 | 0
|  |  |  | 1938-11-15 | 0 | 0
|  |  |  | 1938-11-16 | 0 | 0
|  |  |  | 1938-11-17 | 0 | 0
|  |  |  | 1938-11-18 | 0 | 0
|  |  |  | 1938-11-19 | 0 | 0
|  |  |  | 1938-11-20 | 0 | 0
|  |  |  | 1938-11-21 | 0 | 0
|  |  |  | 1938-11-22 | 0 | 0
|  |  |  | 1938-11-23 | 0 | 0
|  |  |  | 1938-11-24 | 0 | 0
|  |  |  | 1938-11-25 | 0 | 0
|  |  |  | 1938-11-26 | 0 | 0
|  |  |  | 1938-11-27 | 0 | 0
|  |  |  | 1938-11-28 | 0 | 0
|  |  |  | 1938-11-29 | 0 | 0
|  |  |  | 1938-11-30 | 0 | 0
|  |  |  | 1938-12-01 | 0 | 0
|  |  |  | 1938-12-02 | 0 | 0
|  |  |  | 1938-12-03 | 0 | 0
|  |  |  | 1938-12-04 | 0 | 0
|  |  |  | 1938-12-05 | 0 | 0
|  |  |  | 1938-12-06 | 0 | 0
|  |  |  | 1938-12-07 | 0 | 0
|  |  |  | 1938-12-08 | 0 | 0
|  |  |  | 1938-12-09 | 0 | 0
|  |  |  | 1938-12-10 | 0 | 0
|  |  |  | 1938-12-11 | 0 | 0
|  |  |  | 1938-12-12 | 0 | 0
|  |  |  | 1938-12-13 | 0 | 0
|  |  |  | 1938-12-14 | 0 | 0
|  |  |  | 1938-12-15 | 0 | 0
|  |  |  | 1938-12-16 | 0 | 0
|  |  |  | 1938-12-17 | 0 | 0
|  |  |  | 1938-12-18 | 0 | 0
|  |  |  | 1938-12-19 | 0 | 0
|  |  |  | 1938-12-20 | 0 | 0
|  |  |  | 1938-12-21 | 0 | 0
|  |  |  | 1938-12-22 | 0 | 0
|  |  |  | 1938-12-23 | 0 | 0
|  |  |  | 1938-12-24 |  | 0
|  |  |  | 1938-12-25 |  | 0
|  |  |  | 1938-12-26 | 0 | 0
|  |  |  | 1938-12-27 | 0 | 0
|  |  |  | 1938-12-28 | 0 | 0
|  |  |  | 1938-12-29 | 0 | 0
|  |  |  | 1938-12-30 | 0 | 0
|  |  |  | 1938-12-31 | 0 | 0
|  |  |  | 1939-01-01 | 0 | 0
|  |  |  | 1939-01-02 | 0 | 0
|  |  |  | 1939-01-03 | 0 | 0
|  |  |  | 1939-01-04 | 0 | 0
|  |  |  | 1939-01-05 | 0 | 0
|  |  |  | 1939-01-06 | 0 | 0
|  |  |  | 1939-01-07 | 0 | 0
|  |  |  | 1939-01-08 | 0.43 | 0.43
|  |  |  | 1939-01-09 | 0 | 0
|  |  |  | 1939-01-10 | 0 | 0
|  |  |  | 1939-01-11 | 0.32 | 0.32
|  |  |  | 1939-01-12 | 0.7 | 0.7
|  |  |  | 1939-01-13 | 0 | 0
|  |  |  | 1939-01-14 | 0 | 0
|  |  |  | 1939-01-15 | 0 | 0
|  |  |  | 1939-01-16 | 0 | 0
|  |  |  | 1939-01-17 | 0 | 0
|  |  |  | 1939-01-18 | 0 | 0
|  |  |  | 1939-01-19 | 0 | 0
|  |  |  | 1939-01-20 | 0 | 0
|  |  |  | 1939-01-21 | 0 | 0
|  |  |  | 1939-01-22 | 0.02 | 0.02
|  |  |  | 1939-01-23 | 0 | 0
|  |  |  | 1939-01-24 | 0 | 0
|  |  |  | 1939-01-25 | 0 | 0
|  |  |  | 1939-01-26 | 0.02 | 0.02
|  |  |  | 1939-01-27 | 0.47 | 0.47
|  |  |  | 1939-01-28 | 0 | 0
|  |  |  | 1939-01-29 | 0 | 0
|  |  |  | 1939-01-30 | 0 | 0
|  |  |  | 1939-01-31 | 0 | 0
|  |  |  | 1939-02-01 | 0 | 0
|  |  |  | 1939-02-02 | 0 | 0
|  |  |  | 1939-02-03 | 0 | 0
|  |  |  | 1939-02-04 | 0 | 0
|  |  |  | 1939-02-05 | 0 | 0
|  |  |  | 1939-02-06 | 0 | 0
|  |  |  | 1939-02-07 | 0 | 0
|  |  |  | 1939-02-08 | 0 | 0
|  |  |  | 1939-02-09 | 0 | 0
|  |  |  | 1939-02-10 | 0 | 0
|  |  |  | 1939-02-11 | 0 | 0
|  |  |  | 1939-02-12 | 0 | 0
|  |  |  | 1939-02-13 | 0 | 0
|  |  |  | 1939-02-14 | 0 | 0
|  |  |  | 1939-02-15 | 0 | 0
|  |  |  | 1939-02-16 | 0 | 0
|  |  |  | 1939-02-17 | 0 | 0
|  |  |  | 1939-02-18 | 0 | 0
|  |  |  | 1939-02-19 | 0 | 0
|  |  |  | 1939-02-20 | 0 | 0
|  |  |  | 1939-02-21 | 0 | 0
|  |  |  | 1939-02-22 | 0 | 0
|  |  |  | 1939-02-23 | 0 | 0
|  |  |  | 1939-02-24 | 0 | 0
|  |  |  | 1939-02-25 | 0 | 0
|  |  |  | 1939-02-26 | 0 | 0
|  |  |  | 1939-02-27 | 0 | 0
|  |  |  | 1939-02-28 | 0 | 0
|  |  |  | 1939-03-01 | 0 | 0
|  |  |  | 1939-03-02 | 0 | 0
|  |  |  | 1939-03-03 | 0 | 0
|  |  |  | 1939-03-04 | 0 | 0
|  |  |  | 1939-03-05 | 0 | 0
|  |  |  | 1939-03-06 | 0 | 0
|  |  |  | 1939-03-07 | 0 | 0
|  |  |  | 1939-03-08 | 0 | 0
|  |  |  | 1939-03-09 | 0 | 0
|  |  |  | 1939-03-10 | 0 | 0
|  |  |  | 1939-03-11 | 0 | 0
|  |  |  | 1939-03-12 | 0 | 0
|  |  |  | 1939-03-13 | 0 | 0
|  |  |  | 1939-03-14 | 0 | 0
|  |  |  | 1939-03-15 | 0 | 0
|  |  |  | 1939-03-16 | 0 | 0
|  |  |  | 1939-03-17 | 0 | 0
|  |  |  | 1939-03-18 | 0 | 0
|  |  |  | 1939-03-19 | 0 | 0
|  |  |  | 1939-03-20 | 0.02 | 0.02
|  |  |  | 1939-03-21 | 0.17 | 0.17
|  |  |  | 1939-03-22 | 0.13 | 0.13
|  |  |  | 1939-03-23 | 0.13 | 0.13
|  |  |  | 1939-03-24 | 0 | 0
|  |  |  | 1939-03-25 | 0 | 0
|  |  |  | 1939-03-26 | 0 | 0
|  |  |  | 1939-03-27 | 0 | 0
|  |  |  | 1939-03-28 | 0 | 0
|  |  |  | 1939-03-29 | 0 | 0
|  |  |  | 1939-03-30 | 0 | 0
|  |  |  | 1939-03-31 | 0 | 0
|  |  |  | 1939-04-01 | 0 | 0
|  |  |  | 1939-04-02 | 0 | 0
|  |  |  | 1939-04-03 | 0 | 0
|  |  |  | 1939-04-04 | 0 | 0
|  |  |  | 1939-04-05 | 0 | 0
|  |  |  | 1939-04-06 | 0.12 | 0.12
|  |  |  | 1939-04-07 | 0.02 | 0.02
|  |  |  | 1939-04-08 | 0 | 0
|  |  |  | 1939-04-09 | 0 | 0
|  |  |  | 1939-04-10 | 0 | 0
|  |  |  | 1939-04-11 | 0 | 0
|  |  |  | 1939-04-12 | 0 | 0
|  |  |  | 1939-04-13 | 0 | 0
|  |  |  | 1939-04-14 | 0 | 0
|  |  |  | 1939-04-15 | 0 | 0
|  |  |  | 1939-04-16 | 0 | 0
|  |  |  | 1939-04-17 | 0 | 0
|  |  |  | 1939-04-18 | 0 | 0
|  |  |  | 1939-04-19 | 0 | 0
|  |  |  | 1939-04-20 | 0 | 0
|  |  |  | 1939-04-21 | 0 | 0
|  |  |  | 1939-04-22 | 0 | 0
|  |  |  | 1939-04-23 | 0 | 0
|  |  |  | 1939-04-24 | 0 | 0
|  |  |  | 1939-04-25 | 0 | 0
|  |  |  | 1939-04-26 | 0 | 0
|  |  |  | 1939-04-27 | 0 | 0
|  |  |  | 1939-04-28 | 0 | 0
|  |  |  | 1939-04-29 | 0 | 0
|  |  |  | 1939-04-30 | 0.16 | 0.16
|  |  |  | 1939-05-01 | 0 | 0
|  |  |  | 1939-05-02 | 0 | 0
|  |  |  | 1939-05-03 | 0 | 0
|  |  |  | 1939-05-04 | 0.16 | 0.16
|  |  |  | 1939-05-05 | 0 | 0
|  |  |  | 1939-05-06 | 0 | 0
|  |  |  | 1939-05-07 | 0 | 0
|  |  |  | 1939-05-08 | 0 | 0
|  |  |  | 1939-05-09 | 0 | 0
|  |  |  | 1939-05-10 | 0 | 0
|  |  |  | 1939-05-11 | 0 | 0
|  |  |  | 1939-05-12 | 0 | 0
|  |  |  | 1939-05-13 | 0 | 0
|  |  |  | 1939-05-14 | 0 | 0
|  |  |  | 1939-05-15 | 0 | 0
|  |  |  | 1939-05-16 | 0 | 0
|  |  |  | 1939-05-17 | 0 | 0
|  |  |  | 1939-05-18 | 0 | 0
|  |  |  | 1939-05-19 | 0 | 0
|  |  |  | 1939-05-20 | 0 | 0
|  |  |  | 1939-05-21 | 0 | 0
|  |  |  | 1939-05-22 | 0 | 0
|  |  |  | 1939-05-23 | 0 | 0
|  |  |  | 1939-05-24 | 0 | 0
|  |  |  | 1939-05-25 | 0 | 0
|  |  |  | 1939-05-26 | 0 | 0
|  |  |  | 1939-05-27 | 0 | 0
|  |  |  | 1939-05-28 | 0 | 0
|  |  |  | 1939-05-29 | 0.25 | 0.25
|  |  |  | 1939-05-30 | 1.03 | 1.03
|  |  |  | 1939-05-31 | 0 | 0
|  |  |  | 1939-06-01 | 0 | 0
|  |  |  | 1939-06-02 | 0 | 0
|  |  |  | 1939-06-03 | 0 | 0
|  |  |  | 1939-06-04 | 0 | 0
|  |  |  | 1939-06-05 | 0 | 0
|  |  |  | 1939-06-06 | 0 | 0
|  |  |  | 1939-06-07 | 0 | 0
|  |  |  | 1939-06-08 | 0 | 0
|  |  |  | 1939-06-09 | 0 | 0
|  |  |  | 1939-06-10 | 0 | 0
|  |  |  | 1939-06-11 | 0 | 0
|  |  |  | 1939-06-12 | 0 | 0
|  |  |  | 1939-06-13 | 0 | 0
|  |  |  | 1939-06-14 | 0 | 0
|  |  |  | 1939-06-15 | 0 | 0
|  |  |  | 1939-06-16 | 0 | 0
|  |  |  | 1939-06-17 | 0 | 0
|  |  |  | 1939-06-18 | 0.12 | 0.12
|  |  |  | 1939-06-19 | 0 | 0
|  |  |  | 1939-06-20 | 0 | 0
|  |  |  | 1939-06-21 | 0.35 | 0.35
|  |  |  | 1939-06-22 | 0.1 | 0.1
|  |  |  | 1939-06-23 | 0 | 0
|  |  |  | 1939-06-24 | 0 | 0
|  |  |  | 1939-06-25 | 0 | 0
|  |  |  | 1939-06-26 | 0 | 0
|  |  |  | 1939-06-27 | 0.15 | 0.15
|  |  |  | 1939-06-28 | 0 | 0
|  |  |  | 1939-06-29 | 0 | 0
|  |  |  | 1939-06-30 | 0 | 0
|  |  |  | 1939-07-01 | 0 | 0
|  |  |  | 1939-07-02 | 0 | 0
|  |  |  | 1939-07-03 | 0 | 0
|  |  |  | 1939-07-04 | 0.21 | 0.21
|  |  |  | 1939-07-05 | 0 | 0
|  |  |  | 1939-07-06 | 0.45 | 0.45
|  |  |  | 1939-07-07 | 0 | 0
|  |  |  | 1939-07-08 | 0 | 0
|  |  |  | 1939-07-09 | 0 | 0
|  |  |  | 1939-07-10 | 0 | 0
|  |  |  | 1939-07-11 | 0 | 0
|  |  |  | 1939-07-12 | 0 | 0
|  |  |  | 1939-07-13 | 0.41 | 0.41
|  |  |  | 1939-07-14 | 0.39 | 0.39
|  |  |  | 1939-07-15 | 0 | 0
|  |  |  | 1939-07-16 | 0 | 0
|  |  |  | 1939-07-17 | 0 | 0
|  |  |  | 1939-07-18 | 0.1 | 0.1
|  |  |  | 1939-07-19 | 0.11 | 0.11
|  |  |  | 1939-07-20 | 0 | 0
|  |  |  | 1939-07-21 | 0 | 0
|  |  |  | 1939-07-22 | 0 | 0
|  |  |  | 1939-07-23 | 0.05 | 0.05
|  |  |  | 1939-07-24 | 0 | 0
|  |  |  | 1939-07-25 | 0 | 0
|  |  |  | 1939-07-26 | 0 | 0
|  |  |  | 1939-07-27 | 0 | 0
|  |  |  | 1939-07-28 |  | 0
|  |  |  | 1939-07-29 |  | 0
|  |  |  | 1939-07-30 | 0.75 | 0.75
|  |  |  | 1939-07-31 | 0.5 | 0.5
|  |  |  | 1939-08-01 | 0.11 | 0.11
|  |  |  | 1939-08-02 | 0 | 0
|  |  |  | 1939-08-03 | 0 | 0
|  |  |  | 1939-08-04 | 0 | 0
|  |  |  | 1939-08-05 | 0 | 0
|  |  |  | 1939-08-06 | 1.16 | 1.16
|  |  |  | 1939-08-07 | 0 | 0
|  |  |  | 1939-08-08 | 0.09 | 0.09
|  |  |  | 1939-08-09 | 0 | 0
|  |  |  | 1939-08-10 | 0 | 0
|  |  |  | 1939-08-11 | 0.2 | 0.2
|  |  |  | 1939-08-12 | 0.11 | 0.11
|  |  |  | 1939-08-13 | 0 | 0
|  |  |  | 1939-08-14 | 0.11 | 0.11
|  |  |  | 1939-08-15 | 0 | 0
|  |  |  | 1939-08-16 | 0.06 | 0.06
|  |  |  | 1939-08-17 | 0 | 0
|  |  |  | 1939-08-18 | 0 | 0
|  |  |  | 1939-08-19 | 0 | 0
|  |  |  | 1939-08-20 | 0 | 0
|  |  |  | 1939-08-21 | 0 | 0
|  |  |  | 1939-08-22 | 0 | 0
|  |  |  | 1939-08-23 | 0 | 0
|  |  |  | 1939-08-24 | 0 | 0
|  |  |  | 1939-08-25 | 0 | 0
|  |  |  | 1939-08-26 | 0 | 0
|  |  |  | 1939-08-27 | 0 | 0
|  |  |  | 1939-08-28 | 0 | 0
|  |  |  | 1939-08-29 | 0 | 0
|  |  |  | 1939-08-30 | 0 | 0
|  |  |  | 1939-08-31 | 0 | 0
|  |  |  | 1939-09-01 | 0 | 0
|  |  |  | 1939-09-02 | 0 | 0
|  |  |  | 1939-09-03 | 0 | 0
|  |  |  | 1939-09-04 | 0 | 0
|  |  |  | 1939-09-05 | 0 | 0
|  |  |  | 1939-09-06 | 0 | 0
|  |  |  | 1939-09-07 | 0 | 0
|  |  |  | 1939-09-08 | 0 | 0
|  |  |  | 1939-09-09 | 0 | 0
|  |  |  | 1939-09-10 | 0 | 0
|  |  |  | 1939-09-11 | 0 | 0
|  |  |  | 1939-09-12 | 0 | 0
|  |  |  | 1939-09-13 | 0.75 | 0.75
|  |  |  | 1939-09-14 | 0 | 0
|  |  |  | 1939-09-15 | 0 | 0
|  |  |  | 1939-09-16 | 0 | 0
|  |  |  | 1939-09-17 | 0 | 0
|  |  |  | 1939-09-18 | 0 | 0
|  |  |  | 1939-09-19 | 0 | 0
|  |  |  | 1939-09-20 | 0 | 0
|  |  |  | 1939-09-21 | 0 | 0
|  |  |  | 1939-09-22 | 0 | 0
|  |  |  | 1939-09-23 | 0 | 0
|  |  |  | 1939-09-24 | 0 | 0
|  |  |  | 1939-09-25 | 0 | 0
|  |  |  | 1939-09-26 | 0 | 0
|  |  |  | 1939-09-27 | 0.05 | 0.05
|  |  |  | 1939-09-28 | 0 | 0
|  |  |  | 1939-09-29 | 0 | 0
|  |  |  | 1939-09-30 | 0 | 0
|  |  |  | 1939-10-01 | 0 | 0
|  |  |  | 1939-10-02 | 0 | 0
|  |  |  | 1939-10-03 | 0 | 0
|  |  |  | 1939-10-04 | 0 | 0
|  |  |  | 1939-10-05 | 0 | 0
|  |  |  | 1939-10-06 | 0 | 0
|  |  |  | 1939-10-07 | 0 | 0
|  |  |  | 1939-10-08 | 0.14 | 0.14
|  |  |  | 1939-10-09 | 0.6 | 0.6
|  |  |  | 1939-10-10 | 0 | 0
|  |  |  | 1939-10-11 | 0 | 0
|  |  |  | 1939-10-12 | 0 | 0
|  |  |  | 1939-10-13 | 0 | 0
|  |  |  | 1939-10-14 | 0 | 0
|  |  |  | 1939-10-15 | 0 | 0
|  |  |  | 1939-10-16 | 0 | 0
|  |  |  | 1939-10-17 | 0 | 0
|  |  |  | 1939-10-18 | 0 | 0
|  |  |  | 1939-10-19 | 0 | 0
|  |  |  | 1939-10-20 | 0 | 0
|  |  |  | 1939-10-21 | 0 | 0
|  |  |  | 1939-10-22 | 0 | 0
|  |  |  | 1939-10-23 | 0 | 0
|  |  |  | 1939-10-24 | 0.41 | 0.41
|  |  |  | 1939-10-25 | 0 | 0
|  |  |  | 1939-10-26 | 0 | 0
|  |  |  | 1939-10-27 | 0 | 0
|  |  |  | 1939-10-28 | 0 | 0
|  |  |  | 1939-10-29 | 0 | 0
|  |  |  | 1939-10-30 | 0 | 0
|  |  |  | 1939-10-31 | 0 | 0
|  |  |  | 1939-11-01 | 0 | 0
|  |  |  | 1939-11-02 | 0 | 0
|  |  |  | 1939-11-03 | 0 | 0
|  |  |  | 1939-11-04 | 0 | 0
|  |  |  | 1939-11-05 | 0 | 0
|  |  |  | 1939-11-06 | 0 | 0
|  |  |  | 1939-11-07 | 0 | 0
|  |  |  | 1939-11-08 | 0 | 0
|  |  |  | 1939-11-09 | 0 | 0
|  |  |  | 1939-11-10 | 0.08 | 0.08
|  |  |  | 1939-11-11 | 0.05 | 0.05
|  |  |  | 1939-11-12 | 0 | 0
|  |  |  | 1939-11-13 | 0 | 0
|  |  |  | 1939-11-14 | 0 | 0
|  |  |  | 1939-11-15 | 0 | 0
|  |  |  | 1939-11-16 | 0.28 | 0.28
|  |  |  | 1939-11-17 | 0.07 | 0.07
|  |  |  | 1939-11-18 | 0.04 | 0.04
|  |  |  | 1939-11-19 | 0 | 0
|  |  |  | 1939-11-20 | 0 | 0
|  |  |  | 1939-11-21 | 0 | 0
|  |  |  | 1939-11-22 | 0 | 0
|  |  |  | 1939-11-23 | 0 | 0
|  |  |  | 1939-11-24 | 0.04 | 0.04
|  |  |  | 1939-11-25 | 0.43 | 0.43
|  |  |  | 1939-11-26 | 0.05 | 0.05
|  |  |  | 1939-11-27 | 0.04 | 0.04
|  |  |  | 1939-11-28 | 0.15 | 0.15
|  |  |  | 1939-11-29 | 0.23 | 0.23
|  |  |  | 1939-11-30 | 0.44 | 0.44
|  |  |  | 1939-12-01 | 0 | 0
|  |  |  | 1939-12-02 | 0 | 0
|  |  |  | 1939-12-03 | 0 | 0
|  |  |  | 1939-12-04 | 0 | 0
|  |  |  | 1939-12-05 | 0 | 0
|  |  |  | 1939-12-06 | 0 | 0
|  |  |  | 1939-12-07 | 0 | 0
|  |  |  | 1939-12-08 | 0 | 0
|  |  |  | 1939-12-09 | 0 | 0
|  |  |  | 1939-12-10 | 0 | 0
|  |  |  | 1939-12-11 | 0 | 0
|  |  |  | 1939-12-12 | 0 | 0
|  |  |  | 1939-12-13 | 0 | 0
|  |  |  | 1939-12-14 | 0 | 0
|  |  |  | 1939-12-15 | 0 | 0
|  |  |  | 1939-12-16 | 0 | 0
|  |  |  | 1939-12-17 | 0 | 0
|  |  |  | 1939-12-18 | 0 | 0
|  |  |  | 1939-12-19 | 0 | 0
|  |  |  | 1939-12-20 | 0 | 0
|  |  |  | 1939-12-21 | 0 | 0
|  |  |  | 1939-12-22 | 0.28 | 0.28
|  |  |  | 1939-12-23 | 0.17 | 0.17
|  |  |  | 1939-12-24 | 0 | 0
|  |  |  | 1939-12-25 |  | 0
|  |  |  | 1939-12-26 |  | 0
|  |  |  | 1939-12-27 | 0 | 0
|  |  |  | 1939-12-28 | 0 | 0
|  |  |  | 1939-12-29 | 0 | 0
|  |  |  | 1939-12-30 | 0 | 0
|  |  |  | 1939-12-31 | 0 | 0
|  |  |  | 1940-01-01 | 0 | 0
|  |  |  | 1940-01-02 | 0 | 0
|  |  |  | 1940-01-03 | 0 | 0
|  |  |  | 1940-01-04 | 0 | 0
|  |  |  | 1940-01-05 | 0.28 | 0.28
|  |  |  | 1940-01-06 | 0 | 0
|  |  |  | 1940-01-07 | 0 | 0
|  |  |  | 1940-01-08 | 0 | 0
|  |  |  | 1940-01-09 | 0 | 0
|  |  |  | 1940-01-10 | 0 | 0
|  |  |  | 1940-01-11 | 0 | 0
|  |  |  | 1940-01-12 | 0 | 0
|  |  |  | 1940-01-13 | 0 | 0
|  |  |  | 1940-01-14 | 0 | 0
|  |  |  | 1940-01-15 | 0 | 0
|  |  |  | 1940-01-16 | 0 | 0
|  |  |  | 1940-01-17 | 0 | 0
|  |  |  | 1940-01-18 | 0 | 0
|  |  |  | 1940-01-19 | 0.05 | 0.05
|  |  |  | 1940-01-20 | 0 | 0
|  |  |  | 1940-01-21 | 0 | 0
|  |  |  | 1940-01-22 | 0.37 | 0.37
|  |  |  | 1940-01-23 | 0 | 0
|  |  |  | 1940-01-24 | 0 | 0
|  |  |  | 1940-01-25 | 0 | 0
|  |  |  | 1940-01-26 | 0 | 0
|  |  |  | 1940-01-27 | 0 | 0
|  |  |  | 1940-01-28 | 0 | 0
|  |  |  | 1940-01-29 | 0 | 0
|  |  |  | 1940-01-30 | 0 | 0
|  |  |  | 1940-01-31 | 0 | 0
|  |  |  | 1940-02-01 | 0 | 0
|  |  |  | 1940-02-02 | 0 | 0
|  |  |  | 1940-02-03 | 0.24 | 0.24
|  |  |  | 1940-02-04 | 0 | 0
|  |  |  | 1940-02-05 | 0 | 0
|  |  |  | 1940-02-06 | 0 | 0
|  |  |  | 1940-02-07 | 0 | 0
|  |  |  | 1940-02-08 | 0 | 0
|  |  |  | 1940-02-09 | 0 | 0
|  |  |  | 1940-02-10 | 0 | 0
|  |  |  | 1940-02-11 | 0 | 0
|  |  |  | 1940-02-12 | 0 | 0
|  |  |  | 1940-02-13 | 0 | 0
|  |  |  | 1940-02-14 | 0 | 0
|  |  |  | 1940-02-15 | 0 | 0
|  |  |  | 1940-02-16 | 0 | 0
|  |  |  | 1940-02-17 | 0.19 | 0.19
|  |  |  | 1940-02-18 | 0 | 0
|  |  |  | 1940-02-19 | 0 | 0
|  |  |  | 1940-02-20 | 0 | 0
|  |  |  | 1940-02-21 | 0 | 0
|  |  |  | 1940-02-22 | 0 | 0
|  |  |  | 1940-02-23 | 0 | 0
|  |  |  | 1940-02-24 | 0 | 0
|  |  |  | 1940-02-25 | 0 | 0
|  |  |  | 1940-02-26 | 0 | 0
|  |  |  | 1940-02-27 | 0 | 0
|  |  |  | 1940-02-28 | 0 | 0
|  |  |  | 1940-02-29 | 0 | 0
|  |  |  | 1940-03-01 | 0 | 0
|  |  |  | 1940-03-02 | 0 | 0
|  |  |  | 1940-03-03 | 0 | 0
|  |  |  | 1940-03-04 | 0 | 0
|  |  |  | 1940-03-05 | 0 | 0
|  |  |  | 1940-03-06 | 0 | 0
|  |  |  | 1940-03-07 | 0 | 0
|  |  |  | 1940-03-08 | 0 | 0
|  |  |  | 1940-03-09 | 0 | 0
|  |  |  | 1940-03-10 | 0 | 0
|  |  |  | 1940-03-11 | 0.03 | 0.03
|  |  |  | 1940-03-12 | 0 | 0
|  |  |  | 1940-03-13 | 0 | 0
|  |  |  | 1940-03-14 | 0 | 0
|  |  |  | 1940-03-15 | 0 | 0
|  |  |  | 1940-03-16 | 0 | 0
|  |  |  | 1940-03-17 | 0 | 0
|  |  |  | 1940-03-18 | 0 | 0
|  |  |  | 1940-03-19 | 0 | 0
|  |  |  | 1940-03-20 | 0 | 0
|  |  |  | 1940-03-21 | 0 | 0
|  |  |  | 1940-03-22 | 0 | 0
|  |  |  | 1940-03-23 | 0 | 0
|  |  |  | 1940-03-24 | 0.14 | 0.14
|  |  |  | 1940-03-25 | 0 | 0
|  |  |  | 1940-03-26 | 0 | 0
|  |  |  | 1940-03-27 | 0 | 0
|  |  |  | 1940-03-28 | 0 | 0
|  |  |  | 1940-03-29 | 0 | 0
|  |  |  | 1940-03-30 | 0 | 0
|  |  |  | 1940-03-31 | 0 | 0
|  |  |  | 1940-04-01 | 0 | 0
|  |  |  | 1940-04-02 | 0 | 0
|  |  |  | 1940-04-03 | 0 | 0
|  |  |  | 1940-04-04 | 0 | 0
|  |  |  | 1940-04-05 | 0 | 0
|  |  |  | 1940-04-06 | 0 | 0
|  |  |  | 1940-04-07 | 0 | 0
|  |  |  | 1940-04-08 | 0 | 0
|  |  |  | 1940-04-09 | 0 | 0
|  |  |  | 1940-04-10 | 0 | 0
|  |  |  | 1940-04-11 | 0 | 0
|  |  |  | 1940-04-12 | 0 | 0
|  |  |  | 1940-04-13 | 0 | 0
|  |  |  | 1940-04-14 | 0 | 0
|  |  |  | 1940-04-15 | 0 | 0
|  |  |  | 1940-04-16 | 0 | 0
|  |  |  | 1940-04-17 | 0 | 0
|  |  |  | 1940-04-18 | 0.04 | 0.04
|  |  |  | 1940-04-19 | 0 | 0
|  |  |  | 1940-04-20 | 0 | 0
|  |  |  | 1940-04-21 | 0 | 0
|  |  |  | 1940-04-22 | 0 | 0
|  |  |  | 1940-04-23 | 0 | 0
|  |  |  | 1940-04-24 | 0 | 0
|  |  |  | 1940-04-25 | 0 | 0
|  |  |  | 1940-04-26 | 0 | 0
|  |  |  | 1940-04-27 | 0 | 0
|  |  |  | 1940-04-28 | 0 | 0
|  |  |  | 1940-04-29 | 0 | 0
|  |  |  | 1940-04-30 | 0 | 0
|  |  |  | 1940-05-01 | 0 | 0
|  |  |  | 1940-05-02 | 0 | 0
|  |  |  | 1940-05-03 | 0 | 0
|  |  |  | 1940-05-04 | 0 | 0
|  |  |  | 1940-05-05 | 0 | 0
|  |  |  | 1940-05-06 | 0 | 0
|  |  |  | 1940-05-07 | 0.26 | 0.26
|  |  |  | 1940-05-08 | 0 | 0
|  |  |  | 1940-05-09 | 0.04 | 0.04
|  |  |  | 1940-05-10 | 0 | 0
|  |  |  | 1940-05-11 | 0 | 0
|  |  |  | 1940-05-12 | 0 | 0
|  |  |  | 1940-05-13 | 0 | 0
|  |  |  | 1940-05-14 | 0 | 0
|  |  |  | 1940-05-15 | 0 | 0
|  |  |  | 1940-05-16 | 0 | 0
|  |  |  | 1940-05-17 | 0 | 0
|  |  |  | 1940-05-18 | 0 | 0
|  |  |  | 1940-05-19 | 0 | 0
|  |  |  | 1940-05-20 | 0.25 | 0.25
|  |  |  | 1940-05-21 | 0.1 | 0.1
|  |  |  | 1940-05-22 | 0.25 | 0.25
|  |  |  | 1940-05-23 | 0.1 | 0.1
|  |  |  | 1940-05-24 | 0 | 0
|  |  |  | 1940-05-25 | 0 | 0
|  |  |  | 1940-05-26 | 0 | 0
|  |  |  | 1940-05-27 | 0 | 0
|  |  |  | 1940-05-28 | 0.1 | 0.1
|  |  |  | 1940-05-29 | 0.11 | 0.11
|  |  |  | 1940-05-30 | 0.01 | 0.01
|  |  |  | 1940-05-31 | 0 | 0
|  |  |  | 1940-06-01 | 0 | 0
|  |  |  | 1940-06-02 | 0.54 | 0.54
|  |  |  | 1940-06-03 | 0 | 0
|  |  |  | 1940-06-04 | 0 | 0
|  |  |  | 1940-06-05 | 0.18 | 0.18
|  |  |  | 1940-06-06 | 0.12 | 0.12
|  |  |  | 1940-06-07 | 0 | 0
|  |  |  | 1940-06-08 | 0 | 0
|  |  |  | 1940-06-09 | 0.02 | 0.02
|  |  |  | 1940-06-10 | 0 | 0
|  |  |  | 1940-06-11 | 0 | 0
|  |  |  | 1940-06-12 | 0 | 0
|  |  |  | 1940-06-13 | 0 | 0
|  |  |  | 1940-06-14 | 0.04 | 0.04
|  |  |  | 1940-06-15 | 0 | 0
|  |  |  | 1940-06-16 | 0 | 0
|  |  |  | 1940-06-17 | 0 | 0
|  |  |  | 1940-06-18 | 0 | 0
|  |  |  | 1940-06-19 | 0 | 0
|  |  |  | 1940-06-20 | 0 | 0
|  |  |  | 1940-06-21 | 0.17 | 0.17
|  |  |  | 1940-06-22 | 1.38 | 1.38
|  |  |  | 1940-06-23 | 0 | 0
|  |  |  | 1940-06-24 | 0 | 0
|  |  |  | 1940-06-25 | 0 | 0
|  |  |  | 1940-06-26 | 0 | 0
|  |  |  | 1940-06-27 | 0 | 0
|  |  |  | 1940-06-28 | 0 | 0
|  |  |  | 1940-06-29 | 0.67 | 0.67
|  |  |  | 1940-06-30 | 0.15 | 0.15
|  |  |  | 1940-07-01 | 0.07 | 0.07
|  |  |  | 1940-07-02 | 0 | 0
|  |  |  | 1940-07-03 | 0 | 0
|  |  |  | 1940-07-04 | 0 | 0
|  |  |  | 1940-07-05 | 0 | 0
|  |  |  | 1940-07-06 | 0 | 0
|  |  |  | 1940-07-07 | 0 | 0
|  |  |  | 1940-07-08 | 0 | 0
|  |  |  | 1940-07-09 | 0 | 0
|  |  |  | 1940-07-10 | 0 | 0
|  |  |  | 1940-07-11 | 0 | 0
|  |  |  | 1940-07-12 | 0 | 0
|  |  |  | 1940-07-13 | 0.15 | 0.15
|  |  |  | 1940-07-14 | 0 | 0
|  |  |  | 1940-07-15 | 0 | 0
|  |  |  | 1940-07-16 | 0 | 0
|  |  |  | 1940-07-17 | 0.76 | 0.76
|  |  |  | 1940-07-18 | 0.45 | 0.45
|  |  |  | 1940-07-19 | 0.2 | 0.2
|  |  |  | 1940-07-20 | 0 | 0
|  |  |  | 1940-07-21 | 0 | 0
|  |  |  | 1940-07-22 | 0 | 0
|  |  |  | 1940-07-23 | 0.03 | 0.03
|  |  |  | 1940-07-24 | 0 | 0
|  |  |  | 1940-07-25 | 0 | 0
|  |  |  | 1940-07-26 | 0 | 0
|  |  |  | 1940-07-27 | 0.09 | 0.09
|  |  |  | 1940-07-28 | 0 | 0
|  |  |  | 1940-07-29 | 0 | 0
|  |  |  | 1940-07-30 | 0 | 0
|  |  |  | 1940-07-31 | 0 | 0
|  |  |  | 1940-08-01 | 0.01 | 0.01
|  |  |  | 1940-08-02 | 0 | 0
|  |  |  | 1940-08-03 | 0 | 0
|  |  |  | 1940-08-04 | 0 | 0
|  |  |  | 1940-08-05 | 0.27 | 0.27
|  |  |  | 1940-08-06 | 0.21 | 0.21
|  |  |  | 1940-08-07 | 0 | 0
|  |  |  | 1940-08-08 | 0 | 0
|  |  |  | 1940-08-09 | 0 | 0
|  |  |  | 1940-08-10 | 0 | 0
|  |  |  | 1940-08-11 | 0 | 0
|  |  |  | 1940-08-12 | 0.1 | 0.1
|  |  |  | 1940-08-13 | 1.88 | 1.88
|  |  |  | 1940-08-14 | 0.14 | 0.14
|  |  |  | 1940-08-15 | 0.01 | 0.01
|  |  |  | 1940-08-16 | 0 | 0
|  |  |  | 1940-08-17 | 0 | 0
|  |  |  | 1940-08-18 | 0.37 | 0.37
|  |  |  | 1940-08-19 | 0.02 | 0.02
|  |  |  | 1940-08-20 | 0 | 0
|  |  |  | 1940-08-21 | 0 | 0
|  |  |  | 1940-08-22 | 0 | 0
|  |  |  | 1940-08-23 | 0 | 0
|  |  |  | 1940-08-24 | 0 | 0
|  |  |  | 1940-08-25 | 0 | 0
|  |  |  | 1940-08-26 | 0 | 0
|  |  |  | 1940-08-27 | 0 | 0
|  |  |  | 1940-08-28 | 0 | 0
|  |  |  | 1940-08-29 | 0 | 0
|  |  |  | 1940-08-30 | 0 | 0
|  |  |  | 1940-08-31 | 0 | 0
|  |  |  | 1940-09-01 | 0 | 0
|  |  |  | 1940-09-02 | 0.45 | 0.45
|  |  |  | 1940-09-03 | 0 | 0
|  |  |  | 1940-09-04 | 0.04 | 0.04
|  |  |  | 1940-09-05 | 0 | 0
|  |  |  | 1940-09-06 | 0 | 0
|  |  |  | 1940-09-07 | 0 | 0
|  |  |  | 1940-09-08 | 0 | 0
|  |  |  | 1940-09-09 | 0 | 0
|  |  |  | 1940-09-10 | 0 | 0
|  |  |  | 1940-09-11 | 0 | 0
|  |  |  | 1940-09-12 | 0 | 0
|  |  |  | 1940-09-13 | 0 | 0
|  |  |  | 1940-09-14 | 0 | 0
|  |  |  | 1940-09-15 | 0.5 | 0.5
|  |  |  | 1940-09-16 | 0 | 0
|  |  |  | 1940-09-17 | 0 | 0
|  |  |  | 1940-09-18 | 0 | 0
|  |  |  | 1940-09-19 | 0 | 0
|  |  |  | 1940-09-20 | 0 | 0
|  |  |  | 1940-09-21 | 0 | 0
|  |  |  | 1940-09-22 | 0 | 0
|  |  |  | 1940-09-23 | 0 | 0
|  |  |  | 1940-09-24 | 0 | 0
|  |  |  | 1940-09-25 | 0 | 0
|  |  |  | 1940-09-26 | 0 | 0
|  |  |  | 1940-09-27 | 0 | 0
|  |  |  | 1940-09-28 | 0 | 0
|  |  |  | 1940-09-29 | 0 | 0
|  |  |  | 1940-09-30 | 0 | 0
|  |  |  | 1940-10-01 | 0 | 0
|  |  |  | 1940-10-02 | 0 | 0
|  |  |  | 1940-10-03 | 0 | 0
|  |  |  | 1940-10-04 | 0 | 0
|  |  |  | 1940-10-05 | 0 | 0
|  |  |  | 1940-10-06 | 0 | 0
|  |  |  | 1940-10-07 | 0 | 0
|  |  |  | 1940-10-08 | 0 | 0
|  |  |  | 1940-10-09 | 0 | 0
|  |  |  | 1940-10-10 | 0 | 0
|  |  |  | 1940-10-11 | 1.26 | 1.26
|  |  |  | 1940-10-12 | 1.5 | 1.5
|  |  |  | 1940-10-13 | 0.87 | 0.87
|  |  |  | 1940-10-14 | 0.46 | 0.46
|  |  |  | 1940-10-15 | 0 | 0
|  |  |  | 1940-10-16 | 0 | 0
|  |  |  | 1940-10-17 | 0 | 0
|  |  |  | 1940-10-18 | 0 | 0
|  |  |  | 1940-10-19 | 0 | 0
|  |  |  | 1940-10-20 | 0 | 0
|  |  |  | 1940-10-21 | 0 | 0
|  |  |  | 1940-10-22 | 0 | 0
|  |  |  | 1940-10-23 | 0 | 0
|  |  |  | 1940-10-24 | 0 | 0
|  |  |  | 1940-10-25 | 0 | 0
|  |  |  | 1940-10-26 | 0 | 0
|  |  |  | 1940-10-27 | 0 | 0
|  |  |  | 1940-10-28 | 0 | 0
|  |  |  | 1940-10-29 | 0 | 0
|  |  |  | 1940-10-30 | 0 | 0
|  |  |  | 1940-10-31 | 0 | 0
|  |  |  | 1940-11-01 | 0 | 0
|  |  |  | 1940-11-02 | 0 | 0
|  |  |  | 1940-11-03 | 0 | 0
|  |  |  | 1940-11-04 | 0 | 0
|  |  |  | 1940-11-05 | 0 | 0
|  |  |  | 1940-11-06 | 0 | 0
|  |  |  | 1940-11-07 | 0.11 | 0.11
|  |  |  | 1940-11-08 | 0.76 | 0.76
|  |  |  | 1940-11-09 | 0.41 | 0.41
|  |  |  | 1940-11-10 | 0 | 0
|  |  |  | 1940-11-11 | 0 | 0
|  |  |  | 1940-11-12 | 0 | 0
|  |  |  | 1940-11-13 | 0 | 0
|  |  |  | 1940-11-14 | 0 | 0
|  |  |  | 1940-11-15 | 0 | 0
|  |  |  | 1940-11-16 | 0 | 0
|  |  |  | 1940-11-17 | 0 | 0
|  |  |  | 1940-11-18 | 0 | 0
|  |  |  | 1940-11-19 | 0 | 0
|  |  |  | 1940-11-20 | 0 | 0
|  |  |  | 1940-11-21 | 0 | 0
|  |  |  | 1940-11-22 | 0 | 0
|  |  |  | 1940-11-23 | 0 | 0
|  |  |  | 1940-11-24 | 0 | 0
|  |  |  | 1940-11-25 | 0 | 0
|  |  |  | 1940-11-26 | 0 | 0
|  |  |  | 1940-11-27 | 0 | 0
|  |  |  | 1940-11-28 | 0 | 0
|  |  |  | 1940-11-29 | 0 | 0
|  |  |  | 1940-11-30 | 0 | 0
|  |  |  | 1940-12-01 | 0.07 | 0.07
|  |  |  | 1940-12-02 | 0 | 0
|  |  |  | 1940-12-03 | 0 | 0
|  |  |  | 1940-12-04 | 0 | 0
|  |  |  | 1940-12-05 | 0 | 0
|  |  |  | 1940-12-06 | 0 | 0
|  |  |  | 1940-12-07 | 0.13 | 0.13
|  |  |  | 1940-12-08 | 0 | 0
|  |  |  | 1940-12-09 | 0 | 0
|  |  |  | 1940-12-10 | 0 | 0
|  |  |  | 1940-12-11 | 0.11 | 0.11
|  |  |  | 1940-12-12 | 0 | 0
|  |  |  | 1940-12-13 | 0.08 | 0.08
|  |  |  | 1940-12-14 | 0 | 0
|  |  |  | 1940-12-15 | 0 | 0
|  |  |  | 1940-12-16 | 0 | 0
|  |  |  | 1940-12-17 | 0 | 0
|  |  |  | 1940-12-18 | 0 | 0
|  |  |  | 1940-12-19 | 0 | 0
|  |  |  | 1940-12-20 | 0 | 0
|  |  |  | 1940-12-21 | 0 | 0
|  |  |  | 1940-12-22 | 0 | 0
|  |  |  | 1940-12-23 | 0 | 0
|  |  |  | 1940-12-24 | 0 | 0
|  |  |  | 1940-12-25 | 0.27 | 0.27
|  |  |  | 1940-12-26 | 0 | 0
|  |  |  | 1940-12-27 | 0 | 0
|  |  |  | 1940-12-28 | 0 | 0
|  |  |  | 1940-12-29 | 0 | 0
|  |  |  | 1940-12-30 | 0 | 0
|  |  |  | 1940-12-31 | 0 | 0
|  |  |  | 1941-01-01 | 0 | 0
|  |  |  | 1941-01-02 | 0 | 0
|  |  |  | 1941-01-03 | 0.55 | 0.55
|  |  |  | 1941-01-04 | 0 | 0
|  |  |  | 1941-01-05 | 0 | 0
|  |  |  | 1941-01-06 | 0 | 0
|  |  |  | 1941-01-07 | 0 | 0
|  |  |  | 1941-01-08 | 0 | 0
|  |  |  | 1941-01-09 | 0 | 0
|  |  |  | 1941-01-10 | 0 | 0
|  |  |  | 1941-01-11 | 0 | 0
|  |  |  | 1941-01-12 | 0.35 | 0.35
|  |  |  | 1941-01-13 | 0 | 0
|  |  |  | 1941-01-14 | 0 | 0
|  |  |  | 1941-01-15 | 0 | 0
|  |  |  | 1941-01-16 | 0 | 0
|  |  |  | 1941-01-17 | 0 | 0
|  |  |  | 1941-01-18 | 0.01 | 0.01
|  |  |  | 1941-01-19 | 0 | 0
|  |  |  | 1941-01-20 | 0 | 0
|  |  |  | 1941-01-21 | 0 | 0
|  |  |  | 1941-01-22 | 0 | 0
|  |  |  | 1941-01-23 | 0 | 0
|  |  |  | 1941-01-24 | 0 | 0
|  |  |  | 1941-01-25 | 0 | 0
|  |  |  | 1941-01-26 | 0 | 0
|  |  |  | 1941-01-27 | 0 | 0
|  |  |  | 1941-01-28 | 0 | 0
|  |  |  | 1941-01-29 | 0.01 | 0.01
|  |  |  | 1941-01-30 | 0 | 0
|  |  |  | 1941-01-31 | 0 | 0
|  |  |  | 1941-02-01 | 0.3 | 0.3
|  |  |  | 1941-02-02 | 0.25 | 0.25
|  |  |  | 1941-02-03 | 0 | 0
|  |  |  | 1941-02-04 | 0 | 0
|  |  |  | 1941-02-05 | 0 | 0
|  |  |  | 1941-02-06 | 0.05 | 0.05
|  |  |  | 1941-02-07 | 0 | 0
|  |  |  | 1941-02-08 | 0.34 | 0.34
|  |  |  | 1941-02-09 | 0 | 0
|  |  |  | 1941-02-10 | 0 | 0
|  |  |  | 1941-02-11 | 0 | 0
|  |  |  | 1941-02-12 | 0 | 0
|  |  |  | 1941-02-13 | 0 | 0
|  |  |  | 1941-02-14 | 0 | 0
|  |  |  | 1941-02-15 | 0 | 0
|  |  |  | 1941-02-16 | 0 | 0
|  |  |  | 1941-02-17 | 0 | 0
|  |  |  | 1941-02-18 | 0 | 0
|  |  |  | 1941-02-19 | 0 | 0
|  |  |  | 1941-02-20 | 0 | 0
|  |  |  | 1941-02-21 | 0 | 0
|  |  |  | 1941-02-22 | 0 | 0
|  |  |  | 1941-02-23 | 0 | 0
|  |  |  | 1941-02-24 | 0 | 0
|  |  |  | 1941-02-25 | 0 | 0
|  |  |  | 1941-02-26 | 0 | 0
|  |  |  | 1941-02-27 | 0 | 0
|  |  |  | 1941-02-28 | 0 | 0
|  |  |  | 1941-03-01 | 0 | 0
|  |  |  | 1941-03-02 | 0 | 0
|  |  |  | 1941-03-03 | 0 | 0
|  |  |  | 1941-03-04 | 0 | 0
|  |  |  | 1941-03-05 | 0 | 0
|  |  |  | 1941-03-06 | 0 | 0
|  |  |  | 1941-03-07 | 0.09 | 0.09
|  |  |  | 1941-03-08 | 0 | 0
|  |  |  | 1941-03-09 | 0 | 0
|  |  |  | 1941-03-10 | 0 | 0
|  |  |  | 1941-03-11 | 0 | 0
|  |  |  | 1941-03-12 | 0 | 0
|  |  |  | 1941-03-13 | 0 | 0
|  |  |  | 1941-03-14 | 0 | 0
|  |  |  | 1941-03-15 | 0.45 | 0.45
|  |  |  | 1941-03-16 | 0 | 0
|  |  |  | 1941-03-17 | 0.02 | 0.02
|  |  |  | 1941-03-18 | 0.02 | 0.02
|  |  |  | 1941-03-19 | 0 | 0
|  |  |  | 1941-03-20 | 0 | 0
|  |  |  | 1941-03-21 | 0 | 0
|  |  |  | 1941-03-22 | 0.28 | 0.28
|  |  |  | 1941-03-23 | 0 | 0
|  |  |  | 1941-03-24 | 0 | 0
|  |  |  | 1941-03-25 | 0.54 | 0.54
|  |  |  | 1941-03-26 | 0 | 0
|  |  |  | 1941-03-27 | 0 | 0
|  |  |  | 1941-03-28 | 0 | 0
|  |  |  | 1941-03-29 | 0 | 0
|  |  |  | 1941-03-30 | 0 | 0
|  |  |  | 1941-03-31 | 0 | 0
|  |  |  | 1941-04-01 | 0 | 0
|  |  |  | 1941-04-02 | 0 | 0
|  |  |  | 1941-04-03 | 0.04 | 0.04
|  |  |  | 1941-04-04 | 0 | 0
|  |  |  | 1941-04-05 | 0 | 0
|  |  |  | 1941-04-06 | 0 | 0
|  |  |  | 1941-04-07 | 0 | 0
|  |  |  | 1941-04-08 | 0 | 0
|  |  |  | 1941-04-09 | 0 | 0
|  |  |  | 1941-04-10 | 0 | 0
|  |  |  | 1941-04-11 | 0 | 0
|  |  |  | 1941-04-12 | 0 | 0
|  |  |  | 1941-04-13 | 0 | 0
|  |  |  | 1941-04-14 | 0 | 0
|  |  |  | 1941-04-15 | 0 | 0
|  |  |  | 1941-04-16 | 0 | 0
|  |  |  | 1941-04-17 | 0 | 0
|  |  |  | 1941-04-18 | 0 | 0
|  |  |  | 1941-04-19 | 0 | 0
|  |  |  | 1941-04-20 | 0 | 0
|  |  |  | 1941-04-21 | 0 | 0
|  |  |  | 1941-04-22 | 0 | 0
|  |  |  | 1941-04-23 | 0 | 0
|  |  |  | 1941-04-24 | 0.03 | 0.03
|  |  |  | 1941-04-25 | 0 | 0
|  |  |  | 1941-04-26 | 1.15 | 1.15
|  |  |  | 1941-04-27 | 1.8 | 1.8
|  |  |  | 1941-04-28 | 0.18 | 0.18
|  |  |  | 1941-04-29 | 0.15 | 0.15
|  |  |  | 1941-04-30 | 0 | 0
|  |  |  | 1941-05-01 | 0.09 | 0.09
|  |  |  | 1941-05-02 | 0.27 | 0.27
|  |  |  | 1941-05-03 | 0.72 | 0.72
|  |  |  | 1941-05-04 | 0 | 0
|  |  |  | 1941-05-05 | 0 | 0
|  |  |  | 1941-05-06 | 0 | 0
|  |  |  | 1941-05-07 | 0 | 0
|  |  |  | 1941-05-08 | 0 | 0
|  |  |  | 1941-05-09 | 0 | 0
|  |  |  | 1941-05-10 | 0.09 | 0.09
|  |  |  | 1941-05-11 | 0.02 | 0.02
|  |  |  | 1941-05-12 | 0.25 | 0.25
|  |  |  | 1941-05-13 | 0 | 0
|  |  |  | 1941-05-14 | 0.09 | 0.09
|  |  |  | 1941-05-15 | 0.05 | 0.05
|  |  |  | 1941-05-16 | 0 | 0
|  |  |  | 1941-05-17 | 0.04 | 0.04
|  |  |  | 1941-05-18 | 0.02 | 0.02
|  |  |  | 1941-05-19 | 0.16 | 0.16
|  |  |  | 1941-05-20 | 0.01 | 0.01
|  |  |  | 1941-05-21 | 0 | 0
|  |  |  | 1941-05-22 | 0.51 | 0.51
|  |  |  | 1941-05-23 | 0 | 0
|  |  |  | 1941-05-24 | 0.87 | 0.87
|  |  |  | 1941-05-25 | 0.03 | 0.03
|  |  |  | 1941-05-26 | 0 | 0
|  |  |  | 1941-05-27 | 0 | 0
|  |  |  | 1941-05-28 | 0.03 | 0.03
|  |  |  | 1941-05-29 | 0 | 0
|  |  |  | 1941-05-30 | 0 | 0
|  |  |  | 1941-05-31 | 0 | 0
|  |  |  | 1941-06-01 | 0.03 | 0.03
|  |  |  | 1941-06-02 | 0 | 0
|  |  |  | 1941-06-03 | 0 | 0
|  |  |  | 1941-06-04 | 0.07 | 0.07
|  |  |  | 1941-06-05 | 0 | 0
|  |  |  | 1941-06-06 | 0.34 | 0.34
|  |  |  | 1941-06-07 | 0 | 0
|  |  |  | 1941-06-08 | 0 | 0
|  |  |  | 1941-06-09 | 0 | 0
|  |  |  | 1941-06-10 | 0 | 0
|  |  |  | 1941-06-11 | 0 | 0
|  |  |  | 1941-06-12 | 0 | 0
|  |  |  | 1941-06-13 | 0 | 0
|  |  |  | 1941-06-14 | 0.03 | 0.03
|  |  |  | 1941-06-15 | 0 | 0
|  |  |  | 1941-06-16 | 0 | 0
|  |  |  | 1941-06-17 | 0.08 | 0.08
|  |  |  | 1941-06-18 | 0 | 0
|  |  |  | 1941-06-19 | 0 | 0
|  |  |  | 1941-06-20 | 0 | 0
|  |  |  | 1941-06-21 | 0 | 0
|  |  |  | 1941-06-22 | 0 | 0
|  |  |  | 1941-06-23 | 0 | 0
|  |  |  | 1941-06-24 | 0 | 0
|  |  |  | 1941-06-25 | 0 | 0
|  |  |  | 1941-06-26 | 0 | 0
|  |  |  | 1941-06-27 | 0.15 | 0.15
|  |  |  | 1941-06-28 | 0 | 0
|  |  |  | 1941-06-29 | 1.27 | 1.27
|  |  |  | 1941-06-30 | 0 | 0
|  |  |  | 1941-07-01 | 0.18 | 0.18
|  |  |  | 1941-07-02 | 0.14 | 0.14
|  |  |  | 1941-07-03 | 0 | 0
|  |  |  | 1941-07-04 | 0 | 0
|  |  |  | 1941-07-05 | 0 | 0
|  |  |  | 1941-07-06 | 0 | 0
|  |  |  | 1941-07-07 | 0 | 0
|  |  |  | 1941-07-08 | 0.1 | 0.1
|  |  |  | 1941-07-09 | 0.03 | 0.03
|  |  |  | 1941-07-10 | 0.14 | 0.14
|  |  |  | 1941-07-11 | 0 | 0
|  |  |  | 1941-07-12 | 0 | 0
|  |  |  | 1941-07-13 | 0 | 0
|  |  |  | 1941-07-14 | 0.57 | 0.57
|  |  |  | 1941-07-15 | 0 | 0
|  |  |  | 1941-07-16 | 0.02 | 0.02
|  |  |  | 1941-07-17 | 0 | 0
|  |  |  | 1941-07-18 | 0 | 0
|  |  |  | 1941-07-19 | 0 | 0
|  |  |  | 1941-07-20 | 0 | 0
|  |  |  | 1941-07-21 | 0 | 0
|  |  |  | 1941-07-22 | 0 | 0
|  |  |  | 1941-07-23 | 0 | 0
|  |  |  | 1941-07-24 | 0.05 | 0.05
|  |  |  | 1941-07-25 | 0.13 | 0.13
|  |  |  | 1941-07-26 | 0.54 | 0.54
|  |  |  | 1941-07-27 | 0 | 0
|  |  |  | 1941-07-28 | 0.89 | 0.89
|  |  |  | 1941-07-29 | 0 | 0
|  |  |  | 1941-07-30 | 0.01 | 0.01
|  |  |  | 1941-07-31 | 0 | 0
|  |  |  | 1941-08-01 | 0.7 | 0.7
|  |  |  | 1941-08-02 | 0 | 0
|  |  |  | 1941-08-03 | 0 | 0
|  |  |  | 1941-08-04 | 0.13 | 0.13
|  |  |  | 1941-08-05 | 0 | 0
|  |  |  | 1941-08-06 | 0.3 | 0.3
|  |  |  | 1941-08-07 | 0 | 0
|  |  |  | 1941-08-08 | 0 | 0
|  |  |  | 1941-08-09 | 0 | 0
|  |  |  | 1941-08-10 | 0.38 | 0.38
|  |  |  | 1941-08-11 | 0 | 0
|  |  |  | 1941-08-12 | 0 | 0
|  |  |  | 1941-08-13 | 0.05 | 0.05
|  |  |  | 1941-08-14 | 0.79 | 0.79
|  |  |  | 1941-08-15 | 0.06 | 0.06
|  |  |  | 1941-08-16 | 0 | 0
|  |  |  | 1941-08-17 | 0.12 | 0.12
|  |  |  | 1941-08-18 | 0 | 0
|  |  |  | 1941-08-19 | 0 | 0
|  |  |  | 1941-08-20 | 0 | 0
|  |  |  | 1941-08-21 | 0 | 0
|  |  |  | 1941-08-22 | 0.08 | 0.08
|  |  |  | 1941-08-23 | 0 | 0
|  |  |  | 1941-08-24 | 0 | 0
|  |  |  | 1941-08-25 | 0.44 | 0.44
|  |  |  | 1941-08-26 | 0.02 | 0.02
|  |  |  | 1941-08-27 | 0 | 0
|  |  |  | 1941-08-28 | 0 | 0
|  |  |  | 1941-08-29 | 0.94 | 0.94
|  |  |  | 1941-08-30 | 0 | 0
|  |  |  | 1941-08-31 | 0.2 | 0.2
|  |  |  | 1941-09-01 | 0.95 | 0.95
|  |  |  | 1941-09-02 | 0.72 | 0.72
|  |  |  | 1941-09-03 | 1 | 1
|  |  |  | 1941-09-04 | 0 | 0
|  |  |  | 1941-09-05 | 0 | 0
|  |  |  | 1941-09-06 | 0 | 0
|  |  |  | 1941-09-07 | 0 | 0
|  |  |  | 1941-09-08 | 0.12 | 0.12
|  |  |  | 1941-09-09 | 0.24 | 0.24
|  |  |  | 1941-09-10 | 0 | 0
|  |  |  | 1941-09-11 | 0.33 | 0.33
|  |  |  | 1941-09-12 | 1 | 1
|  |  |  | 1941-09-13 | 0 | 0
|  |  |  | 1941-09-14 | 0.22 | 0.22
|  |  |  | 1941-09-15 | 0 | 0
|  |  |  | 1941-09-16 | 0 | 0
|  |  |  | 1941-09-17 | 0.05 | 0.05
|  |  |  | 1941-09-18 | 0.4 | 0.4
|  |  |  | 1941-09-19 | 0.46 | 0.46
|  |  |  | 1941-09-20 | 0 | 0
|  |  |  | 1941-09-21 | 0 | 0
|  |  |  | 1941-09-22 | 0 | 0
|  |  |  | 1941-09-23 | 0.35 | 0.35
|  |  |  | 1941-09-24 | 0.2 | 0.2
|  |  |  | 1941-09-25 | 0 | 0
|  |  |  | 1941-09-26 | 0 | 0
|  |  |  | 1941-09-27 | 0 | 0
|  |  |  | 1941-09-28 | 0 | 0
|  |  |  | 1941-09-29 | 0 | 0
|  |  |  | 1941-09-30 | 0 | 0
|  |  |  | 1941-10-01 | 1.52 | 1.52
|  |  |  | 1941-10-02 | 0 | 0
|  |  |  | 1941-10-03 | 0 | 0
|  |  |  | 1941-10-04 | 0 | 0
|  |  |  | 1941-10-05 | 0 | 0
|  |  |  | 1941-10-06 | 0 | 0
|  |  |  | 1941-10-07 | 0 | 0
|  |  |  | 1941-10-08 | 0 | 0
|  |  |  | 1941-10-09 | 0 | 0
|  |  |  | 1941-10-10 | 0.02 | 0.02
|  |  |  | 1941-10-11 | 0.01 | 0.01
|  |  |  | 1941-10-12 | 0.18 | 0.18
|  |  |  | 1941-10-13 | 0 | 0
|  |  |  | 1941-10-14 | 0 | 0
|  |  |  | 1941-10-15 | 0 | 0
|  |  |  | 1941-10-16 | 0 | 0
|  |  |  | 1941-10-17 | 0 | 0
|  |  |  | 1941-10-18 | 0 | 0
|  |  |  | 1941-10-19 | 0 | 0
|  |  |  | 1941-10-20 | 0 | 0
|  |  |  | 1941-10-21 | 0 | 0
|  |  |  | 1941-10-22 | 0.41 | 0.41
|  |  |  | 1941-10-23 | 0.27 | 0.27
|  |  |  | 1941-10-24 | 0.97 | 0.97
|  |  |  | 1941-10-25 | 0.72 | 0.72
|  |  |  | 1941-10-26 | 0.42 | 0.42
|  |  |  | 1941-10-27 | 0 | 0
|  |  |  | 1941-10-28 | 0 | 0
|  |  |  | 1941-10-29 | 0 | 0
|  |  |  | 1941-10-30 | 0 | 0
|  |  |  | 1941-10-31 | 0.17 | 0.17
|  |  |  | 1941-11-01 | 0 | 0
|  |  |  | 1941-11-02 | 0 | 0
|  |  |  | 1941-11-03 | 0 | 0
|  |  |  | 1941-11-04 | 0 | 0
|  |  |  | 1941-11-05 | 0 | 0
|  |  |  | 1941-11-06 | 0 | 0
|  |  |  | 1941-11-07 | 0 | 0
|  |  |  | 1941-11-08 | 0 | 0
|  |  |  | 1941-11-09 | 0 | 0
|  |  |  | 1941-11-10 | 0 | 0
|  |  |  | 1941-11-11 | 0 | 0
|  |  |  | 1941-11-12 | 0 | 0
|  |  |  | 1941-11-13 | 0 | 0
|  |  |  | 1941-11-14 | 0.02 | 0.02
|  |  |  | 1941-11-15 | 0 | 0
|  |  |  | 1941-11-16 | 0 | 0
|  |  |  | 1941-11-17 | 0 | 0
|  |  |  | 1941-11-18 | 0 | 0
|  |  |  | 1941-11-19 | 0 | 0
|  |  |  | 1941-11-20 | 0 | 0
|  |  |  | 1941-11-21 | 0 | 0
|  |  |  | 1941-11-22 | 0.02 | 0.02
|  |  |  | 1941-11-23 | 0 | 0
|  |  |  | 1941-11-24 | 0 | 0
|  |  |  | 1941-11-25 | 0 | 0
|  |  |  | 1941-11-26 | 0 | 0
|  |  |  | 1941-11-27 | 0 | 0
|  |  |  | 1941-11-28 | 0 | 0
|  |  |  | 1941-11-29 | 0 | 0
|  |  |  | 1941-11-30 | 0 | 0
|  |  |  | 1941-12-01 | 0 | 0
|  |  |  | 1941-12-02 | 0 | 0
|  |  |  | 1941-12-03 | 0 | 0
|  |  |  | 1941-12-04 | 0 | 0
|  |  |  | 1941-12-05 | 0 | 0
|  |  |  | 1941-12-06 | 0 | 0
|  |  |  | 1941-12-07 | 0 | 0
|  |  |  | 1941-12-08 | 0.1 | 0.1
|  |  |  | 1941-12-09 | 0 | 0
|  |  |  | 1941-12-10 | 0 | 0
|  |  |  | 1941-12-11 | 0.1 | 0.1
|  |  |  | 1941-12-12 | 0.69 | 0.69
|  |  |  | 1941-12-13 | 0 | 0
|  |  |  | 1941-12-14 | 0 | 0
|  |  |  | 1941-12-15 | 0 | 0
|  |  |  | 1941-12-16 | 0 | 0
|  |  |  | 1941-12-17 | 0 | 0
|  |  |  | 1941-12-18 | 0 | 0
|  |  |  | 1941-12-19 | 0 | 0
|  |  |  | 1941-12-20 | 0 | 0
|  |  |  | 1941-12-21 | 0 | 0
|  |  |  | 1941-12-22 | 0 | 0
|  |  |  | 1941-12-23 | 0 | 0
|  |  |  | 1941-12-24 | 0 | 0
|  |  |  | 1941-12-25 | 0 | 0
|  |  |  | 1941-12-26 | 0 | 0
|  |  |  | 1941-12-27 | 0 | 0
|  |  |  | 1941-12-28 | 0 | 0
|  |  |  | 1941-12-29 | 0 | 0
|  |  |  | 1941-12-30 | 0 | 0
|  |  |  | 1941-12-31 | 0 | 0
|  |  |  | 1942-01-01 | 0 | 0
|  |  |  | 1942-01-02 | 0 | 0
|  |  |  | 1942-01-03 | 0.04 | 0.04
|  |  |  | 1942-01-04 | 0 | 0
|  |  |  | 1942-01-05 | 0 | 0
|  |  |  | 1942-01-06 | 0 | 0
|  |  |  | 1942-01-07 | 0 | 0
|  |  |  | 1942-01-08 | 0 | 0
|  |  |  | 1942-01-09 | 0 | 0
|  |  |  | 1942-01-10 | 0 | 0
|  |  |  | 1942-01-11 | 0 | 0
|  |  |  | 1942-01-12 | 0 | 0
|  |  |  | 1942-01-13 | 0 | 0
|  |  |  | 1942-01-14 | 0 | 0
|  |  |  | 1942-01-15 | 0 | 0
|  |  |  | 1942-01-16 | 0 | 0
|  |  |  | 1942-01-17 | 0 | 0
|  |  |  | 1942-01-18 | 0 | 0
|  |  |  | 1942-01-19 | 0 | 0
|  |  |  | 1942-01-20 | 0 | 0
|  |  |  | 1942-01-21 | 0 | 0
|  |  |  | 1942-01-22 | 0 | 0
|  |  |  | 1942-01-23 | 0 | 0
|  |  |  | 1942-01-24 | 0 | 0
|  |  |  | 1942-01-25 | 0 | 0
|  |  |  | 1942-01-26 | 0 | 0
|  |  |  | 1942-01-27 | 0 | 0
|  |  |  | 1942-01-28 | 0 | 0
|  |  |  | 1942-01-29 | 0 | 0
|  |  |  | 1942-01-30 | 0 | 0
|  |  |  | 1942-01-31 | 0 | 0
|  |  |  | 1942-02-01 | 0 | 0
|  |  |  | 1942-02-02 | 0 | 0
|  |  |  | 1942-02-03 | 0 | 0
|  |  |  | 1942-02-04 | 0 | 0
|  |  |  | 1942-02-05 | 0 | 0
|  |  |  | 1942-02-06 | 0 | 0
|  |  |  | 1942-02-07 | 0 | 0
|  |  |  | 1942-02-08 | 0 | 0
|  |  |  | 1942-02-09 | 0 | 0
|  |  |  | 1942-02-10 | 0 | 0
|  |  |  | 1942-02-11 | 0.18 | 0.18
|  |  |  | 1942-02-12 | 0 | 0
|  |  |  | 1942-02-13 | 0 | 0
|  |  |  | 1942-02-14 | 0 | 0
|  |  |  | 1942-02-15 | 0 | 0
|  |  |  | 1942-02-16 | 0 | 0
|  |  |  | 1942-02-17 | 0 | 0
|  |  |  | 1942-02-18 | 0 | 0
|  |  |  | 1942-02-19 | 0 | 0
|  |  |  | 1942-02-20 | 0 | 0
|  |  |  | 1942-02-21 | 0 | 0
|  |  |  | 1942-02-22 | 0 | 0
|  |  |  | 1942-02-23 | 0 | 0
|  |  |  | 1942-02-24 | 0.08 | 0.08
|  |  |  | 1942-02-25 | 0 | 0
|  |  |  | 1942-02-26 | 0 | 0
|  |  |  | 1942-02-27 | 0 | 0
|  |  |  | 1942-02-28 | 0 | 0
|  |  |  | 1942-03-01 | 0 | 0
|  |  |  | 1942-03-02 | 0 | 0
|  |  |  | 1942-03-03 | 0 | 0
|  |  |  | 1942-03-04 | 0 | 0
|  |  |  | 1942-03-05 | 0 | 0
|  |  |  | 1942-03-06 | 0 | 0
|  |  |  | 1942-03-07 | 0 | 0
|  |  |  | 1942-03-08 | 0 | 0
|  |  |  | 1942-03-09 | 0 | 0
|  |  |  | 1942-03-10 | 0 | 0
|  |  |  | 1942-03-11 | 0 | 0
|  |  |  | 1942-03-12 | 0 | 0
|  |  |  | 1942-03-13 | 0 | 0
|  |  |  | 1942-03-14 | 0 | 0
|  |  |  | 1942-03-15 | 0 | 0
|  |  |  | 1942-03-16 | 0 | 0
|  |  |  | 1942-03-17 | 0 | 0
|  |  |  | 1942-03-18 | 0 | 0
|  |  |  | 1942-03-19 | 0 | 0
|  |  |  | 1942-03-20 | 0 | 0
|  |  |  | 1942-03-21 | 0 | 0
|  |  |  | 1942-03-22 | 0 | 0
|  |  |  | 1942-03-23 | 0 | 0
|  |  |  | 1942-03-24 | 0 | 0
|  |  |  | 1942-03-25 | 0 | 0
|  |  |  | 1942-03-26 | 0 | 0
|  |  |  | 1942-03-27 | 0 | 0
|  |  |  | 1942-03-28 | 0 | 0
|  |  |  | 1942-03-29 | 0 | 0
|  |  |  | 1942-03-30 | 0 | 0
|  |  |  | 1942-03-31 | 0 | 0
|  |  |  | 1942-04-01 | 0 | 0
|  |  |  | 1942-04-02 | 0 | 0
|  |  |  | 1942-04-03 | 0 | 0
|  |  |  | 1942-04-04 | 0 | 0
|  |  |  | 1942-04-05 | 0 | 0
|  |  |  | 1942-04-06 | 0 | 0
|  |  |  | 1942-04-07 | 0.06 | 0.06
|  |  |  | 1942-04-08 | 0.06 | 0.06
|  |  |  | 1942-04-09 | 0 | 0
|  |  |  | 1942-04-10 | 0 | 0
|  |  |  | 1942-04-11 | 0 | 0
|  |  |  | 1942-04-12 | 0.05 | 0.05
|  |  |  | 1942-04-13 | 0 | 0
|  |  |  | 1942-04-14 | 0 | 0
|  |  |  | 1942-04-15 | 0 | 0
|  |  |  | 1942-04-16 | 0 | 0
|  |  |  | 1942-04-17 | 0 | 0
|  |  |  | 1942-04-18 | 0 | 0
|  |  |  | 1942-04-19 | 0 | 0
|  |  |  | 1942-04-20 | 0 | 0
|  |  |  | 1942-04-21 | 0 | 0
|  |  |  | 1942-04-22 | 0 | 0
|  |  |  | 1942-04-23 | 0 | 0
|  |  |  | 1942-04-24 | 0.21 | 0.21
|  |  |  | 1942-04-25 | 0 | 0
|  |  |  | 1942-04-26 | 0 | 0
|  |  |  | 1942-04-27 | 0 | 0
|  |  |  | 1942-04-28 | 0 | 0
|  |  |  | 1942-04-29 | 0 | 0
|  |  |  | 1942-04-30 | 0 | 0
|  |  |  | 1942-05-01 | 0 | 0
|  |  |  | 1942-05-02 | 0 | 0
|  |  |  | 1942-05-03 | 0 | 0
|  |  |  | 1942-05-04 | 0 | 0
|  |  |  | 1942-05-05 | 0 | 0
|  |  |  | 1942-05-06 | 0 | 0
|  |  |  | 1942-05-07 | 0 | 0
|  |  |  | 1942-05-08 | 0 | 0
|  |  |  | 1942-05-09 | 0 | 0
|  |  |  | 1942-05-10 | 0 | 0
|  |  |  | 1942-05-11 | 0 | 0
|  |  |  | 1942-05-12 | 0 | 0
|  |  |  | 1942-05-13 | 0 | 0
|  |  |  | 1942-05-14 | 0 | 0
|  |  |  | 1942-05-15 | 0 | 0
|  |  |  | 1942-05-16 | 0 | 0
|  |  |  | 1942-05-17 | 0 | 0
|  |  |  | 1942-05-18 | 0 | 0
|  |  |  | 1942-05-19 | 0 | 0
|  |  |  | 1942-05-20 | 0 | 0
|  |  |  | 1942-05-21 | 0 | 0
|  |  |  | 1942-05-22 | 0.16 | 0.16
|  |  |  | 1942-05-23 | 0.18 | 0.18
|  |  |  | 1942-05-24 | 0 | 0
|  |  |  | 1942-05-25 | 0 | 0
|  |  |  | 1942-05-26 | 0.04 | 0.04
|  |  |  | 1942-05-27 | 0 | 0
|  |  |  | 1942-05-28 | 0 | 0
|  |  |  | 1942-05-29 | 0 | 0
|  |  |  | 1942-05-30 | 0 | 0
|  |  |  | 1942-05-31 | 0 | 0
|  |  |  | 1942-06-01 | 0 | 0
|  |  |  | 1942-06-02 | 0 | 0
|  |  |  | 1942-06-03 | 0 | 0
|  |  |  | 1942-06-04 | 0.03 | 0.03
|  |  |  | 1942-06-05 | 0.12 | 0.12
|  |  |  | 1942-06-06 | 0 | 0
|  |  |  | 1942-06-07 | 0 | 0
|  |  |  | 1942-06-08 | 0.23 | 0.23
|  |  |  | 1942-06-09 | 0.01 | 0.01
|  |  |  | 1942-06-10 | 0 | 0
|  |  |  | 1942-06-11 | 0 | 0
|  |  |  | 1942-06-12 | 0 | 0
|  |  |  | 1942-06-13 | 0 | 0
|  |  |  | 1942-06-14 | 0 | 0
|  |  |  | 1942-06-15 | 0.12 | 0.12
|  |  |  | 1942-06-16 | 0 | 0
|  |  |  | 1942-06-17 | 0 | 0
|  |  |  | 1942-06-18 | 0 | 0
|  |  |  | 1942-06-19 | 0 | 0
|  |  |  | 1942-06-20 | 0 | 0
|  |  |  | 1942-06-21 | 0 | 0
|  |  |  | 1942-06-22 | 0 | 0
|  |  |  | 1942-06-23 | 0 | 0
|  |  |  | 1942-06-24 | 0 | 0
|  |  |  | 1942-06-25 | 0 | 0
|  |  |  | 1942-06-26 | 0.1 | 0.1
|  |  |  | 1942-06-27 | 0 | 0
|  |  |  | 1942-06-28 | 0.04 | 0.04
|  |  |  | 1942-06-29 |  | 0
|  |  |  | 1942-06-30 |  | 0
|  |  |  | 1942-07-01 | 0 | 0
|  |  |  | 1942-07-02 | 0.52 | 0.52
|  |  |  | 1942-07-03 | 0 | 0
|  |  |  | 1942-07-04 | 0 | 0
|  |  |  | 1942-07-05 | 0 | 0
|  |  |  | 1942-07-06 | 0 | 0
|  |  |  | 1942-07-07 | 0 | 0
|  |  |  | 1942-07-08 | 0 | 0
|  |  |  | 1942-07-09 | 0 | 0
|  |  |  | 1942-07-10 | 0.38 | 0.38
|  |  |  | 1942-07-11 | 0 | 0
|  |  |  | 1942-07-12 | 0 | 0
|  |  |  | 1942-07-13 | 0 | 0
|  |  |  | 1942-07-14 | 0.55 | 0.55
|  |  |  | 1942-07-15 | 0 | 0
|  |  |  | 1942-07-16 | 0 | 0
|  |  |  | 1942-07-17 | 0 | 0
|  |  |  | 1942-07-18 | 0.14 | 0.14
|  |  |  | 1942-07-19 | 0.77 | 0.77
|  |  |  | 1942-07-20 | 0 | 0
|  |  |  | 1942-07-21 | 0 | 0
|  |  |  | 1942-07-22 | 0 | 0
|  |  |  | 1942-07-23 | 0 | 0
|  |  |  | 1942-07-24 | 0 | 0
|  |  |  | 1942-07-25 | 0 | 0
|  |  |  | 1942-07-26 | 0 | 0
|  |  |  | 1942-07-27 | 0 | 0
|  |  |  | 1942-07-28 | 0 | 0
|  |  |  | 1942-07-29 | 0 | 0
|  |  |  | 1942-07-30 | 0 | 0
|  |  |  | 1942-07-31 | 0 | 0
|  |  |  | 1942-08-01 | 0 | 0
|  |  |  | 1942-08-02 | 0 | 0
|  |  |  | 1942-08-03 | 0.5 | 0.5
|  |  |  | 1942-08-04 | 0 | 0
|  |  |  | 1942-08-05 | 0 | 0
|  |  |  | 1942-08-06 | 0 | 0
|  |  |  | 1942-08-07 | 0 | 0
|  |  |  | 1942-08-08 | 0 | 0
|  |  |  | 1942-08-09 | 0.35 | 0.35
|  |  |  | 1942-08-10 | 0 | 0
|  |  |  | 1942-08-11 | 0 | 0
|  |  |  | 1942-08-12 | 0 | 0
|  |  |  | 1942-08-13 | 0 | 0
|  |  |  | 1942-08-14 | 0 | 0
|  |  |  | 1942-08-15 | 0.15 | 0.15
|  |  |  | 1942-08-16 |  | 0
|  |  |  | 1942-08-17 |  | 0
|  |  |  | 1942-08-18 | 0 | 0
|  |  |  | 1942-08-19 | 0.04 | 0.04
|  |  |  | 1942-08-20 | 0.7 | 0.7
|  |  |  | 1942-08-21 | 0.9 | 0.9
|  |  |  | 1942-08-22 | 0 | 0
|  |  |  | 1942-08-23 | 0 | 0
|  |  |  | 1942-08-24 | 0.1 | 0.1
|  |  |  | 1942-08-25 | 0.23 | 0.23
|  |  |  | 1942-08-26 | 0 | 0
|  |  |  | 1942-08-27 | 0.2 | 0.2
|  |  |  | 1942-08-28 | 0 | 0
|  |  |  | 1942-08-29 | 0.16 | 0.16
|  |  |  | 1942-08-30 | 0 | 0
|  |  |  | 1942-08-31 | 0 | 0
|  |  |  | 1942-09-01 | 0 | 0
|  |  |  | 1942-09-02 | 0 | 0
|  |  |  | 1942-09-03 | 0 | 0
|  |  |  | 1942-09-04 | 0 | 0
|  |  |  | 1942-09-05 | 0.13 | 0.13
|  |  |  | 1942-09-06 | 0 | 0
|  |  |  | 1942-09-07 | 1.16 | 1.16
|  |  |  | 1942-09-08 | 0 | 0
|  |  |  | 1942-09-09 | 0 | 0
|  |  |  | 1942-09-10 | 0 | 0
|  |  |  | 1942-09-11 | 0 | 0
|  |  |  | 1942-09-12 | 0 | 0
|  |  |  | 1942-09-13 | 0 | 0
|  |  |  | 1942-09-14 | 0 | 0
|  |  |  | 1942-09-15 | 0 | 0
|  |  |  | 1942-09-16 | 0 | 0
|  |  |  | 1942-09-17 | 0 | 0
|  |  |  | 1942-09-18 | 0 | 0
|  |  |  | 1942-09-19 | 0 | 0
|  |  |  | 1942-09-20 | 0 | 0
|  |  |  | 1942-09-21 | 0 | 0
|  |  |  | 1942-09-22 | 0.24 | 0.24
|  |  |  | 1942-09-23 | 0.68 | 0.68
|  |  |  | 1942-09-24 | 0 | 0
|  |  |  | 1942-09-25 | 0 | 0
|  |  |  | 1942-09-26 | 0 | 0
|  |  |  | 1942-09-27 | 0 | 0
|  |  |  | 1942-09-28 | 0 | 0
|  |  |  | 1942-09-29 | 0 | 0
|  |  |  | 1942-09-30 | 0 | 0
|  |  |  | 1942-10-01 | 0 | 0
|  |  |  | 1942-10-02 | 0 | 0
|  |  |  | 1942-10-03 | 0 | 0
|  |  |  | 1942-10-04 | 0 | 0
|  |  |  | 1942-10-05 | 0 | 0
|  |  |  | 1942-10-06 | 0 | 0
|  |  |  | 1942-10-07 | 0 | 0
|  |  |  | 1942-10-08 | 0 | 0
|  |  |  | 1942-10-09 | 0 | 0
|  |  |  | 1942-10-10 | 0 | 0
|  |  |  | 1942-10-11 | 0 | 0
|  |  |  | 1942-10-12 | 0.52 | 0.52
|  |  |  | 1942-10-13 | 0 | 0
|  |  |  | 1942-10-14 | 0 | 0
|  |  |  | 1942-10-15 | 0 | 0
|  |  |  | 1942-10-16 | 0 | 0
|  |  |  | 1942-10-17 | 0 | 0
|  |  |  | 1942-10-18 | 0.63 | 0.63
|  |  |  | 1942-10-19 | 0 | 0
|  |  |  | 1942-10-20 | 0.43 | 0.43
|  |  |  | 1942-10-21 | 0 | 0
|  |  |  | 1942-10-22 | 0 | 0
|  |  |  | 1942-10-23 | 0 | 0
|  |  |  | 1942-10-24 | 0 | 0
|  |  |  | 1942-10-25 | 0 | 0
|  |  |  | 1942-10-26 | 0 | 0
|  |  |  | 1942-10-27 | 0 | 0
|  |  |  | 1942-10-28 | 0 | 0
|  |  |  | 1942-10-29 | 0 | 0
|  |  |  | 1942-10-30 | 0 | 0
|  |  |  | 1942-10-31 | 0 | 0
|  |  |  | 1943-08-01 | 0 | 0
|  |  |  | 1943-08-02 | 0 | 0
|  |  |  | 1943-08-03 | 0 | 0
|  |  |  | 1943-08-04 | 0.04 | 0.04
|  |  |  | 1943-08-05 | 0 | 0
|  |  |  | 1943-08-06 | 0 | 0
|  |  |  | 1943-08-07 | 0 | 0
|  |  |  | 1943-08-08 | 0 | 0
|  |  |  | 1943-08-09 | 0 | 0
|  |  |  | 1943-08-10 | 0 | 0
|  |  |  | 1943-08-11 | 0 | 0
|  |  |  | 1943-08-12 | 0 | 0
|  |  |  | 1943-08-13 | 0.4 | 0.4
|  |  |  | 1943-08-14 | 0 | 0
|  |  |  | 1943-08-15 | 0 | 0
|  |  |  | 1943-08-16 | 0 | 0
|  |  |  | 1943-08-17 |  | 0
|  |  |  | 1943-08-18 |  | 0
|  |  |  | 1943-08-19 | 0 | 0
|  |  |  | 1943-08-20 | 0.05 | 0.05
|  |  |  | 1943-08-21 | 0.01 | 0.01
|  |  |  | 1943-08-22 | 0 | 0
|  |  |  | 1943-08-23 | 0 | 0
|  |  |  | 1943-08-24 | 0 | 0
|  |  |  | 1943-08-25 | 0 | 0
|  |  |  | 1943-08-26 | 0.05 | 0.05
|  |  |  | 1943-08-27 | 0 | 0
|  |  |  | 1943-08-28 | 0 | 0
|  |  |  | 1943-08-29 | 0 | 0
|  |  |  | 1943-08-30 | 0 | 0
|  |  |  | 1943-08-31 | 1.01 | 1.01
|  |  |  | 1943-09-01 | 0.02 | 0.02
|  |  |  | 1943-09-02 | 0.14 | 0.14
|  |  |  | 1943-09-03 | 0.17 | 0.17
|  |  |  | 1943-09-04 | 0 | 0
|  |  |  | 1943-09-05 | 0 | 0
|  |  |  | 1943-09-06 | 0 | 0
|  |  |  | 1943-09-07 | 0 | 0
|  |  |  | 1943-09-08 | 0 | 0
|  |  |  | 1943-09-09 | 0 | 0
|  |  |  | 1943-09-10 | 0 | 0
|  |  |  | 1943-09-11 | 0 | 0
|  |  |  | 1943-09-12 | 0 | 0
|  |  |  | 1943-09-13 | 0 | 0
|  |  |  | 1943-09-14 | 0 | 0
|  |  |  | 1943-09-15 | 0 | 0
|  |  |  | 1943-09-16 | 0 | 0
|  |  |  | 1943-09-17 | 0 | 0
|  |  |  | 1943-09-18 | 0 | 0
|  |  |  | 1943-09-19 | 0 | 0
|  |  |  | 1943-09-20 | 0 | 0
|  |  |  | 1943-09-21 | 0 | 0
|  |  |  | 1943-09-22 | 0 | 0
|  |  |  | 1943-09-23 | 0.3 | 0.3
|  |  |  | 1943-09-24 | 1.5 | 1.5
|  |  |  | 1943-09-25 | 0.2 | 0.2
|  |  |  | 1943-09-26 | 0.1 | 0.1
|  |  |  | 1943-09-27 | 0 | 0
|  |  |  | 1943-09-28 | 0 | 0
|  |  |  | 1943-09-29 | 0 | 0
|  |  |  | 1943-09-30 | 0 | 0
|  |  |  | 1943-10-01 | 0.04 | 0.04
|  |  |  | 1943-10-02 | 0.05 | 0.05
|  |  |  | 1943-10-03 | 0.08 | 0.08
|  |  |  | 1943-10-04 | 0 | 0
|  |  |  | 1943-10-05 | 0 | 0
|  |  |  | 1943-10-06 | 0 | 0
|  |  |  | 1943-10-07 | 0 | 0
|  |  |  | 1943-10-08 | 0 | 0
|  |  |  | 1943-10-09 | 0 | 0
|  |  |  | 1943-10-10 | 0 | 0
|  |  |  | 1943-10-11 | 0 | 0
|  |  |  | 1943-10-12 | 0 | 0
|  |  |  | 1943-10-13 | 0 | 0
|  |  |  | 1943-10-14 | 0 | 0
|  |  |  | 1943-10-15 | 0 | 0
|  |  |  | 1943-10-16 | 0 | 0
|  |  |  | 1943-10-17 | 0 | 0
|  |  |  | 1943-10-18 | 0 | 0
|  |  |  | 1943-10-19 | 0 | 0
|  |  |  | 1943-10-20 | 0 | 0
|  |  |  | 1943-10-21 | 0 | 0
|  |  |  | 1943-10-22 | 0 | 0
|  |  |  | 1943-10-23 | 0 | 0
|  |  |  | 1943-10-24 | 0 | 0
|  |  |  | 1943-10-25 | 0 | 0
|  |  |  | 1943-10-26 | 0 | 0
|  |  |  | 1943-10-27 | 0 | 0
|  |  |  | 1943-10-28 | 0 | 0
|  |  |  | 1943-10-29 | 0 | 0
|  |  |  | 1943-10-30 | 0 | 0
|  |  |  | 1943-10-31 | 0 | 0
|  |  |  | 1943-11-01 | 0 | 0
|  |  |  | 1943-11-02 | 0 | 0
|  |  |  | 1943-11-03 | 0.02 | 0.02
|  |  |  | 1943-11-04 | 0 | 0
|  |  |  | 1943-11-05 | 0 | 0
|  |  |  | 1943-11-06 | 0 | 0
|  |  |  | 1943-11-07 | 0 | 0
|  |  |  | 1943-11-08 | 0 | 0
|  |  |  | 1943-11-09 | 0 | 0
|  |  |  | 1943-11-10 | 0 | 0
|  |  |  | 1943-11-11 | 0 | 0
|  |  |  | 1943-11-12 | 0 | 0
|  |  |  | 1943-11-13 | 0 | 0
|  |  |  | 1943-11-14 | 0 | 0
|  |  |  | 1943-11-15 | 0 | 0
|  |  |  | 1943-11-16 | 0 | 0
|  |  |  | 1943-11-17 | 0 | 0
|  |  |  | 1943-11-18 | 0 | 0
|  |  |  | 1943-11-19 | 0 | 0
|  |  |  | 1943-11-20 | 0 | 0
|  |  |  | 1943-11-21 | 0 | 0
|  |  |  | 1943-11-22 | 0 | 0
|  |  |  | 1943-11-23 | 0 | 0
|  |  |  | 1943-11-24 | 0.1 | 0.1
|  |  |  | 1943-11-25 | 0 | 0
|  |  |  | 1943-11-26 | 0.35 | 0.35
|  |  |  | 1943-11-27 | 0.5 | 0.5
|  |  |  | 1943-11-28 | 0 | 0
|  |  |  | 1943-11-29 | 0 | 0
|  |  |  | 1943-11-30 | 0 | 0
|  |  |  | 1943-12-01 | 0 | 0
|  |  |  | 1943-12-02 | 0 | 0
|  |  |  | 1943-12-03 | 0.12 | 0.12
|  |  |  | 1943-12-04 | 0.13 | 0.13
|  |  |  | 1943-12-05 | 0 | 0
|  |  |  | 1943-12-06 | 0 | 0
|  |  |  | 1943-12-07 | 0.07 | 0.07
|  |  |  | 1943-12-08 | 0 | 0
|  |  |  | 1943-12-09 | 0.25 | 0.25
|  |  |  | 1943-12-10 | 0 | 0
|  |  |  | 1943-12-11 | 0 | 0
|  |  |  | 1943-12-12 | 0 | 0
|  |  |  | 1943-12-13 | 0 | 0
|  |  |  | 1943-12-14 | 0 | 0
|  |  |  | 1943-12-15 | 0 | 0
|  |  |  | 1943-12-16 | 0 | 0
|  |  |  | 1943-12-17 | 0 | 0
|  |  |  | 1943-12-18 | 0 | 0
|  |  |  | 1943-12-19 | 0 | 0
|  |  |  | 1943-12-20 | 0 | 0
|  |  |  | 1943-12-21 | 0 | 0
|  |  |  | 1943-12-22 | 0 | 0
|  |  |  | 1943-12-23 | 0.55 | 0.55
|  |  |  | 1943-12-24 | 0 | 0
|  |  |  | 1943-12-25 | 0 | 0
|  |  |  | 1943-12-26 | 0 | 0
|  |  |  | 1943-12-27 | 0 | 0
|  |  |  | 1943-12-28 | 0 | 0
|  |  |  | 1943-12-29 | 0 | 0
|  |  |  | 1943-12-30 | 0 | 0
|  |  |  | 1943-12-31 | 0 | 0
|  |  |  | 1944-01-01 | 1.29 | 1.29
|  |  |  | 1944-01-02 | 0 | 0
|  |  |  | 1944-01-03 | 0 | 0
|  |  |  | 1944-01-04 | 0 | 0
|  |  |  | 1944-01-05 | 0 | 0
|  |  |  | 1944-01-06 | 0 | 0
|  |  |  | 1944-01-07 | 0 | 0
|  |  |  | 1944-01-08 | 0.02 | 0.02
|  |  |  | 1944-01-09 | 0 | 0
|  |  |  | 1944-01-10 | 0 | 0
|  |  |  | 1944-01-11 | 0 | 0
|  |  |  | 1944-01-12 | 0.13 | 0.13
|  |  |  | 1944-01-13 | 0 | 0
|  |  |  | 1944-01-14 | 0 | 0
|  |  |  | 1944-01-15 | 0 | 0
|  |  |  | 1944-01-16 | 0 | 0
|  |  |  | 1944-01-17 | 0 | 0
|  |  |  | 1944-01-18 | 0 | 0
|  |  |  | 1944-01-19 | 0 | 0
|  |  |  | 1944-01-20 | 0 | 0
|  |  |  | 1944-01-21 | 0 | 0
|  |  |  | 1944-01-22 | 0 | 0
|  |  |  | 1944-01-23 | 0 | 0
|  |  |  | 1944-01-24 | 0 | 0
|  |  |  | 1944-01-25 | 0 | 0
|  |  |  | 1944-01-26 | 0.05 | 0.05
|  |  |  | 1944-01-27 | 0 | 0
|  |  |  | 1944-01-28 | 0 | 0
|  |  |  | 1944-01-29 | 0 | 0
|  |  |  | 1944-01-30 | 0 | 0
|  |  |  | 1944-01-31 | 0 | 0
|  |  |  | 1944-02-01 | 0.16 | 0.16
|  |  |  | 1944-02-02 | 0 | 0
|  |  |  | 1944-02-03 | 0 | 0
|  |  |  | 1944-02-04 | 0 | 0
|  |  |  | 1944-02-05 | 0.13 | 0.13
|  |  |  | 1944-02-06 | 0 | 0
|  |  |  | 1944-02-07 | 0.25 | 0.25
|  |  |  | 1944-02-08 | 0.26 | 0.26
|  |  |  | 1944-02-09 | 0 | 0
|  |  |  | 1944-02-10 | 0 | 0
|  |  |  | 1944-02-11 | 0 | 0
|  |  |  | 1944-02-12 | 0 | 0
|  |  |  | 1944-02-13 | 0 | 0
|  |  |  | 1944-02-14 | 0 | 0
|  |  |  | 1944-02-15 | 0 | 0
|  |  |  | 1944-02-16 | 0 | 0
|  |  |  | 1944-02-17 | 0 | 0
|  |  |  | 1944-02-18 | 0 | 0
|  |  |  | 1944-02-19 | 0 | 0
|  |  |  | 1944-02-20 | 0 | 0
|  |  |  | 1944-02-21 | 0 | 0
|  |  |  | 1944-02-22 | 0 | 0
|  |  |  | 1944-02-23 | 0 | 0
|  |  |  | 1944-02-24 | 0.06 | 0.06
|  |  |  | 1944-02-25 | 0.04 | 0.04
|  |  |  | 1944-02-26 | 0 | 0
|  |  |  | 1944-02-27 | 0.38 | 0.38
|  |  |  | 1944-02-28 | 0 | 0
|  |  |  | 1944-02-29 | 0 | 0
|  |  |  | 1944-03-01 | 0 | 0
|  |  |  | 1944-03-02 | 0 | 0
|  |  |  | 1944-03-03 | 0 | 0
|  |  |  | 1944-03-04 | 0 | 0
|  |  |  | 1944-03-05 | 0 | 0
|  |  |  | 1944-03-06 | 0 | 0
|  |  |  | 1944-03-07 | 0 | 0
|  |  |  | 1944-03-08 | 0 | 0
|  |  |  | 1944-03-09 | 0 | 0
|  |  |  | 1944-03-10 | 0 | 0
|  |  |  | 1944-03-11 | 0 | 0
|  |  |  | 1944-03-12 | 0 | 0
|  |  |  | 1944-03-13 | 0 | 0
|  |  |  | 1944-03-14 | 0 | 0
|  |  |  | 1944-03-15 | 0 | 0
|  |  |  | 1944-03-16 | 0 | 0
|  |  |  | 1944-03-17 | 0 | 0
|  |  |  | 1944-03-18 | 0.05 | 0.05
|  |  |  | 1944-03-19 | 0 | 0
|  |  |  | 1944-03-20 | 0 | 0
|  |  |  | 1944-03-21 | 0 | 0
|  |  |  | 1944-03-22 | 0 | 0
|  |  |  | 1944-03-23 | 0 | 0
|  |  |  | 1944-03-24 | 0 | 0
|  |  |  | 1944-03-25 | 0 | 0
|  |  |  | 1944-03-26 | 0 | 0
|  |  |  | 1944-03-27 | 0 | 0
|  |  |  | 1944-03-28 | 0 | 0
|  |  |  | 1944-03-29 | 0 | 0
|  |  |  | 1944-03-30 | 0 | 0
|  |  |  | 1944-03-31 | 0 | 0
|  |  |  | 1944-04-01 | 0 | 0
|  |  |  | 1944-04-02 | 0 | 0
|  |  |  | 1944-04-03 | 0 | 0
|  |  |  | 1944-04-04 | 0 | 0
|  |  |  | 1944-04-05 | 0 | 0
|  |  |  | 1944-04-06 | 0 | 0
|  |  |  | 1944-04-07 | 0 | 0
|  |  |  | 1944-04-08 | 0 | 0
|  |  |  | 1944-04-09 | 0 | 0
|  |  |  | 1944-04-10 | 0 | 0
|  |  |  | 1944-04-11 | 0 | 0
|  |  |  | 1944-04-12 | 0 | 0
|  |  |  | 1944-04-13 | 0 | 0
|  |  |  | 1944-04-14 | 0 | 0
|  |  |  | 1944-04-15 | 0 | 0
|  |  |  | 1944-04-16 | 0 | 0
|  |  |  | 1944-04-17 | 0 | 0
|  |  |  | 1944-04-18 | 0 | 0
|  |  |  | 1944-04-19 | 0 | 0
|  |  |  | 1944-04-20 | 0 | 0
|  |  |  | 1944-04-21 | 0 | 0
|  |  |  | 1944-04-22 | 0 | 0
|  |  |  | 1944-04-23 | 0 | 0
|  |  |  | 1944-04-24 | 0 | 0
|  |  |  | 1944-04-25 | 0 | 0
|  |  |  | 1944-04-26 | 0 | 0
|  |  |  | 1944-04-27 | 0 | 0
|  |  |  | 1944-04-28 | 0 | 0
|  |  |  | 1944-04-29 | 0 | 0
|  |  |  | 1944-04-30 | 0 | 0
|  |  |  | 1944-05-01 | 0 | 0
|  |  |  | 1944-05-02 | 0 | 0
|  |  |  | 1944-05-03 | 0 | 0
|  |  |  | 1944-05-04 | 0 | 0
|  |  |  | 1944-05-05 | 0 | 0
|  |  |  | 1944-05-06 | 0 | 0
|  |  |  | 1944-05-07 | 0 | 0
|  |  |  | 1944-05-08 | 0 | 0
|  |  |  | 1944-05-09 | 0 | 0
|  |  |  | 1944-05-10 | 0 | 0
|  |  |  | 1944-05-11 | 0 | 0
|  |  |  | 1944-05-12 | 0.01 | 0.01
|  |  |  | 1944-05-13 | 0 | 0
|  |  |  | 1944-05-14 | 0 | 0
|  |  |  | 1944-05-15 | 0 | 0
|  |  |  | 1944-05-16 | 0 | 0
|  |  |  | 1944-05-17 | 0 | 0
|  |  |  | 1944-05-18 | 0 | 0
|  |  |  | 1944-05-19 | 0 | 0
|  |  |  | 1944-05-20 | 0.16 | 0.16
|  |  |  | 1944-05-21 | 0 | 0
|  |  |  | 1944-05-22 | 0 | 0
|  |  |  | 1944-05-23 | 0 | 0
|  |  |  | 1944-05-24 | 0 | 0
|  |  |  | 1944-05-25 | 0 | 0
|  |  |  | 1944-05-26 | 0 | 0
|  |  |  | 1944-05-27 | 0.62 | 0.62
|  |  |  | 1944-05-28 | 0.2 | 0.2
|  |  |  | 1944-05-29 | 0 | 0
|  |  |  | 1944-05-30 | 0 | 0
|  |  |  | 1944-05-31 | 0 | 0
|  |  |  | 1944-06-01 | 0 | 0
|  |  |  | 1944-06-02 | 0 | 0
|  |  |  | 1944-06-03 | 0 | 0
|  |  |  | 1944-06-04 | 0 | 0
|  |  |  | 1944-06-05 | 0 | 0
|  |  |  | 1944-06-06 | 0 | 0
|  |  |  | 1944-06-07 | 0 | 0
|  |  |  | 1944-06-08 | 0 | 0
|  |  |  | 1944-06-09 | 0.22 | 0.22
|  |  |  | 1944-06-10 | 0.42 | 0.42
|  |  |  | 1944-06-11 | 0.49 | 0.49
|  |  |  | 1944-06-12 | 0 | 0
|  |  |  | 1944-06-13 | 0 | 0
|  |  |  | 1944-06-14 | 0 | 0
|  |  |  | 1944-06-15 | 0 | 0
|  |  |  | 1944-06-16 | 0 | 0
|  |  |  | 1944-06-17 | 0 | 0
|  |  |  | 1944-06-18 | 0 | 0
|  |  |  | 1944-06-19 | 0 | 0
|  |  |  | 1944-06-20 | 0 | 0
|  |  |  | 1944-06-21 | 0 | 0
|  |  |  | 1944-06-22 | 0 | 0
|  |  |  | 1944-06-23 | 0.52 | 0.52
|  |  |  | 1944-06-24 | 0.07 | 0.07
|  |  |  | 1944-06-25 | 1.49 | 1.49
|  |  |  | 1944-06-26 | 0.01 | 0.01
|  |  |  | 1944-06-27 | 0 | 0
|  |  |  | 1944-06-28 | 0 | 0
|  |  |  | 1944-06-29 | 0 | 0
|  |  |  | 1944-06-30 | 0 | 0
|  |  |  | 1944-07-01 | 0 | 0
|  |  |  | 1944-07-02 | 0 | 0
|  |  |  | 1944-07-03 | 0 | 0
|  |  |  | 1944-07-04 | 0 | 0
|  |  |  | 1944-07-05 | 0 | 0
|  |  |  | 1944-07-06 | 0 | 0
|  |  |  | 1944-07-07 | 0 | 0
|  |  |  | 1944-07-08 | 0.01 | 0.01
|  |  |  | 1944-07-09 | 0.01 | 0.01
|  |  |  | 1944-07-10 | 0.08 | 0.08
|  |  |  | 1944-07-11 | 0.17 | 0.17
|  |  |  | 1944-07-12 | 0 | 0
|  |  |  | 1944-07-13 | 0 | 0
|  |  |  | 1944-07-14 | 0 | 0
|  |  |  | 1944-07-15 | 0 | 0
|  |  |  | 1944-07-16 | 0 | 0
|  |  |  | 1944-07-17 | 0 | 0
|  |  |  | 1944-07-18 | 0.2 | 0.2
|  |  |  | 1944-07-19 | 0 | 0
|  |  |  | 1944-07-20 | 0 | 0
|  |  |  | 1944-07-21 | 0.06 | 0.06
|  |  |  | 1944-07-22 | 0 | 0
|  |  |  | 1944-07-23 | 0.11 | 0.11
|  |  |  | 1944-07-24 | 0.08 | 0.08
|  |  |  | 1944-07-25 | 0 | 0
|  |  |  | 1944-07-26 | 0 | 0
|  |  |  | 1944-07-27 | 0 | 0
|  |  |  | 1944-07-28 | 0 | 0
|  |  |  | 1944-07-29 | 0 | 0
|  |  |  | 1944-07-30 | 0.02 | 0.02
|  |  |  | 1944-07-31 | 0.17 | 0.17
|  |  |  | 1944-08-01 | 0 | 0
|  |  |  | 1944-08-02 | 0 | 0
|  |  |  | 1944-08-03 | 0 | 0
|  |  |  | 1944-08-04 | 0 | 0
|  |  |  | 1944-08-05 | 0 | 0
|  |  |  | 1944-08-06 | 0.08 | 0.08
|  |  |  | 1944-08-07 | 1.06 | 1.06
|  |  |  | 1944-08-08 | 0.51 | 0.51
|  |  |  | 1944-08-09 | 0 | 0
|  |  |  | 1944-08-10 | 0.05 | 0.05
|  |  |  | 1944-08-11 | 0 | 0
|  |  |  | 1944-08-12 | 0 | 0
|  |  |  | 1944-08-13 | 0 | 0
|  |  |  | 1944-08-14 | 0.1 | 0.1
|  |  |  | 1944-08-15 | 0 | 0
|  |  |  | 1944-08-16 | 0 | 0
|  |  |  | 1944-08-17 | 0.15 | 0.15
|  |  |  | 1944-08-18 | 1.06 | 1.06
|  |  |  | 1944-08-19 | 0 | 0
|  |  |  | 1944-08-20 | 0 | 0
|  |  |  | 1944-08-21 | 0 | 0
|  |  |  | 1944-08-22 | 0 | 0
|  |  |  | 1944-08-23 | 0 | 0
|  |  |  | 1944-08-24 | 1.22 | 1.22
|  |  |  | 1944-08-25 | 0.04 | 0.04
|  |  |  | 1944-08-26 | 0 | 0
|  |  |  | 1944-08-27 | 0.16 | 0.16
|  |  |  | 1944-08-28 | 0 | 0
|  |  |  | 1944-08-29 | 0 | 0
|  |  |  | 1944-08-30 | 0 | 0
|  |  |  | 1944-08-31 | 0 | 0
|  |  |  | 1944-09-01 | 0 | 0
|  |  |  | 1944-09-02 | 0 | 0
|  |  |  | 1944-09-03 | 0 | 0
|  |  |  | 1944-09-04 | 0.51 | 0.51
|  |  |  | 1944-09-05 | 1.94 | 1.94
|  |  |  | 1944-09-06 | 0.31 | 0.31
|  |  |  | 1944-09-07 | 0.1 | 0.1
|  |  |  | 1944-09-08 | 0.01 | 0.01
|  |  |  | 1944-09-09 | 0 | 0
|  |  |  | 1944-09-10 | 0 | 0
|  |  |  | 1944-09-11 | 0 | 0
|  |  |  | 1944-09-12 | 0 | 0
|  |  |  | 1944-09-13 | 0 | 0
|  |  |  | 1944-09-14 | 0 | 0
|  |  |  | 1944-09-15 | 0 | 0
|  |  |  | 1944-09-16 | 0 | 0
|  |  |  | 1944-09-17 | 0 | 0
|  |  |  | 1944-09-18 | 0 | 0
|  |  |  | 1944-09-19 | 0 | 0
|  |  |  | 1944-09-20 | 0 | 0
|  |  |  | 1944-09-21 | 0 | 0
|  |  |  | 1944-09-22 | 0 | 0
|  |  |  | 1944-09-23 | 0 | 0
|  |  |  | 1944-09-24 | 0 | 0
|  |  |  | 1944-09-25 | 0.05 | 0.05
|  |  |  | 1944-09-26 | 0.23 | 0.23
|  |  |  | 1944-09-27 | 0.69 | 0.69
|  |  |  | 1944-09-28 | 0 | 0
|  |  |  | 1944-09-29 | 0.02 | 0.02
|  |  |  | 1944-09-30 | 0 | 0
|  |  |  | 1944-10-01 | 0 | 0
|  |  |  | 1944-10-02 | 0 | 0
|  |  |  | 1944-10-03 | 0.02 | 0.02
|  |  |  | 1944-10-04 | 0 | 0
|  |  |  | 1944-10-05 | 0 | 0
|  |  |  | 1944-10-06 | 0.02 | 0.02
|  |  |  | 1944-10-07 | 0 | 0
|  |  |  | 1944-10-08 | 0 | 0
|  |  |  | 1944-10-09 | 0 | 0
|  |  |  | 1944-10-10 | 0.01 | 0.01
|  |  |  | 1944-10-11 | 0 | 0
|  |  |  | 1944-10-12 | 0 | 0
|  |  |  | 1944-10-13 | 0 | 0
|  |  |  | 1944-10-14 | 0.09 | 0.09
|  |  |  | 1944-10-15 | 0.39 | 0.39
|  |  |  | 1944-10-16 | 0 | 0
|  |  |  | 1944-10-17 | 0 | 0
|  |  |  | 1944-10-18 | 0 | 0
|  |  |  | 1944-10-19 | 0 | 0
|  |  |  | 1944-10-20 | 0 | 0
|  |  |  | 1944-10-21 | 0 | 0
|  |  |  | 1944-10-22 | 0 | 0
|  |  |  | 1944-10-23 | 0 | 0
|  |  |  | 1944-10-24 | 0 | 0
|  |  |  | 1944-10-25 | 0 | 0
|  |  |  | 1944-10-26 | 0 | 0
|  |  |  | 1944-10-27 | 0 | 0
|  |  |  | 1944-10-28 | 0 | 0
|  |  |  | 1944-10-29 | 0 | 0
|  |  |  | 1944-10-30 | 0 | 0
|  |  |  | 1944-10-31 | 0 | 0
|  |  |  | 1944-11-01 | 0 | 0
|  |  |  | 1944-11-02 | 0 | 0
|  |  |  | 1944-11-03 | 0 | 0
|  |  |  | 1944-11-04 | 0 | 0
|  |  |  | 1944-11-05 | 0.02 | 0.02
|  |  |  | 1944-11-06 | 0 | 0
|  |  |  | 1944-11-07 | 0 | 0
|  |  |  | 1944-11-08 | 0 | 0
|  |  |  | 1944-11-09 | 0 | 0
|  |  |  | 1944-11-10 | 0 | 0
|  |  |  | 1944-11-11 | 0 | 0
|  |  |  | 1944-11-12 | 0 | 0
|  |  |  | 1944-11-13 | 0 | 0
|  |  |  | 1944-11-14 | 0 | 0
|  |  |  | 1944-11-15 | 0 | 0
|  |  |  | 1944-11-16 | 0.07 | 0.07
|  |  |  | 1944-11-17 | 0.35 | 0.35
|  |  |  | 1944-11-18 | 0.34 | 0.34
|  |  |  | 1944-11-19 | 0.04 | 0.04
|  |  |  | 1944-11-20 | 0 | 0
|  |  |  | 1944-11-21 | 0 | 0
|  |  |  | 1944-11-22 | 0 | 0
|  |  |  | 1944-11-23 | 0 | 0
|  |  |  | 1944-11-24 | 0.05 | 0.05
|  |  |  | 1944-11-25 | 0 | 0
|  |  |  | 1944-11-26 | 0 | 0
|  |  |  | 1944-11-27 | 0 | 0
|  |  |  | 1944-11-28 | 0 | 0
|  |  |  | 1944-11-29 | 0 | 0
|  |  |  | 1944-11-30 | 0 | 0
|  |  |  | 1944-12-01 | 0 | 0
|  |  |  | 1944-12-02 | 0 | 0
|  |  |  | 1944-12-03 | 0 | 0
|  |  |  | 1944-12-04 | 0 | 0
|  |  |  | 1944-12-05 | 0 | 0
|  |  |  | 1944-12-06 | 0 | 0
|  |  |  | 1944-12-07 | 0 | 0
|  |  |  | 1944-12-08 | 0 | 0
|  |  |  | 1944-12-09 | 0 | 0
|  |  |  | 1944-12-10 | 0 | 0
|  |  |  | 1944-12-11 | 0 | 0
|  |  |  | 1944-12-12 | 0 | 0
|  |  |  | 1944-12-13 | 0 | 0
|  |  |  | 1944-12-14 | 0 | 0
|  |  |  | 1944-12-15 | 0 | 0
|  |  |  | 1944-12-16 | 0 | 0
|  |  |  | 1944-12-17 | 0 | 0
|  |  |  | 1944-12-18 | 0 | 0
|  |  |  | 1944-12-19 | 0 | 0
|  |  |  | 1944-12-20 | 0 | 0
|  |  |  | 1944-12-21 | 0 | 0
|  |  |  | 1944-12-22 | 0 | 0
|  |  |  | 1944-12-23 | 0 | 0
|  |  |  | 1944-12-24 | 0 | 0
|  |  |  | 1944-12-25 | 0 | 0
|  |  |  | 1944-12-26 | 0.58 | 0.58
|  |  |  | 1944-12-27 | 0.37 | 0.37
|  |  |  | 1944-12-28 | 0.37 | 0.37
|  |  |  | 1944-12-29 | 0 | 0
|  |  |  | 1944-12-30 | 0 | 0
|  |  |  | 1944-12-31 | 0 | 0
|  |  |  | 1945-01-01 | 0 | 0
|  |  |  | 1945-01-02 | 0 | 0
|  |  |  | 1945-01-03 | 0 | 0
|  |  |  | 1945-01-04 | 0 | 0
|  |  |  | 1945-01-05 | 0 | 0
|  |  |  | 1945-01-06 | 0 | 0
|  |  |  | 1945-01-07 | 0 | 0
|  |  |  | 1945-01-08 | 0 | 0
|  |  |  | 1945-01-09 | 0 | 0
|  |  |  | 1945-01-10 | 0 | 0
|  |  |  | 1945-01-11 | 0 | 0
|  |  |  | 1945-01-12 | 0 | 0
|  |  |  | 1945-01-13 | 0 | 0
|  |  |  | 1945-01-14 | 0 | 0
|  |  |  | 1945-01-15 | 0 | 0
|  |  |  | 1945-01-16 | 0 | 0
|  |  |  | 1945-01-17 |  | 0
|  |  |  | 1945-01-18 |  | 0
|  |  |  | 1945-01-19 | 0 | 0
|  |  |  | 1945-01-20 | 0 | 0
|  |  |  | 1945-01-21 | 0 | 0
|  |  |  | 1945-01-22 | 0 | 0
|  |  |  | 1945-01-23 | 0 | 0
|  |  |  | 1945-01-24 | 0 | 0
|  |  |  | 1945-01-25 | 0 | 0
|  |  |  | 1945-01-26 | 0 | 0
|  |  |  | 1945-01-27 | 0 | 0
|  |  |  | 1945-01-28 | 0 | 0
|  |  |  | 1945-01-29 | 0 | 0
|  |  |  | 1945-01-30 | 0 | 0
|  |  |  | 1945-01-31 | 0 | 0
|  |  |  | 1945-02-01 | 0 | 0
|  |  |  | 1945-02-02 | 0 | 0
|  |  |  | 1945-02-03 | 0 | 0
|  |  |  | 1945-02-04 | 0 | 0
|  |  |  | 1945-02-05 | 0.08 | 0.08
|  |  |  | 1945-02-06 | 0 | 0
|  |  |  | 1945-02-07 | 0 | 0
|  |  |  | 1945-02-08 | 0 | 0
|  |  |  | 1945-02-09 | 0 | 0
|  |  |  | 1945-02-10 | 0 | 0
|  |  |  | 1945-02-11 | 0 | 0
|  |  |  | 1945-02-12 | 0 | 0
|  |  |  | 1945-02-13 | 0 | 0
|  |  |  | 1945-02-14 | 0 | 0
|  |  |  | 1945-02-15 | 0 | 0
|  |  |  | 1945-02-16 | 0 | 0
|  |  |  | 1945-02-17 | 0 | 0
|  |  |  | 1945-02-18 | 0 | 0
|  |  |  | 1945-02-19 | 0 | 0
|  |  |  | 1945-02-20 | 0 | 0
|  |  |  | 1945-02-21 | 0 | 0
|  |  |  | 1945-02-22 | 0 | 0
|  |  |  | 1945-02-23 | 0 | 0
|  |  |  | 1945-02-24 | 0 | 0
|  |  |  | 1945-02-25 | 0 | 0
|  |  |  | 1945-02-26 | 0 | 0
|  |  |  | 1945-02-27 | 0 | 0
|  |  |  | 1945-02-28 | 0 | 0
|  |  |  | 1945-03-01 | 0 | 0
|  |  |  | 1945-03-02 | 0 | 0
|  |  |  | 1945-03-03 | 0 | 0
|  |  |  | 1945-03-04 | 0 | 0
|  |  |  | 1945-03-05 | 0 | 0
|  |  |  | 1945-03-06 | 0 | 0
|  |  |  | 1945-03-07 | 0 | 0
|  |  |  | 1945-03-08 | 0 | 0
|  |  |  | 1945-03-09 | 0 | 0
|  |  |  | 1945-03-10 | 0 | 0
|  |  |  | 1945-03-11 | 0 | 0
|  |  |  | 1945-03-12 | 0 | 0
|  |  |  | 1945-03-13 | 0 | 0
|  |  |  | 1945-03-14 | 0 | 0
|  |  |  | 1945-03-15 | 0 | 0
|  |  |  | 1945-03-16 | 0 | 0
|  |  |  | 1945-03-17 | 0 | 0
|  |  |  | 1945-03-18 | 0 | 0
|  |  |  | 1945-03-19 | 0 | 0
|  |  |  | 1945-03-20 | 0 | 0
|  |  |  | 1945-03-21 | 0 | 0
|  |  |  | 1945-03-22 | 0 | 0
|  |  |  | 1945-03-23 | 0 | 0
|  |  |  | 1945-03-24 | 0 | 0
|  |  |  | 1945-03-25 | 0 | 0
|  |  |  | 1945-03-26 | 0 | 0
|  |  |  | 1945-03-27 | 0 | 0
|  |  |  | 1945-03-28 | 0 | 0
|  |  |  | 1945-03-29 | 0 | 0
|  |  |  | 1945-03-30 | 0 | 0
|  |  |  | 1945-03-31 | 0.54 | 0.54
|  |  |  | 1945-04-01 | 0 | 0
|  |  |  | 1945-04-02 | 0 | 0
|  |  |  | 1945-04-03 | 0 | 0
|  |  |  | 1945-04-04 | 0 | 0
|  |  |  | 1945-04-05 | 0 | 0
|  |  |  | 1945-04-06 | 0 | 0
|  |  |  | 1945-04-07 | 0 | 0
|  |  |  | 1945-04-08 | 0 | 0
|  |  |  | 1945-04-09 | 0 | 0
|  |  |  | 1945-04-10 | 0 | 0
|  |  |  | 1945-04-11 | 0 | 0
|  |  |  | 1945-04-12 | 0 | 0
|  |  |  | 1945-04-13 | 0 | 0
|  |  |  | 1945-04-14 | 0 | 0
|  |  |  | 1945-04-15 | 0 | 0
|  |  |  | 1945-04-16 | 0 | 0
|  |  |  | 1945-04-17 | 0 | 0
|  |  |  | 1945-04-18 | 0 | 0
|  |  |  | 1945-04-19 | 0 | 0
|  |  |  | 1945-04-20 | 0.3 | 0.3
|  |  |  | 1945-04-21 | 0.08 | 0.08
|  |  |  | 1945-04-22 | 0 | 0
|  |  |  | 1945-04-23 | 0 | 0
|  |  |  | 1945-04-24 | 0 | 0
|  |  |  | 1945-04-25 | 0 | 0
|  |  |  | 1945-04-26 | 0 | 0
|  |  |  | 1945-04-27 | 0 | 0
|  |  |  | 1945-04-28 | 0 | 0
|  |  |  | 1945-04-29 | 0 | 0
|  |  |  | 1945-04-30 |  | 0
|  |  |  | 1945-05-01 | 0.05 | 0.05
|  |  |  | 1945-05-02 | 0 | 0
|  |  |  | 1945-05-03 | 0 | 0
|  |  |  | 1945-05-04 | 0 | 0
|  |  |  | 1945-05-05 | 0 | 0
|  |  |  | 1945-05-06 | 0 | 0
|  |  |  | 1945-05-07 | 0 | 0
|  |  |  | 1945-05-08 | 0 | 0
|  |  |  | 1945-05-09 | 0 | 0
|  |  |  | 1945-05-10 | 0 | 0
|  |  |  | 1945-05-11 | 0 | 0
|  |  |  | 1945-05-12 | 0 | 0
|  |  |  | 1945-05-13 | 0 | 0
|  |  |  | 1945-05-14 | 0 | 0
|  |  |  | 1945-05-15 | 0 | 0
|  |  |  | 1945-05-16 | 0 | 0
|  |  |  | 1945-05-17 | 0 | 0
|  |  |  | 1945-05-18 | 0 | 0
|  |  |  | 1945-05-19 | 0.14 | 0.14
|  |  |  | 1945-05-20 | 0 | 0
|  |  |  | 1945-05-21 | 0 | 0
|  |  |  | 1945-05-22 | 0 | 0
|  |  |  | 1945-05-23 | 0 | 0
|  |  |  | 1945-05-24 | 0 | 0
|  |  |  | 1945-05-25 | 0 | 0
|  |  |  | 1945-05-26 | 0 | 0
|  |  |  | 1945-05-27 | 0 | 0
|  |  |  | 1945-05-28 | 0 | 0
|  |  |  | 1945-05-29 | 0 | 0
|  |  |  | 1945-05-30 | 0 | 0
|  |  |  | 1945-05-31 | 0 | 0
|  |  |  | 1945-06-01 | 0 | 0
|  |  |  | 1945-06-02 | 0 | 0
|  |  |  | 1945-06-03 | 0 | 0
|  |  |  | 1945-06-04 | 0 | 0
|  |  |  | 1945-06-05 | 0 | 0
|  |  |  | 1945-06-06 | 0 | 0
|  |  |  | 1945-06-07 | 0 | 0
|  |  |  | 1945-06-08 | 0 | 0
|  |  |  | 1945-06-09 | 0 | 0
|  |  |  | 1945-06-10 | 0 | 0
|  |  |  | 1945-06-11 | 0 | 0
|  |  |  | 1945-06-12 | 0 | 0
|  |  |  | 1945-06-13 | 0 | 0
|  |  |  | 1945-06-14 | 0 | 0
|  |  |  | 1945-06-15 | 0 | 0
|  |  |  | 1945-06-16 | 0 | 0
|  |  |  | 1945-06-17 | 0 | 0
|  |  |  | 1945-06-18 | 0 | 0
|  |  |  | 1945-06-19 | 0 | 0
|  |  |  | 1945-06-20 | 0 | 0
|  |  |  | 1945-06-21 | 0 | 0
|  |  |  | 1945-06-22 | 0.35 | 0.35
|  |  |  | 1945-06-23 | 0.03 | 0.03
|  |  |  | 1945-06-24 | 0 | 0
|  |  |  | 1945-06-25 | 0 | 0
|  |  |  | 1945-06-26 | 0 | 0
|  |  |  | 1945-06-27 | 0 | 0
|  |  |  | 1945-06-28 | 0 | 0
|  |  |  | 1945-06-29 | 0 | 0
|  |  |  | 1945-06-30 | 0.04 | 0.04
|  |  |  | 1945-07-01 | 0.48 | 0.48
|  |  |  | 1945-07-02 | 4.45 | 4.45
|  |  |  | 1945-07-03 | 1.23 | 1.23
|  |  |  | 1945-07-04 | 0.02 | 0.02
|  |  |  | 1945-07-05 | 0 | 0
|  |  |  | 1945-07-06 | 0.19 | 0.19
|  |  |  | 1945-07-07 | 0 | 0
|  |  |  | 1945-07-08 | 0.19 | 0.19
|  |  |  | 1945-07-09 | 0.1 | 0.1
|  |  |  | 1945-07-10 | 0.01 | 0.01
|  |  |  | 1945-07-11 | 0.01 | 0.01
|  |  |  | 1945-07-12 | 0 | 0
|  |  |  | 1945-07-13 | 0.01 | 0.01
|  |  |  | 1945-07-14 | 0 | 0
|  |  |  | 1945-07-15 | 0 | 0
|  |  |  | 1945-07-16 | 0 | 0
|  |  |  | 1945-07-17 | 0 | 0
|  |  |  | 1945-07-18 | 0 | 0
|  |  |  | 1945-07-19 | 0 | 0
|  |  |  | 1945-07-20 | 0 | 0
|  |  |  | 1945-07-21 | 0 | 0
|  |  |  | 1945-07-22 | 0 | 0
|  |  |  | 1945-07-23 | 0 | 0
|  |  |  | 1945-07-24 | 0 | 0
|  |  |  | 1945-07-25 | 0 | 0
|  |  |  | 1945-07-26 | 0 | 0
|  |  |  | 1945-07-27 | 0 | 0
|  |  |  | 1945-07-28 | 0 | 0
|  |  |  | 1945-07-29 | 0.01 | 0.01
|  |  |  | 1945-07-30 | 0 | 0
|  |  |  | 1945-07-31 | 0 | 0
|  |  |  | 1945-08-01 | 0.06 | 0.06
|  |  |  | 1945-08-02 | 0 | 0
|  |  |  | 1945-08-03 | 0 | 0
|  |  |  | 1945-08-04 | 0 | 0
|  |  |  | 1945-08-05 | 0 | 0
|  |  |  | 1945-08-06 | 0 | 0
|  |  |  | 1945-08-07 | 1.48 | 1.48
|  |  |  | 1945-08-08 | 0.28 | 0.28
|  |  |  | 1945-08-09 | 0 | 0
|  |  |  | 1945-08-10 | 0 | 0
|  |  |  | 1945-08-11 | 0.62 | 0.62
|  |  |  | 1945-08-12 | 0 | 0
|  |  |  | 1945-08-13 | 0 | 0
|  |  |  | 1945-08-14 | 0 | 0
|  |  |  | 1945-08-15 | 0 | 0
|  |  |  | 1945-08-16 | 0 | 0
|  |  |  | 1945-08-17 | 0 | 0
|  |  |  | 1945-08-18 | 0 | 0
|  |  |  | 1945-08-19 | 0 | 0
|  |  |  | 1945-08-20 | 0 | 0
|  |  |  | 1945-08-21 | 0.85 | 0.85
|  |  |  | 1945-08-22 | 0.43 | 0.43
|  |  |  | 1945-08-23 | 0 | 0
|  |  |  | 1945-08-24 | 0 | 0
|  |  |  | 1945-08-25 | 0 | 0
|  |  |  | 1945-08-26 | 0.06 | 0.06
|  |  |  | 1945-08-27 | 0 | 0
|  |  |  | 1945-08-28 | 0 | 0
|  |  |  | 1945-08-29 | 0 | 0
|  |  |  | 1945-08-30 | 0 | 0
|  |  |  | 1945-08-31 | 0 | 0
|  |  |  | 1945-09-01 | 0 | 0
|  |  |  | 1945-09-02 | 0 | 0
|  |  |  | 1945-09-03 | 0 | 0
|  |  |  | 1945-09-04 | 0 | 0
|  |  |  | 1945-09-05 | 0 | 0
|  |  |  | 1945-09-06 | 0 | 0
|  |  |  | 1945-09-07 | 0 | 0
|  |  |  | 1945-09-08 | 0 | 0
|  |  |  | 1945-09-09 | 0 | 0
|  |  |  | 1945-09-10 | 0 | 0
|  |  |  | 1945-09-11 | 0 | 0
|  |  |  | 1945-09-12 | 0 | 0
|  |  |  | 1945-09-13 | 0 | 0
|  |  |  | 1945-09-14 | 0 | 0
|  |  |  | 1945-09-15 | 0 | 0
|  |  |  | 1945-09-16 | 0 | 0
|  |  |  | 1945-09-17 | 0 | 0
|  |  |  | 1945-09-18 | 0 | 0
|  |  |  | 1945-09-19 | 0 | 0
|  |  |  | 1945-09-20 | 0.3 | 0.3
|  |  |  | 1945-09-21 | 0 | 0
|  |  |  | 1945-09-22 | 0.01 | 0.01
|  |  |  | 1945-09-23 | 0.39 | 0.39
|  |  |  | 1945-09-24 | 0 | 0
|  |  |  | 1945-09-25 | 0 | 0
|  |  |  | 1945-09-26 | 0 | 0
|  |  |  | 1945-09-27 | 0.95 | 0.95
|  |  |  | 1945-09-28 | 0.03 | 0.03
|  |  |  | 1945-09-29 | 0.05 | 0.05
|  |  |  | 1945-09-30 | 0.01 | 0.01
|  |  |  | 1945-10-01 | 0.04 | 0.04
|  |  |  | 1945-10-02 | 0.7 | 0.7
|  |  |  | 1945-10-03 | 0.25 | 0.25
|  |  |  | 1945-10-04 | 0.75 | 0.75
|  |  |  | 1945-10-05 | 0.68 | 0.68
|  |  |  | 1945-10-06 | 1 | 1
|  |  |  | 1945-10-07 | 0 | 0
|  |  |  | 1945-10-08 | 0.21 | 0.21
|  |  |  | 1945-10-09 | 0.32 | 0.32
|  |  |  | 1945-10-10 | 0 | 0
|  |  |  | 1945-10-11 | 0 | 0
|  |  |  | 1945-10-12 | 0 | 0
|  |  |  | 1945-10-13 | 0 | 0
|  |  |  | 1945-10-14 | 0 | 0
|  |  |  | 1945-10-15 | 0 | 0
|  |  |  | 1945-10-16 | 0 | 0
|  |  |  | 1945-10-17 | 0 | 0
|  |  |  | 1945-10-18 | 0 | 0
|  |  |  | 1945-10-19 | 0 | 0
|  |  |  | 1945-10-20 | 0 | 0
|  |  |  | 1945-10-21 | 0 | 0
|  |  |  | 1945-10-22 | 0 | 0
|  |  |  | 1945-10-23 | 0 | 0
|  |  |  | 1945-10-24 | 0 | 0
|  |  |  | 1945-10-25 | 0 | 0
|  |  |  | 1945-10-26 | 0 | 0
|  |  |  | 1945-10-27 | 0 | 0
|  |  |  | 1945-10-28 | 0 | 0
|  |  |  | 1945-10-29 | 0 | 0
|  |  |  | 1945-10-30 | 0 | 0
|  |  |  | 1945-10-31 | 0 | 0
|  |  |  | 1945-11-01 | 0 | 0
|  |  |  | 1945-11-02 | 0 | 0
|  |  |  | 1945-11-03 | 0 | 0
|  |  |  | 1945-11-04 | 0 | 0
|  |  |  | 1945-11-05 | 0 | 0
|  |  |  | 1945-11-06 | 0 | 0
|  |  |  | 1945-11-07 | 0 | 0
|  |  |  | 1945-11-08 | 0 | 0
|  |  |  | 1945-11-09 | 0 | 0
|  |  |  | 1945-11-10 | 0 | 0
|  |  |  | 1945-11-11 | 0 | 0
|  |  |  | 1945-11-12 | 0 | 0
|  |  |  | 1945-11-13 | 0 | 0
|  |  |  | 1945-11-14 | 0 | 0
|  |  |  | 1945-11-15 | 0 | 0
|  |  |  | 1945-11-16 | 0 | 0
|  |  |  | 1945-11-17 | 0 | 0
|  |  |  | 1945-11-18 | 0 | 0
|  |  |  | 1945-11-19 | 0 | 0
|  |  |  | 1945-11-20 | 0 | 0
|  |  |  | 1945-11-21 | 0 | 0
|  |  |  | 1945-11-22 | 0 | 0
|  |  |  | 1945-11-23 | 0 | 0
|  |  |  | 1945-11-24 | 0 | 0
|  |  |  | 1945-11-25 | 0 | 0
|  |  |  | 1945-11-26 | 0 | 0
|  |  |  | 1945-11-27 | 0 | 0
|  |  |  | 1945-11-28 | 0 | 0
|  |  |  | 1945-11-29 | 0 | 0
|  |  |  | 1945-11-30 | 0 | 0
|  |  |  | 1945-12-01 | 0 | 0
|  |  |  | 1945-12-02 | 0 | 0
|  |  |  | 1945-12-03 | 0 | 0
|  |  |  | 1945-12-04 | 0 | 0
|  |  |  | 1945-12-05 | 0 | 0
|  |  |  | 1945-12-06 | 0 | 0
|  |  |  | 1945-12-07 | 0 | 0
|  |  |  | 1945-12-08 | 0 | 0
|  |  |  | 1945-12-09 | 0 | 0
|  |  |  | 1945-12-10 | 0 | 0
|  |  |  | 1945-12-11 | 0 | 0
|  |  |  | 1945-12-12 | 0 | 0
|  |  |  | 1945-12-13 | 0 | 0
|  |  |  | 1945-12-14 | 0 | 0
|  |  |  | 1945-12-15 | 0 | 0
|  |  |  | 1945-12-16 | 0 | 0
|  |  |  | 1945-12-17 | 0 | 0
|  |  |  | 1945-12-18 | 0 | 0
|  |  |  | 1945-12-19 | 0 | 0
|  |  |  | 1945-12-20 | 0 | 0
|  |  |  | 1945-12-21 | 0 | 0
|  |  |  | 1945-12-22 | 0 | 0
|  |  |  | 1945-12-23 | 0 | 0
|  |  |  | 1945-12-24 | 0 | 0
|  |  |  | 1945-12-25 | 0 | 0
|  |  |  | 1945-12-26 | 0 | 0
|  |  |  | 1945-12-27 | 0 | 0
|  |  |  | 1945-12-28 | 0 | 0
|  |  |  | 1945-12-29 | 0 | 0
|  |  |  | 1945-12-30 | 0 | 0
|  |  |  | 1945-12-31 | 0 | 0
|  |  |  | 1946-01-01 | 0 | 0
|  |  |  | 1946-01-02 | 0 | 0
|  |  |  | 1946-01-03 | 0 | 0
|  |  |  | 1946-01-04 | 0 | 0
|  |  |  | 1946-01-05 | 0 | 0
|  |  |  | 1946-01-06 | 0.28 | 0.28
|  |  |  | 1946-01-07 | 0.74 | 0.74
|  |  |  | 1946-01-08 | 0.79 | 0.79
|  |  |  | 1946-01-09 | 0 | 0
|  |  |  | 1946-01-10 | 0.07 | 0.07
|  |  |  | 1946-01-11 | 0 | 0
|  |  |  | 1946-01-12 | 0.04 | 0.04
|  |  |  | 1946-01-13 | 0.19 | 0.19
|  |  |  | 1946-01-14 | 0.77 | 0.77
|  |  |  | 1946-01-15 | 0 | 0
|  |  |  | 1946-01-16 | 0 | 0
|  |  |  | 1946-01-17 | 0 | 0
|  |  |  | 1946-01-18 | 0.14 | 0.14
|  |  |  | 1946-01-19 | 0 | 0
|  |  |  | 1946-01-20 | 0 | 0
|  |  |  | 1946-01-21 | 0.14 | 0.14
|  |  |  | 1946-01-22 | 0 | 0
|  |  |  | 1946-01-23 | 0 | 0
|  |  |  | 1946-01-24 | 0 | 0
|  |  |  | 1946-01-25 | 0 | 0
|  |  |  | 1946-01-26 | 0 | 0
|  |  |  | 1946-01-27 | 0 | 0
|  |  |  | 1946-01-28 | 0 | 0
|  |  |  | 1946-01-29 | 0.04 | 0.04
|  |  |  | 1946-01-30 | 0 | 0
|  |  |  | 1946-01-31 | 0 | 0
|  |  |  | 1946-02-01 | 0 | 0
|  |  |  | 1946-02-02 | 0 | 0
|  |  |  | 1946-02-03 | 0 | 0
|  |  |  | 1946-02-04 | 0 | 0
|  |  |  | 1946-02-05 | 0 | 0
|  |  |  | 1946-02-06 | 0 | 0
|  |  |  | 1946-02-07 | 0 | 0
|  |  |  | 1946-02-08 | 0 | 0
|  |  |  | 1946-02-09 | 0 | 0
|  |  |  | 1946-02-10 | 0 | 0
|  |  |  | 1946-02-11 | 0 | 0
|  |  |  | 1946-02-12 | 0 | 0
|  |  |  | 1946-02-13 | 0 | 0
|  |  |  | 1946-02-14 | 0 | 0
|  |  |  | 1946-02-15 | 0 | 0
|  |  |  | 1946-02-16 | 0 | 0
|  |  |  | 1946-02-17 | 0 | 0
|  |  |  | 1946-02-18 | 0 | 0
|  |  |  | 1946-02-19 | 0 | 0
|  |  |  | 1946-02-20 | 0 | 0
|  |  |  | 1946-02-21 | 0 | 0
|  |  |  | 1946-02-22 | 0 | 0
|  |  |  | 1946-02-23 | 0 | 0
|  |  |  | 1946-02-24 | 0 | 0
|  |  |  | 1946-02-25 | 0 | 0
|  |  |  | 1946-02-26 | 0 | 0
|  |  |  | 1946-02-27 | 0 | 0
|  |  |  | 1946-02-28 | 0 | 0
|  |  |  | 1946-03-01 | 0 | 0
|  |  |  | 1946-03-02 | 0 | 0
|  |  |  | 1946-03-03 | 0 | 0
|  |  |  | 1946-03-04 | 0 | 0
|  |  |  | 1946-03-05 | 0 | 0
|  |  |  | 1946-03-06 | 0 | 0
|  |  |  | 1946-03-07 | 0 | 0
|  |  |  | 1946-03-08 | 0 | 0
|  |  |  | 1946-03-09 | 0 | 0
|  |  |  | 1946-03-10 | 0 | 0
|  |  |  | 1946-03-11 | 0 | 0
|  |  |  | 1946-03-12 | 0 | 0
|  |  |  | 1946-03-13 | 0 | 0
|  |  |  | 1946-03-14 | 0 | 0
|  |  |  | 1946-03-15 | 0.04 | 0.04
|  |  |  | 1946-03-16 | 0 | 0
|  |  |  | 1946-03-17 | 0 | 0
|  |  |  | 1946-03-18 | 0 | 0
|  |  |  | 1946-03-19 | 0 | 0
|  |  |  | 1946-03-20 | 0 | 0
|  |  |  | 1946-03-21 | 0 | 0
|  |  |  | 1946-03-22 | 0 | 0
|  |  |  | 1946-03-23 | 0 | 0
|  |  |  | 1946-03-24 | 0 | 0
|  |  |  | 1946-03-25 | 0.01 | 0.01
|  |  |  | 1946-03-26 | 0 | 0
|  |  |  | 1946-03-27 | 0 | 0
|  |  |  | 1946-03-28 | 0 | 0
|  |  |  | 1946-03-29 | 0 | 0
|  |  |  | 1946-03-30 | 0 | 0
|  |  |  | 1946-03-31 | 0 | 0
|  |  |  | 1946-04-01 | 0 | 0
|  |  |  | 1946-04-02 | 0 | 0
|  |  |  | 1946-04-03 | 0 | 0
|  |  |  | 1946-04-04 | 0 | 0
|  |  |  | 1946-04-05 | 0 | 0
|  |  |  | 1946-04-06 | 0 | 0
|  |  |  | 1946-04-07 | 0 | 0
|  |  |  | 1946-04-08 | 0 | 0
|  |  |  | 1946-04-09 | 0 | 0
|  |  |  | 1946-04-10 | 0 | 0
|  |  |  | 1946-04-11 | 0 | 0
|  |  |  | 1946-04-12 | 0 | 0
|  |  |  | 1946-04-13 | 0 | 0
|  |  |  | 1946-04-14 | 0 | 0
|  |  |  | 1946-04-15 | 0 | 0
|  |  |  | 1946-04-16 | 0 | 0
|  |  |  | 1946-04-17 | 0 | 0
|  |  |  | 1946-04-18 | 0 | 0
|  |  |  | 1946-04-19 | 0 | 0
|  |  |  | 1946-04-20 | 0.02 | 0.02
|  |  |  | 1946-04-21 | 0.24 | 0.24
|  |  |  | 1946-04-22 | 0 | 0
|  |  |  | 1946-04-23 | 0.06 | 0.06
|  |  |  | 1946-04-24 | 0 | 0
|  |  |  | 1946-04-25 | 0 | 0
|  |  |  | 1946-04-26 | 0 | 0
|  |  |  | 1946-04-27 | 0 | 0
|  |  |  | 1946-04-28 | 0 | 0
|  |  |  | 1946-04-29 | 0 | 0
|  |  |  | 1946-04-30 | 0 | 0
|  |  |  | 1946-05-01 | 0 | 0
|  |  |  | 1946-05-02 | 0 | 0
|  |  |  | 1946-05-03 | 0 | 0
|  |  |  | 1946-05-04 | 0.21 | 0.21
|  |  |  | 1946-05-05 | 0.1 | 0.1
|  |  |  | 1946-05-06 | 0 | 0
|  |  |  | 1946-05-07 | 0 | 0
|  |  |  | 1946-05-08 | 0.01 | 0.01
|  |  |  | 1946-05-09 | 0.1 | 0.1
|  |  |  | 1946-05-10 | 0 | 0
|  |  |  | 1946-05-11 | 0 | 0
|  |  |  | 1946-05-12 | 0 | 0
|  |  |  | 1946-05-13 | 0 | 0
|  |  |  | 1946-05-14 | 0 | 0
|  |  |  | 1946-05-15 | 0 | 0
|  |  |  | 1946-05-16 | 0 | 0
|  |  |  | 1946-05-17 | 0 | 0
|  |  |  | 1946-05-18 | 0 | 0
|  |  |  | 1946-05-19 | 0 | 0
|  |  |  | 1946-05-20 | 0 | 0
|  |  |  | 1946-05-21 | 0 | 0
|  |  |  | 1946-05-22 | 0 | 0
|  |  |  | 1946-05-23 | 0 | 0
|  |  |  | 1946-05-24 | 0 | 0
|  |  |  | 1946-05-25 | 0 | 0
|  |  |  | 1946-05-26 | 0 | 0
|  |  |  | 1946-05-27 | 0 | 0
|  |  |  | 1946-05-28 | 0 | 0
|  |  |  | 1946-05-29 | 0 | 0
|  |  |  | 1946-05-30 | 0 | 0
|  |  |  | 1946-05-31 | 0 | 0
|  |  |  | 1946-06-01 | 0 | 0
|  |  |  | 1946-06-02 | 0 | 0
|  |  |  | 1946-06-03 | 0.3 | 0.3
|  |  |  | 1946-06-04 | 0 | 0
|  |  |  | 1946-06-05 | 0 | 0
|  |  |  | 1946-06-06 | 0 | 0
|  |  |  | 1946-06-07 | 0 | 0
|  |  |  | 1946-06-08 | 0.3 | 0.3
|  |  |  | 1946-06-09 | 0.06 | 0.06
|  |  |  | 1946-06-10 | 0.04 | 0.04
|  |  |  | 1946-06-11 | 0 | 0
|  |  |  | 1946-06-12 | 0 | 0
|  |  |  | 1946-06-13 | 0 | 0
|  |  |  | 1946-06-14 | 0 | 0
|  |  |  | 1946-06-15 | 0 | 0
|  |  |  | 1946-06-16 | 0 | 0
|  |  |  | 1946-06-17 | 0 | 0
|  |  |  | 1946-06-18 | 0.04 | 0.04
|  |  |  | 1946-06-19 | 0 | 0
|  |  |  | 1946-06-20 | 0 | 0
|  |  |  | 1946-06-21 | 0 | 0
|  |  |  | 1946-06-22 | 0.09 | 0.09
|  |  |  | 1946-06-23 | 0 | 0
|  |  |  | 1946-06-24 | 0 | 0
|  |  |  | 1946-06-25 | 0 | 0
|  |  |  | 1946-06-26 | 0 | 0
|  |  |  | 1946-06-27 | 0.45 | 0.45
|  |  |  | 1946-06-28 | 0.54 | 0.54
|  |  |  | 1946-06-29 | 0 | 0
|  |  |  | 1946-06-30 | 0 | 0
|  |  |  | 1946-07-01 | 0 | 0
|  |  |  | 1946-07-02 | 0 | 0
|  |  |  | 1946-07-03 | 0 | 0
|  |  |  | 1946-07-04 | 0 | 0
|  |  |  | 1946-07-05 | 1.01 | 1.01
|  |  |  | 1946-07-06 | 0.02 | 0.02
|  |  |  | 1946-07-07 | 0 | 0
|  |  |  | 1946-07-08 | 0 | 0
|  |  |  | 1946-07-09 | 0.04 | 0.04
|  |  |  | 1946-07-10 | 0 | 0
|  |  |  | 1946-07-11 | 0 | 0
|  |  |  | 1946-07-12 | 0 | 0
|  |  |  | 1946-07-13 | 0 | 0
|  |  |  | 1946-07-14 | 0 | 0
|  |  |  | 1946-07-15 | 0 | 0
|  |  |  | 1946-07-16 | 0 | 0
|  |  |  | 1946-07-17 | 0 | 0
|  |  |  | 1946-07-18 | 0 | 0
|  |  |  | 1946-07-19 | 0 | 0
|  |  |  | 1946-07-20 | 0 | 0
|  |  |  | 1946-07-21 | 0.14 | 0.14
|  |  |  | 1946-07-22 | 0 | 0
|  |  |  | 1946-07-23 | 0 | 0
|  |  |  | 1946-07-24 | 0 | 0
|  |  |  | 1946-07-25 | 0 | 0
|  |  |  | 1946-07-26 | 0 | 0
|  |  |  | 1946-07-27 | 0 | 0
|  |  |  | 1946-07-28 | 0 | 0
|  |  |  | 1946-07-29 | 0 | 0
|  |  |  | 1946-07-30 | 0.01 | 0.01
|  |  |  | 1946-07-31 | 0 | 0
|  |  |  | 1946-08-01 | 0 | 0
|  |  |  | 1946-08-02 | 0 | 0
|  |  |  | 1946-08-03 | 0.39 | 0.39
|  |  |  | 1946-08-04 | 0.42 | 0.42
|  |  |  | 1946-08-05 | 0 | 0
|  |  |  | 1946-08-06 | 0.11 | 0.11
|  |  |  | 1946-08-07 | 0.16 | 0.16
|  |  |  | 1946-08-08 | 0 | 0
|  |  |  | 1946-08-09 | 0.47 | 0.47
|  |  |  | 1946-08-10 | 0 | 0
|  |  |  | 1946-08-11 | 0 | 0
|  |  |  | 1946-08-12 | 0 | 0
|  |  |  | 1946-08-13 | 0 | 0
|  |  |  | 1946-08-14 | 0 | 0
|  |  |  | 1946-08-15 | 0 | 0
|  |  |  | 1946-08-16 | 0 | 0
|  |  |  | 1946-08-17 | 0 | 0
|  |  |  | 1946-08-18 | 0 | 0
|  |  |  | 1946-08-19 | 0 | 0
|  |  |  | 1946-08-20 | 0 | 0
|  |  |  | 1946-08-21 | 0.02 | 0.02
|  |  |  | 1946-08-22 | 0 | 0
|  |  |  | 1946-08-23 | 0 | 0
|  |  |  | 1946-08-24 | 0 | 0
|  |  |  | 1946-08-25 | 0 | 0
|  |  |  | 1946-08-26 | 0 | 0
|  |  |  | 1946-08-27 | 0 | 0
|  |  |  | 1946-08-28 | 0.15 | 0.15
|  |  |  | 1946-08-29 | 0.32 | 0.32
|  |  |  | 1946-08-30 | 0.04 | 0.04
|  |  |  | 1946-08-31 | 0 | 0
|  |  |  | 1946-09-01 | 0.59 | 0.59
|  |  |  | 1946-09-02 | 0.19 | 0.19
|  |  |  | 1946-09-03 | 0 | 0
|  |  |  | 1946-09-04 | 0 | 0
|  |  |  | 1946-09-05 | 0 | 0
|  |  |  | 1946-09-06 | 0 | 0
|  |  |  | 1946-09-07 | 0 | 0
|  |  |  | 1946-09-08 | 0 | 0
|  |  |  | 1946-09-09 | 0.01 | 0.01
|  |  |  | 1946-09-10 | 0 | 0
|  |  |  | 1946-09-11 | 0 | 0
|  |  |  | 1946-09-12 | 0 | 0
|  |  |  | 1946-09-13 | 0 | 0
|  |  |  | 1946-09-14 | 0 | 0
|  |  |  | 1946-09-15 | 0.23 | 0.23
|  |  |  | 1946-09-16 | 0.26 | 0.26
|  |  |  | 1946-09-17 | 0 | 0
|  |  |  | 1946-09-18 | 0 | 0
|  |  |  | 1946-09-19 | 0.84 | 0.84
|  |  |  | 1946-09-20 | 1.05 | 1.05
|  |  |  | 1946-09-21 | 0.95 | 0.95
|  |  |  | 1946-09-22 | 0 | 0
|  |  |  | 1946-09-23 | 0 | 0
|  |  |  | 1946-09-24 | 0 | 0
|  |  |  | 1946-09-25 | 0 | 0
|  |  |  | 1946-09-26 | 0.2 | 0.2
|  |  |  | 1946-09-27 | 0 | 0
|  |  |  | 1946-09-28 | 0 | 0
|  |  |  | 1946-09-29 | 0.8 | 0.8
|  |  |  | 1946-09-30 | 0.04 | 0.04
|  |  |  | 1946-10-01 | 0 | 0
|  |  |  | 1946-10-02 | 0 | 0
|  |  |  | 1946-10-03 | 0 | 0
|  |  |  | 1946-10-04 | 0.18 | 0.18
|  |  |  | 1946-10-05 | 0.42 | 0.42
|  |  |  | 1946-10-06 | 0.01 | 0.01
|  |  |  | 1946-10-07 | 0.81 | 0.81
|  |  |  | 1946-10-08 | 0.01 | 0.01
|  |  |  | 1946-10-09 | 0 | 0
|  |  |  | 1946-10-10 | 0 | 0
|  |  |  | 1946-10-11 | 0 | 0
|  |  |  | 1946-10-12 | 0 | 0
|  |  |  | 1946-10-13 | 0 | 0
|  |  |  | 1946-10-14 | 0 | 0
|  |  |  | 1946-10-15 | 0 | 0
|  |  |  | 1946-10-16 | 0 | 0
|  |  |  | 1946-10-17 | 0 | 0
|  |  |  | 1946-10-18 | 0 | 0
|  |  |  | 1946-10-19 | 0 | 0
|  |  |  | 1946-10-20 | 0 | 0
|  |  |  | 1946-10-21 | 0 | 0
|  |  |  | 1946-10-22 | 0.05 | 0.05
|  |  |  | 1946-10-23 | 0 | 0
|  |  |  | 1946-10-24 | 0 | 0
|  |  |  | 1946-10-25 | 0 | 0
|  |  |  | 1946-10-26 | 0 | 0
|  |  |  | 1946-10-27 | 0 | 0
|  |  |  | 1946-10-28 | 0 | 0
|  |  |  | 1946-10-29 | 0 | 0
|  |  |  | 1946-10-30 | 0 | 0
|  |  |  | 1946-10-31 | 0 | 0
|  |  |  | 1946-11-01 | 0 | 0
|  |  |  | 1946-11-02 | 0 | 0
|  |  |  | 1946-11-03 | 0 | 0
|  |  |  | 1946-11-04 | 0.02 | 0.02
|  |  |  | 1946-11-05 | 0.01 | 0.01
|  |  |  | 1946-11-06 | 0 | 0
|  |  |  | 1946-11-07 | 0 | 0
|  |  |  | 1946-11-08 | 0 | 0
|  |  |  | 1946-11-09 | 0 | 0
|  |  |  | 1946-11-10 | 0 | 0
|  |  |  | 1946-11-11 | 0 | 0
|  |  |  | 1946-11-12 | 0 | 0
|  |  |  | 1946-11-13 | 0 | 0
|  |  |  | 1946-11-14 | 0 | 0
|  |  |  | 1946-11-15 | 0 | 0
|  |  |  | 1946-11-16 | 0 | 0
|  |  |  | 1946-11-17 | 0 | 0
|  |  |  | 1946-11-18 | 0 | 0
|  |  |  | 1946-11-19 | 0 | 0
|  |  |  | 1946-11-20 | 0 | 0
|  |  |  | 1946-11-21 | 0 | 0
|  |  |  | 1946-11-22 | 0 | 0
|  |  |  | 1946-11-23 | 0 | 0
|  |  |  | 1946-11-24 | 0 | 0
|  |  |  | 1946-11-25 | 0.02 | 0.02
|  |  |  | 1946-11-26 | 0 | 0
|  |  |  | 1946-11-27 | 0 | 0
|  |  |  | 1946-11-28 | 0 | 0
|  |  |  | 1946-11-29 | 0 | 0
|  |  |  | 1946-11-30 | 0 | 0
|  |  |  | 1946-12-01 | 0 | 0
|  |  |  | 1946-12-02 | 0 | 0
|  |  |  | 1946-12-03 | 0 | 0
|  |  |  | 1946-12-04 | 0 | 0
|  |  |  | 1946-12-05 | 0 | 0
|  |  |  | 1946-12-06 | 0 | 0
|  |  |  | 1946-12-07 | 0 | 0
|  |  |  | 1946-12-08 | 0.03 | 0.03
|  |  |  | 1946-12-09 | 0 | 0
|  |  |  | 1946-12-10 | 0.33 | 0.33
|  |  |  | 1946-12-11 | 0.04 | 0.04
|  |  |  | 1946-12-12 | 0 | 0
|  |  |  | 1946-12-13 | 0 | 0
|  |  |  | 1946-12-14 | 0 | 0
|  |  |  | 1946-12-15 | 0 | 0
|  |  |  | 1946-12-16 | 0 | 0
|  |  |  | 1946-12-17 | 0 | 0
|  |  |  | 1946-12-18 | 0 | 0
|  |  |  | 1946-12-19 | 0 | 0
|  |  |  | 1946-12-20 | 0 | 0
|  |  |  | 1946-12-21 | 0 | 0
|  |  |  | 1946-12-22 | 0 | 0
|  |  |  | 1946-12-23 | 0 | 0
|  |  |  | 1946-12-24 | 0 | 0
|  |  |  | 1946-12-25 | 0 | 0
|  |  |  | 1946-12-26 | 0 | 0
|  |  |  | 1946-12-27 | 0 | 0
|  |  |  | 1946-12-28 | 0 | 0
|  |  |  | 1946-12-29 | 0 | 0
|  |  |  | 1946-12-30 | 0 | 0
|  |  |  | 1946-12-31 | 0.49 | 0.49
|  |  |  | 1947-01-01 | 0.07 | 0.07
|  |  |  | 1947-01-02 | 0 | 0
|  |  |  | 1947-01-03 | 0.01 | 0.01
|  |  |  | 1947-01-04 | 0 | 0
|  |  |  | 1947-01-05 | 0 | 0
|  |  |  | 1947-01-06 | 0 | 0
|  |  |  | 1947-01-07 | 0 | 0
|  |  |  | 1947-01-08 | 0 | 0
|  |  |  | 1947-01-09 | 0.12 | 0.12
|  |  |  | 1947-01-10 | 0 | 0
|  |  |  | 1947-01-11 | 0 | 0
|  |  |  | 1947-01-12 | 0 | 0
|  |  |  | 1947-01-13 | 0 | 0
|  |  |  | 1947-01-14 | 0 | 0
|  |  |  | 1947-01-15 | 0 | 0
|  |  |  | 1947-01-16 | 0.16 | 0.16
|  |  |  | 1947-01-17 | 0.36 | 0.36
|  |  |  | 1947-01-18 | 0.08 | 0.08
|  |  |  | 1947-01-19 | 0 | 0
|  |  |  | 1947-01-20 | 0 | 0
|  |  |  | 1947-01-21 | 0 | 0
|  |  |  | 1947-01-22 | 0 | 0
|  |  |  | 1947-01-23 | 0 | 0
|  |  |  | 1947-01-24 | 0 | 0
|  |  |  | 1947-01-25 | 0 | 0
|  |  |  | 1947-01-26 | 0 | 0
|  |  |  | 1947-01-27 | 0 | 0
|  |  |  | 1947-01-28 | 0 | 0
|  |  |  | 1947-01-29 | 0 | 0
|  |  |  | 1947-01-30 | 0 | 0
|  |  |  | 1947-01-31 | 0 | 0
|  |  |  | 1947-02-01 | 0 | 0
|  |  |  | 1947-02-02 | 0 | 0
|  |  |  | 1947-02-03 | 0 | 0
|  |  |  | 1947-02-04 | 0 | 0
|  |  |  | 1947-02-05 | 0 | 0
|  |  |  | 1947-02-06 | 0 | 0
|  |  |  | 1947-02-07 | 0 | 0
|  |  |  | 1947-02-08 | 0 | 0
|  |  |  | 1947-02-09 | 0 | 0
|  |  |  | 1947-02-10 | 0 | 0
|  |  |  | 1947-02-11 | 0 | 0
|  |  |  | 1947-02-12 | 0 | 0
|  |  |  | 1947-02-13 | 0 | 0
|  |  |  | 1947-02-14 | 0 | 0
|  |  |  | 1947-02-15 | 0 | 0
|  |  |  | 1947-02-16 | 0 | 0
|  |  |  | 1947-02-17 | 0 | 0
|  |  |  | 1947-02-18 | 0 | 0
|  |  |  | 1947-02-19 | 0 | 0
|  |  |  | 1947-02-20 | 0 | 0
|  |  |  | 1947-02-21 | 0 | 0
|  |  |  | 1947-02-22 | 0 | 0
|  |  |  | 1947-02-23 | 0 | 0
|  |  |  | 1947-02-24 | 0 | 0
|  |  |  | 1947-02-25 | 0 | 0
|  |  |  | 1947-02-26 | 0 | 0
|  |  |  | 1947-02-27 | 0.07 | 0.07
|  |  |  | 1947-02-28 | 0 | 0
|  |  |  | 1947-03-01 | 0 | 0
|  |  |  | 1947-03-02 | 0 | 0
|  |  |  | 1947-03-03 | 0 | 0
|  |  |  | 1947-03-04 | 0 | 0
|  |  |  | 1947-03-05 | 0 | 0
|  |  |  | 1947-03-06 | 0.31 | 0.31
|  |  |  | 1947-03-07 | 0.06 | 0.06
|  |  |  | 1947-03-08 | 0 | 0
|  |  |  | 1947-03-09 | 0 | 0
|  |  |  | 1947-03-10 | 0 | 0
|  |  |  | 1947-03-11 | 0 | 0
|  |  |  | 1947-03-12 | 0 | 0
|  |  |  | 1947-03-13 | 0 | 0
|  |  |  | 1947-03-14 | 0 | 0
|  |  |  | 1947-03-15 | 0 | 0
|  |  |  | 1947-03-16 | 0 | 0
|  |  |  | 1947-03-17 | 0 | 0
|  |  |  | 1947-03-18 | 0.29 | 0.29
|  |  |  | 1947-03-19 | 0 | 0
|  |  |  | 1947-03-20 | 0 | 0
|  |  |  | 1947-03-21 | 0 | 0
|  |  |  | 1947-03-22 | 0 | 0
|  |  |  | 1947-03-23 | 0 | 0
|  |  |  | 1947-03-24 | 0 | 0
|  |  |  | 1947-03-25 | 0 | 0
|  |  |  | 1947-03-26 | 0 | 0
|  |  |  | 1947-03-27 | 0 | 0
|  |  |  | 1947-03-28 | 0 | 0
|  |  |  | 1947-03-29 | 0 | 0
|  |  |  | 1947-03-30 | 0 | 0
|  |  |  | 1947-03-31 | 0 | 0
|  |  |  | 1947-04-01 | 0 | 0
|  |  |  | 1947-04-02 | 0 | 0
|  |  |  | 1947-04-03 | 0 | 0
|  |  |  | 1947-04-04 | 0 | 0
|  |  |  | 1947-04-05 | 0 | 0
|  |  |  | 1947-04-06 | 0 | 0
|  |  |  | 1947-04-07 | 0 | 0
|  |  |  | 1947-04-08 | 0 | 0
|  |  |  | 1947-04-09 | 0 | 0
|  |  |  | 1947-04-10 | 0 | 0
|  |  |  | 1947-04-11 | 0 | 0
|  |  |  | 1947-04-12 | 0 | 0
|  |  |  | 1947-04-13 | 0 | 0
|  |  |  | 1947-04-14 | 0 | 0
|  |  |  | 1947-04-15 | 0.07 | 0.07
|  |  |  | 1947-04-16 | 0 | 0
|  |  |  | 1947-04-17 | 0 | 0
|  |  |  | 1947-04-18 | 0 | 0
|  |  |  | 1947-04-19 | 0 | 0
|  |  |  | 1947-04-20 | 0 | 0
|  |  |  | 1947-04-21 | 0 | 0
|  |  |  | 1947-04-22 | 0 | 0
|  |  |  | 1947-04-23 | 0 | 0
|  |  |  | 1947-04-24 | 0 | 0
|  |  |  | 1947-04-25 | 0 | 0
|  |  |  | 1947-04-26 | 0 | 0
|  |  |  | 1947-04-27 | 0 | 0
|  |  |  | 1947-04-28 | 0 | 0
|  |  |  | 1947-04-29 | 0 | 0
|  |  |  | 1947-04-30 | 0 | 0
|  |  |  | 1947-05-01 | 0 | 0
|  |  |  | 1947-05-02 | 0 | 0
|  |  |  | 1947-05-03 | 0 | 0
|  |  |  | 1947-05-04 | 0 | 0
|  |  |  | 1947-05-05 | 0 | 0
|  |  |  | 1947-05-06 | 0 | 0
|  |  |  | 1947-05-07 | 0 | 0
|  |  |  | 1947-05-08 | 0 | 0
|  |  |  | 1947-05-09 | 0.69 | 0.69
|  |  |  | 1947-05-10 | 2.07 | 2.07
|  |  |  | 1947-05-11 | 0 | 0
|  |  |  | 1947-05-12 | 0 | 0
|  |  |  | 1947-05-13 | 0 | 0
|  |  |  | 1947-05-14 | 0 | 0
|  |  |  | 1947-05-15 | 0 | 0
|  |  |  | 1947-05-16 | 0 | 0
|  |  |  | 1947-05-17 | 0 | 0
|  |  |  | 1947-05-18 | 0 | 0
|  |  |  | 1947-05-19 | 0 | 0
|  |  |  | 1947-05-20 | 0 | 0
|  |  |  | 1947-05-21 | 0 | 0
|  |  |  | 1947-05-22 | 0 | 0
|  |  |  | 1947-05-23 | 0 | 0
|  |  |  | 1947-05-24 | 0 | 0
|  |  |  | 1947-05-25 | 0 | 0
|  |  |  | 1947-05-26 | 0 | 0
|  |  |  | 1947-05-27 | 0 | 0
|  |  |  | 1947-05-28 | 0 | 0
|  |  |  | 1947-05-29 | 0 | 0
|  |  |  | 1947-05-30 | 0 | 0
|  |  |  | 1947-05-31 | 0.03 | 0.03
|  |  |  | 1947-06-01 | 0 | 0
|  |  |  | 1947-06-02 | 0 | 0
|  |  |  | 1947-06-03 | 0 | 0
|  |  |  | 1947-06-04 | 0.03 | 0.03
|  |  |  | 1947-06-05 | 0 | 0
|  |  |  | 1947-06-06 | 0 | 0
|  |  |  | 1947-06-07 | 0.01 | 0.01
|  |  |  | 1947-06-08 | 0 | 0
|  |  |  | 1947-06-09 | 0 | 0
|  |  |  | 1947-06-10 | 0 | 0
|  |  |  | 1947-06-11 | 0 | 0
|  |  |  | 1947-06-12 | 0 | 0
|  |  |  | 1947-06-13 | 0 | 0
|  |  |  | 1947-06-14 | 0 | 0
|  |  |  | 1947-06-15 | 0 | 0
|  |  |  | 1947-06-16 | 0 | 0
|  |  |  | 1947-06-17 | 1.01 | 1.01
|  |  |  | 1947-06-18 | 0.3 | 0.3
|  |  |  | 1947-06-19 | 0 | 0
|  |  |  | 1947-06-20 | 0.21 | 0.21
|  |  |  | 1947-06-21 | 0 | 0
|  |  |  | 1947-06-22 | 0 | 0
|  |  |  | 1947-06-23 | 0 | 0
|  |  |  | 1947-06-24 | 0 | 0
|  |  |  | 1947-06-25 | 0 | 0
|  |  |  | 1947-06-26 | 0 | 0
|  |  |  | 1947-06-27 | 0 | 0
|  |  |  | 1947-06-28 | 0.06 | 0.06
|  |  |  | 1947-06-29 | 0.03 | 0.03
|  |  |  | 1947-06-30 | 0 | 0
|  |  |  | 1947-07-01 | 0 | 0
|  |  |  | 1947-07-02 | 0 | 0
|  |  |  | 1947-07-03 | 0 | 0
|  |  |  | 1947-07-04 | 0 | 0
|  |  |  | 1947-07-05 | 0 | 0
|  |  |  | 1947-07-06 | 0 | 0
|  |  |  | 1947-07-07 | 0 | 0
|  |  |  | 1947-07-08 | 0 | 0
|  |  |  | 1947-07-09 | 0 | 0
|  |  |  | 1947-07-10 | 0.33 | 0.33
|  |  |  | 1947-07-11 | 0.12 | 0.12
|  |  |  | 1947-07-12 | 0 | 0
|  |  |  | 1947-07-13 | 0 | 0
|  |  |  | 1947-07-14 | 0 | 0
|  |  |  | 1947-07-15 | 0 | 0
|  |  |  | 1947-07-16 | 0.11 | 0.11
|  |  |  | 1947-07-17 | 1.05 | 1.05
|  |  |  | 1947-07-18 | 0.01 | 0.01
|  |  |  | 1947-07-19 | 0 | 0
|  |  |  | 1947-07-20 | 0 | 0
|  |  |  | 1947-07-21 | 0 | 0
|  |  |  | 1947-07-22 | 0 | 0
|  |  |  | 1947-07-23 | 0 | 0
|  |  |  | 1947-07-24 | 0.15 | 0.15
|  |  |  | 1947-07-25 | 0.02 | 0.02
|  |  |  | 1947-07-26 | 0 | 0
|  |  |  | 1947-07-27 | 0 | 0
|  |  |  | 1947-07-28 | 0 | 0
|  |  |  | 1947-07-29 | 0 | 0
|  |  |  | 1947-07-30 | 0 | 0
|  |  |  | 1947-07-31 | 0 | 0
|  |  |  | 1947-08-01 | 0 | 0
|  |  |  | 1947-08-02 | 0 | 0
|  |  |  | 1947-08-03 | 0.08 | 0.08
|  |  |  | 1947-08-04 | 0 | 0
|  |  |  | 1947-08-05 | 0 | 0
|  |  |  | 1947-08-06 | 0 | 0
|  |  |  | 1947-08-07 | 0 | 0
|  |  |  | 1947-08-08 | 0 | 0
|  |  |  | 1947-08-09 | 0 | 0
|  |  |  | 1947-08-10 | 0 | 0
|  |  |  | 1947-08-11 | 0 | 0
|  |  |  | 1947-08-12 | 0 | 0
|  |  |  | 1947-08-13 | 0 | 0
|  |  |  | 1947-08-14 | 0.14 | 0.14
|  |  |  | 1947-08-15 | 0.1 | 0.1
|  |  |  | 1947-08-16 | 0.65 | 0.65
|  |  |  | 1947-08-17 | 0 | 0
|  |  |  | 1947-08-18 | 0 | 0
|  |  |  | 1947-08-19 | 0 | 0
|  |  |  | 1947-08-20 | 0 | 0
|  |  |  | 1947-08-21 | 0.01 | 0.01
|  |  |  | 1947-08-22 | 0 | 0
|  |  |  | 1947-08-23 | 0.33 | 0.33
|  |  |  | 1947-08-24 | 0 | 0
|  |  |  | 1947-08-25 | 0.41 | 0.41
|  |  |  | 1947-08-26 | 0.15 | 0.15
|  |  |  | 1947-08-27 | 0.04 | 0.04
|  |  |  | 1947-08-28 | 0.21 | 0.21
|  |  |  | 1947-08-29 | 0 | 0
|  |  |  | 1947-08-30 | 0 | 0
|  |  |  | 1947-08-31 | 0 | 0
|  |  |  | 1947-09-01 | 0 | 0
|  |  |  | 1947-09-02 | 0 | 0
|  |  |  | 1947-09-03 | 0 | 0
|  |  |  | 1947-09-04 | 0 | 0
|  |  |  | 1947-09-05 | 0 | 0
|  |  |  | 1947-09-06 | 0.06 | 0.06
|  |  |  | 1947-09-07 | 0.44 | 0.44
|  |  |  | 1947-09-08 | 0.01 | 0.01
|  |  |  | 1947-09-09 | 0.18 | 0.18
|  |  |  | 1947-09-10 | 0 | 0
|  |  |  | 1947-09-11 | 0 | 0
|  |  |  | 1947-09-12 | 0.03 | 0.03
|  |  |  | 1947-09-13 | 0 | 0
|  |  |  | 1947-09-14 | 0 | 0
|  |  |  | 1947-09-15 | 0 | 0
|  |  |  | 1947-09-16 | 0 | 0
|  |  |  | 1947-09-17 | 0 | 0
|  |  |  | 1947-09-18 | 0 | 0
|  |  |  | 1947-09-19 | 0 | 0
|  |  |  | 1947-09-20 | 0 | 0
|  |  |  | 1947-09-21 | 0 | 0
|  |  |  | 1947-09-22 | 0 | 0
|  |  |  | 1947-09-23 | 0 | 0
|  |  |  | 1947-09-24 | 0 | 0
|  |  |  | 1947-09-25 | 0 | 0
|  |  |  | 1947-09-26 | 0 | 0
|  |  |  | 1947-09-27 | 0 | 0
|  |  |  | 1947-09-28 | 0 | 0
|  |  |  | 1947-09-29 | 0 | 0
|  |  |  | 1947-09-30 | 0 | 0
|  |  |  | 1947-10-01 | 0 | 0
|  |  |  | 1947-10-02 | 0 | 0
|  |  |  | 1947-10-03 | 0.01 | 0.01
|  |  |  | 1947-10-04 | 0 | 0
|  |  |  | 1947-10-05 | 0 | 0
|  |  |  | 1947-10-06 | 0.22 | 0.22
|  |  |  | 1947-10-07 | 0 | 0
|  |  |  | 1947-10-08 | 0 | 0
|  |  |  | 1947-10-09 | 0 | 0
|  |  |  | 1947-10-10 | 0.01 | 0.01
|  |  |  | 1947-10-11 | 0.1 | 0.1
|  |  |  | 1947-10-12 | 0 | 0
|  |  |  | 1947-10-13 | 0 | 0
|  |  |  | 1947-10-14 | 0 | 0
|  |  |  | 1947-10-15 | 0 | 0
|  |  |  | 1947-10-16 | 0 | 0
|  |  |  | 1947-10-17 | 0 | 0
|  |  |  | 1947-10-18 | 0 | 0
|  |  |  | 1947-10-19 | 0 | 0
|  |  |  | 1947-10-20 | 0 | 0
|  |  |  | 1947-10-21 | 0 | 0
|  |  |  | 1947-10-22 | 0.04 | 0.04
|  |  |  | 1947-10-23 | 0 | 0
|  |  |  | 1947-10-24 | 0 | 0
|  |  |  | 1947-10-25 | 0 | 0
|  |  |  | 1947-10-26 | 0 | 0
|  |  |  | 1947-10-27 | 0 | 0
|  |  |  | 1947-10-28 | 0 | 0
|  |  |  | 1947-10-29 | 0 | 0
|  |  |  | 1947-10-30 | 0 | 0
|  |  |  | 1947-10-31 | 0 | 0
|  |  |  | 1947-11-01 | 0 | 0
|  |  |  | 1947-11-02 | 0 | 0
|  |  |  | 1947-11-03 | 0 | 0
|  |  |  | 1947-11-04 | 0 | 0
|  |  |  | 1947-11-05 | 0 | 0
|  |  |  | 1947-11-06 | 0 | 0
|  |  |  | 1947-11-07 | 0 | 0
|  |  |  | 1947-11-08 | 0 | 0
|  |  |  | 1947-11-09 | 0 | 0
|  |  |  | 1947-11-10 | 0.01 | 0.01
|  |  |  | 1947-11-11 | 0 | 0
|  |  |  | 1947-11-12 | 0 | 0
|  |  |  | 1947-11-13 | 0 | 0
|  |  |  | 1947-11-14 | 0.06 | 0.06
|  |  |  | 1947-11-15 | 0 | 0
|  |  |  | 1947-11-16 | 0 | 0
|  |  |  | 1947-11-17 | 0.57 | 0.57
|  |  |  | 1947-11-18 | 0 | 0
|  |  |  | 1947-11-19 | 0 | 0
|  |  |  | 1947-11-20 | 0 | 0
|  |  |  | 1947-11-21 | 0 | 0
|  |  |  | 1947-11-22 | 0 | 0
|  |  |  | 1947-11-23 | 0 | 0
|  |  |  | 1947-11-24 | 0 | 0
|  |  |  | 1947-11-25 | 0.02 | 0.02
|  |  |  | 1947-11-26 | 0 | 0
|  |  |  | 1947-11-27 | 0 | 0
|  |  |  | 1947-11-28 | 0 | 0
|  |  |  | 1947-11-29 | 0 | 0
|  |  |  | 1947-11-30 | 0 | 0
|  |  |  | 1947-12-01 | 0 | 0
|  |  |  | 1947-12-02 | 0 | 0
|  |  |  | 1947-12-03 | 0.56 | 0.56
|  |  |  | 1947-12-04 | 0 | 0
|  |  |  | 1947-12-05 | 0 | 0
|  |  |  | 1947-12-06 | 0 | 0
|  |  |  | 1947-12-07 | 0.01 | 0.01
|  |  |  | 1947-12-08 | 0.01 | 0.01
|  |  |  | 1947-12-09 | 0 | 0
|  |  |  | 1947-12-10 | 0 | 0
|  |  |  | 1947-12-11 | 0 | 0
|  |  |  | 1947-12-12 | 0.12 | 0.12
|  |  |  | 1947-12-13 | 0 | 0
|  |  |  | 1947-12-14 | 0 | 0
|  |  |  | 1947-12-15 | 0 | 0
|  |  |  | 1947-12-16 | 0 | 0
|  |  |  | 1947-12-17 | 0 | 0
|  |  |  | 1947-12-18 | 0 | 0
|  |  |  | 1947-12-19 | 0 | 0
|  |  |  | 1947-12-20 | 0 | 0
|  |  |  | 1947-12-21 | 0 | 0
|  |  |  | 1947-12-22 | 0 | 0
|  |  |  | 1947-12-23 | 0 | 0
|  |  |  | 1947-12-24 | 0 | 0
|  |  |  | 1947-12-25 | 0 | 0
|  |  |  | 1947-12-26 | 0 | 0
|  |  |  | 1947-12-27 | 0 | 0
|  |  |  | 1947-12-28 | 0 | 0
|  |  |  | 1947-12-29 | 0 | 0
|  |  |  | 1947-12-30 | 0 | 0
|  |  |  | 1947-12-31 | 0.01 | 0.01
|  |  |  | 1948-01-01 | 0 | 0
|  |  |  | 1948-01-02 | 0 | 0
|  |  |  | 1948-01-03 | 0 | 0
|  |  |  | 1948-01-04 | 0 | 0
|  |  |  | 1948-01-05 | 0 | 0
|  |  |  | 1948-01-06 | 0 | 0
|  |  |  | 1948-01-07 | 0 | 0
|  |  |  | 1948-01-08 | 0 | 0
|  |  |  | 1948-01-09 | 0 | 0
|  |  |  | 1948-01-10 | 0 | 0
|  |  |  | 1948-01-11 | 0 | 0
|  |  |  | 1948-01-12 | 0 | 0
|  |  |  | 1948-01-13 | 0 | 0
|  |  |  | 1948-01-14 | 0 | 0
|  |  |  | 1948-01-15 | 0 | 0
|  |  |  | 1948-01-16 | 0 | 0
|  |  |  | 1948-01-17 | 0 | 0
|  |  |  | 1948-01-18 | 0 | 0
|  |  |  | 1948-01-19 | 0 | 0
|  |  |  | 1948-01-20 | 0.42 | 0.42
|  |  |  | 1948-01-21 | 0 | 0
|  |  |  | 1948-01-22 | 0 | 0
|  |  |  | 1948-01-23 | 0 | 0
|  |  |  | 1948-01-24 | 0 | 0
|  |  |  | 1948-01-25 | 0 | 0
|  |  |  | 1948-01-26 | 0 | 0
|  |  |  | 1948-01-27 | 0 | 0
|  |  |  | 1948-01-28 | 0.03 | 0.03
|  |  |  | 1948-01-29 | 0.01 | 0.01
|  |  |  | 1948-01-30 | 0 | 0
|  |  |  | 1948-01-31 | 0 | 0
|  |  |  | 1948-02-01 | 0 | 0
|  |  |  | 1948-02-02 | 0 | 0
|  |  |  | 1948-02-03 | 0 | 0
|  |  |  | 1948-02-04 | 0 | 0
|  |  |  | 1948-02-05 | 0.05 | 0.05
|  |  |  | 1948-02-06 | 0 | 0
|  |  |  | 1948-02-07 | 0 | 0
|  |  |  | 1948-02-08 | 0 | 0
|  |  |  | 1948-02-09 | 0 | 0
|  |  |  | 1948-02-10 | 0 | 0
|  |  |  | 1948-02-11 | 0 | 0
|  |  |  | 1948-02-12 | 0 | 0
|  |  |  | 1948-02-13 | 0 | 0
|  |  |  | 1948-02-14 | 0 | 0
|  |  |  | 1948-02-15 | 0 | 0
|  |  |  | 1948-02-16 | 0 | 0
|  |  |  | 1948-02-17 | 0 | 0
|  |  |  | 1948-02-18 | 0 | 0
|  |  |  | 1948-02-19 | 0 | 0
|  |  |  | 1948-02-20 | 0 | 0
|  |  |  | 1948-02-21 | 0 | 0
|  |  |  | 1948-02-22 | 0 | 0
|  |  |  | 1948-02-23 | 0 | 0
|  |  |  | 1948-02-24 | 0 | 0
|  |  |  | 1948-02-25 | 0 | 0
|  |  |  | 1948-02-26 | 0.06 | 0.06
|  |  |  | 1948-02-27 | 0 | 0
|  |  |  | 1948-02-28 | 0 | 0
|  |  |  | 1948-02-29 | 0 | 0
|  |  |  | 1948-03-01 | 0 | 0
|  |  |  | 1948-03-02 | 0 | 0
|  |  |  | 1948-03-03 | 0 | 0
|  |  |  | 1948-03-04 | 0 | 0
|  |  |  | 1948-03-05 | 0 | 0
|  |  |  | 1948-03-06 | 0 | 0
|  |  |  | 1948-03-07 | 0 | 0
|  |  |  | 1948-03-08 | 0 | 0
|  |  |  | 1948-03-09 | 0 | 0
|  |  |  | 1948-03-10 | 0 | 0
|  |  |  | 1948-03-11 | 0 | 0
|  |  |  | 1948-03-12 | 0 | 0
|  |  |  | 1948-03-13 | 0 | 0
|  |  |  | 1948-03-14 | 0 | 0
|  |  |  | 1948-03-15 | 0 | 0
|  |  |  | 1948-03-16 | 0 | 0
|  |  |  | 1948-03-17 | 0 | 0
|  |  |  | 1948-03-18 | 0 | 0
|  |  |  | 1948-03-19 | 0 | 0
|  |  |  | 1948-03-20 | 0 | 0
|  |  |  | 1948-03-21 | 0 | 0
|  |  |  | 1948-03-22 | 0 | 0
|  |  |  | 1948-03-23 | 0 | 0
|  |  |  | 1948-03-24 | 0 | 0
|  |  |  | 1948-03-25 | 0 | 0
|  |  |  | 1948-03-26 | 0 | 0
|  |  |  | 1948-03-27 | 0 | 0
|  |  |  | 1948-03-28 | 0 | 0
|  |  |  | 1948-03-29 | 0 | 0
|  |  |  | 1948-03-30 | 0 | 0
|  |  |  | 1948-03-31 | 0 | 0
|  |  |  | 1948-04-01 | 0 | 0
|  |  |  | 1948-04-02 | 0 | 0
|  |  |  | 1948-04-03 | 0 | 0
|  |  |  | 1948-04-04 | 0 | 0
|  |  |  | 1948-04-05 | 0 | 0
|  |  |  | 1948-04-06 | 0 | 0
|  |  |  | 1948-04-07 | 0 | 0
|  |  |  | 1948-04-08 | 0 | 0
|  |  |  | 1948-04-09 | 0.05 | 0.05
|  |  |  | 1948-04-10 | 0 | 0
|  |  |  | 1948-04-11 | 0 | 0
|  |  |  | 1948-04-12 | 0 | 0
|  |  |  | 1948-04-13 | 0 | 0
|  |  |  | 1948-04-14 | 0 | 0
|  |  |  | 1948-04-15 | 0 | 0
|  |  |  | 1948-04-16 | 0 | 0
|  |  |  | 1948-04-17 | 0 | 0
|  |  |  | 1948-04-18 | 0 | 0
|  |  |  | 1948-04-19 | 0 | 0
|  |  |  | 1948-04-20 | 0 | 0
|  |  |  | 1948-04-21 | 0.02 | 0.02
|  |  |  | 1948-04-22 | 0.67 | 0.67
|  |  |  | 1948-04-23 | 0 | 0
|  |  |  | 1948-04-24 | 0 | 0
|  |  |  | 1948-04-25 | 0 | 0
|  |  |  | 1948-04-26 | 0 | 0
|  |  |  | 1948-04-27 | 0 | 0
|  |  |  | 1948-04-28 | 0 | 0
|  |  |  | 1948-04-29 | 0 | 0
|  |  |  | 1948-04-30 | 0 | 0
|  |  |  | 1948-05-01 | 0 | 0
|  |  |  | 1948-05-02 | 0 | 0
|  |  |  | 1948-05-03 | 0 | 0
|  |  |  | 1948-05-04 | 0 | 0
|  |  |  | 1948-05-05 | 0 | 0
|  |  |  | 1948-05-06 | 0 | 0
|  |  |  | 1948-05-07 | 0 | 0
|  |  |  | 1948-05-08 | 0 | 0
|  |  |  | 1948-05-09 | 0 | 0
|  |  |  | 1948-05-10 | 0 | 0
|  |  |  | 1948-05-11 | 0 | 0
|  |  |  | 1948-05-12 | 0 | 0
|  |  |  | 1948-05-13 | 0 | 0
|  |  |  | 1948-05-14 | 0 | 0
|  |  |  | 1948-05-15 | 0 | 0
|  |  |  | 1948-05-16 | 0 | 0
|  |  |  | 1948-05-17 | 0 | 0
|  |  |  | 1948-05-18 | 0 | 0
|  |  |  | 1948-05-19 | 0.03 | 0.03
|  |  |  | 1948-05-20 | 0 | 0
|  |  |  | 1948-05-21 | 0 | 0
|  |  |  | 1948-05-22 | 0.08 | 0.08
|  |  |  | 1948-05-23 | 0 | 0
|  |  |  | 1948-05-24 | 0.18 | 0.18
|  |  |  | 1948-05-25 | 0.71 | 0.71
|  |  |  | 1948-05-26 | 0.05 | 0.05
|  |  |  | 1948-05-27 | 0 | 0
|  |  |  | 1948-05-28 | 0 | 0
|  |  |  | 1948-05-29 | 0.01 | 0.01
|  |  |  | 1948-05-30 | 0 | 0
|  |  |  | 1948-05-31 | 0.25 | 0.25
|  |  |  | 1948-06-01 | 0.63 | 0.63
|  |  |  | 1948-06-02 | 0 | 0
|  |  |  | 1948-06-03 | 0.03 | 0.03
|  |  |  | 1948-06-04 | 0 | 0
|  |  |  | 1948-06-05 | 0 | 0
|  |  |  | 1948-06-06 | 0.01 | 0.01
|  |  |  | 1948-06-07 | 0 | 0
|  |  |  | 1948-06-08 | 0 | 0
|  |  |  | 1948-06-09 | 0 | 0
|  |  |  | 1948-06-10 | 0 | 0
|  |  |  | 1948-06-11 | 0 | 0
|  |  |  | 1948-06-12 | 0.02 | 0.02
|  |  |  | 1948-06-13 | 0 | 0
|  |  |  | 1948-06-14 | 0 | 0
|  |  |  | 1948-06-15 | 0 | 0
|  |  |  | 1948-06-16 | 0 | 0
|  |  |  | 1948-06-17 | 0 | 0
|  |  |  | 1948-06-18 | 0 | 0
|  |  |  | 1948-06-19 | 0 | 0
|  |  |  | 1948-06-20 | 0.45 | 0.45
|  |  |  | 1948-06-21 | 0.6 | 0.6
|  |  |  | 1948-06-22 | 0 | 0
|  |  |  | 1948-06-23 | 0 | 0
|  |  |  | 1948-06-24 | 0 | 0
|  |  |  | 1948-06-25 | 0.12 | 0.12
|  |  |  | 1948-06-26 | 0.17 | 0.17
|  |  |  | 1948-06-27 | 0.03 | 0.03
|  |  |  | 1948-06-28 | 0 | 0
|  |  |  | 1948-06-29 | 0 | 0
|  |  |  | 1948-06-30 | 0 | 0
|  |  |  | 1948-07-01 | 0 | 0
|  |  |  | 1948-07-02 | 0 | 0
|  |  |  | 1948-07-03 | 0 | 0
|  |  |  | 1948-07-04 | 0 | 0
|  |  |  | 1948-07-05 | 0 | 0
|  |  |  | 1948-07-06 | 0.02 | 0.02
|  |  |  | 1948-07-07 | 0 | 0
|  |  |  | 1948-07-08 | 0 | 0
|  |  |  | 1948-07-09 | 0 | 0
|  |  |  | 1948-07-10 | 0 | 0
|  |  |  | 1948-07-11 | 0 | 0
|  |  |  | 1948-07-12 | 0 | 0
|  |  |  | 1948-07-13 | 0 | 0
|  |  |  | 1948-07-14 | 0 | 0
|  |  |  | 1948-07-15 | 0.99 | 0.99
|  |  |  | 1948-07-16 | 0.16 | 0.16
|  |  |  | 1948-07-17 | 0 | 0
|  |  |  | 1948-07-18 | 0 | 0
|  |  |  | 1948-07-19 | 0 | 0
|  |  |  | 1948-07-20 | 0 | 0
|  |  |  | 1948-07-21 | 0 | 0
|  |  |  | 1948-07-22 | 0.3 | 0.3
|  |  |  | 1948-07-23 | 0.66 | 0.66
|  |  |  | 1948-07-24 | 0.06 | 0.06
|  |  |  | 1948-07-25 | 0 | 0
|  |  |  | 1948-07-26 | 0 | 0
|  |  |  | 1948-07-27 | 0 | 0
|  |  |  | 1948-07-28 | 0 | 0
|  |  |  | 1948-07-29 | 0 | 0
|  |  |  | 1948-07-30 | 0.04 | 0.04
|  |  |  | 1948-07-31 | 0 | 0
|  |  |  | 1948-08-01 | 0.23 | 0.23
|  |  |  | 1948-08-02 | 0 | 0
|  |  |  | 1948-08-03 | 0 | 0
|  |  |  | 1948-08-04 | 0 | 0
|  |  |  | 1948-08-05 | 0 | 0
|  |  |  | 1948-08-06 | 0 | 0
|  |  |  | 1948-08-07 | 0 | 0
|  |  |  | 1948-08-08 | 0 | 0
|  |  |  | 1948-08-09 | 0 | 0
|  |  |  | 1948-08-10 | 0 | 0
|  |  |  | 1948-08-11 | 0 | 0
|  |  |  | 1948-08-12 | 0.55 | 0.55
|  |  |  | 1948-08-13 | 0.29 | 0.29
|  |  |  | 1948-08-14 | 0.24 | 0.24
|  |  |  | 1948-08-15 | 0 | 0
|  |  |  | 1948-08-16 | 0.02 | 0.02
|  |  |  | 1948-08-17 | 0 | 0
|  |  |  | 1948-08-18 | 0 | 0
|  |  |  | 1948-08-19 | 0 | 0
|  |  |  | 1948-08-20 | 0 | 0
|  |  |  | 1948-08-21 | 0 | 0
|  |  |  | 1948-08-22 | 0 | 0
|  |  |  | 1948-08-23 | 0 | 0
|  |  |  | 1948-08-24 | 0 | 0
|  |  |  | 1948-08-25 | 0 | 0
|  |  |  | 1948-08-26 | 0.4 | 0.4
|  |  |  | 1948-08-27 | 0.21 | 0.21
|  |  |  | 1948-08-28 | 0 | 0
|  |  |  | 1948-08-29 | 0.6 | 0.6
|  |  |  | 1948-08-30 | 0 | 0
|  |  |  | 1948-08-31 | 0 | 0
|  |  |  | 1948-09-01 | 0 | 0
|  |  |  | 1948-09-02 | 0 | 0
|  |  |  | 1948-09-03 | 0 | 0
|  |  |  | 1948-09-04 | 0 | 0
|  |  |  | 1948-09-05 | 0 | 0
|  |  |  | 1948-09-06 | 0 | 0
|  |  |  | 1948-09-07 | 0 | 0
|  |  |  | 1948-09-08 | 0.03 | 0.03
|  |  |  | 1948-09-09 | 0.02 | 0.02
|  |  |  | 1948-09-10 | 0.03 | 0.03
|  |  |  | 1948-09-11 | 0 | 0
|  |  |  | 1948-09-12 | 0 | 0
|  |  |  | 1948-09-13 | 0 | 0
|  |  |  | 1948-09-14 | 0 | 0
|  |  |  | 1948-09-15 | 0 | 0
|  |  |  | 1948-09-16 | 0 | 0
|  |  |  | 1948-09-17 | 0 | 0
|  |  |  | 1948-09-18 | 0 | 0
|  |  |  | 1948-09-19 | 0 | 0
|  |  |  | 1948-09-20 | 0.09 | 0.09
|  |  |  | 1948-09-21 | 0.45 | 0.45
|  |  |  | 1948-09-22 | 0 | 0
|  |  |  | 1948-09-23 | 0 | 0
|  |  |  | 1948-09-24 | 0 | 0
|  |  |  | 1948-09-25 | 0.02 | 0.02
|  |  |  | 1948-09-26 | 0 | 0
|  |  |  | 1948-09-27 | 0 | 0
|  |  |  | 1948-09-28 | 0 | 0
|  |  |  | 1948-09-29 | 0 | 0
|  |  |  | 1948-09-30 | 0 | 0
|  |  |  | 1948-10-01 | 0 | 0
|  |  |  | 1948-10-02 | 0 | 0
|  |  |  | 1948-10-03 | 0 | 0
|  |  |  | 1948-10-04 | 0 | 0
|  |  |  | 1948-10-05 | 0 | 0
|  |  |  | 1948-10-06 | 0 | 0
|  |  |  | 1948-10-07 | 0 | 0
|  |  |  | 1948-10-08 | 0.03 | 0.03
|  |  |  | 1948-10-09 | 0.74 | 0.74
|  |  |  | 1948-10-10 | 0 | 0
|  |  |  | 1948-10-11 | 0 | 0
|  |  |  | 1948-10-12 | 0 | 0
|  |  |  | 1948-10-13 | 0 | 0
|  |  |  | 1948-10-14 | 0 | 0
|  |  |  | 1948-10-15 | 0 | 0
|  |  |  | 1948-10-16 | 0 | 0
|  |  |  | 1948-10-17 | 0.4 | 0.4
|  |  |  | 1948-10-18 | 0 | 0
|  |  |  | 1948-10-19 | 0 | 0
|  |  |  | 1948-10-20 | 0 | 0
|  |  |  | 1948-10-21 | 0.05 | 0.05
|  |  |  | 1948-10-22 | 0.05 | 0.05
|  |  |  | 1949-02-12 | 0 | 0
|  |  |  | 1949-02-13 | 0 | 0
|  |  |  | 1949-02-14 | 0 | 0
|  |  |  | 1949-02-15 | 0 | 0
|  |  |  | 1949-02-16 | 0 | 0
|  |  |  | 1949-02-17 | 0 | 0
|  |  |  | 1949-02-18 | 0 | 0
|  |  |  | 1949-02-19 | 0 | 0
|  |  |  | 1949-02-20 | 0 | 0
|  |  |  | 1949-02-21 | 0 | 0
|  |  |  | 1949-02-22 | 0 | 0
|  |  |  | 1949-02-23 | 0.09 | 0.09
|  |  |  | 1949-02-24 | 0.05 | 0.05
|  |  |  | 1949-02-25 | 0 | 0
|  |  |  | 1949-02-26 | 0.03 | 0.03
|  |  |  | 1949-02-27 | 0 | 0
|  |  |  | 1949-02-28 | 0.03 | 0.03
|  |  |  | 1949-03-01 | 0 | 0
|  |  |  | 1949-03-02 | 0 | 0
|  |  |  | 1949-03-03 | 0 | 0
|  |  |  | 1949-03-04 | 0 | 0
|  |  |  | 1949-03-05 | 0 | 0
|  |  |  | 1949-03-06 | 0 | 0
|  |  |  | 1949-03-07 | 0 | 0
|  |  |  | 1949-03-08 | 0 | 0
|  |  |  | 1949-03-09 | 0 | 0
|  |  |  | 1949-03-10 | 0 | 0
|  |  |  | 1949-03-11 | 0 | 0
|  |  |  | 1949-03-12 | 0 | 0
|  |  |  | 1949-03-13 | 0 | 0
|  |  |  | 1949-03-14 | 0 | 0
|  |  |  | 1949-03-15 | 0 | 0
|  |  |  | 1949-03-16 | 0 | 0
|  |  |  | 1949-03-17 | 0 | 0
|  |  |  | 1949-03-18 | 0 | 0
|  |  |  | 1949-03-19 | 0 | 0
|  |  |  | 1949-03-20 | 0 | 0
|  |  |  | 1949-03-21 | 0 | 0
|  |  |  | 1949-03-22 | 0 | 0
|  |  |  | 1949-03-23 | 0 | 0
|  |  |  | 1949-03-24 | 0 | 0
|  |  |  | 1949-03-25 | 0 | 0
|  |  |  | 1949-03-26 | 0 | 0
|  |  |  | 1949-03-27 | 0 | 0
|  |  |  | 1949-03-28 | 0 | 0
|  |  |  | 1949-03-29 | 0 | 0
|  |  |  | 1949-03-30 | 0 | 0
|  |  |  | 1949-03-31 | 0 | 0
|  |  |  | 1949-04-01 | 0 | 0
|  |  |  | 1949-04-02 | 0 | 0
|  |  |  | 1949-04-03 | 0.25 | 0.25
|  |  |  | 1949-04-04 | 0 | 0
|  |  |  | 1949-04-05 | 0 | 0
|  |  |  | 1949-04-06 | 0 | 0
|  |  |  | 1949-04-07 | 0 | 0
|  |  |  | 1949-04-08 | 0 | 0
|  |  |  | 1949-04-09 | 0 | 0
|  |  |  | 1949-04-10 | 0 | 0
|  |  |  | 1949-04-11 | 0 | 0
|  |  |  | 1949-04-12 | 0 | 0
|  |  |  | 1949-04-13 | 0 | 0
|  |  |  | 1949-04-14 | 0 | 0
|  |  |  | 1949-04-15 | 0 | 0
|  |  |  | 1949-04-16 | 0 | 0
|  |  |  | 1949-04-17 | 0 | 0
|  |  |  | 1949-04-18 | 0 | 0
|  |  |  | 1949-04-19 | 0 | 0
|  |  |  | 1949-04-20 | 0 | 0
|  |  |  | 1949-04-21 | 0 | 0
|  |  |  | 1949-04-22 | 0.55 | 0.55
|  |  |  | 1949-04-23 | 0.25 | 0.25
|  |  |  | 1949-04-24 | 0.08 | 0.08
|  |  |  | 1949-04-25 | 0 | 0
|  |  |  | 1949-04-26 | 0 | 0
|  |  |  | 1949-04-27 | 0 | 0
|  |  |  | 1949-04-28 | 0 | 0
|  |  |  | 1949-04-29 | 0 | 0
|  |  |  | 1949-04-30 | 0 | 0
|  |  |  | 1949-05-01 | 0 | 0
|  |  |  | 1949-05-02 | 0 | 0
|  |  |  | 1949-05-03 | 0 | 0
|  |  |  | 1949-05-04 | 0.7 | 0.7
|  |  |  | 1949-05-05 | 0 | 0
|  |  |  | 1949-05-06 | 0 | 0
|  |  |  | 1949-05-07 | 0.12 | 0.12
|  |  |  | 1949-05-08 | 0 | 0
|  |  |  | 1949-05-09 | 0 | 0
|  |  |  | 1949-05-10 | 0.4 | 0.4
|  |  |  | 1949-05-11 | 0 | 0
|  |  |  | 1949-05-12 | 0.1 | 0.1
|  |  |  | 1949-05-13 | 0 | 0
|  |  |  | 1949-05-14 | 0 | 0
|  |  |  | 1949-05-15 | 0 | 0
|  |  |  | 1949-05-16 | 0 | 0
|  |  |  | 1949-05-17 | 0 | 0
|  |  |  | 1949-05-18 | 0 | 0
|  |  |  | 1949-05-19 | 0 | 0
|  |  |  | 1949-05-20 | 0 | 0
|  |  |  | 1949-05-21 | 0 | 0
|  |  |  | 1949-05-22 | 0 | 0
|  |  |  | 1949-05-23 | 0 | 0
|  |  |  | 1949-05-24 | 0 | 0
|  |  |  | 1949-05-25 | 0.07 | 0.07
|  |  |  | 1949-05-26 | 0 | 0
|  |  |  | 1949-05-27 | 0 | 0
|  |  |  | 1949-05-28 | 0.22 | 0.22
|  |  |  | 1949-05-29 | 0 | 0
|  |  |  | 1949-05-30 | 0 | 0
|  |  |  | 1949-05-31 | 0 | 0
|  |  |  | 1949-06-01 | 0 | 0
|  |  |  | 1949-06-02 | 0 | 0
|  |  |  | 1949-06-03 | 0 | 0
|  |  |  | 1949-06-04 | 0 | 0
|  |  |  | 1949-06-05 | 0.16 | 0.16
|  |  |  | 1949-06-06 | 0 | 0
|  |  |  | 1949-06-07 | 0.1 | 0.1
|  |  |  | 1949-06-08 | 0 | 0
|  |  |  | 1949-06-09 | 0.04 | 0.04
|  |  |  | 1949-06-10 | 0 | 0
|  |  |  | 1949-06-11 | 0.44 | 0.44
|  |  |  | 1949-06-12 | 0 | 0
|  |  |  | 1949-06-13 | 0.04 | 0.04
|  |  |  | 1949-06-14 | 0 | 0
|  |  |  | 1949-06-15 | 0 | 0
|  |  |  | 1949-06-16 | 0 | 0
|  |  |  | 1949-06-17 | 0 | 0
|  |  |  | 1949-06-18 | 0 | 0
|  |  |  | 1949-06-19 | 0 | 0
|  |  |  | 1949-06-20 | 0 | 0
|  |  |  | 1949-06-21 | 0 | 0
|  |  |  | 1949-06-22 | 0 | 0
|  |  |  | 1949-06-23 | 0 | 0
|  |  |  | 1949-06-24 | 0 | 0
|  |  |  | 1949-06-25 | 0 | 0
|  |  |  | 1949-06-26 | 0.02 | 0.02
|  |  |  | 1949-06-27 | 0.14 | 0.14
|  |  |  | 1949-06-28 | 0 | 0
|  |  |  | 1949-06-29 | 0 | 0
|  |  |  | 1949-06-30 | 0 | 0
|  |  |  | 1949-07-01 | 0 | 0
|  |  |  | 1949-07-02 | 0 | 0
|  |  |  | 1949-07-03 | 0 | 0
|  |  |  | 1949-07-04 | 0 | 0
|  |  |  | 1949-07-05 | 0 | 0
|  |  |  | 1949-07-06 | 0.16 | 0.16
|  |  |  | 1949-07-07 | 0.04 | 0.04
|  |  |  | 1949-07-08 | 0 | 0
|  |  |  | 1949-07-09 | 0.89 | 0.89
|  |  |  | 1949-07-10 | 0 | 0
|  |  |  | 1949-07-11 | 1.03 | 1.03
|  |  |  | 1949-07-12 | 0 | 0
|  |  |  | 1949-07-13 | 0 | 0
|  |  |  | 1949-07-14 | 0.25 | 0.25
|  |  |  | 1949-07-15 | 0 | 0
|  |  |  | 1949-07-16 | 0 | 0
|  |  |  | 1949-07-17 | 0 | 0
|  |  |  | 1949-07-18 | 0 | 0
|  |  |  | 1949-07-19 | 0 | 0
|  |  |  | 1949-07-20 | 0.01 | 0.01
|  |  |  | 1949-07-21 | 0.55 | 0.55
|  |  |  | 1949-07-22 | 0.33 | 0.33
|  |  |  | 1949-07-23 | 0.19 | 0.19
|  |  |  | 1949-07-24 | 0.77 | 0.77
|  |  |  | 1949-07-25 | 0.05 | 0.05
|  |  |  | 1949-07-26 | 0 | 0
|  |  |  | 1949-07-27 | 0 | 0
|  |  |  | 1949-07-28 | 0 | 0
|  |  |  | 1949-07-29 | 0 | 0
|  |  |  | 1949-07-30 | 0 | 0
|  |  |  | 1949-07-31 | 0 | 0
|  |  |  | 1949-08-01 | 0 | 0
|  |  |  | 1949-08-02 | 0 | 0
|  |  |  | 1949-08-03 | 0 | 0
|  |  |  | 1949-08-04 | 0.04 | 0.04
|  |  |  | 1949-08-05 | 0.05 | 0.05
|  |  |  | 1949-08-06 | 0.8 | 0.8
|  |  |  | 1949-08-07 | 1.32 | 1.32
|  |  |  | 1949-08-08 | 0.47 | 0.47
|  |  |  | 1949-08-09 | 0 | 0
|  |  |  | 1949-08-10 | 0.07 | 0.07
|  |  |  | 1949-08-11 | 0 | 0
|  |  |  | 1949-08-12 | 0.03 | 0.03
|  |  |  | 1949-08-13 | 0 | 0
|  |  |  | 1949-08-14 | 0 | 0
|  |  |  | 1949-08-15 | 0 | 0
|  |  |  | 1949-08-16 | 0 | 0
|  |  |  | 1949-08-17 | 0.02 | 0.02
|  |  |  | 1949-08-18 | 0 | 0
|  |  |  | 1949-08-19 | 0 | 0
|  |  |  | 1949-08-20 | 0 | 0
|  |  |  | 1949-08-21 | 0.14 | 0.14
|  |  |  | 1949-08-22 | 0 | 0
|  |  |  | 1949-08-23 | 0 | 0
|  |  |  | 1949-08-24 | 0.18 | 0.18
|  |  |  | 1949-08-25 | 0 | 0
|  |  |  | 1949-08-26 | 0.07 | 0.07
|  |  |  | 1949-08-27 | 0 | 0
|  |  |  | 1949-08-28 | 0 | 0
|  |  |  | 1949-08-29 | 0 | 0
|  |  |  | 1949-08-30 | 0 | 0
|  |  |  | 1949-08-31 | 0 | 0
|  |  |  | 1949-09-01 | 0 | 0
|  |  |  | 1949-09-02 | 0 | 0
|  |  |  | 1949-09-03 | 0 | 0
|  |  |  | 1949-09-04 | 0.23 | 0.23
|  |  |  | 1949-09-05 | 0 | 0
|  |  |  | 1949-09-06 | 0 | 0
|  |  |  | 1949-09-07 | 0 | 0
|  |  |  | 1949-09-08 | 0 | 0
|  |  |  | 1949-09-09 | 0.36 | 0.36
|  |  |  | 1949-09-10 | 0.29 | 0.29
|  |  |  | 1949-09-11 | 0.08 | 0.08
|  |  |  | 1949-09-12 | 0 | 0
|  |  |  | 1949-09-13 | 0.16 | 0.16
|  |  |  | 1949-09-14 | 0 | 0
|  |  |  | 1949-09-15 | 0.3 | 0.3
|  |  |  | 1949-09-16 | 0 | 0
|  |  |  | 1949-09-17 | 0 | 0
|  |  |  | 1949-09-18 | 0 | 0
|  |  |  | 1949-09-19 | 0.68 | 0.68
|  |  |  | 1949-09-20 | 0 | 0
|  |  |  | 1949-09-21 | 0 | 0
|  |  |  | 1949-09-22 | 0 | 0
|  |  |  | 1949-09-23 | 0 | 0
|  |  |  | 1949-09-24 | 0 | 0
|  |  |  | 1949-09-25 | 0 | 0
|  |  |  | 1949-09-26 | 0 | 0
|  |  |  | 1949-09-27 | 0 | 0
|  |  |  | 1949-09-28 | 0 | 0
|  |  |  | 1949-09-29 | 0 | 0
|  |  |  | 1949-09-30 | 0 | 0
|  |  |  | 1949-10-01 | 0 | 0
|  |  |  | 1949-10-02 | 0 | 0
|  |  |  | 1949-10-03 | 0 | 0
|  |  |  | 1949-10-04 | 0 | 0
|  |  |  | 1949-10-05 | 0 | 0
|  |  |  | 1949-10-06 | 0 | 0
|  |  |  | 1949-10-07 | 0 | 0
|  |  |  | 1949-10-08 | 0 | 0
|  |  |  | 1949-10-09 | 0 | 0
|  |  |  | 1949-10-10 | 0 | 0
|  |  |  | 1949-10-11 | 0 | 0
|  |  |  | 1949-10-12 | 0 | 0
|  |  |  | 1949-10-13 | 0 | 0
|  |  |  | 1949-10-14 | 0 | 0
|  |  |  | 1949-10-15 | 0 | 0
|  |  |  | 1949-10-16 | 0 | 0
|  |  |  | 1949-10-17 | 0.33 | 0.33
|  |  |  | 1949-10-18 | 0.87 | 0.87
|  |  |  | 1949-10-19 | 0.3 | 0.3
|  |  |  | 1949-10-20 | 0 | 0
|  |  |  | 1949-10-21 | 0 | 0
|  |  |  | 1949-10-22 | 0.1 | 0.1
|  |  |  | 1949-10-23 | 0.25 | 0.25
|  |  |  | 1949-10-24 | 0.12 | 0.12
|  |  |  | 1949-10-25 | 0 | 0
|  |  |  | 1949-10-26 | 0 | 0
|  |  |  | 1949-10-27 | 0 | 0
|  |  |  | 1949-10-28 | 0 | 0
|  |  |  | 1949-10-29 | 0 | 0
|  |  |  | 1949-10-30 | 0 | 0
|  |  |  | 1949-10-31 | 0 | 0
|  |  |  | 1949-11-01 | 0 | 0
|  |  |  | 1949-11-02 | 0 | 0
|  |  |  | 1949-11-03 | 0 | 0
|  |  |  | 1949-11-04 | 0 | 0
|  |  |  | 1949-11-05 | 0 | 0
|  |  |  | 1949-11-06 | 0 | 0
|  |  |  | 1949-11-07 | 0 | 0
|  |  |  | 1949-11-08 | 0 | 0
|  |  |  | 1949-11-09 | 0 | 0
|  |  |  | 1949-11-10 | 0 | 0
|  |  |  | 1949-11-11 | 0 | 0
|  |  |  | 1949-11-12 | 0 | 0
|  |  |  | 1949-11-13 | 0 | 0
|  |  |  | 1949-11-14 | 0 | 0
|  |  |  | 1949-11-15 | 0 | 0
|  |  |  | 1949-11-16 | 0 | 0
|  |  |  | 1949-11-17 | 0 | 0
|  |  |  | 1949-11-18 | 0 | 0
|  |  |  | 1949-11-19 | 0 | 0
|  |  |  | 1949-11-20 | 0 | 0
|  |  |  | 1949-11-21 | 0 | 0
|  |  |  | 1949-11-22 | 0 | 0
|  |  |  | 1949-11-23 | 0 | 0
|  |  |  | 1949-11-24 | 0 | 0
|  |  |  | 1949-11-25 | 0 | 0
|  |  |  | 1949-11-26 | 0 | 0
|  |  |  | 1949-11-27 | 0 | 0
|  |  |  | 1949-11-28 | 0 | 0
|  |  |  | 1949-11-29 | 0 | 0
|  |  |  | 1949-11-30 | 0 | 0
|  |  |  | 1949-12-01 | 0 | 0
|  |  |  | 1949-12-02 | 0 | 0
|  |  |  | 1949-12-03 | 0 | 0
|  |  |  | 1949-12-04 | 0 | 0
|  |  |  | 1949-12-05 | 0 | 0
|  |  |  | 1949-12-06 | 0 | 0
|  |  |  | 1949-12-07 | 0 | 0
|  |  |  | 1949-12-08 | 0 | 0
|  |  |  | 1949-12-09 | 0 | 0
|  |  |  | 1949-12-10 | 0.18 | 0.18
|  |  |  | 1949-12-11 | 0 | 0
|  |  |  | 1949-12-12 | 0 | 0
|  |  |  | 1949-12-13 | 0 | 0
|  |  |  | 1949-12-14 | 0 | 0
|  |  |  | 1949-12-15 | 0 | 0
|  |  |  | 1949-12-16 | 0 | 0
|  |  |  | 1949-12-17 | 0 | 0
|  |  |  | 1949-12-18 | 0 | 0
|  |  |  | 1949-12-19 | 0 | 0
|  |  |  | 1949-12-20 | 0 | 0
|  |  |  | 1949-12-21 | 0 | 0
|  |  |  | 1949-12-22 | 0 | 0
|  |  |  | 1949-12-23 | 0 | 0
|  |  |  | 1949-12-24 | 0 | 0
|  |  |  | 1949-12-25 | 0 | 0
|  |  |  | 1949-12-26 | 0 | 0
|  |  |  | 1949-12-27 | 0 | 0
|  |  |  | 1949-12-28 | 0 | 0
|  |  |  | 1949-12-29 | 0.31 | 0.31
|  |  |  | 1949-12-30 | 0.18 | 0.18
|  |  |  | 1949-12-31 | 0 | 0
|  |  |  | 1950-01-01 | 0.01 | 0.01
|  |  |  | 1950-01-02 | 0 | 0
|  |  |  | 1950-01-03 | 0 | 0
|  |  |  | 1950-01-04 | 0 | 0
|  |  |  | 1950-01-05 | 0 | 0
|  |  |  | 1950-01-06 | 0 | 0
|  |  |  | 1950-01-07 | 0 | 0
|  |  |  | 1950-01-08 | 0 | 0
|  |  |  | 1950-01-09 | 0.05 | 0.05
|  |  |  | 1950-01-10 | 0 | 0
|  |  |  | 1950-01-11 | 0 | 0
|  |  |  | 1950-01-12 | 0.07 | 0.07
|  |  |  | 1950-01-13 | 0.06 | 0.06
|  |  |  | 1950-01-14 | 0 | 0
|  |  |  | 1950-01-15 | 0 | 0
|  |  |  | 1950-01-16 | 0 | 0
|  |  |  | 1950-01-17 | 0 | 0
|  |  |  | 1950-01-18 | 0 | 0
|  |  |  | 1950-01-19 | 0 | 0
|  |  |  | 1950-01-20 | 0 | 0
|  |  |  | 1950-01-21 | 0 | 0
|  |  |  | 1950-01-22 | 0 | 0
|  |  |  | 1950-01-23 | 0 | 0
|  |  |  | 1950-01-24 | 0 | 0
|  |  |  | 1950-01-25 | 0 | 0
|  |  |  | 1950-01-26 | 0 | 0
|  |  |  | 1950-01-27 | 0 | 0
|  |  |  | 1950-01-28 | 0 | 0
|  |  |  | 1950-01-29 | 0 | 0
|  |  |  | 1950-01-30 | 0.03 | 0.03
|  |  |  | 1950-01-31 | 0.13 | 0.13
|  |  |  | 1950-02-01 | 0 | 0
|  |  |  | 1950-02-02 | 0 | 0
|  |  |  | 1950-02-03 | 0 | 0
|  |  |  | 1950-02-04 | 0 | 0
|  |  |  | 1950-02-05 | 0 | 0
|  |  |  | 1950-02-06 | 0 | 0
|  |  |  | 1950-02-07 | 0 | 0
|  |  |  | 1950-02-08 | 0 | 0
|  |  |  | 1950-02-09 | 0 | 0
|  |  |  | 1950-02-10 | 0 | 0
|  |  |  | 1950-02-11 | 0 | 0
|  |  |  | 1950-02-12 | 0 | 0
|  |  |  | 1950-02-13 | 0 | 0
|  |  |  | 1950-02-14 | 0 | 0
|  |  |  | 1950-02-15 | 0 | 0
|  |  |  | 1950-02-16 | 0 | 0
|  |  |  | 1950-02-17 | 0 | 0
|  |  |  | 1950-02-18 | 0 | 0
|  |  |  | 1950-02-19 | 0 | 0
|  |  |  | 1950-02-20 | 0 | 0
|  |  |  | 1950-02-21 | 0 | 0
|  |  |  | 1950-02-22 | 0 | 0
|  |  |  | 1950-02-23 | 0 | 0
|  |  |  | 1950-02-24 | 0 | 0
|  |  |  | 1950-02-25 | 0 | 0
|  |  |  | 1950-02-26 | 0 | 0
|  |  |  | 1950-02-27 | 0 | 0
|  |  |  | 1950-02-28 | 0 | 0
|  |  |  | 1950-03-01 | 0 | 0
|  |  |  | 1950-03-02 | 0 | 0
|  |  |  | 1950-03-03 | 0 | 0
|  |  |  | 1950-03-04 | 0 | 0
|  |  |  | 1950-03-05 | 0 | 0
|  |  |  | 1950-03-06 | 0 | 0
|  |  |  | 1950-03-07 | 0 | 0
|  |  |  | 1950-03-08 | 0 | 0
|  |  |  | 1950-03-09 | 0 | 0
|  |  |  | 1950-03-10 | 0 | 0
|  |  |  | 1950-03-11 | 0 | 0
|  |  |  | 1950-03-12 | 0 | 0
|  |  |  | 1950-03-13 | 0 | 0
|  |  |  | 1950-03-14 | 0 | 0
|  |  |  | 1950-03-15 | 0 | 0
|  |  |  | 1950-03-16 | 0 | 0
|  |  |  | 1950-03-17 | 0 | 0
|  |  |  | 1950-03-18 | 0 | 0
|  |  |  | 1950-03-19 | 0 | 0
|  |  |  | 1950-03-20 | 0 | 0
|  |  |  | 1950-03-21 | 0 | 0
|  |  |  | 1950-03-22 | 0 | 0
|  |  |  | 1950-03-23 | 0 | 0
|  |  |  | 1950-03-24 | 0 | 0
|  |  |  | 1950-03-25 | 0 | 0
|  |  |  | 1950-03-26 | 0 | 0
|  |  |  | 1950-03-27 | 0 | 0
|  |  |  | 1950-03-28 | 0 | 0
|  |  |  | 1950-03-29 | 0 | 0
|  |  |  | 1950-03-30 | 0 | 0
|  |  |  | 1950-03-31 | 0 | 0
|  |  |  | 1950-04-01 | 0 | 0
|  |  |  | 1950-04-02 | 0 | 0
|  |  |  | 1950-04-03 | 0 | 0
|  |  |  | 1950-04-04 | 0 | 0
|  |  |  | 1950-04-05 | 0 | 0
|  |  |  | 1950-04-06 | 0 | 0
|  |  |  | 1950-04-07 | 0 | 0
|  |  |  | 1950-04-08 | 0 | 0
|  |  |  | 1950-04-09 | 0 | 0
|  |  |  | 1950-04-10 | 0 | 0
|  |  |  | 1950-04-11 | 0 | 0
|  |  |  | 1950-04-12 | 0.02 | 0.02
|  |  |  | 1950-04-13 | 0.3 | 0.3
|  |  |  | 1950-04-14 | 0.03 | 0.03
|  |  |  | 1950-04-15 | 0 | 0
|  |  |  | 1950-04-16 | 0 | 0
|  |  |  | 1950-04-17 | 0 | 0
|  |  |  | 1950-04-18 | 0 | 0
|  |  |  | 1950-04-19 | 0 | 0
|  |  |  | 1950-04-20 | 0 | 0
|  |  |  | 1950-04-21 | 0 | 0
|  |  |  | 1950-04-22 | 0.03 | 0.03
|  |  |  | 1950-04-23 | 0 | 0
|  |  |  | 1950-04-24 | 0 | 0
|  |  |  | 1950-04-25 | 0 | 0
|  |  |  | 1950-04-26 | 0 | 0
|  |  |  | 1950-04-27 | 0 | 0
|  |  |  | 1950-04-28 | 0 | 0
|  |  |  | 1950-04-29 | 0 | 0
|  |  |  | 1950-04-30 | 0 | 0
|  |  |  | 1950-05-01 | 0 | 0
|  |  |  | 1950-05-02 | 0 | 0
|  |  |  | 1950-05-03 | 0 | 0
|  |  |  | 1950-05-04 | 0 | 0
|  |  |  | 1950-05-05 | 0 | 0
|  |  |  | 1950-05-06 | 0 | 0
|  |  |  | 1950-05-07 | 0 | 0
|  |  |  | 1950-05-08 | 0 | 0
|  |  |  | 1950-05-09 | 0 | 0
|  |  |  | 1950-05-10 | 0 | 0
|  |  |  | 1950-05-11 | 0.44 | 0.44
|  |  |  | 1950-05-12 | 0.03 | 0.03
|  |  |  | 1950-05-13 | 0 | 0
|  |  |  | 1950-05-14 | 0 | 0
|  |  |  | 1950-05-15 | 0 | 0
|  |  |  | 1950-05-16 | 0 | 0
|  |  |  | 1950-05-17 | 0.16 | 0.16
|  |  |  | 1950-05-18 | 0 | 0
|  |  |  | 1950-05-19 | 0 | 0
|  |  |  | 1950-05-20 | 0 | 0
|  |  |  | 1950-05-21 | 0 | 0
|  |  |  | 1950-05-22 | 0 | 0
|  |  |  | 1950-05-23 | 0 | 0
|  |  |  | 1950-05-24 | 0 | 0
|  |  |  | 1950-05-25 | 0 | 0
|  |  |  | 1950-05-26 | 0 | 0
|  |  |  | 1950-05-27 | 0 | 0
|  |  |  | 1950-05-28 | 0.25 | 0.25
|  |  |  | 1950-05-29 | 0 | 0
|  |  |  | 1950-05-30 | 0 | 0
|  |  |  | 1950-05-31 | 0 | 0
|  |  |  | 1950-06-01 | 0.2 | 0.2
|  |  |  | 1950-06-02 | 0.22 | 0.22
|  |  |  | 1950-06-03 | 0 | 0
|  |  |  | 1950-06-04 | 0.81 | 0.81
|  |  |  | 1950-06-05 | 0 | 0
|  |  |  | 1950-06-06 | 0 | 0
|  |  |  | 1950-06-07 | 0 | 0
|  |  |  | 1950-06-08 | 0 | 0
|  |  |  | 1950-06-09 | 0 | 0
|  |  |  | 1950-06-10 | 0.65 | 0.65
|  |  |  | 1950-06-11 | 0.02 | 0.02
|  |  |  | 1950-06-12 | 0 | 0
|  |  |  | 1950-06-13 | 0.17 | 0.17
|  |  |  | 1950-06-14 | 0.02 | 0.02
|  |  |  | 1950-06-15 | 0 | 0
|  |  |  | 1950-06-16 | 0 | 0
|  |  |  | 1950-06-17 | 0 | 0
|  |  |  | 1950-06-18 | 0 | 0
|  |  |  | 1950-06-19 | 0 | 0
|  |  |  | 1950-06-20 | 0.3 | 0.3
|  |  |  | 1950-06-21 | 0.61 | 0.61
|  |  |  | 1950-06-22 | 0.05 | 0.05
|  |  |  | 1950-06-23 | 0 | 0
|  |  |  | 1950-06-24 | 0.39 | 0.39
|  |  |  | 1950-06-25 | 0.02 | 0.02
|  |  |  | 1950-06-26 | 0 | 0
|  |  |  | 1950-06-27 | 0 | 0
|  |  |  | 1950-06-28 | 0 | 0
|  |  |  | 1950-06-29 | 0 | 0
|  |  |  | 1950-06-30 | 0.11 | 0.11
|  |  |  | 1950-07-01 | 0 | 0
|  |  |  | 1950-07-02 | 0 | 0
|  |  |  | 1950-07-03 | 0 | 0
|  |  |  | 1950-07-04 | 0 | 0
|  |  |  | 1950-07-05 | 0 | 0
|  |  |  | 1950-07-06 | 0 | 0
|  |  |  | 1950-07-07 | 0.01 | 0.01
|  |  |  | 1950-07-08 | 0.01 | 0.01
|  |  |  | 1950-07-09 | 0 | 0
|  |  |  | 1950-07-10 | 0.7 | 0.7
|  |  |  | 1950-07-11 | 0.59 | 0.59
|  |  |  | 1950-07-12 | 0.16 | 0.16
|  |  |  | 1950-07-13 | 0.49 | 0.49
|  |  |  | 1950-07-14 | 0.05 | 0.05
|  |  |  | 1950-07-15 | 0 | 0
|  |  |  | 1950-07-16 | 0.79 | 0.79
|  |  |  | 1950-07-17 | 0.55 | 0.55
|  |  |  | 1950-07-18 | 0.05 | 0.05
|  |  |  | 1950-07-19 | 0 | 0
|  |  |  | 1950-07-20 | 0.33 | 0.33
|  |  |  | 1950-07-21 | 0 | 0
|  |  |  | 1950-07-22 | 0 | 0
|  |  |  | 1950-07-23 | 0.05 | 0.05
|  |  |  | 1950-07-24 | 0.04 | 0.04
|  |  |  | 1950-07-25 | 0 | 0
|  |  |  | 1950-07-26 | 0 | 0
|  |  |  | 1950-07-27 | 0.04 | 0.04
|  |  |  | 1950-07-28 | 0 | 0
|  |  |  | 1950-07-29 | 0.06 | 0.06
|  |  |  | 1950-07-30 | 0.03 | 0.03
|  |  |  | 1950-07-31 | 0.29 | 0.29
|  |  |  | 1950-08-01 | 0.41 | 0.41
|  |  |  | 1950-08-02 | 0.05 | 0.05
|  |  |  | 1950-08-03 | 0.03 | 0.03
|  |  |  | 1950-08-04 | 0 | 0
|  |  |  | 1950-08-05 | 0 | 0
|  |  |  | 1950-08-06 | 0 | 0
|  |  |  | 1950-08-07 | 0.03 | 0.03
|  |  |  | 1950-08-08 | 0.02 | 0.02
|  |  |  | 1950-08-09 | 0 | 0
|  |  |  | 1950-08-10 | 0 | 0
|  |  |  | 1950-08-11 | 0 | 0
|  |  |  | 1950-08-12 | 0 | 0
|  |  |  | 1950-08-13 | 0 | 0
|  |  |  | 1950-08-14 | 0 | 0
|  |  |  | 1950-08-15 | 0 | 0
|  |  |  | 1950-08-16 | 0 | 0
|  |  |  | 1950-08-17 | 0 | 0
|  |  |  | 1950-08-18 | 0 | 0
|  |  |  | 1950-08-19 | 0 | 0
|  |  |  | 1950-08-20 | 0 | 0
|  |  |  | 1950-08-21 | 0 | 0
|  |  |  | 1950-08-22 | 0 | 0
|  |  |  | 1950-08-23 | 0 | 0
|  |  |  | 1950-08-24 | 0 | 0
|  |  |  | 1950-08-25 | 0.3 | 0.3
|  |  |  | 1950-08-26 | 0 | 0
|  |  |  | 1950-08-27 | 0.3 | 0.3
|  |  |  | 1950-08-28 | 0 | 0
|  |  |  | 1950-08-29 | 0 | 0
|  |  |  | 1950-08-30 | 0 | 0
|  |  |  | 1950-08-31 | 0 | 0
|  |  |  | 1950-09-01 | 0 | 0
|  |  |  | 1950-09-02 | 0 | 0
|  |  |  | 1950-09-03 | 0 | 0
|  |  |  | 1950-09-04 | 0.15 | 0.15
|  |  |  | 1950-09-05 | 0.06 | 0.06
|  |  |  | 1950-09-06 | 0.09 | 0.09
|  |  |  | 1950-09-07 | 0.18 | 0.18
|  |  |  | 1950-09-08 | 0 | 0
|  |  |  | 1950-09-09 | 0.44 | 0.44
|  |  |  | 1950-09-10 | 0 | 0
|  |  |  | 1950-09-11 | 0 | 0
|  |  |  | 1950-09-12 | 0 | 0
|  |  |  | 1950-09-13 | 0.03 | 0.03
|  |  |  | 1950-09-14 | 0.07 | 0.07
|  |  |  | 1950-09-15 | 0 | 0
|  |  |  | 1950-09-16 | 0 | 0
|  |  |  | 1950-09-17 | 0 | 0
|  |  |  | 1950-09-18 | 0.01 | 0.01
|  |  |  | 1950-09-19 | 0.55 | 0.55
|  |  |  | 1950-09-20 | 0 | 0
|  |  |  | 1950-09-21 | 0.8 | 0.8
|  |  |  | 1950-09-22 | 0.51 | 0.51
|  |  |  | 1950-09-23 | 0 | 0
|  |  |  | 1950-09-24 | 0 | 0
|  |  |  | 1950-09-25 | 0.1 | 0.1
|  |  |  | 1950-09-26 | 0 | 0
|  |  |  | 1950-09-27 | 0 | 0
|  |  |  | 1950-09-28 | 0 | 0
|  |  |  | 1950-09-29 | 0 | 0
|  |  |  | 1950-09-30 | 0.38 | 0.38
|  |  |  | 1950-10-01 | 0 | 0
|  |  |  | 1950-10-02 | 0.4 | 0.4
|  |  |  | 1950-10-03 | 0 | 0
|  |  |  | 1950-10-04 | 0 | 0
|  |  |  | 1950-10-05 | 0.03 | 0.03
|  |  |  | 1950-10-06 | 0 | 0
|  |  |  | 1950-10-07 | 0 | 0
|  |  |  | 1950-10-08 | 0 | 0
|  |  |  | 1950-10-09 | 0 | 0
|  |  |  | 1950-10-10 | 0 | 0
|  |  |  | 1950-10-11 | 0 | 0
|  |  |  | 1950-10-12 | 0 | 0
|  |  |  | 1950-10-13 | 0 | 0
|  |  |  | 1950-10-14 | 0 | 0
|  |  |  | 1950-10-15 | 0 | 0
|  |  |  | 1950-10-16 | 0 | 0
|  |  |  | 1950-10-17 | 0 | 0
|  |  |  | 1950-10-18 | 0 | 0
|  |  |  | 1950-10-19 | 0 | 0
|  |  |  | 1950-10-20 | 0 | 0
|  |  |  | 1950-10-21 | 0 | 0
|  |  |  | 1950-10-22 | 0 | 0
|  |  |  | 1950-10-23 | 0 | 0
|  |  |  | 1950-10-24 | 0 | 0
|  |  |  | 1950-10-25 | 0 | 0
|  |  |  | 1950-10-26 | 0 | 0
|  |  |  | 1950-10-27 | 0 | 0
|  |  |  | 1950-10-28 | 0 | 0
|  |  |  | 1950-10-29 | 0 | 0
|  |  |  | 1950-10-30 | 0 | 0
|  |  |  | 1950-10-31 | 0 | 0
|  |  |  | 1950-11-01 | 0 | 0
|  |  |  | 1950-11-02 | 0 | 0
|  |  |  | 1950-11-03 | 0 | 0
|  |  |  | 1950-11-04 | 0 | 0
|  |  |  | 1950-11-05 | 0 | 0
|  |  |  | 1950-11-06 | 0 | 0
|  |  |  | 1950-11-07 | 0 | 0
|  |  |  | 1950-11-08 | 0 | 0
|  |  |  | 1950-11-09 | 0 | 0
|  |  |  | 1950-11-10 | 0 | 0
|  |  |  | 1950-11-11 | 0 | 0
|  |  |  | 1950-11-12 | 0 | 0
|  |  |  | 1950-11-13 | 0 | 0
|  |  |  | 1950-11-14 | 0 | 0
|  |  |  | 1950-11-15 | 0 | 0
|  |  |  | 1950-11-16 | 0 | 0
|  |  |  | 1950-11-17 | 0 | 0
|  |  |  | 1950-11-18 | 0 | 0
|  |  |  | 1950-11-19 | 0 | 0
|  |  |  | 1950-11-20 | 0 | 0
|  |  |  | 1950-11-21 | 0 | 0
|  |  |  | 1950-11-22 | 0 | 0
|  |  |  | 1950-11-23 | 0 | 0
|  |  |  | 1950-11-24 | 0 | 0
|  |  |  | 1950-11-25 | 0 | 0
|  |  |  | 1950-11-26 | 0 | 0
|  |  |  | 1950-11-27 | 0 | 0
|  |  |  | 1950-11-28 | 0 | 0
|  |  |  | 1950-11-29 | 0 | 0
|  |  |  | 1950-11-30 | 0 | 0
|  |  |  | 1950-12-01 | 0 | 0
|  |  |  | 1950-12-02 | 0 | 0
|  |  |  | 1950-12-03 | 0 | 0
|  |  |  | 1950-12-04 | 0 | 0
|  |  |  | 1950-12-05 | 0 | 0
|  |  |  | 1950-12-06 | 0 | 0
|  |  |  | 1950-12-07 | 0 | 0
|  |  |  | 1950-12-08 | 0 | 0
|  |  |  | 1950-12-09 | 0 | 0
|  |  |  | 1950-12-10 | 0 | 0
|  |  |  | 1950-12-11 | 0 | 0
|  |  |  | 1950-12-12 | 0 | 0
|  |  |  | 1950-12-13 | 0 | 0
|  |  |  | 1950-12-14 | 0 | 0
|  |  |  | 1950-12-15 | 0 | 0
|  |  |  | 1950-12-16 | 0 | 0
|  |  |  | 1950-12-17 | 0 | 0
|  |  |  | 1950-12-18 | 0 | 0
|  |  |  | 1950-12-19 | 0 | 0
|  |  |  | 1950-12-20 | 0 | 0
|  |  |  | 1950-12-21 | 0 | 0
|  |  |  | 1950-12-22 | 0 | 0
|  |  |  | 1950-12-23 | 0 | 0
|  |  |  | 1950-12-24 | 0 | 0
|  |  |  | 1950-12-25 | 0 | 0
|  |  |  | 1950-12-26 | 0 | 0
|  |  |  | 1950-12-27 | 0 | 0
|  |  |  | 1950-12-28 | 0 | 0
|  |  |  | 1950-12-29 | 0 | 0
|  |  |  | 1950-12-30 | 0 | 0
|  |  |  | 1950-12-31 | 0 | 0
|  |  |  | 1951-01-01 | 0 | 0
|  |  |  | 1951-01-02 | 0.06 | 0.06
|  |  |  | 1951-01-03 | 0 | 0
|  |  |  | 1951-01-04 | 0 | 0
|  |  |  | 1951-01-05 | 0 | 0
|  |  |  | 1951-01-06 | 0 | 0
|  |  |  | 1951-01-07 | 0 | 0
|  |  |  | 1951-01-08 | 0 | 0
|  |  |  | 1951-01-09 | 0 | 0
|  |  |  | 1951-01-10 | 0 | 0
|  |  |  | 1951-01-11 | 0 | 0
|  |  |  | 1951-01-12 | 0 | 0
|  |  |  | 1951-01-13 | 0 | 0
|  |  |  | 1951-01-14 | 0 | 0
|  |  |  | 1951-01-15 | 0 | 0
|  |  |  | 1951-01-16 | 0 | 0
|  |  |  | 1951-01-17 | 0 | 0
|  |  |  | 1951-01-18 | 0 | 0
|  |  |  | 1951-01-19 | 0 | 0
|  |  |  | 1951-01-20 | 0 | 0
|  |  |  | 1951-01-21 | 0 | 0
|  |  |  | 1951-01-22 | 0 | 0
|  |  |  | 1951-01-23 | 0 | 0
|  |  |  | 1951-01-24 | 0 | 0
|  |  |  | 1951-01-25 | 0 | 0
|  |  |  | 1951-01-26 | 0 | 0
|  |  |  | 1951-01-27 | 0 | 0
|  |  |  | 1951-01-28 | 0 | 0
|  |  |  | 1951-01-29 | 0 | 0
|  |  |  | 1951-01-30 | 0 | 0
|  |  |  | 1951-01-31 | 0 | 0
|  |  |  | 1951-02-01 | 0 | 0
|  |  |  | 1951-02-02 | 0 | 0
|  |  |  | 1951-02-03 | 0 | 0
|  |  |  | 1951-02-04 | 0 | 0
|  |  |  | 1951-02-05 | 0 | 0
|  |  |  | 1951-02-06 | 0 | 0
|  |  |  | 1951-02-07 | 0 | 0
|  |  |  | 1951-02-08 | 0 | 0
|  |  |  | 1951-02-09 | 0 | 0
|  |  |  | 1951-02-10 | 0 | 0
|  |  |  | 1951-02-11 | 0 | 0
|  |  |  | 1951-02-12 | 0 | 0
|  |  |  | 1951-02-13 | 0 | 0
|  |  |  | 1951-02-14 | 0 | 0
|  |  |  | 1951-02-15 | 0 | 0
|  |  |  | 1951-02-16 | 0 | 0
|  |  |  | 1951-02-17 | 0 | 0
|  |  |  | 1951-02-18 | 0 | 0
|  |  |  | 1951-02-19 | 0 | 0
|  |  |  | 1951-02-20 | 0 | 0
|  |  |  | 1951-02-21 | 0 | 0
|  |  |  | 1951-02-22 | 0 | 0
|  |  |  | 1951-02-23 | 0 | 0
|  |  |  | 1951-02-24 | 0 | 0
|  |  |  | 1951-02-25 | 0 | 0
|  |  |  | 1951-02-26 | 0 | 0
|  |  |  | 1951-02-27 | 0 | 0
|  |  |  | 1951-02-28 | 0 | 0
|  |  |  | 1951-03-01 | 0 | 0
|  |  |  | 1951-03-02 | 0 | 0
|  |  |  | 1951-03-03 | 0 | 0
|  |  |  | 1951-03-04 | 0 | 0
|  |  |  | 1951-03-05 | 0 | 0
|  |  |  | 1951-03-06 | 0 | 0
|  |  |  | 1951-03-07 | 0 | 0
|  |  |  | 1951-03-08 | 0 | 0
|  |  |  | 1951-03-09 | 0.62 | 0.62
|  |  |  | 1951-03-10 | 0.04 | 0.04
|  |  |  | 1951-03-11 | 0 | 0
|  |  |  | 1951-03-12 | 0 | 0
|  |  |  | 1951-03-13 | 0 | 0
|  |  |  | 1951-03-14 | 0 | 0
|  |  |  | 1951-03-15 | 0 | 0
|  |  |  | 1951-03-16 | 0 | 0
|  |  |  | 1951-03-17 | 0 | 0
|  |  |  | 1951-03-18 | 0 | 0
|  |  |  | 1951-03-19 | 0 | 0
|  |  |  | 1951-03-20 | 0 | 0
|  |  |  | 1951-03-21 | 0 | 0
|  |  |  | 1951-03-22 | 0 | 0
|  |  |  | 1951-03-23 | 0 | 0
|  |  |  | 1951-03-24 | 0 | 0
|  |  |  | 1951-03-25 | 0.4 | 0.4
|  |  |  | 1951-03-26 | 0.11 | 0.11
|  |  |  | 1951-03-27 | 0.01 | 0.01
|  |  |  | 1951-03-28 | 0.15 | 0.15
|  |  |  | 1951-03-29 | 0 | 0
|  |  |  | 1951-03-30 | 0 | 0
|  |  |  | 1951-03-31 | 0 | 0
|  |  |  | 1951-04-01 | 0 | 0
|  |  |  | 1951-04-02 | 0 | 0
|  |  |  | 1951-04-03 | 0 | 0
|  |  |  | 1951-04-04 | 0 | 0
|  |  |  | 1951-04-05 | 0 | 0
|  |  |  | 1951-04-06 | 0 | 0
|  |  |  | 1951-04-07 | 0 | 0
|  |  |  | 1951-04-08 | 0 | 0
|  |  |  | 1951-04-09 | 0 | 0
|  |  |  | 1951-04-10 | 0 | 0
|  |  |  | 1951-04-11 | 0 | 0
|  |  |  | 1951-04-12 | 0 | 0
|  |  |  | 1951-04-13 | 0 | 0
|  |  |  | 1951-04-14 | 0 | 0
|  |  |  | 1951-04-15 | 0 | 0
|  |  |  | 1951-04-16 | 0 | 0
|  |  |  | 1951-04-17 | 0 | 0
|  |  |  | 1951-04-18 | 0 | 0
|  |  |  | 1951-04-19 | 0 | 0
|  |  |  | 1951-04-20 | 0 | 0
|  |  |  | 1951-04-21 | 0 | 0
|  |  |  | 1951-04-22 | 0 | 0
|  |  |  | 1951-04-23 | 0 | 0
|  |  |  | 1951-04-24 | 0 | 0
|  |  |  | 1951-04-25 | 0 | 0
|  |  |  | 1951-04-26 | 0 | 0
|  |  |  | 1951-04-27 | 0 | 0
|  |  |  | 1951-04-28 | 0 | 0
|  |  |  | 1951-04-29 | 0 | 0
|  |  |  | 1951-04-30 | 0 | 0
|  |  |  | 1951-05-01 | 0 | 0
|  |  |  | 1951-05-02 | 0 | 0
|  |  |  | 1951-05-03 | 0 | 0
|  |  |  | 1951-05-04 | 0 | 0
|  |  |  | 1951-05-05 | 0 | 0
|  |  |  | 1951-05-06 | 0 | 0
|  |  |  | 1951-05-07 | 0 | 0
|  |  |  | 1951-05-08 | 0 | 0
|  |  |  | 1951-05-09 | 0 | 0
|  |  |  | 1951-05-10 | 0 | 0
|  |  |  | 1951-05-11 | 0.28 | 0.28
|  |  |  | 1951-05-12 | 0.55 | 0.55
|  |  |  | 1951-05-13 | 0 | 0
|  |  |  | 1951-05-14 | 0 | 0
|  |  |  | 1951-05-15 | 0 | 0
|  |  |  | 1951-05-16 | 0 | 0
|  |  |  | 1951-05-17 | 0 | 0
|  |  |  | 1951-05-18 | 0 | 0
|  |  |  | 1951-05-19 | 0 | 0
|  |  |  | 1951-05-20 | 0.77 | 0.77
|  |  |  | 1951-05-21 | 0 | 0
|  |  |  | 1951-05-22 | 0 | 0
|  |  |  | 1951-05-23 | 0.15 | 0.15
|  |  |  | 1951-05-24 | 0.22 | 0.22
|  |  |  | 1951-05-25 | 0 | 0
|  |  |  | 1951-05-26 | 0 | 0
|  |  |  | 1951-05-27 | 0 | 0
|  |  |  | 1951-05-28 | 0 | 0
|  |  |  | 1951-05-29 | 0 | 0
|  |  |  | 1951-05-30 | 0 | 0
|  |  |  | 1951-05-31 | 0.1 | 0.1
|  |  |  | 1951-06-01 | 0 | 0
|  |  |  | 1951-06-02 | 0.92 | 0.92
|  |  |  | 1951-06-03 | 0 | 0
|  |  |  | 1951-06-04 | 0 | 0
|  |  |  | 1951-06-05 | 0 | 0
|  |  |  | 1951-06-06 | 0 | 0
|  |  |  | 1951-06-07 | 0 | 0
|  |  |  | 1951-06-08 | 0 | 0
|  |  |  | 1951-06-09 | 0 | 0
|  |  |  | 1951-06-10 | 0 | 0
|  |  |  | 1951-06-11 | 0 | 0
|  |  |  | 1951-06-12 | 0 | 0
|  |  |  | 1951-06-13 | 0.09 | 0.09
|  |  |  | 1951-06-14 | 0 | 0
|  |  |  | 1951-06-15 | 0 | 0
|  |  |  | 1951-06-16 | 0 | 0
|  |  |  | 1951-06-17 | 0 | 0
|  |  |  | 1951-06-18 | 0 | 0
|  |  |  | 1951-06-19 | 0 | 0
|  |  |  | 1951-06-20 | 0 | 0
|  |  |  | 1951-06-21 | 0 | 0
|  |  |  | 1951-06-22 | 0 | 0
|  |  |  | 1951-06-23 | 0 | 0
|  |  |  | 1951-06-24 | 0 | 0
|  |  |  | 1951-06-25 | 0 | 0
|  |  |  | 1951-06-26 | 0 | 0
|  |  |  | 1951-06-27 | 0 | 0
|  |  |  | 1951-06-28 | 0 | 0
|  |  |  | 1951-06-29 | 0 | 0
|  |  |  | 1951-06-30 | 0 | 0
|  |  |  | 1951-07-01 | 0 | 0
|  |  |  | 1951-07-02 | 0.1 | 0.1
|  |  |  | 1951-07-03 | 0.1 | 0.1
|  |  |  | 1951-07-04 | 0.02 | 0.02
|  |  |  | 1951-07-05 | 0 | 0
|  |  |  | 1951-07-06 | 0 | 0
|  |  |  | 1951-07-07 | 0 | 0
|  |  |  | 1951-07-08 | 0 | 0
|  |  |  | 1951-07-09 | 0 | 0
|  |  |  | 1951-07-10 | 0 | 0
|  |  |  | 1951-07-11 | 0 | 0
|  |  |  | 1951-07-12 | 0.03 | 0.03
|  |  |  | 1951-07-13 | 0.18 | 0.18
|  |  |  | 1951-07-14 | 0.42 | 0.42
|  |  |  | 1951-07-15 | 0 | 0
|  |  |  | 1951-07-16 | 0.4 | 0.4
|  |  |  | 1951-07-17 | 0.03 | 0.03
|  |  |  | 1951-07-18 | 0 | 0
|  |  |  | 1951-07-19 | 0 | 0
|  |  |  | 1951-07-20 | 0 | 0
|  |  |  | 1951-07-21 | 0 | 0
|  |  |  | 1951-07-22 | 0 | 0
|  |  |  | 1951-07-23 | 0.05 | 0.05
|  |  |  | 1951-07-24 | 0.15 | 0.15
|  |  |  | 1951-07-25 | 0 | 0
|  |  |  | 1951-07-26 | 0 | 0
|  |  |  | 1951-07-27 | 0 | 0
|  |  |  | 1951-07-28 | 0 | 0
|  |  |  | 1951-07-29 | 0 | 0
|  |  |  | 1951-07-30 | 0 | 0
|  |  |  | 1951-07-31 | 0 | 0
|  |  |  | 1951-08-01 | 0 | 0
|  |  |  | 1951-08-02 | 0 | 0
|  |  |  | 1951-08-03 | 0 | 0
|  |  |  | 1951-08-04 | 0 | 0
|  |  |  | 1951-08-05 | 0 | 0
|  |  |  | 1951-08-06 | 0 | 0
|  |  |  | 1951-08-07 | 0 | 0
|  |  |  | 1951-08-08 | 0 | 0
|  |  |  | 1951-08-09 | 0 | 0
|  |  |  | 1951-08-10 | 0 | 0
|  |  |  | 1951-08-11 | 0.17 | 0.17
|  |  |  | 1951-08-12 | 0 | 0
|  |  |  | 1951-08-13 | 0 | 0
|  |  |  | 1951-08-14 | 0 | 0
|  |  |  | 1951-08-15 | 0 | 0
|  |  |  | 1951-08-16 | 0 | 0
|  |  |  | 1951-08-17 | 0 | 0
|  |  |  | 1951-08-18 | 0 | 0
|  |  |  | 1951-08-19 | 0 | 0
|  |  |  | 1951-08-20 | 0 | 0
|  |  |  | 1951-08-21 | 0 | 0
|  |  |  | 1951-08-22 | 0.37 | 0.37
|  |  |  | 1951-08-23 | 0 | 0
|  |  |  | 1951-08-24 | 0 | 0
|  |  |  | 1951-08-25 | 0 | 0
|  |  |  | 1951-08-26 | 0 | 0
|  |  |  | 1951-08-27 | 0 | 0
|  |  |  | 1951-08-28 | 0.36 | 0.36
|  |  |  | 1951-08-29 | 0.86 | 0.86
|  |  |  | 1951-08-30 | 0 | 0
|  |  |  | 1951-08-31 | 0 | 0
|  |  |  | 1951-09-01 | 0 | 0
|  |  |  | 1951-09-02 | 0 | 0
|  |  |  | 1951-09-03 | 0 | 0
|  |  |  | 1951-09-04 | 0 | 0
|  |  |  | 1951-09-05 | 0 | 0
|  |  |  | 1951-09-06 | 0 | 0
|  |  |  | 1951-09-07 | 0.18 | 0.18
|  |  |  | 1951-09-08 | 0.22 | 0.22
|  |  |  | 1951-09-09 | 0.4 | 0.4
|  |  |  | 1951-09-10 | 0.01 | 0.01
|  |  |  | 1951-09-11 | 0.28 | 0.28
|  |  |  | 1951-09-12 | 0 | 0
|  |  |  | 1951-09-13 | 0 | 0
|  |  |  | 1951-09-14 | 0 | 0
|  |  |  | 1951-09-15 | 0 | 0
|  |  |  | 1951-09-16 | 0 | 0
|  |  |  | 1951-09-17 | 0 | 0
|  |  |  | 1951-09-18 | 0 | 0
|  |  |  | 1951-09-19 | 0 | 0
|  |  |  | 1951-09-20 | 0 | 0
|  |  |  | 1951-09-21 | 0 | 0
|  |  |  | 1951-09-22 | 0 | 0
|  |  |  | 1951-09-23 | 0 | 0
|  |  |  | 1951-09-24 | 0 | 0
|  |  |  | 1951-09-25 | 0 | 0
|  |  |  | 1951-09-26 | 0 | 0
|  |  |  | 1951-09-27 | 0 | 0
|  |  |  | 1951-09-28 | 0 | 0
|  |  |  | 1951-09-29 | 0 | 0
|  |  |  | 1951-09-30 | 0 | 0
|  |  |  | 1951-10-01 | 0 | 0
|  |  |  | 1951-10-02 | 0 | 0
|  |  |  | 1951-10-03 | 0 | 0
|  |  |  | 1951-10-04 | 0 | 0
|  |  |  | 1951-10-05 | 0 | 0
|  |  |  | 1951-10-06 | 0 | 0
|  |  |  | 1951-10-07 | 0 | 0
|  |  |  | 1951-10-08 | 0 | 0
|  |  |  | 1951-10-09 | 0 | 0
|  |  |  | 1951-10-10 | 0 | 0
|  |  |  | 1951-10-11 | 0 | 0
|  |  |  | 1951-10-12 | 0 | 0
|  |  |  | 1951-10-13 | 0 | 0
|  |  |  | 1951-10-14 | 0 | 0
|  |  |  | 1951-10-15 | 0 | 0
|  |  |  | 1951-10-16 | 0 | 0
|  |  |  | 1951-10-17 | 0 | 0
|  |  |  | 1951-10-18 | 0 | 0
|  |  |  | 1951-10-19 | 0 | 0
|  |  |  | 1951-10-20 | 0 | 0
|  |  |  | 1951-10-21 | 0 | 0
|  |  |  | 1951-10-22 | 0 | 0
|  |  |  | 1951-10-23 | 0 | 0
|  |  |  | 1951-10-24 | 0 | 0
|  |  |  | 1951-10-25 | 0.03 | 0.03
|  |  |  | 1951-10-26 | 0.01 | 0.01
|  |  |  | 1951-10-27 | 0 | 0
|  |  |  | 1951-10-28 | 0 | 0
|  |  |  | 1951-10-29 | 0 | 0
|  |  |  | 1951-10-30 | 0 | 0
|  |  |  | 1951-10-31 | 0 | 0
|  |  |  | 1951-11-01 | 0 | 0
|  |  |  | 1951-11-02 | 0 | 0
|  |  |  | 1951-11-03 | 0 | 0
|  |  |  | 1951-11-04 | 0 | 0
|  |  |  | 1951-11-05 | 0 | 0
|  |  |  | 1951-11-06 | 0 | 0
|  |  |  | 1951-11-07 | 0 | 0
|  |  |  | 1951-11-08 | 0 | 0
|  |  |  | 1951-11-09 | 0 | 0
|  |  |  | 1951-11-10 | 0 | 0
|  |  |  | 1951-11-11 | 0 | 0
|  |  |  | 1951-11-12 | 0 | 0
|  |  |  | 1951-11-13 | 0 | 0
|  |  |  | 1951-11-14 | 0 | 0
|  |  |  | 1951-11-15 | 0 | 0
|  |  |  | 1951-11-16 | 0 | 0
|  |  |  | 1951-11-17 | 0 | 0
|  |  |  | 1951-11-18 | 0 | 0
|  |  |  | 1951-11-19 | 0 | 0
|  |  |  | 1951-11-20 | 0 | 0
|  |  |  | 1951-11-21 | 0 | 0
|  |  |  | 1951-11-22 | 0 | 0
|  |  |  | 1951-11-23 | 0 | 0
|  |  |  | 1951-11-24 | 0 | 0
|  |  |  | 1951-11-25 | 0 | 0
|  |  |  | 1951-11-26 | 0.04 | 0.04
|  |  |  | 1951-11-27 | 0 | 0
|  |  |  | 1951-11-28 | 0 | 0
|  |  |  | 1951-11-29 | 0 | 0
|  |  |  | 1951-11-30 | 0 | 0
|  |  |  | 1951-12-01 | 0 | 0
|  |  |  | 1951-12-02 | 0 | 0
|  |  |  | 1951-12-03 | 0 | 0
|  |  |  | 1951-12-04 | 0 | 0
|  |  |  | 1951-12-05 | 0 | 0
|  |  |  | 1951-12-06 | 0 | 0
|  |  |  | 1951-12-07 | 0 | 0
|  |  |  | 1951-12-08 | 0 | 0
|  |  |  | 1951-12-09 | 0 | 0
|  |  |  | 1951-12-10 | 0 | 0
|  |  |  | 1951-12-11 | 0 | 0
|  |  |  | 1951-12-12 | 0 | 0
|  |  |  | 1951-12-13 | 0.24 | 0.24
|  |  |  | 1951-12-14 | 0 | 0
|  |  |  | 1951-12-15 | 0 | 0
|  |  |  | 1951-12-16 | 0 | 0
|  |  |  | 1951-12-17 | 0 | 0
|  |  |  | 1951-12-19 | 0 | 0
|  |  |  | 1951-12-20 | 0 | 0
|  |  |  | 1951-12-21 | 0 | 0
|  |  |  | 1951-12-22 | 0 | 0
|  |  |  | 1951-12-23 | 0 | 0
|  |  |  | 1951-12-24 | 0 | 0
|  |  |  | 1951-12-25 | 0 | 0
|  |  |  | 1951-12-26 | 0 | 0
|  |  |  | 1951-12-27 | 0 | 0
|  |  |  | 1951-12-28 | 0 | 0
|  |  |  | 1951-12-29 | 0 | 0
|  |  |  | 1951-12-30 | 0 | 0
|  |  |  | 1951-12-31 | 0 | 0
|  |  |  | 1952-01-01 | 0 | 0
|  |  |  | 1952-01-02 | 0 | 0
|  |  |  | 1952-01-03 | 0 | 0
|  |  |  | 1952-01-04 | 0 | 0
|  |  |  | 1952-01-05 | 0 | 0
|  |  |  | 1952-01-06 | 0 | 0
|  |  |  | 1952-01-07 | 0 | 0
|  |  |  | 1952-01-08 | 0 | 0
|  |  |  | 1952-01-09 | 0 | 0
|  |  |  | 1952-01-10 | 0 | 0
|  |  |  | 1952-01-11 | 0 | 0
|  |  |  | 1952-01-12 | 0 | 0
|  |  |  | 1952-01-13 | 0 | 0
|  |  |  | 1952-01-14 | 0 | 0
|  |  |  | 1952-01-15 | 0 | 0
|  |  |  | 1952-01-16 | 0 | 0
|  |  |  | 1952-01-17 | 0 | 0
|  |  |  | 1952-01-18 | 0 | 0
|  |  |  | 1952-01-19 | 0 | 0
|  |  |  | 1952-01-20 | 0.07 | 0.07
|  |  |  | 1952-01-21 | 0 | 0
|  |  |  | 1952-01-22 | 0 | 0
|  |  |  | 1952-01-23 | 0 | 0
|  |  |  | 1952-01-24 | 0 | 0
|  |  |  | 1952-01-25 | 0 | 0
|  |  |  | 1952-01-26 | 0 | 0
|  |  |  | 1952-01-27 | 0.61 | 0.61
|  |  |  | 1952-01-28 | 0 | 0
|  |  |  | 1952-01-29 | 0 | 0
|  |  |  | 1952-01-30 | 0 | 0
|  |  |  | 1952-01-31 | 0 | 0
|  |  |  | 1952-02-01 | 0 | 0
|  |  |  | 1952-02-02 | 0 | 0
|  |  |  | 1952-02-03 | 0 | 0
|  |  |  | 1952-02-04 | 0 | 0
|  |  |  | 1952-02-05 | 0 | 0
|  |  |  | 1952-02-06 | 0 | 0
|  |  |  | 1952-02-07 | 0 | 0
|  |  |  | 1952-02-08 | 0 | 0
|  |  |  | 1952-02-09 | 0 | 0
|  |  |  | 1952-02-10 | 0.14 | 0.14
|  |  |  | 1952-02-11 | 0 | 0
|  |  |  | 1952-02-12 | 0 | 0
|  |  |  | 1952-02-13 | 0 | 0
|  |  |  | 1952-02-14 | 0 | 0
|  |  |  | 1952-02-15 | 0.1 | 0.1
|  |  |  | 1952-02-16 | 0 | 0
|  |  |  | 1952-02-17 | 0 | 0
|  |  |  | 1952-02-18 | 0 | 0
|  |  |  | 1952-02-19 | 0 | 0
|  |  |  | 1952-02-20 | 0 | 0
|  |  |  | 1952-02-21 | 0 | 0
|  |  |  | 1952-02-22 | 0 | 0
|  |  |  | 1952-02-23 | 0 | 0
|  |  |  | 1952-02-24 | 0 | 0
|  |  |  | 1952-02-25 | 0 | 0
|  |  |  | 1952-02-26 | 0 | 0
|  |  |  | 1952-02-27 | 0 | 0
|  |  |  | 1952-02-28 | 0 | 0
|  |  |  | 1952-02-29 | 0 | 0
|  |  |  | 1952-03-01 | 0.1 | 0.1
|  |  |  | 1952-03-02 | 0 | 0
|  |  |  | 1952-03-03 | 0 | 0
|  |  |  | 1952-03-04 | 0 | 0
|  |  |  | 1952-03-05 | 0 | 0
|  |  |  | 1952-03-06 | 0 | 0
|  |  |  | 1952-03-07 | 0 | 0
|  |  |  | 1952-03-08 | 0 | 0
|  |  |  | 1952-03-09 | 0 | 0
|  |  |  | 1952-03-10 | 0 | 0
|  |  |  | 1952-03-11 | 0 | 0
|  |  |  | 1952-03-12 | 0 | 0
|  |  |  | 1952-03-13 | 0 | 0
|  |  |  | 1952-03-14 | 0 | 0
|  |  |  | 1952-03-15 | 0 | 0
|  |  |  | 1952-03-16 | 0 | 0
|  |  |  | 1952-03-17 | 0 | 0
|  |  |  | 1952-03-18 | 0 | 0
|  |  |  | 1952-03-19 | 0 | 0
|  |  |  | 1952-03-20 | 0 | 0
|  |  |  | 1952-03-21 | 0 | 0
|  |  |  | 1952-03-22 | 0 | 0
|  |  |  | 1952-03-23 | 0 | 0
|  |  |  | 1952-03-24 | 0 | 0
|  |  |  | 1952-03-25 | 0 | 0
|  |  |  | 1952-03-26 | 0 | 0
|  |  |  | 1952-03-27 | 0 | 0
|  |  |  | 1952-03-28 | 0 | 0
|  |  |  | 1952-03-29 | 0 | 0
|  |  |  | 1952-03-30 | 0 | 0
|  |  |  | 1952-03-31 | 0 | 0
|  |  |  | 1952-04-01 | 0 | 0
|  |  |  | 1952-04-02 | 0 | 0
|  |  |  | 1952-04-03 | 0 | 0
|  |  |  | 1952-04-04 | 0 | 0
|  |  |  | 1952-04-05 | 0 | 0
|  |  |  | 1952-04-06 | 0 | 0
|  |  |  | 1952-04-07 | 0 | 0
|  |  |  | 1952-04-08 | 0 | 0
|  |  |  | 1952-04-09 | 0 | 0
|  |  |  | 1952-04-10 | 0 | 0
|  |  |  | 1952-04-11 | 0 | 0
|  |  |  | 1952-04-12 | 0 | 0
|  |  |  | 1952-04-13 | 0 | 0
|  |  |  | 1952-04-14 | 0 | 0
|  |  |  | 1952-04-15 | 0 | 0
|  |  |  | 1952-04-16 | 0 | 0
|  |  |  | 1952-04-17 | 0.07 | 0.07
|  |  |  | 1952-04-18 | 0 | 0
|  |  |  | 1952-04-19 | 0.14 | 0.14
|  |  |  | 1952-04-20 | 0.01 | 0.01
|  |  |  | 1952-04-21 | 0 | 0
|  |  |  | 1952-04-22 | 0 | 0
|  |  |  | 1952-04-23 | 0 | 0
|  |  |  | 1952-04-24 | 0 | 0
|  |  |  | 1952-04-25 | 0.21 | 0.21
|  |  |  | 1952-04-26 | 0 | 0
|  |  |  | 1952-04-27 | 0 | 0
|  |  |  | 1952-04-28 | 0 | 0
|  |  |  | 1952-04-29 | 0 | 0
|  |  |  | 1952-04-30 | 0 | 0
|  |  |  | 1952-05-01 | 0 | 0
|  |  |  | 1952-05-02 | 0 | 0
|  |  |  | 1952-05-03 | 0 | 0
|  |  |  | 1952-05-04 | 0 | 0
|  |  |  | 1952-05-05 | 0 | 0
|  |  |  | 1952-05-06 | 0 | 0
|  |  |  | 1952-05-07 | 0 | 0
|  |  |  | 1952-05-08 | 0 | 0
|  |  |  | 1952-05-09 | 0 | 0
|  |  |  | 1952-05-10 | 0 | 0
|  |  |  | 1952-05-11 | 0 | 0
|  |  |  | 1952-05-12 | 0 | 0
|  |  |  | 1952-05-13 | 0 | 0
|  |  |  | 1952-05-14 | 0 | 0
|  |  |  | 1952-05-15 | 0 | 0
|  |  |  | 1952-05-16 | 0 | 0
|  |  |  | 1952-05-17 | 0 | 0
|  |  |  | 1952-05-18 | 0.36 | 0.36
|  |  |  | 1952-05-19 | 0 | 0
|  |  |  | 1952-05-20 | 0 | 0
|  |  |  | 1952-05-21 | 0 | 0
|  |  |  | 1952-05-22 | 0 | 0
|  |  |  | 1952-05-23 | 0 | 0
|  |  |  | 1952-05-24 | 0 | 0
|  |  |  | 1952-05-25 | 0 | 0
|  |  |  | 1952-05-26 | 0 | 0
|  |  |  | 1952-05-27 | 0.61 | 0.61
|  |  |  | 1952-05-28 | 0.2 | 0.2
|  |  |  | 1952-05-29 | 0 | 0
|  |  |  | 1952-05-30 | 0 | 0
|  |  |  | 1952-05-31 | 0 | 0
|  |  |  | 1952-06-01 | 0.02 | 0.02
|  |  |  | 1952-06-02 | 0 | 0
|  |  |  | 1952-06-03 | 0.06 | 0.06
|  |  |  | 1952-06-04 | 0 | 0
|  |  |  | 1952-06-05 | 0 | 0
|  |  |  | 1952-06-06 | 0 | 0
|  |  |  | 1952-06-07 | 0 | 0
|  |  |  | 1952-06-08 | 0 | 0
|  |  |  | 1952-06-09 | 0 | 0
|  |  |  | 1952-06-10 | 0 | 0
|  |  |  | 1952-06-11 | 0.23 | 0.23
|  |  |  | 1952-06-12 | 0.85 | 0.85
|  |  |  | 1952-06-13 | 0.71 | 0.71
|  |  |  | 1952-06-14 | 0 | 0
|  |  |  | 1952-06-15 | 0 | 0
|  |  |  | 1952-06-16 | 0 | 0
|  |  |  | 1952-06-17 | 0 | 0
|  |  |  | 1952-06-18 | 0 | 0
|  |  |  | 1952-06-19 | 0 | 0
|  |  |  | 1952-06-20 | 0 | 0
|  |  |  | 1952-06-21 | 0 | 0
|  |  |  | 1952-06-22 | 0.1 | 0.1
|  |  |  | 1952-06-23 | 0 | 0
|  |  |  | 1952-06-24 | 0 | 0
|  |  |  | 1952-06-25 | 0 | 0
|  |  |  | 1952-06-26 | 2.38 | 2.38
|  |  |  | 1952-06-27 | 0.26 | 0.26
|  |  |  | 1952-06-28 | 1.39 | 1.39
|  |  |  | 1952-06-29 | 0 | 0
|  |  |  | 1952-06-30 | 0 | 0
|  |  |  | 1952-07-01 | 0 | 0
|  |  |  | 1952-07-02 | 0.03 | 0.03
|  |  |  | 1952-07-03 | 0 | 0
|  |  |  | 1952-07-04 | 0 | 0
|  |  |  | 1952-07-05 | 0 | 0
|  |  |  | 1952-07-06 | 0 | 0
|  |  |  | 1952-07-07 | 0 | 0
|  |  |  | 1952-07-08 | 2.67 | 2.67
|  |  |  | 1952-07-09 | 0.06 | 0.06
|  |  |  | 1952-07-10 | 0 | 0
|  |  |  | 1952-07-11 | 1 | 1
|  |  |  | 1952-07-12 | 0.03 | 0.03
|  |  |  | 1952-07-13 | 0.46 | 0.46
|  |  |  | 1952-07-14 | 0 | 0
|  |  |  | 1952-07-15 | 0 | 0
|  |  |  | 1952-07-16 | 0 | 0
|  |  |  | 1952-07-17 | 0 | 0
|  |  |  | 1952-07-18 | 0.09 | 0.09
|  |  |  | 1952-07-19 | 0.11 | 0.11
|  |  |  | 1952-07-20 | 0 | 0
|  |  |  | 1952-07-21 | 0 | 0
|  |  |  | 1952-07-22 | 0 | 0
|  |  |  | 1952-07-23 | 0 | 0
|  |  |  | 1952-07-24 | 0 | 0
|  |  |  | 1952-07-25 | 0 | 0
|  |  |  | 1952-07-26 | 0 | 0
|  |  |  | 1952-07-27 | 0 | 0
|  |  |  | 1952-07-28 | 0 | 0
|  |  |  | 1952-07-29 | 0 | 0
|  |  |  | 1952-07-30 | 0 | 0
|  |  |  | 1952-07-31 | 0 | 0
|  |  |  | 1952-08-01 | 0 | 0
|  |  |  | 1952-08-02 | 0 | 0
|  |  |  | 1952-08-03 | 0 | 0
|  |  |  | 1952-08-04 | 0.02 | 0.02
|  |  |  | 1952-08-05 | 0 | 0
|  |  |  | 1952-08-06 | 0 | 0
|  |  |  | 1952-08-07 | 0 | 0
|  |  |  | 1952-08-08 | 0 | 0
|  |  |  | 1952-08-09 | 0.3 | 0.3
|  |  |  | 1952-08-10 | 0.07 | 0.07
|  |  |  | 1952-08-11 | 0 | 0
|  |  |  | 1952-08-12 | 0 | 0
|  |  |  | 1952-08-13 | 0.01 | 0.01
|  |  |  | 1952-08-14 | 0 | 0
|  |  |  | 1952-08-15 | 0.07 | 0.07
|  |  |  | 1952-08-16 | 0.02 | 0.02
|  |  |  | 1952-08-17 | 0 | 0
|  |  |  | 1952-08-18 | 0 | 0
|  |  |  | 1952-08-19 | 0 | 0
|  |  |  | 1952-08-20 | 0 | 0
|  |  |  | 1952-08-21 | 0 | 0
|  |  |  | 1952-08-22 | 0 | 0
|  |  |  | 1952-08-23 | 0 | 0
|  |  |  | 1952-08-24 | 0 | 0
|  |  |  | 1952-08-25 | 0 | 0
|  |  |  | 1952-08-26 | 0 | 0
|  |  |  | 1952-08-27 | 0 | 0
|  |  |  | 1952-08-28 | 0 | 0
|  |  |  | 1952-08-29 | 0 | 0
|  |  |  | 1952-08-30 | 0.25 | 0.25
|  |  |  | 1952-08-31 | 0 | 0
|  |  |  | 1952-09-01 | 0 | 0
|  |  |  | 1952-09-02 | 0 | 0
|  |  |  | 1952-09-03 | 0 | 0
|  |  |  | 1952-09-04 | 0.38 | 0.38
|  |  |  | 1952-09-05 | 0 | 0
|  |  |  | 1952-09-06 | 0 | 0
|  |  |  | 1952-09-07 | 0 | 0
|  |  |  | 1952-09-08 | 0 | 0
|  |  |  | 1952-09-09 | 0 | 0
|  |  |  | 1952-09-10 | 0 | 0
|  |  |  | 1952-09-11 | 0 | 0
|  |  |  | 1952-09-12 | 0.01 | 0.01
|  |  |  | 1952-09-13 | 0 | 0
|  |  |  | 1952-09-14 | 0 | 0
|  |  |  | 1952-09-15 | 0 | 0
|  |  |  | 1952-09-16 | 0 | 0
|  |  |  | 1952-09-17 | 0 | 0
|  |  |  | 1952-09-18 | 0 | 0
|  |  |  | 1952-09-19 | 0 | 0
|  |  |  | 1952-09-20 | 0 | 0
|  |  |  | 1952-09-21 | 0 | 0
|  |  |  | 1952-09-22 | 0 | 0
|  |  |  | 1952-09-23 | 0.25 | 0.25
|  |  |  | 1952-09-24 | 0.16 | 0.16
|  |  |  | 1952-09-25 | 0 | 0
|  |  |  | 1952-09-26 | 0 | 0
|  |  |  | 1952-09-27 | 0 | 0
|  |  |  | 1952-09-28 | 0 | 0
|  |  |  | 1952-09-29 | 0 | 0
|  |  |  | 1952-09-30 | 0 | 0
|  |  |  | 1952-10-01 | 0.47 | 0.47
|  |  |  | 1952-10-02 | 0 | 0
|  |  |  | 1952-10-03 | 0 | 0
|  |  |  | 1952-10-04 | 0 | 0
|  |  |  | 1952-10-05 | 0 | 0
|  |  |  | 1952-10-06 | 0 | 0
|  |  |  | 1952-10-07 | 0 | 0
|  |  |  | 1952-10-08 | 0 | 0
|  |  |  | 1952-10-09 | 0 | 0
|  |  |  | 1952-10-10 | 0 | 0
|  |  |  | 1952-10-11 | 0 | 0
|  |  |  | 1952-10-12 | 0 | 0
|  |  |  | 1952-10-13 | 0 | 0
|  |  |  | 1952-10-14 | 0 | 0
|  |  |  | 1952-10-15 | 0 | 0
|  |  |  | 1952-10-16 | 0 | 0
|  |  |  | 1952-10-17 | 0 | 0
|  |  |  | 1952-10-18 | 0 | 0
|  |  |  | 1952-10-19 | 0 | 0
|  |  |  | 1952-10-20 | 0 | 0
|  |  |  | 1952-10-21 | 0 | 0
|  |  |  | 1952-10-22 | 0 | 0
|  |  |  | 1952-10-23 | 0 | 0
|  |  |  | 1952-10-24 | 0 | 0
|  |  |  | 1952-10-25 | 0 | 0
|  |  |  | 1952-10-26 | 0 | 0
|  |  |  | 1952-10-27 | 0 | 0
|  |  |  | 1952-10-28 | 0 | 0
|  |  |  | 1952-10-29 | 0 | 0
|  |  |  | 1952-10-30 | 0 | 0
|  |  |  | 1952-10-31 | 0 | 0
|  |  |  | 1952-11-01 | 0 | 0
|  |  |  | 1952-11-02 | 0 | 0
|  |  |  | 1952-11-03 | 0 | 0
|  |  |  | 1952-11-04 | 0 | 0
|  |  |  | 1952-11-05 | 0 | 0
|  |  |  | 1952-11-06 | 0 | 0
|  |  |  | 1952-11-07 | 0 | 0
|  |  |  | 1952-11-08 | 0 | 0
|  |  |  | 1952-11-09 | 0 | 0
|  |  |  | 1952-11-10 | 0 | 0
|  |  |  | 1952-11-11 | 0 | 0
|  |  |  | 1952-11-12 | 0 | 0
|  |  |  | 1952-11-13 | 0 | 0
|  |  |  | 1952-11-14 | 0 | 0
|  |  |  | 1952-11-15 | 0 | 0
|  |  |  | 1952-11-16 | 0 | 0
|  |  |  | 1952-11-17 | 0 | 0
|  |  |  | 1952-11-18 | 0 | 0
|  |  |  | 1952-11-19 | 0 | 0
|  |  |  | 1952-11-20 | 0 | 0
|  |  |  | 1952-11-21 | 0 | 0
|  |  |  | 1952-11-22 | 0 | 0
|  |  |  | 1952-11-23 | 0 | 0
|  |  |  | 1952-11-24 | 0.85 | 0.85
|  |  |  | 1952-11-25 | 0.17 | 0.17
|  |  |  | 1952-11-26 | 0 | 0
|  |  |  | 1952-11-27 | 0 | 0
|  |  |  | 1952-11-28 | 0 | 0
|  |  |  | 1952-11-29 | 0 | 0
|  |  |  | 1952-11-30 | 0 | 0
|  |  |  | 1952-12-01 | 0 | 0
|  |  |  | 1952-12-02 | 0 | 0
|  |  |  | 1952-12-03 | 0 | 0
|  |  |  | 1952-12-04 | 0 | 0
|  |  |  | 1952-12-05 | 0 | 0
|  |  |  | 1952-12-06 | 0 | 0
|  |  |  | 1952-12-07 | 0 | 0
|  |  |  | 1952-12-08 | 0 | 0
|  |  |  | 1952-12-09 | 0 | 0
|  |  |  | 1952-12-10 | 0 | 0
|  |  |  | 1952-12-11 | 0 | 0
|  |  |  | 1952-12-12 | 0 | 0
|  |  |  | 1952-12-13 | 0 | 0
|  |  |  | 1952-12-14 | 0 | 0
|  |  |  | 1952-12-15 | 0 | 0
|  |  |  | 1952-12-16 | 0 | 0
|  |  |  | 1952-12-17 | 0 | 0
|  |  |  | 1952-12-18 | 0.37 | 0.37
|  |  |  | 1952-12-19 | 0.21 | 0.21
|  |  |  | 1952-12-20 | 0 | 0
|  |  |  | 1952-12-21 | 0 | 0
|  |  |  | 1952-12-22 | 0 | 0
|  |  |  | 1952-12-23 | 0 | 0
|  |  |  | 1952-12-24 | 0 | 0
|  |  |  | 1952-12-25 | 0 | 0
|  |  |  | 1952-12-26 | 0 | 0
|  |  |  | 1952-12-27 | 0 | 0
|  |  |  | 1952-12-28 | 0 | 0
|  |  |  | 1952-12-29 | 0.58 | 0.58
|  |  |  | 1952-12-30 | 0 | 0
|  |  |  | 1952-12-31 | 0 | 0
|  |  |  | 1953-01-01 | 0 | 0
|  |  |  | 1953-01-02 | 0 | 0
|  |  |  | 1953-01-03 | 0 | 0
|  |  |  | 1953-01-04 | 0 | 0
|  |  |  | 1953-01-05 | 0 | 0
|  |  |  | 1953-01-06 | 0 | 0
|  |  |  | 1953-01-07 | 0 | 0
|  |  |  | 1953-01-08 | 0 | 0
|  |  |  | 1953-01-09 | 0 | 0
|  |  |  | 1953-01-10 | 0 | 0
|  |  |  | 1953-01-11 | 0 | 0
|  |  |  | 1953-01-12 | 0 | 0
|  |  |  | 1953-01-13 | 0 | 0
|  |  |  | 1953-01-14 | 0 | 0
|  |  |  | 1953-01-15 | 0 | 0
|  |  |  | 1953-01-16 | 0 | 0
|  |  |  | 1953-01-17 | 0 | 0
|  |  |  | 1953-01-18 | 0 | 0
|  |  |  | 1953-01-19 | 0 | 0
|  |  |  | 1953-01-20 | 0 | 0
|  |  |  | 1953-01-21 | 0 | 0
|  |  |  | 1953-01-22 | 0 | 0
|  |  |  | 1953-01-23 | 0 | 0
|  |  |  | 1953-01-24 | 0 | 0
|  |  |  | 1953-01-25 | 0 | 0
|  |  |  | 1953-01-26 | 0 | 0
|  |  |  | 1953-01-27 | 0 | 0
|  |  |  | 1953-01-28 | 0 | 0
|  |  |  | 1953-01-29 | 0 | 0
|  |  |  | 1953-01-30 | 0 | 0
|  |  |  | 1953-01-31 | 0.03 | 0.03
|  |  |  | 1953-02-01 | 0 | 0
|  |  |  | 1953-02-02 | 0 | 0
|  |  |  | 1953-02-03 | 0 | 0
|  |  |  | 1953-02-04 | 0 | 0
|  |  |  | 1953-02-05 | 0 | 0
|  |  |  | 1953-02-06 | 0 | 0
|  |  |  | 1953-02-07 | 0 | 0
|  |  |  | 1953-02-08 | 0 | 0
|  |  |  | 1953-02-09 | 0 | 0
|  |  |  | 1953-02-10 | 0 | 0
|  |  |  | 1953-02-11 | 0 | 0
|  |  |  | 1953-02-12 | 0 | 0
|  |  |  | 1953-02-13 | 0 | 0
|  |  |  | 1953-02-14 | 0 | 0
|  |  |  | 1953-02-15 | 0 | 0
|  |  |  | 1953-02-16 | 0 | 0
|  |  |  | 1953-02-17 | 0 | 0
|  |  |  | 1953-02-18 | 0 | 0
|  |  |  | 1953-02-19 | 0 | 0
|  |  |  | 1953-02-20 | 0 | 0
|  |  |  | 1953-02-21 | 0 | 0
|  |  |  | 1953-02-22 | 0 | 0
|  |  |  | 1953-02-23 | 0.08 | 0.08
|  |  |  | 1953-02-24 | 0.17 | 0.17
|  |  |  | 1953-02-25 | 0 | 0
|  |  |  | 1953-02-26 | 0 | 0
|  |  |  | 1953-02-27 | 0 | 0
|  |  |  | 1953-02-28 | 0 | 0
|  |  |  | 1953-03-01 | 0 | 0
|  |  |  | 1953-03-02 | 0 | 0
|  |  |  | 1953-03-03 | 0 | 0
|  |  |  | 1953-03-04 | 0 | 0
|  |  |  | 1953-03-05 | 0 | 0
|  |  |  | 1953-03-06 | 0 | 0
|  |  |  | 1953-03-07 | 0 | 0
|  |  |  | 1953-03-08 | 0 | 0
|  |  |  | 1953-03-09 | 0.4 | 0.4
|  |  |  | 1953-03-10 | 0.03 | 0.03
|  |  |  | 1953-03-11 | 0 | 0
|  |  |  | 1953-03-12 | 0 | 0
|  |  |  | 1953-03-13 | 0 | 0
|  |  |  | 1953-03-14 | 0 | 0
|  |  |  | 1953-03-15 | 0 | 0
|  |  |  | 1953-03-16 | 0 | 0
|  |  |  | 1953-03-17 | 0 | 0
|  |  |  | 1953-03-18 | 0 | 0
|  |  |  | 1953-03-19 | 0 | 0
|  |  |  | 1953-03-20 | 0 | 0
|  |  |  | 1953-03-21 | 0 | 0
|  |  |  | 1953-03-22 | 0 | 0
|  |  |  | 1953-03-23 | 0 | 0
|  |  |  | 1953-03-24 | 0 | 0
|  |  |  | 1953-03-25 | 0 | 0
|  |  |  | 1953-03-26 | 0 | 0
|  |  |  | 1953-03-27 | 0.02 | 0.02
|  |  |  | 1953-03-28 | 0 | 0
|  |  |  | 1953-03-29 | 0 | 0
|  |  |  | 1953-03-30 | 0 | 0
|  |  |  | 1953-03-31 | 0 | 0
|  |  |  | 1953-04-01 | 0 | 0
|  |  |  | 1953-04-02 | 0 | 0
|  |  |  | 1953-04-03 | 0 | 0
|  |  |  | 1953-04-04 | 0 | 0
|  |  |  | 1953-04-05 | 0 | 0
|  |  |  | 1953-04-06 | 0 | 0
|  |  |  | 1953-04-07 | 0 | 0
|  |  |  | 1953-04-08 | 0 | 0
|  |  |  | 1953-04-09 | 0 | 0
|  |  |  | 1953-04-10 | 0 | 0
|  |  |  | 1953-04-11 | 0 | 0
|  |  |  | 1953-04-12 | 0 | 0
|  |  |  | 1953-04-13 | 0 | 0
|  |  |  | 1953-04-14 | 0 | 0
|  |  |  | 1953-04-15 | 0 | 0
|  |  |  | 1953-04-16 | 0 | 0
|  |  |  | 1953-04-17 | 0 | 0
|  |  |  | 1953-04-18 | 0 | 0
|  |  |  | 1953-04-19 | 0 | 0
|  |  |  | 1953-04-20 | 0 | 0
|  |  |  | 1953-04-21 | 0 | 0
|  |  |  | 1953-04-22 | 0.01 | 0.01
|  |  |  | 1953-04-23 | 0.08 | 0.08
|  |  |  | 1953-04-24 | 0 | 0
|  |  |  | 1953-04-25 | 0 | 0
|  |  |  | 1953-04-26 | 0 | 0
|  |  |  | 1953-04-27 | 0 | 0
|  |  |  | 1953-04-28 | 0 | 0
|  |  |  | 1953-04-29 | 0 | 0
|  |  |  | 1953-04-30 | 0 | 0
|  |  |  | 1953-05-01 | 0 | 0
|  |  |  | 1953-05-02 | 0 | 0
|  |  |  | 1953-05-03 | 0 | 0
|  |  |  | 1953-05-04 | 0 | 0
|  |  |  | 1953-05-05 | 0 | 0
|  |  |  | 1953-05-06 | 0 | 0
|  |  |  | 1953-05-07 | 0 | 0
|  |  |  | 1953-05-08 | 0 | 0
|  |  |  | 1953-05-09 | 0 | 0
|  |  |  | 1953-05-10 | 0 | 0
|  |  |  | 1953-05-11 | 0 | 0
|  |  |  | 1953-05-12 | 0 | 0
|  |  |  | 1953-05-13 | 0 | 0
|  |  |  | 1953-05-14 | 0 | 0
|  |  |  | 1953-05-15 | 0 | 0
|  |  |  | 1953-05-16 | 0 | 0
|  |  |  | 1953-05-17 | 0 | 0
|  |  |  | 1953-05-18 | 0 | 0
|  |  |  | 1953-05-19 | 0 | 0
|  |  |  | 1953-05-20 | 0 | 0
|  |  |  | 1953-05-21 | 0 | 0
|  |  |  | 1953-05-22 | 0 | 0
|  |  |  | 1953-05-23 | 0 | 0
|  |  |  | 1953-05-24 | 0 | 0
|  |  |  | 1953-05-25 | 0 | 0
|  |  |  | 1953-05-26 | 0.01 | 0.01
|  |  |  | 1953-05-27 | 0 | 0
|  |  |  | 1953-05-28 | 0 | 0
|  |  |  | 1953-05-29 | 0.05 | 0.05
|  |  |  | 1953-05-30 | 0 | 0
|  |  |  | 1953-05-31 | 0.37 | 0.37
|  |  |  | 1953-06-01 | 0 | 0
|  |  |  | 1953-06-02 | 0 | 0
|  |  |  | 1953-06-03 | 0 | 0
|  |  |  | 1953-06-04 | 0 | 0
|  |  |  | 1953-06-05 | 0 | 0
|  |  |  | 1953-06-06 | 0 | 0
|  |  |  | 1953-06-07 | 0 | 0
|  |  |  | 1953-06-08 | 0 | 0
|  |  |  | 1953-06-09 | 0 | 0
|  |  |  | 1953-06-10 | 0 | 0
|  |  |  | 1953-06-11 | 0 | 0
|  |  |  | 1953-06-12 | 0 | 0
|  |  |  | 1953-06-13 | 0 | 0
|  |  |  | 1953-06-14 | 0 | 0
|  |  |  | 1953-06-15 | 0 | 0
|  |  |  | 1953-06-16 | 0.37 | 0.37
|  |  |  | 1953-06-17 | 0.28 | 0.28
|  |  |  | 1953-06-18 | 0.01 | 0.01
|  |  |  | 1953-06-19 | 0 | 0
|  |  |  | 1953-06-20 | 0 | 0
|  |  |  | 1953-06-21 | 0 | 0
|  |  |  | 1953-06-22 | 0 | 0
|  |  |  | 1953-06-23 | 0 | 0
|  |  |  | 1953-06-24 | 0 | 0
|  |  |  | 1953-06-25 | 0 | 0
|  |  |  | 1953-06-26 | 0 | 0
|  |  |  | 1953-06-27 | 0 | 0
|  |  |  | 1953-06-28 | 0 | 0
|  |  |  | 1953-06-29 | 0 | 0
|  |  |  | 1953-06-30 | 0.01 | 0.01
|  |  |  | 1953-07-01 | 0 | 0
|  |  |  | 1953-07-02 | 0 | 0
|  |  |  | 1953-07-03 | 0 | 0
|  |  |  | 1953-07-04 | 0 | 0
|  |  |  | 1953-07-05 | 0.04 | 0.04
|  |  |  | 1953-07-06 | 0 | 0
|  |  |  | 1953-07-07 | 0.05 | 0.05
|  |  |  | 1953-07-08 | 0.14 | 0.14
|  |  |  | 1953-07-09 | 0 | 0
|  |  |  | 1953-07-10 | 0 | 0
|  |  |  | 1953-07-11 | 0 | 0
|  |  |  | 1953-07-12 | 0 | 0
|  |  |  | 1953-07-13 | 0 | 0
|  |  |  | 1953-07-14 | 0 | 0
|  |  |  | 1953-07-15 | 0 | 0
|  |  |  | 1953-07-16 | 0.16 | 0.16
|  |  |  | 1953-07-17 | 0.4 | 0.4
|  |  |  | 1953-07-18 | 0.01 | 0.01
|  |  |  | 1953-07-19 | 0 | 0
|  |  |  | 1953-07-20 | 0 | 0
|  |  |  | 1953-07-21 | 0.23 | 0.23
|  |  |  | 1953-07-22 | 0 | 0
|  |  |  | 1953-07-23 | 0 | 0
|  |  |  | 1953-07-24 | 0 | 0
|  |  |  | 1953-07-25 | 0.41 | 0.41
|  |  |  | 1953-07-26 | 0.71 | 0.71
|  |  |  | 1953-07-27 | 0 | 0
|  |  |  | 1953-07-28 | 0 | 0
|  |  |  | 1953-07-29 | 0.78 | 0.78
|  |  |  | 1953-07-30 | 0 | 0
|  |  |  | 1953-07-31 | 0 | 0
|  |  |  | 1953-08-01 | 0.05 | 0.05
|  |  |  | 1953-08-02 | 0 | 0
|  |  |  | 1953-08-03 | 0 | 0
|  |  |  | 1953-08-04 | 0 | 0
|  |  |  | 1953-08-05 | 0.07 | 0.07
|  |  |  | 1953-08-06 | 0 | 0
|  |  |  | 1953-08-07 | 0 | 0
|  |  |  | 1953-08-08 | 0 | 0
|  |  |  | 1953-08-09 | 0 | 0
|  |  |  | 1953-08-10 | 0 | 0
|  |  |  | 1953-08-11 | 0 | 0
|  |  |  | 1953-08-12 | 0 | 0
|  |  |  | 1953-08-13 | 0 | 0
|  |  |  | 1953-08-14 | 0 | 0
|  |  |  | 1953-08-15 | 0.03 | 0.03
|  |  |  | 1953-08-16 | 0 | 0
|  |  |  | 1953-08-17 | 0 | 0
|  |  |  | 1953-08-18 | 0.28 | 0.28
|  |  |  | 1953-08-19 | 0 | 0
|  |  |  | 1953-08-20 | 0 | 0
|  |  |  | 1953-08-21 | 0 | 0
|  |  |  | 1953-08-22 | 0.35 | 0.35
|  |  |  | 1953-08-23 | 0 | 0
|  |  |  | 1953-08-24 | 0 | 0
|  |  |  | 1953-08-25 | 0 | 0
|  |  |  | 1953-08-26 | 0 | 0
|  |  |  | 1953-08-27 | 0 | 0
|  |  |  | 1953-08-28 | 0 | 0
|  |  |  | 1953-08-29 | 0 | 0
|  |  |  | 1953-08-30 | 0.49 | 0.49
|  |  |  | 1953-08-31 | 0.56 | 0.56
|  |  |  | 1953-09-01 | 0 | 0
|  |  |  | 1953-09-02 | 0 | 0
|  |  |  | 1953-09-03 | 0.64 | 0.64
|  |  |  | 1953-09-04 | 0 | 0
|  |  |  | 1953-09-05 | 0 | 0
|  |  |  | 1953-09-06 | 0 | 0
|  |  |  | 1953-09-07 | 0 | 0
|  |  |  | 1953-09-08 | 0 | 0
|  |  |  | 1953-09-09 | 0 | 0
|  |  |  | 1953-09-10 | 0 | 0
|  |  |  | 1953-09-11 | 0 | 0
|  |  |  | 1953-09-12 | 0 | 0
|  |  |  | 1953-09-13 | 0 | 0
|  |  |  | 1953-09-14 | 0 | 0
|  |  |  | 1953-09-15 | 0 | 0
|  |  |  | 1953-09-16 | 0 | 0
|  |  |  | 1953-09-17 | 0 | 0
|  |  |  | 1953-09-18 | 0 | 0
|  |  |  | 1953-09-19 | 0 | 0
|  |  |  | 1953-09-20 | 0 | 0
|  |  |  | 1953-09-21 | 0 | 0
|  |  |  | 1953-09-22 | 0 | 0
|  |  |  | 1953-09-23 | 0 | 0
|  |  |  | 1953-09-24 | 0 | 0
|  |  |  | 1953-09-25 | 0 | 0
|  |  |  | 1953-09-26 | 0 | 0
|  |  |  | 1953-09-27 | 0 | 0
|  |  |  | 1953-09-28 | 0 | 0
|  |  |  | 1953-09-29 | 0 | 0
|  |  |  | 1953-09-30 | 0 | 0
|  |  |  | 1953-10-01 | 0 | 0
|  |  |  | 1953-10-02 | 0 | 0
|  |  |  | 1953-10-03 | 0.03 | 0.03
|  |  |  | 1953-10-04 | 0.19 | 0.19
|  |  |  | 1953-10-05 | 0 | 0
|  |  |  | 1953-10-06 | 0 | 0
|  |  |  | 1953-10-07 | 0 | 0
|  |  |  | 1953-10-08 | 0 | 0
|  |  |  | 1953-10-09 | 0 | 0
|  |  |  | 1953-10-10 | 0 | 0
|  |  |  | 1953-10-11 | 0 | 0
|  |  |  | 1953-10-12 | 0 | 0
|  |  |  | 1953-10-13 | 0 | 0
|  |  |  | 1953-10-14 | 0 | 0
|  |  |  | 1953-10-15 | 0 | 0
|  |  |  | 1953-10-16 | 0 | 0
|  |  |  | 1953-10-17 | 0 | 0
|  |  |  | 1953-10-18 | 0 | 0
|  |  |  | 1953-10-19 | 0 | 0
|  |  |  | 1953-10-20 | 0 | 0
|  |  |  | 1953-10-21 | 0 | 0
|  |  |  | 1953-10-22 | 0 | 0
|  |  |  | 1953-10-23 | 0 | 0
|  |  |  | 1953-10-24 | 0 | 0
|  |  |  | 1953-10-25 | 0 | 0
|  |  |  | 1953-10-26 | 0 | 0
|  |  |  | 1953-10-27 | 0 | 0
|  |  |  | 1953-10-28 | 0 | 0
|  |  |  | 1953-10-29 | 0 | 0
|  |  |  | 1953-10-30 | 0.2 | 0.2
|  |  |  | 1953-10-31 | 0 | 0
|  |  |  | 1953-11-01 | 0 | 0
|  |  |  | 1953-11-02 | 0 | 0
|  |  |  | 1953-11-03 | 0 | 0
|  |  |  | 1953-11-04 | 0 | 0
|  |  |  | 1953-11-05 | 0 | 0
|  |  |  | 1953-11-06 | 0 | 0
|  |  |  | 1953-11-07 | 0 | 0
|  |  |  | 1953-11-08 | 0 | 0
|  |  |  | 1953-11-09 | 0 | 0
|  |  |  | 1953-11-10 | 0 | 0
|  |  |  | 1953-11-11 | 0 | 0
|  |  |  | 1953-11-12 | 0 | 0
|  |  |  | 1953-11-13 | 0 | 0
|  |  |  | 1953-11-14 | 0 | 0
|  |  |  | 1953-11-15 | 0 | 0
|  |  |  | 1953-11-16 | 0 | 0
|  |  |  | 1953-11-17 | 0 | 0
|  |  |  | 1953-11-18 | 0 | 0
|  |  |  | 1953-11-19 | 0 | 0
|  |  |  | 1953-11-20 | 0 | 0
|  |  |  | 1953-11-21 | 0 | 0
|  |  |  | 1953-11-22 | 0 | 0
|  |  |  | 1953-11-23 | 0 | 0
|  |  |  | 1953-11-24 | 0 | 0
|  |  |  | 1953-11-25 | 0 | 0
|  |  |  | 1953-11-26 | 0 | 0
|  |  |  | 1953-11-27 | 0 | 0
|  |  |  | 1953-11-28 | 0 | 0
|  |  |  | 1953-11-29 | 0 | 0
|  |  |  | 1953-11-30 | 0 | 0
|  |  |  | 1953-12-01 | 0 | 0
|  |  |  | 1953-12-02 | 0.22 | 0.22
|  |  |  | 1953-12-03 | 0 | 0
|  |  |  | 1953-12-04 | 0 | 0
|  |  |  | 1953-12-05 | 0 | 0
|  |  |  | 1953-12-06 | 0 | 0
|  |  |  | 1953-12-07 | 0 | 0
|  |  |  | 1953-12-08 | 0 | 0
|  |  |  | 1953-12-09 | 0 | 0
|  |  |  | 1953-12-10 | 0 | 0
|  |  |  | 1953-12-11 | 0 | 0
|  |  |  | 1953-12-12 | 0 | 0
|  |  |  | 1953-12-13 | 0 | 0
|  |  |  | 1953-12-14 | 0 | 0
|  |  |  | 1953-12-15 | 0 | 0
|  |  |  | 1953-12-16 | 0 | 0
|  |  |  | 1953-12-17 | 0 | 0
|  |  |  | 1953-12-18 | 0 | 0
|  |  |  | 1953-12-19 | 0 | 0
|  |  |  | 1953-12-20 | 0 | 0
|  |  |  | 1953-12-21 | 0 | 0
|  |  |  | 1953-12-22 | 0.01 | 0.01
|  |  |  | 1953-12-23 | 0.15 | 0.15
|  |  |  | 1953-12-24 | 0 | 0
|  |  |  | 1953-12-25 | 0 | 0
|  |  |  | 1953-12-26 | 0 | 0
|  |  |  | 1953-12-27 | 0 | 0
|  |  |  | 1953-12-28 | 0 | 0
|  |  |  | 1953-12-29 | 0 | 0
|  |  |  | 1953-12-30 | 0 | 0
|  |  |  | 1953-12-31 | 0 | 0
|  |  |  | 1954-01-01 | 0 | 0
|  |  |  | 1954-01-02 | 0 | 0
|  |  |  | 1954-01-03 | 0 | 0
|  |  |  | 1954-01-04 | 0 | 0
|  |  |  | 1954-01-05 | 0 | 0
|  |  |  | 1954-01-06 | 0 | 0
|  |  |  | 1954-01-07 | 0 | 0
|  |  |  | 1954-01-08 | 0 | 0
|  |  |  | 1954-01-09 | 0 | 0
|  |  |  | 1954-01-10 | 0 | 0
|  |  |  | 1954-01-11 | 0 | 0
|  |  |  | 1954-01-12 | 0 | 0
|  |  |  | 1954-01-13 | 0 | 0
|  |  |  | 1954-01-14 | 0.25 | 0.25
|  |  |  | 1954-01-15 | 0.45 | 0.45
|  |  |  | 1954-01-16 | 0 | 0
|  |  |  | 1954-01-17 | 0 | 0
|  |  |  | 1954-01-18 | 0 | 0
|  |  |  | 1954-01-19 | 0 | 0
|  |  |  | 1954-01-20 | 0 | 0
|  |  |  | 1954-01-21 | 0 | 0
|  |  |  | 1954-01-22 | 0 | 0
|  |  |  | 1954-01-23 | 0 | 0
|  |  |  | 1954-01-24 | 0 | 0
|  |  |  | 1954-01-25 | 0 | 0
|  |  |  | 1954-01-26 | 0 | 0
|  |  |  | 1954-01-27 | 0 | 0
|  |  |  | 1954-01-28 | 0 | 0
|  |  |  | 1954-01-29 | 0 | 0
|  |  |  | 1954-01-30 | 0 | 0
|  |  |  | 1954-01-31 | 0 | 0
|  |  |  | 1954-02-01 | 0 | 0
|  |  |  | 1954-02-02 | 0 | 0
|  |  |  | 1954-02-03 | 0 | 0
|  |  |  | 1954-02-04 | 0 | 0
|  |  |  | 1954-02-05 | 0 | 0
|  |  |  | 1954-02-06 | 0 | 0
|  |  |  | 1954-02-07 | 0 | 0
|  |  |  | 1954-02-08 | 0 | 0
|  |  |  | 1954-02-09 | 0 | 0
|  |  |  | 1954-02-10 | 0 | 0
|  |  |  | 1954-02-11 | 0 | 0
|  |  |  | 1954-02-12 | 0 | 0
|  |  |  | 1954-02-13 | 0 | 0
|  |  |  | 1954-02-14 | 0 | 0
|  |  |  | 1954-02-15 | 0 | 0
|  |  |  | 1954-02-16 | 0 | 0
|  |  |  | 1954-02-17 | 0 | 0
|  |  |  | 1954-02-18 | 0 | 0
|  |  |  | 1954-02-19 | 0 | 0
|  |  |  | 1954-02-20 | 0 | 0
|  |  |  | 1954-02-21 | 0 | 0
|  |  |  | 1954-02-22 | 0 | 0
|  |  |  | 1954-02-23 | 0 | 0
|  |  |  | 1954-02-24 | 0 | 0
|  |  |  | 1954-02-25 | 0 | 0
|  |  |  | 1954-02-26 | 0 | 0
|  |  |  | 1954-02-27 | 0 | 0
|  |  |  | 1954-02-28 | 0 | 0
|  |  |  | 1954-03-01 | 0 | 0
|  |  |  | 1954-03-02 | 0 | 0
|  |  |  | 1954-03-03 | 0 | 0
|  |  |  | 1954-03-04 | 0.24 | 0.24
|  |  |  | 1954-03-05 | 0 | 0
|  |  |  | 1954-03-06 | 0 | 0
|  |  |  | 1954-03-07 | 0 | 0
|  |  |  | 1954-03-08 | 0 | 0
|  |  |  | 1954-03-09 | 0 | 0
|  |  |  | 1954-03-10 | 0 | 0
|  |  |  | 1954-03-11 | 0 | 0
|  |  |  | 1954-03-12 | 0 | 0
|  |  |  | 1954-03-13 | 0 | 0
|  |  |  | 1954-03-14 | 0 | 0
|  |  |  | 1954-03-15 | 0 | 0
|  |  |  | 1954-03-16 | 0 | 0
|  |  |  | 1954-03-17 | 0 | 0
|  |  |  | 1954-03-18 | 0 | 0
|  |  |  | 1954-03-19 | 0 | 0
|  |  |  | 1954-03-20 | 0 | 0
|  |  |  | 1954-03-21 | 0 | 0
|  |  |  | 1954-03-22 | 0 | 0
|  |  |  | 1954-03-23 | 0 | 0
|  |  |  | 1954-03-24 | 0 | 0
|  |  |  | 1954-03-25 | 0 | 0
|  |  |  | 1954-03-26 | 0 | 0
|  |  |  | 1954-03-27 | 0 | 0
|  |  |  | 1954-03-28 | 0 | 0
|  |  |  | 1954-03-29 | 0 | 0
|  |  |  | 1954-03-30 | 0 | 0
|  |  |  | 1954-03-31 | 0 | 0
|  |  |  | 1954-04-01 | 0 | 0
|  |  |  | 1954-04-02 | 0 | 0
|  |  |  | 1954-04-03 | 0 | 0
|  |  |  | 1954-04-04 | 0 | 0
|  |  |  | 1954-04-05 | 0 | 0
|  |  |  | 1954-04-06 | 0 | 0
|  |  |  | 1954-04-07 | 0 | 0
|  |  |  | 1954-04-08 | 0 | 0
|  |  |  | 1954-04-09 | 0 | 0
|  |  |  | 1954-04-10 | 0 | 0
|  |  |  | 1954-04-11 | 0 | 0
|  |  |  | 1954-04-12 | 0.64 | 0.64
|  |  |  | 1954-04-13 | 0.05 | 0.05
|  |  |  | 1954-04-14 | 0 | 0
|  |  |  | 1954-04-15 | 0.07 | 0.07
|  |  |  | 1954-04-16 | 0.1 | 0.1
|  |  |  | 1954-04-17 | 0 | 0
|  |  |  | 1954-04-18 | 0 | 0
|  |  |  | 1954-04-19 | 0 | 0
|  |  |  | 1954-04-20 | 0 | 0
|  |  |  | 1954-04-21 | 0 | 0
|  |  |  | 1954-04-22 | 0.6 | 0.6
|  |  |  | 1954-04-23 | 0 | 0
|  |  |  | 1954-04-24 | 0 | 0
|  |  |  | 1954-04-25 | 0 | 0
|  |  |  | 1954-04-26 | 0.01 | 0.01
|  |  |  | 1954-04-27 | 0 | 0
|  |  |  | 1954-04-28 | 0 | 0
|  |  |  | 1954-04-29 | 0 | 0
|  |  |  | 1954-04-30 | 0 | 0
|  |  |  | 1954-05-01 | 0 | 0
|  |  |  | 1954-05-02 | 0 | 0
|  |  |  | 1954-05-03 | 0 | 0
|  |  |  | 1954-05-04 | 0 | 0
|  |  |  | 1954-05-05 | 0 | 0
|  |  |  | 1954-05-06 | 0 | 0
|  |  |  | 1954-05-07 | 0 | 0
|  |  |  | 1954-05-08 | 0 | 0
|  |  |  | 1954-05-09 | 0 | 0
|  |  |  | 1954-05-10 | 0 | 0
|  |  |  | 1954-05-11 | 0 | 0
|  |  |  | 1954-05-12 | 0 | 0
|  |  |  | 1954-05-13 | 0 | 0
|  |  |  | 1954-05-14 | 0 | 0
|  |  |  | 1954-05-15 | 0.53 | 0.53
|  |  |  | 1954-05-16 | 0.38 | 0.38
|  |  |  | 1954-05-17 | 0 | 0
|  |  |  | 1954-05-18 | 0.19 | 0.19
|  |  |  | 1954-05-19 | 0 | 0
|  |  |  | 1954-05-20 | 0.28 | 0.28
|  |  |  | 1954-05-21 | 0 | 0
|  |  |  | 1954-05-22 | 0.05 | 0.05
|  |  |  | 1954-05-23 | 0 | 0
|  |  |  | 1954-05-24 | 0 | 0
|  |  |  | 1954-05-25 | 0 | 0
|  |  |  | 1954-05-26 | 0 | 0
|  |  |  | 1954-05-27 | 0 | 0
|  |  |  | 1954-05-28 | 0 | 0
|  |  |  | 1954-05-29 | 0 | 0
|  |  |  | 1954-05-30 | 0 | 0
|  |  |  | 1954-05-31 | 0 | 0
|  |  |  | 1954-06-01 | 0 | 0
|  |  |  | 1954-06-02 | 0 | 0
|  |  |  | 1954-06-03 | 0 | 0
|  |  |  | 1954-06-04 | 0 | 0
|  |  |  | 1954-06-05 | 0.12 | 0.12
|  |  |  | 1954-06-06 | 0.01 | 0.01
|  |  |  | 1954-06-07 | 0 | 0
|  |  |  | 1954-06-08 | 0 | 0
|  |  |  | 1954-06-09 | 0 | 0
|  |  |  | 1954-06-10 | 0.65 | 0.65
|  |  |  | 1954-06-11 | 1.1 | 1.1
|  |  |  | 1954-06-12 | 0 | 0
|  |  |  | 1954-06-13 | 0 | 0
|  |  |  | 1954-06-14 | 0 | 0
|  |  |  | 1954-06-15 | 0 | 0
|  |  |  | 1954-06-16 | 0 | 0
|  |  |  | 1954-06-17 | 0 | 0
|  |  |  | 1954-06-18 | 0 | 0
|  |  |  | 1954-06-19 | 0 | 0
|  |  |  | 1954-06-20 | 0 | 0
|  |  |  | 1954-06-21 | 0 | 0
|  |  |  | 1954-06-22 | 0 | 0
|  |  |  | 1954-06-23 | 0 | 0
|  |  |  | 1954-06-24 | 0 | 0
|  |  |  | 1954-06-25 | 0 | 0
|  |  |  | 1954-06-26 | 0 | 0
|  |  |  | 1954-06-27 | 0 | 0
|  |  |  | 1954-06-28 | 0.28 | 0.28
|  |  |  | 1954-06-29 | 0 | 0
|  |  |  | 1954-06-30 | 1.26 | 1.26
|  |  |  | 1954-07-01 | 0 | 0
|  |  |  | 1954-07-02 | 0 | 0
|  |  |  | 1954-07-03 | 0 | 0
|  |  |  | 1954-07-04 | 0 | 0
|  |  |  | 1954-07-05 | 0.16 | 0.16
|  |  |  | 1954-07-06 | 0 | 0
|  |  |  | 1954-07-07 | 0 | 0
|  |  |  | 1954-07-08 | 0 | 0
|  |  |  | 1954-07-09 | 0 | 0
|  |  |  | 1954-07-10 | 0 | 0
|  |  |  | 1954-07-11 | 0 | 0
|  |  |  | 1954-07-12 | 0 | 0
|  |  |  | 1954-07-13 | 0 | 0
|  |  |  | 1954-07-14 | 0 | 0
|  |  |  | 1954-07-15 | 0 | 0
|  |  |  | 1954-07-16 | 0 | 0
|  |  |  | 1954-07-17 | 0.13 | 0.13
|  |  |  | 1954-07-18 | 0 | 0
|  |  |  | 1954-07-19 | 0 | 0
|  |  |  | 1954-07-20 | 0.16 | 0.16
|  |  |  | 1954-07-21 | 0.2 | 0.2
|  |  |  | 1954-07-22 | 0.03 | 0.03
|  |  |  | 1954-07-23 | 0 | 0
|  |  |  | 1954-07-24 | 0 | 0
|  |  |  | 1954-07-25 | 0 | 0
|  |  |  | 1954-07-26 | 0 | 0
|  |  |  | 1954-07-27 | 0 | 0
|  |  |  | 1954-07-28 | 0 | 0
|  |  |  | 1954-07-29 | 0 | 0
|  |  |  | 1954-07-30 | 0 | 0
|  |  |  | 1954-07-31 | 0 | 0
|  |  |  | 1954-08-01 | 0 | 0
|  |  |  | 1954-08-02 | 0 | 0
|  |  |  | 1954-08-03 | 0.82 | 0.82
|  |  |  | 1954-08-04 | 0 | 0
|  |  |  | 1954-08-05 | 0 | 0
|  |  |  | 1954-08-06 | 0.38 | 0.38
|  |  |  | 1954-08-07 | 0 | 0
|  |  |  | 1954-08-08 | 0.25 | 0.25
|  |  |  | 1954-08-09 | 0 | 0
|  |  |  | 1954-08-10 | 0 | 0
|  |  |  | 1954-08-11 | 0 | 0
|  |  |  | 1954-08-12 | 0 | 0
|  |  |  | 1954-08-13 | 0.06 | 0.06
|  |  |  | 1954-08-14 | 0 | 0
|  |  |  | 1954-08-15 | 0 | 0
|  |  |  | 1954-08-16 | 0 | 0
|  |  |  | 1954-08-17 | 0 | 0
|  |  |  | 1954-08-18 | 0.11 | 0.11
|  |  |  | 1954-08-19 | 0.21 | 0.21
|  |  |  | 1954-08-20 | 0 | 0
|  |  |  | 1954-08-21 | 0 | 0
|  |  |  | 1954-08-22 | 0.09 | 0.09
|  |  |  | 1954-08-23 | 0 | 0
|  |  |  | 1954-08-24 | 0 | 0
|  |  |  | 1954-08-25 | 0 | 0
|  |  |  | 1954-08-26 | 1.01 | 1.01
|  |  |  | 1954-08-27 | 0 | 0
|  |  |  | 1954-08-28 | 0 | 0
|  |  |  | 1954-08-29 | 0.65 | 0.65
|  |  |  | 1954-08-30 | 0 | 0
|  |  |  | 1954-08-31 | 0 | 0
|  |  |  | 1954-09-01 | 0 | 0
|  |  |  | 1954-09-02 | 0 | 0
|  |  |  | 1954-09-03 | 0 | 0
|  |  |  | 1954-09-04 | 0 | 0
|  |  |  | 1954-09-05 | 0 | 0
|  |  |  | 1954-09-06 | 0 | 0
|  |  |  | 1954-09-07 | 0 | 0
|  |  |  | 1954-09-08 | 0 | 0
|  |  |  | 1954-09-09 | 0 | 0
|  |  |  | 1954-09-10 | 0 | 0
|  |  |  | 1954-09-11 | 0.04 | 0.04
|  |  |  | 1954-09-12 | 0 | 0
|  |  |  | 1954-09-13 | 0 | 0
|  |  |  | 1954-09-14 | 0 | 0
|  |  |  | 1954-09-15 | 0 | 0
|  |  |  | 1954-09-16 | 0 | 0
|  |  |  | 1954-09-17 | 0 | 0
|  |  |  | 1954-09-18 | 0 | 0
|  |  |  | 1954-09-19 | 0 | 0
|  |  |  | 1954-09-20 | 0 | 0
|  |  |  | 1954-09-21 | 0 | 0
|  |  |  | 1954-09-22 | 0 | 0
|  |  |  | 1954-09-23 | 0 | 0
|  |  |  | 1954-09-24 | 0 | 0
|  |  |  | 1954-09-25 | 0 | 0
|  |  |  | 1954-09-26 | 0 | 0
|  |  |  | 1954-09-27 | 0 | 0
|  |  |  | 1954-09-28 | 0 | 0
|  |  |  | 1954-09-29 | 0.03 | 0.03
|  |  |  | 1954-09-30 | 0 | 0
|  |  |  | 1954-10-01 | 0 | 0
|  |  |  | 1954-10-02 | 0 | 0
|  |  |  | 1954-10-03 | 0 | 0
|  |  |  | 1954-10-04 | 0.04 | 0.04
|  |  |  | 1954-10-05 | 0 | 0
|  |  |  | 1954-10-06 | 2.4 | 2.4
|  |  |  | 1954-10-07 | 0 | 0
|  |  |  | 1954-10-08 | 0 | 0
|  |  |  | 1954-10-09 | 0 | 0
|  |  |  | 1954-10-10 | 0 | 0
|  |  |  | 1954-10-11 | 0 | 0
|  |  |  | 1954-10-12 | 0 | 0
|  |  |  | 1954-10-13 | 0 | 0
|  |  |  | 1954-10-14 | 0 | 0
|  |  |  | 1954-10-15 | 0 | 0
|  |  |  | 1954-10-16 | 0 | 0
|  |  |  | 1954-10-17 | 0 | 0
|  |  |  | 1954-10-18 | 0 | 0
|  |  |  | 1954-10-19 | 0 | 0
|  |  |  | 1954-10-20 | 0 | 0
|  |  |  | 1954-10-21 | 0 | 0
|  |  |  | 1954-10-22 | 0 | 0
|  |  |  | 1954-10-23 | 0 | 0
|  |  |  | 1954-10-24 | 0 | 0
|  |  |  | 1954-10-25 | 0 | 0
|  |  |  | 1954-10-26 | 0 | 0
|  |  |  | 1954-10-27 | 0 | 0
|  |  |  | 1954-10-28 | 0 | 0
|  |  |  | 1954-10-29 | 0 | 0
|  |  |  | 1954-10-30 | 0 | 0
|  |  |  | 1954-10-31 | 0 | 0
|  |  |  | 1954-11-01 | 0 | 0
|  |  |  | 1954-11-02 | 0 | 0
|  |  |  | 1954-11-03 | 0 | 0
|  |  |  | 1954-11-04 | 0 | 0
|  |  |  | 1954-11-05 | 0 | 0
|  |  |  | 1954-11-06 | 0 | 0
|  |  |  | 1954-11-07 | 0 | 0
|  |  |  | 1954-11-08 | 0 | 0
|  |  |  | 1954-11-09 | 0 | 0
|  |  |  | 1954-11-10 | 0 | 0
|  |  |  | 1954-11-11 | 0 | 0
|  |  |  | 1954-11-12 | 0 | 0
|  |  |  | 1954-11-13 | 0 | 0
|  |  |  | 1954-11-14 | 0 | 0
|  |  |  | 1954-11-15 | 0 | 0
|  |  |  | 1954-11-16 | 0 | 0
|  |  |  | 1954-11-17 | 0 | 0
|  |  |  | 1954-11-18 | 0 | 0
|  |  |  | 1954-11-19 | 0 | 0
|  |  |  | 1954-11-20 | 0 | 0
|  |  |  | 1954-11-21 | 0 | 0
|  |  |  | 1954-11-22 | 0 | 0
|  |  |  | 1954-11-23 | 0 | 0
|  |  |  | 1954-11-24 | 0 | 0
|  |  |  | 1954-11-25 | 0 | 0
|  |  |  | 1954-11-26 | 0 | 0
|  |  |  | 1954-11-27 | 0 | 0
|  |  |  | 1954-11-28 | 0 | 0
|  |  |  | 1954-11-29 | 0 | 0
|  |  |  | 1954-11-30 | 0 | 0
|  |  |  | 1954-12-01 | 0 | 0
|  |  |  | 1954-12-02 | 0 | 0
|  |  |  | 1954-12-03 | 0 | 0
|  |  |  | 1954-12-04 | 0 | 0
|  |  |  | 1954-12-05 | 0 | 0
|  |  |  | 1954-12-06 | 0 | 0
|  |  |  | 1954-12-07 | 0 | 0
|  |  |  | 1954-12-08 | 0 | 0
|  |  |  | 1954-12-09 | 0 | 0
|  |  |  | 1954-12-10 | 0 | 0
|  |  |  | 1954-12-11 | 0 | 0
|  |  |  | 1954-12-12 | 0 | 0
|  |  |  | 1954-12-13 | 0 | 0
|  |  |  | 1954-12-14 | 0 | 0
|  |  |  | 1954-12-15 | 0 | 0
|  |  |  | 1954-12-16 | 0 | 0
|  |  |  | 1954-12-17 | 0 | 0
|  |  |  | 1954-12-18 | 0 | 0
|  |  |  | 1954-12-19 | 0 | 0
|  |  |  | 1954-12-20 | 0 | 0
|  |  |  | 1954-12-21 | 0 | 0
|  |  |  | 1954-12-22 | 0 | 0
|  |  |  | 1954-12-23 | 0.01 | 0.01
|  |  |  | 1954-12-24 | 0 | 0
|  |  |  | 1954-12-25 | 0 | 0
|  |  |  | 1954-12-26 | 0 | 0
|  |  |  | 1954-12-27 | 0 | 0
|  |  |  | 1954-12-28 | 0 | 0
|  |  |  | 1954-12-29 | 0 | 0
|  |  |  | 1954-12-30 | 0 | 0
|  |  |  | 1954-12-31 | 0 | 0
|  |  |  | 1955-01-01 | 0 | 0
|  |  |  | 1955-01-02 | 0 | 0
|  |  |  | 1955-01-03 | 0.08 | 0.08
|  |  |  | 1955-01-04 | 0 | 0
|  |  |  | 1955-01-05 | 0 | 0
|  |  |  | 1955-01-06 | 0 | 0
|  |  |  | 1955-01-07 | 0 | 0
|  |  |  | 1955-01-08 | 0 | 0
|  |  |  | 1955-01-09 | 0.4 | 0.4
|  |  |  | 1955-01-10 | 0 | 0
|  |  |  | 1955-01-11 | 0 | 0
|  |  |  | 1955-01-12 | 0 | 0
|  |  |  | 1955-01-13 | 0 | 0
|  |  |  | 1955-01-14 | 0 | 0
|  |  |  | 1955-01-15 | 0.58 | 0.58
|  |  |  | 1955-01-16 | 0.15 | 0.15
|  |  |  | 1955-01-17 | 0 | 0
|  |  |  | 1955-01-18 | 0 | 0
|  |  |  | 1955-01-19 | 0 | 0
|  |  |  | 1955-01-20 | 0 | 0
|  |  |  | 1955-01-21 | 0 | 0
|  |  |  | 1955-01-22 | 0 | 0
|  |  |  | 1955-01-23 | 0 | 0
|  |  |  | 1955-01-24 | 0 | 0
|  |  |  | 1955-01-25 | 0 | 0
|  |  |  | 1955-01-26 | 0 | 0
|  |  |  | 1955-01-27 | 0 | 0
|  |  |  | 1955-01-28 | 0 | 0
|  |  |  | 1955-01-29 | 0 | 0
|  |  |  | 1955-01-30 | 0 | 0
|  |  |  | 1955-01-31 | 0 | 0
|  |  |  | 1955-02-01 | 0 | 0
|  |  |  | 1955-02-02 | 0 | 0
|  |  |  | 1955-02-03 | 0 | 0
|  |  |  | 1955-02-04 | 0 | 0
|  |  |  | 1955-02-05 | 0 | 0
|  |  |  | 1955-02-06 | 0 | 0
|  |  |  | 1955-02-07 | 0 | 0
|  |  |  | 1955-02-08 | 0 | 0
|  |  |  | 1955-02-09 | 0 | 0
|  |  |  | 1955-02-10 | 0 | 0
|  |  |  | 1955-02-11 | 0 | 0
|  |  |  | 1955-02-12 | 0 | 0
|  |  |  | 1955-02-13 | 0 | 0
|  |  |  | 1955-02-14 | 0 | 0
|  |  |  | 1955-02-15 | 0 | 0
|  |  |  | 1955-02-16 | 0 | 0
|  |  |  | 1955-02-17 | 0 | 0
|  |  |  | 1955-02-18 | 0 | 0
|  |  |  | 1955-02-19 | 0 | 0
|  |  |  | 1955-02-20 | 0 | 0
|  |  |  | 1955-02-21 | 0 | 0
|  |  |  | 1955-02-22 | 0 | 0
|  |  |  | 1955-02-23 | 0 | 0
|  |  |  | 1955-02-24 | 0 | 0
|  |  |  | 1955-02-25 | 0 | 0
|  |  |  | 1955-02-26 | 0 | 0
|  |  |  | 1955-02-27 | 0 | 0
|  |  |  | 1955-02-28 | 0 | 0
|  |  |  | 1955-03-01 | 0 | 0
|  |  |  | 1955-03-02 | 0 | 0
|  |  |  | 1955-03-03 | 0 | 0
|  |  |  | 1955-03-04 | 0 | 0
|  |  |  | 1955-03-05 | 0 | 0
|  |  |  | 1955-03-06 | 0 | 0
|  |  |  | 1955-03-07 | 0 | 0
|  |  |  | 1955-03-08 | 0 | 0
|  |  |  | 1955-03-09 | 0 | 0
|  |  |  | 1955-03-10 | 0 | 0
|  |  |  | 1955-03-11 | 0 | 0
|  |  |  | 1955-03-12 | 0 | 0
|  |  |  | 1955-03-13 | 0 | 0
|  |  |  | 1955-03-14 | 0 | 0
|  |  |  | 1955-03-15 | 0 | 0
|  |  |  | 1955-03-16 | 0 | 0
|  |  |  | 1955-03-17 | 0 | 0
|  |  |  | 1955-03-18 | 0 | 0
|  |  |  | 1955-03-19 | 0 | 0
|  |  |  | 1955-03-20 | 0 | 0
|  |  |  | 1955-03-21 | 0 | 0
|  |  |  | 1955-03-22 | 0 | 0
|  |  |  | 1955-03-23 | 0 | 0
|  |  |  | 1955-03-24 | 0 | 0
|  |  |  | 1955-03-25 | 0 | 0
|  |  |  | 1955-03-26 | 0 | 0
|  |  |  | 1955-03-27 | 0 | 0
|  |  |  | 1955-03-28 | 0 | 0
|  |  |  | 1955-03-29 | 0 | 0
|  |  |  | 1955-03-30 | 0 | 0
|  |  |  | 1955-03-31 | 0 | 0
|  |  |  | 1955-04-01 | 0 | 0
|  |  |  | 1955-04-02 | 0 | 0
|  |  |  | 1955-04-03 | 0 | 0
|  |  |  | 1955-04-04 | 0 | 0
|  |  |  | 1955-04-05 | 0 | 0
|  |  |  | 1955-04-06 | 0 | 0
|  |  |  | 1955-04-07 | 0 | 0
|  |  |  | 1955-04-08 | 0 | 0
|  |  |  | 1955-04-09 | 0 | 0
|  |  |  | 1955-04-10 | 0 | 0
|  |  |  | 1955-04-11 | 0 | 0
|  |  |  | 1955-04-12 | 0 | 0
|  |  |  | 1955-04-13 | 0 | 0
|  |  |  | 1955-04-14 | 0 | 0
|  |  |  | 1955-04-15 | 0 | 0
|  |  |  | 1955-04-16 | 0 | 0
|  |  |  | 1955-04-17 | 0 | 0
|  |  |  | 1955-04-18 | 0 | 0
|  |  |  | 1955-04-19 | 0 | 0
|  |  |  | 1955-04-20 | 0 | 0
|  |  |  | 1955-04-21 | 0 | 0
|  |  |  | 1955-04-22 | 0 | 0
|  |  |  | 1955-04-23 | 0 | 0
|  |  |  | 1955-04-24 | 0 | 0
|  |  |  | 1955-04-25 | 0 | 0
|  |  |  | 1955-04-26 | 0 | 0
|  |  |  | 1955-04-27 | 0 | 0
|  |  |  | 1955-04-28 | 0 | 0
|  |  |  | 1955-04-29 | 0.08 | 0.08
|  |  |  | 1955-04-30 | 0 | 0
|  |  |  | 1955-05-01 | 0 | 0
|  |  |  | 1955-05-02 | 0 | 0
|  |  |  | 1955-05-03 | 0 | 0
|  |  |  | 1955-05-04 | 0.27 | 0.27
|  |  |  | 1955-05-05 | 0.17 | 0.17
|  |  |  | 1955-05-06 | 0 | 0
|  |  |  | 1955-05-07 | 0 | 0
|  |  |  | 1955-05-08 | 0.15 | 0.15
|  |  |  | 1955-05-09 | 0.26 | 0.26
|  |  |  | 1955-05-10 | 0 | 0
|  |  |  | 1955-05-11 | 0.29 | 0.29
|  |  |  | 1955-05-12 | 0 | 0
|  |  |  | 1955-05-13 | 0 | 0
|  |  |  | 1955-05-14 | 0.1 | 0.1
|  |  |  | 1955-05-15 | 0 | 0
|  |  |  | 1955-05-16 | 0 | 0
|  |  |  | 1955-05-17 | 0 | 0
|  |  |  | 1955-05-18 | 0 | 0
|  |  |  | 1955-05-19 | 0 | 0
|  |  |  | 1955-05-20 | 0 | 0
|  |  |  | 1955-05-21 | 0 | 0
|  |  |  | 1955-05-22 | 0 | 0
|  |  |  | 1955-05-23 | 0 | 0
|  |  |  | 1955-05-24 | 0 | 0
|  |  |  | 1955-05-25 | 0 | 0
|  |  |  | 1955-05-26 | 0 | 0
|  |  |  | 1955-05-27 | 0 | 0
|  |  |  | 1955-05-28 | 0 | 0
|  |  |  | 1955-05-29 | 0 | 0
|  |  |  | 1955-05-30 | 0 | 0
|  |  |  | 1955-05-31 | 0 | 0
|  |  |  | 1955-06-01 | 0 | 0
|  |  |  | 1955-06-02 | 0.09 | 0.09
|  |  |  | 1955-06-03 | 0.18 | 0.18
|  |  |  | 1955-06-04 | 0 | 0
|  |  |  | 1955-06-05 | 0 | 0
|  |  |  | 1955-06-06 | 0 | 0
|  |  |  | 1955-06-07 | 0 | 0
|  |  |  | 1955-06-08 | 0 | 0
|  |  |  | 1955-06-09 | 0 | 0
|  |  |  | 1955-06-10 | 0 | 0
|  |  |  | 1955-06-11 | 0 | 0
|  |  |  | 1955-06-12 | 0 | 0
|  |  |  | 1955-06-13 | 0 | 0
|  |  |  | 1955-06-14 | 0 | 0
|  |  |  | 1955-06-15 | 0 | 0
|  |  |  | 1955-06-16 | 0 | 0
|  |  |  | 1955-06-17 | 0 | 0
|  |  |  | 1955-06-18 | 0 | 0
|  |  |  | 1955-06-19 | 0.06 | 0.06
|  |  |  | 1955-06-20 | 0 | 0
|  |  |  | 1955-06-21 | 0 | 0
|  |  |  | 1955-06-22 | 0 | 0
|  |  |  | 1955-06-23 | 0 | 0
|  |  |  | 1955-06-24 | 0 | 0
|  |  |  | 1955-06-25 | 0 | 0
|  |  |  | 1955-06-26 | 0 | 0
|  |  |  | 1955-06-27 | 0 | 0
|  |  |  | 1955-06-28 | 0.01 | 0.01
|  |  |  | 1955-06-29 | 0 | 0
|  |  |  | 1955-06-30 | 0.01 | 0.01
|  |  |  | 1955-07-01 | 0.01 | 0.01
|  |  |  | 1955-07-02 | 0 | 0
|  |  |  | 1955-07-03 | 0.03 | 0.03
|  |  |  | 1955-07-04 | 0 | 0
|  |  |  | 1955-07-05 | 0 | 0
|  |  |  | 1955-07-06 | 0 | 0
|  |  |  | 1955-07-07 | 0.14 | 0.14
|  |  |  | 1955-07-08 | 0 | 0
|  |  |  | 1955-07-09 | 0 | 0
|  |  |  | 1955-07-10 | 0 | 0
|  |  |  | 1955-07-11 | 0.1 | 0.1
|  |  |  | 1955-07-12 | 0 | 0
|  |  |  | 1955-07-13 | 0 | 0
|  |  |  | 1955-07-14 | 0 | 0
|  |  |  | 1955-07-15 | 0.15 | 0.15
|  |  |  | 1955-07-16 | 0.03 | 0.03
|  |  |  | 1955-07-17 | 0.21 | 0.21
|  |  |  | 1955-07-18 | 0.06 | 0.06
|  |  |  | 1955-07-19 | 1.53 | 1.53
|  |  |  | 1955-07-20 | 0.47 | 0.47
|  |  |  | 1955-07-21 | 0 | 0
|  |  |  | 1955-07-22 | 0.14 | 0.14
|  |  |  | 1955-07-23 | 0 | 0
|  |  |  | 1955-07-24 | 0 | 0
|  |  |  | 1955-07-25 | 0 | 0
|  |  |  | 1955-07-26 | 0 | 0
|  |  |  | 1955-07-27 | 0.57 | 0.57
|  |  |  | 1955-07-28 | 0.37 | 0.37
|  |  |  | 1955-07-29 | 0 | 0
|  |  |  | 1955-07-30 | 0.03 | 0.03
|  |  |  | 1955-07-31 | 0 | 0
|  |  |  | 1955-08-01 | 0 | 0
|  |  |  | 1955-08-02 | 0.09 | 0.09
|  |  |  | 1955-08-03 | 0 | 0
|  |  |  | 1955-08-04 | 0.02 | 0.02
|  |  |  | 1955-08-05 | 0 | 0
|  |  |  | 1955-08-06 | 0 | 0
|  |  |  | 1955-08-07 | 0 | 0
|  |  |  | 1955-08-08 | 0 | 0
|  |  |  | 1955-08-09 | 0 | 0
|  |  |  | 1955-08-10 | 0 | 0
|  |  |  | 1955-08-11 | 0 | 0
|  |  |  | 1955-08-12 | 0 | 0
|  |  |  | 1955-08-13 | 0 | 0
|  |  |  | 1955-08-14 | 0 | 0
|  |  |  | 1955-08-15 | 0 | 0
|  |  |  | 1955-08-16 | 0 | 0
|  |  |  | 1955-08-17 | 0 | 0
|  |  |  | 1955-08-18 | 0.26 | 0.26
|  |  |  | 1955-08-19 | 0.21 | 0.21
|  |  |  | 1955-08-20 | 0.7 | 0.7
|  |  |  | 1955-08-21 | 0 | 0
|  |  |  | 1955-08-22 | 0 | 0
|  |  |  | 1955-08-23 | 0 | 0
|  |  |  | 1955-08-24 | 0 | 0
|  |  |  | 1955-08-25 | 0 | 0
|  |  |  | 1955-08-26 | 0 | 0
|  |  |  | 1955-08-27 | 0 | 0
|  |  |  | 1955-08-28 | 0 | 0
|  |  |  | 1955-08-29 | 0 | 0
|  |  |  | 1955-08-30 | 0 | 0
|  |  |  | 1955-08-31 | 0 | 0
|  |  |  | 1955-09-01 | 0 | 0
|  |  |  | 1955-09-02 | 0 | 0
|  |  |  | 1955-09-03 | 0 | 0
|  |  |  | 1955-09-04 | 0 | 0
|  |  |  | 1955-09-05 | 0 | 0
|  |  |  | 1955-09-06 | 0 | 0
|  |  |  | 1955-09-07 | 0 | 0
|  |  |  | 1955-09-08 | 0 | 0
|  |  |  | 1955-09-09 | 0 | 0
|  |  |  | 1955-09-10 | 0 | 0
|  |  |  | 1955-09-11 | 0.45 | 0.45
|  |  |  | 1955-09-12 | 0 | 0
|  |  |  | 1955-09-13 | 0 | 0
|  |  |  | 1955-09-14 | 0 | 0
|  |  |  | 1955-09-15 | 0 | 0
|  |  |  | 1955-09-16 | 0 | 0
|  |  |  | 1955-09-17 | 0 | 0
|  |  |  | 1955-09-18 | 0.44 | 0.44
|  |  |  | 1955-09-19 | 0 | 0
|  |  |  | 1955-09-20 | 0 | 0
|  |  |  | 1955-09-21 | 0 | 0
|  |  |  | 1955-09-22 | 1.33 | 1.33
|  |  |  | 1955-09-23 | 0.03 | 0.03
|  |  |  | 1955-09-24 | 0.02 | 0.02
|  |  |  | 1955-09-25 | 0.14 | 0.14
|  |  |  | 1955-09-26 | 0 | 0
|  |  |  | 1955-09-27 | 0 | 0
|  |  |  | 1955-09-28 | 0 | 0
|  |  |  | 1955-09-29 | 0.01 | 0.01
|  |  |  | 1955-09-30 | 0 | 0
|  |  |  | 1955-10-01 | 0 | 0
|  |  |  | 1955-10-02 | 0.55 | 0.55
|  |  |  | 1955-10-03 | 0.16 | 0.16
|  |  |  | 1955-10-04 | 0.95 | 0.95
|  |  |  | 1955-10-05 | 0 | 0
|  |  |  | 1955-10-06 | 0 | 0
|  |  |  | 1955-10-07 | 0 | 0
|  |  |  | 1955-10-08 | 0 | 0
|  |  |  | 1955-10-09 | 0 | 0
|  |  |  | 1955-10-10 | 0 | 0
|  |  |  | 1955-10-11 | 0 | 0
|  |  |  | 1955-10-12 | 0 | 0
|  |  |  | 1955-10-13 | 0 | 0
|  |  |  | 1955-10-14 | 0 | 0
|  |  |  | 1955-10-15 | 0 | 0
|  |  |  | 1955-10-16 | 0 | 0
|  |  |  | 1955-10-17 | 0 | 0
|  |  |  | 1955-10-18 | 0 | 0
|  |  |  | 1955-10-19 | 0 | 0
|  |  |  | 1955-10-20 | 0 | 0
|  |  |  | 1955-10-21 | 0 | 0
|  |  |  | 1955-10-22 | 0 | 0
|  |  |  | 1955-10-23 | 0 | 0
|  |  |  | 1955-10-24 | 0 | 0
|  |  |  | 1955-10-25 | 0 | 0
|  |  |  | 1955-10-26 | 0 | 0
|  |  |  | 1955-10-27 | 0 | 0
|  |  |  | 1955-10-28 | 0 | 0
|  |  |  | 1955-10-29 | 0 | 0
|  |  |  | 1955-10-30 | 0 | 0
|  |  |  | 1955-10-31 | 0 | 0
|  |  |  | 1955-11-01 | 0 | 0
|  |  |  | 1955-11-02 | 0 | 0
|  |  |  | 1955-11-03 | 0 | 0
|  |  |  | 1955-11-04 | 0 | 0
|  |  |  | 1955-11-05 | 0 | 0
|  |  |  | 1955-11-06 | 0 | 0
|  |  |  | 1955-11-07 | 0 | 0
|  |  |  | 1955-11-08 | 0.19 | 0.19
|  |  |  | 1955-11-09 | 0 | 0
|  |  |  | 1955-11-10 | 0 | 0
|  |  |  | 1955-11-11 | 0 | 0
|  |  |  | 1955-11-12 | 0 | 0
|  |  |  | 1955-11-13 | 0 | 0
|  |  |  | 1955-11-14 | 0 | 0
|  |  |  | 1955-11-15 | 0 | 0
|  |  |  | 1955-11-16 | 0 | 0
|  |  |  | 1955-11-17 | 0 | 0
|  |  |  | 1955-11-18 | 0 | 0
|  |  |  | 1955-11-19 | 0 | 0
|  |  |  | 1955-11-20 | 0 | 0
|  |  |  | 1955-11-21 | 0 | 0
|  |  |  | 1955-11-22 | 0 | 0
|  |  |  | 1955-11-23 | 0 | 0
|  |  |  | 1955-11-24 | 0 | 0
|  |  |  | 1955-11-25 | 0 | 0
|  |  |  | 1955-11-26 | 0 | 0
|  |  |  | 1955-11-27 | 0 | 0
|  |  |  | 1955-11-28 | 0 | 0
|  |  |  | 1955-11-29 | 0 | 0
|  |  |  | 1955-11-30 | 0.06 | 0.06
|  |  |  | 1955-12-01 | 0.09 | 0.09
|  |  |  | 1955-12-02 | 0 | 0
|  |  |  | 1955-12-03 | 0 | 0
|  |  |  | 1955-12-04 | 0 | 0
|  |  |  | 1955-12-05 | 0 | 0
|  |  |  | 1955-12-06 | 0 | 0
|  |  |  | 1955-12-07 | 0 | 0
|  |  |  | 1955-12-08 | 0 | 0
|  |  |  | 1955-12-09 | 0 | 0
|  |  |  | 1955-12-10 | 0 | 0
|  |  |  | 1955-12-11 | 0.19 | 0.19
|  |  |  | 1955-12-12 | 0 | 0
|  |  |  | 1955-12-13 | 0 | 0
|  |  |  | 1955-12-14 | 0 | 0
|  |  |  | 1955-12-15 | 0 | 0
|  |  |  | 1955-12-16 | 0 | 0
|  |  |  | 1955-12-17 | 0 | 0
|  |  |  | 1955-12-18 | 0 | 0
|  |  |  | 1955-12-19 | 0 | 0
|  |  |  | 1955-12-20 | 0 | 0
|  |  |  | 1955-12-21 | 0 | 0
|  |  |  | 1955-12-22 | 0 | 0
|  |  |  | 1955-12-23 | 0 | 0
|  |  |  | 1955-12-24 | 0 | 0
|  |  |  | 1955-12-25 | 0 | 0
|  |  |  | 1955-12-26 | 0 | 0
|  |  |  | 1955-12-27 | 0 | 0
|  |  |  | 1955-12-28 | 0 | 0
|  |  |  | 1955-12-29 | 0 | 0
|  |  |  | 1955-12-30 | 0 | 0
|  |  |  | 1955-12-31 | 0 | 0
|  |  |  | 1956-01-01 | 0 | 0
|  |  |  | 1956-01-02 | 0 | 0
|  |  |  | 1956-01-03 | 0 | 0
|  |  |  | 1956-01-04 | 0 | 0
|  |  |  | 1956-01-05 | 0 | 0
|  |  |  | 1956-01-06 | 0 | 0
|  |  |  | 1956-01-07 | 0 | 0
|  |  |  | 1956-01-08 | 0 | 0
|  |  |  | 1956-01-09 | 0 | 0
|  |  |  | 1956-01-10 | 0 | 0
|  |  |  | 1956-01-11 | 0 | 0
|  |  |  | 1956-01-12 | 0 | 0
|  |  |  | 1956-01-13 | 0 | 0
|  |  |  | 1956-01-14 | 0 | 0
|  |  |  | 1956-01-15 | 0 | 0
|  |  |  | 1956-01-16 | 0 | 0
|  |  |  | 1956-01-17 | 0 | 0
|  |  |  | 1956-01-18 | 0.07 | 0.07
|  |  |  | 1956-01-19 | 0 | 0
|  |  |  | 1956-01-20 | 0 | 0
|  |  |  | 1956-01-21 | 0.06 | 0.06
|  |  |  | 1956-01-22 | 0.49 | 0.49
|  |  |  | 1956-01-23 | 0.03 | 0.03
|  |  |  | 1956-01-24 | 0 | 0
|  |  |  | 1956-01-25 | 0 | 0
|  |  |  | 1956-01-26 | 0 | 0
|  |  |  | 1956-01-27 | 0 | 0
|  |  |  | 1956-01-28 | 0 | 0
|  |  |  | 1956-01-29 | 0 | 0
|  |  |  | 1956-01-30 | 0 | 0
|  |  |  | 1956-01-31 | 0 | 0
|  |  |  | 1956-02-01 | 0 | 0
|  |  |  | 1956-02-02 | 0 | 0
|  |  |  | 1956-02-03 | 0.16 | 0.16
|  |  |  | 1956-02-04 | 0 | 0
|  |  |  | 1956-02-05 | 0 | 0
|  |  |  | 1956-02-06 | 0 | 0
|  |  |  | 1956-02-07 | 0 | 0
|  |  |  | 1956-02-08 | 0 | 0
|  |  |  | 1956-02-09 | 0 | 0
|  |  |  | 1956-02-10 | 0 | 0
|  |  |  | 1956-02-11 | 0 | 0
|  |  |  | 1956-02-12 | 0 | 0
|  |  |  | 1956-02-13 | 0 | 0
|  |  |  | 1956-02-14 | 0 | 0
|  |  |  | 1956-02-15 | 0 | 0
|  |  |  | 1956-02-16 | 0 | 0
|  |  |  | 1956-02-17 | 0 | 0
|  |  |  | 1956-02-18 | 0 | 0
|  |  |  | 1956-02-19 | 0 | 0
|  |  |  | 1956-02-20 | 0 | 0
|  |  |  | 1956-02-21 | 0 | 0
|  |  |  | 1956-02-22 | 0 | 0
|  |  |  | 1956-02-23 | 0 | 0
|  |  |  | 1956-02-24 | 0 | 0
|  |  |  | 1956-02-25 | 0 | 0
|  |  |  | 1956-02-26 | 0 | 0
|  |  |  | 1956-02-27 | 0 | 0
|  |  |  | 1956-02-28 | 0 | 0
|  |  |  | 1956-02-29 | 0 | 0
|  |  |  | 1956-03-01 | 0 | 0
|  |  |  | 1956-03-02 | 0 | 0
|  |  |  | 1956-03-03 | 0 | 0
|  |  |  | 1956-03-04 | 0 | 0
|  |  |  | 1956-03-05 | 0 | 0
|  |  |  | 1956-03-06 | 0 | 0
|  |  |  | 1956-03-07 | 0 | 0
|  |  |  | 1956-03-08 | 0 | 0
|  |  |  | 1956-03-09 | 0 | 0
|  |  |  | 1956-03-10 | 0 | 0
|  |  |  | 1956-03-11 | 0 | 0
|  |  |  | 1956-03-12 | 0 | 0
|  |  |  | 1956-03-13 | 0 | 0
|  |  |  | 1956-03-14 | 0 | 0
|  |  |  | 1956-03-15 | 0 | 0
|  |  |  | 1956-03-16 | 0 | 0
|  |  |  | 1956-03-17 | 0 | 0
|  |  |  | 1956-03-18 | 0 | 0
|  |  |  | 1956-03-19 | 0 | 0
|  |  |  | 1956-03-20 | 0 | 0
|  |  |  | 1956-03-21 | 0 | 0
|  |  |  | 1956-03-22 | 0 | 0
|  |  |  | 1956-03-23 | 0 | 0
|  |  |  | 1956-03-24 | 0 | 0
|  |  |  | 1956-03-25 | 0 | 0
|  |  |  | 1956-03-26 | 0 | 0
|  |  |  | 1956-03-27 | 0 | 0
|  |  |  | 1956-03-28 | 0 | 0
|  |  |  | 1956-03-29 | 0 | 0
|  |  |  | 1956-03-30 | 0 | 0
|  |  |  | 1956-03-31 | 0 | 0
|  |  |  | 1956-04-01 | 0 | 0
|  |  |  | 1956-04-02 | 0 | 0
|  |  |  | 1956-04-03 | 0 | 0
|  |  |  | 1956-04-04 | 0 | 0
|  |  |  | 1956-04-05 | 0 | 0
|  |  |  | 1956-04-06 | 0 | 0
|  |  |  | 1956-04-07 | 0 | 0
|  |  |  | 1956-04-08 | 0 | 0
|  |  |  | 1956-04-09 | 0 | 0
|  |  |  | 1956-04-10 | 0 | 0
|  |  |  | 1956-04-11 | 0 | 0
|  |  |  | 1956-04-12 | 0 | 0
|  |  |  | 1956-04-13 | 0 | 0
|  |  |  | 1956-04-14 | 0 | 0
|  |  |  | 1956-04-15 | 0 | 0
|  |  |  | 1956-04-16 | 0 | 0
|  |  |  | 1956-04-17 | 0 | 0
|  |  |  | 1956-04-18 | 0 | 0
|  |  |  | 1956-04-19 | 0 | 0
|  |  |  | 1956-04-20 | 0.08 | 0.08
|  |  |  | 1956-04-21 | 0 | 0
|  |  |  | 1956-04-22 | 0 | 0
|  |  |  | 1956-04-23 | 0.04 | 0.04
|  |  |  | 1956-04-24 | 0 | 0
|  |  |  | 1956-04-25 | 0 | 0
|  |  |  | 1956-04-26 | 0 | 0
|  |  |  | 1956-04-27 | 0 | 0
|  |  |  | 1956-04-28 | 0 | 0
|  |  |  | 1956-04-29 | 0 | 0
|  |  |  | 1956-04-30 | 0 | 0
|  |  |  | 1956-05-01 | 0 | 0
|  |  |  | 1956-05-02 | 0 | 0
|  |  |  | 1956-05-03 | 0 | 0
|  |  |  | 1956-05-04 | 0 | 0
|  |  |  | 1956-05-05 | 0 | 0
|  |  |  | 1956-05-06 | 0 | 0
|  |  |  | 1956-05-07 | 0 | 0
|  |  |  | 1956-05-08 | 0 | 0
|  |  |  | 1956-05-09 | 0.11 | 0.11
|  |  |  | 1956-05-10 | 0 | 0
|  |  |  | 1956-05-11 | 0 | 0
|  |  |  | 1956-05-12 | 0 | 0
|  |  |  | 1956-05-13 | 0 | 0
|  |  |  | 1956-05-14 | 0 | 0
|  |  |  | 1956-05-15 | 0 | 0
|  |  |  | 1956-05-16 | 0 | 0
|  |  |  | 1956-05-17 | 0 | 0
|  |  |  | 1956-05-18 | 0 | 0
|  |  |  | 1956-05-19 | 0 | 0
|  |  |  | 1956-05-20 | 0 | 0
|  |  |  | 1956-05-21 | 0 | 0
|  |  |  | 1956-05-22 | 0.03 | 0.03
|  |  |  | 1956-05-23 | 0 | 0
|  |  |  | 1956-05-24 | 0.02 | 0.02
|  |  |  | 1956-05-25 | 0.69 | 0.69
|  |  |  | 1956-05-26 | 0 | 0
|  |  |  | 1956-05-27 | 0 | 0
|  |  |  | 1956-05-28 | 0 | 0
|  |  |  | 1956-05-29 | 0 | 0
|  |  |  | 1956-05-30 | 0.02 | 0.02
|  |  |  | 1956-05-31 | 0 | 0
|  |  |  | 1956-06-01 | 0 | 0
|  |  |  | 1956-06-02 | 0 | 0
|  |  |  | 1956-06-03 | 0 | 0
|  |  |  | 1956-06-04 | 0 | 0
|  |  |  | 1956-06-05 | 0 | 0
|  |  |  | 1956-06-06 | 0 | 0
|  |  |  | 1956-06-07 | 0.07 | 0.07
|  |  |  | 1956-06-08 | 0.02 | 0.02
|  |  |  | 1956-06-09 | 0 | 0
|  |  |  | 1956-06-10 | 0 | 0
|  |  |  | 1956-06-11 | 0 | 0
|  |  |  | 1956-06-12 | 0 | 0
|  |  |  | 1956-06-13 | 0 | 0
|  |  |  | 1956-06-14 | 0.12 | 0.12
|  |  |  | 1956-06-15 | 0 | 0
|  |  |  | 1956-06-16 | 0 | 0
|  |  |  | 1956-06-17 | 0.19 | 0.19
|  |  |  | 1956-06-18 | 0 | 0
|  |  |  | 1956-06-19 | 0 | 0
|  |  |  | 1956-06-20 | 0 | 0
|  |  |  | 1956-06-21 | 0.08 | 0.08
|  |  |  | 1956-06-22 | 0 | 0
|  |  |  | 1956-06-23 | 1.25 | 1.25
|  |  |  | 1956-06-24 | 0 | 0
|  |  |  | 1956-06-25 | 0 | 0
|  |  |  | 1956-06-26 | 0 | 0
|  |  |  | 1956-06-27 | 0 | 0
|  |  |  | 1956-06-28 | 0 | 0
|  |  |  | 1956-06-29 | 0 | 0
|  |  |  | 1956-06-30 | 0 | 0
|  |  |  | 1956-07-01 | 0 | 0
|  |  |  | 1956-07-02 | 0.12 | 0.12
|  |  |  | 1956-07-03 | 0 | 0
|  |  |  | 1956-07-04 | 0 | 0
|  |  |  | 1956-07-05 | 0 | 0
|  |  |  | 1956-07-06 | 0 | 0
|  |  |  | 1956-07-07 | 0 | 0
|  |  |  | 1956-07-08 | 0 | 0
|  |  |  | 1956-07-09 | 0 | 0
|  |  |  | 1956-07-10 | 0 | 0
|  |  |  | 1956-07-11 | 0 | 0
|  |  |  | 1956-07-12 | 0 | 0
|  |  |  | 1956-07-13 | 0.02 | 0.02
|  |  |  | 1956-07-14 | 0 | 0
|  |  |  | 1956-07-15 | 0 | 0
|  |  |  | 1956-07-16 | 0 | 0
|  |  |  | 1956-07-17 | 0 | 0
|  |  |  | 1956-07-18 | 0 | 0
|  |  |  | 1956-07-19 | 0 | 0
|  |  |  | 1956-07-20 | 0 | 0
|  |  |  | 1956-07-21 | 0 | 0
|  |  |  | 1956-07-22 | 0 | 0
|  |  |  | 1956-07-23 | 0.05 | 0.05
|  |  |  | 1956-07-24 | 0.03 | 0.03
|  |  |  | 1956-07-25 | 0 | 0
|  |  |  | 1956-07-26 | 0 | 0
|  |  |  | 1956-07-27 | 0 | 0
|  |  |  | 1956-07-28 | 0 | 0
|  |  |  | 1956-07-29 | 0 | 0
|  |  |  | 1956-07-30 | 0 | 0
|  |  |  | 1956-07-31 | 0 | 0
|  |  |  | 1956-08-01 | 0 | 0
|  |  |  | 1956-08-02 | 0.02 | 0.02
|  |  |  | 1956-08-03 | 0.09 | 0.09
|  |  |  | 1956-08-04 | 0 | 0
|  |  |  | 1956-08-05 | 0 | 0
|  |  |  | 1956-08-06 | 0 | 0
|  |  |  | 1956-08-07 | 0 | 0
|  |  |  | 1956-08-08 | 0 | 0
|  |  |  | 1956-08-09 | 0.03 | 0.03
|  |  |  | 1956-08-10 | 0.5 | 0.5
|  |  |  | 1956-08-11 | 0 | 0
|  |  |  | 1956-08-12 | 0.2 | 0.2
|  |  |  | 1956-08-13 | 0 | 0
|  |  |  | 1956-08-14 | 0 | 0
|  |  |  | 1956-08-15 | 0 | 0
|  |  |  | 1956-08-16 | 0 | 0
|  |  |  | 1956-08-17 | 0 | 0
|  |  |  | 1956-08-18 | 0 | 0
|  |  |  | 1956-08-19 | 0 | 0
|  |  |  | 1956-08-20 | 0 | 0
|  |  |  | 1956-08-21 | 0 | 0
|  |  |  | 1956-08-22 | 0 | 0
|  |  |  | 1956-08-23 | 0 | 0
|  |  |  | 1956-08-24 | 0 | 0
|  |  |  | 1956-08-25 | 0 | 0
|  |  |  | 1956-08-26 | 0 | 0
|  |  |  | 1956-08-27 | 0 | 0
|  |  |  | 1956-08-28 | 0 | 0
|  |  |  | 1956-08-29 | 0 | 0
|  |  |  | 1956-08-30 | 0 | 0
|  |  |  | 1956-08-31 | 0 | 0
|  |  |  | 1956-09-01 | 0 | 0
|  |  |  | 1956-09-02 | 0 | 0
|  |  |  | 1956-09-03 | 0 | 0
|  |  |  | 1956-09-04 | 0 | 0
|  |  |  | 1956-09-05 | 0 | 0
|  |  |  | 1956-09-06 | 0.32 | 0.32
|  |  |  | 1956-09-07 | 0 | 0
|  |  |  | 1956-09-08 | 0.11 | 0.11
|  |  |  | 1956-09-09 | 0 | 0
|  |  |  | 1956-09-10 | 0 | 0
|  |  |  | 1956-09-11 | 0 | 0
|  |  |  | 1956-09-12 | 0 | 0
|  |  |  | 1956-09-13 | 0 | 0
|  |  |  | 1956-09-14 | 0 | 0
|  |  |  | 1956-09-15 | 0 | 0
|  |  |  | 1956-09-16 | 0 | 0
|  |  |  | 1956-09-17 | 0 | 0
|  |  |  | 1956-09-18 | 0 | 0
|  |  |  | 1956-09-19 | 0 | 0
|  |  |  | 1956-09-20 | 0 | 0
|  |  |  | 1956-09-21 | 0 | 0
|  |  |  | 1956-09-22 | 0 | 0
|  |  |  | 1956-09-23 | 0 | 0
|  |  |  | 1956-09-24 | 0 | 0
|  |  |  | 1956-09-25 | 0 | 0
|  |  |  | 1956-09-26 | 0.04 | 0.04
|  |  |  | 1956-09-27 | 0.02 | 0.02
|  |  |  | 1956-09-28 | 0 | 0
|  |  |  | 1956-09-29 | 0 | 0
|  |  |  | 1956-09-30 | 0 | 0
|  |  |  | 1956-10-01 | 0 | 0
|  |  |  | 1956-10-02 | 0 | 0
|  |  |  | 1956-10-03 | 0 | 0
|  |  |  | 1956-10-04 | 0 | 0
|  |  |  | 1956-10-05 | 0 | 0
|  |  |  | 1956-10-06 | 0 | 0
|  |  |  | 1956-10-07 | 0 | 0
|  |  |  | 1956-10-08 | 0 | 0
|  |  |  | 1956-10-09 | 0 | 0
|  |  |  | 1956-10-10 | 0 | 0
|  |  |  | 1956-10-11 | 0 | 0
|  |  |  | 1956-10-12 | 0 | 0
|  |  |  | 1956-10-13 | 0 | 0
|  |  |  | 1956-10-14 | 0.05 | 0.05
|  |  |  | 1956-10-15 | 0.03 | 0.03
|  |  |  | 1956-10-16 | 0.03 | 0.03
|  |  |  | 1956-10-17 | 0.13 | 0.13
|  |  |  | 1956-10-18 | 0 | 0
|  |  |  | 1956-10-19 | 0 | 0
|  |  |  | 1956-10-20 | 0 | 0
|  |  |  | 1956-10-21 | 0 | 0
|  |  |  | 1956-10-22 | 0 | 0
|  |  |  | 1956-10-23 | 0 | 0
|  |  |  | 1956-10-24 | 0 | 0
|  |  |  | 1956-10-25 | 0 | 0
|  |  |  | 1956-10-26 | 0 | 0
|  |  |  | 1956-10-27 | 0 | 0
|  |  |  | 1956-10-28 | 0 | 0
|  |  |  | 1956-10-29 | 0 | 0
|  |  |  | 1956-10-30 | 0 | 0
|  |  |  | 1956-10-31 | 0 | 0
|  |  |  | 1956-11-01 | 0 | 0
|  |  |  | 1956-11-02 | 0 | 0
|  |  |  | 1956-11-03 | 0 | 0
|  |  |  | 1956-11-04 | 0 | 0
|  |  |  | 1956-11-05 | 0 | 0
|  |  |  | 1956-11-06 | 0 | 0
|  |  |  | 1956-11-07 | 0 | 0
|  |  |  | 1956-11-08 | 0 | 0
|  |  |  | 1956-11-09 | 0 | 0
|  |  |  | 1956-11-10 | 0 | 0
|  |  |  | 1956-11-11 | 0 | 0
|  |  |  | 1956-11-12 | 0 | 0
|  |  |  | 1956-11-13 | 0 | 0
|  |  |  | 1956-11-14 | 0 | 0
|  |  |  | 1956-11-15 | 0 | 0
|  |  |  | 1956-11-16 | 0 | 0
|  |  |  | 1956-11-17 | 0 | 0
|  |  |  | 1956-11-18 | 0 | 0
|  |  |  | 1956-11-19 | 0 | 0
|  |  |  | 1956-11-20 | 0 | 0
|  |  |  | 1956-11-21 | 0 | 0
|  |  |  | 1956-11-22 | 0 | 0
|  |  |  | 1956-11-23 | 0 | 0
|  |  |  | 1956-11-24 | 0 | 0
|  |  |  | 1956-11-25 | 0 | 0
|  |  |  | 1956-11-26 | 0 | 0
|  |  |  | 1956-11-27 | 0 | 0
|  |  |  | 1956-11-28 | 0 | 0
|  |  |  | 1956-11-29 | 0 | 0
|  |  |  | 1956-11-30 | 0 | 0
|  |  |  | 1956-12-01 | 0 | 0
|  |  |  | 1956-12-02 | 0 | 0
|  |  |  | 1956-12-03 | 0 | 0
|  |  |  | 1956-12-04 | 0 | 0
|  |  |  | 1956-12-05 | 0 | 0
|  |  |  | 1956-12-06 | 0.06 | 0.06
|  |  |  | 1956-12-07 | 0 | 0
|  |  |  | 1956-12-08 | 0 | 0
|  |  |  | 1956-12-09 | 0 | 0
|  |  |  | 1956-12-10 | 0 | 0
|  |  |  | 1956-12-11 | 0 | 0
|  |  |  | 1956-12-12 | 0 | 0
|  |  |  | 1956-12-13 | 0 | 0
|  |  |  | 1956-12-14 | 0 | 0
|  |  |  | 1956-12-15 | 0 | 0
|  |  |  | 1956-12-16 | 0 | 0
|  |  |  | 1956-12-17 | 0 | 0
|  |  |  | 1956-12-18 | 0.05 | 0.05
|  |  |  | 1956-12-19 | 0 | 0
|  |  |  | 1956-12-20 | 0 | 0
|  |  |  | 1956-12-21 | 0 | 0
|  |  |  | 1956-12-22 | 0.2 | 0.2
|  |  |  | 1956-12-23 | 0 | 0
|  |  |  | 1956-12-24 | 0 | 0
|  |  |  | 1956-12-25 | 0 | 0
|  |  |  | 1956-12-26 | 0 | 0
|  |  |  | 1956-12-27 | 0 | 0
|  |  |  | 1956-12-28 | 0 | 0
|  |  |  | 1956-12-29 | 0 | 0
|  |  |  | 1956-12-30 | 0 | 0
|  |  |  | 1956-12-31 | 0 | 0
|  |  |  | 1957-01-01 | 0 | 0
|  |  |  | 1957-01-02 | 0 | 0
|  |  |  | 1957-01-03 | 0 | 0
|  |  |  | 1957-01-04 | 0.06 | 0.06
|  |  |  | 1957-01-05 | 0 | 0
|  |  |  | 1957-01-06 | 0 | 0
|  |  |  | 1957-01-07 | 0 | 0
|  |  |  | 1957-01-08 | 0 | 0
|  |  |  | 1957-01-09 | 0 | 0
|  |  |  | 1957-01-10 | 0 | 0
|  |  |  | 1957-01-11 | 0 | 0
|  |  |  | 1957-01-12 | 0 | 0
|  |  |  | 1957-01-13 | 0 | 0
|  |  |  | 1957-01-14 | 0 | 0
|  |  |  | 1957-01-15 | 0 | 0
|  |  |  | 1957-01-16 | 0 | 0
|  |  |  | 1957-01-17 | 0 | 0
|  |  |  | 1957-01-18 | 0 | 0
|  |  |  | 1957-01-19 | 0.24 | 0.24
|  |  |  | 1957-01-20 | 0 | 0
|  |  |  | 1957-01-21 | 0 | 0
|  |  |  | 1957-01-22 | 0 | 0
|  |  |  | 1957-01-23 | 0.11 | 0.11
|  |  |  | 1957-01-24 | 0 | 0
|  |  |  | 1957-01-25 | 0 | 0
|  |  |  | 1957-01-26 | 0 | 0
|  |  |  | 1957-01-27 | 0 | 0
|  |  |  | 1957-01-28 | 0 | 0
|  |  |  | 1957-01-29 | 0.13 | 0.13
|  |  |  | 1957-01-30 | 0 | 0
|  |  |  | 1957-01-31 | 0 | 0
|  |  |  | 1957-02-01 | 0.17 | 0.17
|  |  |  | 1957-02-02 | 0 | 0
|  |  |  | 1957-02-03 | 0 | 0
|  |  |  | 1957-02-04 | 0 | 0
|  |  |  | 1957-02-05 | 0 | 0
|  |  |  | 1957-02-06 | 0 | 0
|  |  |  | 1957-02-07 | 0 | 0
|  |  |  | 1957-02-08 | 0 | 0
|  |  |  | 1957-02-09 | 0 | 0
|  |  |  | 1957-02-10 | 0 | 0
|  |  |  | 1957-02-11 | 0 | 0
|  |  |  | 1957-02-12 | 0 | 0
|  |  |  | 1957-02-13 | 0 | 0
|  |  |  | 1957-02-14 | 0 | 0
|  |  |  | 1957-02-15 | 0 | 0
|  |  |  | 1957-02-16 | 1.19 | 1.19
|  |  |  | 1957-02-17 | 0.37 | 0.37
|  |  |  | 1957-02-18 | 0 | 0
|  |  |  | 1957-02-19 | 0.94 | 0.94
|  |  |  | 1957-02-20 | 0.05 | 0.05
|  |  |  | 1957-02-21 | 0 | 0
|  |  |  | 1957-02-22 | 0.08 | 0.08
|  |  |  | 1957-02-23 | 0 | 0
|  |  |  | 1957-02-24 | 0 | 0
|  |  |  | 1957-02-25 | 0 | 0
|  |  |  | 1957-02-26 | 0 | 0
|  |  |  | 1957-02-27 | 0 | 0
|  |  |  | 1957-02-28 | 0 | 0
|  |  |  | 1957-03-01 | 0 | 0
|  |  |  | 1957-03-02 | 0 | 0
|  |  |  | 1957-03-03 | 0 | 0
|  |  |  | 1957-03-04 | 0 | 0
|  |  |  | 1957-03-05 | 0 | 0
|  |  |  | 1957-03-06 | 0 | 0
|  |  |  | 1957-03-07 | 0 | 0
|  |  |  | 1957-03-08 | 0 | 0
|  |  |  | 1957-03-09 | 0 | 0
|  |  |  | 1957-03-10 | 0 | 0
|  |  |  | 1957-03-11 | 0 | 0
|  |  |  | 1957-03-12 | 0 | 0
|  |  |  | 1957-03-13 | 0 | 0
|  |  |  | 1957-03-14 | 0 | 0
|  |  |  | 1957-03-15 | 0 | 0
|  |  |  | 1957-03-16 | 0 | 0
|  |  |  | 1957-03-17 | 0 | 0
|  |  |  | 1957-03-18 | 0 | 0
|  |  |  | 1957-03-19 | 0 | 0
|  |  |  | 1957-03-20 | 0 | 0
|  |  |  | 1957-03-21 | 0 | 0
|  |  |  | 1957-03-22 | 0 | 0
|  |  |  | 1957-03-23 | 0 | 0
|  |  |  | 1957-03-24 | 0 | 0
|  |  |  | 1957-03-25 | 0 | 0
|  |  |  | 1957-03-26 | 0 | 0
|  |  |  | 1957-03-27 | 0 | 0
|  |  |  | 1957-03-28 | 0 | 0
|  |  |  | 1957-03-29 | 0 | 0
|  |  |  | 1957-03-30 | 0 | 0
|  |  |  | 1957-03-31 | 0 | 0
|  |  |  | 1957-04-01 | 0 | 0
|  |  |  | 1957-04-02 | 0 | 0
|  |  |  | 1957-04-03 | 0 | 0
|  |  |  | 1957-04-04 | 0 | 0
|  |  |  | 1957-04-05 | 0 | 0
|  |  |  | 1957-04-06 | 0 | 0
|  |  |  | 1957-04-07 | 0 | 0
|  |  |  | 1957-04-08 | 0 | 0
|  |  |  | 1957-04-09 | 0 | 0
|  |  |  | 1957-04-10 | 0 | 0
|  |  |  | 1957-04-11 | 0 | 0
|  |  |  | 1957-04-12 | 0 | 0
|  |  |  | 1957-04-13 | 0 | 0
|  |  |  | 1957-04-14 | 0 | 0
|  |  |  | 1957-04-15 | 0 | 0
|  |  |  | 1957-04-16 | 0 | 0
|  |  |  | 1957-04-17 | 0 | 0
|  |  |  | 1957-04-18 | 0 | 0
|  |  |  | 1957-04-19 | 0 | 0
|  |  |  | 1957-04-20 | 0 | 0
|  |  |  | 1957-04-21 | 0 | 0
|  |  |  | 1957-04-22 | 0 | 0
|  |  |  | 1957-04-23 | 0 | 0
|  |  |  | 1957-04-24 | 0 | 0
|  |  |  | 1957-04-25 | 0 | 0
|  |  |  | 1957-04-26 | 0 | 0
|  |  |  | 1957-04-27 | 0 | 0
|  |  |  | 1957-04-28 | 0.05 | 0.05
|  |  |  | 1957-04-29 | 0 | 0
|  |  |  | 1957-04-30 | 0 | 0
|  |  |  | 1957-05-01 | 0 | 0
|  |  |  | 1957-05-02 | 0.15 | 0.15
|  |  |  | 1957-05-03 | 0 | 0
|  |  |  | 1957-05-04 | 0 | 0
|  |  |  | 1957-05-05 | 0 | 0
|  |  |  | 1957-05-06 | 0 | 0
|  |  |  | 1957-05-07 | 0 | 0
|  |  |  | 1957-05-08 | 0.47 | 0.47
|  |  |  | 1957-05-09 | 0 | 0
|  |  |  | 1957-05-10 | 0 | 0
|  |  |  | 1957-05-11 | 0.11 | 0.11
|  |  |  | 1957-05-12 | 0 | 0
|  |  |  | 1957-05-13 | 0 | 0
|  |  |  | 1957-05-14 | 0 | 0
|  |  |  | 1957-05-15 | 0 | 0
|  |  |  | 1957-05-16 | 0 | 0
|  |  |  | 1957-05-17 | 0 | 0
|  |  |  | 1957-05-18 | 0.02 | 0.02
|  |  |  | 1957-05-19 | 0 | 0
|  |  |  | 1957-05-20 | 0 | 0
|  |  |  | 1957-05-21 | 0 | 0
|  |  |  | 1957-05-22 | 0 | 0
|  |  |  | 1957-05-23 | 0 | 0
|  |  |  | 1957-05-24 | 0 | 0
|  |  |  | 1957-05-25 | 0 | 0
|  |  |  | 1957-05-26 | 0 | 0
|  |  |  | 1957-05-27 | 0.5 | 0.5
|  |  |  | 1957-05-28 | 0 | 0
|  |  |  | 1957-05-29 | 0 | 0
|  |  |  | 1957-05-30 | 0.23 | 0.23
|  |  |  | 1957-05-31 | 0 | 0
|  |  |  | 1957-06-01 | 0 | 0
|  |  |  | 1957-06-02 | 0.07 | 0.07
|  |  |  | 1957-06-03 | 0 | 0
|  |  |  | 1957-06-04 | 0 | 0
|  |  |  | 1957-06-05 | 0 | 0
|  |  |  | 1957-06-06 | 0 | 0
|  |  |  | 1957-06-07 | 0.01 | 0.01
|  |  |  | 1957-06-08 | 0 | 0
|  |  |  | 1957-06-09 | 0.02 | 0.02
|  |  |  | 1957-06-10 | 0 | 0
|  |  |  | 1957-06-11 | 0 | 0
|  |  |  | 1957-06-12 | 0 | 0
|  |  |  | 1957-06-13 | 0 | 0
|  |  |  | 1957-06-14 | 0 | 0
|  |  |  | 1957-06-15 | 0 | 0
|  |  |  | 1957-06-16 | 0 | 0
|  |  |  | 1957-06-17 | 1.32 | 1.32
|  |  |  | 1957-06-18 | 0 | 0
|  |  |  | 1957-06-19 | 0 | 0
|  |  |  | 1957-06-20 | 0 | 0
|  |  |  | 1957-06-21 | 0 | 0
|  |  |  | 1957-06-22 | 0 | 0
|  |  |  | 1957-06-23 | 0 | 0
|  |  |  | 1957-06-24 | 0 | 0
|  |  |  | 1957-06-25 | 0 | 0
|  |  |  | 1957-06-26 | 0 | 0
|  |  |  | 1957-06-27 | 0 | 0
|  |  |  | 1957-06-28 | 0 | 0
|  |  |  | 1957-06-29 | 0 | 0
|  |  |  | 1957-06-30 | 0 | 0
|  |  |  | 1957-07-01 | 0 | 0
|  |  |  | 1957-07-02 | 0 | 0
|  |  |  | 1957-07-03 | 0 | 0
|  |  |  | 1957-07-04 | 0 | 0
|  |  |  | 1957-07-05 | 0 | 0
|  |  |  | 1957-07-06 | 0 | 0
|  |  |  | 1957-07-07 | 0 | 0
|  |  |  | 1957-07-08 | 0 | 0
|  |  |  | 1957-07-09 | 0 | 0
|  |  |  | 1957-07-10 | 0.3 | 0.3
|  |  |  | 1957-07-11 | 0.03 | 0.03
|  |  |  | 1957-07-12 | 0 | 0
|  |  |  | 1957-07-13 | 0 | 0
|  |  |  | 1957-07-14 | 0.01 | 0.01
|  |  |  | 1957-07-15 | 0 | 0
|  |  |  | 1957-07-16 | 0 | 0
|  |  |  | 1957-07-17 | 0 | 0
|  |  |  | 1957-07-18 | 0 | 0
|  |  |  | 1957-07-19 | 0 | 0
|  |  |  | 1957-07-20 | 0.09 | 0.09
|  |  |  | 1957-07-21 | 0.16 | 0.16
|  |  |  | 1957-07-22 | 0 | 0
|  |  |  | 1957-07-23 | 0 | 0
|  |  |  | 1957-07-24 | 0 | 0
|  |  |  | 1957-07-25 | 0 | 0
|  |  |  | 1957-07-26 | 0 | 0
|  |  |  | 1957-07-27 | 0 | 0
|  |  |  | 1957-07-28 | 0 | 0
|  |  |  | 1957-07-29 | 0 | 0
|  |  |  | 1957-07-30 | 0 | 0
|  |  |  | 1957-07-31 | 0.83 | 0.83
|  |  |  | 1957-08-01 | 0.17 | 0.17
|  |  |  | 1957-08-02 | 0 | 0
|  |  |  | 1957-08-03 | 0 | 0
|  |  |  | 1957-08-04 | 0 | 0
|  |  |  | 1957-08-05 | 0 | 0
|  |  |  | 1957-08-06 | 0 | 0
|  |  |  | 1957-08-07 | 0 | 0
|  |  |  | 1957-08-08 | 0 | 0
|  |  |  | 1957-08-09 | 0 | 0
|  |  |  | 1957-08-10 | 0 | 0
|  |  |  | 1957-08-11 | 0 | 0
|  |  |  | 1957-08-12 | 0 | 0
|  |  |  | 1957-08-13 | 0 | 0
|  |  |  | 1957-08-14 | 0 | 0
|  |  |  | 1957-08-15 | 0 | 0
|  |  |  | 1957-08-16 | 0 | 0
|  |  |  | 1957-08-17 | 0 | 0
|  |  |  | 1957-08-18 | 0 | 0
|  |  |  | 1957-08-19 | 0 | 0
|  |  |  | 1957-08-20 | 0.1 | 0.1
|  |  |  | 1957-08-21 | 0 | 0
|  |  |  | 1957-08-22 | 0 | 0
|  |  |  | 1957-08-23 | 0 | 0
|  |  |  | 1957-08-24 | 0 | 0
|  |  |  | 1957-08-25 | 0 | 0
|  |  |  | 1957-08-26 | 0 | 0
|  |  |  | 1957-08-27 | 0.06 | 0.06
|  |  |  | 1957-08-28 | 0 | 0
|  |  |  | 1957-08-29 | 0 | 0
|  |  |  | 1957-08-30 | 0 | 0
|  |  |  | 1957-08-31 | 0.74 | 0.74
|  |  |  | 1957-09-01 | 0 | 0
|  |  |  | 1957-09-02 | 0 | 0
|  |  |  | 1957-09-03 | 0 | 0
|  |  |  | 1957-09-04 | 0 | 0
|  |  |  | 1957-09-05 | 0 | 0
|  |  |  | 1957-09-06 | 0 | 0
|  |  |  | 1957-09-07 | 0 | 0
|  |  |  | 1957-09-08 | 0 | 0
|  |  |  | 1957-09-09 | 0 | 0
|  |  |  | 1957-09-10 | 0 | 0
|  |  |  | 1957-09-11 | 0 | 0
|  |  |  | 1957-09-12 | 0 | 0
|  |  |  | 1957-09-13 | 0.1 | 0.1
|  |  |  | 1957-09-14 | 0 | 0
|  |  |  | 1957-09-15 | 0 | 0
|  |  |  | 1957-09-16 | 0 | 0
|  |  |  | 1957-09-17 | 0 | 0
|  |  |  | 1957-09-18 | 0 | 0
|  |  |  | 1957-09-19 | 0 | 0
|  |  |  | 1957-09-20 | 0 | 0
|  |  |  | 1957-09-21 | 0 | 0
|  |  |  | 1957-09-22 | 0.03 | 0.03
|  |  |  | 1957-09-23 | 0 | 0
|  |  |  | 1957-09-24 | 0 | 0
|  |  |  | 1957-09-25 | 0 | 0
|  |  |  | 1957-09-26 | 0 | 0
|  |  |  | 1957-09-27 | 0 | 0
|  |  |  | 1957-09-28 | 0 | 0
|  |  |  | 1957-09-29 | 0 | 0
|  |  |  | 1957-09-30 | 0 | 0
|  |  |  | 1957-10-01 | 0 | 0
|  |  |  | 1957-10-02 | 0 | 0
|  |  |  | 1957-10-03 | 0 | 0
|  |  |  | 1957-10-04 | 0 | 0
|  |  |  | 1957-10-05 | 0 | 0
|  |  |  | 1957-10-06 | 0.04 | 0.04
|  |  |  | 1957-10-07 | 0 | 0
|  |  |  | 1957-10-08 | 0 | 0
|  |  |  | 1957-10-09 | 0 | 0
|  |  |  | 1957-10-10 | 0 | 0
|  |  |  | 1957-10-11 | 0 | 0
|  |  |  | 1957-10-12 | 0 | 0
|  |  |  | 1957-10-13 | 0.04 | 0.04
|  |  |  | 1957-10-14 | 0 | 0
|  |  |  | 1957-10-15 | 0 | 0
|  |  |  | 1957-10-16 | 0 | 0
|  |  |  | 1957-10-17 | 0 | 0
|  |  |  | 1957-10-18 | 0 | 0
|  |  |  | 1957-10-19 | 0 | 0
|  |  |  | 1957-10-20 | 1.49 | 1.49
|  |  |  | 1957-10-21 | 0.14 | 0.14
|  |  |  | 1957-10-22 | 0.01 | 0.01
|  |  |  | 1957-10-23 | 0 | 0
|  |  |  | 1957-10-24 | 0 | 0
|  |  |  | 1957-10-25 | 0 | 0
|  |  |  | 1957-10-26 | 0 | 0
|  |  |  | 1957-10-27 | 0 | 0
|  |  |  | 1957-10-28 | 0 | 0
|  |  |  | 1957-10-29 | 0.14 | 0.14
|  |  |  | 1957-10-30 | 0 | 0
|  |  |  | 1957-10-31 | 0 | 0
|  |  |  | 1957-11-01 | 0 | 0
|  |  |  | 1957-11-02 | 0.04 | 0.04
|  |  |  | 1957-11-03 | 0 | 0
|  |  |  | 1957-11-04 | 0.08 | 0.08
|  |  |  | 1957-11-05 | 0.02 | 0.02
|  |  |  | 1957-11-06 | 0.01 | 0.01
|  |  |  | 1957-11-07 | 0 | 0
|  |  |  | 1957-11-08 | 0 | 0
|  |  |  | 1957-11-09 | 0 | 0
|  |  |  | 1957-11-10 | 0.07 | 0.07
|  |  |  | 1957-11-11 | 0 | 0
|  |  |  | 1957-11-12 | 0 | 0
|  |  |  | 1957-11-13 | 0 | 0
|  |  |  | 1957-11-14 | 0 | 0
|  |  |  | 1957-11-15 | 0 | 0
|  |  |  | 1957-11-16 | 0 | 0
|  |  |  | 1957-11-17 | 0 | 0
|  |  |  | 1957-11-18 | 0 | 0
|  |  |  | 1957-11-19 | 0 | 0
|  |  |  | 1957-11-20 | 0 | 0
|  |  |  | 1957-11-21 | 0 | 0
|  |  |  | 1957-11-22 | 0.1 | 0.1
|  |  |  | 1957-11-23 | 0 | 0
|  |  |  | 1957-11-24 | 0 | 0
|  |  |  | 1957-11-25 | 0 | 0
|  |  |  | 1957-11-26 | 0 | 0
|  |  |  | 1957-11-27 | 0 | 0
|  |  |  | 1957-11-28 | 0 | 0
|  |  |  | 1957-11-29 | 0 | 0
|  |  |  | 1957-11-30 | 0 | 0
|  |  |  | 1957-12-01 | 0 | 0
|  |  |  | 1957-12-02 | 0 | 0
|  |  |  | 1957-12-03 | 0 | 0
|  |  |  | 1957-12-04 | 0 | 0
|  |  |  | 1957-12-05 | 0 | 0
|  |  |  | 1957-12-06 | 0.05 | 0.05
|  |  |  | 1957-12-07 | 0 | 0
|  |  |  | 1957-12-08 | 0 | 0
|  |  |  | 1957-12-09 | 0 | 0
|  |  |  | 1957-12-10 | 0 | 0
|  |  |  | 1957-12-11 | 0 | 0
|  |  |  | 1957-12-12 | 0 | 0
|  |  |  | 1957-12-13 | 0 | 0
|  |  |  | 1957-12-14 | 0 | 0
|  |  |  | 1957-12-15 | 0 | 0
|  |  |  | 1957-12-16 | 0 | 0
|  |  |  | 1957-12-17 | 0 | 0
|  |  |  | 1957-12-18 | 0 | 0
|  |  |  | 1957-12-19 | 0 | 0
|  |  |  | 1957-12-20 | 0 | 0
|  |  |  | 1957-12-21 | 0 | 0
|  |  |  | 1957-12-22 | 0 | 0
|  |  |  | 1957-12-23 | 0 | 0
|  |  |  | 1957-12-24 | 0 | 0
|  |  |  | 1957-12-25 | 0 | 0
|  |  |  | 1957-12-26 | 0 | 0
|  |  |  | 1957-12-27 | 0.02 | 0.02
|  |  |  | 1957-12-28 | 0 | 0
|  |  |  | 1957-12-29 | 0 | 0
|  |  |  | 1957-12-30 | 0 | 0
|  |  |  | 1957-12-31 | 0 | 0
|  |  |  | 1958-01-01 | 0 | 0
|  |  |  | 1958-01-02 | 0 | 0
|  |  |  | 1958-01-03 | 0 | 0
|  |  |  | 1958-01-04 | 0.1 | 0.1
|  |  |  | 1958-01-05 | 0.4 | 0.4
|  |  |  | 1958-01-06 | 0.01 | 0.01
|  |  |  | 1958-01-07 | 0 | 0
|  |  |  | 1958-01-08 | 0 | 0
|  |  |  | 1958-01-09 | 0 | 0
|  |  |  | 1958-01-10 | 0 | 0
|  |  |  | 1958-01-11 | 0 | 0
|  |  |  | 1958-01-12 | 0 | 0
|  |  |  | 1958-01-13 | 0 | 0
|  |  |  | 1958-01-14 | 0 | 0
|  |  |  | 1958-01-15 | 0 | 0
|  |  |  | 1958-01-16 | 0 | 0
|  |  |  | 1958-01-17 | 0 | 0
|  |  |  | 1958-01-18 | 0.03 | 0.03
|  |  |  | 1958-01-19 | 0.11 | 0.11
|  |  |  | 1958-01-20 | 0.37 | 0.37
|  |  |  | 1958-01-21 | 0 | 0
|  |  |  | 1958-01-22 | 0 | 0
|  |  |  | 1958-01-23 | 0.03 | 0.03
|  |  |  | 1958-01-24 | 0 | 0
|  |  |  | 1958-01-25 | 0 | 0
|  |  |  | 1958-01-26 | 0 | 0
|  |  |  | 1958-01-27 | 0 | 0
|  |  |  | 1958-01-28 | 0 | 0
|  |  |  | 1958-01-29 | 0 | 0
|  |  |  | 1958-01-30 | 0 | 0
|  |  |  | 1958-01-31 | 0 | 0
|  |  |  | 1958-02-01 | 0 | 0
|  |  |  | 1958-02-02 | 0 | 0
|  |  |  | 1958-02-03 | 0 | 0
|  |  |  | 1958-02-04 | 0 | 0
|  |  |  | 1958-02-05 | 0 | 0
|  |  |  | 1958-02-06 | 0 | 0
|  |  |  | 1958-02-07 | 0 | 0
|  |  |  | 1958-02-08 | 0 | 0
|  |  |  | 1958-02-09 | 0 | 0
|  |  |  | 1958-02-10 | 0 | 0
|  |  |  | 1958-02-11 | 0 | 0
|  |  |  | 1958-02-12 | 0 | 0
|  |  |  | 1958-02-13 | 0 | 0
|  |  |  | 1958-02-14 | 0 | 0
|  |  |  | 1958-02-15 | 0 | 0
|  |  |  | 1958-02-16 | 0 | 0
|  |  |  | 1958-02-17 | 0 | 0
|  |  |  | 1958-02-18 | 0 | 0
|  |  |  | 1958-02-19 | 0 | 0
|  |  |  | 1958-02-20 | 0 | 0
|  |  |  | 1958-02-21 | 0.06 | 0.06
|  |  |  | 1958-02-22 | 0.55 | 0.55
|  |  |  | 1958-02-23 | 0 | 0
|  |  |  | 1958-02-24 | 0 | 0
|  |  |  | 1958-02-25 | 0 | 0
|  |  |  | 1958-02-26 | 0.08 | 0.08
|  |  |  | 1958-02-27 | 0 | 0
|  |  |  | 1958-02-28 | 0 | 0
|  |  |  | 1958-03-01 | 0.13 | 0.13
|  |  |  | 1958-03-02 | 0 | 0
|  |  |  | 1958-03-03 | 0 | 0
|  |  |  | 1958-03-04 | 0 | 0
|  |  |  | 1958-03-05 | 0 | 0
|  |  |  | 1958-03-06 | 0.26 | 0.26
|  |  |  | 1958-03-07 | 0 | 0
|  |  |  | 1958-03-08 | 0 | 0
|  |  |  | 1958-03-09 | 0 | 0
|  |  |  | 1958-03-10 | 0 | 0
|  |  |  | 1958-03-11 | 0 | 0
|  |  |  | 1958-03-12 | 0.07 | 0.07
|  |  |  | 1958-03-13 | 0 | 0
|  |  |  | 1958-03-14 | 0 | 0
|  |  |  | 1958-03-15 | 0 | 0
|  |  |  | 1958-03-16 | 0 | 0
|  |  |  | 1958-03-17 | 0 | 0
|  |  |  | 1958-03-18 | 0.06 | 0.06
|  |  |  | 1958-03-19 | 0 | 0
|  |  |  | 1958-03-20 | 0 | 0
|  |  |  | 1958-03-21 | 0 | 0
|  |  |  | 1958-03-22 | 0.12 | 0.12
|  |  |  | 1958-03-23 | 0 | 0
|  |  |  | 1958-03-24 | 0.25 | 0.25
|  |  |  | 1958-03-25 | 0.25 | 0.25
|  |  |  | 1958-03-26 | 0 | 0
|  |  |  | 1958-03-27 | 0 | 0
|  |  |  | 1958-03-28 | 0 | 0
|  |  |  | 1958-03-29 | 0 | 0
|  |  |  | 1958-03-30 | 0 | 0
|  |  |  | 1958-03-31 | 0 | 0
|  |  |  | 1958-04-01 | 0 | 0
|  |  |  | 1958-04-02 | 0 | 0
|  |  |  | 1958-04-03 | 0 | 0
|  |  |  | 1958-04-04 | 0 | 0
|  |  |  | 1958-04-05 | 0 | 0
|  |  |  | 1958-04-06 | 0 | 0
|  |  |  | 1958-04-07 | 0 | 0
|  |  |  | 1958-04-08 | 0 | 0
|  |  |  | 1958-04-09 | 0 | 0
|  |  |  | 1958-04-10 | 0 | 0
|  |  |  | 1958-04-11 | 0 | 0
|  |  |  | 1958-04-12 | 0 | 0
|  |  |  | 1958-04-13 | 0.15 | 0.15
|  |  |  | 1958-04-14 | 0 | 0
|  |  |  | 1958-04-15 | 0 | 0
|  |  |  | 1958-04-16 | 0 | 0
|  |  |  | 1958-04-17 | 0.07 | 0.07
|  |  |  | 1958-04-18 | 0 | 0
|  |  |  | 1958-04-19 | 0 | 0
|  |  |  | 1958-04-20 | 0 | 0
|  |  |  | 1958-04-21 | 0 | 0
|  |  |  | 1958-04-22 | 0 | 0
|  |  |  | 1958-04-23 | 0 | 0
|  |  |  | 1958-04-24 | 0 | 0
|  |  |  | 1958-04-25 | 0 | 0
|  |  |  | 1958-04-26 | 0 | 0
|  |  |  | 1958-04-27 | 0 | 0
|  |  |  | 1958-04-28 | 0 | 0
|  |  |  | 1958-04-29 | 0 | 0
|  |  |  | 1958-04-30 | 0 | 0
|  |  |  | 1958-05-01 | 0 | 0
|  |  |  | 1958-05-02 | 0 | 0
|  |  |  | 1958-05-03 | 0 | 0
|  |  |  | 1958-05-04 | 0 | 0
|  |  |  | 1958-05-05 | 0 | 0
|  |  |  | 1958-05-06 | 0 | 0
|  |  |  | 1958-05-07 | 0 | 0
|  |  |  | 1958-05-08 | 0 | 0
|  |  |  | 1958-05-09 | 0 | 0
|  |  |  | 1958-05-10 | 0 | 0
|  |  |  | 1958-05-11 | 0 | 0
|  |  |  | 1958-05-12 | 0.07 | 0.07
|  |  |  | 1958-05-13 | 0.05 | 0.05
|  |  |  | 1958-05-14 | 0.53 | 0.53
|  |  |  | 1958-05-15 | 0 | 0
|  |  |  | 1958-05-16 | 0 | 0
|  |  |  | 1958-05-17 | 0 | 0
|  |  |  | 1958-05-18 | 0 | 0
|  |  |  | 1958-05-19 | 0.05 | 0.05
|  |  |  | 1958-05-20 | 0 | 0
|  |  |  | 1958-05-21 | 0 | 0
|  |  |  | 1958-05-22 | 0 | 0
|  |  |  | 1958-05-23 | 0 | 0
|  |  |  | 1958-05-24 | 0 | 0
|  |  |  | 1958-05-25 | 0 | 0
|  |  |  | 1958-05-26 | 0 | 0
|  |  |  | 1958-05-27 | 0.26 | 0.26
|  |  |  | 1958-05-28 | 0 | 0
|  |  |  | 1958-05-29 | 0 | 0
|  |  |  | 1958-05-30 | 0 | 0
|  |  |  | 1958-05-31 | 0 | 0
|  |  |  | 1958-06-01 | 0.22 | 0.22
|  |  |  | 1958-06-02 | 0 | 0
|  |  |  | 1958-06-03 | 0 | 0
|  |  |  | 1958-06-04 | 0 | 0
|  |  |  | 1958-06-05 | 0 | 0
|  |  |  | 1958-06-06 | 0.03 | 0.03
|  |  |  | 1958-06-07 | 0 | 0
|  |  |  | 1958-06-08 | 0 | 0
|  |  |  | 1958-06-09 | 0 | 0
|  |  |  | 1958-06-10 | 0 | 0
|  |  |  | 1958-06-11 | 0.33 | 0.33
|  |  |  | 1958-06-12 | 0 | 0
|  |  |  | 1958-06-13 | 0 | 0
|  |  |  | 1958-06-14 | 0 | 0
|  |  |  | 1958-06-15 | 0 | 0
|  |  |  | 1958-06-16 | 0 | 0
|  |  |  | 1958-06-17 | 0.2 | 0.2
|  |  |  | 1958-06-18 | 0 | 0
|  |  |  | 1958-06-19 | 0 | 0
|  |  |  | 1958-06-20 | 0 | 0
|  |  |  | 1958-06-21 | 0.51 | 0.51
|  |  |  | 1958-06-22 | 0.74 | 0.74
|  |  |  | 1958-06-23 | 0 | 0
|  |  |  | 1958-06-24 | 0.16 | 0.16
|  |  |  | 1958-06-25 | 0 | 0
|  |  |  | 1958-06-26 | 0 | 0
|  |  |  | 1958-06-27 | 0.01 | 0.01
|  |  |  | 1958-06-28 | 0.03 | 0.03
|  |  |  | 1958-06-29 | 0 | 0
|  |  |  | 1958-06-30 | 0.02 | 0.02
|  |  |  | 1958-07-01 | 0.05 | 0.05
|  |  |  | 1958-07-02 | 0.27 | 0.27
|  |  |  | 1958-07-03 | 0.15 | 0.15
|  |  |  | 1958-07-04 | 0 | 0
|  |  |  | 1958-07-05 | 0 | 0
|  |  |  | 1958-07-06 | 0.2 | 0.2
|  |  |  | 1958-07-07 | 0 | 0
|  |  |  | 1958-07-08 | 0 | 0
|  |  |  | 1958-07-09 | 0 | 0
|  |  |  | 1958-07-10 | 0 | 0
|  |  |  | 1958-07-11 | 0 | 0
|  |  |  | 1958-07-12 | 0 | 0
|  |  |  | 1958-07-13 | 0 | 0
|  |  |  | 1958-07-14 | 0.03 | 0.03
|  |  |  | 1958-07-15 | 0 | 0
|  |  |  | 1958-07-16 | 0 | 0
|  |  |  | 1958-07-17 | 0 | 0
|  |  |  | 1958-07-18 | 0 | 0
|  |  |  | 1958-07-19 | 0 | 0
|  |  |  | 1958-07-20 | 0 | 0
|  |  |  | 1958-07-21 | 0.05 | 0.05
|  |  |  | 1958-07-22 | 0.16 | 0.16
|  |  |  | 1958-07-23 | 0 | 0
|  |  |  | 1958-07-24 | 0 | 0
|  |  |  | 1958-07-25 | 0 | 0
|  |  |  | 1958-07-26 | 0 | 0
|  |  |  | 1958-07-27 | 0.78 | 0.78
|  |  |  | 1958-07-28 | 0.19 | 0.19
|  |  |  | 1958-07-29 | 0.11 | 0.11
|  |  |  | 1958-07-30 | 0 | 0
|  |  |  | 1958-07-31 | 0 | 0
|  |  |  | 1958-08-01 | 0.11 | 0.11
|  |  |  | 1958-08-02 | 0 | 0
|  |  |  | 1958-08-03 | 0 | 0
|  |  |  | 1958-08-04 | 0 | 0
|  |  |  | 1958-08-05 | 0 | 0
|  |  |  | 1958-08-06 | 0 | 0
|  |  |  | 1958-08-07 | 0 | 0
|  |  |  | 1958-08-08 | 0 | 0
|  |  |  | 1958-08-09 | 0 | 0
|  |  |  | 1958-08-10 | 0 | 0
|  |  |  | 1958-08-11 | 0.08 | 0.08
|  |  |  | 1958-08-12 | 0.05 | 0.05
|  |  |  | 1958-08-13 | 0.03 | 0.03
|  |  |  | 1958-08-14 | 0 | 0
|  |  |  | 1958-08-15 | 0 | 0
|  |  |  | 1958-08-16 | 0 | 0
|  |  |  | 1958-08-17 | 0 | 0
|  |  |  | 1958-08-18 | 0.44 | 0.44
|  |  |  | 1958-08-19 | 0.06 | 0.06
|  |  |  | 1958-08-20 | 0 | 0
|  |  |  | 1958-08-21 | 0 | 0
|  |  |  | 1958-08-22 | 0.16 | 0.16
|  |  |  | 1958-08-23 | 0.19 | 0.19
|  |  |  | 1958-08-24 | 0.32 | 0.32
|  |  |  | 1958-08-25 | 0 | 0
|  |  |  | 1958-08-26 | 0 | 0
|  |  |  | 1958-08-27 | 0 | 0
|  |  |  | 1958-08-28 | 0 | 0
|  |  |  | 1958-08-29 | 0 | 0
|  |  |  | 1958-08-30 | 0 | 0
|  |  |  | 1958-08-31 | 0 | 0
|  |  |  | 1958-09-01 | 0 | 0
|  |  |  | 1958-09-02 | 0 | 0
|  |  |  | 1958-09-03 | 0 | 0
|  |  |  | 1958-09-04 | 0 | 0
|  |  |  | 1958-09-05 | 0 | 0
|  |  |  | 1958-09-06 | 0.01 | 0.01
|  |  |  | 1958-09-07 | 0.11 | 0.11
|  |  |  | 1958-09-08 | 0.29 | 0.29
|  |  |  | 1958-09-09 | 0.38 | 0.38
|  |  |  | 1958-09-10 | 0.25 | 0.25
|  |  |  | 1958-09-11 | 0.4 | 0.4
|  |  |  | 1958-09-12 | 0 | 0
|  |  |  | 1958-09-13 | 0 | 0
|  |  |  | 1958-09-14 | 0 | 0
|  |  |  | 1958-09-15 | 0 | 0
|  |  |  | 1958-09-16 | 0 | 0
|  |  |  | 1958-09-17 | 0 | 0
|  |  |  | 1958-09-18 | 0 | 0
|  |  |  | 1958-09-19 | 0.08 | 0.08
|  |  |  | 1958-09-20 | 0 | 0
|  |  |  | 1958-09-21 | 0 | 0
|  |  |  | 1958-09-22 | 0.01 | 0.01
|  |  |  | 1958-09-23 | 0 | 0
|  |  |  | 1958-09-24 | 0 | 0
|  |  |  | 1958-09-25 | 0.41 | 0.41
|  |  |  | 1958-09-26 | 0.24 | 0.24
|  |  |  | 1958-09-27 | 0.65 | 0.65
|  |  |  | 1958-09-28 | 0.11 | 0.11
|  |  |  | 1958-09-29 | 0.07 | 0.07
|  |  |  | 1958-09-30 | 0 | 0
|  |  |  | 1958-10-01 | 0.23 | 0.23
|  |  |  | 1958-10-02 | 0 | 0
|  |  |  | 1958-10-03 | 0.04 | 0.04
|  |  |  | 1958-10-04 | 0 | 0
|  |  |  | 1958-10-05 | 0 | 0
|  |  |  | 1958-10-06 | 0.03 | 0.03
|  |  |  | 1958-10-07 | 0 | 0
|  |  |  | 1958-10-08 | 0 | 0
|  |  |  | 1958-10-09 | 0 | 0
|  |  |  | 1958-10-10 | 0 | 0
|  |  |  | 1958-10-11 | 0.05 | 0.05
|  |  |  | 1958-10-12 | 0 | 0
|  |  |  | 1958-10-13 | 0.11 | 0.11
|  |  |  | 1958-10-14 | 0.03 | 0.03
|  |  |  | 1958-10-15 | 0.06 | 0.06
|  |  |  | 1958-10-16 | 0 | 0
|  |  |  | 1958-10-17 | 0 | 0
|  |  |  | 1958-10-18 | 0 | 0
|  |  |  | 1958-10-19 | 0 | 0
|  |  |  | 1958-10-20 | 0 | 0
|  |  |  | 1958-10-21 | 0 | 0
|  |  |  | 1958-10-22 | 0 | 0
|  |  |  | 1958-10-23 | 0 | 0
|  |  |  | 1958-10-24 | 0.04 | 0.04
|  |  |  | 1958-10-25 | 0.14 | 0.14
|  |  |  | 1958-10-26 | 0 | 0
|  |  |  | 1958-10-27 | 0.03 | 0.03
|  |  |  | 1958-10-28 | 0.33 | 0.33
|  |  |  | 1958-10-29 | 0.37 | 0.37
|  |  |  | 1958-10-30 | 0.13 | 0.13
|  |  |  | 1958-10-31 | 0 | 0
|  |  |  | 1958-11-01 | 0 | 0
|  |  |  | 1958-11-02 | 0 | 0
|  |  |  | 1958-11-03 | 0 | 0
|  |  |  | 1958-11-04 | 0 | 0
|  |  |  | 1958-11-05 | 0 | 0
|  |  |  | 1958-11-06 | 0 | 0
|  |  |  | 1958-11-07 | 0 | 0
|  |  |  | 1958-11-08 | 0 | 0
|  |  |  | 1958-11-09 | 0 | 0
|  |  |  | 1958-11-10 | 0 | 0
|  |  |  | 1958-11-11 | 0 | 0
|  |  |  | 1958-11-12 | 0 | 0
|  |  |  | 1958-11-13 | 0 | 0
|  |  |  | 1958-11-14 | 0.02 | 0.02
|  |  |  | 1958-11-15 | 0 | 0
|  |  |  | 1958-11-16 | 0 | 0
|  |  |  | 1958-11-17 | 0 | 0
|  |  |  | 1958-11-18 | 0 | 0
|  |  |  | 1958-11-19 | 0 | 0
|  |  |  | 1958-11-20 | 0 | 0
|  |  |  | 1958-11-21 | 0 | 0
|  |  |  | 1958-11-22 | 0 | 0
|  |  |  | 1958-11-23 | 0 | 0
|  |  |  | 1958-11-24 | 0 | 0
|  |  |  | 1958-11-25 | 0 | 0
|  |  |  | 1958-11-26 | 0 | 0
|  |  |  | 1958-11-27 | 0.24 | 0.24
|  |  |  | 1958-11-28 | 0 | 0
|  |  |  | 1958-11-29 | 0 | 0
|  |  |  | 1958-11-30 | 0 | 0
|  |  |  | 1958-12-01 | 0 | 0
|  |  |  | 1958-12-02 | 0 | 0
|  |  |  | 1958-12-03 | 0 | 0
|  |  |  | 1958-12-04 | 0 | 0
|  |  |  | 1958-12-05 | 0 | 0
|  |  |  | 1958-12-06 | 0 | 0
|  |  |  | 1958-12-07 | 0 | 0
|  |  |  | 1958-12-08 | 0 | 0
|  |  |  | 1958-12-09 | 0 | 0
|  |  |  | 1958-12-10 | 0 | 0
|  |  |  | 1958-12-11 | 0 | 0
|  |  |  | 1958-12-12 | 0 | 0
|  |  |  | 1958-12-13 | 0 | 0
|  |  |  | 1958-12-14 | 0 | 0
|  |  |  | 1958-12-15 | 0 | 0
|  |  |  | 1958-12-16 | 0 | 0
|  |  |  | 1958-12-17 | 0 | 0
|  |  |  | 1958-12-18 | 0 | 0
|  |  |  | 1958-12-19 | 0 | 0
|  |  |  | 1958-12-20 | 0 | 0
|  |  |  | 1958-12-21 | 0 | 0
|  |  |  | 1958-12-22 | 0 | 0
|  |  |  | 1958-12-23 | 0 | 0
|  |  |  | 1958-12-24 | 0 | 0
|  |  |  | 1958-12-25 | 0 | 0
|  |  |  | 1958-12-26 | 0 | 0
|  |  |  | 1958-12-27 | 0 | 0
|  |  |  | 1958-12-28 | 0 | 0
|  |  |  | 1958-12-29 | 0 | 0
|  |  |  | 1958-12-30 | 0 | 0
|  |  |  | 1958-12-31 | 0 | 0
|  |  |  | 1959-01-01 | 0 | 0
|  |  |  | 1959-01-02 | 0 | 0
|  |  |  | 1959-01-03 | 0 | 0
|  |  |  | 1959-01-04 | 0 | 0
|  |  |  | 1959-01-05 | 0 | 0
|  |  |  | 1959-01-06 | 0 | 0
|  |  |  | 1959-01-07 | 0 | 0
|  |  |  | 1959-01-08 | 0 | 0
|  |  |  | 1959-01-09 | 0 | 0
|  |  |  | 1959-01-10 | 0 | 0
|  |  |  | 1959-01-11 | 0 | 0
|  |  |  | 1959-01-12 | 0 | 0
|  |  |  | 1959-01-13 | 0 | 0
|  |  |  | 1959-01-14 | 0 | 0
|  |  |  | 1959-01-15 | 0 | 0
|  |  |  | 1959-01-16 | 0 | 0
|  |  |  | 1959-01-17 | 0 | 0
|  |  |  | 1959-01-18 | 0 | 0
|  |  |  | 1959-01-19 | 0 | 0
|  |  |  | 1959-01-20 | 0 | 0
|  |  |  | 1959-01-21 | 0.08 | 0.08
|  |  |  | 1959-01-22 | 0 | 0
|  |  |  | 1959-01-23 | 0 | 0
|  |  |  | 1959-01-24 | 0 | 0
|  |  |  | 1959-01-25 | 0 | 0
|  |  |  | 1959-01-26 | 0 | 0
|  |  |  | 1959-01-27 | 0 | 0
|  |  |  | 1959-01-28 | 0 | 0
|  |  |  | 1959-01-29 | 0 | 0
|  |  |  | 1959-01-30 | 0 | 0
|  |  |  | 1959-01-31 | 0 | 0
|  |  |  | 1959-02-01 | 0 | 0
|  |  |  | 1959-02-02 | 0.04 | 0.04
|  |  |  | 1959-02-03 | 0 | 0
|  |  |  | 1959-02-04 | 0 | 0
|  |  |  | 1959-02-05 | 0 | 0
|  |  |  | 1959-02-06 | 0 | 0
|  |  |  | 1959-02-07 | 0 | 0
|  |  |  | 1959-02-08 | 0 | 0
|  |  |  | 1959-02-09 | 0 | 0
|  |  |  | 1959-02-10 | 0 | 0
|  |  |  | 1959-02-11 | 0 | 0
|  |  |  | 1959-02-12 | 0 | 0
|  |  |  | 1959-02-13 | 0.01 | 0.01
|  |  |  | 1959-02-14 | 0.88 | 0.88
|  |  |  | 1959-02-15 | 0 | 0
|  |  |  | 1959-02-16 | 0 | 0
|  |  |  | 1959-02-17 | 0 | 0
|  |  |  | 1959-02-18 | 0 | 0
|  |  |  | 1959-02-19 | 0 | 0
|  |  |  | 1959-02-20 | 0 | 0
|  |  |  | 1959-02-21 | 0 | 0
|  |  |  | 1959-02-22 | 0 | 0
|  |  |  | 1959-02-23 | 0 | 0
|  |  |  | 1959-02-24 | 0 | 0
|  |  |  | 1959-02-25 | 0 | 0
|  |  |  | 1959-02-26 | 0 | 0
|  |  |  | 1959-02-27 | 0 | 0
|  |  |  | 1959-02-28 | 0 | 0
|  |  |  | 1959-03-01 | 0 | 0
|  |  |  | 1959-03-02 | 0 | 0
|  |  |  | 1959-03-03 | 0 | 0
|  |  |  | 1959-03-04 | 0 | 0
|  |  |  | 1959-03-05 | 0 | 0
|  |  |  | 1959-03-06 | 0 | 0
|  |  |  | 1959-03-07 | 0 | 0
|  |  |  | 1959-03-08 | 0 | 0
|  |  |  | 1959-03-09 | 0 | 0
|  |  |  | 1959-03-10 | 0 | 0
|  |  |  | 1959-03-11 | 0 | 0
|  |  |  | 1959-03-12 | 0 | 0
|  |  |  | 1959-03-13 | 0 | 0
|  |  |  | 1959-03-14 | 0 | 0
|  |  |  | 1959-03-15 | 0 | 0
|  |  |  | 1959-03-16 | 0 | 0
|  |  |  | 1959-03-17 | 0 | 0
|  |  |  | 1959-03-18 | 0 | 0
|  |  |  | 1959-03-19 | 0 | 0
|  |  |  | 1959-03-20 | 0 | 0
|  |  |  | 1959-03-21 | 0 | 0
|  |  |  | 1959-03-22 | 0 | 0
|  |  |  | 1959-03-23 | 0 | 0
|  |  |  | 1959-03-24 | 0 | 0
|  |  |  | 1959-03-25 | 0 | 0
|  |  |  | 1959-03-26 | 0 | 0
|  |  |  | 1959-03-27 | 0 | 0
|  |  |  | 1959-03-28 | 0 | 0
|  |  |  | 1959-03-29 | 0 | 0
|  |  |  | 1959-03-30 | 0 | 0
|  |  |  | 1959-03-31 | 0 | 0
|  |  |  | 1959-04-01 | 0 | 0
|  |  |  | 1959-04-02 | 0 | 0
|  |  |  | 1959-04-03 | 0 | 0
|  |  |  | 1959-04-04 | 0 | 0
|  |  |  | 1959-04-05 | 0 | 0
|  |  |  | 1959-04-06 | 0 | 0
|  |  |  | 1959-04-07 | 0 | 0
|  |  |  | 1959-04-08 | 0 | 0
|  |  |  | 1959-04-09 | 0.11 | 0.11
|  |  |  | 1959-04-10 | 0.1 | 0.1
|  |  |  | 1959-04-11 | 0.57 | 0.57
|  |  |  | 1959-04-12 | 0 | 0
|  |  |  | 1959-04-13 | 0 | 0
|  |  |  | 1959-04-14 | 0 | 0
|  |  |  | 1959-04-15 | 0 | 0
|  |  |  | 1959-04-16 | 0.02 | 0.02
|  |  |  | 1959-04-17 | 0 | 0
|  |  |  | 1959-04-18 | 0 | 0
|  |  |  | 1959-04-19 | 0 | 0
|  |  |  | 1959-04-20 | 0 | 0
|  |  |  | 1959-04-21 | 0 | 0
|  |  |  | 1959-04-22 | 0 | 0
|  |  |  | 1959-04-23 | 0 | 0
|  |  |  | 1959-04-24 | 0 | 0
|  |  |  | 1959-04-25 | 0 | 0
|  |  |  | 1959-04-26 | 0 | 0
|  |  |  | 1959-04-27 | 0 | 0
|  |  |  | 1959-04-28 | 0 | 0
|  |  |  | 1959-04-29 | 0 | 0
|  |  |  | 1959-04-30 | 0 | 0
|  |  |  | 1959-05-01 | 0.16 | 0.16
|  |  |  | 1959-05-02 | 0 | 0
|  |  |  | 1959-05-03 | 0 | 0
|  |  |  | 1959-05-04 | 0 | 0
|  |  |  | 1959-05-05 | 0 | 0
|  |  |  | 1959-05-06 | 0 | 0
|  |  |  | 1959-05-07 | 0 | 0
|  |  |  | 1959-05-08 | 0.06 | 0.06
|  |  |  | 1959-05-09 | 0 | 0
|  |  |  | 1959-05-10 | 0 | 0
|  |  |  | 1959-05-11 | 0 | 0
|  |  |  | 1959-05-12 | 0 | 0
|  |  |  | 1959-05-13 | 0 | 0
|  |  |  | 1959-05-14 | 0 | 0
|  |  |  | 1959-05-15 | 0.08 | 0.08
|  |  |  | 1959-05-16 | 0.03 | 0.03
|  |  |  | 1959-05-17 | 0 | 0
|  |  |  | 1959-05-18 | 0 | 0
|  |  |  | 1959-05-19 | 0 | 0
|  |  |  | 1959-05-20 | 0 | 0
|  |  |  | 1959-05-21 | 0 | 0
|  |  |  | 1959-05-22 | 0 | 0
|  |  |  | 1959-05-23 | 0 | 0
|  |  |  | 1959-05-24 | 0.5 | 0.5
|  |  |  | 1959-05-25 | 0 | 0
|  |  |  | 1959-05-26 | 0 | 0
|  |  |  | 1959-05-27 | 0 | 0
|  |  |  | 1959-05-28 | 0 | 0
|  |  |  | 1959-05-29 | 0 | 0
|  |  |  | 1959-05-30 | 0 | 0
|  |  |  | 1959-05-31 | 0 | 0
|  |  |  | 1959-06-01 | 0 | 0
|  |  |  | 1959-06-02 | 0 | 0
|  |  |  | 1959-06-03 | 0.25 | 0.25
|  |  |  | 1959-06-04 | 0 | 0
|  |  |  | 1959-06-05 | 0.04 | 0.04
|  |  |  | 1959-06-06 | 0 | 0
|  |  |  | 1959-06-07 | 0 | 0
|  |  |  | 1959-06-08 | 0.04 | 0.04
|  |  |  | 1959-06-09 | 0 | 0
|  |  |  | 1959-06-10 | 0 | 0
|  |  |  | 1959-06-11 | 0 | 0
|  |  |  | 1959-06-12 | 0 | 0
|  |  |  | 1959-06-13 | 0 | 0
|  |  |  | 1959-06-14 | 0 | 0
|  |  |  | 1959-06-15 | 0 | 0
|  |  |  | 1959-06-16 | 0 | 0
|  |  |  | 1959-06-17 | 0 | 0
|  |  |  | 1959-06-18 | 0 | 0
|  |  |  | 1959-06-19 | 0 | 0
|  |  |  | 1959-06-20 | 0 | 0
|  |  |  | 1959-06-21 | 0 | 0
|  |  |  | 1959-06-22 | 0.09 | 0.09
|  |  |  | 1959-06-23 | 0.35 | 0.35
|  |  |  | 1959-06-24 | 0 | 0
|  |  |  | 1959-06-25 | 0 | 0
|  |  |  | 1959-06-26 | 0 | 0
|  |  |  | 1959-06-27 | 0 | 0
|  |  |  | 1959-06-28 | 0.09 | 0.09
|  |  |  | 1959-06-29 | 0.4 | 0.4
|  |  |  | 1959-06-30 | 0.04 | 0.04
|  |  |  | 1959-07-01 | 0.2 | 0.2
|  |  |  | 1959-07-02 | 0 | 0
|  |  |  | 1959-07-03 | 0 | 0
|  |  |  | 1959-07-04 | 0.02 | 0.02
|  |  |  | 1959-07-05 | 0.02 | 0.02
|  |  |  | 1959-07-06 | 0.34 | 0.34
|  |  |  | 1959-07-07 | 0 | 0
|  |  |  | 1959-07-08 | 0 | 0
|  |  |  | 1959-07-09 | 0 | 0
|  |  |  | 1959-07-10 | 0 | 0
|  |  |  | 1959-07-11 | 0 | 0
|  |  |  | 1959-07-12 | 0 | 0
|  |  |  | 1959-07-13 | 0 | 0
|  |  |  | 1959-07-14 | 0 | 0
|  |  |  | 1959-07-15 | 0.01 | 0.01
|  |  |  | 1959-07-16 | 0.01 | 0.01
|  |  |  | 1959-07-17 | 0.13 | 0.13
|  |  |  | 1959-07-18 | 0.05 | 0.05
|  |  |  | 1959-07-19 | 1.23 | 1.23
|  |  |  | 1959-07-20 | 0 | 0
|  |  |  | 1959-07-21 | 0 | 0
|  |  |  | 1959-07-22 | 0 | 0
|  |  |  | 1959-07-23 | 0 | 0
|  |  |  | 1959-07-24 | 0 | 0
|  |  |  | 1959-07-25 | 0 | 0
|  |  |  | 1959-07-26 | 0.02 | 0.02
|  |  |  | 1959-07-27 | 0 | 0
|  |  |  | 1959-07-28 | 0.13 | 0.13
|  |  |  | 1959-07-29 | 0.05 | 0.05
|  |  |  | 1959-07-30 | 0 | 0
|  |  |  | 1959-07-31 | 0 | 0
|  |  |  | 1959-08-01 | 0 | 0
|  |  |  | 1959-08-02 | 0 | 0
|  |  |  | 1959-08-03 | 0.04 | 0.04
|  |  |  | 1959-08-04 | 0 | 0
|  |  |  | 1959-08-05 | 0.77 | 0.77
|  |  |  | 1959-08-06 | 0 | 0
|  |  |  | 1959-08-07 | 0 | 0
|  |  |  | 1959-08-08 | 0 | 0
|  |  |  | 1959-08-09 | 0 | 0
|  |  |  | 1959-08-10 | 0 | 0
|  |  |  | 1959-08-11 | 0 | 0
|  |  |  | 1959-08-12 | 0 | 0
|  |  |  | 1959-08-13 | 0.17 | 0.17
|  |  |  | 1959-08-14 | 0 | 0
|  |  |  | 1959-08-15 | 0 | 0
|  |  |  | 1959-08-16 | 0 | 0
|  |  |  | 1959-08-17 | 0.3 | 0.3
|  |  |  | 1959-08-18 | 0.28 | 0.28
|  |  |  | 1959-08-19 | 0.1 | 0.1
|  |  |  | 1959-08-20 | 0 | 0
|  |  |  | 1959-08-21 | 0 | 0
|  |  |  | 1959-08-22 | 0.05 | 0.05
|  |  |  | 1959-08-23 | 0.25 | 0.25
|  |  |  | 1959-08-24 | 0 | 0
|  |  |  | 1959-08-25 | 0 | 0
|  |  |  | 1959-08-26 | 0 | 0
|  |  |  | 1959-08-27 | 0.55 | 0.55
|  |  |  | 1959-08-28 | 0.02 | 0.02
|  |  |  | 1959-08-29 | 0 | 0
|  |  |  | 1959-08-30 | 0 | 0
|  |  |  | 1959-08-31 | 0 | 0
|  |  |  | 1959-09-01 | 0 | 0
|  |  |  | 1959-09-02 | 0 | 0
|  |  |  | 1959-09-03 | 0.03 | 0.03
|  |  |  | 1959-09-04 | 0.01 | 0.01
|  |  |  | 1959-09-05 | 0 | 0
|  |  |  | 1959-09-06 | 0.09 | 0.09
|  |  |  | 1959-09-07 | 0 | 0
|  |  |  | 1959-09-08 | 0 | 0
|  |  |  | 1959-09-09 | 0 | 0
|  |  |  | 1959-09-10 | 0.05 | 0.05
|  |  |  | 1959-09-11 | 0 | 0
|  |  |  | 1959-09-12 | 0 | 0
|  |  |  | 1959-09-13 | 0 | 0
|  |  |  | 1959-09-14 | 0 | 0
|  |  |  | 1959-09-15 | 0 | 0
|  |  |  | 1959-09-16 | 0 | 0
|  |  |  | 1959-09-17 | 0 | 0
|  |  |  | 1959-09-18 | 0 | 0
|  |  |  | 1959-09-19 | 0 | 0
|  |  |  | 1959-09-20 | 0.06 | 0.06
|  |  |  | 1959-09-21 | 0 | 0
|  |  |  | 1959-09-22 | 0.57 | 0.57
|  |  |  | 1959-09-23 | 0 | 0
|  |  |  | 1959-09-24 | 0 | 0
|  |  |  | 1959-09-25 | 0 | 0
|  |  |  | 1959-09-26 | 0 | 0
|  |  |  | 1959-09-27 | 0 | 0
|  |  |  | 1959-09-28 | 0 | 0
|  |  |  | 1959-09-29 | 0 | 0
|  |  |  | 1959-09-30 | 0 | 0
|  |  |  | 1959-10-01 | 0 | 0
|  |  |  | 1959-10-02 | 0 | 0
|  |  |  | 1959-10-03 | 0.34 | 0.34
|  |  |  | 1959-10-04 | 0.02 | 0.02
|  |  |  | 1959-10-05 | 0 | 0
|  |  |  | 1959-10-06 | 0 | 0
|  |  |  | 1959-10-07 | 0 | 0
|  |  |  | 1959-10-08 | 0 | 0
|  |  |  | 1959-10-09 | 0 | 0
|  |  |  | 1959-10-10 | 0 | 0
|  |  |  | 1959-10-11 | 0 | 0
|  |  |  | 1959-10-12 | 0 | 0
|  |  |  | 1959-10-13 | 0 | 0
|  |  |  | 1959-10-14 | 0 | 0
|  |  |  | 1959-10-15 | 0 | 0
|  |  |  | 1959-10-16 | 0 | 0
|  |  |  | 1959-10-17 | 0 | 0
|  |  |  | 1959-10-18 | 0 | 0
|  |  |  | 1959-10-19 | 0 | 0
|  |  |  | 1959-10-20 | 0 | 0
|  |  |  | 1959-10-21 | 0 | 0
|  |  |  | 1959-10-22 | 0 | 0
|  |  |  | 1959-10-23 | 0 | 0
|  |  |  | 1959-10-24 | 0 | 0
|  |  |  | 1959-10-25 | 0 | 0
|  |  |  | 1959-10-26 | 0 | 0
|  |  |  | 1959-10-27 | 0 | 0
|  |  |  | 1959-10-28 | 0 | 0
|  |  |  | 1959-10-29 | 0.03 | 0.03
|  |  |  | 1959-10-30 | 0.04 | 0.04
|  |  |  | 1959-10-31 | 0 | 0
|  |  |  | 1959-11-01 | 0 | 0
|  |  |  | 1959-11-02 | 0 | 0
|  |  |  | 1959-11-03 | 0 | 0
|  |  |  | 1959-11-04 | 0 | 0
|  |  |  | 1959-11-05 | 0 | 0
|  |  |  | 1959-11-06 | 0 | 0
|  |  |  | 1959-11-07 | 0 | 0
|  |  |  | 1959-11-08 | 0 | 0
|  |  |  | 1959-11-09 | 0 | 0
|  |  |  | 1959-11-10 | 0.08 | 0.08
|  |  |  | 1959-11-11 | 0 | 0
|  |  |  | 1959-11-12 | 0 | 0
|  |  |  | 1959-11-13 | 0.03 | 0.03
|  |  |  | 1959-11-14 | 0.3 | 0.3
|  |  |  | 1959-11-15 | 0.2 | 0.2
|  |  |  | 1959-11-16 | 0 | 0
|  |  |  | 1959-11-17 | 0 | 0
|  |  |  | 1959-11-18 | 0 | 0
|  |  |  | 1959-11-19 | 0 | 0
|  |  |  | 1959-11-20 | 0 | 0
|  |  |  | 1959-11-21 | 0 | 0
|  |  |  | 1959-11-22 | 0 | 0
|  |  |  | 1959-11-23 | 0 | 0
|  |  |  | 1959-11-24 | 0 | 0
|  |  |  | 1959-11-25 | 0 | 0
|  |  |  | 1959-11-26 | 0 | 0
|  |  |  | 1959-11-27 | 0 | 0
|  |  |  | 1959-11-28 | 0 | 0
|  |  |  | 1959-11-29 | 0 | 0
|  |  |  | 1959-11-30 | 0 | 0
|  |  |  | 1959-12-01 | 0 | 0
|  |  |  | 1959-12-02 | 0 | 0
|  |  |  | 1959-12-03 | 0 | 0
|  |  |  | 1959-12-04 | 0 | 0
|  |  |  | 1959-12-05 | 0 | 0
|  |  |  | 1959-12-06 | 0 | 0
|  |  |  | 1959-12-07 | 0 | 0
|  |  |  | 1959-12-08 | 0.05 | 0.05
|  |  |  | 1959-12-09 | 0 | 0
|  |  |  | 1959-12-10 | 0 | 0
|  |  |  | 1959-12-11 | 0 | 0
|  |  |  | 1959-12-12 | 0 | 0
|  |  |  | 1959-12-13 | 0.11 | 0.11
|  |  |  | 1959-12-14 | 0 | 0
|  |  |  | 1959-12-15 | 0.05 | 0.05
|  |  |  | 1959-12-16 | 0.01 | 0.01
|  |  |  | 1959-12-17 | 0 | 0
|  |  |  | 1959-12-18 | 0 | 0
|  |  |  | 1959-12-19 | 0 | 0
|  |  |  | 1959-12-20 | 0 | 0
|  |  |  | 1959-12-21 | 0 | 0
|  |  |  | 1959-12-22 | 0 | 0
|  |  |  | 1959-12-23 | 0 | 0
|  |  |  | 1959-12-24 | 0 | 0
|  |  |  | 1959-12-25 | 0 | 0
|  |  |  | 1959-12-26 | 0 | 0
|  |  |  | 1959-12-27 | 0 | 0
|  |  |  | 1959-12-28 | 0 | 0
|  |  |  | 1959-12-29 | 0 | 0
|  |  |  | 1959-12-30 | 0 | 0
|  |  |  | 1959-12-31 | 0.14 | 0.14
|  |  |  | 1960-01-01 | 0 | 0
|  |  |  | 1960-01-02 | 0 | 0
|  |  |  | 1960-01-03 | 0 | 0
|  |  |  | 1960-01-04 | 0.23 | 0.23
|  |  |  | 1960-01-05 | 0.63 | 0.63
|  |  |  | 1960-01-06 | 0 | 0
|  |  |  | 1960-01-07 | 0 | 0
|  |  |  | 1960-01-08 | 0 | 0
|  |  |  | 1960-01-09 | 0 | 0
|  |  |  | 1960-01-10 | 0 | 0
|  |  |  | 1960-01-11 | 0.26 | 0.26
|  |  |  | 1960-01-12 | 0.03 | 0.03
|  |  |  | 1960-01-13 | 0 | 0
|  |  |  | 1960-01-14 | 0 | 0
|  |  |  | 1960-01-15 | 0 | 0
|  |  |  | 1960-01-16 | 0 | 0
|  |  |  | 1960-01-17 | 0 | 0
|  |  |  | 1960-01-18 | 0 | 0
|  |  |  | 1960-01-19 | 0 | 0
|  |  |  | 1960-01-20 | 0 | 0
|  |  |  | 1960-01-21 | 0 | 0
|  |  |  | 1960-01-22 | 0 | 0
|  |  |  | 1960-01-23 | 0 | 0
|  |  |  | 1960-01-24 | 0 | 0
|  |  |  | 1960-01-25 | 0 | 0
|  |  |  | 1960-01-26 | 0 | 0
|  |  |  | 1960-01-27 | 0 | 0
|  |  |  | 1960-01-28 | 0 | 0
|  |  |  | 1960-01-29 | 0 | 0
|  |  |  | 1960-01-30 | 0 | 0
|  |  |  | 1960-01-31 | 0 | 0
|  |  |  | 1960-02-01 | 0 | 0
|  |  |  | 1960-02-02 | 0 | 0
|  |  |  | 1960-02-03 | 0 | 0
|  |  |  | 1960-02-04 | 0 | 0
|  |  |  | 1960-02-05 | 0 | 0
|  |  |  | 1960-02-06 | 0 | 0
|  |  |  | 1960-02-07 | 0 | 0
|  |  |  | 1960-02-08 | 0 | 0
|  |  |  | 1960-02-09 | 0 | 0
|  |  |  | 1960-02-10 | 0 | 0
|  |  |  | 1960-02-11 | 0.07 | 0.07
|  |  |  | 1960-02-12 | 0.03 | 0.03
|  |  |  | 1960-02-13 | 0 | 0
|  |  |  | 1960-02-14 | 0 | 0
|  |  |  | 1960-02-15 | 0 | 0
|  |  |  | 1960-02-16 | 0 | 0
|  |  |  | 1960-02-17 | 0 | 0
|  |  |  | 1960-02-18 | 0 | 0
|  |  |  | 1960-02-19 | 0 | 0
|  |  |  | 1960-02-20 | 0 | 0
|  |  |  | 1960-02-21 | 0 | 0
|  |  |  | 1960-02-22 | 0 | 0
|  |  |  | 1960-02-23 | 0 | 0
|  |  |  | 1960-02-24 | 0 | 0
|  |  |  | 1960-02-25 | 0 | 0
|  |  |  | 1960-02-26 | 0 | 0
|  |  |  | 1960-02-27 | 0 | 0
|  |  |  | 1960-02-28 | 0 | 0
|  |  |  | 1960-02-29 | 0 | 0
|  |  |  | 1960-03-01 | 0 | 0
|  |  |  | 1960-03-02 | 0 | 0
|  |  |  | 1960-03-03 | 0 | 0
|  |  |  | 1960-03-04 | 0 | 0
|  |  |  | 1960-03-05 | 0 | 0
|  |  |  | 1960-03-06 | 0 | 0
|  |  |  | 1960-03-07 | 0 | 0
|  |  |  | 1960-03-08 | 0 | 0
|  |  |  | 1960-03-09 | 0 | 0
|  |  |  | 1960-03-10 | 0 | 0
|  |  |  | 1960-03-11 | 0 | 0
|  |  |  | 1960-03-12 | 0 | 0
|  |  |  | 1960-03-13 | 0 | 0
|  |  |  | 1960-03-14 | 0 | 0
|  |  |  | 1960-03-15 | 0 | 0
|  |  |  | 1960-03-16 | 0 | 0
|  |  |  | 1960-03-17 | 0.04 | 0.04
|  |  |  | 1960-03-18 | 0 | 0
|  |  |  | 1960-03-19 | 0 | 0
|  |  |  | 1960-03-20 | 0 | 0
|  |  |  | 1960-03-21 | 0 | 0
|  |  |  | 1960-03-22 | 0 | 0
|  |  |  | 1960-03-23 | 0 | 0
|  |  |  | 1960-03-24 | 0.03 | 0.03
|  |  |  | 1960-03-25 | 0.94 | 0.94
|  |  |  | 1960-03-26 | 0.1 | 0.1
|  |  |  | 1960-03-27 | 0 | 0
|  |  |  | 1960-03-28 | 0 | 0
|  |  |  | 1960-03-29 | 0 | 0
|  |  |  | 1960-03-30 | 0 | 0
|  |  |  | 1960-03-31 | 0 | 0
|  |  |  | 1960-04-01 | 0 | 0
|  |  |  | 1960-04-02 | 0.11 | 0.11
|  |  |  | 1960-04-03 | 0 | 0
|  |  |  | 1960-04-04 | 0 | 0
|  |  |  | 1960-04-05 | 0 | 0
|  |  |  | 1960-04-06 | 0 | 0
|  |  |  | 1960-04-07 | 0 | 0
|  |  |  | 1960-04-08 | 0 | 0
|  |  |  | 1960-04-09 | 0 | 0
|  |  |  | 1960-04-10 | 0 | 0
|  |  |  | 1960-04-11 | 0 | 0
|  |  |  | 1960-04-12 | 0 | 0
|  |  |  | 1960-04-13 | 0 | 0
|  |  |  | 1960-04-14 | 0 | 0
|  |  |  | 1960-04-15 | 0 | 0
|  |  |  | 1960-04-16 | 0 | 0
|  |  |  | 1960-04-17 | 0 | 0
|  |  |  | 1960-04-18 | 0 | 0
|  |  |  | 1960-04-19 | 0 | 0
|  |  |  | 1960-04-20 | 0 | 0
|  |  |  | 1960-04-21 | 0 | 0
|  |  |  | 1960-04-22 | 0 | 0
|  |  |  | 1960-04-23 | 0 | 0
|  |  |  | 1960-04-24 | 0 | 0
|  |  |  | 1960-04-25 | 0 | 0
|  |  |  | 1960-04-26 | 0 | 0
|  |  |  | 1960-04-27 | 0 | 0
|  |  |  | 1960-04-28 | 0 | 0
|  |  |  | 1960-04-29 | 0 | 0
|  |  |  | 1960-04-30 | 0 | 0
|  |  |  | 1960-05-01 | 0 | 0
|  |  |  | 1960-05-02 | 0 | 0
|  |  |  | 1960-05-03 | 0 | 0
|  |  |  | 1960-05-04 | 0 | 0
|  |  |  | 1960-05-05 | 0 | 0
|  |  |  | 1960-05-06 | 0 | 0
|  |  |  | 1960-05-07 | 0 | 0
|  |  |  | 1960-05-08 | 0 | 0
|  |  |  | 1960-05-09 | 0 | 0
|  |  |  | 1960-05-10 | 0 | 0
|  |  |  | 1960-05-11 | 0 | 0
|  |  |  | 1960-05-12 | 0 | 0
|  |  |  | 1960-05-13 | 0 | 0
|  |  |  | 1960-05-14 | 0 | 0
|  |  |  | 1960-05-15 | 0 | 0
|  |  |  | 1960-05-16 | 0 | 0
|  |  |  | 1960-05-17 | 0 | 0
|  |  |  | 1960-05-18 | 0 | 0
|  |  |  | 1960-05-19 | 0 | 0
|  |  |  | 1960-05-20 | 0 | 0
|  |  |  | 1960-05-21 | 0 | 0
|  |  |  | 1960-05-22 | 0 | 0
|  |  |  | 1960-05-23 | 0 | 0
|  |  |  | 1960-05-24 | 0 | 0
|  |  |  | 1960-05-25 | 0 | 0
|  |  |  | 1960-05-26 | 0 | 0
|  |  |  | 1960-05-27 | 0 | 0
|  |  |  | 1960-05-28 | 0 | 0
|  |  |  | 1960-05-29 | 0 | 0
|  |  |  | 1960-05-30 | 0 | 0
|  |  |  | 1960-05-31 | 0.13 | 0.13
|  |  |  | 1960-06-01 | 0.08 | 0.08
|  |  |  | 1960-06-02 | 0 | 0
|  |  |  | 1960-06-03 | 0 | 0
|  |  |  | 1960-06-04 | 0 | 0
|  |  |  | 1960-06-05 | 0 | 0
|  |  |  | 1960-06-06 | 0.06 | 0.06
|  |  |  | 1960-06-07 | 0.12 | 0.12
|  |  |  | 1960-06-08 | 0 | 0
|  |  |  | 1960-06-09 | 0 | 0
|  |  |  | 1960-06-10 | 0 | 0
|  |  |  | 1960-06-11 | 0.55 | 0.55
|  |  |  | 1960-06-12 | 0.78 | 0.78
|  |  |  | 1960-06-13 | 0 | 0
|  |  |  | 1960-06-14 | 0 | 0
|  |  |  | 1960-06-15 | 0 | 0
|  |  |  | 1960-06-16 | 0 | 0
|  |  |  | 1960-06-17 | 0 | 0
|  |  |  | 1960-06-18 | 0 | 0
|  |  |  | 1960-06-19 | 0 | 0
|  |  |  | 1960-06-20 | 0 | 0
|  |  |  | 1960-06-21 | 0 | 0
|  |  |  | 1960-06-22 | 0 | 0
|  |  |  | 1960-06-23 | 0 | 0
|  |  |  | 1960-06-24 | 0 | 0
|  |  |  | 1960-06-25 | 0.01 | 0.01
|  |  |  | 1960-06-26 | 0 | 0
|  |  |  | 1960-06-27 | 0 | 0
|  |  |  | 1960-06-28 | 0 | 0
|  |  |  | 1960-06-29 | 0 | 0
|  |  |  | 1960-06-30 | 0.25 | 0.25
|  |  |  | 1960-07-01 | 0 | 0
|  |  |  | 1960-07-02 | 0 | 0
|  |  |  | 1960-07-03 | 0 | 0
|  |  |  | 1960-07-04 | 0 | 0
|  |  |  | 1960-07-05 | 0.74 | 0.74
|  |  |  | 1960-07-06 | 0.37 | 0.37
|  |  |  | 1960-07-07 | 0.51 | 0.51
|  |  |  | 1960-07-08 | 0.11 | 0.11
|  |  |  | 1960-07-09 | 0.01 | 0.01
|  |  |  | 1960-07-10 | 0 | 0
|  |  |  | 1960-07-11 | 0 | 0
|  |  |  | 1960-07-12 | 0.17 | 0.17
|  |  |  | 1960-07-13 | 0.19 | 0.19
|  |  |  | 1960-07-14 | 0.31 | 0.31
|  |  |  | 1960-07-15 | 0 | 0
|  |  |  | 1960-07-16 | 0 | 0
|  |  |  | 1960-07-17 | 0 | 0
|  |  |  | 1960-07-18 | 0 | 0
|  |  |  | 1960-07-19 | 0 | 0
|  |  |  | 1960-07-20 | 0 | 0
|  |  |  | 1960-07-21 | 1.81 | 1.81
|  |  |  | 1960-07-22 | 0 | 0
|  |  |  | 1960-07-23 | 0.51 | 0.51
|  |  |  | 1960-07-24 | 0 | 0
|  |  |  | 1960-07-25 | 0 | 0
|  |  |  | 1960-07-26 | 0.22 | 0.22
|  |  |  | 1960-07-27 | 0 | 0
|  |  |  | 1960-07-28 | 0 | 0
|  |  |  | 1960-07-29 | 0 | 0
|  |  |  | 1960-07-30 | 0.01 | 0.01
|  |  |  | 1960-07-31 | 0 | 0
|  |  |  | 1960-08-01 | 0 | 0
|  |  |  | 1960-08-02 | 0 | 0
|  |  |  | 1960-08-03 | 0 | 0
|  |  |  | 1960-08-04 | 0.21 | 0.21
|  |  |  | 1960-08-05 | 0 | 0
|  |  |  | 1960-08-06 | 0.04 | 0.04
|  |  |  | 1960-08-07 | 0 | 0
|  |  |  | 1960-08-08 | 0.26 | 0.26
|  |  |  | 1960-08-09 | 0.04 | 0.04
|  |  |  | 1960-08-10 | 0.01 | 0.01
|  |  |  | 1960-08-11 | 0.43 | 0.43
|  |  |  | 1960-08-12 | 0.41 | 0.41
|  |  |  | 1960-08-13 | 0 | 0
|  |  |  | 1960-08-14 | 0 | 0
|  |  |  | 1960-08-15 | 0 | 0
|  |  |  | 1960-08-16 | 0 | 0
|  |  |  | 1960-08-17 | 0 | 0
|  |  |  | 1960-08-18 | 0 | 0
|  |  |  | 1960-08-19 | 0 | 0
|  |  |  | 1960-08-20 | 0 | 0
|  |  |  | 1960-08-21 | 0 | 0
|  |  |  | 1960-08-22 | 1.03 | 1.03
|  |  |  | 1960-08-23 | 0.14 | 0.14
|  |  |  | 1960-08-24 | 0.13 | 0.13
|  |  |  | 1960-08-25 | 0 | 0
|  |  |  | 1960-08-26 | 0.34 | 0.34
|  |  |  | 1960-08-27 | 0 | 0
|  |  |  | 1960-08-28 | 0 | 0
|  |  |  | 1960-08-29 | 0.73 | 0.73
|  |  |  | 1960-08-30 | 0 | 0
|  |  |  | 1960-08-31 | 0 | 0
|  |  |  | 1960-09-01 | 0 | 0
|  |  |  | 1960-09-02 | 0 | 0
|  |  |  | 1960-09-03 | 0 | 0
|  |  |  | 1960-09-04 | 0 | 0
|  |  |  | 1960-09-05 | 0 | 0
|  |  |  | 1960-09-06 | 0 | 0
|  |  |  | 1960-09-07 | 0 | 0
|  |  |  | 1960-09-08 | 0 | 0
|  |  |  | 1960-09-09 | 0.32 | 0.32
|  |  |  | 1960-09-10 | 0.37 | 0.37
|  |  |  | 1960-09-11 | 0 | 0
|  |  |  | 1960-09-12 | 0 | 0
|  |  |  | 1960-09-13 | 0 | 0
|  |  |  | 1960-09-14 | 0 | 0
|  |  |  | 1960-09-15 | 0 | 0
|  |  |  | 1960-09-16 | 0 | 0
|  |  |  | 1960-09-17 | 0 | 0
|  |  |  | 1960-09-18 | 0 | 0
|  |  |  | 1960-09-19 | 0 | 0
|  |  |  | 1960-09-20 | 0 | 0
|  |  |  | 1960-09-21 | 0 | 0
|  |  |  | 1960-09-22 | 0 | 0
|  |  |  | 1960-09-23 | 0.02 | 0.02
|  |  |  | 1960-09-24 | 0 | 0
|  |  |  | 1960-09-25 | 0 | 0
|  |  |  | 1960-09-26 | 0 | 0
|  |  |  | 1960-09-27 | 0 | 0
|  |  |  | 1960-09-28 | 0 | 0
|  |  |  | 1960-09-29 | 0 | 0
|  |  |  | 1960-09-30 | 0 | 0
|  |  |  | 1960-10-01 | 0 | 0
|  |  |  | 1960-10-02 | 0 | 0
|  |  |  | 1960-10-03 | 0 | 0
|  |  |  | 1960-10-04 | 0 | 0
|  |  |  | 1960-10-05 | 0 | 0
|  |  |  | 1960-10-06 | 0 | 0
|  |  |  | 1960-10-07 | 0 | 0
|  |  |  | 1960-10-08 | 0 | 0
|  |  |  | 1960-10-09 | 0 | 0
|  |  |  | 1960-10-10 | 0 | 0
|  |  |  | 1960-10-11 | 0.65 | 0.65
|  |  |  | 1960-10-12 | 0.09 | 0.09
|  |  |  | 1960-10-13 | 0 | 0
|  |  |  | 1960-10-14 | 0 | 0
|  |  |  | 1960-10-15 | 0 | 0
|  |  |  | 1960-10-16 | 0 | 0
|  |  |  | 1960-10-17 | 1.6 | 1.6
|  |  |  | 1960-10-18 | 0 | 0
|  |  |  | 1960-10-19 | 0 | 0
|  |  |  | 1960-10-20 | 0 | 0
|  |  |  | 1960-10-21 | 0 | 0
|  |  |  | 1960-10-22 | 0 | 0
|  |  |  | 1960-10-23 | 0 | 0
|  |  |  | 1960-10-24 | 0.15 | 0.15
|  |  |  | 1960-10-25 | 0 | 0
|  |  |  | 1960-10-26 | 0 | 0
|  |  |  | 1960-10-27 | 0 | 0
|  |  |  | 1960-10-28 | 0.64 | 0.64
|  |  |  | 1960-10-29 | 0 | 0
|  |  |  | 1960-10-30 | 0 | 0
|  |  |  | 1960-10-31 | 0 | 0
|  |  |  | 1960-11-01 | 0 | 0
|  |  |  | 1960-11-02 | 0 | 0
|  |  |  | 1960-11-03 | 0 | 0
|  |  |  | 1960-11-04 | 0 | 0
|  |  |  | 1960-11-05 | 0 | 0
|  |  |  | 1960-11-06 | 0 | 0
|  |  |  | 1960-11-07 | 0.03 | 0.03
|  |  |  | 1960-11-08 | 0 | 0
|  |  |  | 1960-11-09 | 0 | 0
|  |  |  | 1960-11-10 | 0 | 0
|  |  |  | 1960-11-11 | 0 | 0
|  |  |  | 1960-11-12 | 0 | 0
|  |  |  | 1960-11-13 | 0 | 0
|  |  |  | 1960-11-14 | 0 | 0
|  |  |  | 1960-11-15 | 0 | 0
|  |  |  | 1960-11-16 | 0 | 0
|  |  |  | 1960-11-17 | 0 | 0
|  |  |  | 1960-11-18 | 0 | 0
|  |  |  | 1960-11-19 | 0 | 0
|  |  |  | 1960-11-20 | 0.16 | 0.16
|  |  |  | 1960-11-21 | 0.01 | 0.01
|  |  |  | 1960-11-22 | 0 | 0
|  |  |  | 1960-11-23 | 0 | 0
|  |  |  | 1960-11-24 | 0 | 0
|  |  |  | 1960-11-25 | 0 | 0
|  |  |  | 1960-11-26 | 0 | 0
|  |  |  | 1960-11-27 | 0 | 0
|  |  |  | 1960-11-28 | 0 | 0
|  |  |  | 1960-11-29 | 0 | 0
|  |  |  | 1960-11-30 | 0 | 0
|  |  |  | 1960-12-01 | 0 | 0
|  |  |  | 1960-12-02 | 0 | 0
|  |  |  | 1960-12-03 | 0 | 0
|  |  |  | 1960-12-04 | 0 | 0
|  |  |  | 1960-12-05 | 0 | 0
|  |  |  | 1960-12-06 | 0 | 0
|  |  |  | 1960-12-07 | 0 | 0
|  |  |  | 1960-12-08 | 0.26 | 0.26
|  |  |  | 1960-12-09 | 0.59 | 0.59
|  |  |  | 1960-12-10 | 0.08 | 0.08
|  |  |  | 1960-12-11 | 0 | 0
|  |  |  | 1960-12-12 | 0 | 0
|  |  |  | 1960-12-13 | 0.42 | 0.42
|  |  |  | 1960-12-14 | 0.02 | 0.02
|  |  |  | 1960-12-15 | 0 | 0
|  |  |  | 1960-12-16 | 0 | 0
|  |  |  | 1960-12-17 | 0 | 0
|  |  |  | 1960-12-18 | 0 | 0
|  |  |  | 1960-12-19 | 0 | 0
|  |  |  | 1960-12-20 | 0 | 0
|  |  |  | 1960-12-21 | 0 | 0
|  |  |  | 1960-12-22 | 0 | 0
|  |  |  | 1960-12-23 | 0 | 0
|  |  |  | 1960-12-24 | 0 | 0
|  |  |  | 1960-12-25 | 0 | 0
|  |  |  | 1960-12-26 | 0 | 0
|  |  |  | 1960-12-27 | 0 | 0
|  |  |  | 1960-12-28 | 0 | 0
|  |  |  | 1960-12-29 | 0 | 0
|  |  |  | 1960-12-30 | 0.51 | 0.51
|  |  |  | 1960-12-31 | 0 | 0
|  |  |  | 1961-01-01 | 0 | 0
|  |  |  | 1961-01-02 | 0 | 0
|  |  |  | 1961-01-03 | 0 | 0
|  |  |  | 1961-01-04 | 0 | 0
|  |  |  | 1961-01-05 | 0 | 0
|  |  |  | 1961-01-06 | 0.41 | 0.41
|  |  |  | 1961-01-07 | 0 | 0
|  |  |  | 1961-01-08 | 0 | 0
|  |  |  | 1961-01-09 | 0 | 0
|  |  |  | 1961-01-10 | 0 | 0
|  |  |  | 1961-01-11 | 0 | 0
|  |  |  | 1961-01-12 | 0 | 0
|  |  |  | 1961-01-13 | 0 | 0
|  |  |  | 1961-01-14 | 0 | 0
|  |  |  | 1961-01-15 | 0 | 0
|  |  |  | 1961-01-16 | 0 | 0
|  |  |  | 1961-01-17 | 0 | 0
|  |  |  | 1961-01-18 | 0 | 0
|  |  |  | 1961-01-19 | 0 | 0
|  |  |  | 1961-01-20 | 0 | 0
|  |  |  | 1961-01-21 | 0 | 0
|  |  |  | 1961-01-22 | 0 | 0
|  |  |  | 1961-01-23 | 0 | 0
|  |  |  | 1961-01-24 | 0.38 | 0.38
|  |  |  | 1961-01-25 | 0.18 | 0.18
|  |  |  | 1961-01-26 | 0 | 0
|  |  |  | 1961-01-27 | 0 | 0
|  |  |  | 1961-01-28 | 0.05 | 0.05
|  |  |  | 1961-01-29 | 0 | 0
|  |  |  | 1961-01-30 | 0 | 0
|  |  |  | 1961-01-31 | 0 | 0
|  |  |  | 1961-02-01 | 0 | 0
|  |  |  | 1961-02-02 | 0 | 0
|  |  |  | 1961-02-03 | 0 | 0
|  |  |  | 1961-02-04 | 0 | 0
|  |  |  | 1961-02-05 | 0 | 0
|  |  |  | 1961-02-06 | 0.1 | 0.1
|  |  |  | 1961-02-07 | 0 | 0
|  |  |  | 1961-02-08 | 0 | 0
|  |  |  | 1961-02-09 | 0 | 0
|  |  |  | 1961-02-10 | 0 | 0
|  |  |  | 1961-02-11 | 0 | 0
|  |  |  | 1961-02-12 | 0 | 0
|  |  |  | 1961-02-13 | 0 | 0
|  |  |  | 1961-02-14 | 0 | 0
|  |  |  | 1961-02-15 | 0 | 0
|  |  |  | 1961-02-16 | 0 | 0
|  |  |  | 1961-02-17 | 0 | 0
|  |  |  | 1961-02-18 | 0 | 0
|  |  |  | 1961-02-19 | 0 | 0
|  |  |  | 1961-02-20 | 0 | 0
|  |  |  | 1961-02-21 | 0 | 0
|  |  |  | 1961-02-22 | 0 | 0
|  |  |  | 1961-02-23 | 0 | 0
|  |  |  | 1961-02-24 | 0 | 0
|  |  |  | 1961-02-25 | 0 | 0
|  |  |  | 1961-02-26 | 0 | 0
|  |  |  | 1961-02-27 | 0 | 0
|  |  |  | 1961-02-28 | 0 | 0
|  |  |  | 1961-03-01 | 0 | 0
|  |  |  | 1961-03-02 | 0 | 0
|  |  |  | 1961-03-03 | 0 | 0
|  |  |  | 1961-03-04 | 0 | 0
|  |  |  | 1961-03-05 | 0 | 0
|  |  |  | 1961-03-06 | 0 | 0
|  |  |  | 1961-03-07 | 0 | 0
|  |  |  | 1961-03-08 | 0 | 0
|  |  |  | 1961-03-09 | 0 | 0
|  |  |  | 1961-03-10 | 0 | 0
|  |  |  | 1961-03-11 | 0 | 0
|  |  |  | 1961-03-12 | 0 | 0
|  |  |  | 1961-03-13 | 0 | 0
|  |  |  | 1961-03-14 | 0 | 0
|  |  |  | 1961-03-15 | 0 | 0
|  |  |  | 1961-03-16 | 0 | 0
|  |  |  | 1961-03-17 | 0 | 0
|  |  |  | 1961-03-18 | 0 | 0
|  |  |  | 1961-03-19 | 0.05 | 0.05
|  |  |  | 1961-03-20 | 0 | 0
|  |  |  | 1961-03-21 | 0 | 0
|  |  |  | 1961-03-22 | 0 | 0
|  |  |  | 1961-03-23 | 0 | 0
|  |  |  | 1961-03-24 | 0 | 0
|  |  |  | 1961-03-25 | 0 | 0
|  |  |  | 1961-03-26 | 0 | 0
|  |  |  | 1961-03-27 | 0 | 0
|  |  |  | 1961-03-28 | 0 | 0
|  |  |  | 1961-03-29 | 0.06 | 0.06
|  |  |  | 1961-03-30 | 0 | 0
|  |  |  | 1961-03-31 | 0 | 0
|  |  |  | 1961-04-01 | 0 | 0
|  |  |  | 1961-04-02 | 0 | 0
|  |  |  | 1961-04-03 | 0 | 0
|  |  |  | 1961-04-04 | 0 | 0
|  |  |  | 1961-04-05 | 0 | 0
|  |  |  | 1961-04-06 | 0 | 0
|  |  |  | 1961-04-07 | 0 | 0
|  |  |  | 1961-04-08 | 0 | 0
|  |  |  | 1961-04-09 | 0 | 0
|  |  |  | 1961-04-10 | 0 | 0
|  |  |  | 1961-04-11 | 0 | 0
|  |  |  | 1961-04-12 | 0 | 0
|  |  |  | 1961-04-13 | 0 | 0
|  |  |  | 1961-04-14 | 0 | 0
|  |  |  | 1961-04-15 | 0 | 0
|  |  |  | 1961-04-16 | 0 | 0
|  |  |  | 1961-04-17 | 0 | 0
|  |  |  | 1961-04-18 | 0 | 0
|  |  |  | 1961-04-19 | 0 | 0
|  |  |  | 1961-04-20 | 0 | 0
|  |  |  | 1961-04-21 | 0 | 0
|  |  |  | 1961-04-22 | 0 | 0
|  |  |  | 1961-04-23 | 0 | 0
|  |  |  | 1961-04-24 | 0 | 0
|  |  |  | 1961-04-25 | 0 | 0
|  |  |  | 1961-04-26 | 0 | 0
|  |  |  | 1961-04-27 | 0 | 0
|  |  |  | 1961-04-28 | 0 | 0
|  |  |  | 1961-04-29 | 0 | 0
|  |  |  | 1961-04-30 | 0.06 | 0.06
|  |  |  | 1961-05-01 | 0 | 0
|  |  |  | 1961-05-02 | 0 | 0
|  |  |  | 1961-05-03 | 0 | 0
|  |  |  | 1961-05-04 | 0 | 0
|  |  |  | 1961-05-05 | 0 | 0
|  |  |  | 1961-05-06 | 0 | 0
|  |  |  | 1961-05-07 | 0 | 0
|  |  |  | 1961-05-08 | 0 | 0
|  |  |  | 1961-05-09 | 0 | 0
|  |  |  | 1961-05-10 | 0 | 0
|  |  |  | 1961-05-11 | 0 | 0
|  |  |  | 1961-05-12 | 0 | 0
|  |  |  | 1961-05-13 | 0 | 0
|  |  |  | 1961-05-14 | 0 | 0
|  |  |  | 1961-05-15 | 0 | 0
|  |  |  | 1961-05-16 | 0 | 0
|  |  |  | 1961-05-17 | 0 | 0
|  |  |  | 1961-05-18 | 0.35 | 0.35
|  |  |  | 1961-05-19 | 0.17 | 0.17
|  |  |  | 1961-05-20 | 0 | 0
|  |  |  | 1961-05-21 | 0 | 0
|  |  |  | 1961-05-22 | 0 | 0
|  |  |  | 1961-05-23 | 0 | 0
|  |  |  | 1961-05-24 | 0.16 | 0.16
|  |  |  | 1961-05-25 | 0 | 0
|  |  |  | 1961-05-26 | 0.07 | 0.07
|  |  |  | 1961-05-27 | 0 | 0
|  |  |  | 1961-05-28 | 0 | 0
|  |  |  | 1961-05-29 | 0 | 0
|  |  |  | 1961-05-30 | 0 | 0
|  |  |  | 1961-05-31 | 0 | 0
|  |  |  | 1961-06-01 | 0.01 | 0.01
|  |  |  | 1961-06-02 | 0 | 0
|  |  |  | 1961-06-03 | 0 | 0
|  |  |  | 1961-06-04 | 0 | 0
|  |  |  | 1961-06-05 | 0 | 0
|  |  |  | 1961-06-06 | 0 | 0
|  |  |  | 1961-06-07 | 0 | 0
|  |  |  | 1961-06-08 | 0 | 0
|  |  |  | 1961-06-09 | 0 | 0
|  |  |  | 1961-06-10 | 0 | 0
|  |  |  | 1961-06-11 | 0 | 0
|  |  |  | 1961-06-12 | 0 | 0
|  |  |  | 1961-06-13 | 0 | 0
|  |  |  | 1961-06-14 | 0.55 | 0.55
|  |  |  | 1961-06-15 | 0.19 | 0.19
|  |  |  | 1961-06-16 | 0.75 | 0.75
|  |  |  | 1961-06-17 | 0.09 | 0.09
|  |  |  | 1961-06-18 | 0 | 0
|  |  |  | 1961-06-19 | 0 | 0
|  |  |  | 1961-06-20 | 0 | 0
|  |  |  | 1961-06-21 | 0 | 0
|  |  |  | 1961-06-22 | 0 | 0
|  |  |  | 1961-06-23 | 0 | 0
|  |  |  | 1961-06-24 | 0 | 0
|  |  |  | 1961-06-25 | 0 | 0
|  |  |  | 1961-06-26 | 0 | 0
|  |  |  | 1961-06-27 | 0 | 0
|  |  |  | 1961-06-28 | 0.01 | 0.01
|  |  |  | 1961-06-29 | 0 | 0
|  |  |  | 1961-06-30 | 0 | 0
|  |  |  | 1961-07-01 | 0.01 | 0.01
|  |  |  | 1961-07-02 | 0 | 0
|  |  |  | 1961-07-03 | 0 | 0
|  |  |  | 1961-07-04 | 0.36 | 0.36
|  |  |  | 1961-07-05 | 0.83 | 0.83
|  |  |  | 1961-07-06 | 0 | 0
|  |  |  | 1961-07-07 | 0 | 0
|  |  |  | 1961-07-08 | 0 | 0
|  |  |  | 1961-07-09 | 0 | 0
|  |  |  | 1961-07-10 | 0.13 | 0.13
|  |  |  | 1961-07-11 | 0 | 0
|  |  |  | 1961-07-12 | 0.01 | 0.01
|  |  |  | 1961-07-13 | 0 | 0
|  |  |  | 1961-07-14 | 0.06 | 0.06
|  |  |  | 1961-07-15 | 0.26 | 0.26
|  |  |  | 1961-07-16 | 0 | 0
|  |  |  | 1961-07-17 | 0 | 0
|  |  |  | 1961-07-18 | 0 | 0
|  |  |  | 1961-07-19 | 0 | 0
|  |  |  | 1961-07-20 | 0 | 0
|  |  |  | 1961-07-21 | 0.26 | 0.26
|  |  |  | 1961-07-22 | 0.05 | 0.05
|  |  |  | 1961-07-23 | 0.24 | 0.24
|  |  |  | 1961-07-24 | 0 | 0
|  |  |  | 1961-07-25 | 0.31 | 0.31
|  |  |  | 1961-07-26 | 0.19 | 0.19
|  |  |  | 1961-07-27 | 0 | 0
|  |  |  | 1961-07-28 | 0 | 0
|  |  |  | 1961-07-29 | 0 | 0
|  |  |  | 1961-07-30 | 0 | 0
|  |  |  | 1961-07-31 | 0.4 | 0.4
|  |  |  | 1961-08-01 | 0 | 0
|  |  |  | 1961-08-02 | 0 | 0
|  |  |  | 1961-08-03 | 0 | 0
|  |  |  | 1961-08-04 | 0 | 0
|  |  |  | 1961-08-05 | 0 | 0
|  |  |  | 1961-08-06 | 0 | 0
|  |  |  | 1961-08-07 | 0 | 0
|  |  |  | 1961-08-08 | 0 | 0
|  |  |  | 1961-08-09 | 0 | 0
|  |  |  | 1961-08-10 | 0 | 0
|  |  |  | 1961-08-11 | 0 | 0
|  |  |  | 1961-08-12 | 0.03 | 0.03
|  |  |  | 1961-08-13 | 0.17 | 0.17
|  |  |  | 1961-08-14 | 0.42 | 0.42
|  |  |  | 1961-08-15 | 0.02 | 0.02
|  |  |  | 1961-08-16 | 0 | 0
|  |  |  | 1961-08-17 | 0 | 0
|  |  |  | 1961-08-18 | 0 | 0
|  |  |  | 1961-08-19 | 0 | 0
|  |  |  | 1961-08-20 | 0.4 | 0.4
|  |  |  | 1961-08-21 | 0 | 0
|  |  |  | 1961-08-22 | 0 | 0
|  |  |  | 1961-08-23 | 0 | 0
|  |  |  | 1961-08-24 | 0.33 | 0.33
|  |  |  | 1961-08-25 | 0.03 | 0.03
|  |  |  | 1961-08-26 | 0.44 | 0.44
|  |  |  | 1961-08-27 | 0.56 | 0.56
|  |  |  | 1961-08-28 | 0 | 0
|  |  |  | 1961-08-29 | 0 | 0
|  |  |  | 1961-08-30 | 0 | 0
|  |  |  | 1961-08-31 | 0.09 | 0.09
|  |  |  | 1961-09-01 | 0 | 0
|  |  |  | 1961-09-02 | 0 | 0
|  |  |  | 1961-09-03 | 0.05 | 0.05
|  |  |  | 1961-09-04 | 0 | 0
|  |  |  | 1961-09-05 | 0 | 0
|  |  |  | 1961-09-06 | 0 | 0
|  |  |  | 1961-09-07 | 0.22 | 0.22
|  |  |  | 1961-09-08 | 0.82 | 0.82
|  |  |  | 1961-09-09 | 0 | 0
|  |  |  | 1961-09-10 | 0 | 0
|  |  |  | 1961-09-11 | 0 | 0
|  |  |  | 1961-09-12 | 0 | 0
|  |  |  | 1961-09-13 | 0 | 0
|  |  |  | 1961-09-14 | 0 | 0
|  |  |  | 1961-09-15 | 0 | 0
|  |  |  | 1961-09-16 | 0 | 0
|  |  |  | 1961-09-17 | 0 | 0
|  |  |  | 1961-09-18 | 0.02 | 0.02
|  |  |  | 1961-09-19 | 0 | 0
|  |  |  | 1961-09-20 | 0.11 | 0.11
|  |  |  | 1961-09-21 | 0 | 0
|  |  |  | 1961-09-22 | 0 | 0
|  |  |  | 1961-09-23 | 0 | 0
|  |  |  | 1961-09-24 | 0.2 | 0.2
|  |  |  | 1961-09-25 | 0 | 0
|  |  |  | 1961-09-26 | 0 | 0
|  |  |  | 1961-09-27 | 0 | 0
|  |  |  | 1961-09-28 | 0 | 0
|  |  |  | 1961-09-29 | 0 | 0
|  |  |  | 1961-09-30 | 0 | 0
|  |  |  | 1961-10-01 | 0 | 0
|  |  |  | 1961-10-02 | 0 | 0
|  |  |  | 1961-10-03 | 0 | 0
|  |  |  | 1961-10-04 | 0 | 0
|  |  |  | 1961-10-05 | 0 | 0
|  |  |  | 1961-10-06 | 0 | 0
|  |  |  | 1961-10-07 | 0 | 0
|  |  |  | 1961-10-08 | 0 | 0
|  |  |  | 1961-10-09 | 0 | 0
|  |  |  | 1961-10-10 | 0 | 0
|  |  |  | 1961-10-11 | 0 | 0
|  |  |  | 1961-10-12 | 0.48 | 0.48
|  |  |  | 1961-10-13 | 0 | 0
|  |  |  | 1961-10-14 | 0.16 | 0.16
|  |  |  | 1961-10-15 | 0 | 0
|  |  |  | 1961-10-16 | 0 | 0
|  |  |  | 1961-10-17 | 0 | 0
|  |  |  | 1961-10-18 | 0 | 0
|  |  |  | 1961-10-19 | 0 | 0
|  |  |  | 1961-10-20 | 0 | 0
|  |  |  | 1961-10-21 | 0 | 0
|  |  |  | 1961-10-22 | 0 | 0
|  |  |  | 1961-10-23 | 0 | 0
|  |  |  | 1961-10-24 | 0 | 0
|  |  |  | 1961-10-25 | 0 | 0
|  |  |  | 1961-10-26 | 1.06 | 1.06
|  |  |  | 1961-10-27 | 0 | 0
|  |  |  | 1961-10-28 | 0 | 0
|  |  |  | 1961-10-29 | 0 | 0
|  |  |  | 1961-10-30 | 0 | 0
|  |  |  | 1961-10-31 | 0 | 0
|  |  |  | 1961-11-01 | 0.4 | 0.4
|  |  |  | 1961-11-02 | 0.05 | 0.05
|  |  |  | 1961-11-03 | 0 | 0
|  |  |  | 1961-11-04 | 0 | 0
|  |  |  | 1961-11-05 | 0 | 0
|  |  |  | 1961-11-06 | 0 | 0
|  |  |  | 1961-11-07 | 0 | 0
|  |  |  | 1961-11-08 | 0.09 | 0.09
|  |  |  | 1961-11-09 | 0.03 | 0.03
|  |  |  | 1961-11-10 | 0 | 0
|  |  |  | 1961-11-11 | 0 | 0
|  |  |  | 1961-11-12 | 0 | 0
|  |  |  | 1961-11-13 | 0 | 0
|  |  |  | 1961-11-14 | 0.03 | 0.03
|  |  |  | 1961-11-15 | 0 | 0
|  |  |  | 1961-11-16 | 0 | 0
|  |  |  | 1961-11-17 | 0 | 0
|  |  |  | 1961-11-18 | 0 | 0
|  |  |  | 1961-11-19 | 0 | 0
|  |  |  | 1961-11-20 | 0 | 0
|  |  |  | 1961-11-21 | 0 | 0
|  |  |  | 1961-11-22 | 0 | 0
|  |  |  | 1961-11-23 | 0 | 0
|  |  |  | 1961-11-24 | 0 | 0
|  |  |  | 1961-11-25 | 0 | 0
|  |  |  | 1961-11-26 | 0 | 0
|  |  |  | 1961-11-27 | 0 | 0
|  |  |  | 1961-11-28 | 0 | 0
|  |  |  | 1961-11-29 | 0 | 0
|  |  |  | 1961-11-30 | 0 | 0
|  |  |  | 1961-12-01 | 0 | 0
|  |  |  | 1961-12-02 | 0 | 0
|  |  |  | 1961-12-03 | 0 | 0
|  |  |  | 1961-12-04 | 0 | 0
|  |  |  | 1961-12-05 | 0 | 0
|  |  |  | 1961-12-06 | 0 | 0
|  |  |  | 1961-12-07 | 0 | 0
|  |  |  | 1961-12-08 | 0 | 0
|  |  |  | 1961-12-09 | 0.09 | 0.09
|  |  |  | 1961-12-10 | 0 | 0
|  |  |  | 1961-12-11 | 0 | 0
|  |  |  | 1961-12-12 | 0 | 0
|  |  |  | 1961-12-13 | 0 | 0
|  |  |  | 1961-12-14 | 0 | 0
|  |  |  | 1961-12-15 | 0 | 0
|  |  |  | 1961-12-16 | 0.02 | 0.02
|  |  |  | 1961-12-17 | 0 | 0
|  |  |  | 1961-12-18 | 0 | 0
|  |  |  | 1961-12-19 | 0 | 0
|  |  |  | 1961-12-20 | 0 | 0
|  |  |  | 1961-12-21 | 0 | 0
|  |  |  | 1961-12-22 | 0 | 0
|  |  |  | 1961-12-23 | 0 | 0
|  |  |  | 1961-12-24 | 0 | 0
|  |  |  | 1961-12-25 | 0 | 0
|  |  |  | 1961-12-26 | 0 | 0
|  |  |  | 1961-12-27 | 0 | 0
|  |  |  | 1961-12-28 | 0 | 0
|  |  |  | 1961-12-29 | 0 | 0
|  |  |  | 1961-12-30 | 0 | 0
|  |  |  | 1961-12-31 | 0 | 0
|  |  |  | 1962-01-01 | 0 | 0
|  |  |  | 1962-01-02 | 0 | 0
|  |  |  | 1962-01-03 | 0.02 | 0.02
|  |  |  | 1962-01-04 | 0 | 0
|  |  |  | 1962-01-05 | 0 | 0
|  |  |  | 1962-01-06 | 0 | 0
|  |  |  | 1962-01-07 | 0 | 0
|  |  |  | 1962-01-08 | 0 | 0
|  |  |  | 1962-01-09 | 0 | 0
|  |  |  | 1962-01-10 | 0 | 0
|  |  |  | 1962-01-11 | 0.02 | 0.02
|  |  |  | 1962-01-12 | 0 | 0
|  |  |  | 1962-01-13 | 0 | 0
|  |  |  | 1962-01-14 | 0 | 0
|  |  |  | 1962-01-15 | 0 | 0
|  |  |  | 1962-01-16 | 0 | 0
|  |  |  | 1962-01-17 | 0 | 0
|  |  |  | 1962-01-18 | 0 | 0
|  |  |  | 1962-01-19 | 0 | 0
|  |  |  | 1962-01-20 | 0 | 0
|  |  |  | 1962-01-21 | 0 | 0
|  |  |  | 1962-01-22 | 0 | 0
|  |  |  | 1962-01-23 | 0 | 0
|  |  |  | 1962-01-24 | 0.15 | 0.15
|  |  |  | 1962-01-25 | 0.25 | 0.25
|  |  |  | 1962-01-26 | 0.04 | 0.04
|  |  |  | 1962-01-27 | 0 | 0
|  |  |  | 1962-01-28 | 0 | 0
|  |  |  | 1962-01-29 | 0 | 0
|  |  |  | 1962-01-30 | 0 | 0
|  |  |  | 1962-01-31 | 0 | 0
|  |  |  | 1962-02-01 | 0 | 0
|  |  |  | 1962-02-02 | 0 | 0
|  |  |  | 1962-02-03 | 0 | 0
|  |  |  | 1962-02-04 | 0 | 0
|  |  |  | 1962-02-05 | 0 | 0
|  |  |  | 1962-02-06 | 0 | 0
|  |  |  | 1962-02-07 | 0 | 0
|  |  |  | 1962-02-08 | 0 | 0
|  |  |  | 1962-02-09 | 0 | 0
|  |  |  | 1962-02-10 | 0 | 0
|  |  |  | 1962-02-11 | 0 | 0
|  |  |  | 1962-02-12 | 0 | 0
|  |  |  | 1962-02-13 | 0 | 0
|  |  |  | 1962-02-14 | 0.22 | 0.22
|  |  |  | 1962-02-15 | 0 | 0
|  |  |  | 1962-02-16 | 0 | 0
|  |  |  | 1962-02-17 | 0 | 0
|  |  |  | 1962-02-18 | 0 | 0
|  |  |  | 1962-02-19 | 0 | 0
|  |  |  | 1962-02-20 | 0 | 0
|  |  |  | 1962-02-21 | 0 | 0
|  |  |  | 1962-02-22 | 0 | 0
|  |  |  | 1962-02-23 | 0 | 0
|  |  |  | 1962-02-24 | 0 | 0
|  |  |  | 1962-02-25 | 0 | 0
|  |  |  | 1962-02-26 | 0 | 0
|  |  |  | 1962-02-27 | 0 | 0
|  |  |  | 1962-02-28 | 0 | 0
|  |  |  | 1962-03-01 | 0 | 0
|  |  |  | 1962-03-02 | 0 | 0
|  |  |  | 1962-03-03 | 0 | 0
|  |  |  | 1962-03-04 | 0 | 0
|  |  |  | 1962-03-05 | 0 | 0
|  |  |  | 1962-03-06 | 0 | 0
|  |  |  | 1962-03-07 | 0 | 0
|  |  |  | 1962-03-08 | 0 | 0
|  |  |  | 1962-03-09 | 0 | 0
|  |  |  | 1962-03-10 | 0 | 0
|  |  |  | 1962-03-11 | 0 | 0
|  |  |  | 1962-03-12 | 0 | 0
|  |  |  | 1962-03-13 | 0 | 0
|  |  |  | 1962-03-14 | 0 | 0
|  |  |  | 1962-03-15 | 0 | 0
|  |  |  | 1962-03-16 | 0 | 0
|  |  |  | 1962-03-17 | 0 | 0
|  |  |  | 1962-03-18 | 0 | 0
|  |  |  | 1962-03-19 | 0 | 0
|  |  |  | 1962-03-20 | 0 | 0
|  |  |  | 1962-03-21 | 0 | 0
|  |  |  | 1962-03-22 | 0 | 0
|  |  |  | 1962-03-23 | 0 | 0
|  |  |  | 1962-03-24 | 0 | 0
|  |  |  | 1962-03-25 | 0 | 0
|  |  |  | 1962-03-26 | 0 | 0
|  |  |  | 1962-03-27 | 0 | 0
|  |  |  | 1962-03-28 | 0 | 0
|  |  |  | 1962-03-29 | 0 | 0
|  |  |  | 1962-03-30 | 0 | 0
|  |  |  | 1962-03-31 | 0 | 0
|  |  |  | 1962-04-01 | 0 | 0
|  |  |  | 1962-04-02 | 0 | 0
|  |  |  | 1962-04-03 | 0 | 0
|  |  |  | 1962-04-04 | 0 | 0
|  |  |  | 1962-04-05 | 0 | 0
|  |  |  | 1962-04-06 | 0.22 | 0.22
|  |  |  | 1962-04-07 | 0 | 0
|  |  |  | 1962-04-08 | 0 | 0
|  |  |  | 1962-04-09 | 0 | 0
|  |  |  | 1962-04-10 | 0 | 0
|  |  |  | 1962-04-11 | 0 | 0
|  |  |  | 1962-04-12 | 0 | 0
|  |  |  | 1962-04-13 | 0 | 0
|  |  |  | 1962-04-14 | 0 | 0
|  |  |  | 1962-04-15 | 0 | 0
|  |  |  | 1962-04-16 | 0 | 0
|  |  |  | 1962-04-17 | 0 | 0
|  |  |  | 1962-04-18 | 0 | 0
|  |  |  | 1962-04-19 | 0 | 0
|  |  |  | 1962-04-20 | 0 | 0
|  |  |  | 1962-04-21 | 0 | 0
|  |  |  | 1962-04-22 | 0 | 0
|  |  |  | 1962-04-23 | 0 | 0
|  |  |  | 1962-04-24 | 0 | 0
|  |  |  | 1962-04-25 | 0 | 0
|  |  |  | 1962-04-26 | 0.01 | 0.01
|  |  |  | 1962-04-27 | 0 | 0
|  |  |  | 1962-04-28 | 0 | 0
|  |  |  | 1962-04-29 | 0 | 0
|  |  |  | 1962-04-30 | 0 | 0
|  |  |  | 1962-05-01 | 0 | 0
|  |  |  | 1962-05-02 | 0 | 0
|  |  |  | 1962-05-03 | 0 | 0
|  |  |  | 1962-05-04 | 0 | 0
|  |  |  | 1962-05-05 | 0 | 0
|  |  |  | 1962-05-06 | 0 | 0
|  |  |  | 1962-05-07 | 0 | 0
|  |  |  | 1962-05-08 | 0 | 0
|  |  |  | 1962-05-09 | 0 | 0
|  |  |  | 1962-05-10 | 0 | 0
|  |  |  | 1962-05-11 | 0 | 0
|  |  |  | 1962-05-12 | 0 | 0
|  |  |  | 1962-05-13 | 0 | 0
|  |  |  | 1962-05-14 | 0 | 0
|  |  |  | 1962-05-15 | 0 | 0
|  |  |  | 1962-05-16 | 0 | 0
|  |  |  | 1962-05-17 | 0 | 0
|  |  |  | 1962-05-18 | 0.09 | 0.09
|  |  |  | 1962-05-19 | 1.49 | 1.49
|  |  |  | 1962-05-20 | 0.35 | 0.35
|  |  |  | 1962-05-21 | 0 | 0
|  |  |  | 1962-05-22 | 0 | 0
|  |  |  | 1962-05-23 | 0 | 0
|  |  |  | 1962-05-24 | 0 | 0
|  |  |  | 1962-05-25 | 0 | 0
|  |  |  | 1962-05-26 | 0 | 0
|  |  |  | 1962-05-27 | 0 | 0
|  |  |  | 1962-05-28 | 0 | 0
|  |  |  | 1962-05-29 | 0 | 0
|  |  |  | 1962-05-30 | 0 | 0
|  |  |  | 1962-05-31 | 0 | 0
|  |  |  | 1962-06-01 | 0 | 0
|  |  |  | 1962-06-02 | 0 | 0
|  |  |  | 1962-06-03 | 0 | 0
|  |  |  | 1962-06-04 | 0 | 0
|  |  |  | 1962-06-05 | 0.12 | 0.12
|  |  |  | 1962-06-06 | 0 | 0
|  |  |  | 1962-06-07 | 0 | 0
|  |  |  | 1962-06-08 | 0 | 0
|  |  |  | 1962-06-09 | 0.23 | 0.23
|  |  |  | 1962-06-10 | 0 | 0
|  |  |  | 1962-06-11 | 0 | 0
|  |  |  | 1962-06-12 | 0.35 | 0.35
|  |  |  | 1962-06-13 | 0.14 | 0.14
|  |  |  | 1962-06-14 | 0.07 | 0.07
|  |  |  | 1962-06-15 | 0.73 | 0.73
|  |  |  | 1962-06-16 | 0 | 0
|  |  |  | 1962-06-17 | 0 | 0
|  |  |  | 1962-06-18 | 0.1 | 0.1
|  |  |  | 1962-06-19 | 0 | 0
|  |  |  | 1962-06-20 | 0 | 0
|  |  |  | 1962-06-21 | 0 | 0
|  |  |  | 1962-06-22 | 0 | 0
|  |  |  | 1962-06-23 | 0 | 0
|  |  |  | 1962-06-24 | 0 | 0
|  |  |  | 1962-06-25 | 0 | 0
|  |  |  | 1962-06-26 | 0.55 | 0.55
|  |  |  | 1962-06-27 | 0 | 0
|  |  |  | 1962-06-28 | 0.17 | 0.17
|  |  |  | 1962-06-29 | 0.48 | 0.48
|  |  |  | 1962-06-30 | 0.48 | 0.48
|  |  |  | 1962-07-01 | 0.07 | 0.07
|  |  |  | 1962-07-02 | 0.04 | 0.04
|  |  |  | 1962-07-03 | 0.03 | 0.03
|  |  |  | 1962-07-04 | 0 | 0
|  |  |  | 1962-07-05 | 0.17 | 0.17
|  |  |  | 1962-07-06 | 0 | 0
|  |  |  | 1962-07-07 | 0 | 0
|  |  |  | 1962-07-08 | 0 | 0
|  |  |  | 1962-07-09 | 0 | 0
|  |  |  | 1962-07-10 | 0 | 0
|  |  |  | 1962-07-11 | 0.07 | 0.07
|  |  |  | 1962-07-12 | 0 | 0
|  |  |  | 1962-07-13 | 0.01 | 0.01
|  |  |  | 1962-07-14 | 0 | 0
|  |  |  | 1962-07-15 | 0 | 0
|  |  |  | 1962-07-16 | 0.15 | 0.15
|  |  |  | 1962-07-17 | 0.14 | 0.14
|  |  |  | 1962-07-18 | 0.27 | 0.27
|  |  |  | 1962-07-19 | 0 | 0
|  |  |  | 1962-07-20 | 0 | 0
|  |  |  | 1962-07-21 | 0 | 0
|  |  |  | 1962-07-22 | 0 | 0
|  |  |  | 1962-07-23 | 0 | 0
|  |  |  | 1962-07-24 | 0.33 | 0.33
|  |  |  | 1962-07-25 | 0.06 | 0.06
|  |  |  | 1962-07-26 | 0.03 | 0.03
|  |  |  | 1962-07-27 | 0 | 0
|  |  |  | 1962-07-28 | 0 | 0
|  |  |  | 1962-07-29 | 0 | 0
|  |  |  | 1962-07-30 | 0 | 0
|  |  |  | 1962-07-31 | 0 | 0
|  |  |  | 1962-08-01 | 0.34 | 0.34
|  |  |  | 1962-08-02 | 0.14 | 0.14
|  |  |  | 1962-08-03 | 0 | 0
|  |  |  | 1962-08-04 | 0.15 | 0.15
|  |  |  | 1962-08-05 | 0 | 0
|  |  |  | 1962-08-06 | 0 | 0
|  |  |  | 1962-08-07 | 0 | 0
|  |  |  | 1962-08-08 | 0 | 0
|  |  |  | 1962-08-09 | 0 | 0
|  |  |  | 1962-08-10 | 0 | 0
|  |  |  | 1962-08-11 | 0 | 0
|  |  |  | 1962-08-12 | 0 | 0
|  |  |  | 1962-08-13 | 0 | 0
|  |  |  | 1962-08-14 | 0.02 | 0.02
|  |  |  | 1962-08-15 | 0 | 0
|  |  |  | 1962-08-16 | 0 | 0
|  |  |  | 1962-08-17 | 0 | 0
|  |  |  | 1962-08-18 | 0 | 0
|  |  |  | 1962-08-19 | 0 | 0
|  |  |  | 1962-08-20 | 0 | 0
|  |  |  | 1962-08-21 | 0 | 0
|  |  |  | 1962-08-22 | 0 | 0
|  |  |  | 1962-08-23 | 0 | 0
|  |  |  | 1962-08-24 | 0 | 0
|  |  |  | 1962-08-25 | 0 | 0
|  |  |  | 1962-08-26 | 0 | 0
|  |  |  | 1962-08-27 | 0 | 0
|  |  |  | 1962-08-28 | 0 | 0
|  |  |  | 1962-08-29 | 0 | 0
|  |  |  | 1962-08-30 | 0 | 0
|  |  |  | 1962-08-31 | 0 | 0
|  |  |  | 1962-09-01 | 0 | 0
|  |  |  | 1962-09-02 | 0.44 | 0.44
|  |  |  | 1962-09-03 | 0 | 0
|  |  |  | 1962-09-04 | 0.02 | 0.02
|  |  |  | 1962-09-05 | 0.15 | 0.15
|  |  |  | 1962-09-06 | 0.98 | 0.98
|  |  |  | 1962-09-07 | 0 | 0
|  |  |  | 1962-09-08 | 0 | 0
|  |  |  | 1962-09-09 | 0 | 0
|  |  |  | 1962-09-10 | 0 | 0
|  |  |  | 1962-09-11 | 0 | 0
|  |  |  | 1962-09-12 | 0 | 0
|  |  |  | 1962-09-13 | 0.15 | 0.15
|  |  |  | 1962-09-14 | 0 | 0
|  |  |  | 1962-09-15 | 0 | 0
|  |  |  | 1962-09-16 | 0 | 0
|  |  |  | 1962-09-17 | 0 | 0
|  |  |  | 1962-09-18 | 0 | 0
|  |  |  | 1962-09-19 | 0 | 0
|  |  |  | 1962-09-20 | 0 | 0
|  |  |  | 1962-09-21 | 0 | 0
|  |  |  | 1962-09-22 | 0 | 0
|  |  |  | 1962-09-23 | 0 | 0
|  |  |  | 1962-09-24 | 0 | 0
|  |  |  | 1962-09-25 | 0.41 | 0.41
|  |  |  | 1962-09-26 | 0.02 | 0.02
|  |  |  | 1962-09-27 | 0.21 | 0.21
|  |  |  | 1962-09-28 | 0 | 0
|  |  |  | 1962-09-29 | 0 | 0
|  |  |  | 1962-09-30 | 0 | 0
|  |  |  | 1962-10-01 | 0 | 0
|  |  |  | 1962-10-02 | 0 | 0
|  |  |  | 1962-10-03 | 0 | 0
|  |  |  | 1962-10-04 | 0 | 0
|  |  |  | 1962-10-05 | 0.39 | 0.39
|  |  |  | 1962-10-06 | 0 | 0
|  |  |  | 1962-10-07 | 0 | 0
|  |  |  | 1962-10-08 | 0.06 | 0.06
|  |  |  | 1962-10-09 | 0 | 0
|  |  |  | 1962-10-10 | 0 | 0
|  |  |  | 1962-10-11 | 0 | 0
|  |  |  | 1962-10-12 | 0 | 0
|  |  |  | 1962-10-13 | 0 | 0
|  |  |  | 1962-10-14 | 0 | 0
|  |  |  | 1962-10-15 | 0 | 0
|  |  |  | 1962-10-16 | 0 | 0
|  |  |  | 1962-10-17 | 0.3 | 0.3
|  |  |  | 1962-10-18 | 0.12 | 0.12
|  |  |  | 1962-10-19 | 0 | 0
|  |  |  | 1962-10-20 | 0.37 | 0.37
|  |  |  | 1962-10-21 | 0 | 0
|  |  |  | 1962-10-22 | 0 | 0
|  |  |  | 1962-10-23 | 0 | 0
|  |  |  | 1962-10-24 | 0 | 0
|  |  |  | 1962-10-25 | 0 | 0
|  |  |  | 1962-10-26 | 0 | 0
|  |  |  | 1962-10-27 | 0 | 0
|  |  |  | 1962-10-28 | 0 | 0
|  |  |  | 1962-10-29 | 0 | 0
|  |  |  | 1962-10-30 | 0 | 0
|  |  |  | 1962-10-31 | 0 | 0
|  |  |  | 1962-11-01 | 0 | 0
|  |  |  | 1962-11-02 | 0 | 0
|  |  |  | 1962-11-03 | 0 | 0
|  |  |  | 1962-11-04 | 0 | 0
|  |  |  | 1962-11-05 | 0.32 | 0.32
|  |  |  | 1962-11-06 | 0 | 0
|  |  |  | 1962-11-07 | 0 | 0
|  |  |  | 1962-11-08 | 0 | 0
|  |  |  | 1962-11-09 | 0 | 0
|  |  |  | 1962-11-10 | 0 | 0
|  |  |  | 1962-11-11 | 0 | 0
|  |  |  | 1962-11-12 | 0 | 0
|  |  |  | 1962-11-13 | 0 | 0
|  |  |  | 1962-11-14 | 0 | 0
|  |  |  | 1962-11-15 | 0 | 0
|  |  |  | 1962-11-16 | 0 | 0
|  |  |  | 1962-11-17 | 0 | 0
|  |  |  | 1962-11-18 | 0 | 0
|  |  |  | 1962-11-19 | 0.05 | 0.05
|  |  |  | 1962-11-20 | 0.38 | 0.38
|  |  |  | 1962-11-21 | 0 | 0
|  |  |  | 1962-11-22 | 0 | 0
|  |  |  | 1962-11-23 | 0 | 0
|  |  |  | 1962-11-24 | 0 | 0
|  |  |  | 1962-11-25 | 0 | 0
|  |  |  | 1962-11-26 | 0 | 0
|  |  |  | 1962-11-27 | 0 | 0
|  |  |  | 1962-11-28 | 0 | 0
|  |  |  | 1962-11-29 | 0 | 0
|  |  |  | 1962-11-30 | 0.05 | 0.05
|  |  |  | 1962-12-01 | 0.05 | 0.05
|  |  |  | 1962-12-02 | 0 | 0
|  |  |  | 1962-12-03 | 0 | 0
|  |  |  | 1962-12-04 | 0 | 0
|  |  |  | 1962-12-05 | 0 | 0
|  |  |  | 1962-12-06 | 0 | 0
|  |  |  | 1962-12-07 | 0 | 0
|  |  |  | 1962-12-08 | 0 | 0
|  |  |  | 1962-12-09 | 0 | 0
|  |  |  | 1962-12-10 | 0 | 0
|  |  |  | 1962-12-11 | 0 | 0
|  |  |  | 1962-12-12 | 0 | 0
|  |  |  | 1962-12-13 | 0 | 0
|  |  |  | 1962-12-14 | 0 | 0
|  |  |  | 1962-12-15 | 0 | 0
|  |  |  | 1962-12-16 | 0 | 0
|  |  |  | 1962-12-17 | 0 | 0
|  |  |  | 1962-12-18 | 0 | 0
|  |  |  | 1962-12-19 | 0 | 0
|  |  |  | 1962-12-20 | 0.19 | 0.19
|  |  |  | 1962-12-21 | 0.02 | 0.02
|  |  |  | 1962-12-22 | 0 | 0
|  |  |  | 1962-12-23 | 0.01 | 0.01
|  |  |  | 1962-12-24 | 0 | 0
|  |  |  | 1962-12-25 | 0 | 0
|  |  |  | 1962-12-26 | 0 | 0
|  |  |  | 1962-12-27 | 0 | 0
|  |  |  | 1962-12-28 | 0 | 0
|  |  |  | 1962-12-29 | 0 | 0
|  |  |  | 1962-12-30 | 0 | 0
|  |  |  | 1962-12-31 | 0 | 0
|  |  |  | 1963-01-01 | 0 | 0
|  |  |  | 1963-01-02 | 0 | 0
|  |  |  | 1963-01-03 | 0 | 0
|  |  |  | 1963-01-04 | 0 | 0
|  |  |  | 1963-01-05 | 0 | 0
|  |  |  | 1963-01-06 | 0 | 0
|  |  |  | 1963-01-07 | 0 | 0
|  |  |  | 1963-01-08 | 0 | 0
|  |  |  | 1963-01-09 | 0 | 0
|  |  |  | 1963-01-10 | 0 | 0
|  |  |  | 1963-01-11 | 0 | 0
|  |  |  | 1963-01-12 | 0 | 0
|  |  |  | 1963-01-13 | 0 | 0
|  |  |  | 1963-01-14 | 0 | 0
|  |  |  | 1963-01-15 | 0 | 0
|  |  |  | 1963-01-16 | 0 | 0
|  |  |  | 1963-01-17 | 0 | 0
|  |  |  | 1963-01-18 | 0 | 0
|  |  |  | 1963-01-19 | 0 | 0
|  |  |  | 1963-01-20 | 0.04 | 0.04
|  |  |  | 1963-01-21 | 0 | 0
|  |  |  | 1963-01-22 | 0 | 0
|  |  |  | 1963-01-23 | 0 | 0
|  |  |  | 1963-01-24 | 0 | 0
|  |  |  | 1963-01-25 | 0 | 0
|  |  |  | 1963-01-26 | 0 | 0
|  |  |  | 1963-01-27 | 0 | 0
|  |  |  | 1963-01-28 | 0 | 0
|  |  |  | 1963-01-29 | 0 | 0
|  |  |  | 1963-01-30 | 0 | 0
|  |  |  | 1963-01-31 | 0 | 0
|  |  |  | 1963-02-01 | 0 | 0
|  |  |  | 1963-02-02 | 0 | 0
|  |  |  | 1963-02-03 | 0 | 0
|  |  |  | 1963-02-04 | 0 | 0
|  |  |  | 1963-02-05 | 0 | 0
|  |  |  | 1963-02-06 | 0 | 0
|  |  |  | 1963-02-07 | 0 | 0
|  |  |  | 1963-02-08 | 0 | 0
|  |  |  | 1963-02-09 | 0 | 0
|  |  |  | 1963-02-10 | 0 | 0
|  |  |  | 1963-02-11 | 0.11 | 0.11
|  |  |  | 1963-02-12 | 0.09 | 0.09
|  |  |  | 1963-02-13 | 0 | 0
|  |  |  | 1963-02-14 | 0 | 0
|  |  |  | 1963-02-15 | 0 | 0
|  |  |  | 1963-02-16 | 0 | 0
|  |  |  | 1963-02-17 | 0 | 0
|  |  |  | 1963-02-18 | 0.03 | 0.03
|  |  |  | 1963-02-19 | 0 | 0
|  |  |  | 1963-02-20 | 0 | 0
|  |  |  | 1963-02-21 | 0 | 0
|  |  |  | 1963-02-22 | 0 | 0
|  |  |  | 1963-02-23 | 0 | 0
|  |  |  | 1963-02-24 | 0 | 0
|  |  |  | 1963-02-25 | 0 | 0
|  |  |  | 1963-02-26 | 0 | 0
|  |  |  | 1963-02-27 | 0 | 0
|  |  |  | 1963-02-28 | 0 | 0
|  |  |  | 1963-03-01 | 0 | 0
|  |  |  | 1963-03-02 | 0 | 0
|  |  |  | 1963-03-03 | 0 | 0
|  |  |  | 1963-03-04 | 0 | 0
|  |  |  | 1963-03-05 | 0 | 0
|  |  |  | 1963-03-06 | 0 | 0
|  |  |  | 1963-03-07 | 0 | 0
|  |  |  | 1963-03-08 | 0 | 0
|  |  |  | 1963-03-09 | 0 | 0
|  |  |  | 1963-03-10 | 0 | 0
|  |  |  | 1963-03-11 | 0 | 0
|  |  |  | 1963-03-12 | 0 | 0
|  |  |  | 1963-03-13 | 0 | 0
|  |  |  | 1963-03-14 | 0 | 0
|  |  |  | 1963-03-15 | 0 | 0
|  |  |  | 1963-03-16 | 0 | 0
|  |  |  | 1963-03-17 | 0 | 0
|  |  |  | 1963-03-18 | 0 | 0
|  |  |  | 1963-03-19 | 0 | 0
|  |  |  | 1963-03-20 | 0 | 0
|  |  |  | 1963-03-21 | 0 | 0
|  |  |  | 1963-03-22 | 0 | 0
|  |  |  | 1963-03-23 | 0 | 0
|  |  |  | 1963-03-24 | 0 | 0
|  |  |  | 1963-03-25 | 0 | 0
|  |  |  | 1963-03-26 | 0 | 0
|  |  |  | 1963-03-27 | 0 | 0
|  |  |  | 1963-03-28 | 0 | 0
|  |  |  | 1963-03-29 | 0 | 0
|  |  |  | 1963-03-30 | 0.07 | 0.07
|  |  |  | 1963-03-31 | 0 | 0
|  |  |  | 1963-04-01 | 0 | 0
|  |  |  | 1963-04-02 | 0 | 0
|  |  |  | 1963-04-03 | 0 | 0
|  |  |  | 1963-04-04 | 0.15 | 0.15
|  |  |  | 1963-04-05 | 0.02 | 0.02
|  |  |  | 1963-04-06 | 0 | 0
|  |  |  | 1963-04-07 | 0 | 0
|  |  |  | 1963-04-08 | 0 | 0
|  |  |  | 1963-04-09 | 0 | 0
|  |  |  | 1963-04-10 | 0 | 0
|  |  |  | 1963-04-11 | 0 | 0
|  |  |  | 1963-04-12 | 0 | 0
|  |  |  | 1963-04-13 | 0 | 0
|  |  |  | 1963-04-14 | 0 | 0
|  |  |  | 1963-04-15 | 0 | 0
|  |  |  | 1963-04-16 | 0 | 0
|  |  |  | 1963-04-17 | 0 | 0
|  |  |  | 1963-04-18 | 0 | 0
|  |  |  | 1963-04-19 | 0 | 0
|  |  |  | 1963-04-20 | 0 | 0
|  |  |  | 1963-04-21 | 0 | 0
|  |  |  | 1963-04-22 | 0 | 0
|  |  |  | 1963-04-23 | 0 | 0
|  |  |  | 1963-04-24 | 0 | 0
|  |  |  | 1963-04-25 | 0 | 0
|  |  |  | 1963-04-26 | 0 | 0
|  |  |  | 1963-04-27 | 0 | 0
|  |  |  | 1963-04-28 | 0 | 0
|  |  |  | 1963-04-29 | 0 | 0
|  |  |  | 1963-04-30 | 0 | 0
|  |  |  | 1963-05-01 | 0.03 | 0.03
|  |  |  | 1963-05-02 | 0 | 0
|  |  |  | 1963-05-03 | 0 | 0
|  |  |  | 1963-05-04 | 0 | 0
|  |  |  | 1963-05-05 | 0.17 | 0.17
|  |  |  | 1963-05-06 | 0 | 0
|  |  |  | 1963-05-07 | 0 | 0
|  |  |  | 1963-05-08 | 0 | 0
|  |  |  | 1963-05-09 | 0 | 0
|  |  |  | 1963-05-10 | 0 | 0
|  |  |  | 1963-05-11 | 0 | 0
|  |  |  | 1963-05-12 | 0.04 | 0.04
|  |  |  | 1963-05-13 | 0.21 | 0.21
|  |  |  | 1963-05-14 | 0 | 0
|  |  |  | 1963-05-15 | 0 | 0
|  |  |  | 1963-05-16 | 0.05 | 0.05
|  |  |  | 1963-05-17 | 0 | 0
|  |  |  | 1963-05-18 | 0.48 | 0.48
|  |  |  | 1963-05-19 | 0.99 | 0.99
|  |  |  | 1963-05-20 | 0 | 0
|  |  |  | 1963-05-21 | 0.07 | 0.07
|  |  |  | 1963-05-22 | 0 | 0
|  |  |  | 1963-05-23 | 0 | 0
|  |  |  | 1963-05-24 | 0 | 0
|  |  |  | 1963-05-25 | 1.43 | 1.43
|  |  |  | 1963-05-26 | 0.05 | 0.05
|  |  |  | 1963-05-27 | 0 | 0
|  |  |  | 1963-05-28 | 0 | 0
|  |  |  | 1963-05-29 | 0 | 0
|  |  |  | 1963-05-30 | 0 | 0
|  |  |  | 1963-05-31 | 0 | 0
|  |  |  | 1963-06-01 | 0 | 0
|  |  |  | 1963-06-02 | 0 | 0
|  |  |  | 1963-06-03 | 0 | 0
|  |  |  | 1963-06-04 | 0 | 0
|  |  |  | 1963-06-05 | 0 | 0
|  |  |  | 1963-06-06 | 0 | 0
|  |  |  | 1963-06-07 | 0 | 0
|  |  |  | 1963-06-08 | 0.11 | 0.11
|  |  |  | 1963-06-09 | 0 | 0
|  |  |  | 1963-06-10 | 0 | 0
|  |  |  | 1963-06-11 | 0 | 0
|  |  |  | 1963-06-12 | 0 | 0
|  |  |  | 1963-06-13 | 0.48 | 0.48
|  |  |  | 1963-06-14 | 0 | 0
|  |  |  | 1963-06-15 | 0 | 0
|  |  |  | 1963-06-16 | 0 | 0
|  |  |  | 1963-06-17 | 0 | 0
|  |  |  | 1963-06-18 | 0.11 | 0.11
|  |  |  | 1963-06-19 | 0 | 0
|  |  |  | 1963-06-20 | 0.08 | 0.08
|  |  |  | 1963-06-21 | 0.14 | 0.14
|  |  |  | 1963-06-22 | 0 | 0
|  |  |  | 1963-06-23 | 0 | 0
|  |  |  | 1963-06-24 | 0 | 0
|  |  |  | 1963-06-25 | 0 | 0
|  |  |  | 1963-06-26 | 0 | 0
|  |  |  | 1963-06-27 | 0 | 0
|  |  |  | 1963-06-28 | 0 | 0
|  |  |  | 1963-06-29 | 0 | 0
|  |  |  | 1963-06-30 | 0 | 0
|  |  |  | 1963-07-01 | 0 | 0
|  |  |  | 1963-07-02 | 0 | 0
|  |  |  | 1963-07-03 | 0 | 0
|  |  |  | 1963-07-04 | 0.02 | 0.02
|  |  |  | 1963-07-05 | 0.07 | 0.07
|  |  |  | 1963-07-06 | 0.06 | 0.06
|  |  |  | 1963-07-07 | 0.42 | 0.42
|  |  |  | 1963-07-08 | 0 | 0
|  |  |  | 1963-07-09 | 0 | 0
|  |  |  | 1963-07-10 | 0 | 0
|  |  |  | 1963-07-11 | 0 | 0
|  |  |  | 1963-07-12 | 0 | 0
|  |  |  | 1963-07-13 | 0.52 | 0.52
|  |  |  | 1963-07-14 | 0 | 0
|  |  |  | 1963-07-15 | 0 | 0
|  |  |  | 1963-07-16 | 0 | 0
|  |  |  | 1963-07-17 | 0 | 0
|  |  |  | 1963-07-18 | 0 | 0
|  |  |  | 1963-07-19 | 0 | 0
|  |  |  | 1963-07-20 | 0.09 | 0.09
|  |  |  | 1963-07-21 | 0 | 0
|  |  |  | 1963-07-22 | 0 | 0
|  |  |  | 1963-07-23 | 0 | 0
|  |  |  | 1963-07-24 | 0 | 0
|  |  |  | 1963-07-25 | 0 | 0
|  |  |  | 1963-07-26 | 0 | 0
|  |  |  | 1963-07-27 | 0 | 0
|  |  |  | 1963-07-28 | 0 | 0
|  |  |  | 1963-07-29 | 0.05 | 0.05
|  |  |  | 1963-07-30 | 0.07 | 0.07
|  |  |  | 1963-07-31 | 0.36 | 0.36
|  |  |  | 1963-08-01 | 0.02 | 0.02
|  |  |  | 1963-08-02 | 0.14 | 0.14
|  |  |  | 1963-08-03 | 0 | 0
|  |  |  | 1963-08-04 | 0 | 0
|  |  |  | 1963-08-05 | 0.24 | 0.24
|  |  |  | 1963-08-06 | 0 | 0
|  |  |  | 1963-08-07 | 0 | 0
|  |  |  | 1963-08-08 | 0 | 0
|  |  |  | 1963-08-09 | 0 | 0
|  |  |  | 1963-08-10 | 0 | 0
|  |  |  | 1963-08-11 | 0 | 0
|  |  |  | 1963-08-12 | 0 | 0
|  |  |  | 1963-08-13 | 0 | 0
|  |  |  | 1963-08-14 | 0.84 | 0.84
|  |  |  | 1963-08-15 | 0.26 | 0.26
|  |  |  | 1963-08-16 | 0 | 0
|  |  |  | 1963-08-17 | 0 | 0
|  |  |  | 1963-08-18 | 0 | 0
|  |  |  | 1963-08-19 | 0.95 | 0.95
|  |  |  | 1963-08-20 | 0.05 | 0.05
|  |  |  | 1963-08-21 | 0 | 0
|  |  |  | 1963-08-22 | 0 | 0
|  |  |  | 1963-08-23 | 0.01 | 0.01
|  |  |  | 1963-08-24 | 0 | 0
|  |  |  | 1963-08-25 | 0 | 0
|  |  |  | 1963-08-26 | 0 | 0
|  |  |  | 1963-08-27 | 0 | 0
|  |  |  | 1963-08-28 | 0 | 0
|  |  |  | 1963-08-29 | 0 | 0
|  |  |  | 1963-08-30 | 0 | 0
|  |  |  | 1963-08-31 | 0.53 | 0.53
|  |  |  | 1963-09-01 | 0.01 | 0.01
|  |  |  | 1963-09-02 | 0 | 0
|  |  |  | 1963-09-03 | 0.99 | 0.99
|  |  |  | 1963-09-04 | 0.08 | 0.08
|  |  |  | 1963-09-05 | 0 | 0
|  |  |  | 1963-09-06 | 0.08 | 0.08
|  |  |  | 1963-09-07 | 0 | 0
|  |  |  | 1963-09-08 | 0 | 0
|  |  |  | 1963-09-09 | 0 | 0
|  |  |  | 1963-09-10 | 0.18 | 0.18
|  |  |  | 1963-09-11 | 0.03 | 0.03
|  |  |  | 1963-09-12 | 0 | 0
|  |  |  | 1963-09-13 | 0.21 | 0.21
|  |  |  | 1963-09-14 | 1.18 | 1.18
|  |  |  | 1963-09-15 | 0 | 0
|  |  |  | 1963-09-16 | 0.06 | 0.06
|  |  |  | 1963-09-17 | 0 | 0
|  |  |  | 1963-09-18 | 0 | 0
|  |  |  | 1963-09-19 | 0 | 0
|  |  |  | 1963-09-20 | 0 | 0
|  |  |  | 1963-09-21 | 0 | 0
|  |  |  | 1963-09-22 | 0.02 | 0.02
|  |  |  | 1963-09-23 | 0 | 0
|  |  |  | 1963-09-24 | 0 | 0
|  |  |  | 1963-09-25 | 0 | 0
|  |  |  | 1963-09-26 | 0 | 0
|  |  |  | 1963-09-27 | 0 | 0
|  |  |  | 1963-09-28 | 0 | 0
|  |  |  | 1963-09-29 | 0 | 0
|  |  |  | 1963-09-30 | 0 | 0
|  |  |  | 1963-10-01 | 0 | 0
|  |  |  | 1963-10-02 | 0 | 0
|  |  |  | 1963-10-03 | 0 | 0
|  |  |  | 1963-10-04 | 0 | 0
|  |  |  | 1963-10-05 | 0 | 0
|  |  |  | 1963-10-06 | 0 | 0
|  |  |  | 1963-10-07 | 0 | 0
|  |  |  | 1963-10-08 | 0 | 0
|  |  |  | 1963-10-09 | 0 | 0
|  |  |  | 1963-10-10 | 0 | 0
|  |  |  | 1963-10-11 | 0 | 0
|  |  |  | 1963-10-12 | 0 | 0
|  |  |  | 1963-10-13 | 0 | 0
|  |  |  | 1963-10-14 | 0 | 0
|  |  |  | 1963-10-15 | 0 | 0
|  |  |  | 1963-10-16 | 0.09 | 0.09
|  |  |  | 1963-10-17 | 0.01 | 0.01
|  |  |  | 1963-10-18 | 0 | 0
|  |  |  | 1963-10-19 | 0.02 | 0.02
|  |  |  | 1963-10-20 | 0 | 0
|  |  |  | 1963-10-21 | 0.04 | 0.04
|  |  |  | 1963-10-22 | 0 | 0
|  |  |  | 1963-10-23 | 0 | 0
|  |  |  | 1963-10-24 | 0 | 0
|  |  |  | 1963-10-25 | 0.31 | 0.31
|  |  |  | 1963-10-26 | 0 | 0
|  |  |  | 1963-10-27 | 0 | 0
|  |  |  | 1963-10-28 | 0 | 0
|  |  |  | 1963-10-29 | 0 | 0
|  |  |  | 1963-10-30 | 0 | 0
|  |  |  | 1963-10-31 | 0 | 0
|  |  |  | 1963-11-01 | 0 | 0
|  |  |  | 1963-11-02 | 0 | 0
|  |  |  | 1963-11-03 | 0 | 0
|  |  |  | 1963-11-04 | 0 | 0
|  |  |  | 1963-11-05 | 0 | 0
|  |  |  | 1963-11-06 | 0 | 0
|  |  |  | 1963-11-07 | 0 | 0
|  |  |  | 1963-11-08 | 0.14 | 0.14
|  |  |  | 1963-11-09 | 0 | 0
|  |  |  | 1963-11-10 | 0 | 0
|  |  |  | 1963-11-11 | 0 | 0
|  |  |  | 1963-11-12 | 0 | 0
|  |  |  | 1963-11-13 | 0 | 0
|  |  |  | 1963-11-14 | 0 | 0
|  |  |  | 1963-11-15 | 0 | 0
|  |  |  | 1963-11-16 | 0 | 0
|  |  |  | 1963-11-17 | 0 | 0
|  |  |  | 1963-11-18 | 0 | 0
|  |  |  | 1963-11-19 | 0.29 | 0.29
|  |  |  | 1963-11-20 | 0 | 0
|  |  |  | 1963-11-21 | 0 | 0
|  |  |  | 1963-11-22 | 0 | 0
|  |  |  | 1963-11-23 | 0 | 0
|  |  |  | 1963-11-24 | 0 | 0
|  |  |  | 1963-11-25 | 0 | 0
|  |  |  | 1963-11-26 | 0 | 0
|  |  |  | 1963-11-27 | 0.37 | 0.37
|  |  |  | 1963-11-28 | 0 | 0
|  |  |  | 1963-11-29 | 0 | 0
|  |  |  | 1963-11-30 | 0 | 0
|  |  |  | 1963-12-01 | 0 | 0
|  |  |  | 1963-12-02 | 0 | 0
|  |  |  | 1963-12-03 | 0 | 0
|  |  |  | 1963-12-04 | 0 | 0
|  |  |  | 1963-12-05 | 0 | 0
|  |  |  | 1963-12-06 | 0 | 0
|  |  |  | 1963-12-07 | 0 | 0
|  |  |  | 1963-12-08 | 0 | 0
|  |  |  | 1963-12-09 | 0 | 0
|  |  |  | 1963-12-10 | 0.14 | 0.14
|  |  |  | 1963-12-11 | 0.09 | 0.09
|  |  |  | 1963-12-12 | 0 | 0
|  |  |  | 1963-12-13 | 0.1 | 0.1
|  |  |  | 1963-12-14 | 0.03 | 0.03
|  |  |  | 1963-12-15 | 0 | 0
|  |  |  | 1963-12-16 | 0 | 0
|  |  |  | 1963-12-17 | 0 | 0
|  |  |  | 1963-12-18 | 0 | 0
|  |  |  | 1963-12-19 | 0 | 0
|  |  |  | 1963-12-20 | 0 | 0
|  |  |  | 1963-12-21 | 0 | 0
|  |  |  | 1963-12-22 | 0 | 0
|  |  |  | 1963-12-23 | 0 | 0
|  |  |  | 1963-12-24 | 0 | 0
|  |  |  | 1963-12-25 | 0 | 0
|  |  |  | 1963-12-26 | 0 | 0
|  |  |  | 1963-12-27 | 0 | 0
|  |  |  | 1963-12-28 | 0 | 0
|  |  |  | 1963-12-29 | 0 | 0
|  |  |  | 1963-12-30 | 0 | 0
|  |  |  | 1963-12-31 | 0 | 0
|  |  |  | 1964-01-01 | 0 | 0
|  |  |  | 1964-01-02 | 0 | 0
|  |  |  | 1964-01-03 | 0 | 0
|  |  |  | 1964-01-04 | 0 | 0
|  |  |  | 1964-01-05 | 0 | 0
|  |  |  | 1964-01-06 | 0 | 0
|  |  |  | 1964-01-07 | 0 | 0
|  |  |  | 1964-01-08 | 0 | 0
|  |  |  | 1964-01-09 | 0 | 0
|  |  |  | 1964-01-10 | 0 | 0
|  |  |  | 1964-01-11 | 0 | 0
|  |  |  | 1964-01-12 | 0 | 0
|  |  |  | 1964-01-13 | 0 | 0
|  |  |  | 1964-01-14 | 0 | 0
|  |  |  | 1964-01-15 | 0 | 0
|  |  |  | 1964-01-16 | 0 | 0
|  |  |  | 1964-01-17 | 0 | 0
|  |  |  | 1964-01-18 | 0 | 0
|  |  |  | 1964-01-19 | 0 | 0
|  |  |  | 1964-01-20 | 0 | 0
|  |  |  | 1964-01-21 | 0 | 0
|  |  |  | 1964-01-22 | 0 | 0
|  |  |  | 1964-01-23 | 0 | 0
|  |  |  | 1964-01-24 | 0 | 0
|  |  |  | 1964-01-25 | 0 | 0
|  |  |  | 1964-01-26 | 0 | 0
|  |  |  | 1964-01-27 | 0 | 0
|  |  |  | 1964-01-28 | 0 | 0
|  |  |  | 1964-01-29 | 0.03 | 0.03
|  |  |  | 1964-01-30 | 0.14 | 0.14
|  |  |  | 1964-01-31 | 0 | 0
|  |  |  | 1964-02-01 | 0 | 0
|  |  |  | 1964-02-02 | 0 | 0
|  |  |  | 1964-02-03 | 0 | 0
|  |  |  | 1964-02-04 | 0 | 0
|  |  |  | 1964-02-05 | 0 | 0
|  |  |  | 1964-02-06 | 0 | 0
|  |  |  | 1964-02-07 | 0 | 0
|  |  |  | 1964-02-08 | 0 | 0
|  |  |  | 1964-02-09 | 0 | 0
|  |  |  | 1964-02-10 | 0 | 0
|  |  |  | 1964-02-11 | 0 | 0
|  |  |  | 1964-02-12 | 0 | 0
|  |  |  | 1964-02-13 | 0 | 0
|  |  |  | 1964-02-14 | 0 | 0
|  |  |  | 1964-02-15 | 0 | 0
|  |  |  | 1964-02-16 | 0 | 0
|  |  |  | 1964-02-17 | 0 | 0
|  |  |  | 1964-02-18 | 0 | 0
|  |  |  | 1964-02-19 | 0 | 0
|  |  |  | 1964-02-20 | 0 | 0
|  |  |  | 1964-02-21 | 0 | 0
|  |  |  | 1964-02-22 | 0 | 0
|  |  |  | 1964-02-23 | 0 | 0
|  |  |  | 1964-02-24 | 0 | 0
|  |  |  | 1964-02-25 | 0 | 0
|  |  |  | 1964-02-26 | 0 | 0
|  |  |  | 1964-02-27 | 0 | 0
|  |  |  | 1964-02-28 | 0 | 0
|  |  |  | 1964-02-29 | 0 | 0
|  |  |  | 1964-03-01 | 0 | 0
|  |  |  | 1964-03-02 | 0 | 0
|  |  |  | 1964-03-03 | 0 | 0
|  |  |  | 1964-03-04 | 0 | 0
|  |  |  | 1964-03-05 | 0 | 0
|  |  |  | 1964-03-06 | 0 | 0
|  |  |  | 1964-03-07 | 0 | 0
|  |  |  | 1964-03-08 | 0 | 0
|  |  |  | 1964-03-09 | 0 | 0
|  |  |  | 1964-03-10 | 0 | 0
|  |  |  | 1964-03-11 | 0 | 0
|  |  |  | 1964-03-12 | 0 | 0
|  |  |  | 1964-03-13 | 0 | 0
|  |  |  | 1964-03-14 | 0 | 0
|  |  |  | 1964-03-15 | 0 | 0
|  |  |  | 1964-03-16 | 0 | 0
|  |  |  | 1964-03-17 | 0 | 0
|  |  |  | 1964-03-18 | 0.14 | 0.14
|  |  |  | 1964-03-19 | 0 | 0
|  |  |  | 1964-03-20 | 0 | 0
|  |  |  | 1964-03-21 | 0 | 0
|  |  |  | 1964-03-22 | 0 | 0
|  |  |  | 1964-03-23 | 0 | 0
|  |  |  | 1964-03-24 | 0 | 0
|  |  |  | 1964-03-25 | 0 | 0
|  |  |  | 1964-03-26 | 0 | 0
|  |  |  | 1964-03-27 | 0 | 0
|  |  |  | 1964-03-28 | 0 | 0
|  |  |  | 1964-03-29 | 0 | 0
|  |  |  | 1964-03-30 | 0.15 | 0.15
|  |  |  | 1964-03-31 | 0 | 0
|  |  |  | 1964-05-01 | 0 | 0
|  |  |  | 1964-05-02 | 0 | 0
|  |  |  | 1964-05-03 | 0 | 0
|  |  |  | 1964-05-04 | 0 | 0
|  |  |  | 1964-05-05 | 0 | 0
|  |  |  | 1964-05-06 | 0 | 0
|  |  |  | 1964-05-07 | 0 | 0
|  |  |  | 1964-05-08 | 0 | 0
|  |  |  | 1964-05-09 | 0 | 0
|  |  |  | 1964-05-10 | 0 | 0
|  |  |  | 1964-05-11 | 0 | 0
|  |  |  | 1964-05-12 | 0 | 0
|  |  |  | 1964-05-13 | 0 | 0
|  |  |  | 1964-05-14 | 0 | 0
|  |  |  | 1964-05-15 | 0 | 0
|  |  |  | 1964-05-16 | 0.05 | 0.05
|  |  |  | 1964-05-17 | 0 | 0
|  |  |  | 1964-05-18 | 0.03 | 0.03
|  |  |  | 1964-05-19 | 0.15 | 0.15
|  |  |  | 1964-05-20 | 0 | 0
|  |  |  | 1964-05-21 | 0 | 0
|  |  |  | 1964-05-22 | 0.04 | 0.04
|  |  |  | 1964-05-23 | 0 | 0
|  |  |  | 1964-05-24 | 0 | 0
|  |  |  | 1964-05-25 | 0 | 0
|  |  |  | 1964-05-26 | 0.02 | 0.02
|  |  |  | 1964-05-27 | 0.76 | 0.76
|  |  |  | 1964-05-28 | 0 | 0
|  |  |  | 1964-05-29 | 0 | 0
|  |  |  | 1964-05-30 | 0.13 | 0.13
|  |  |  | 1964-05-31 | 0 | 0
|  |  |  | 1964-06-01 | 0 | 0
|  |  |  | 1964-06-02 | 0 | 0
|  |  |  | 1964-06-03 | 0 | 0
|  |  |  | 1964-06-04 | 0 | 0
|  |  |  | 1964-06-05 | 0 | 0
|  |  |  | 1964-06-06 | 0 | 0
|  |  |  | 1964-06-07 | 0 | 0
|  |  |  | 1964-06-08 | 0 | 0
|  |  |  | 1964-06-09 | 0 | 0
|  |  |  | 1964-06-10 | 2.2 | 2.2
|  |  |  | 1964-06-11 | 0.6 | 0.6
|  |  |  | 1964-06-12 | 0.08 | 0.08
|  |  |  | 1964-06-13 | 0.23 | 0.23
|  |  |  | 1964-06-14 | 0.15 | 0.15
|  |  |  | 1964-06-15 | 0 | 0
|  |  |  | 1964-06-16 | 0 | 0
|  |  |  | 1964-06-17 | 0 | 0
|  |  |  | 1964-06-18 | 0 | 0
|  |  |  | 1964-06-19 | 0 | 0
|  |  |  | 1964-06-20 | 0 | 0
|  |  |  | 1964-06-21 | 0 | 0
|  |  |  | 1964-06-22 | 0 | 0
|  |  |  | 1964-06-23 | 0 | 0
|  |  |  | 1964-06-24 | 0.12 | 0.12
|  |  |  | 1964-06-25 | 0 | 0
|  |  |  | 1964-06-26 | 0 | 0
|  |  |  | 1964-06-27 | 0 | 0
|  |  |  | 1964-06-28 | 0 | 0
|  |  |  | 1964-06-29 | 0 | 0
|  |  |  | 1964-06-30 | 0 | 0
|  |  |  | 1964-07-01 | 0 | 0
|  |  |  | 1964-07-02 | 0 | 0
|  |  |  | 1964-07-03 | 0.04 | 0.04
|  |  |  | 1964-07-04 | 0 | 0
|  |  |  | 1964-07-05 | 0 | 0
|  |  |  | 1964-07-06 | 0 | 0
|  |  |  | 1964-07-07 | 0.39 | 0.39
|  |  |  | 1964-07-08 | 0.48 | 0.48
|  |  |  | 1964-07-09 | 0 | 0
|  |  |  | 1964-07-10 | 0 | 0
|  |  |  | 1964-07-11 | 0 | 0
|  |  |  | 1964-07-12 | 0 | 0
|  |  |  | 1964-07-13 | 0 | 0
|  |  |  | 1964-07-14 | 0 | 0
|  |  |  | 1964-07-15 | 0 | 0
|  |  |  | 1964-07-16 | 0.47 | 0.47
|  |  |  | 1964-07-17 | 0 | 0
|  |  |  | 1964-07-18 | 0 | 0
|  |  |  | 1964-07-19 | 0 | 0
|  |  |  | 1964-07-20 | 0 | 0
|  |  |  | 1964-07-21 | 0.2 | 0.2
|  |  |  | 1964-07-22 | 0.44 | 0.44
|  |  |  | 1964-07-23 | 0 | 0
|  |  |  | 1964-07-24 | 0.11 | 0.11
|  |  |  | 1964-07-25 | 0 | 0
|  |  |  | 1964-07-26 | 0 | 0
|  |  |  | 1964-07-27 | 0 | 0
|  |  |  | 1964-07-28 | 0 | 0
|  |  |  | 1964-07-29 | 0 | 0
|  |  |  | 1964-07-30 | 1.8 | 1.8
|  |  |  | 1964-07-31 | 0.2 | 0.2
|  |  |  | 1964-08-01 | 0 | 0
|  |  |  | 1964-08-02 | 0 | 0
|  |  |  | 1964-08-03 | 0 | 0
|  |  |  | 1964-08-04 | 0 | 0
|  |  |  | 1964-08-05 | 0 | 0
|  |  |  | 1964-08-06 | 0 | 0
|  |  |  | 1964-08-07 | 0 | 0
|  |  |  | 1964-08-08 | 0.19 | 0.19
|  |  |  | 1964-08-09 | 0 | 0
|  |  |  | 1964-08-10 | 0 | 0
|  |  |  | 1964-08-11 | 0 | 0
|  |  |  | 1964-08-12 | 0 | 0
|  |  |  | 1964-08-13 | 0 | 0
|  |  |  | 1964-08-14 | 0.14 | 0.14
|  |  |  | 1964-08-15 | 0.37 | 0.37
|  |  |  | 1964-08-16 | 1.47 | 1.47
|  |  |  | 1964-08-17 | 0.04 | 0.04
|  |  |  | 1964-08-18 | 0 | 0
|  |  |  | 1964-08-19 | 0.2 | 0.2
|  |  |  | 1964-08-20 | 0 | 0
|  |  |  | 1964-08-21 | 0 | 0
|  |  |  | 1964-08-22 | 0 | 0
|  |  |  | 1964-08-23 | 0 | 0
|  |  |  | 1964-08-24 | 0 | 0
|  |  |  | 1964-08-25 | 0.05 | 0.05
|  |  |  | 1964-08-26 | 0 | 0
|  |  |  | 1964-08-27 | 0 | 0
|  |  |  | 1964-08-28 | 0 | 0
|  |  |  | 1964-08-29 | 0 | 0
|  |  |  | 1964-08-30 | 0 | 0
|  |  |  | 1964-08-31 | 0.02 | 0.02
|  |  |  | 1964-09-01 | 0 | 0
|  |  |  | 1964-09-02 | 0 | 0
|  |  |  | 1964-09-03 | 0 | 0
|  |  |  | 1964-09-04 | 0 | 0
|  |  |  | 1964-09-05 | 0 | 0
|  |  |  | 1964-09-06 | 0.24 | 0.24
|  |  |  | 1964-09-07 | 0 | 0
|  |  |  | 1964-09-08 | 0 | 0
|  |  |  | 1964-09-09 | 0 | 0
|  |  |  | 1964-09-10 | 0.14 | 0.14
|  |  |  | 1964-09-11 | 0 | 0
|  |  |  | 1964-09-12 | 0 | 0
|  |  |  | 1964-09-13 | 0.08 | 0.08
|  |  |  | 1964-09-14 | 0.09 | 0.09
|  |  |  | 1964-09-15 | 0 | 0
|  |  |  | 1964-09-16 | 0 | 0
|  |  |  | 1964-09-17 | 0 | 0
|  |  |  | 1964-09-18 | 0 | 0
|  |  |  | 1964-09-19 | 0.02 | 0.02
|  |  |  | 1964-09-20 | 0 | 0
|  |  |  | 1964-09-21 | 0.52 | 0.52
|  |  |  | 1964-09-22 | 0 | 0
|  |  |  | 1964-09-23 | 0.92 | 0.92
|  |  |  | 1964-09-24 | 0.15 | 0.15
|  |  |  | 1964-09-25 | 0 | 0
|  |  |  | 1964-09-26 | 0 | 0
|  |  |  | 1964-09-27 | 0 | 0
|  |  |  | 1964-09-28 | 0 | 0
|  |  |  | 1964-09-29 | 0 | 0
|  |  |  | 1964-09-30 | 0 | 0
|  |  |  | 1964-11-01 | 0 | 0
|  |  |  | 1964-11-02 | 0 | 0
|  |  |  | 1964-11-03 | 0 | 0
|  |  |  | 1964-11-04 | 0 | 0
|  |  |  | 1964-11-05 | 0 | 0
|  |  |  | 1964-11-06 | 0 | 0
|  |  |  | 1964-11-07 | 0 | 0
|  |  |  | 1964-11-08 | 0 | 0
|  |  |  | 1964-11-09 | 0 | 0
|  |  |  | 1964-11-10 | 0 | 0
|  |  |  | 1964-11-11 | 0 | 0
|  |  |  | 1964-11-12 | 0 | 0
|  |  |  | 1964-11-13 | 0 | 0
|  |  |  | 1964-11-14 | 0 | 0
|  |  |  | 1964-11-15 | 0 | 0
|  |  |  | 1964-11-16 | 0 | 0
|  |  |  | 1964-11-17 | 0 | 0
|  |  |  | 1964-11-18 | 0 | 0
|  |  |  | 1964-11-19 | 0 | 0
|  |  |  | 1964-11-20 | 0 | 0
|  |  |  | 1964-11-21 | 0 | 0
|  |  |  | 1964-11-22 | 0 | 0
|  |  |  | 1964-11-23 | 0 | 0
|  |  |  | 1964-11-24 | 0 | 0
|  |  |  | 1964-11-25 | 0.25 | 0.25
|  |  |  | 1964-11-26 | 0 | 0
|  |  |  | 1964-11-27 | 0 | 0
|  |  |  | 1964-11-28 | 0 | 0
|  |  |  | 1964-11-29 | 0 | 0
|  |  |  | 1964-11-30 | 0 | 0
|  |  |  | 1964-12-01 | 0 | 0
|  |  |  | 1964-12-02 | 0 | 0
|  |  |  | 1964-12-03 | 0 | 0
|  |  |  | 1964-12-04 | 0.03 | 0.03
|  |  |  | 1964-12-05 | 0 | 0
|  |  |  | 1964-12-06 | 0 | 0
|  |  |  | 1964-12-07 | 0 | 0
|  |  |  | 1964-12-08 | 0 | 0
|  |  |  | 1964-12-09 | 0.46 | 0.46
|  |  |  | 1964-12-10 | 0.1 | 0.1
|  |  |  | 1964-12-11 | 0 | 0
|  |  |  | 1964-12-12 | 0 | 0
|  |  |  | 1964-12-13 | 0 | 0
|  |  |  | 1964-12-14 | 0 | 0
|  |  |  | 1964-12-15 | 0 | 0
|  |  |  | 1964-12-16 | 0 | 0
|  |  |  | 1964-12-17 | 0 | 0
|  |  |  | 1964-12-18 | 0.13 | 0.13
|  |  |  | 1964-12-19 | 0 | 0
|  |  |  | 1964-12-20 | 0 | 0
|  |  |  | 1964-12-21 | 0 | 0
|  |  |  | 1964-12-22 | 0 | 0
|  |  |  | 1964-12-23 | 0 | 0
|  |  |  | 1964-12-24 | 0 | 0
|  |  |  | 1964-12-25 | 0 | 0
|  |  |  | 1964-12-26 | 0 | 0
|  |  |  | 1964-12-27 | 0 | 0
|  |  |  | 1964-12-28 | 0 | 0
|  |  |  | 1964-12-29 | 0 | 0
|  |  |  | 1964-12-30 | 0 | 0
|  |  |  | 1964-12-31 | 0 | 0
|  |  |  | 1965-01-01 | 0 | 0
|  |  |  | 1965-01-02 | 0.06 | 0.06
|  |  |  | 1965-01-03 | 0.02 | 0.02
|  |  |  | 1965-01-04 | 0 | 0
|  |  |  | 1965-01-05 | 0 | 0
|  |  |  | 1965-01-06 | 0 | 0
|  |  |  | 1965-01-07 | 0 | 0
|  |  |  | 1965-01-08 | 0 | 0
|  |  |  | 1965-01-09 | 0 | 0
|  |  |  | 1965-01-10 | 0 | 0
|  |  |  | 1965-01-11 | 0 | 0
|  |  |  | 1965-01-12 | 0 | 0
|  |  |  | 1965-01-13 | 0 | 0
|  |  |  | 1965-01-14 | 0 | 0
|  |  |  | 1965-01-15 | 0 | 0
|  |  |  | 1965-01-16 | 0 | 0
|  |  |  | 1965-01-17 | 0 | 0
|  |  |  | 1965-01-18 | 0 | 0
|  |  |  | 1965-01-19 | 0 | 0
|  |  |  | 1965-01-20 | 0 | 0
|  |  |  | 1965-01-21 | 0.09 | 0.09
|  |  |  | 1965-01-22 | 0 | 0
|  |  |  | 1965-01-23 | 0 | 0
|  |  |  | 1965-01-24 | 0 | 0
|  |  |  | 1965-01-25 | 0 | 0
|  |  |  | 1965-01-26 | 0 | 0
|  |  |  | 1965-01-27 | 0 | 0
|  |  |  | 1965-01-28 | 0 | 0
|  |  |  | 1965-01-29 | 0 | 0
|  |  |  | 1965-01-30 | 0 | 0
|  |  |  | 1965-01-31 | 0 | 0
|  |  |  | 1965-02-01 | 0 | 0
|  |  |  | 1965-02-02 | 0 | 0
|  |  |  | 1965-02-03 | 0 | 0
|  |  |  | 1965-02-04 | 0.05 | 0.05
|  |  |  | 1965-02-05 | 0 | 0
|  |  |  | 1965-02-06 | 0 | 0
|  |  |  | 1965-02-07 | 0 | 0
|  |  |  | 1965-02-08 | 0 | 0
|  |  |  | 1965-02-09 | 0.26 | 0.26
|  |  |  | 1965-02-10 | 0 | 0
|  |  |  | 1965-02-11 | 0 | 0
|  |  |  | 1965-02-12 | 0 | 0
|  |  |  | 1965-02-13 | 0 | 0
|  |  |  | 1965-02-14 | 0 | 0
|  |  |  | 1965-02-15 | 0 | 0
|  |  |  | 1965-02-16 | 0 | 0
|  |  |  | 1965-02-17 | 0.7 | 0.7
|  |  |  | 1965-02-18 | 0.05 | 0.05
|  |  |  | 1965-02-19 | 0 | 0
|  |  |  | 1965-02-20 | 0 | 0
|  |  |  | 1965-02-21 | 0 | 0
|  |  |  | 1965-02-22 | 0 | 0
|  |  |  | 1965-02-23 | 0 | 0
|  |  |  | 1965-02-24 | 0 | 0
|  |  |  | 1965-02-25 | 0 | 0
|  |  |  | 1965-02-26 | 0 | 0
|  |  |  | 1965-02-27 | 0 | 0
|  |  |  | 1965-02-28 | 0 | 0
|  |  |  | 1965-03-01 | 0 | 0
|  |  |  | 1965-03-02 | 0.09 | 0.09
|  |  |  | 1965-03-03 | 0 | 0
|  |  |  | 1965-03-04 | 0 | 0
|  |  |  | 1965-03-05 | 0 | 0
|  |  |  | 1965-03-06 | 0 | 0
|  |  |  | 1965-03-07 | 0 | 0
|  |  |  | 1965-03-08 | 0 | 0
|  |  |  | 1965-03-09 | 0 | 0
|  |  |  | 1965-03-10 | 0 | 0
|  |  |  | 1965-03-11 | 0.02 | 0.02
|  |  |  | 1965-03-12 | 0 | 0
|  |  |  | 1965-03-13 | 0 | 0
|  |  |  | 1965-03-14 | 0 | 0
|  |  |  | 1965-03-15 | 0 | 0
|  |  |  | 1965-03-16 | 0 | 0
|  |  |  | 1965-03-17 | 0 | 0
|  |  |  | 1965-03-18 | 0 | 0
|  |  |  | 1965-03-19 | 0 | 0
|  |  |  | 1965-03-20 | 0 | 0
|  |  |  | 1965-03-21 | 0 | 0
|  |  |  | 1965-03-22 | 0 | 0
|  |  |  | 1965-03-23 | 0 | 0
|  |  |  | 1965-03-24 | 0 | 0
|  |  |  | 1965-03-25 | 0 | 0
|  |  |  | 1965-03-26 | 0 | 0
|  |  |  | 1965-03-27 | 0 | 0
|  |  |  | 1965-03-28 | 0 | 0
|  |  |  | 1965-03-29 | 0 | 0
|  |  |  | 1965-03-30 | 0 | 0
|  |  |  | 1965-03-31 | 0 | 0
|  |  |  | 1965-04-01 | 0 | 0
|  |  |  | 1965-04-02 | 0 | 0
|  |  |  | 1965-04-03 | 0 | 0
|  |  |  | 1965-04-04 | 0 | 0
|  |  |  | 1965-04-05 | 0 | 0
|  |  |  | 1965-04-06 | 0 | 0
|  |  |  | 1965-04-07 | 0 | 0
|  |  |  | 1965-04-08 | 0 | 0
|  |  |  | 1965-04-09 | 0 | 0
|  |  |  | 1965-04-10 | 0 | 0
|  |  |  | 1965-04-11 | 0 | 0
|  |  |  | 1965-04-12 | 0 | 0
|  |  |  | 1965-04-13 | 0 | 0
|  |  |  | 1965-04-14 | 0 | 0
|  |  |  | 1965-04-15 | 0 | 0
|  |  |  | 1965-04-16 | 0 | 0
|  |  |  | 1965-04-17 | 0 | 0
|  |  |  | 1965-04-18 | 0 | 0
|  |  |  | 1965-04-19 | 0 | 0
|  |  |  | 1965-04-20 | 0 | 0
|  |  |  | 1965-04-21 | 0 | 0
|  |  |  | 1965-04-22 | 0 | 0
|  |  |  | 1965-04-23 | 0 | 0
|  |  |  | 1965-04-24 | 0 | 0
|  |  |  | 1965-04-25 | 0 | 0
|  |  |  | 1965-04-26 | 0.09 | 0.09
|  |  |  | 1965-04-27 | 0 | 0
|  |  |  | 1965-04-28 | 0 | 0
|  |  |  | 1965-04-29 | 0 | 0
|  |  |  | 1965-04-30 | 0 | 0
|  |  |  | 1965-05-01 | 0 | 0
|  |  |  | 1965-05-02 | 0 | 0
|  |  |  | 1965-05-03 | 0 | 0
|  |  |  | 1965-05-04 | 0 | 0
|  |  |  | 1965-05-05 | 0 | 0
|  |  |  | 1965-05-06 | 0 | 0
|  |  |  | 1965-05-07 | 0 | 0
|  |  |  | 1965-05-08 | 0 | 0
|  |  |  | 1965-05-09 | 0 | 0
|  |  |  | 1965-05-10 | 0 | 0
|  |  |  | 1965-05-11 | 0 | 0
|  |  |  | 1965-05-12 | 1.31 | 1.31
|  |  |  | 1965-05-13 | 0 | 0
|  |  |  | 1965-05-14 | 0 | 0
|  |  |  | 1965-05-15 | 0 | 0
|  |  |  | 1965-05-16 | 0 | 0
|  |  |  | 1965-05-17 | 0.25 | 0.25
|  |  |  | 1965-05-18 | 0 | 0
|  |  |  | 1965-05-19 | 0 | 0
|  |  |  | 1965-05-20 | 0 | 0
|  |  |  | 1965-05-21 | 0 | 0
|  |  |  | 1965-05-22 | 0 | 0
|  |  |  | 1965-05-23 | 0 | 0
|  |  |  | 1965-05-24 | 0 | 0
|  |  |  | 1965-05-25 | 0 | 0
|  |  |  | 1965-05-26 | 0 | 0
|  |  |  | 1965-05-27 | 0 | 0
|  |  |  | 1965-05-28 | 0 | 0
|  |  |  | 1965-05-29 | 0 | 0
|  |  |  | 1965-05-30 | 0 | 0
|  |  |  | 1965-05-31 | 0.82 | 0.82
|  |  |  | 1965-06-01 | 0 | 0
|  |  |  | 1965-06-02 | 0 | 0
|  |  |  | 1965-06-03 | 0 | 0
|  |  |  | 1965-06-04 | 0 | 0
|  |  |  | 1965-06-05 | 0 | 0
|  |  |  | 1965-06-06 | 0 | 0
|  |  |  | 1965-06-07 | 0 | 0
|  |  |  | 1965-06-08 | 0 | 0
|  |  |  | 1965-06-09 | 0 | 0
|  |  |  | 1965-06-10 | 0.12 | 0.12
|  |  |  | 1965-06-11 | 0.14 | 0.14
|  |  |  | 1965-06-12 | 0.03 | 0.03
|  |  |  | 1965-06-13 | 0 | 0
|  |  |  | 1965-06-14 | 0 | 0
|  |  |  | 1965-06-15 | 0 | 0
|  |  |  | 1965-06-16 | 0 | 0
|  |  |  | 1965-06-17 | 0 | 0
|  |  |  | 1965-06-18 | 0 | 0
|  |  |  | 1965-06-19 | 0.02 | 0.02
|  |  |  | 1965-06-20 | 0 | 0
|  |  |  | 1965-06-21 | 0 | 0
|  |  |  | 1965-06-22 | 0.07 | 0.07
|  |  |  | 1965-06-23 | 0 | 0
|  |  |  | 1965-06-24 | 0 | 0
|  |  |  | 1965-06-25 | 0 | 0
|  |  |  | 1965-06-26 | 1.14 | 1.14
|  |  |  | 1965-06-27 | 0 | 0
|  |  |  | 1965-06-28 | 0.08 | 0.08
|  |  |  | 1965-06-29 | 0 | 0
|  |  |  | 1965-06-30 | 0 | 0
|  |  |  | 1965-07-01 | 0 | 0
|  |  |  | 1965-07-02 | 0 | 0
|  |  |  | 1965-07-03 | 0 | 0
|  |  |  | 1965-07-04 | 0 | 0
|  |  |  | 1965-07-05 | 0 | 0
|  |  |  | 1965-07-06 | 0 | 0
|  |  |  | 1965-07-07 | 0 | 0
|  |  |  | 1965-07-08 | 0 | 0
|  |  |  | 1965-07-09 | 0 | 0
|  |  |  | 1965-07-10 | 0.12 | 0.12
|  |  |  | 1965-07-11 | 0 | 0
|  |  |  | 1965-07-12 | 0 | 0
|  |  |  | 1965-07-13 | 0 | 0
|  |  |  | 1965-07-14 | 0 | 0
|  |  |  | 1965-07-15 | 0.12 | 0.12
|  |  |  | 1965-07-16 | 0 | 0
|  |  |  | 1965-07-17 | 0 | 0
|  |  |  | 1965-07-18 | 0 | 0
|  |  |  | 1965-07-19 | 0.04 | 0.04
|  |  |  | 1965-07-20 | 0 | 0
|  |  |  | 1965-07-21 | 0.23 | 0.23
|  |  |  | 1965-07-22 | 0 | 0
|  |  |  | 1965-07-23 | 0 | 0
|  |  |  | 1965-07-24 | 0 | 0
|  |  |  | 1965-07-25 | 0 | 0
|  |  |  | 1965-07-26 | 0 | 0
|  |  |  | 1965-07-27 | 0 | 0
|  |  |  | 1965-07-28 | 0 | 0
|  |  |  | 1965-07-29 | 0 | 0
|  |  |  | 1965-07-30 | 0 | 0
|  |  |  | 1965-07-31 | 0 | 0
|  |  |  | 1965-08-01 | 0 | 0
|  |  |  | 1965-08-02 | 0.42 | 0.42
|  |  |  | 1965-08-03 | 0 | 0
|  |  |  | 1965-08-04 | 0 | 0
|  |  |  | 1965-08-05 | 0 | 0
|  |  |  | 1965-08-06 | 0 | 0
|  |  |  | 1965-08-07 | 0 | 0
|  |  |  | 1965-08-08 | 0 | 0
|  |  |  | 1965-08-09 | 0 | 0
|  |  |  | 1965-08-10 | 0.22 | 0.22
|  |  |  | 1965-08-11 | 0 | 0
|  |  |  | 1965-08-12 | 0 | 0
|  |  |  | 1965-08-13 | 0.01 | 0.01
|  |  |  | 1965-08-14 | 0 | 0
|  |  |  | 1965-08-15 | 0 | 0
|  |  |  | 1965-08-16 | 0 | 0
|  |  |  | 1965-08-17 | 0 | 0
|  |  |  | 1965-08-18 | 0 | 0
|  |  |  | 1965-08-19 | 0 | 0
|  |  |  | 1965-08-20 | 0 | 0
|  |  |  | 1965-08-21 | 0 | 0
|  |  |  | 1965-08-22 | 0.06 | 0.06
|  |  |  | 1965-08-23 | 0 | 0
|  |  |  | 1965-08-24 | 0 | 0
|  |  |  | 1965-08-25 | 0 | 0
|  |  |  | 1965-08-26 | 0 | 0
|  |  |  | 1965-08-27 | 0 | 0
|  |  |  | 1965-08-28 | 0 | 0
|  |  |  | 1965-08-29 | 0 | 0
|  |  |  | 1965-08-30 | 0 | 0
|  |  |  | 1965-08-31 | 0 | 0
|  |  |  | 1965-09-01 | 0 | 0
|  |  |  | 1965-09-02 | 0.03 | 0.03
|  |  |  | 1965-09-03 | 0.72 | 0.72
|  |  |  | 1965-09-04 | 0 | 0
|  |  |  | 1965-09-05 | 0.47 | 0.47
|  |  |  | 1965-09-06 | 0.31 | 0.31
|  |  |  | 1965-09-07 | 0.01 | 0.01
|  |  |  | 1965-09-08 | 0 | 0
|  |  |  | 1965-09-09 | 0 | 0
|  |  |  | 1965-09-10 | 0 | 0
|  |  |  | 1965-09-11 | 0 | 0
|  |  |  | 1965-09-12 | 0 | 0
|  |  |  | 1965-09-13 | 0 | 0
|  |  |  | 1965-09-14 | 0 | 0
|  |  |  | 1965-09-15 | 0 | 0
|  |  |  | 1965-09-16 | 0 | 0
|  |  |  | 1965-09-17 | 0.4 | 0.4
|  |  |  | 1965-09-18 | 0 | 0
|  |  |  | 1965-09-19 | 0 | 0
|  |  |  | 1965-09-20 | 0 | 0
|  |  |  | 1965-09-21 | 0 | 0
|  |  |  | 1965-09-22 | 0 | 0
|  |  |  | 1965-09-23 | 0 | 0
|  |  |  | 1965-09-24 | 0 | 0
|  |  |  | 1965-09-25 | 0.03 | 0.03
|  |  |  | 1965-09-26 | 0 | 0
|  |  |  | 1965-09-27 | 0 | 0
|  |  |  | 1965-09-28 | 0 | 0
|  |  |  | 1965-09-29 | 0 | 0
|  |  |  | 1965-09-30 | 0 | 0
|  |  |  | 1965-10-01 | 0 | 0
|  |  |  | 1965-10-02 | 0 | 0
|  |  |  | 1965-10-03 | 0 | 0
|  |  |  | 1965-10-04 | 0 | 0
|  |  |  | 1965-10-05 | 0 | 0
|  |  |  | 1965-10-06 | 0 | 0
|  |  |  | 1965-10-07 | 0 | 0
|  |  |  | 1965-10-08 | 0 | 0
|  |  |  | 1965-10-09 | 0 | 0
|  |  |  | 1965-10-10 | 0 | 0
|  |  |  | 1965-10-11 | 0 | 0
|  |  |  | 1965-10-12 | 0 | 0
|  |  |  | 1965-10-13 | 0 | 0
|  |  |  | 1965-10-14 | 0 | 0
|  |  |  | 1965-10-15 | 0 | 0
|  |  |  | 1965-10-16 | 0 | 0
|  |  |  | 1965-10-17 | 0.01 | 0.01
|  |  |  | 1965-10-18 | 0 | 0
|  |  |  | 1965-10-19 | 0 | 0
|  |  |  | 1965-10-20 | 0 | 0
|  |  |  | 1965-10-21 | 0 | 0
|  |  |  | 1965-10-22 | 0 | 0
|  |  |  | 1965-10-23 | 0 | 0
|  |  |  | 1965-10-24 | 0 | 0
|  |  |  | 1965-10-25 | 0 | 0
|  |  |  | 1965-10-26 | 0 | 0
|  |  |  | 1965-10-27 | 0 | 0
|  |  |  | 1965-10-28 | 0 | 0
|  |  |  | 1965-10-29 | 0 | 0
|  |  |  | 1965-10-30 | 0 | 0
|  |  |  | 1965-10-31 | 0 | 0
|  |  |  | 1965-11-01 | 0 | 0
|  |  |  | 1965-11-02 | 0 | 0
|  |  |  | 1965-11-03 | 0 | 0
|  |  |  | 1965-11-04 | 0 | 0
|  |  |  | 1965-11-05 | 0 | 0
|  |  |  | 1965-11-06 | 0 | 0
|  |  |  | 1965-11-07 | 0.28 | 0.28
|  |  |  | 1965-11-08 | 0 | 0
|  |  |  | 1965-11-09 | 0.19 | 0.19
|  |  |  | 1965-11-10 | 0 | 0
|  |  |  | 1965-11-11 | 0.19 | 0.19
|  |  |  | 1965-11-12 | 0 | 0
|  |  |  | 1965-11-13 | 0 | 0
|  |  |  | 1965-11-14 | 0 | 0
|  |  |  | 1965-11-15 | 0 | 0
|  |  |  | 1965-11-16 | 0 | 0
|  |  |  | 1965-11-17 | 0 | 0
|  |  |  | 1965-11-18 | 0 | 0
|  |  |  | 1965-11-19 | 0 | 0
|  |  |  | 1965-11-20 | 0 | 0
|  |  |  | 1965-11-21 | 0 | 0
|  |  |  | 1965-11-22 | 0 | 0
|  |  |  | 1965-11-23 | 0 | 0
|  |  |  | 1965-11-24 | 0 | 0
|  |  |  | 1965-11-25 | 0 | 0
|  |  |  | 1965-11-26 | 0 | 0
|  |  |  | 1965-11-27 | 0 | 0
|  |  |  | 1965-11-28 | 0 | 0
|  |  |  | 1965-11-29 | 0 | 0
|  |  |  | 1965-11-30 | 0 | 0
|  |  |  | 1965-12-01 | 0 | 0
|  |  |  | 1965-12-02 | 0 | 0
|  |  |  | 1965-12-03 | 0 | 0
|  |  |  | 1965-12-04 | 0 | 0
|  |  |  | 1965-12-05 | 0 | 0
|  |  |  | 1965-12-06 | 0 | 0
|  |  |  | 1965-12-07 | 0 | 0
|  |  |  | 1965-12-08 | 0 | 0
|  |  |  | 1965-12-09 | 0 | 0
|  |  |  | 1965-12-10 | 0.06 | 0.06
|  |  |  | 1965-12-11 | 0 | 0
|  |  |  | 1965-12-12 | 0 | 0
|  |  |  | 1965-12-13 | 0 | 0
|  |  |  | 1965-12-14 | 0 | 0
|  |  |  | 1965-12-15 | 0 | 0
|  |  |  | 1965-12-16 | 0 | 0
|  |  |  | 1965-12-17 | 0 | 0
|  |  |  | 1965-12-18 | 0.04 | 0.04
|  |  |  | 1965-12-19 | 0.09 | 0.09
|  |  |  | 1965-12-20 | 0 | 0
|  |  |  | 1965-12-21 | 0 | 0
|  |  |  | 1965-12-22 | 0 | 0
|  |  |  | 1965-12-23 | 0.03 | 0.03
|  |  |  | 1965-12-24 | 0 | 0
|  |  |  | 1965-12-25 | 0 | 0
|  |  |  | 1965-12-26 | 0 | 0
|  |  |  | 1965-12-27 | 0 | 0
|  |  |  | 1965-12-28 | 0 | 0
|  |  |  | 1965-12-29 | 0 | 0
|  |  |  | 1965-12-30 | 0 | 0
|  |  |  | 1965-12-31 | 0 | 0
|  |  |  | 1966-01-01 | 0 | 0
|  |  |  | 1966-01-02 | 0 | 0
|  |  |  | 1966-01-03 | 0 | 0
|  |  |  | 1966-01-04 | 0 | 0
|  |  |  | 1966-01-05 | 0 | 0
|  |  |  | 1966-01-06 | 0 | 0
|  |  |  | 1966-01-07 | 0 | 0
|  |  |  | 1966-01-08 | 0 | 0
|  |  |  | 1966-01-09 | 0 | 0
|  |  |  | 1966-01-10 | 0 | 0
|  |  |  | 1966-01-11 | 0 | 0
|  |  |  | 1966-01-12 | 0 | 0
|  |  |  | 1966-01-13 | 0.17 | 0.17
|  |  |  | 1966-01-14 | 0 | 0
|  |  |  | 1966-01-15 | 0 | 0
|  |  |  | 1966-01-16 | 0 | 0
|  |  |  | 1966-01-17 | 0 | 0
|  |  |  | 1966-01-18 | 0 | 0
|  |  |  | 1966-01-19 | 0.04 | 0.04
|  |  |  | 1966-01-20 | 0 | 0
|  |  |  | 1966-01-21 | 0 | 0
|  |  |  | 1966-01-22 | 0.06 | 0.06
|  |  |  | 1966-01-23 | 0 | 0
|  |  |  | 1966-01-24 | 0 | 0
|  |  |  | 1966-01-25 | 0 | 0
|  |  |  | 1966-01-26 | 0 | 0
|  |  |  | 1966-01-27 | 0 | 0
|  |  |  | 1966-01-28 | 0 | 0
|  |  |  | 1966-01-29 | 0 | 0
|  |  |  | 1966-01-30 | 0 | 0
|  |  |  | 1966-01-31 | 0 | 0
|  |  |  | 1966-02-01 | 0 | 0
|  |  |  | 1966-02-02 | 0 | 0
|  |  |  | 1966-02-03 | 0 | 0
|  |  |  | 1966-02-04 | 0 | 0
|  |  |  | 1966-02-05 | 0 | 0
|  |  |  | 1966-02-06 | 0 | 0
|  |  |  | 1966-02-07 | 0 | 0
|  |  |  | 1966-02-08 | 0 | 0
|  |  |  | 1966-02-09 | 0.01 | 0.01
|  |  |  | 1966-02-10 | 0 | 0
|  |  |  | 1966-02-11 | 0 | 0
|  |  |  | 1966-02-12 | 0 | 0
|  |  |  | 1966-02-13 | 0 | 0
|  |  |  | 1966-02-14 | 0 | 0
|  |  |  | 1966-02-15 | 0 | 0
|  |  |  | 1966-02-16 | 0 | 0
|  |  |  | 1966-02-17 | 0 | 0
|  |  |  | 1966-02-18 | 0 | 0
|  |  |  | 1966-02-19 | 0 | 0
|  |  |  | 1966-02-20 | 0 | 0
|  |  |  | 1966-02-21 | 0 | 0
|  |  |  | 1966-02-22 | 0.08 | 0.08
|  |  |  | 1966-02-23 | 0 | 0
|  |  |  | 1966-02-24 | 0 | 0
|  |  |  | 1966-02-25 | 0 | 0
|  |  |  | 1966-02-26 | 0 | 0
|  |  |  | 1966-02-27 | 0 | 0
|  |  |  | 1966-02-28 | 0 | 0
|  |  |  | 1966-03-01 | 0 | 0
|  |  |  | 1966-03-02 | 0 | 0
|  |  |  | 1966-03-03 | 0 | 0
|  |  |  | 1966-03-04 | 0 | 0
|  |  |  | 1966-03-05 | 0 | 0
|  |  |  | 1966-03-06 | 0 | 0
|  |  |  | 1966-03-07 | 0 | 0
|  |  |  | 1966-03-08 | 0 | 0
|  |  |  | 1966-03-09 | 0 | 0
|  |  |  | 1966-03-10 | 0 | 0
|  |  |  | 1966-03-11 | 0 | 0
|  |  |  | 1966-03-12 | 0 | 0
|  |  |  | 1966-03-13 | 0 | 0
|  |  |  | 1966-03-14 | 0 | 0
|  |  |  | 1966-03-15 | 0 | 0
|  |  |  | 1966-03-16 | 0 | 0
|  |  |  | 1966-03-17 | 0 | 0
|  |  |  | 1966-03-18 | 0 | 0
|  |  |  | 1966-03-19 | 0 | 0
|  |  |  | 1966-03-20 | 0 | 0
|  |  |  | 1966-03-21 | 0 | 0
|  |  |  | 1966-03-22 | 0 | 0
|  |  |  | 1966-03-23 | 0 | 0
|  |  |  | 1966-03-24 | 0 | 0
|  |  |  | 1966-03-25 | 0 | 0
|  |  |  | 1966-03-26 | 0 | 0
|  |  |  | 1966-03-27 | 0 | 0
|  |  |  | 1966-03-28 | 0 | 0
|  |  |  | 1966-03-29 | 0.38 | 0.38
|  |  |  | 1966-03-30 | 0 | 0
|  |  |  | 1966-03-31 | 0 | 0
|  |  |  | 1966-04-01 | 0 | 0
|  |  |  | 1966-04-02 | 0 | 0
|  |  |  | 1966-04-03 | 0 | 0
|  |  |  | 1966-04-04 | 0 | 0
|  |  |  | 1966-04-05 | 0 | 0
|  |  |  | 1966-04-06 | 0 | 0
|  |  |  | 1966-04-07 | 0 | 0
|  |  |  | 1966-04-08 | 0 | 0
|  |  |  | 1966-04-09 | 0 | 0
|  |  |  | 1966-04-10 | 0 | 0
|  |  |  | 1966-04-11 | 0 | 0
|  |  |  | 1966-04-12 | 0 | 0
|  |  |  | 1966-04-13 | 0 | 0
|  |  |  | 1966-04-14 | 0 | 0
|  |  |  | 1966-04-15 | 0 | 0
|  |  |  | 1966-04-16 | 0.03 | 0.03
|  |  |  | 1966-04-17 | 0 | 0
|  |  |  | 1966-04-18 | 0 | 0
|  |  |  | 1966-04-19 | 0 | 0
|  |  |  | 1966-04-20 | 0 | 0
|  |  |  | 1966-04-21 | 0 | 0
|  |  |  | 1966-04-22 | 0 | 0
|  |  |  | 1966-04-23 | 0 | 0
|  |  |  | 1966-04-24 | 0.52 | 0.52
|  |  |  | 1966-04-25 | 0 | 0
|  |  |  | 1966-04-26 | 0 | 0
|  |  |  | 1966-04-27 | 0 | 0
|  |  |  | 1966-04-28 | 0 | 0
|  |  |  | 1966-04-29 | 0 | 0
|  |  |  | 1966-04-30 | 0.06 | 0.06
|  |  |  | 1966-05-01 | 0 | 0
|  |  |  | 1966-05-02 | 0 | 0
|  |  |  | 1966-05-03 | 0.03 | 0.03
|  |  |  | 1966-05-04 | 0 | 0
|  |  |  | 1966-05-05 | 0 | 0
|  |  |  | 1966-05-06 | 0 | 0
|  |  |  | 1966-05-07 | 0 | 0
|  |  |  | 1966-05-08 | 0 | 0
|  |  |  | 1966-05-09 | 0 | 0
|  |  |  | 1966-05-10 | 0 | 0
|  |  |  | 1966-05-11 | 0 | 0
|  |  |  | 1966-05-12 | 0 | 0
|  |  |  | 1966-05-13 | 0 | 0
|  |  |  | 1966-05-14 | 0 | 0
|  |  |  | 1966-05-15 | 0 | 0
|  |  |  | 1966-05-16 | 0 | 0
|  |  |  | 1966-05-17 | 0 | 0
|  |  |  | 1966-05-18 | 0 | 0
|  |  |  | 1966-05-19 | 0.05 | 0.05
|  |  |  | 1966-05-20 | 0 | 0
|  |  |  | 1966-05-21 | 0 | 0
|  |  |  | 1966-05-22 | 0 | 0
|  |  |  | 1966-05-23 | 0 | 0
|  |  |  | 1966-05-24 | 0 | 0
|  |  |  | 1966-05-25 | 0 | 0
|  |  |  | 1966-05-26 | 0 | 0
|  |  |  | 1966-05-27 | 0 | 0
|  |  |  | 1966-05-28 | 0 | 0
|  |  |  | 1966-05-29 | 0 | 0
|  |  |  | 1966-05-30 | 0 | 0
|  |  |  | 1966-05-31 | 0 | 0
|  |  |  | 1966-06-01 | 0 | 0
|  |  |  | 1966-06-02 | 0 | 0
|  |  |  | 1966-06-03 | 0 | 0
|  |  |  | 1966-06-04 | 0 | 0
|  |  |  | 1966-06-05 | 0 | 0
|  |  |  | 1966-06-06 | 0 | 0
|  |  |  | 1966-06-07 | 0 | 0
|  |  |  | 1966-06-08 | 0 | 0
|  |  |  | 1966-06-09 | 0.89 | 0.89
|  |  |  | 1966-06-10 | 0 | 0
|  |  |  | 1966-06-11 | 0.75 | 0.75
|  |  |  | 1966-06-12 | 0.53 | 0.53
|  |  |  | 1966-06-13 | 0 | 0
|  |  |  | 1966-06-14 | 0 | 0
|  |  |  | 1966-06-15 | 0 | 0
|  |  |  | 1966-06-16 | 0 | 0
|  |  |  | 1966-06-17 | 0.08 | 0.08
|  |  |  | 1966-06-18 | 0 | 0
|  |  |  | 1966-06-19 | 0 | 0
|  |  |  | 1966-06-20 | 0.33 | 0.33
|  |  |  | 1966-06-21 | 1.62 | 1.62
|  |  |  | 1966-06-22 | 0 | 0
|  |  |  | 1966-06-23 | 0 | 0
|  |  |  | 1966-06-24 | 0 | 0
|  |  |  | 1966-06-25 | 0 | 0
|  |  |  | 1966-06-26 | 0.17 | 0.17
|  |  |  | 1966-06-27 | 0 | 0
|  |  |  | 1966-06-28 | 0 | 0
|  |  |  | 1966-06-29 | 0 | 0
|  |  |  | 1966-06-30 | 1.08 | 1.08
|  |  |  | 1966-07-01 | 0 | 0
|  |  |  | 1966-07-02 | 0 | 0
|  |  |  | 1966-07-03 | 0 | 0
|  |  |  | 1966-07-04 | 0 | 0
|  |  |  | 1966-07-05 | 0.03 | 0.03
|  |  |  | 1966-07-06 | 0 | 0
|  |  |  | 1966-07-07 | 0.13 | 0.13
|  |  |  | 1966-07-08 | 0 | 0
|  |  |  | 1966-07-09 | 0 | 0
|  |  |  | 1966-07-10 | 0.45 | 0.45
|  |  |  | 1966-07-11 | 0 | 0
|  |  |  | 1966-07-12 | 0 | 0
|  |  |  | 1966-07-13 | 0 | 0
|  |  |  | 1966-07-14 | 0 | 0
|  |  |  | 1966-07-15 | 0 | 0
|  |  |  | 1966-07-16 | 0 | 0
|  |  |  | 1966-07-17 | 0 | 0
|  |  |  | 1966-07-18 | 0 | 0
|  |  |  | 1966-07-19 | 0 | 0
|  |  |  | 1966-07-20 | 0.01 | 0.01
|  |  |  | 1966-07-21 | 0 | 0
|  |  |  | 1966-07-22 | 0 | 0
|  |  |  | 1966-07-23 | 0 | 0
|  |  |  | 1966-07-24 | 0 | 0
|  |  |  | 1966-07-25 | 0 | 0
|  |  |  | 1966-07-26 | 0 | 0
|  |  |  | 1966-07-27 | 0.11 | 0.11
|  |  |  | 1966-07-28 | 0 | 0
|  |  |  | 1966-07-29 | 0 | 0
|  |  |  | 1966-07-30 | 0 | 0
|  |  |  | 1966-07-31 | 0.02 | 0.02
|  |  |  | 1966-08-01 | 0 | 0
|  |  |  | 1966-08-02 | 0 | 0
|  |  |  | 1966-08-03 | 1.55 | 1.55
|  |  |  | 1966-08-04 | 0 | 0
|  |  |  | 1966-08-05 | 0.18 | 0.18
|  |  |  | 1966-08-06 | 0.2 | 0.2
|  |  |  | 1966-08-07 | 0 | 0
|  |  |  | 1966-08-08 | 0 | 0
|  |  |  | 1966-08-09 | 0 | 0
|  |  |  | 1966-08-10 | 0.13 | 0.13
|  |  |  | 1966-08-11 | 0 | 0
|  |  |  | 1966-08-12 | 0.09 | 0.09
|  |  |  | 1966-08-13 | 0 | 0
|  |  |  | 1966-08-14 | 0 | 0
|  |  |  | 1966-08-15 | 0.11 | 0.11
|  |  |  | 1966-08-16 | 0 | 0
|  |  |  | 1966-08-17 | 0 | 0
|  |  |  | 1966-08-18 | 0 | 0
|  |  |  | 1966-08-19 | 0.2 | 0.2
|  |  |  | 1966-08-20 | 0.16 | 0.16
|  |  |  | 1966-08-21 | 0.19 | 0.19
|  |  |  | 1966-08-22 | 2.85 | 2.85
|  |  |  | 1966-08-23 | 0 | 0
|  |  |  | 1966-08-24 | 0.41 | 0.41
|  |  |  | 1966-08-25 | 0.15 | 0.15
|  |  |  | 1966-08-26 | 0 | 0
|  |  |  | 1966-08-27 | 0 | 0
|  |  |  | 1966-08-28 | 0 | 0
|  |  |  | 1966-08-29 | 0 | 0
|  |  |  | 1966-08-30 | 0 | 0
|  |  |  | 1966-08-31 | 0.06 | 0.06
|  |  |  | 1966-09-01 | 0.6 | 0.6
|  |  |  | 1966-09-02 | 0.03 | 0.03
|  |  |  | 1966-09-03 | 0 | 0
|  |  |  | 1966-09-04 | 0 | 0
|  |  |  | 1966-09-05 | 0 | 0
|  |  |  | 1966-09-06 | 0 | 0
|  |  |  | 1966-09-07 | 0 | 0
|  |  |  | 1966-09-08 | 0.12 | 0.12
|  |  |  | 1966-09-09 | 0.31 | 0.31
|  |  |  | 1966-09-10 | 0 | 0
|  |  |  | 1966-09-11 | 0 | 0
|  |  |  | 1966-09-12 | 0 | 0
|  |  |  | 1966-09-13 | 0 | 0
|  |  |  | 1966-09-14 | 0 | 0
|  |  |  | 1966-09-15 | 0.21 | 0.21
|  |  |  | 1966-09-16 | 0.07 | 0.07
|  |  |  | 1966-09-17 | 0 | 0
|  |  |  | 1966-09-18 | 0.01 | 0.01
|  |  |  | 1966-09-19 | 0.35 | 0.35
|  |  |  | 1966-09-20 | 0 | 0
|  |  |  | 1966-09-21 | 0 | 0
|  |  |  | 1966-09-22 | 0 | 0
|  |  |  | 1966-09-23 | 0 | 0
|  |  |  | 1966-09-24 | 0 | 0
|  |  |  | 1966-09-25 | 0 | 0
|  |  |  | 1966-09-26 | 0 | 0
|  |  |  | 1966-09-27 | 0 | 0
|  |  |  | 1966-09-28 | 0 | 0
|  |  |  | 1966-09-29 | 0.03 | 0.03
|  |  |  | 1966-09-30 | 0 | 0
|  |  |  | 1966-10-01 | 0 | 0
|  |  |  | 1966-10-02 | 0 | 0
|  |  |  | 1966-10-03 | 0 | 0
|  |  |  | 1966-10-04 | 0.5 | 0.5
|  |  |  | 1966-10-05 | 1.2 | 1.2
|  |  |  | 1966-10-06 | 0.57 | 0.57
|  |  |  | 1966-10-07 | 0.25 | 0.25
|  |  |  | 1966-10-08 | 0.42 | 0.42
|  |  |  | 1966-10-09 | 0 | 0
|  |  |  | 1966-10-10 | 0 | 0
|  |  |  | 1966-10-11 | 0 | 0
|  |  |  | 1966-10-12 | 0 | 0
|  |  |  | 1966-10-13 | 0 | 0
|  |  |  | 1966-10-14 | 0 | 0
|  |  |  | 1966-10-15 | 0 | 0
|  |  |  | 1966-10-16 | 0 | 0
|  |  |  | 1966-10-17 | 0 | 0
|  |  |  | 1966-10-18 | 0 | 0
|  |  |  | 1966-10-19 | 0 | 0
|  |  |  | 1966-10-20 | 0 | 0
|  |  |  | 1966-10-21 | 0 | 0
|  |  |  | 1966-10-22 | 0 | 0
|  |  |  | 1966-10-23 | 0 | 0
|  |  |  | 1966-10-24 | 0 | 0
|  |  |  | 1966-10-25 | 0 | 0
|  |  |  | 1966-10-26 | 0 | 0
|  |  |  | 1966-10-27 | 0 | 0
|  |  |  | 1966-10-28 | 0 | 0
|  |  |  | 1966-10-29 | 0 | 0
|  |  |  | 1966-10-30 | 0 | 0
|  |  |  | 1966-10-31 | 0 | 0
|  |  |  | 1966-11-01 | 0 | 0
|  |  |  | 1966-11-02 | 0 | 0
|  |  |  | 1966-11-03 | 0 | 0
|  |  |  | 1966-11-04 | 0 | 0
|  |  |  | 1966-11-05 | 0 | 0
|  |  |  | 1966-11-06 | 0 | 0
|  |  |  | 1966-11-07 | 0 | 0
|  |  |  | 1966-11-08 | 0 | 0
|  |  |  | 1966-11-09 | 0 | 0
|  |  |  | 1966-11-10 | 0 | 0
|  |  |  | 1966-11-11 | 0 | 0
|  |  |  | 1966-11-12 | 0 | 0
|  |  |  | 1966-11-13 | 0 | 0
|  |  |  | 1966-11-14 | 0 | 0
|  |  |  | 1966-11-15 | 0 | 0
|  |  |  | 1966-11-16 | 0 | 0
|  |  |  | 1966-11-17 | 0 | 0
|  |  |  | 1966-11-18 | 0 | 0
|  |  |  | 1966-11-19 | 0 | 0
|  |  |  | 1966-11-20 | 0 | 0
|  |  |  | 1966-11-21 | 0 | 0
|  |  |  | 1966-11-22 | 0 | 0
|  |  |  | 1966-11-23 | 0 | 0
|  |  |  | 1966-11-24 | 0 | 0
|  |  |  | 1966-11-25 | 0 | 0
|  |  |  | 1966-11-26 | 0 | 0
|  |  |  | 1966-11-27 | 0 | 0
|  |  |  | 1966-11-28 | 0 | 0
|  |  |  | 1966-11-29 | 0 | 0
|  |  |  | 1966-11-30 | 0 | 0
|  |  |  | 1966-12-01 | 0 | 0
|  |  |  | 1966-12-02 | 0 | 0
|  |  |  | 1966-12-03 | 0 | 0
|  |  |  | 1966-12-04 | 0 | 0
|  |  |  | 1966-12-05 | 0 | 0
|  |  |  | 1966-12-06 | 0 | 0
|  |  |  | 1966-12-07 | 0 | 0
|  |  |  | 1966-12-08 | 0 | 0
|  |  |  | 1966-12-09 | 0 | 0
|  |  |  | 1966-12-10 | 0 | 0
|  |  |  | 1966-12-11 | 0 | 0
|  |  |  | 1966-12-12 | 0 | 0
|  |  |  | 1966-12-13 | 0 | 0
|  |  |  | 1966-12-14 | 0 | 0
|  |  |  | 1966-12-15 | 0 | 0
|  |  |  | 1966-12-16 | 0 | 0
|  |  |  | 1966-12-17 | 0 | 0
|  |  |  | 1966-12-18 | 0 | 0
|  |  |  | 1966-12-19 | 0 | 0
|  |  |  | 1966-12-20 | 0 | 0
|  |  |  | 1966-12-21 | 0 | 0
|  |  |  | 1966-12-22 | 0 | 0
|  |  |  | 1966-12-23 | 0 | 0
|  |  |  | 1966-12-24 | 0 | 0
|  |  |  | 1966-12-25 | 0 | 0
|  |  |  | 1966-12-26 | 0 | 0
|  |  |  | 1966-12-27 | 0 | 0
|  |  |  | 1966-12-28 | 0 | 0
|  |  |  | 1966-12-29 | 0 | 0
|  |  |  | 1966-12-30 | 0 | 0
|  |  |  | 1966-12-31 | 0 | 0
|  |  |  | 1967-01-01 | 0 | 0
|  |  |  | 1967-01-02 | 0 | 0
|  |  |  | 1967-01-03 | 0 | 0
|  |  |  | 1967-01-04 | 0 | 0
|  |  |  | 1967-01-05 | 0 | 0
|  |  |  | 1967-01-06 | 0 | 0
|  |  |  | 1967-01-07 | 0 | 0
|  |  |  | 1967-01-08 | 0 | 0
|  |  |  | 1967-01-09 | 0 | 0
|  |  |  | 1967-01-10 | 0 | 0
|  |  |  | 1967-01-11 | 0 | 0
|  |  |  | 1967-01-12 | 0 | 0
|  |  |  | 1967-01-13 | 0 | 0
|  |  |  | 1967-01-14 | 0 | 0
|  |  |  | 1967-01-15 | 0 | 0
|  |  |  | 1967-01-16 | 0 | 0
|  |  |  | 1967-01-17 | 0 | 0
|  |  |  | 1967-01-18 | 0 | 0
|  |  |  | 1967-01-19 | 0 | 0
|  |  |  | 1967-01-20 | 0 | 0
|  |  |  | 1967-01-21 | 0 | 0
|  |  |  | 1967-01-22 | 0 | 0
|  |  |  | 1967-01-23 | 0 | 0
|  |  |  | 1967-01-24 | 0 | 0
|  |  |  | 1967-01-25 | 0 | 0
|  |  |  | 1967-01-26 | 0 | 0
|  |  |  | 1967-01-27 | 0 | 0
|  |  |  | 1967-01-28 | 0 | 0
|  |  |  | 1967-01-29 | 0 | 0
|  |  |  | 1967-01-30 | 0 | 0
|  |  |  | 1967-01-31 | 0 | 0
|  |  |  | 1967-02-01 | 0 | 0
|  |  |  | 1967-02-02 | 0 | 0
|  |  |  | 1967-02-03 | 0 | 0
|  |  |  | 1967-02-04 | 0 | 0
|  |  |  | 1967-02-05 | 0 | 0
|  |  |  | 1967-02-06 | 0 | 0
|  |  |  | 1967-02-07 | 0 | 0
|  |  |  | 1967-02-08 | 0 | 0
|  |  |  | 1967-02-09 | 0 | 0
|  |  |  | 1967-02-10 | 0 | 0
|  |  |  | 1967-02-11 | 0 | 0
|  |  |  | 1967-02-12 | 0 | 0
|  |  |  | 1967-02-13 | 0 | 0
|  |  |  | 1967-02-14 | 0 | 0
|  |  |  | 1967-02-15 | 0 | 0
|  |  |  | 1967-02-16 | 0 | 0
|  |  |  | 1967-02-17 | 0 | 0
|  |  |  | 1967-02-18 | 0 | 0
|  |  |  | 1967-02-19 | 0.06 | 0.06
|  |  |  | 1967-02-20 | 0 | 0
|  |  |  | 1967-02-21 | 0 | 0
|  |  |  | 1967-02-22 | 0 | 0
|  |  |  | 1967-02-23 | 0 | 0
|  |  |  | 1967-02-24 | 0 | 0
|  |  |  | 1967-02-25 | 0 | 0
|  |  |  | 1967-02-26 | 0 | 0
|  |  |  | 1967-02-27 | 0 | 0
|  |  |  | 1967-02-28 | 0 | 0
|  |  |  | 1967-03-01 | 0 | 0
|  |  |  | 1967-03-02 | 0 | 0
|  |  |  | 1967-03-03 | 0 | 0
|  |  |  | 1967-03-04 | 0 | 0
|  |  |  | 1967-03-05 | 0 | 0
|  |  |  | 1967-03-06 | 0 | 0
|  |  |  | 1967-03-07 | 0 | 0
|  |  |  | 1967-03-08 | 0 | 0
|  |  |  | 1967-03-09 | 0 | 0
|  |  |  | 1967-03-10 | 0 | 0
|  |  |  | 1967-03-11 | 0 | 0
|  |  |  | 1967-03-12 | 0 | 0
|  |  |  | 1967-03-13 | 0 | 0
|  |  |  | 1967-03-14 | 0 | 0
|  |  |  | 1967-03-15 | 0 | 0
|  |  |  | 1967-03-16 | 0 | 0
|  |  |  | 1967-03-17 | 0 | 0
|  |  |  | 1967-03-18 | 0 | 0
|  |  |  | 1967-03-19 | 0 | 0
|  |  |  | 1967-03-20 | 0 | 0
|  |  |  | 1967-03-21 | 0 | 0
|  |  |  | 1967-03-22 | 0.8 | 0.8
|  |  |  | 1967-03-23 | 0.64 | 0.64
|  |  |  | 1967-03-24 | 0 | 0
|  |  |  | 1967-03-25 | 0 | 0
|  |  |  | 1967-03-26 | 0 | 0
|  |  |  | 1967-03-27 | 0 | 0
|  |  |  | 1967-03-28 | 0 | 0
|  |  |  | 1967-03-29 | 0 | 0
|  |  |  | 1967-03-30 | 0 | 0
|  |  |  | 1967-03-31 | 0 | 0
|  |  |  | 1967-04-01 | 0 | 0
|  |  |  | 1967-04-02 | 0 | 0
|  |  |  | 1967-04-03 | 0 | 0
|  |  |  | 1967-04-04 | 0 | 0
|  |  |  | 1967-04-05 | 0 | 0
|  |  |  | 1967-04-06 | 0 | 0
|  |  |  | 1967-04-07 | 0.14 | 0.14
|  |  |  | 1967-04-08 | 0.04 | 0.04
|  |  |  | 1967-04-09 | 0 | 0
|  |  |  | 1967-04-10 | 0 | 0
|  |  |  | 1967-04-11 | 0 | 0
|  |  |  | 1967-04-12 | 0 | 0
|  |  |  | 1967-04-13 | 0 | 0
|  |  |  | 1967-04-14 | 0 | 0
|  |  |  | 1967-04-15 | 0 | 0
|  |  |  | 1967-04-16 | 0 | 0
|  |  |  | 1967-04-17 | 0 | 0
|  |  |  | 1967-04-18 | 0 | 0
|  |  |  | 1967-04-19 | 0.02 | 0.02
|  |  |  | 1967-04-20 | 0 | 0
|  |  |  | 1967-04-21 | 0 | 0
|  |  |  | 1967-04-22 | 0 | 0
|  |  |  | 1967-04-23 | 0 | 0
|  |  |  | 1967-04-24 | 0 | 0
|  |  |  | 1967-04-25 | 0 | 0
|  |  |  | 1967-04-26 | 0 | 0
|  |  |  | 1967-04-27 | 0 | 0
|  |  |  | 1967-04-28 | 0 | 0
|  |  |  | 1967-04-29 | 0 | 0
|  |  |  | 1967-04-30 | 0 | 0
|  |  |  | 1967-05-01 | 0 | 0
|  |  |  | 1967-05-02 | 0 | 0
|  |  |  | 1967-05-03 | 0 | 0
|  |  |  | 1967-05-04 | 0 | 0
|  |  |  | 1967-05-05 | 0 | 0
|  |  |  | 1967-05-06 | 0 | 0
|  |  |  | 1967-05-07 | 0 | 0
|  |  |  | 1967-05-08 | 0 | 0
|  |  |  | 1967-05-09 | 0 | 0
|  |  |  | 1967-05-10 | 0 | 0
|  |  |  | 1967-05-11 | 0 | 0
|  |  |  | 1967-05-12 | 0 | 0
|  |  |  | 1967-05-13 | 0 | 0
|  |  |  | 1967-05-14 | 0 | 0
|  |  |  | 1967-05-15 | 0 | 0
|  |  |  | 1967-05-16 | 0 | 0
|  |  |  | 1967-05-17 | 0 | 0
|  |  |  | 1967-05-18 | 0 | 0
|  |  |  | 1967-05-19 | 0.05 | 0.05
|  |  |  | 1967-05-20 | 0 | 0
|  |  |  | 1967-05-21 | 0 | 0
|  |  |  | 1967-05-22 | 0 | 0
|  |  |  | 1967-05-23 | 0 | 0
|  |  |  | 1967-05-24 | 0 | 0
|  |  |  | 1967-05-25 | 0 | 0
|  |  |  | 1967-05-26 | 0.06 | 0.06
|  |  |  | 1967-05-27 | 0 | 0
|  |  |  | 1967-05-28 | 0 | 0
|  |  |  | 1967-05-29 | 0 | 0
|  |  |  | 1967-05-30 | 0 | 0
|  |  |  | 1967-05-31 | 0 | 0
|  |  |  | 1967-06-01 | 0 | 0
|  |  |  | 1967-06-02 | 0 | 0
|  |  |  | 1967-06-03 | 0 | 0
|  |  |  | 1967-06-04 | 0.09 | 0.09
|  |  |  | 1967-06-05 | 0.04 | 0.04
|  |  |  | 1967-06-06 | 0 | 0
|  |  |  | 1967-06-07 | 0.54 | 0.54
|  |  |  | 1967-06-08 | 0 | 0
|  |  |  | 1967-06-09 | 0 | 0
|  |  |  | 1967-06-10 | 0 | 0
|  |  |  | 1967-06-11 | 0 | 0
|  |  |  | 1967-06-12 | 0 | 0
|  |  |  | 1967-06-13 | 0 | 0
|  |  |  | 1967-06-14 | 0.02 | 0.02
|  |  |  | 1967-06-15 | 0.6 | 0.6
|  |  |  | 1967-06-16 | 0.68 | 0.68
|  |  |  | 1967-06-17 | 1.43 | 1.43
|  |  |  | 1967-06-18 | 0 | 0
|  |  |  | 1967-06-19 | 0 | 0
|  |  |  | 1967-06-20 | 0 | 0
|  |  |  | 1967-06-21 | 0.02 | 0.02
|  |  |  | 1967-06-22 | 0.68 | 0.68
|  |  |  | 1967-06-23 | 0 | 0
|  |  |  | 1967-06-24 | 0 | 0
|  |  |  | 1967-06-25 | 0.23 | 0.23
|  |  |  | 1967-06-26 | 1.98 | 1.98
|  |  |  | 1967-06-27 | 0.1 | 0.1
|  |  |  | 1967-06-28 | 0 | 0
|  |  |  | 1967-06-29 | 0.17 | 0.17
|  |  |  | 1967-06-30 | 0 | 0
|  |  |  | 1967-07-01 | 0.39 | 0.39
|  |  |  | 1967-07-02 | 0 | 0
|  |  |  | 1967-07-03 | 0 | 0
|  |  |  | 1967-07-04 | 0 | 0
|  |  |  | 1967-07-05 | 0 | 0
|  |  |  | 1967-07-06 | 0 | 0
|  |  |  | 1967-07-07 | 0 | 0
|  |  |  | 1967-07-08 | 0 | 0
|  |  |  | 1967-07-09 | 0 | 0
|  |  |  | 1967-07-10 | 0 | 0
|  |  |  | 1967-07-11 | 0 | 0
|  |  |  | 1967-07-12 | 0 | 0
|  |  |  | 1967-07-13 | 0 | 0
|  |  |  | 1967-07-14 | 0 | 0
|  |  |  | 1967-07-15 | 0 | 0
|  |  |  | 1967-07-16 | 0 | 0
|  |  |  | 1967-07-17 | 0 | 0
|  |  |  | 1967-07-18 | 0 | 0
|  |  |  | 1967-07-19 | 0 | 0
|  |  |  | 1967-07-20 | 0.33 | 0.33
|  |  |  | 1967-07-21 | 0.08 | 0.08
|  |  |  | 1967-07-22 | 0.03 | 0.03
|  |  |  | 1967-07-23 | 0 | 0
|  |  |  | 1967-07-24 | 0.25 | 0.25
|  |  |  | 1967-07-25 | 0 | 0
|  |  |  | 1967-07-26 | 0.12 | 0.12
|  |  |  | 1967-07-27 | 0.32 | 0.32
|  |  |  | 1967-07-28 | 0.13 | 0.13
|  |  |  | 1967-07-29 | 0 | 0
|  |  |  | 1967-07-30 | 0 | 0
|  |  |  | 1967-07-31 | 0 | 0
|  |  |  | 1967-08-01 | 0.03 | 0.03
|  |  |  | 1967-08-02 | 0.53 | 0.53
|  |  |  | 1967-08-03 | 0.65 | 0.65
|  |  |  | 1967-08-04 | 0.49 | 0.49
|  |  |  | 1967-08-05 | 0.4 | 0.4
|  |  |  | 1967-08-06 | 0 | 0
|  |  |  | 1967-08-07 | 0 | 0
|  |  |  | 1967-08-08 | 0 | 0
|  |  |  | 1967-08-09 | 0 | 0
|  |  |  | 1967-08-10 | 0 | 0
|  |  |  | 1967-08-11 | 0 | 0
|  |  |  | 1967-08-12 | 0 | 0
|  |  |  | 1967-08-13 | 0 | 0
|  |  |  | 1967-08-14 | 0 | 0
|  |  |  | 1967-08-15 | 0 | 0
|  |  |  | 1967-08-16 | 0.05 | 0.05
|  |  |  | 1967-08-17 | 0 | 0
|  |  |  | 1967-08-18 | 0 | 0
|  |  |  | 1967-08-19 | 0 | 0
|  |  |  | 1967-08-20 | 0 | 0
|  |  |  | 1967-08-21 | 0.05 | 0.05
|  |  |  | 1967-08-22 | 0 | 0
|  |  |  | 1967-08-23 | 0 | 0
|  |  |  | 1967-08-24 | 0 | 0
|  |  |  | 1967-08-25 | 0 | 0
|  |  |  | 1967-08-26 | 0 | 0
|  |  |  | 1967-08-27 | 0 | 0
|  |  |  | 1967-08-28 | 0.01 | 0.01
|  |  |  | 1967-08-29 | 0 | 0
|  |  |  | 1967-08-30 | 0 | 0
|  |  |  | 1967-08-31 | 0.02 | 0.02
|  |  |  | 1967-09-01 | 0.12 | 0.12
|  |  |  | 1967-09-02 | 0.27 | 0.27
|  |  |  | 1967-09-03 | 0.16 | 0.16
|  |  |  | 1967-09-04 | 0 | 0
|  |  |  | 1967-09-05 | 0 | 0
|  |  |  | 1967-09-06 | 0 | 0
|  |  |  | 1967-09-07 | 0 | 0
|  |  |  | 1967-09-08 | 0 | 0
|  |  |  | 1967-09-09 | 0 | 0
|  |  |  | 1967-09-10 | 0 | 0
|  |  |  | 1967-09-11 | 0 | 0
|  |  |  | 1967-09-12 | 0 | 0
|  |  |  | 1967-09-13 | 0.03 | 0.03
|  |  |  | 1967-09-14 | 0.28 | 0.28
|  |  |  | 1967-09-15 | 0.2 | 0.2
|  |  |  | 1967-09-16 | 0.03 | 0.03
|  |  |  | 1967-09-17 | 0 | 0
|  |  |  | 1967-09-18 | 0 | 0
|  |  |  | 1967-09-19 | 0.1 | 0.1
|  |  |  | 1967-09-20 | 0 | 0
|  |  |  | 1967-09-21 | 0.03 | 0.03
|  |  |  | 1967-09-22 | 0.14 | 0.14
|  |  |  | 1967-09-23 | 0 | 0
|  |  |  | 1967-09-24 | 0 | 0
|  |  |  | 1967-09-25 | 0 | 0
|  |  |  | 1967-09-26 | 1.65 | 1.65
|  |  |  | 1967-09-27 | 0.03 | 0.03
|  |  |  | 1967-09-28 | 0 | 0
|  |  |  | 1967-09-29 | 0 | 0
|  |  |  | 1967-09-30 | 0 | 0
|  |  |  | 1967-10-01 | 0 | 0
|  |  |  | 1967-10-02 | 0 | 0
|  |  |  | 1967-10-03 | 0 | 0
|  |  |  | 1967-10-04 | 0 | 0
|  |  |  | 1967-10-05 | 0 | 0
|  |  |  | 1967-10-06 | 0.06 | 0.06
|  |  |  | 1967-10-07 | 0 | 0
|  |  |  | 1967-10-08 | 0 | 0
|  |  |  | 1967-10-09 | 0 | 0
|  |  |  | 1967-10-10 | 0 | 0
|  |  |  | 1967-10-11 | 0.03 | 0.03
|  |  |  | 1967-10-12 | 0 | 0
|  |  |  | 1967-10-13 | 0 | 0
|  |  |  | 1967-10-14 | 0.03 | 0.03
|  |  |  | 1967-10-15 | 0.36 | 0.36
|  |  |  | 1967-10-16 | 0 | 0
|  |  |  | 1967-10-17 | 0 | 0
|  |  |  | 1967-10-18 | 0 | 0
|  |  |  | 1967-10-19 | 0 | 0
|  |  |  | 1967-10-20 | 0 | 0
|  |  |  | 1967-10-21 | 0 | 0
|  |  |  | 1967-10-22 | 0 | 0
|  |  |  | 1967-10-23 | 0 | 0
|  |  |  | 1967-10-24 | 0 | 0
|  |  |  | 1967-10-25 | 0 | 0
|  |  |  | 1967-10-26 | 0 | 0
|  |  |  | 1967-10-27 | 0 | 0
|  |  |  | 1967-10-28 | 0 | 0
|  |  |  | 1967-10-29 | 0 | 0
|  |  |  | 1967-10-30 | 0.09 | 0.09
|  |  |  | 1967-10-31 | 0 | 0
|  |  |  | 1967-11-01 | 0 | 0
|  |  |  | 1967-11-02 | 0 | 0
|  |  |  | 1967-11-03 | 0 | 0
|  |  |  | 1967-11-04 | 0 | 0
|  |  |  | 1967-11-05 | 0 | 0
|  |  |  | 1967-11-06 | 0 | 0
|  |  |  | 1967-11-07 | 0 | 0
|  |  |  | 1967-11-08 | 0 | 0
|  |  |  | 1967-11-09 | 0 | 0
|  |  |  | 1967-11-10 | 0 | 0
|  |  |  | 1967-11-11 | 0 | 0
|  |  |  | 1967-11-12 | 0 | 0
|  |  |  | 1967-11-13 | 0 | 0
|  |  |  | 1967-11-14 | 0 | 0
|  |  |  | 1967-11-15 | 0 | 0
|  |  |  | 1967-11-16 | 0 | 0
|  |  |  | 1967-11-17 | 0 | 0
|  |  |  | 1967-11-18 | 0 | 0
|  |  |  | 1967-11-19 | 0 | 0
|  |  |  | 1967-11-20 | 0 | 0
|  |  |  | 1967-11-21 | 0 | 0
|  |  |  | 1967-11-22 | 0 | 0
|  |  |  | 1967-11-23 | 0 | 0
|  |  |  | 1967-11-24 | 0 | 0
|  |  |  | 1967-11-25 | 0 | 0
|  |  |  | 1967-11-26 | 0.07 | 0.07
|  |  |  | 1967-11-27 | 0.26 | 0.26
|  |  |  | 1967-11-28 | 0.02 | 0.02
|  |  |  | 1967-11-29 | 0 | 0
|  |  |  | 1967-11-30 | 0 | 0
|  |  |  | 1967-12-01 | 0 | 0
|  |  |  | 1967-12-02 | 0 | 0
|  |  |  | 1967-12-03 | 0 | 0
|  |  |  | 1967-12-04 | 0 | 0
|  |  |  | 1967-12-05 | 0 | 0
|  |  |  | 1967-12-06 | 0 | 0
|  |  |  | 1967-12-07 | 0 | 0
|  |  |  | 1967-12-08 | 0 | 0
|  |  |  | 1967-12-09 | 0 | 0
|  |  |  | 1967-12-10 | 0 | 0
|  |  |  | 1967-12-11 | 0 | 0
|  |  |  | 1967-12-12 | 0 | 0
|  |  |  | 1967-12-13 | 0 | 0
|  |  |  | 1967-12-14 | 0.23 | 0.23
|  |  |  | 1967-12-15 | 0 | 0
|  |  |  | 1967-12-16 | 0.19 | 0.19
|  |  |  | 1967-12-17 | 0 | 0
|  |  |  | 1967-12-18 | 0 | 0
|  |  |  | 1967-12-19 | 0 | 0
|  |  |  | 1967-12-20 | 0 | 0
|  |  |  | 1967-12-21 | 0 | 0
|  |  |  | 1967-12-22 | 0 | 0
|  |  |  | 1967-12-23 | 0 | 0
|  |  |  | 1967-12-24 | 0 | 0
|  |  |  | 1967-12-25 | 0 | 0
|  |  |  | 1967-12-26 | 0 | 0
|  |  |  | 1967-12-27 | 0 | 0
|  |  |  | 1967-12-28 | 0 | 0
|  |  |  | 1967-12-29 | 0 | 0
|  |  |  | 1967-12-30 | 0 | 0
|  |  |  | 1967-12-31 | 0 | 0
|  |  |  | 1968-01-01 | 0.09 | 0.09
|  |  |  | 1968-01-02 | 0 | 0
|  |  |  | 1968-01-03 | 0 | 0
|  |  |  | 1968-01-04 | 0 | 0
|  |  |  | 1968-01-05 | 0 | 0
|  |  |  | 1968-01-06 | 0 | 0
|  |  |  | 1968-01-07 | 0.16 | 0.16
|  |  |  | 1968-01-08 | 0 | 0
|  |  |  | 1968-01-09 | 0 | 0
|  |  |  | 1968-01-10 | 0 | 0
|  |  |  | 1968-01-11 | 0 | 0
|  |  |  | 1968-01-12 | 0 | 0
|  |  |  | 1968-01-13 | 0 | 0
|  |  |  | 1968-01-14 | 0 | 0
|  |  |  | 1968-01-15 | 0 | 0
|  |  |  | 1968-01-16 | 0 | 0
|  |  |  | 1968-01-17 | 0 | 0
|  |  |  | 1968-01-18 | 0 | 0
|  |  |  | 1968-01-19 | 0.02 | 0.02
|  |  |  | 1968-01-20 | 0 | 0
|  |  |  | 1968-01-21 | 0 | 0
|  |  |  | 1968-01-22 | 0 | 0
|  |  |  | 1968-01-23 | 0 | 0
|  |  |  | 1968-01-24 | 0 | 0
|  |  |  | 1968-01-25 | 0 | 0
|  |  |  | 1968-01-26 | 0 | 0
|  |  |  | 1968-01-27 | 0 | 0
|  |  |  | 1968-01-28 | 0 | 0
|  |  |  | 1968-01-29 | 0.05 | 0.05
|  |  |  | 1968-01-30 | 0 | 0
|  |  |  | 1968-01-31 | 0 | 0
|  |  |  | 1968-02-01 | 0 | 0
|  |  |  | 1968-02-02 | 0 | 0
|  |  |  | 1968-02-03 | 0 | 0
|  |  |  | 1968-02-04 | 0 | 0
|  |  |  | 1968-02-05 | 0 | 0
|  |  |  | 1968-02-06 | 0 | 0
|  |  |  | 1968-02-07 | 0 | 0
|  |  |  | 1968-02-08 | 0 | 0
|  |  |  | 1968-02-09 | 0 | 0
|  |  |  | 1968-02-10 | 0.02 | 0.02
|  |  |  | 1968-02-11 | 0 | 0
|  |  |  | 1968-02-12 | 0 | 0
|  |  |  | 1968-02-13 | 0.16 | 0.16
|  |  |  | 1968-02-14 | 0.11 | 0.11
|  |  |  | 1968-02-15 | 0 | 0
|  |  |  | 1968-02-16 | 0 | 0
|  |  |  | 1968-02-17 | 0.13 | 0.13
|  |  |  | 1968-02-18 | 0.09 | 0.09
|  |  |  | 1968-02-19 | 0.02 | 0.02
|  |  |  | 1968-02-20 | 0 | 0
|  |  |  | 1968-02-21 | 0 | 0
|  |  |  | 1968-02-22 | 0 | 0
|  |  |  | 1968-02-23 | 0 | 0
|  |  |  | 1968-02-24 | 0 | 0
|  |  |  | 1968-02-25 | 0 | 0
|  |  |  | 1968-02-26 | 0 | 0
|  |  |  | 1968-02-27 | 0 | 0
|  |  |  | 1968-02-28 | 0.04 | 0.04
|  |  |  | 1968-02-29 | 0 | 0
|  |  |  | 1968-03-01 | 0.02 | 0.02
|  |  |  | 1968-03-02 | 0 | 0
|  |  |  | 1968-03-03 | 0.08 | 0.08
|  |  |  | 1968-03-04 | 0 | 0
|  |  |  | 1968-03-05 | 0 | 0
|  |  |  | 1968-03-06 | 0 | 0
|  |  |  | 1968-03-07 | 0 | 0
|  |  |  | 1968-03-08 | 0.02 | 0.02
|  |  |  | 1968-03-09 | 0.49 | 0.49
|  |  |  | 1968-03-10 | 0 | 0
|  |  |  | 1968-03-11 | 0 | 0
|  |  |  | 1968-03-12 | 0.03 | 0.03
|  |  |  | 1968-03-13 | 0 | 0
|  |  |  | 1968-03-14 | 0 | 0
|  |  |  | 1968-03-15 | 0 | 0
|  |  |  | 1968-03-16 | 0 | 0
|  |  |  | 1968-03-17 | 0 | 0
|  |  |  | 1968-03-18 | 0 | 0
|  |  |  | 1968-03-19 | 0 | 0
|  |  |  | 1968-03-20 | 0.3 | 0.3
|  |  |  | 1968-03-21 | 0 | 0
|  |  |  | 1968-03-22 | 0 | 0
|  |  |  | 1968-03-23 | 0 | 0
|  |  |  | 1968-03-24 | 0 | 0
|  |  |  | 1968-03-25 | 0 | 0
|  |  |  | 1968-03-26 | 0 | 0
|  |  |  | 1968-03-27 | 0 | 0
|  |  |  | 1968-03-28 | 0 | 0
|  |  |  | 1968-03-29 | 0.05 | 0.05
|  |  |  | 1968-03-30 | 0 | 0
|  |  |  | 1968-03-31 | 0 | 0
|  |  |  | 1968-04-01 | 0 | 0
|  |  |  | 1968-04-02 | 0 | 0
|  |  |  | 1968-04-03 | 0 | 0
|  |  |  | 1968-04-04 | 0 | 0
|  |  |  | 1968-04-05 | 0 | 0
|  |  |  | 1968-04-06 | 0 | 0
|  |  |  | 1968-04-07 | 0 | 0
|  |  |  | 1968-04-08 | 0 | 0
|  |  |  | 1968-04-09 | 0 | 0
|  |  |  | 1968-04-10 | 0.06 | 0.06
|  |  |  | 1968-04-11 | 0.26 | 0.26
|  |  |  | 1968-04-12 | 0.15 | 0.15
|  |  |  | 1968-04-13 | 0 | 0
|  |  |  | 1968-04-14 | 0 | 0
|  |  |  | 1968-04-15 | 0 | 0
|  |  |  | 1968-04-16 | 0 | 0
|  |  |  | 1968-04-17 | 0 | 0
|  |  |  | 1968-04-18 | 0 | 0
|  |  |  | 1968-04-19 | 0.47 | 0.47
|  |  |  | 1968-04-20 | 0 | 0
|  |  |  | 1968-04-21 | 0 | 0
|  |  |  | 1968-04-22 | 0 | 0
|  |  |  | 1968-04-23 | 0 | 0
|  |  |  | 1968-04-24 | 0 | 0
|  |  |  | 1968-04-25 | 0 | 0
|  |  |  | 1968-04-26 | 0 | 0
|  |  |  | 1968-04-27 | 0 | 0
|  |  |  | 1968-04-28 | 0 | 0
|  |  |  | 1968-04-29 | 0 | 0
|  |  |  | 1968-04-30 | 0 | 0
|  |  |  | 1968-05-01 | 0 | 0
|  |  |  | 1968-05-02 | 0 | 0
|  |  |  | 1968-05-03 | 0 | 0
|  |  |  | 1968-05-04 | 0.28 | 0.28
|  |  |  | 1968-05-05 | 0 | 0
|  |  |  | 1968-05-06 | 0 | 0
|  |  |  | 1968-05-07 | 0 | 0
|  |  |  | 1968-05-08 | 0 | 0
|  |  |  | 1968-05-09 | 0 | 0
|  |  |  | 1968-05-10 | 0 | 0
|  |  |  | 1968-05-11 | 0 | 0
|  |  |  | 1968-05-12 | 0 | 0
|  |  |  | 1968-05-13 | 0 | 0
|  |  |  | 1968-05-14 | 0 | 0
|  |  |  | 1968-05-15 | 0 | 0
|  |  |  | 1968-05-16 | 0 | 0
|  |  |  | 1968-05-17 | 0 | 0
|  |  |  | 1968-05-18 | 0 | 0
|  |  |  | 1968-05-19 | 0 | 0
|  |  |  | 1968-05-20 | 0 | 0
|  |  |  | 1968-05-21 | 0 | 0
|  |  |  | 1968-05-22 | 0 | 0
|  |  |  | 1968-05-23 | 0 | 0
|  |  |  | 1968-05-24 | 0 | 0
|  |  |  | 1968-05-25 | 0 | 0
|  |  |  | 1968-05-26 | 0 | 0
|  |  |  | 1968-05-27 | 0 | 0
|  |  |  | 1968-05-28 | 0.07 | 0.07
|  |  |  | 1968-05-29 | 0 | 0
|  |  |  | 1968-05-30 | 0 | 0
|  |  |  | 1968-05-31 | 0 | 0
|  |  |  | 1968-06-01 | 0 | 0
|  |  |  | 1968-06-02 | 0 | 0
|  |  |  | 1968-06-03 | 0 | 0
|  |  |  | 1968-06-04 | 0 | 0
|  |  |  | 1968-06-05 | 0 | 0
|  |  |  | 1968-06-06 | 0.03 | 0.03
|  |  |  | 1968-06-07 | 0.17 | 0.17
|  |  |  | 1968-06-08 | 0 | 0
|  |  |  | 1968-06-09 | 0 | 0
|  |  |  | 1968-06-10 | 0 | 0
|  |  |  | 1968-06-11 | 0 | 0
|  |  |  | 1968-06-12 | 0 | 0
|  |  |  | 1968-06-13 | 0 | 0
|  |  |  | 1968-06-14 | 0 | 0
|  |  |  | 1968-06-15 | 0 | 0
|  |  |  | 1968-06-16 | 0 | 0
|  |  |  | 1968-06-17 | 0 | 0
|  |  |  | 1968-06-18 | 0 | 0
|  |  |  | 1968-06-19 | 0 | 0
|  |  |  | 1968-06-20 | 0 | 0
|  |  |  | 1968-06-21 | 0 | 0
|  |  |  | 1968-06-22 | 0 | 0
|  |  |  | 1968-06-23 | 0 | 0
|  |  |  | 1968-06-24 | 0 | 0
|  |  |  | 1968-06-25 | 0 | 0
|  |  |  | 1968-06-26 | 0 | 0
|  |  |  | 1968-06-27 | 0 | 0
|  |  |  | 1968-06-28 | 0 | 0
|  |  |  | 1968-06-29 | 0 | 0
|  |  |  | 1968-06-30 | 0 | 0
|  |  |  | 1968-07-01 | 0 | 0
|  |  |  | 1968-07-02 | 0.12 | 0.12
|  |  |  | 1968-07-03 | 0.44 | 0.44
|  |  |  | 1968-07-04 | 0.35 | 0.35
|  |  |  | 1968-07-05 | 0.42 | 0.42
|  |  |  | 1968-07-06 | 1.4 | 1.4
|  |  |  | 1968-07-07 | 1.47 | 1.47
|  |  |  | 1968-07-08 | 0 | 0
|  |  |  | 1968-07-09 | 0 | 0
|  |  |  | 1968-07-10 | 0 | 0
|  |  |  | 1968-07-11 | 0 | 0
|  |  |  | 1968-07-12 | 0 | 0
|  |  |  | 1968-07-13 | 0 | 0
|  |  |  | 1968-07-14 | 0.49 | 0.49
|  |  |  | 1968-07-15 | 0.12 | 0.12
|  |  |  | 1968-07-16 | 0 | 0
|  |  |  | 1968-07-17 | 0.18 | 0.18
|  |  |  | 1968-07-18 | 0 | 0
|  |  |  | 1968-07-19 | 0.3 | 0.3
|  |  |  | 1968-07-20 | 0.03 | 0.03
|  |  |  | 1968-07-21 | 0 | 0
|  |  |  | 1968-07-22 | 0 | 0
|  |  |  | 1968-07-23 | 0.26 | 0.26
|  |  |  | 1968-07-24 | 0 | 0
|  |  |  | 1968-07-25 | 0 | 0
|  |  |  | 1968-07-26 | 0.15 | 0.15
|  |  |  | 1968-07-27 | 0 | 0
|  |  |  | 1968-07-28 | 0.14 | 0.14
|  |  |  | 1968-07-29 | 0.02 | 0.02
|  |  |  | 1968-07-30 | 0 | 0
|  |  |  | 1968-07-31 | 0 | 0
|  |  |  | 1968-08-01 | 0.03 | 0.03
|  |  |  | 1968-08-02 | 0 | 0
|  |  |  | 1968-08-03 | 0 | 0
|  |  |  | 1968-08-04 | 0 | 0
|  |  |  | 1968-08-05 | 0 | 0
|  |  |  | 1968-08-06 | 0 | 0
|  |  |  | 1968-08-07 | 0 | 0
|  |  |  | 1968-08-08 | 0.03 | 0.03
|  |  |  | 1968-08-09 | 0.95 | 0.95
|  |  |  | 1968-08-10 | 0.03 | 0.03
|  |  |  | 1968-08-11 | 0.03 | 0.03
|  |  |  | 1968-08-12 | 0 | 0
|  |  |  | 1968-08-13 | 0.95 | 0.95
|  |  |  | 1968-08-14 | 0 | 0
|  |  |  | 1968-08-15 | 0.2 | 0.2
|  |  |  | 1968-08-16 | 0.25 | 0.25
|  |  |  | 1968-08-17 | 0.95 | 0.95
|  |  |  | 1968-08-18 | 0.22 | 0.22
|  |  |  | 1968-08-19 | 0 | 0
|  |  |  | 1968-08-20 | 0.88 | 0.88
|  |  |  | 1968-08-21 | 0 | 0
|  |  |  | 1968-08-22 | 0 | 0
|  |  |  | 1968-08-23 | 0 | 0
|  |  |  | 1968-08-24 | 0.73 | 0.73
|  |  |  | 1968-08-25 | 0 | 0
|  |  |  | 1968-08-26 | 0 | 0
|  |  |  | 1968-08-27 | 0 | 0
|  |  |  | 1968-08-28 | 0 | 0
|  |  |  | 1968-08-29 | 0 | 0
|  |  |  | 1968-08-30 | 0.66 | 0.66
|  |  |  | 1968-08-31 | 0.03 | 0.03
|  |  |  | 1968-09-01 | 0.3 | 0.3
|  |  |  | 1968-09-02 | 0 | 0
|  |  |  | 1968-09-03 | 0 | 0
|  |  |  | 1968-09-04 | 0 | 0
|  |  |  | 1968-09-05 | 0 | 0
|  |  |  | 1968-09-06 | 0 | 0
|  |  |  | 1968-09-07 | 0.4 | 0.4
|  |  |  | 1968-09-08 | 0 | 0
|  |  |  | 1968-09-09 | 0 | 0
|  |  |  | 1968-09-10 | 0 | 0
|  |  |  | 1968-09-11 | 0 | 0
|  |  |  | 1968-09-12 | 0 | 0
|  |  |  | 1968-09-13 | 0.06 | 0.06
|  |  |  | 1968-09-14 | 0 | 0
|  |  |  | 1968-09-15 | 0 | 0
|  |  |  | 1968-09-16 | 0 | 0
|  |  |  | 1968-09-17 | 0 | 0
|  |  |  | 1968-09-18 | 0 | 0
|  |  |  | 1968-09-19 | 0 | 0
|  |  |  | 1968-09-20 | 0 | 0
|  |  |  | 1968-09-21 | 0.97 | 0.97
|  |  |  | 1968-09-22 | 0 | 0
|  |  |  | 1968-09-23 | 0.87 | 0.87
|  |  |  | 1968-09-24 | 0 | 0
|  |  |  | 1968-09-25 | 0 | 0
|  |  |  | 1968-09-26 | 0 | 0
|  |  |  | 1968-09-27 | 0 | 0
|  |  |  | 1968-09-28 | 0 | 0
|  |  |  | 1968-09-29 | 0 | 0
|  |  |  | 1968-09-30 | 0 | 0
|  |  |  | 1968-10-01 | 0 | 0
|  |  |  | 1968-10-02 | 0 | 0
|  |  |  | 1968-10-03 | 0.08 | 0.08
|  |  |  | 1968-10-04 | 0 | 0
|  |  |  | 1968-10-05 | 0.48 | 0.48
|  |  |  | 1968-10-06 | 0 | 0
|  |  |  | 1968-10-07 | 0 | 0
|  |  |  | 1968-10-08 | 0 | 0
|  |  |  | 1968-10-09 | 0 | 0
|  |  |  | 1968-10-10 | 0 | 0
|  |  |  | 1968-10-11 | 0 | 0
|  |  |  | 1968-10-12 | 0 | 0
|  |  |  | 1968-10-13 | 0 | 0
|  |  |  | 1968-10-14 | 0 | 0
|  |  |  | 1968-10-15 | 0 | 0
|  |  |  | 1968-10-16 | 0.05 | 0.05
|  |  |  | 1968-10-17 | 0 | 0
|  |  |  | 1968-10-18 | 0 | 0
|  |  |  | 1968-10-19 | 0 | 0
|  |  |  | 1968-10-20 | 0 | 0
|  |  |  | 1968-10-21 | 0 | 0
|  |  |  | 1968-10-22 | 0 | 0
|  |  |  | 1968-10-23 | 0 | 0
|  |  |  | 1968-10-24 | 0 | 0
|  |  |  | 1968-10-25 | 0 | 0
|  |  |  | 1968-10-26 | 0 | 0
|  |  |  | 1968-10-27 | 0 | 0
|  |  |  | 1968-10-28 | 0 | 0
|  |  |  | 1968-10-29 | 0 | 0
|  |  |  | 1968-10-30 | 0 | 0
|  |  |  | 1968-10-31 | 0 | 0
|  |  |  | 1968-11-01 | 0 | 0
|  |  |  | 1968-11-02 | 0 | 0
|  |  |  | 1968-11-03 | 0 | 0
|  |  |  | 1968-11-04 | 0 | 0
|  |  |  | 1968-11-05 | 0 | 0
|  |  |  | 1968-11-06 | 0 | 0
|  |  |  | 1968-11-07 | 0 | 0
|  |  |  | 1968-11-08 | 0.18 | 0.18
|  |  |  | 1968-11-09 | 0 | 0
|  |  |  | 1968-11-10 | 0 | 0
|  |  |  | 1968-11-11 | 0 | 0
|  |  |  | 1968-11-12 | 0 | 0
|  |  |  | 1968-11-13 | 0.04 | 0.04
|  |  |  | 1968-11-14 | 0.02 | 0.02
|  |  |  | 1968-11-15 | 0 | 0
|  |  |  | 1968-11-16 | 0 | 0
|  |  |  | 1968-11-17 | 0 | 0
|  |  |  | 1968-11-18 | 0 | 0
|  |  |  | 1968-11-19 | 0 | 0
|  |  |  | 1968-11-20 | 0 | 0
|  |  |  | 1968-11-21 | 0 | 0
|  |  |  | 1968-11-22 | 0 | 0
|  |  |  | 1968-11-23 | 0 | 0
|  |  |  | 1968-11-24 | 0 | 0
|  |  |  | 1968-11-25 | 0 | 0
|  |  |  | 1968-11-26 | 1.4 | 1.4
|  |  |  | 1968-11-27 | 0.09 | 0.09
|  |  |  | 1968-11-28 | 0 | 0
|  |  |  | 1968-11-29 | 0 | 0
|  |  |  | 1968-11-30 | 0.14 | 0.14
|  |  |  | 1968-12-01 | 0 | 0
|  |  |  | 1968-12-02 | 0 | 0
|  |  |  | 1968-12-03 | 0 | 0
|  |  |  | 1968-12-04 | 0 | 0
|  |  |  | 1968-12-05 | 0 | 0
|  |  |  | 1968-12-06 | 0 | 0
|  |  |  | 1968-12-07 | 0 | 0
|  |  |  | 1968-12-08 | 0 | 0
|  |  |  | 1968-12-09 | 0 | 0
|  |  |  | 1968-12-10 | 0 | 0
|  |  |  | 1968-12-11 | 0 | 0
|  |  |  | 1968-12-12 | 0 | 0
|  |  |  | 1968-12-13 | 0 | 0
|  |  |  | 1968-12-14 | 0 | 0
|  |  |  | 1968-12-15 | 0 | 0
|  |  |  | 1968-12-16 | 0 | 0
|  |  |  | 1968-12-17 | 0 | 0
|  |  |  | 1968-12-18 | 0 | 0
|  |  |  | 1968-12-19 | 0 | 0
|  |  |  | 1968-12-20 | 0 | 0
|  |  |  | 1968-12-21 | 0 | 0
|  |  |  | 1968-12-22 | 0 | 0
|  |  |  | 1968-12-23 | 0 | 0
|  |  |  | 1968-12-24 | 0 | 0
|  |  |  | 1968-12-25 | 0 | 0
|  |  |  | 1968-12-26 | 0 | 0
|  |  |  | 1968-12-27 | 0 | 0
|  |  |  | 1968-12-28 | 0 | 0
|  |  |  | 1968-12-29 | 0 | 0
|  |  |  | 1968-12-30 | 0 | 0
|  |  |  | 1968-12-31 | 0 | 0
|  |  |  | 1969-01-01 | 0 | 0
|  |  |  | 1969-01-02 | 0 | 0
|  |  |  | 1969-01-03 | 0 | 0
|  |  |  | 1969-01-04 | 0 | 0
|  |  |  | 1969-01-05 | 0 | 0
|  |  |  | 1969-01-06 | 0 | 0
|  |  |  | 1969-01-07 | 0 | 0
|  |  |  | 1969-01-08 | 0 | 0
|  |  |  | 1969-01-09 | 0 | 0
|  |  |  | 1969-01-10 | 0 | 0
|  |  |  | 1969-01-11 | 0 | 0
|  |  |  | 1969-01-12 | 0 | 0
|  |  |  | 1969-01-13 | 0 | 0
|  |  |  | 1969-01-14 | 0 | 0
|  |  |  | 1969-01-15 | 0 | 0
|  |  |  | 1969-01-16 | 0 | 0
|  |  |  | 1969-01-17 | 0 | 0
|  |  |  | 1969-01-18 | 0 | 0
|  |  |  | 1969-01-19 | 0 | 0
|  |  |  | 1969-01-20 | 0 | 0
|  |  |  | 1969-01-21 | 0 | 0
|  |  |  | 1969-01-22 | 0 | 0
|  |  |  | 1969-01-23 | 0 | 0
|  |  |  | 1969-01-24 | 0 | 0
|  |  |  | 1969-01-25 | 0 | 0
|  |  |  | 1969-01-26 | 0 | 0
|  |  |  | 1969-01-27 | 0 | 0
|  |  |  | 1969-01-28 | 0 | 0
|  |  |  | 1969-01-29 | 0 | 0
|  |  |  | 1969-01-30 | 0 | 0
|  |  |  | 1969-01-31 | 0 | 0
|  |  |  | 1969-02-01 | 0 | 0
|  |  |  | 1969-02-02 | 0 | 0
|  |  |  | 1969-02-03 | 0 | 0
|  |  |  | 1969-02-04 | 0 | 0
|  |  |  | 1969-02-05 | 0 | 0
|  |  |  | 1969-02-06 | 0 | 0
|  |  |  | 1969-02-07 | 0 | 0
|  |  |  | 1969-02-08 | 0 | 0
|  |  |  | 1969-02-09 | 0 | 0
|  |  |  | 1969-02-10 | 0 | 0
|  |  |  | 1969-02-11 | 0 | 0
|  |  |  | 1969-02-12 | 0 | 0
|  |  |  | 1969-02-13 | 0 | 0
|  |  |  | 1969-02-14 | 0 | 0
|  |  |  | 1969-02-15 | 0 | 0
|  |  |  | 1969-02-16 | 0 | 0
|  |  |  | 1969-02-17 | 0 | 0
|  |  |  | 1969-02-18 | 0 | 0
|  |  |  | 1969-02-19 | 0 | 0
|  |  |  | 1969-02-20 | 0 | 0
|  |  |  | 1969-02-21 | 0 | 0
|  |  |  | 1969-02-22 | 0 | 0
|  |  |  | 1969-02-23 | 0 | 0
|  |  |  | 1969-02-24 | 0 | 0
|  |  |  | 1969-02-25 | 0 | 0
|  |  |  | 1969-02-26 | 0 | 0
|  |  |  | 1969-02-27 | 0 | 0
|  |  |  | 1969-02-28 | 0 | 0
|  |  |  | 1969-03-01 | 0 | 0
|  |  |  | 1969-03-02 | 0 | 0
|  |  |  | 1969-03-03 | 0 | 0
|  |  |  | 1969-03-04 | 0 | 0
|  |  |  | 1969-03-05 | 0 | 0
|  |  |  | 1969-03-06 | 0 | 0
|  |  |  | 1969-03-07 | 0 | 0
|  |  |  | 1969-03-08 | 0 | 0
|  |  |  | 1969-03-09 | 0 | 0
|  |  |  | 1969-03-10 | 0 | 0
|  |  |  | 1969-03-11 | 0 | 0
|  |  |  | 1969-03-12 | 0 | 0
|  |  |  | 1969-03-13 | 0 | 0
|  |  |  | 1969-03-14 | 0 | 0
|  |  |  | 1969-03-15 | 0 | 0
|  |  |  | 1969-03-16 | 0 | 0
|  |  |  | 1969-03-17 | 0 | 0
|  |  |  | 1969-03-18 | 0 | 0
|  |  |  | 1969-03-19 | 0 | 0
|  |  |  | 1969-03-20 | 0 | 0
|  |  |  | 1969-03-21 | 0 | 0
|  |  |  | 1969-03-22 | 0 | 0
|  |  |  | 1969-03-23 | 0.08 | 0.08
|  |  |  | 1969-03-24 | 0 | 0
|  |  |  | 1969-03-25 | 0 | 0
|  |  |  | 1969-03-26 | 0 | 0
|  |  |  | 1969-03-27 | 0 | 0
|  |  |  | 1969-03-28 | 0 | 0
|  |  |  | 1969-03-29 | 0 | 0
|  |  |  | 1969-03-30 | 0 | 0
|  |  |  | 1969-03-31 | 0 | 0
|  |  |  | 1969-04-01 | 0 | 0
|  |  |  | 1969-04-02 | 0 | 0
|  |  |  | 1969-04-03 | 0 | 0
|  |  |  | 1969-04-04 | 0 | 0
|  |  |  | 1969-04-05 | 0 | 0
|  |  |  | 1969-04-06 | 0 | 0
|  |  |  | 1969-04-07 | 0 | 0
|  |  |  | 1969-04-08 | 0 | 0
|  |  |  | 1969-04-09 | 0 | 0
|  |  |  | 1969-04-10 | 0 | 0
|  |  |  | 1969-04-11 | 0 | 0
|  |  |  | 1969-04-12 | 0.22 | 0.22
|  |  |  | 1969-04-13 | 0 | 0
|  |  |  | 1969-04-14 | 0 | 0
|  |  |  | 1969-04-15 | 0 | 0
|  |  |  | 1969-04-16 | 0 | 0
|  |  |  | 1969-04-17 | 0 | 0
|  |  |  | 1969-04-18 | 0 | 0
|  |  |  | 1969-04-19 | 0 | 0
|  |  |  | 1969-04-20 | 0 | 0
|  |  |  | 1969-04-21 | 0 | 0
|  |  |  | 1969-04-22 | 0 | 0
|  |  |  | 1969-04-23 | 0 | 0
|  |  |  | 1969-04-24 | 0 | 0
|  |  |  | 1969-04-25 | 0 | 0
|  |  |  | 1969-04-26 | 0 | 0
|  |  |  | 1969-04-27 | 0 | 0
|  |  |  | 1969-04-28 | 0 | 0
|  |  |  | 1969-04-29 | 0 | 0
|  |  |  | 1969-04-30 | 0.09 | 0.09
|  |  |  | 1969-05-01 | 0 | 0
|  |  |  | 1969-05-02 | 0.16 | 0.16
|  |  |  | 1969-05-03 | 0 | 0
|  |  |  | 1969-05-04 | 0 | 0
|  |  |  | 1969-05-05 | 0 | 0
|  |  |  | 1969-05-06 | 0.07 | 0.07
|  |  |  | 1969-05-07 | 0 | 0
|  |  |  | 1969-05-08 | 0 | 0
|  |  |  | 1969-05-09 | 0 | 0
|  |  |  | 1969-05-10 | 0 | 0
|  |  |  | 1969-05-11 | 0.13 | 0.13
|  |  |  | 1969-05-12 | 0 | 0
|  |  |  | 1969-05-13 | 0 | 0
|  |  |  | 1969-05-14 | 0.3 | 0.3
|  |  |  | 1969-05-15 | 0 | 0
|  |  |  | 1969-05-16 | 0 | 0
|  |  |  | 1969-05-17 | 0 | 0
|  |  |  | 1969-05-18 | 0 | 0
|  |  |  | 1969-05-19 | 0 | 0
|  |  |  | 1969-05-20 | 0 | 0
|  |  |  | 1969-05-21 | 0 | 0
|  |  |  | 1969-05-22 | 0 | 0
|  |  |  | 1969-05-23 | 0 | 0
|  |  |  | 1969-05-24 | 0.15 | 0.15
|  |  |  | 1969-05-25 | 0 | 0
|  |  |  | 1969-05-26 | 0 | 0
|  |  |  | 1969-05-27 | 0 | 0
|  |  |  | 1969-05-28 | 0 | 0
|  |  |  | 1969-05-29 | 0.11 | 0.11
|  |  |  | 1969-05-30 | 0 | 0
|  |  |  | 1969-05-31 | 0 | 0
|  |  |  | 1969-06-01 | 0 | 0
|  |  |  | 1969-06-02 | 0 | 0
|  |  |  | 1969-06-03 | 0 | 0
|  |  |  | 1969-06-04 | 0.35 | 0.35
|  |  |  | 1969-06-05 | 0 | 0
|  |  |  | 1969-06-06 | 0 | 0
|  |  |  | 1969-06-07 | 0 | 0
|  |  |  | 1969-06-08 | 0.14 | 0.14
|  |  |  | 1969-06-09 | 0 | 0
|  |  |  | 1969-06-10 | 0 | 0
|  |  |  | 1969-06-11 | 0 | 0
|  |  |  | 1969-06-12 | 0 | 0
|  |  |  | 1969-06-13 | 0 | 0
|  |  |  | 1969-06-14 | 0 | 0
|  |  |  | 1969-06-15 | 0.11 | 0.11
|  |  |  | 1969-06-16 | 0.55 | 0.55
|  |  |  | 1969-06-17 | 0 | 0
|  |  |  | 1969-06-18 | 0 | 0
|  |  |  | 1969-06-19 | 0 | 0
|  |  |  | 1969-06-20 | 0 | 0
|  |  |  | 1969-06-21 | 0 | 0
|  |  |  | 1969-06-22 | 0 | 0
|  |  |  | 1969-06-23 | 0 | 0
|  |  |  | 1969-06-24 | 0 | 0
|  |  |  | 1969-06-25 | 0 | 0
|  |  |  | 1969-06-26 | 0 | 0
|  |  |  | 1969-06-27 | 0 | 0
|  |  |  | 1969-06-28 | 0 | 0
|  |  |  | 1969-06-29 | 0 | 0
|  |  |  | 1969-06-30 | 0 | 0
|  |  |  | 1969-07-01 | 0 | 0
|  |  |  | 1969-07-02 | 0 | 0
|  |  |  | 1969-07-03 | 0 | 0
|  |  |  | 1969-07-04 | 0 | 0
|  |  |  | 1969-07-05 | 0 | 0
|  |  |  | 1969-07-06 | 0.55 | 0.55
|  |  |  | 1969-07-07 | 0.56 | 0.56
|  |  |  | 1969-07-08 | 0.12 | 0.12
|  |  |  | 1969-07-09 | 0 | 0
|  |  |  | 1969-07-10 | 0 | 0
|  |  |  | 1969-07-11 | 0 | 0
|  |  |  | 1969-07-12 | 0 | 0
|  |  |  | 1969-07-13 | 0 | 0
|  |  |  | 1969-07-14 | 0 | 0
|  |  |  | 1969-07-15 | 0.4 | 0.4
|  |  |  | 1969-07-16 | 0.19 | 0.19
|  |  |  | 1969-07-17 | 0.4 | 0.4
|  |  |  | 1969-07-18 | 0.06 | 0.06
|  |  |  | 1969-07-19 | 0.02 | 0.02
|  |  |  | 1969-07-20 | 0.09 | 0.09
|  |  |  | 1969-07-21 | 0 | 0
|  |  |  | 1969-07-22 | 0.8 | 0.8
|  |  |  | 1969-07-23 | 0.21 | 0.21
|  |  |  | 1969-07-24 | 0 | 0
|  |  |  | 1969-07-25 | 0 | 0
|  |  |  | 1969-07-26 | 0.06 | 0.06
|  |  |  | 1969-07-27 | 0.65 | 0.65
|  |  |  | 1969-07-28 | 0 | 0
|  |  |  | 1969-07-29 | 0 | 0
|  |  |  | 1969-07-30 | 0 | 0
|  |  |  | 1969-07-31 | 0 | 0
|  |  |  | 1969-08-01 | 0 | 0
|  |  |  | 1969-08-02 | 0 | 0
|  |  |  | 1969-08-03 | 0 | 0
|  |  |  | 1969-08-04 | 0 | 0
|  |  |  | 1969-08-05 | 0 | 0
|  |  |  | 1969-08-06 | 0 | 0
|  |  |  | 1969-08-07 | 0 | 0
|  |  |  | 1969-08-08 | 0 | 0
|  |  |  | 1969-08-09 | 0 | 0
|  |  |  | 1969-08-10 | 0 | 0
|  |  |  | 1969-08-11 | 0 | 0
|  |  |  | 1969-08-12 | 0 | 0
|  |  |  | 1969-08-13 | 0 | 0
|  |  |  | 1969-08-14 | 0 | 0
|  |  |  | 1969-08-15 | 0 | 0
|  |  |  | 1969-08-16 | 0 | 0
|  |  |  | 1969-08-17 | 0 | 0
|  |  |  | 1969-08-18 | 0.05 | 0.05
|  |  |  | 1969-08-19 | 0 | 0
|  |  |  | 1969-08-20 | 0 | 0
|  |  |  | 1969-08-21 | 0 | 0
|  |  |  | 1969-08-22 | 0 | 0
|  |  |  | 1969-08-23 | 0 | 0
|  |  |  | 1969-08-24 | 0 | 0
|  |  |  | 1969-08-25 | 0 | 0
|  |  |  | 1969-08-26 | 0 | 0
|  |  |  | 1969-08-27 | 0.11 | 0.11
|  |  |  | 1969-08-28 | 0.26 | 0.26
|  |  |  | 1969-08-29 | 0 | 0
|  |  |  | 1969-08-30 | 0 | 0
|  |  |  | 1969-08-31 | 0 | 0
|  |  |  | 1969-09-01 | 0 | 0
|  |  |  | 1969-09-02 | 0.1 | 0.1
|  |  |  | 1969-09-03 | 0.6 | 0.6
|  |  |  | 1969-09-04 | 0 | 0
|  |  |  | 1969-09-05 | 0 | 0
|  |  |  | 1969-09-06 | 0 | 0
|  |  |  | 1969-09-07 | 0 | 0
|  |  |  | 1969-09-08 | 0 | 0
|  |  |  | 1969-09-09 | 0.32 | 0.32
|  |  |  | 1969-09-10 | 0 | 0
|  |  |  | 1969-09-11 | 0 | 0
|  |  |  | 1969-09-12 | 0 | 0
|  |  |  | 1969-09-13 | 0 | 0
|  |  |  | 1969-09-14 | 0 | 0
|  |  |  | 1969-09-15 | 0 | 0
|  |  |  | 1969-09-16 | 0 | 0
|  |  |  | 1969-09-17 | 0.18 | 0.18
|  |  |  | 1969-09-18 | 0.18 | 0.18
|  |  |  | 1969-09-19 | 0 | 0
|  |  |  | 1969-09-20 | 0.46 | 0.46
|  |  |  | 1969-09-21 | 0 | 0
|  |  |  | 1969-09-22 | 0.02 | 0.02
|  |  |  | 1969-09-23 | 0 | 0
|  |  |  | 1969-09-24 | 0 | 0
|  |  |  | 1969-09-25 | 0 | 0
|  |  |  | 1969-09-26 | 0 | 0
|  |  |  | 1969-09-27 | 0 | 0
|  |  |  | 1969-09-28 | 0 | 0
|  |  |  | 1969-09-29 | 0 | 0
|  |  |  | 1969-09-30 | 0 | 0
|  |  |  | 1969-10-01 | 0 | 0
|  |  |  | 1969-10-02 | 0 | 0
|  |  |  | 1969-10-03 | 0 | 0
|  |  |  | 1969-10-04 | 0 | 0
|  |  |  | 1969-10-05 | 0 | 0
|  |  |  | 1969-10-06 | 0.19 | 0.19
|  |  |  | 1969-10-07 | 0 | 0
|  |  |  | 1969-10-08 | 0 | 0
|  |  |  | 1969-10-09 | 0 | 0
|  |  |  | 1969-10-10 | 0 | 0
|  |  |  | 1969-10-11 | 0 | 0
|  |  |  | 1969-10-12 | 0 | 0
|  |  |  | 1969-10-13 | 0 | 0
|  |  |  | 1969-10-14 | 0 | 0
|  |  |  | 1969-10-15 | 0 | 0
|  |  |  | 1969-10-16 | 0 | 0
|  |  |  | 1969-10-17 | 0 | 0
|  |  |  | 1969-10-18 | 0 | 0
|  |  |  | 1969-10-19 | 0 | 0
|  |  |  | 1969-10-20 | 0 | 0
|  |  |  | 1969-10-21 | 0 | 0
|  |  |  | 1969-10-22 | 0.06 | 0.06
|  |  |  | 1969-10-23 | 0 | 0
|  |  |  | 1969-10-24 | 0 | 0
|  |  |  | 1969-10-25 | 0 | 0
|  |  |  | 1969-10-26 | 0 | 0
|  |  |  | 1969-10-27 | 0.34 | 0.34
|  |  |  | 1969-10-28 | 0.22 | 0.22
|  |  |  | 1969-10-29 | 0 | 0
|  |  |  | 1969-10-30 | 0 | 0
|  |  |  | 1969-10-31 | 0 | 0
|  |  |  | 1969-11-01 | 0 | 0
|  |  |  | 1969-11-02 | 0 | 0
|  |  |  | 1969-11-03 | 0 | 0
|  |  |  | 1969-11-04 | 0 | 0
|  |  |  | 1969-11-05 | 0 | 0
|  |  |  | 1969-11-06 | 0 | 0
|  |  |  | 1969-11-07 | 0 | 0
|  |  |  | 1969-11-08 | 0 | 0
|  |  |  | 1969-11-09 | 0.09 | 0.09
|  |  |  | 1969-11-10 | 0 | 0
|  |  |  | 1969-11-11 | 0 | 0
|  |  |  | 1969-11-12 | 0 | 0
|  |  |  | 1969-11-13 | 0 | 0
|  |  |  | 1969-11-14 | 0 | 0
|  |  |  | 1969-11-15 | 0 | 0
|  |  |  | 1969-11-16 | 0.02 | 0.02
|  |  |  | 1969-11-17 | 0 | 0
|  |  |  | 1969-11-18 | 0 | 0
|  |  |  | 1969-11-19 | 0 | 0
|  |  |  | 1969-11-20 | 0 | 0
|  |  |  | 1969-11-21 | 0 | 0
|  |  |  | 1969-11-22 | 0 | 0
|  |  |  | 1969-11-23 | 0 | 0
|  |  |  | 1969-11-24 | 0 | 0
|  |  |  | 1969-11-25 | 0 | 0
|  |  |  | 1969-11-26 | 0.28 | 0.28
|  |  |  | 1969-11-27 | 0.15 | 0.15
|  |  |  | 1969-11-28 | 0.55 | 0.55
|  |  |  | 1969-11-29 | 0.05 | 0.05
|  |  |  | 1969-11-30 | 0.02 | 0.02
|  |  |  | 1969-12-01 | 0 | 0
|  |  |  | 1969-12-02 | 0 | 0
|  |  |  | 1969-12-03 | 0.02 | 0.02
|  |  |  | 1969-12-04 | 0.44 | 0.44
|  |  |  | 1969-12-05 | 0 | 0
|  |  |  | 1969-12-06 | 0 | 0
|  |  |  | 1969-12-07 | 0 | 0
|  |  |  | 1969-12-08 | 0 | 0
|  |  |  | 1969-12-09 | 0 | 0
|  |  |  | 1969-12-10 | 0 | 0
|  |  |  | 1969-12-11 | 0 | 0
|  |  |  | 1969-12-12 | 0 | 0
|  |  |  | 1969-12-13 | 0 | 0
|  |  |  | 1969-12-14 | 0 | 0
|  |  |  | 1969-12-15 | 0 | 0
|  |  |  | 1969-12-16 | 0 | 0
|  |  |  | 1969-12-17 | 0 | 0
|  |  |  | 1969-12-18 | 0 | 0
|  |  |  | 1969-12-19 | 0 | 0
|  |  |  | 1969-12-20 | 0 | 0
|  |  |  | 1969-12-21 | 0 | 0
|  |  |  | 1969-12-22 | 0 | 0
|  |  |  | 1969-12-23 | 0 | 0
|  |  |  | 1969-12-24 | 0 | 0
|  |  |  | 1969-12-25 | 0 | 0
|  |  |  | 1969-12-26 | 0 | 0
|  |  |  | 1969-12-27 | 0 | 0
|  |  |  | 1969-12-28 | 0.16 | 0.16
|  |  |  | 1969-12-29 | 0 | 0
|  |  |  | 1969-12-30 | 0 | 0
|  |  |  | 1969-12-31 | 0 | 0
|  |  |  | 1970-01-01 | 0 | 0
|  |  |  | 1970-01-02 | 0 | 0
|  |  |  | 1970-01-03 | 0 | 0
|  |  |  | 1970-01-04 | 0 | 0
|  |  |  | 1970-01-05 | 0 | 0
|  |  |  | 1970-01-06 | 0 | 0
|  |  |  | 1970-01-07 | 0 | 0
|  |  |  | 1970-01-08 | 0 | 0
|  |  |  | 1970-01-09 | 0 | 0
|  |  |  | 1970-01-10 | 0 | 0
|  |  |  | 1970-01-11 | 0 | 0
|  |  |  | 1970-01-12 | 0 | 0
|  |  |  | 1970-01-13 | 0.73 | 0.73
|  |  |  | 1970-01-14 | 0 | 0
|  |  |  | 1970-01-15 | 0.04 | 0.04
|  |  |  | 1970-01-16 | 0.05 | 0.05
|  |  |  | 1970-01-17 | 0 | 0
|  |  |  | 1970-01-18 | 0 | 0
|  |  |  | 1970-01-19 | 0 | 0
|  |  |  | 1970-01-20 | 0 | 0
|  |  |  | 1970-01-21 | 0 | 0
|  |  |  | 1970-01-22 | 0 | 0
|  |  |  | 1970-01-23 | 0 | 0
|  |  |  | 1970-01-24 | 0 | 0
|  |  |  | 1970-01-25 | 0 | 0
|  |  |  | 1970-01-26 | 0 | 0
|  |  |  | 1970-01-27 | 0 | 0
|  |  |  | 1970-01-28 | 0 | 0
|  |  |  | 1970-01-29 | 0 | 0
|  |  |  | 1970-01-30 | 0 | 0
|  |  |  | 1970-01-31 | 0 | 0
|  |  |  | 1970-02-01 | 0 | 0
|  |  |  | 1970-02-02 | 0.05 | 0.05
|  |  |  | 1970-02-03 | 0 | 0
|  |  |  | 1970-02-04 | 0 | 0
|  |  |  | 1970-02-05 | 0 | 0
|  |  |  | 1970-02-06 | 0 | 0
|  |  |  | 1970-02-07 | 0 | 0
|  |  |  | 1970-02-08 | 0 | 0
|  |  |  | 1970-02-09 | 0 | 0
|  |  |  | 1970-02-10 | 0 | 0
|  |  |  | 1970-02-11 | 0 | 0
|  |  |  | 1970-02-12 | 0 | 0
|  |  |  | 1970-02-13 | 0 | 0
|  |  |  | 1970-02-14 | 0 | 0
|  |  |  | 1970-02-15 | 0 | 0
|  |  |  | 1970-02-16 | 0 | 0
|  |  |  | 1970-02-17 | 0 | 0
|  |  |  | 1970-02-18 | 0 | 0
|  |  |  | 1970-02-19 | 0 | 0
|  |  |  | 1970-02-20 | 0.13 | 0.13
|  |  |  | 1970-02-21 | 0.12 | 0.12
|  |  |  | 1970-02-22 | 0.07 | 0.07
|  |  |  | 1970-02-23 | 0 | 0
|  |  |  | 1970-02-24 | 0.54 | 0.54
|  |  |  | 1970-02-25 | 0 | 0
|  |  |  | 1970-02-26 | 0 | 0
|  |  |  | 1970-02-27 | 0.07 | 0.07
|  |  |  | 1970-02-28 | 0 | 0
|  |  |  | 1970-03-01 | 0 | 0
|  |  |  | 1970-03-02 | 0 | 0
|  |  |  | 1970-03-03 | 0 | 0
|  |  |  | 1970-03-04 | 0 | 0
|  |  |  | 1970-03-05 | 0.07 | 0.07
|  |  |  | 1970-03-06 | 0.35 | 0.35
|  |  |  | 1970-03-07 | 0.3 | 0.3
|  |  |  | 1970-03-08 | 0 | 0
|  |  |  | 1970-03-09 | 0 | 0
|  |  |  | 1970-03-10 | 0 | 0
|  |  |  | 1970-03-11 | 0.06 | 0.06
|  |  |  | 1970-03-12 | 0 | 0
|  |  |  | 1970-03-13 | 0 | 0
|  |  |  | 1970-03-14 | 0 | 0
|  |  |  | 1970-03-15 | 0 | 0
|  |  |  | 1970-03-16 | 0 | 0
|  |  |  | 1970-03-17 | 0 | 0
|  |  |  | 1970-03-18 | 0 | 0
|  |  |  | 1970-03-19 | 0 | 0
|  |  |  | 1970-03-20 | 1.19 | 1.19
|  |  |  | 1970-03-21 | 0 | 0
|  |  |  | 1970-03-22 | 0 | 0
|  |  |  | 1970-03-23 | 0 | 0
|  |  |  | 1970-03-24 | 0 | 0
|  |  |  | 1970-03-25 | 0 | 0
|  |  |  | 1970-03-26 | 0 | 0
|  |  |  | 1970-03-27 | 0 | 0
|  |  |  | 1970-03-28 | 0 | 0
|  |  |  | 1970-03-29 | 0 | 0
|  |  |  | 1970-03-30 | 0 | 0
|  |  |  | 1970-03-31 | 0 | 0
|  |  |  | 1970-04-01 | 0 | 0
|  |  |  | 1970-04-02 | 0 | 0
|  |  |  | 1970-04-03 | 0 | 0
|  |  |  | 1970-04-04 | 0 | 0
|  |  |  | 1970-04-05 | 0 | 0
|  |  |  | 1970-04-06 | 0 | 0
|  |  |  | 1970-04-07 | 0 | 0
|  |  |  | 1970-04-08 | 0 | 0
|  |  |  | 1970-04-09 | 0 | 0
|  |  |  | 1970-04-10 | 0 | 0
|  |  |  | 1970-04-11 | 0 | 0
|  |  |  | 1970-04-12 | 0 | 0
|  |  |  | 1970-04-13 | 0 | 0
|  |  |  | 1970-04-14 | 0 | 0
|  |  |  | 1970-04-15 | 0 | 0
|  |  |  | 1970-04-16 | 0 | 0
|  |  |  | 1970-04-17 | 0 | 0
|  |  |  | 1970-04-18 | 0 | 0
|  |  |  | 1970-04-19 | 0 | 0
|  |  |  | 1970-04-20 | 0 | 0
|  |  |  | 1970-04-21 | 0 | 0
|  |  |  | 1970-04-22 | 0 | 0
|  |  |  | 1970-04-23 | 0 | 0
|  |  |  | 1970-04-24 | 0 | 0
|  |  |  | 1970-04-25 | 0 | 0
|  |  |  | 1970-04-26 | 0 | 0
|  |  |  | 1970-04-27 | 0 | 0
|  |  |  | 1970-04-28 | 0 | 0
|  |  |  | 1970-04-29 | 0 | 0
|  |  |  | 1970-04-30 | 0 | 0
|  |  |  | 1970-05-01 | 0 | 0
|  |  |  | 1970-05-02 | 0 | 0
|  |  |  | 1970-05-03 | 0 | 0
|  |  |  | 1970-05-04 | 0 | 0
|  |  |  | 1970-05-05 | 0 | 0
|  |  |  | 1970-05-06 | 0 | 0
|  |  |  | 1970-05-07 | 0 | 0
|  |  |  | 1970-05-08 | 0 | 0
|  |  |  | 1970-05-09 | 0.07 | 0.07
|  |  |  | 1970-05-10 | 0 | 0
|  |  |  | 1970-05-11 | 0 | 0
|  |  |  | 1970-05-12 | 0 | 0
|  |  |  | 1970-05-13 | 0 | 0
|  |  |  | 1970-05-14 | 0 | 0
|  |  |  | 1970-05-15 | 0 | 0
|  |  |  | 1970-05-16 | 0 | 0
|  |  |  | 1970-05-17 | 0 | 0
|  |  |  | 1970-05-18 | 0 | 0
|  |  |  | 1970-05-19 | 0 | 0
|  |  |  | 1970-05-20 | 0 | 0
|  |  |  | 1970-05-21 | 0.2 | 0.2
|  |  |  | 1970-05-22 | 0.4 | 0.4
|  |  |  | 1970-05-23 | 0 | 0
|  |  |  | 1970-05-24 | 0.08 | 0.08
|  |  |  | 1970-05-25 | 0 | 0
|  |  |  | 1970-05-26 | 0 | 0
|  |  |  | 1970-05-27 | 0 | 0
|  |  |  | 1970-05-28 | 0 | 0
|  |  |  | 1970-05-29 | 0 | 0
|  |  |  | 1970-05-30 | 0.13 | 0.13
|  |  |  | 1970-05-31 | 0 | 0
|  |  |  | 1970-06-01 | 0 | 0
|  |  |  | 1970-06-02 | 0 | 0
|  |  |  | 1970-06-03 | 0 | 0
|  |  |  | 1970-06-04 | 0 | 0
|  |  |  | 1970-06-05 | 0.46 | 0.46
|  |  |  | 1970-06-06 | 0.97 | 0.97
|  |  |  | 1970-06-07 | 0 | 0
|  |  |  | 1970-06-08 | 0 | 0
|  |  |  | 1970-06-09 | 0 | 0
|  |  |  | 1970-06-10 | 0 | 0
|  |  |  | 1970-06-11 | 0 | 0
|  |  |  | 1970-06-12 | 0 | 0
|  |  |  | 1970-06-13 | 0 | 0
|  |  |  | 1970-06-14 | 0.54 | 0.54
|  |  |  | 1970-06-15 | 0 | 0
|  |  |  | 1970-06-16 | 0 | 0
|  |  |  | 1970-06-17 | 0 | 0
|  |  |  | 1970-06-18 | 0 | 0
|  |  |  | 1970-06-19 | 0 | 0
|  |  |  | 1970-06-20 | 0 | 0
|  |  |  | 1970-06-21 | 0 | 0
|  |  |  | 1970-06-22 | 0 | 0
|  |  |  | 1970-06-23 | 0.02 | 0.02
|  |  |  | 1970-06-24 | 0 | 0
|  |  |  | 1970-06-25 | 0.04 | 0.04
|  |  |  | 1970-06-26 | 0 | 0
|  |  |  | 1970-06-27 | 0 | 0
|  |  |  | 1970-06-28 | 0.02 | 0.02
|  |  |  | 1970-06-29 | 0 | 0
|  |  |  | 1970-06-30 | 0.21 | 0.21
|  |  |  | 1970-07-01 | 0 | 0
|  |  |  | 1970-07-02 | 0 | 0
|  |  |  | 1970-07-03 | 0 | 0
|  |  |  | 1970-07-04 | 0 | 0
|  |  |  | 1970-07-05 | 0 | 0
|  |  |  | 1970-07-06 | 0 | 0
|  |  |  | 1970-07-07 | 0 | 0
|  |  |  | 1970-07-08 | 0 | 0
|  |  |  | 1970-07-09 | 0 | 0
|  |  |  | 1970-07-10 | 0 | 0
|  |  |  | 1970-07-11 | 0 | 0
|  |  |  | 1970-07-12 | 0 | 0
|  |  |  | 1970-07-13 | 0.04 | 0.04
|  |  |  | 1970-07-14 | 0 | 0
|  |  |  | 1970-07-15 | 0 | 0
|  |  |  | 1970-07-16 | 0 | 0
|  |  |  | 1970-07-17 | 0 | 0
|  |  |  | 1970-07-18 | 0 | 0
|  |  |  | 1970-07-19 | 0 | 0
|  |  |  | 1970-07-20 | 0 | 0
|  |  |  | 1970-07-21 | 0 | 0
|  |  |  | 1970-07-22 | 0 | 0
|  |  |  | 1970-07-23 | 0.1 | 0.1
|  |  |  | 1970-07-24 | 0.17 | 0.17
|  |  |  | 1970-07-25 | 0 | 0
|  |  |  | 1970-07-26 | 0.63 | 0.63
|  |  |  | 1970-07-27 | 0 | 0
|  |  |  | 1970-07-28 | 0.11 | 0.11
|  |  |  | 1970-07-29 | 0 | 0
|  |  |  | 1970-07-30 | 0 | 0
|  |  |  | 1970-07-31 | 0 | 0
|  |  |  | 1970-08-01 | 0 | 0
|  |  |  | 1970-08-02 | 0 | 0
|  |  |  | 1970-08-03 | 0 | 0
|  |  |  | 1970-08-04 | 0.77 | 0.77
|  |  |  | 1970-08-05 | 0.17 | 0.17
|  |  |  | 1970-08-06 | 0 | 0
|  |  |  | 1970-08-07 | 0 | 0
|  |  |  | 1970-08-08 | 0 | 0
|  |  |  | 1970-08-09 | 0 | 0
|  |  |  | 1970-08-10 | 0 | 0
|  |  |  | 1970-08-11 | 0.35 | 0.35
|  |  |  | 1970-08-12 | 0 | 0
|  |  |  | 1970-08-13 | 0 | 0
|  |  |  | 1970-08-14 | 0 | 0
|  |  |  | 1970-08-15 | 0 | 0
|  |  |  | 1970-08-16 | 0.03 | 0.03
|  |  |  | 1970-08-17 | 0 | 0
|  |  |  | 1970-08-18 | 0 | 0
|  |  |  | 1970-08-19 | 0.39 | 0.39
|  |  |  | 1970-08-20 | 0.08 | 0.08
|  |  |  | 1970-08-21 | 1.2 | 1.2
|  |  |  | 1970-08-22 | 0 | 0
|  |  |  | 1970-08-23 | 0.2 | 0.2
|  |  |  | 1970-08-24 | 0 | 0
|  |  |  | 1970-08-25 | 0 | 0
|  |  |  | 1970-08-26 | 0 | 0
|  |  |  | 1970-08-27 | 0 | 0
|  |  |  | 1970-08-28 | 0 | 0
|  |  |  | 1970-08-29 | 0 | 0
|  |  |  | 1970-08-30 | 0 | 0
|  |  |  | 1970-08-31 | 0.45 | 0.45
|  |  |  | 1970-09-01 | 0.11 | 0.11
|  |  |  | 1970-09-02 | 0.14 | 0.14
|  |  |  | 1970-09-03 | 0 | 0
|  |  |  | 1970-09-04 | 0 | 0
|  |  |  | 1970-09-05 | 0 | 0
|  |  |  | 1970-09-06 | 0 | 0
|  |  |  | 1970-09-07 | 0 | 0
|  |  |  | 1970-09-08 | 0.1 | 0.1
|  |  |  | 1970-09-09 | 0 | 0
|  |  |  | 1970-09-10 | 0 | 0
|  |  |  | 1970-09-11 | 0 | 0
|  |  |  | 1970-09-12 | 0 | 0
|  |  |  | 1970-09-13 | 0.83 | 0.83
|  |  |  | 1970-09-14 | 0.33 | 0.33
|  |  |  | 1970-09-15 | 0.86 | 0.86
|  |  |  | 1970-09-16 | 0.14 | 0.14
|  |  |  | 1970-09-17 | 0.96 | 0.96
|  |  |  | 1970-09-18 | 0 | 0
|  |  |  | 1970-09-19 | 0 | 0
|  |  |  | 1970-09-20 | 0 | 0
|  |  |  | 1970-09-21 | 0 | 0
|  |  |  | 1970-09-22 | 0 | 0
|  |  |  | 1970-09-23 | 0 | 0
|  |  |  | 1970-09-24 | 0 | 0
|  |  |  | 1970-09-25 | 0.01 | 0.01
|  |  |  | 1970-09-26 | 0 | 0
|  |  |  | 1970-09-27 | 0.79 | 0.79
|  |  |  | 1970-09-28 | 1 | 1
|  |  |  | 1970-09-29 | 0 | 0
|  |  |  | 1970-09-30 | 0 | 0
|  |  |  | 1970-10-01 | 0.22 | 0.22
|  |  |  | 1970-10-02 | 0 | 0
|  |  |  | 1970-10-03 | 0 | 0
|  |  |  | 1970-10-04 | 0 | 0
|  |  |  | 1970-10-05 | 0.51 | 0.51
|  |  |  | 1970-10-06 | 0 | 0
|  |  |  | 1970-10-07 | 0 | 0
|  |  |  | 1970-10-08 | 0 | 0
|  |  |  | 1970-10-09 | 0 | 0
|  |  |  | 1970-10-10 | 0 | 0
|  |  |  | 1970-10-11 | 0 | 0
|  |  |  | 1970-10-12 | 0 | 0
|  |  |  | 1970-10-13 | 0 | 0
|  |  |  | 1970-10-14 | 0 | 0
|  |  |  | 1970-10-15 | 0 | 0
|  |  |  | 1970-10-16 | 0.11 | 0.11
|  |  |  | 1970-10-17 | 0.02 | 0.02
|  |  |  | 1970-10-18 | 0 | 0
|  |  |  | 1970-10-19 | 0 | 0
|  |  |  | 1970-10-20 | 0 | 0
|  |  |  | 1970-10-21 | 0 | 0
|  |  |  | 1970-10-22 | 0 | 0
|  |  |  | 1970-10-23 | 0 | 0
|  |  |  | 1970-10-24 | 0 | 0
|  |  |  | 1970-10-25 | 0 | 0
|  |  |  | 1970-10-26 | 0 | 0
|  |  |  | 1970-10-27 | 0 | 0
|  |  |  | 1970-10-28 | 0 | 0
|  |  |  | 1970-10-29 | 0 | 0
|  |  |  | 1970-10-30 | 0 | 0
|  |  |  | 1970-10-31 | 0 | 0
|  |  |  | 1970-11-01 | 0 | 0
|  |  |  | 1970-11-02 | 0 | 0
|  |  |  | 1970-11-03 | 0 | 0
|  |  |  | 1970-11-04 | 0 | 0
|  |  |  | 1970-11-05 | 0 | 0
|  |  |  | 1970-11-06 | 0 | 0
|  |  |  | 1970-11-07 | 0 | 0
|  |  |  | 1970-11-08 | 0 | 0
|  |  |  | 1970-11-09 | 0 | 0
|  |  |  | 1970-11-10 | 0 | 0
|  |  |  | 1970-11-11 | 0 | 0
|  |  |  | 1970-11-12 | 0 | 0
|  |  |  | 1970-11-13 | 0 | 0
|  |  |  | 1970-11-14 | 0 | 0
|  |  |  | 1970-11-15 | 0 | 0
|  |  |  | 1970-11-16 | 0 | 0
|  |  |  | 1970-11-17 | 0 | 0
|  |  |  | 1970-11-18 | 0 | 0
|  |  |  | 1970-11-19 | 0 | 0
|  |  |  | 1970-11-20 | 0 | 0
|  |  |  | 1970-11-21 | 0 | 0
|  |  |  | 1970-11-22 | 0 | 0
|  |  |  | 1970-11-23 | 0 | 0
|  |  |  | 1970-11-24 | 0 | 0
|  |  |  | 1970-11-25 | 0 | 0
|  |  |  | 1970-11-26 | 0 | 0
|  |  |  | 1970-11-27 | 0 | 0
|  |  |  | 1970-11-28 | 0 | 0
|  |  |  | 1970-11-29 | 0 | 0
|  |  |  | 1970-11-30 | 0 | 0
|  |  |  | 1970-12-01 | 0 | 0
|  |  |  | 1970-12-02 | 0 | 0
|  |  |  | 1970-12-03 | 0 | 0
|  |  |  | 1970-12-04 | 0 | 0
|  |  |  | 1970-12-05 | 0 | 0
|  |  |  | 1970-12-06 | 0 | 0
|  |  |  | 1970-12-07 | 0 | 0
|  |  |  | 1970-12-08 | 0 | 0
|  |  |  | 1970-12-09 | 0 | 0
|  |  |  | 1970-12-10 | 0 | 0
|  |  |  | 1970-12-11 | 0 | 0
|  |  |  | 1970-12-12 | 0 | 0
|  |  |  | 1970-12-13 | 0 | 0
|  |  |  | 1970-12-14 | 0 | 0
|  |  |  | 1970-12-15 | 0 | 0
|  |  |  | 1970-12-16 | 0 | 0
|  |  |  | 1970-12-17 | 0 | 0
|  |  |  | 1970-12-18 | 0 | 0
|  |  |  | 1970-12-19 | 0 | 0
|  |  |  | 1970-12-20 | 0 | 0
|  |  |  | 1970-12-21 | 0.06 | 0.06
|  |  |  | 1970-12-22 | 0 | 0
|  |  |  | 1970-12-23 | 0 | 0
|  |  |  | 1970-12-24 | 0 | 0
|  |  |  | 1970-12-25 | 0 | 0
|  |  |  | 1970-12-26 | 0 | 0
|  |  |  | 1970-12-27 | 0 | 0
|  |  |  | 1970-12-28 | 0 | 0
|  |  |  | 1970-12-29 | 0 | 0
|  |  |  | 1970-12-30 | 0 | 0
|  |  |  | 1970-12-31 | 0 | 0
|  |  |  | 1971-01-01 | 0 | 0
|  |  |  | 1971-01-02 | 0 | 0
|  |  |  | 1971-01-03 | 0 | 0
|  |  |  | 1971-01-04 | 0 | 0
|  |  |  | 1971-01-05 | 0 | 0
|  |  |  | 1971-01-06 | 0 | 0
|  |  |  | 1971-01-07 | 0 | 0
|  |  |  | 1971-01-08 | 0 | 0
|  |  |  | 1971-01-09 | 0 | 0
|  |  |  | 1971-01-10 | 0 | 0
|  |  |  | 1971-01-11 | 0 | 0
|  |  |  | 1971-01-12 | 0 | 0
|  |  |  | 1971-01-13 | 0 | 0
|  |  |  | 1971-01-14 | 0 | 0
|  |  |  | 1971-01-15 | 0 | 0
|  |  |  | 1971-01-16 | 0 | 0
|  |  |  | 1971-01-17 | 0 | 0
|  |  |  | 1971-01-18 | 0 | 0
|  |  |  | 1971-01-19 | 0 | 0
|  |  |  | 1971-01-20 | 0 | 0
|  |  |  | 1971-01-21 | 0 | 0
|  |  |  | 1971-01-22 | 0 | 0
|  |  |  | 1971-01-23 | 0 | 0
|  |  |  | 1971-01-24 | 0 | 0
|  |  |  | 1971-01-25 | 0 | 0
|  |  |  | 1971-01-26 | 0 | 0
|  |  |  | 1971-01-27 | 0 | 0
|  |  |  | 1971-01-28 | 0 | 0
|  |  |  | 1971-01-29 | 0 | 0
|  |  |  | 1971-01-30 | 0 | 0
|  |  |  | 1971-01-31 | 0 | 0
|  |  |  | 1971-02-01 | 0 | 0
|  |  |  | 1971-02-02 | 0 | 0
|  |  |  | 1971-02-03 | 0 | 0
|  |  |  | 1971-02-04 | 0 | 0
|  |  |  | 1971-02-05 | 0 | 0
|  |  |  | 1971-02-06 | 0 | 0
|  |  |  | 1971-02-07 | 0 | 0
|  |  |  | 1971-02-08 | 0 | 0
|  |  |  | 1971-02-09 | 0 | 0
|  |  |  | 1971-02-10 | 0 | 0
|  |  |  | 1971-02-11 | 0 | 0
|  |  |  | 1971-02-12 | 0 | 0
|  |  |  | 1971-02-13 | 0 | 0
|  |  |  | 1971-02-14 | 0 | 0
|  |  |  | 1971-02-15 | 0 | 0
|  |  |  | 1971-02-16 | 0 | 0
|  |  |  | 1971-02-17 | 0 | 0
|  |  |  | 1971-02-18 | 0 | 0
|  |  |  | 1971-02-19 | 0 | 0
|  |  |  | 1971-02-20 | 0 | 0
|  |  |  | 1971-02-21 | 0.03 | 0.03
|  |  |  | 1971-02-22 | 0 | 0
|  |  |  | 1971-02-23 | 0 | 0
|  |  |  | 1971-02-24 | 0 | 0
|  |  |  | 1971-02-25 | 0 | 0
|  |  |  | 1971-02-26 | 0 | 0
|  |  |  | 1971-02-27 | 0 | 0
|  |  |  | 1971-02-28 | 0 | 0
|  |  |  | 1971-03-01 | 0 | 0
|  |  |  | 1971-03-02 | 0 | 0
|  |  |  | 1971-03-03 | 0 | 0
|  |  |  | 1971-03-04 | 0 | 0
|  |  |  | 1971-03-05 | 0 | 0
|  |  |  | 1971-03-06 | 0 | 0
|  |  |  | 1971-03-07 | 0 | 0
|  |  |  | 1971-03-08 | 0 | 0
|  |  |  | 1971-03-09 | 0 | 0
|  |  |  | 1971-03-10 | 0 | 0
|  |  |  | 1971-03-11 | 0 | 0
|  |  |  | 1971-03-12 | 0 | 0
|  |  |  | 1971-03-13 | 0 | 0
|  |  |  | 1971-03-14 | 0 | 0
|  |  |  | 1971-03-15 | 0 | 0
|  |  |  | 1971-03-16 | 0 | 0
|  |  |  | 1971-03-17 | 0 | 0
|  |  |  | 1971-03-18 | 0 | 0
|  |  |  | 1971-03-19 | 0 | 0
|  |  |  | 1971-03-20 | 0 | 0
|  |  |  | 1971-03-21 | 0 | 0
|  |  |  | 1971-03-22 | 0 | 0
|  |  |  | 1971-03-23 | 0 | 0
|  |  |  | 1971-03-24 | 0 | 0
|  |  |  | 1971-03-25 | 0 | 0
|  |  |  | 1971-03-26 | 0 | 0
|  |  |  | 1971-03-27 | 0 | 0
|  |  |  | 1971-03-28 | 0 | 0
|  |  |  | 1971-03-29 | 0 | 0
|  |  |  | 1971-03-30 | 0 | 0
|  |  |  | 1971-03-31 | 0 | 0
|  |  |  | 1971-04-01 | 0 | 0
|  |  |  | 1971-04-02 | 0 | 0
|  |  |  | 1971-04-03 | 0 | 0
|  |  |  | 1971-04-04 | 0 | 0
|  |  |  | 1971-04-05 | 0 | 0
|  |  |  | 1971-04-06 | 0 | 0
|  |  |  | 1971-04-07 | 0 | 0
|  |  |  | 1971-04-08 | 0 | 0
|  |  |  | 1971-04-09 | 0 | 0
|  |  |  | 1971-04-10 | 0 | 0
|  |  |  | 1971-04-11 | 0 | 0
|  |  |  | 1971-04-12 | 0 | 0
|  |  |  | 1971-04-13 | 0 | 0
|  |  |  | 1971-04-14 | 0 | 0
|  |  |  | 1971-04-15 | 0 | 0
|  |  |  | 1971-04-16 | 0 | 0
|  |  |  | 1971-04-17 | 0 | 0
|  |  |  | 1971-04-18 | 0 | 0
|  |  |  | 1971-04-19 | 0 | 0
|  |  |  | 1971-04-20 | 0 | 0
|  |  |  | 1971-04-21 | 0 | 0
|  |  |  | 1971-04-22 | 0 | 0
|  |  |  | 1971-04-23 | 0 | 0
|  |  |  | 1971-04-24 | 0 | 0
|  |  |  | 1971-04-25 | 0 | 0
|  |  |  | 1971-04-26 | 0 | 0
|  |  |  | 1971-04-27 | 0 | 0
|  |  |  | 1971-04-28 | 0 | 0
|  |  |  | 1971-04-29 | 0 | 0
|  |  |  | 1971-04-30 | 0 | 0
|  |  |  | 1971-05-01 | 0 | 0
|  |  |  | 1971-05-02 | 0 | 0
|  |  |  | 1971-05-03 | 0 | 0
|  |  |  | 1971-05-04 | 0 | 0
|  |  |  | 1971-05-05 | 0 | 0
|  |  |  | 1971-05-06 | 0 | 0
|  |  |  | 1971-05-07 | 0 | 0
|  |  |  | 1971-05-08 | 0 | 0
|  |  |  | 1971-05-09 | 0 | 0
|  |  |  | 1971-05-10 | 0 | 0
|  |  |  | 1971-05-11 | 0.04 | 0.04
|  |  |  | 1971-05-12 | 0 | 0
|  |  |  | 1971-05-13 | 0 | 0
|  |  |  | 1971-05-14 | 0 | 0
|  |  |  | 1971-05-15 | 0 | 0
|  |  |  | 1971-05-16 | 0 | 0
|  |  |  | 1971-05-17 | 0 | 0
|  |  |  | 1971-05-18 | 0 | 0
|  |  |  | 1971-05-19 | 0 | 0
|  |  |  | 1971-05-20 | 0 | 0
|  |  |  | 1971-05-21 | 0 | 0
|  |  |  | 1971-05-22 | 0 | 0
|  |  |  | 1971-05-23 | 0 | 0
|  |  |  | 1971-05-24 | 0 | 0
|  |  |  | 1971-05-25 | 0 | 0
|  |  |  | 1971-05-26 | 0 | 0
|  |  |  | 1971-05-27 | 0 | 0
|  |  |  | 1971-05-28 | 0 | 0
|  |  |  | 1971-05-29 | 0 | 0
|  |  |  | 1971-05-30 | 0 | 0
|  |  |  | 1971-05-31 | 0 | 0
|  |  |  | 1971-06-01 | 0 | 0
|  |  |  | 1971-06-02 | 0 | 0
|  |  |  | 1971-06-03 | 0.08 | 0.08
|  |  |  | 1971-06-04 | 0 | 0
|  |  |  | 1971-06-05 | 0 | 0
|  |  |  | 1971-06-06 | 0 | 0
|  |  |  | 1971-06-07 | 0 | 0
|  |  |  | 1971-06-08 | 0 | 0
|  |  |  | 1971-06-09 | 0 | 0
|  |  |  | 1971-06-10 | 0 | 0
|  |  |  | 1971-06-11 | 0 | 0
|  |  |  | 1971-06-12 | 0 | 0
|  |  |  | 1971-06-13 | 0 | 0
|  |  |  | 1971-06-14 | 0 | 0
|  |  |  | 1971-06-15 | 0 | 0
|  |  |  | 1971-06-16 | 0 | 0
|  |  |  | 1971-06-17 | 0 | 0
|  |  |  | 1971-06-18 | 0 | 0
|  |  |  | 1971-06-19 | 0 | 0
|  |  |  | 1971-06-20 | 0 | 0
|  |  |  | 1971-06-21 | 0 | 0
|  |  |  | 1971-06-22 | 0 | 0
|  |  |  | 1971-06-23 | 0 | 0
|  |  |  | 1971-06-24 | 0 | 0
|  |  |  | 1971-06-25 | 0 | 0
|  |  |  | 1971-06-26 | 0 | 0
|  |  |  | 1971-06-27 | 0 | 0
|  |  |  | 1971-06-28 | 0 | 0
|  |  |  | 1971-06-29 | 0 | 0
|  |  |  | 1971-06-30 | 0 | 0
|  |  |  | 1971-07-01 | 0.04 | 0.04
|  |  |  | 1971-07-02 | 0.05 | 0.05
|  |  |  | 1971-07-03 | 0 | 0
|  |  |  | 1971-07-04 | 0 | 0
|  |  |  | 1971-07-05 | 0 | 0
|  |  |  | 1971-07-06 | 0 | 0
|  |  |  | 1971-07-07 | 0 | 0
|  |  |  | 1971-07-08 | 0 | 0
|  |  |  | 1971-07-09 | 0 | 0
|  |  |  | 1971-07-10 | 0 | 0
|  |  |  | 1971-07-11 | 0 | 0
|  |  |  | 1971-07-12 | 0 | 0
|  |  |  | 1971-07-13 | 0 | 0
|  |  |  | 1971-07-14 | 0 | 0
|  |  |  | 1971-07-15 | 0.1 | 0.1
|  |  |  | 1971-07-16 | 0 | 0
|  |  |  | 1971-07-17 | 0 | 0
|  |  |  | 1971-07-18 | 0 | 0
|  |  |  | 1971-07-19 | 0 | 0
|  |  |  | 1971-07-20 | 0 | 0
|  |  |  | 1971-07-21 | 0 | 0
|  |  |  | 1971-07-22 | 0 | 0
|  |  |  | 1971-07-23 | 0.35 | 0.35
|  |  |  | 1971-07-24 | 1.45 | 1.45
|  |  |  | 1971-07-25 | 0 | 0
|  |  |  | 1971-07-26 | 0 | 0
|  |  |  | 1971-07-27 | 0 | 0
|  |  |  | 1971-07-28 | 0 | 0
|  |  |  | 1971-07-29 | 0 | 0
|  |  |  | 1971-07-30 | 0 | 0
|  |  |  | 1971-07-31 | 0 | 0
|  |  |  | 1971-08-01 | 0.52 | 0.52
|  |  |  | 1971-08-02 | 0 | 0
|  |  |  | 1971-08-03 | 0 | 0
|  |  |  | 1971-08-04 | 0 | 0
|  |  |  | 1971-08-05 | 0 | 0
|  |  |  | 1971-08-06 | 0 | 0
|  |  |  | 1971-08-07 | 0 | 0
|  |  |  | 1971-08-08 | 0.2 | 0.2
|  |  |  | 1971-08-09 | 0 | 0
|  |  |  | 1971-08-10 | 0.18 | 0.18
|  |  |  | 1971-08-11 | 0.05 | 0.05
|  |  |  | 1971-08-12 | 0 | 0
|  |  |  | 1971-08-13 | 0.14 | 0.14
|  |  |  | 1971-08-14 | 0 | 0
|  |  |  | 1971-08-15 | 0 | 0
|  |  |  | 1971-08-16 | 1.26 | 1.26
|  |  |  | 1971-08-17 | 0.06 | 0.06
|  |  |  | 1971-08-18 | 0.11 | 0.11
|  |  |  | 1971-08-19 | 0 | 0
|  |  |  | 1971-08-20 | 0 | 0
|  |  |  | 1971-08-21 | 0 | 0
|  |  |  | 1971-08-22 | 0 | 0
|  |  |  | 1971-08-23 | 0.71 | 0.71
|  |  |  | 1971-08-24 | 0 | 0
|  |  |  | 1971-08-25 | 0 | 0
|  |  |  | 1971-08-26 | 0 | 0
|  |  |  | 1971-08-27 | 0 | 0
|  |  |  | 1971-08-28 | 0 | 0
|  |  |  | 1971-08-29 | 0 | 0
|  |  |  | 1971-08-30 | 0 | 0
|  |  |  | 1971-08-31 | 0 | 0
|  |  |  | 1971-09-01 | 0 | 0
|  |  |  | 1971-09-02 | 0 | 0
|  |  |  | 1971-09-03 | 0 | 0
|  |  |  | 1971-09-04 | 0 | 0
|  |  |  | 1971-09-05 | 0 | 0
|  |  |  | 1971-09-06 | 0 | 0
|  |  |  | 1971-09-07 | 0 | 0
|  |  |  | 1971-09-08 | 0 | 0
|  |  |  | 1971-09-09 | 0.06 | 0.06
|  |  |  | 1971-09-10 | 0 | 0
|  |  |  | 1971-09-11 | 0 | 0
|  |  |  | 1971-09-12 | 0 | 0
|  |  |  | 1971-09-13 | 0 | 0
|  |  |  | 1971-09-14 | 0 | 0
|  |  |  | 1971-09-15 | 0 | 0
|  |  |  | 1971-09-16 | 0.32 | 0.32
|  |  |  | 1971-09-17 | 0 | 0
|  |  |  | 1971-09-18 | 0.4 | 0.4
|  |  |  | 1971-09-19 | 0.11 | 0.11
|  |  |  | 1971-09-20 | 0 | 0
|  |  |  | 1971-09-21 | 0 | 0
|  |  |  | 1971-09-22 | 0.2 | 0.2
|  |  |  | 1971-09-23 | 1.04 | 1.04
|  |  |  | 1971-09-24 | 0 | 0
|  |  |  | 1971-09-25 | 0 | 0
|  |  |  | 1971-09-26 | 0 | 0
|  |  |  | 1971-09-27 | 0 | 0
|  |  |  | 1971-09-28 | 0 | 0
|  |  |  | 1971-09-29 | 0 | 0
|  |  |  | 1971-09-30 | 0.61 | 0.61
|  |  |  | 1971-10-01 | 0 | 0
|  |  |  | 1971-10-02 | 0 | 0
|  |  |  | 1971-10-03 | 0.19 | 0.19
|  |  |  | 1971-10-04 | 0.7 | 0.7
|  |  |  | 1971-10-05 | 0.24 | 0.24
|  |  |  | 1971-10-06 | 0.03 | 0.03
|  |  |  | 1971-10-07 | 0.54 | 0.54
|  |  |  | 1971-10-08 | 0.08 | 0.08
|  |  |  | 1971-10-09 | 0.02 | 0.02
|  |  |  | 1971-10-10 | 0 | 0
|  |  |  | 1971-10-11 | 0 | 0
|  |  |  | 1971-10-12 | 0.29 | 0.29
|  |  |  | 1971-10-13 | 0.02 | 0.02
|  |  |  | 1971-10-14 | 0 | 0
|  |  |  | 1971-10-15 | 0 | 0
|  |  |  | 1971-10-16 | 0 | 0
|  |  |  | 1971-10-17 | 0 | 0
|  |  |  | 1971-10-18 | 0 | 0
|  |  |  | 1971-10-19 | 0 | 0
|  |  |  | 1971-10-20 | 0 | 0
|  |  |  | 1971-10-21 | 0 | 0
|  |  |  | 1971-10-22 | 0 | 0
|  |  |  | 1971-10-23 | 0 | 0
|  |  |  | 1971-10-24 | 0 | 0
|  |  |  | 1971-10-25 | 0 | 0
|  |  |  | 1971-10-26 | 0.16 | 0.16
|  |  |  | 1971-10-27 | 0 | 0
|  |  |  | 1971-10-28 | 0 | 0
|  |  |  | 1971-10-29 | 0.19 | 0.19
|  |  |  | 1971-10-30 | 0 | 0
|  |  |  | 1971-10-31 | 0.29 | 0.29
|  |  |  | 1971-11-01 | 0 | 0
|  |  |  | 1971-11-02 | 0 | 0
|  |  |  | 1971-11-03 | 0 | 0
|  |  |  | 1971-11-04 | 0 | 0
|  |  |  | 1971-11-05 | 0 | 0
|  |  |  | 1971-11-06 | 0 | 0
|  |  |  | 1971-11-07 | 0 | 0
|  |  |  | 1971-11-08 | 0 | 0
|  |  |  | 1971-11-09 | 0 | 0
|  |  |  | 1971-11-10 | 0 | 0
|  |  |  | 1971-11-11 | 0 | 0
|  |  |  | 1971-11-12 | 0 | 0
|  |  |  | 1971-11-13 | 0 | 0
|  |  |  | 1971-11-14 | 0 | 0
|  |  |  | 1971-11-15 | 0 | 0
|  |  |  | 1971-11-16 | 0 | 0
|  |  |  | 1971-11-17 | 0 | 0
|  |  |  | 1971-11-18 | 0 | 0
|  |  |  | 1971-11-19 | 0 | 0
|  |  |  | 1971-11-20 | 0 | 0
|  |  |  | 1971-11-21 | 0 | 0
|  |  |  | 1971-11-22 | 0 | 0
|  |  |  | 1971-11-23 | 0 | 0
|  |  |  | 1971-11-24 | 0 | 0
|  |  |  | 1971-11-25 | 0 | 0
|  |  |  | 1971-11-26 | 0 | 0
|  |  |  | 1971-11-27 | 0 | 0
|  |  |  | 1971-11-28 | 0 | 0
|  |  |  | 1971-11-29 | 0 | 0
|  |  |  | 1971-11-30 | 0 | 0
|  |  |  | 1971-12-01 | 0 | 0
|  |  |  | 1971-12-02 | 0.14 | 0.14
|  |  |  | 1971-12-03 | 0 | 0
|  |  |  | 1971-12-04 | 0 | 0
|  |  |  | 1971-12-05 | 0.02 | 0.02
|  |  |  | 1971-12-06 | 0 | 0
|  |  |  | 1971-12-07 | 0 | 0
|  |  |  | 1971-12-08 | 0 | 0
|  |  |  | 1971-12-09 | 0 | 0
|  |  |  | 1971-12-10 | 0 | 0
|  |  |  | 1971-12-11 | 0 | 0
|  |  |  | 1971-12-12 | 0 | 0
|  |  |  | 1971-12-13 | 0 | 0
|  |  |  | 1971-12-14 | 0 | 0
|  |  |  | 1971-12-15 | 0 | 0
|  |  |  | 1971-12-16 | 0 | 0
|  |  |  | 1971-12-17 | 0 | 0
|  |  |  | 1971-12-18 | 0 | 0
|  |  |  | 1971-12-19 | 0 | 0
|  |  |  | 1971-12-20 | 0 | 0
|  |  |  | 1971-12-21 | 0 | 0
|  |  |  | 1971-12-22 | 0 | 0
|  |  |  | 1971-12-23 | 0 | 0
|  |  |  | 1971-12-24 | 0 | 0
|  |  |  | 1971-12-25 | 0 | 0
|  |  |  | 1971-12-26 | 0 | 0
|  |  |  | 1971-12-27 | 0 | 0
|  |  |  | 1971-12-28 | 0 | 0
|  |  |  | 1971-12-29 | 0 | 0
|  |  |  | 1971-12-30 | 0 | 0
|  |  |  | 1971-12-31 | 0 | 0
|  |  |  | 1972-01-01 | 0 | 0
|  |  |  | 1972-01-02 | 0 | 0
|  |  |  | 1972-01-03 | 0 | 0
|  |  |  | 1972-01-04 | 0 | 0
|  |  |  | 1972-01-05 | 0 | 0
|  |  |  | 1972-01-06 | 0 | 0
|  |  |  | 1972-01-07 | 0 | 0
|  |  |  | 1972-01-08 | 0 | 0
|  |  |  | 1972-01-09 | 0 | 0
|  |  |  | 1972-01-10 | 0 | 0
|  |  |  | 1972-01-11 | 0 | 0
|  |  |  | 1972-01-12 | 0 | 0
|  |  |  | 1972-01-13 | 0 | 0
|  |  |  | 1972-01-14 | 0 | 0
|  |  |  | 1972-01-15 | 0 | 0
|  |  |  | 1972-01-16 | 0 | 0
|  |  |  | 1972-01-17 | 0 | 0
|  |  |  | 1972-01-18 | 0 | 0
|  |  |  | 1972-01-19 | 0 | 0
|  |  |  | 1972-01-20 | 0 | 0
|  |  |  | 1972-01-21 | 0 | 0
|  |  |  | 1972-01-22 | 0 | 0
|  |  |  | 1972-01-23 | 0 | 0
|  |  |  | 1972-01-24 | 0 | 0
|  |  |  | 1972-01-25 | 0 | 0
|  |  |  | 1972-01-26 | 0 | 0
|  |  |  | 1972-01-27 | 0 | 0
|  |  |  | 1972-01-28 | 0 | 0
|  |  |  | 1972-01-29 | 0 | 0
|  |  |  | 1972-01-30 | 0 | 0
|  |  |  | 1972-01-31 | 0.34 | 0.34
|  |  |  | 1972-03-01 | 0 | 0
|  |  |  | 1972-03-02 | 0 | 0
|  |  |  | 1972-03-03 | 0 | 0
|  |  |  | 1972-03-04 | 0 | 0
|  |  |  | 1972-03-05 | 0 | 0
|  |  |  | 1972-03-06 | 0 | 0
|  |  |  | 1972-03-07 | 0 | 0
|  |  |  | 1972-03-08 | 0 | 0
|  |  |  | 1972-03-09 | 0 | 0
|  |  |  | 1972-03-10 | 0 | 0
|  |  |  | 1972-03-11 | 0 | 0
|  |  |  | 1972-03-12 | 0 | 0
|  |  |  | 1972-03-13 | 0 | 0
|  |  |  | 1972-03-14 | 0 | 0
|  |  |  | 1972-03-15 | 0 | 0
|  |  |  | 1972-03-16 | 0 | 0
|  |  |  | 1972-03-17 | 0 | 0
|  |  |  | 1972-03-18 | 0 | 0
|  |  |  | 1972-03-19 | 0 | 0
|  |  |  | 1972-03-20 | 0.22 | 0.22
|  |  |  | 1972-03-21 | 0 | 0
|  |  |  | 1972-03-22 | 0 | 0
|  |  |  | 1972-03-23 | 0 | 0
|  |  |  | 1972-03-24 | 0 | 0
|  |  |  | 1972-03-25 | 0 | 0
|  |  |  | 1972-03-26 | 0 | 0
|  |  |  | 1972-03-27 | 0 | 0
|  |  |  | 1972-03-28 | 0 | 0
|  |  |  | 1972-03-29 | 0 | 0
|  |  |  | 1972-03-30 | 0 | 0
|  |  |  | 1972-03-31 | 0 | 0
|  |  |  | 1972-04-01 | 0 | 0
|  |  |  | 1972-04-02 | 0 | 0
|  |  |  | 1972-04-03 | 0 | 0
|  |  |  | 1972-04-04 | 0 | 0
|  |  |  | 1972-04-05 | 0 | 0
|  |  |  | 1972-04-06 | 0 | 0
|  |  |  | 1972-04-07 | 0 | 0
|  |  |  | 1972-04-08 | 0 | 0
|  |  |  | 1972-04-09 | 0 | 0
|  |  |  | 1972-04-10 | 0 | 0
|  |  |  | 1972-04-11 | 0 | 0
|  |  |  | 1972-04-12 | 0 | 0
|  |  |  | 1972-04-13 | 0 | 0
|  |  |  | 1972-04-14 | 0 | 0
|  |  |  | 1972-04-15 | 0 | 0
|  |  |  | 1972-04-16 | 0 | 0
|  |  |  | 1972-04-17 | 0 | 0
|  |  |  | 1972-04-18 | 0 | 0
|  |  |  | 1972-04-19 | 0 | 0
|  |  |  | 1972-04-20 | 0 | 0
|  |  |  | 1972-04-21 | 0 | 0
|  |  |  | 1972-04-22 | 0 | 0
|  |  |  | 1972-04-23 | 0 | 0
|  |  |  | 1972-04-24 | 0 | 0
|  |  |  | 1972-04-25 | 0 | 0
|  |  |  | 1972-04-26 | 0 | 0
|  |  |  | 1972-04-27 | 0 | 0
|  |  |  | 1972-04-28 | 0 | 0
|  |  |  | 1972-04-29 | 0 | 0
|  |  |  | 1972-04-30 | 0 | 0
|  |  |  | 1972-05-01 | 0 | 0
|  |  |  | 1972-05-02 | 0 | 0
|  |  |  | 1972-05-03 | 0 | 0
|  |  |  | 1972-05-04 | 0 | 0
|  |  |  | 1972-05-05 | 0.18 | 0.18
|  |  |  | 1972-05-06 | 0 | 0
|  |  |  | 1972-05-07 | 0 | 0
|  |  |  | 1972-05-08 | 0 | 0
|  |  |  | 1972-05-09 | 0 | 0
|  |  |  | 1972-05-10 | 0 | 0
|  |  |  | 1972-05-11 | 0 | 0
|  |  |  | 1972-05-12 | 0 | 0
|  |  |  | 1972-05-13 | 0 | 0
|  |  |  | 1972-05-14 | 0.28 | 0.28
|  |  |  | 1972-05-15 | 0 | 0
|  |  |  | 1972-05-16 | 0.04 | 0.04
|  |  |  | 1972-05-17 | 0.02 | 0.02
|  |  |  | 1972-05-18 | 0 | 0
|  |  |  | 1972-05-19 | 0 | 0
|  |  |  | 1972-05-20 | 0 | 0
|  |  |  | 1972-05-21 | 0 | 0
|  |  |  | 1972-05-22 | 0 | 0
|  |  |  | 1972-05-23 | 0 | 0
|  |  |  | 1972-05-24 | 0 | 0
|  |  |  | 1972-05-25 | 0 | 0
|  |  |  | 1972-05-26 | 0 | 0
|  |  |  | 1972-05-27 | 0.09 | 0.09
|  |  |  | 1972-05-28 | 0 | 0
|  |  |  | 1972-05-29 | 0.57 | 0.57
|  |  |  | 1972-05-30 | 0.71 | 0.71
|  |  |  | 1972-05-31 | 0.09 | 0.09
|  |  |  | 1972-07-01 | 0 | 0
|  |  |  | 1972-07-02 | 0 | 0
|  |  |  | 1972-07-03 | 0 | 0
|  |  |  | 1972-07-04 | 0 | 0
|  |  |  | 1972-07-05 | 0 | 0
|  |  |  | 1972-07-06 | 0 | 0
|  |  |  | 1972-07-07 | 0.11 | 0.11
|  |  |  | 1972-07-08 | 0 | 0
|  |  |  | 1972-07-09 | 0.13 | 0.13
|  |  |  | 1972-07-10 | 0 | 0
|  |  |  | 1972-07-11 | 0 | 0
|  |  |  | 1972-07-12 | 0 | 0
|  |  |  | 1972-07-13 | 0.32 | 0.32
|  |  |  | 1972-07-14 | 0 | 0
|  |  |  | 1972-07-15 | 0 | 0
|  |  |  | 1972-07-16 | 0 | 0
|  |  |  | 1972-07-17 | 0.27 | 0.27
|  |  |  | 1972-07-18 | 0 | 0
|  |  |  | 1972-07-19 | 0.95 | 0.95
|  |  |  | 1972-07-20 | 0.25 | 0.25
|  |  |  | 1972-07-21 | 0.1 | 0.1
|  |  |  | 1972-07-22 | 0 | 0
|  |  |  | 1972-07-23 | 0 | 0
|  |  |  | 1972-07-24 | 0 | 0
|  |  |  | 1972-07-25 | 0 | 0
|  |  |  | 1972-07-26 | 0 | 0
|  |  |  | 1972-07-27 | 0 | 0
|  |  |  | 1972-07-28 | 0 | 0
|  |  |  | 1972-07-29 | 0 | 0
|  |  |  | 1972-07-30 | 0 | 0
|  |  |  | 1972-07-31 | 0 | 0
|  |  |  | 1972-08-01 | 0 | 0
|  |  |  | 1972-08-02 | 0 | 0
|  |  |  | 1972-08-03 | 0 | 0
|  |  |  | 1972-08-04 | 0 | 0
|  |  |  | 1972-08-05 | 0.12 | 0.12
|  |  |  | 1972-08-06 | 0 | 0
|  |  |  | 1972-08-07 | 0.42 | 0.42
|  |  |  | 1972-08-08 | 0.36 | 0.36
|  |  |  | 1972-08-09 | 0.72 | 0.72
|  |  |  | 1972-08-10 | 0.03 | 0.03
|  |  |  | 1972-08-11 | 0.7 | 0.7
|  |  |  | 1972-08-12 | 0.08 | 0.08
|  |  |  | 1972-08-13 | 0 | 0
|  |  |  | 1972-08-14 | 0 | 0
|  |  |  | 1972-08-15 | 1.13 | 1.13
|  |  |  | 1972-08-16 | 0.34 | 0.34
|  |  |  | 1972-08-17 | 0 | 0
|  |  |  | 1972-08-18 | 0 | 0
|  |  |  | 1972-08-19 | 0.46 | 0.46
|  |  |  | 1972-08-20 | 0 | 0
|  |  |  | 1972-08-21 | 0 | 0
|  |  |  | 1972-08-22 | 0.27 | 0.27
|  |  |  | 1972-08-23 | 1.1 | 1.1
|  |  |  | 1972-08-24 | 0 | 0
|  |  |  | 1972-08-25 | 0 | 0
|  |  |  | 1972-08-26 | 0.23 | 0.23
|  |  |  | 1972-08-27 | 0.28 | 0.28
|  |  |  | 1972-08-28 | 0 | 0
|  |  |  | 1972-08-29 | 0 | 0
|  |  |  | 1972-08-30 | 0 | 0
|  |  |  | 1972-08-31 | 0 | 0
|  |  |  | 1972-09-01 | 0 | 0
|  |  |  | 1972-09-02 | 0 | 0
|  |  |  | 1972-09-03 | 0 | 0
|  |  |  | 1972-09-04 | 0.25 | 0.25
|  |  |  | 1972-09-05 | 0 | 0
|  |  |  | 1972-09-06 | 0 | 0
|  |  |  | 1972-09-07 | 0.45 | 0.45
|  |  |  | 1972-09-08 | 1.15 | 1.15
|  |  |  | 1972-09-09 | 0 | 0
|  |  |  | 1972-09-10 | 0 | 0
|  |  |  | 1972-09-11 | 0 | 0
|  |  |  | 1972-09-12 | 0 | 0
|  |  |  | 1972-09-13 | 0 | 0
|  |  |  | 1972-09-14 | 1.9 | 1.9
|  |  |  | 1972-09-15 | 0 | 0
|  |  |  | 1972-09-16 | 0.05 | 0.05
|  |  |  | 1972-09-17 | 0 | 0
|  |  |  | 1972-09-18 | 0 | 0
|  |  |  | 1972-09-19 | 0 | 0
|  |  |  | 1972-09-20 | 0 | 0
|  |  |  | 1972-09-21 | 1.73 | 1.73
|  |  |  | 1972-09-22 | 0 | 0
|  |  |  | 1972-09-23 | 0 | 0
|  |  |  | 1972-09-24 | 0 | 0
|  |  |  | 1972-09-25 | 0 | 0
|  |  |  | 1972-09-26 | 0 | 0
|  |  |  | 1972-09-27 | 0 | 0
|  |  |  | 1972-09-28 | 0 | 0
|  |  |  | 1972-09-29 | 0 | 0
|  |  |  | 1972-09-30 | 0 | 0
|  |  |  | 1972-10-01 | 0 | 0
|  |  |  | 1972-10-02 | 0 | 0
|  |  |  | 1972-10-03 | 0 | 0
|  |  |  | 1972-10-04 | 0 | 0
|  |  |  | 1972-10-05 | 0 | 0
|  |  |  | 1972-10-06 | 0 | 0
|  |  |  | 1972-10-07 | 0 | 0
|  |  |  | 1972-10-08 | 0 | 0
|  |  |  | 1972-10-09 | 0 | 0
|  |  |  | 1972-10-10 | 0 | 0
|  |  |  | 1972-10-11 | 0 | 0
|  |  |  | 1972-10-12 | 0 | 0
|  |  |  | 1972-10-13 | 0 | 0
|  |  |  | 1972-10-14 | 0 | 0
|  |  |  | 1972-10-15 | 0 | 0
|  |  |  | 1972-10-16 | 0 | 0
|  |  |  | 1972-10-17 | 0 | 0
|  |  |  | 1972-10-18 | 0 | 0
|  |  |  | 1972-10-19 | 0.2 | 0.2
|  |  |  | 1972-10-20 | 0.3 | 0.3
|  |  |  | 1972-10-21 | 0.61 | 0.61
|  |  |  | 1972-10-22 | 0 | 0
|  |  |  | 1972-10-23 | 0 | 0
|  |  |  | 1972-10-24 | 0 | 0
|  |  |  | 1972-10-25 | 0 | 0
|  |  |  | 1972-10-26 | 0.12 | 0.12
|  |  |  | 1972-10-27 | 0 | 0
|  |  |  | 1972-10-28 | 0 | 0
|  |  |  | 1972-10-29 | 0 | 0
|  |  |  | 1972-10-30 | 0.22 | 0.22
|  |  |  | 1972-10-31 | 0 | 0
|  |  |  | 1972-11-01 | 0 | 0
|  |  |  | 1972-11-02 | 0 | 0
|  |  |  | 1972-11-03 | 0 | 0
|  |  |  | 1972-11-04 | 0 | 0
|  |  |  | 1972-11-05 | 0 | 0
|  |  |  | 1972-11-06 | 0 | 0
|  |  |  | 1972-11-07 | 0 | 0
|  |  |  | 1972-11-08 | 0 | 0
|  |  |  | 1972-11-09 | 0 | 0
|  |  |  | 1972-11-10 | 0 | 0
|  |  |  | 1972-11-11 | 0 | 0
|  |  |  | 1972-11-12 | 0 | 0
|  |  |  | 1972-11-13 | 0 | 0
|  |  |  | 1972-11-14 | 0 | 0
|  |  |  | 1972-11-15 | 0 | 0
|  |  |  | 1972-11-16 | 0 | 0
|  |  |  | 1972-11-17 | 0 | 0
|  |  |  | 1972-11-18 | 0 | 0
|  |  |  | 1972-11-19 | 0 | 0
|  |  |  | 1972-11-20 | 0 | 0
|  |  |  | 1972-11-21 | 0 | 0
|  |  |  | 1972-11-22 | 0 | 0
|  |  |  | 1972-11-23 | 0.24 | 0.24
|  |  |  | 1972-11-24 | 0.04 | 0.04
|  |  |  | 1972-11-25 | 0 | 0
|  |  |  | 1972-11-26 | 0 | 0
|  |  |  | 1972-11-27 | 0 | 0
|  |  |  | 1972-11-28 | 0 | 0
|  |  |  | 1972-11-29 | 0 | 0
|  |  |  | 1972-11-30 | 0 | 0
|  |  |  | 1972-12-01 | 0 | 0
|  |  |  | 1972-12-02 | 0 | 0
|  |  |  | 1972-12-03 | 0 | 0
|  |  |  | 1972-12-04 | 0 | 0
|  |  |  | 1972-12-05 | 0 | 0
|  |  |  | 1972-12-06 | 0 | 0
|  |  |  | 1972-12-07 | 0 | 0
|  |  |  | 1972-12-08 | 0 | 0
|  |  |  | 1972-12-09 | 0 | 0
|  |  |  | 1972-12-10 | 0 | 0
|  |  |  | 1972-12-11 | 0 | 0
|  |  |  | 1972-12-12 | 0 | 0
|  |  |  | 1972-12-13 | 0 | 0
|  |  |  | 1972-12-14 | 0 | 0
|  |  |  | 1972-12-15 | 0 | 0
|  |  |  | 1972-12-16 | 0 | 0
|  |  |  | 1972-12-17 | 0 | 0
|  |  |  | 1972-12-18 | 0 | 0
|  |  |  | 1972-12-19 | 0 | 0
|  |  |  | 1972-12-20 | 0 | 0
|  |  |  | 1972-12-21 | 0 | 0
|  |  |  | 1972-12-22 | 0 | 0
|  |  |  | 1972-12-23 | 0 | 0
|  |  |  | 1972-12-24 | 0 | 0
|  |  |  | 1972-12-25 | 0 | 0
|  |  |  | 1972-12-26 | 0 | 0
|  |  |  | 1972-12-27 | 0 | 0
|  |  |  | 1972-12-28 | 0.02 | 0.02
|  |  |  | 1972-12-29 | 0 | 0
|  |  |  | 1972-12-30 | 0 | 0
|  |  |  | 1972-12-31 | 0 | 0
|  |  |  | 1973-01-01 | 0 | 0
|  |  |  | 1973-01-02 | 0.02 | 0.02
|  |  |  | 1973-01-03 | 0 | 0
|  |  |  | 1973-01-04 | 0 | 0
|  |  |  | 1973-01-05 | 0 | 0
|  |  |  | 1973-01-06 | 0.08 | 0.08
|  |  |  | 1973-01-07 | 0.06 | 0.06
|  |  |  | 1973-01-08 | 0 | 0
|  |  |  | 1973-01-09 | 0 | 0
|  |  |  | 1973-01-10 | 0.15 | 0.15
|  |  |  | 1973-01-11 | 0 | 0
|  |  |  | 1973-01-12 | 0 | 0
|  |  |  | 1973-01-13 | 0 | 0
|  |  |  | 1973-01-14 | 0 | 0
|  |  |  | 1973-01-15 | 0 | 0
|  |  |  | 1973-01-16 | 0 | 0
|  |  |  | 1973-01-17 | 0 | 0
|  |  |  | 1973-01-18 | 0 | 0
|  |  |  | 1973-01-19 | 0 | 0
|  |  |  | 1973-01-20 | 0 | 0
|  |  |  | 1973-01-21 | 0 | 0
|  |  |  | 1973-01-22 | 0 | 0
|  |  |  | 1973-01-23 | 0 | 0
|  |  |  | 1973-01-24 | 0 | 0
|  |  |  | 1973-01-25 | 0 | 0
|  |  |  | 1973-01-26 | 0 | 0
|  |  |  | 1973-01-27 | 0 | 0
|  |  |  | 1973-01-28 | 0 | 0
|  |  |  | 1973-01-29 | 0 | 0
|  |  |  | 1973-01-30 | 0 | 0
|  |  |  | 1973-01-31 | 0.16 | 0.16
|  |  |  | 1973-02-01 | 0 | 0
|  |  |  | 1973-02-02 | 0 | 0
|  |  |  | 1973-02-03 | 0 | 0
|  |  |  | 1973-02-04 | 0 | 0
|  |  |  | 1973-02-05 | 0 | 0
|  |  |  | 1973-02-06 | 0 | 0
|  |  |  | 1973-02-07 | 0.12 | 0.12
|  |  |  | 1973-02-08 | 0.15 | 0.15
|  |  |  | 1973-02-09 | 0 | 0
|  |  |  | 1973-02-10 | 0 | 0
|  |  |  | 1973-02-11 | 0 | 0
|  |  |  | 1973-02-12 | 0 | 0
|  |  |  | 1973-02-13 | 0 | 0
|  |  |  | 1973-02-14 | 0 | 0
|  |  |  | 1973-02-15 | 0 | 0
|  |  |  | 1973-02-16 | 0 | 0
|  |  |  | 1973-02-17 | 0.13 | 0.13
|  |  |  | 1973-02-18 | 0 | 0
|  |  |  | 1973-02-19 | 0 | 0
|  |  |  | 1973-02-20 | 0.1 | 0.1
|  |  |  | 1973-02-21 | 0.3 | 0.3
|  |  |  | 1973-02-22 | 0.45 | 0.45
|  |  |  | 1973-02-23 | 0 | 0
|  |  |  | 1973-02-24 | 0 | 0
|  |  |  | 1973-02-25 | 0 | 0
|  |  |  | 1973-02-26 | 0 | 0
|  |  |  | 1973-02-27 | 0 | 0
|  |  |  | 1973-02-28 | 0 | 0
|  |  |  | 1973-03-01 | 0 | 0
|  |  |  | 1973-03-02 | 0 | 0
|  |  |  | 1973-03-03 | 0 | 0
|  |  |  | 1973-03-04 | 0 | 0
|  |  |  | 1973-03-05 | 0 | 0
|  |  |  | 1973-03-06 | 0 | 0
|  |  |  | 1973-03-07 | 0 | 0
|  |  |  | 1973-03-08 | 0 | 0
|  |  |  | 1973-03-09 | 0 | 0
|  |  |  | 1973-03-10 | 0 | 0
|  |  |  | 1973-03-11 | 0 | 0
|  |  |  | 1973-03-12 | 0 | 0
|  |  |  | 1973-03-13 | 0 | 0
|  |  |  | 1973-03-14 | 0 | 0
|  |  |  | 1973-03-15 | 0.05 | 0.05
|  |  |  | 1973-03-16 | 0 | 0
|  |  |  | 1973-03-17 | 0 | 0
|  |  |  | 1973-03-18 | 0 | 0
|  |  |  | 1973-03-19 | 0 | 0
|  |  |  | 1973-03-20 | 0.21 | 0.21
|  |  |  | 1973-03-21 | 0 | 0
|  |  |  | 1973-03-22 | 0 | 0
|  |  |  | 1973-03-23 | 0 | 0
|  |  |  | 1973-03-24 | 0 | 0
|  |  |  | 1973-03-25 | 0 | 0
|  |  |  | 1973-03-26 | 0 | 0
|  |  |  | 1973-03-27 | 0 | 0
|  |  |  | 1973-03-28 | 0 | 0
|  |  |  | 1973-03-29 | 0 | 0
|  |  |  | 1973-03-30 | 0 | 0
|  |  |  | 1973-03-31 | 0 | 0
|  |  |  | 1973-04-01 | 0 | 0
|  |  |  | 1973-04-02 | 0 | 0
|  |  |  | 1973-04-03 | 0 | 0
|  |  |  | 1973-04-04 | 0 | 0
|  |  |  | 1973-04-05 | 0 | 0
|  |  |  | 1973-04-06 | 0 | 0
|  |  |  | 1973-04-07 | 0 | 0
|  |  |  | 1973-04-08 | 0 | 0
|  |  |  | 1973-04-09 | 0 | 0
|  |  |  | 1973-04-10 | 0 | 0
|  |  |  | 1973-04-11 | 0 | 0
|  |  |  | 1973-04-12 | 0 | 0
|  |  |  | 1973-04-13 | 0 | 0
|  |  |  | 1973-04-14 | 0 | 0
|  |  |  | 1973-04-15 | 0 | 0
|  |  |  | 1973-04-16 | 0 | 0
|  |  |  | 1973-04-17 | 0.15 | 0.15
|  |  |  | 1973-04-18 | 0 | 0
|  |  |  | 1973-04-19 | 0 | 0
|  |  |  | 1973-04-20 | 0 | 0
|  |  |  | 1973-04-21 | 0 | 0
|  |  |  | 1973-04-22 | 0 | 0
|  |  |  | 1973-04-23 | 0 | 0
|  |  |  | 1973-04-24 | 0 | 0
|  |  |  | 1973-04-25 | 0 | 0
|  |  |  | 1973-04-26 | 0 | 0
|  |  |  | 1973-04-27 | 0 | 0
|  |  |  | 1973-04-28 | 0 | 0
|  |  |  | 1973-04-29 | 0 | 0
|  |  |  | 1973-04-30 | 0 | 0
|  |  |  | 1973-05-01 | 0 | 0
|  |  |  | 1973-05-02 | 0 | 0
|  |  |  | 1973-05-03 | 0 | 0
|  |  |  | 1973-05-04 | 0 | 0
|  |  |  | 1973-05-05 | 0 | 0
|  |  |  | 1973-05-06 | 0 | 0
|  |  |  | 1973-05-07 | 0 | 0
|  |  |  | 1973-05-08 | 0 | 0
|  |  |  | 1973-05-09 | 0 | 0
|  |  |  | 1973-05-10 | 0 | 0
|  |  |  | 1973-05-11 | 0 | 0
|  |  |  | 1973-05-12 | 0 | 0
|  |  |  | 1973-05-13 | 0 | 0
|  |  |  | 1973-05-14 | 0.72 | 0.72
|  |  |  | 1973-05-15 | 0.02 | 0.02
|  |  |  | 1973-05-16 | 0 | 0
|  |  |  | 1973-05-17 | 0 | 0
|  |  |  | 1973-05-18 | 0 | 0
|  |  |  | 1973-05-19 | 0 | 0
|  |  |  | 1973-05-20 | 0 | 0
|  |  |  | 1973-05-21 | 0 | 0
|  |  |  | 1973-05-22 | 0 | 0
|  |  |  | 1973-05-23 | 0 | 0
|  |  |  | 1973-05-24 | 0 | 0
|  |  |  | 1973-05-25 | 0 | 0
|  |  |  | 1973-05-26 | 0 | 0
|  |  |  | 1973-05-27 | 0 | 0
|  |  |  | 1973-05-28 | 0 | 0
|  |  |  | 1973-05-29 | 0 | 0
|  |  |  | 1973-05-30 | 0 | 0
|  |  |  | 1973-05-31 | 0.07 | 0.07
|  |  |  | 1973-06-01 | 0 | 0
|  |  |  | 1973-06-02 | 0 | 0
|  |  |  | 1973-06-03 | 0 | 0
|  |  |  | 1973-06-04 | 0 | 0
|  |  |  | 1973-06-05 | 0 | 0
|  |  |  | 1973-06-06 | 0 | 0
|  |  |  | 1973-06-07 | 0 | 0
|  |  |  | 1973-06-08 | 0 | 0
|  |  |  | 1973-06-09 | 0 | 0
|  |  |  | 1973-06-10 | 0 | 0
|  |  |  | 1973-06-11 | 0.17 | 0.17
|  |  |  | 1973-06-12 | 0 | 0
|  |  |  | 1973-06-13 | 0 | 0
|  |  |  | 1973-06-14 | 0.15 | 0.15
|  |  |  | 1973-06-15 | 0 | 0
|  |  |  | 1973-06-16 | 0 | 0
|  |  |  | 1973-06-17 | 0 | 0
|  |  |  | 1973-06-18 | 0 | 0
|  |  |  | 1973-06-19 | 0 | 0
|  |  |  | 1973-06-20 | 0 | 0
|  |  |  | 1973-06-21 | 0.01 | 0.01
|  |  |  | 1973-06-22 | 0 | 0
|  |  |  | 1973-06-23 | 0 | 0
|  |  |  | 1973-06-24 | 0 | 0
|  |  |  | 1973-06-25 | 0 | 0
|  |  |  | 1973-06-26 | 0 | 0
|  |  |  | 1973-06-27 | 0 | 0
|  |  |  | 1973-06-28 | 0 | 0
|  |  |  | 1973-06-29 | 0 | 0
|  |  |  | 1973-06-30 | 0 | 0
|  |  |  | 1973-07-01 | 0 | 0
|  |  |  | 1973-07-02 | 0 | 0
|  |  |  | 1973-07-03 | 0 | 0
|  |  |  | 1973-07-04 | 0 | 0
|  |  |  | 1973-07-05 | 0 | 0
|  |  |  | 1973-07-06 | 0 | 0
|  |  |  | 1973-07-07 | 0 | 0
|  |  |  | 1973-07-08 | 0 | 0
|  |  |  | 1973-07-09 | 0 | 0
|  |  |  | 1973-07-10 | 0 | 0
|  |  |  | 1973-07-11 | 0.92 | 0.92
|  |  |  | 1973-07-12 | 0.28 | 0.28
|  |  |  | 1973-07-13 | 0.47 | 0.47
|  |  |  | 1973-07-14 | 0 | 0
|  |  |  | 1973-07-15 | 0.64 | 0.64
|  |  |  | 1973-07-16 | 0 | 0
|  |  |  | 1973-07-17 | 0.43 | 0.43
|  |  |  | 1973-07-18 | 0.23 | 0.23
|  |  |  | 1973-07-19 | 0.56 | 0.56
|  |  |  | 1973-07-20 | 0.04 | 0.04
|  |  |  | 1973-07-21 | 0 | 0
|  |  |  | 1973-07-22 | 0 | 0
|  |  |  | 1973-07-23 | 0 | 0
|  |  |  | 1973-07-24 | 0 | 0
|  |  |  | 1973-07-25 | 0 | 0
|  |  |  | 1973-07-26 | 0 | 0
|  |  |  | 1973-07-27 | 0.65 | 0.65
|  |  |  | 1973-07-28 | 0.07 | 0.07
|  |  |  | 1973-07-29 | 0.48 | 0.48
|  |  |  | 1973-07-30 | 0.9 | 0.9
|  |  |  | 1973-07-31 | 0 | 0
|  |  |  | 1973-08-01 | 0 | 0
|  |  |  | 1973-08-02 | 0 | 0
|  |  |  | 1973-08-03 | 0 | 0
|  |  |  | 1973-08-04 | 0 | 0
|  |  |  | 1973-08-05 | 0 | 0
|  |  |  | 1973-08-06 | 0 | 0
|  |  |  | 1973-08-07 | 0 | 0
|  |  |  | 1973-08-08 | 0 | 0
|  |  |  | 1973-08-09 | 0 | 0
|  |  |  | 1973-08-10 | 0 | 0
|  |  |  | 1973-08-11 | 0.04 | 0.04
|  |  |  | 1973-08-12 | 0 | 0
|  |  |  | 1973-08-13 | 0 | 0
|  |  |  | 1973-08-14 | 0 | 0
|  |  |  | 1973-08-15 | 0 | 0
|  |  |  | 1973-08-16 | 0 | 0
|  |  |  | 1973-08-17 | 0 | 0
|  |  |  | 1973-08-18 | 0 | 0
|  |  |  | 1973-08-19 | 0 | 0
|  |  |  | 1973-08-20 | 0.17 | 0.17
|  |  |  | 1973-08-21 | 0 | 0
|  |  |  | 1973-08-22 | 0 | 0
|  |  |  | 1973-08-23 | 0 | 0
|  |  |  | 1973-08-24 | 0 | 0
|  |  |  | 1973-08-25 | 0 | 0
|  |  |  | 1973-08-26 | 0 | 0
|  |  |  | 1973-08-27 | 0 | 0
|  |  |  | 1973-08-28 | 0.21 | 0.21
|  |  |  | 1973-08-29 | 0.09 | 0.09
|  |  |  | 1973-08-30 | 0.75 | 0.75
|  |  |  | 1973-08-31 | 0 | 0
|  |  |  | 1973-09-01 | 0 | 0
|  |  |  | 1973-09-02 | 0 | 0
|  |  |  | 1973-09-03 | 0 | 0
|  |  |  | 1973-09-04 | 0 | 0
|  |  |  | 1973-09-05 | 0 | 0
|  |  |  | 1973-09-06 | 0 | 0
|  |  |  | 1973-09-07 | 0.27 | 0.27
|  |  |  | 1973-09-08 | 0 | 0
|  |  |  | 1973-09-09 | 0 | 0
|  |  |  | 1973-09-10 | 0 | 0
|  |  |  | 1973-09-11 | 0 | 0
|  |  |  | 1973-09-12 | 0 | 0
|  |  |  | 1973-09-13 | 0 | 0
|  |  |  | 1973-09-14 | 0.05 | 0.05
|  |  |  | 1973-09-15 | 0.06 | 0.06
|  |  |  | 1973-09-16 | 0 | 0
|  |  |  | 1973-09-17 | 0 | 0
|  |  |  | 1973-09-18 | 0.01 | 0.01
|  |  |  | 1973-09-19 | 0.02 | 0.02
|  |  |  | 1973-09-20 | 0 | 0
|  |  |  | 1973-09-21 | 0 | 0
|  |  |  | 1973-09-22 | 0.4 | 0.4
|  |  |  | 1973-09-23 | 0 | 0
|  |  |  | 1973-09-24 | 0 | 0
|  |  |  | 1973-09-25 | 0 | 0
|  |  |  | 1973-09-26 | 0 | 0
|  |  |  | 1973-09-27 | 0 | 0
|  |  |  | 1973-09-28 | 0 | 0
|  |  |  | 1973-09-29 | 0 | 0
|  |  |  | 1973-09-30 | 0 | 0
|  |  |  | 1973-10-01 | 0 | 0
|  |  |  | 1973-10-02 | 0 | 0
|  |  |  | 1973-10-03 | 0 | 0
|  |  |  | 1973-10-04 | 0 | 0
|  |  |  | 1973-10-05 | 0.06 | 0.06
|  |  |  | 1973-10-06 | 0.06 | 0.06
|  |  |  | 1973-10-07 | 0.05 | 0.05
|  |  |  | 1973-10-08 | 0 | 0
|  |  |  | 1973-10-09 | 0 | 0
|  |  |  | 1973-10-10 | 0 | 0
|  |  |  | 1973-10-11 | 0 | 0
|  |  |  | 1973-10-12 | 0 | 0
|  |  |  | 1973-10-13 | 0 | 0
|  |  |  | 1973-10-14 | 0 | 0
|  |  |  | 1973-10-15 | 0 | 0
|  |  |  | 1973-10-16 | 0 | 0
|  |  |  | 1973-10-17 | 0 | 0
|  |  |  | 1973-10-18 | 0 | 0
|  |  |  | 1973-10-19 | 0 | 0
|  |  |  | 1973-10-20 | 0 | 0
|  |  |  | 1973-10-21 | 0 | 0
|  |  |  | 1973-10-22 | 0 | 0
|  |  |  | 1973-10-23 | 0 | 0
|  |  |  | 1973-10-24 | 0 | 0
|  |  |  | 1973-10-25 | 0 | 0
|  |  |  | 1973-10-26 | 0 | 0
|  |  |  | 1973-10-27 | 0 | 0
|  |  |  | 1973-10-28 | 0 | 0
|  |  |  | 1973-10-29 | 0 | 0
|  |  |  | 1973-10-30 | 0 | 0
|  |  |  | 1973-10-31 | 0 | 0
|  |  |  | 1973-11-01 | 0 | 0
|  |  |  | 1973-11-02 | 0 | 0
|  |  |  | 1973-11-03 | 0 | 0
|  |  |  | 1973-11-04 | 0 | 0
|  |  |  | 1973-11-05 | 0 | 0
|  |  |  | 1973-11-06 | 0 | 0
|  |  |  | 1973-11-07 | 0 | 0
|  |  |  | 1973-11-08 | 0 | 0
|  |  |  | 1973-11-09 | 0 | 0
|  |  |  | 1973-11-10 | 0 | 0
|  |  |  | 1973-11-11 | 0 | 0
|  |  |  | 1973-11-12 | 0 | 0
|  |  |  | 1973-11-13 | 0 | 0
|  |  |  | 1973-11-14 | 0 | 0
|  |  |  | 1973-11-15 | 0 | 0
|  |  |  | 1973-11-16 | 0 | 0
|  |  |  | 1973-11-17 | 0 | 0
|  |  |  | 1973-11-18 | 0 | 0
|  |  |  | 1973-11-19 | 0 | 0
|  |  |  | 1973-11-20 | 0 | 0
|  |  |  | 1973-11-21 | 0 | 0
|  |  |  | 1973-11-22 | 0 | 0
|  |  |  | 1973-11-23 | 0 | 0
|  |  |  | 1973-11-24 | 0 | 0
|  |  |  | 1973-11-25 | 0 | 0
|  |  |  | 1973-11-26 | 0 | 0
|  |  |  | 1973-11-27 | 0 | 0
|  |  |  | 1973-11-28 | 0 | 0
|  |  |  | 1973-11-29 | 0 | 0
|  |  |  | 1973-11-30 | 0 | 0
|  |  |  | 1974-01-01 | 0 | 0
|  |  |  | 1974-01-02 | 0 | 0
|  |  |  | 1974-01-03 | 0 | 0
|  |  |  | 1974-01-04 | 0 | 0
|  |  |  | 1974-01-05 | 0 | 0
|  |  |  | 1974-01-06 | 0 | 0
|  |  |  | 1974-01-07 | 0 | 0
|  |  |  | 1974-01-08 | 0 | 0
|  |  |  | 1974-01-09 | 0 | 0
|  |  |  | 1974-01-10 | 0 | 0
|  |  |  | 1974-01-11 | 0 | 0
|  |  |  | 1974-01-12 | 0 | 0
|  |  |  | 1974-01-13 | 0 | 0
|  |  |  | 1974-01-14 | 0 | 0
|  |  |  | 1974-01-15 | 0 | 0
|  |  |  | 1974-01-16 | 0 | 0
|  |  |  | 1974-01-17 | 0 | 0
|  |  |  | 1974-01-18 | 0 | 0
|  |  |  | 1974-01-19 | 0 | 0
|  |  |  | 1974-01-20 | 0 | 0
|  |  |  | 1974-01-21 | 0 | 0
|  |  |  | 1974-01-22 | 0 | 0
|  |  |  | 1974-01-23 | 0 | 0
|  |  |  | 1974-01-24 | 0 | 0
|  |  |  | 1974-01-25 | 0.11 | 0.11
|  |  |  | 1974-01-26 | 0.11 | 0.11
|  |  |  | 1974-01-27 | 0 | 0
|  |  |  | 1974-01-28 | 0 | 0
|  |  |  | 1974-01-29 | 0 | 0
|  |  |  | 1974-01-30 | 0 | 0
|  |  |  | 1974-01-31 | 0 | 0
|  |  |  | 1974-02-01 | 0 | 0
|  |  |  | 1974-02-02 | 0 | 0
|  |  |  | 1974-02-03 | 0 | 0
|  |  |  | 1974-02-04 | 0 | 0
|  |  |  | 1974-02-05 | 0 | 0
|  |  |  | 1974-02-06 | 0 | 0
|  |  |  | 1974-02-07 | 0 | 0
|  |  |  | 1974-02-08 | 0 | 0
|  |  |  | 1974-02-09 | 0 | 0
|  |  |  | 1974-02-10 | 0 | 0
|  |  |  | 1974-02-11 | 0 | 0
|  |  |  | 1974-02-12 | 0 | 0
|  |  |  | 1974-02-13 | 0 | 0
|  |  |  | 1974-02-14 | 0 | 0
|  |  |  | 1974-02-15 | 0 | 0
|  |  |  | 1974-02-16 | 0 | 0
|  |  |  | 1974-02-17 | 0 | 0
|  |  |  | 1974-02-18 | 0 | 0
|  |  |  | 1974-02-19 | 0 | 0
|  |  |  | 1974-02-20 | 0 | 0
|  |  |  | 1974-02-21 | 0 | 0
|  |  |  | 1974-02-22 | 0 | 0
|  |  |  | 1974-02-23 | 0 | 0
|  |  |  | 1974-02-24 | 0 | 0
|  |  |  | 1974-02-25 | 0 | 0
|  |  |  | 1974-02-26 | 0 | 0
|  |  |  | 1974-02-27 | 0 | 0
|  |  |  | 1974-02-28 | 0 | 0
|  |  |  | 1974-03-01 | 0 | 0
|  |  |  | 1974-03-02 | 0 | 0
|  |  |  | 1974-03-03 | 0 | 0
|  |  |  | 1974-03-04 | 0 | 0
|  |  |  | 1974-03-05 | 0 | 0
|  |  |  | 1974-03-06 | 0 | 0
|  |  |  | 1974-03-07 | 0 | 0
|  |  |  | 1974-03-08 | 0 | 0
|  |  |  | 1974-03-09 | 0 | 0
|  |  |  | 1974-03-10 | 0 | 0
|  |  |  | 1974-03-11 | 0 | 0
|  |  |  | 1974-03-12 | 0.06 | 0.06
|  |  |  | 1974-03-13 | 0.26 | 0.26
|  |  |  | 1974-03-14 | 0.02 | 0.02
|  |  |  | 1974-03-15 | 0 | 0
|  |  |  | 1974-03-16 | 0 | 0
|  |  |  | 1974-03-17 | 0 | 0
|  |  |  | 1974-03-18 | 0 | 0
|  |  |  | 1974-03-19 | 0 | 0
|  |  |  | 1974-03-20 | 0.18 | 0.18
|  |  |  | 1974-03-21 | 0 | 0
|  |  |  | 1974-03-22 | 0 | 0
|  |  |  | 1974-03-23 | 0 | 0
|  |  |  | 1974-03-24 | 0 | 0
|  |  |  | 1974-03-25 | 0 | 0
|  |  |  | 1974-03-26 | 0 | 0
|  |  |  | 1974-03-27 | 0 | 0
|  |  |  | 1974-03-28 | 0 | 0
|  |  |  | 1974-03-29 | 0 | 0
|  |  |  | 1974-03-30 | 0 | 0
|  |  |  | 1974-03-31 | 0 | 0
|  |  |  | 1974-04-01 | 0 | 0
|  |  |  | 1974-04-02 | 0 | 0
|  |  |  | 1974-04-03 | 0 | 0
|  |  |  | 1974-04-04 | 0 | 0
|  |  |  | 1974-04-05 | 0 | 0
|  |  |  | 1974-04-06 | 0 | 0
|  |  |  | 1974-04-07 | 0 | 0
|  |  |  | 1974-04-08 | 0 | 0
|  |  |  | 1974-04-09 | 0 | 0
|  |  |  | 1974-04-10 | 0 | 0
|  |  |  | 1974-04-11 | 0 | 0
|  |  |  | 1974-04-12 | 0 | 0
|  |  |  | 1974-04-13 | 0 | 0
|  |  |  | 1974-04-14 | 0 | 0
|  |  |  | 1974-04-15 | 0 | 0
|  |  |  | 1974-04-16 | 0 | 0
|  |  |  | 1974-04-17 | 0 | 0
|  |  |  | 1974-04-18 | 0 | 0
|  |  |  | 1974-04-19 | 0 | 0
|  |  |  | 1974-04-20 | 0 | 0
|  |  |  | 1974-04-21 | 0 | 0
|  |  |  | 1974-04-22 | 0 | 0
|  |  |  | 1974-04-23 | 0 | 0
|  |  |  | 1974-04-24 | 0 | 0
|  |  |  | 1974-04-25 | 0 | 0
|  |  |  | 1974-04-26 | 1.05 | 1.05
|  |  |  | 1974-04-27 | 0.11 | 0.11
|  |  |  | 1974-04-28 | 0 | 0
|  |  |  | 1974-04-29 | 0.59 | 0.59
|  |  |  | 1974-04-30 | 0.03 | 0.03
|  |  |  | 1974-05-01 | 0.16 | 0.16
|  |  |  | 1974-05-02 | 0 | 0
|  |  |  | 1974-05-03 | 0 | 0
|  |  |  | 1974-05-04 | 0 | 0
|  |  |  | 1974-05-05 | 0 | 0
|  |  |  | 1974-05-06 | 0 | 0
|  |  |  | 1974-05-07 | 0.15 | 0.15
|  |  |  | 1974-05-08 | 0.4 | 0.4
|  |  |  | 1974-05-09 | 0.6 | 0.6
|  |  |  | 1974-05-10 | 0 | 0
|  |  |  | 1974-05-11 | 0 | 0
|  |  |  | 1974-05-12 | 0 | 0
|  |  |  | 1974-05-13 | 0 | 0
|  |  |  | 1974-05-14 | 0 | 0
|  |  |  | 1974-05-15 | 0 | 0
|  |  |  | 1974-05-16 | 0 | 0
|  |  |  | 1974-05-17 | 0 | 0
|  |  |  | 1974-05-18 | 0.13 | 0.13
|  |  |  | 1974-05-19 | 0 | 0
|  |  |  | 1974-05-20 | 0 | 0
|  |  |  | 1974-05-21 | 0 | 0
|  |  |  | 1974-05-22 | 0 | 0
|  |  |  | 1974-05-23 | 0 | 0
|  |  |  | 1974-05-24 | 0 | 0
|  |  |  | 1974-05-25 | 0 | 0
|  |  |  | 1974-05-26 | 0 | 0
|  |  |  | 1974-05-27 | 0 | 0
|  |  |  | 1974-05-28 | 0 | 0
|  |  |  | 1974-05-29 | 0 | 0
|  |  |  | 1974-05-30 | 0 | 0
|  |  |  | 1974-05-31 | 0 | 0
|  |  |  | 1974-06-01 | 0 | 0
|  |  |  | 1974-06-02 | 0 | 0
|  |  |  | 1974-06-03 | 0 | 0
|  |  |  | 1974-06-04 | 0 | 0
|  |  |  | 1974-06-05 | 0 | 0
|  |  |  | 1974-06-06 | 0 | 0
|  |  |  | 1974-06-07 | 0 | 0
|  |  |  | 1974-06-08 | 0 | 0
|  |  |  | 1974-06-09 | 0 | 0
|  |  |  | 1974-06-10 | 0 | 0
|  |  |  | 1974-06-11 | 0 | 0
|  |  |  | 1974-06-12 | 0 | 0
|  |  |  | 1974-06-13 | 0 | 0
|  |  |  | 1974-06-14 | 0 | 0
|  |  |  | 1974-06-15 | 0 | 0
|  |  |  | 1974-06-16 | 0 | 0
|  |  |  | 1974-06-17 | 0 | 0
|  |  |  | 1974-06-18 | 0 | 0
|  |  |  | 1974-06-19 | 0 | 0
|  |  |  | 1974-06-20 | 0 | 0
|  |  |  | 1974-06-21 | 0 | 0
|  |  |  | 1974-06-22 | 0 | 0
|  |  |  | 1974-06-23 | 0 | 0
|  |  |  | 1974-06-24 | 0 | 0
|  |  |  | 1974-06-25 | 0 | 0
|  |  |  | 1974-06-26 | 0 | 0
|  |  |  | 1974-06-27 | 0 | 0
|  |  |  | 1974-06-28 | 0 | 0
|  |  |  | 1974-06-29 | 0 | 0
|  |  |  | 1974-06-30 | 0 | 0
|  |  |  | 1974-07-01 | 0 | 0
|  |  |  | 1974-07-02 | 0 | 0
|  |  |  | 1974-07-03 | 0 | 0
|  |  |  | 1974-07-04 | 0 | 0
|  |  |  | 1974-07-05 | 0 | 0
|  |  |  | 1974-07-06 | 0 | 0
|  |  |  | 1974-07-07 | 0 | 0
|  |  |  | 1974-07-08 | 0.24 | 0.24
|  |  |  | 1974-07-09 | 0.02 | 0.02
|  |  |  | 1974-07-10 | 0 | 0
|  |  |  | 1974-07-11 | 1.38 | 1.38
|  |  |  | 1974-07-12 | 0.02 | 0.02
|  |  |  | 1974-07-13 | 0.36 | 0.36
|  |  |  | 1974-07-14 | 0 | 0
|  |  |  | 1974-07-15 | 0 | 0
|  |  |  | 1974-07-16 | 0.15 | 0.15
|  |  |  | 1974-07-17 | 0 | 0
|  |  |  | 1974-07-18 | 0 | 0
|  |  |  | 1974-07-19 | 0 | 0
|  |  |  | 1974-07-20 | 0.28 | 0.28
|  |  |  | 1974-07-21 | 0 | 0
|  |  |  | 1974-07-22 | 0 | 0
|  |  |  | 1974-07-23 | 0 | 0
|  |  |  | 1974-07-24 | 0 | 0
|  |  |  | 1974-07-25 | 0 | 0
|  |  |  | 1974-07-26 | 0 | 0
|  |  |  | 1974-07-27 | 0 | 0
|  |  |  | 1974-07-28 | 0 | 0
|  |  |  | 1974-07-29 | 0 | 0
|  |  |  | 1974-07-30 | 0 | 0
|  |  |  | 1974-07-31 | 0 | 0
|  |  |  | 1974-08-01 | 0 | 0
|  |  |  | 1974-08-02 | 0 | 0
|  |  |  | 1974-08-03 | 0 | 0
|  |  |  | 1974-08-04 | 0 | 0
|  |  |  | 1974-08-05 | 0 | 0
|  |  |  | 1974-08-06 | 0 | 0
|  |  |  | 1974-08-07 | 0 | 0
|  |  |  | 1974-08-08 | 0 | 0
|  |  |  | 1974-08-09 | 0.3 | 0.3
|  |  |  | 1974-08-10 | 0.14 | 0.14
|  |  |  | 1974-08-11 | 0 | 0
|  |  |  | 1974-08-12 | 0.12 | 0.12
|  |  |  | 1974-08-13 | 0 | 0
|  |  |  | 1974-08-14 | 0.05 | 0.05
|  |  |  | 1974-08-15 | 0 | 0
|  |  |  | 1974-08-16 | 0 | 0
|  |  |  | 1974-08-17 | 0 | 0
|  |  |  | 1974-08-18 | 0 | 0
|  |  |  | 1974-08-19 | 0 | 0
|  |  |  | 1974-08-20 | 0 | 0
|  |  |  | 1974-08-21 | 0.13 | 0.13
|  |  |  | 1974-08-22 | 0.14 | 0.14
|  |  |  | 1974-08-23 | 0.39 | 0.39
|  |  |  | 1974-08-24 | 0.33 | 0.33
|  |  |  | 1974-08-25 | 0.34 | 0.34
|  |  |  | 1974-08-26 | 0.14 | 0.14
|  |  |  | 1974-08-27 | 0 | 0
|  |  |  | 1974-08-28 | 0 | 0
|  |  |  | 1974-08-29 | 0 | 0
|  |  |  | 1974-08-30 | 0 | 0
|  |  |  | 1974-08-31 | 0 | 0
|  |  |  | 1974-09-01 | 0 | 0
|  |  |  | 1974-09-02 | 0 | 0
|  |  |  | 1974-09-03 | 0 | 0
|  |  |  | 1974-09-04 | 0 | 0
|  |  |  | 1974-09-05 | 0 | 0
|  |  |  | 1974-09-06 | 0 | 0
|  |  |  | 1974-09-07 | 0 | 0
|  |  |  | 1974-09-08 | 0 | 0
|  |  |  | 1974-09-09 | 0 | 0
|  |  |  | 1974-09-10 | 0 | 0
|  |  |  | 1974-09-11 | 0 | 0
|  |  |  | 1974-09-12 | 0 | 0
|  |  |  | 1974-09-13 | 0 | 0
|  |  |  | 1974-09-14 | 0.01 | 0.01
|  |  |  | 1974-09-15 | 0.26 | 0.26
|  |  |  | 1974-09-16 | 0.53 | 0.53
|  |  |  | 1974-09-17 | 1 | 1
|  |  |  | 1974-09-18 | 0.24 | 0.24
|  |  |  | 1974-09-19 | 0.6 | 0.6
|  |  |  | 1974-09-20 | 0.59 | 0.59
|  |  |  | 1974-09-21 | 0.62 | 0.62
|  |  |  | 1974-09-22 | 0.15 | 0.15
|  |  |  | 1974-09-23 | 1.55 | 1.55
|  |  |  | 1974-09-24 | 0.99 | 0.99
|  |  |  | 1974-09-25 | 0 | 0
|  |  |  | 1974-09-26 | 0 | 0
|  |  |  | 1974-09-27 | 0 | 0
|  |  |  | 1974-09-28 | 0 | 0
|  |  |  | 1974-09-29 | 0 | 0
|  |  |  | 1974-09-30 | 0 | 0
|  |  |  | 1974-10-01 | 0 | 0
|  |  |  | 1974-10-02 | 0 | 0
|  |  |  | 1974-10-03 | 0 | 0
|  |  |  | 1974-10-04 | 0 | 0
|  |  |  | 1974-10-05 | 0 | 0
|  |  |  | 1974-10-06 | 0 | 0
|  |  |  | 1974-10-07 | 0 | 0
|  |  |  | 1974-10-08 | 0 | 0
|  |  |  | 1974-10-09 | 0 | 0
|  |  |  | 1974-10-10 | 0 | 0
|  |  |  | 1974-10-11 | 0 | 0
|  |  |  | 1974-10-12 | 0 | 0
|  |  |  | 1974-10-13 | 1.36 | 1.36
|  |  |  | 1974-10-14 | 0.42 | 0.42
|  |  |  | 1974-10-15 | 0 | 0
|  |  |  | 1974-10-16 | 0 | 0
|  |  |  | 1974-10-17 | 0 | 0
|  |  |  | 1974-10-18 | 0 | 0
|  |  |  | 1974-10-19 | 0 | 0
|  |  |  | 1974-10-20 | 0 | 0
|  |  |  | 1974-10-21 | 0 | 0
|  |  |  | 1974-10-22 | 0 | 0
|  |  |  | 1974-10-23 | 0 | 0
|  |  |  | 1974-10-24 | 0.52 | 0.52
|  |  |  | 1974-10-25 | 0 | 0
|  |  |  | 1974-10-26 | 0 | 0
|  |  |  | 1974-10-27 | 0 | 0
|  |  |  | 1974-10-28 | 0 | 0
|  |  |  | 1974-10-29 | 0.16 | 0.16
|  |  |  | 1974-10-30 | 0 | 0
|  |  |  | 1974-10-31 | 0 | 0
|  |  |  | 1974-11-01 | 0 | 0
|  |  |  | 1974-11-02 | 0 | 0
|  |  |  | 1974-11-03 | 0 | 0
|  |  |  | 1974-11-04 | 0 | 0
|  |  |  | 1974-11-05 | 0 | 0
|  |  |  | 1974-11-06 | 0.38 | 0.38
|  |  |  | 1974-11-07 | 0.13 | 0.13
|  |  |  | 1974-11-08 | 0.22 | 0.22
|  |  |  | 1974-11-09 | 0.37 | 0.37
|  |  |  | 1974-11-10 | 0 | 0
|  |  |  | 1974-11-11 | 0 | 0
|  |  |  | 1974-11-12 | 0 | 0
|  |  |  | 1974-11-13 | 0 | 0
|  |  |  | 1974-11-14 | 0 | 0
|  |  |  | 1974-11-15 | 0 | 0
|  |  |  | 1974-11-16 | 0 | 0
|  |  |  | 1974-11-17 | 0 | 0
|  |  |  | 1974-11-18 | 0 | 0
|  |  |  | 1974-11-19 | 0 | 0
|  |  |  | 1974-11-20 | 0 | 0
|  |  |  | 1974-11-21 | 0 | 0
|  |  |  | 1974-11-22 | 0 | 0
|  |  |  | 1974-11-23 | 0 | 0
|  |  |  | 1974-11-24 | 0 | 0
|  |  |  | 1974-11-25 | 0 | 0
|  |  |  | 1974-11-26 | 0 | 0
|  |  |  | 1974-11-27 | 0 | 0
|  |  |  | 1974-11-28 | 0 | 0
|  |  |  | 1974-11-29 | 0 | 0
|  |  |  | 1974-11-30 | 0 | 0
|  |  |  | 1981-07-01 | 0 | 0
|  |  |  | 1981-07-02 | 0 | 0
|  |  |  | 1981-07-03 | 0 | 0
|  |  |  | 1981-07-04 | 0 | 0
|  |  |  | 1981-07-05 | 0.05 | 0.05
|  |  |  | 1981-07-06 | 0 | 0
|  |  |  | 1981-07-07 | 0.05 | 0.05
|  |  |  | 1981-07-08 | 0 | 0
|  |  |  | 1981-07-09 | 0 | 0
|  |  |  | 1981-07-10 | 0.12 | 0.12
|  |  |  | 1981-07-11 | 0 | 0
|  |  |  | 1981-07-12 | 0 | 0
|  |  |  | 1981-07-13 | 0 | 0
|  |  |  | 1981-07-14 | 0 | 0
|  |  |  | 1981-07-15 | 0 | 0
|  |  |  | 1981-07-16 | 0.32 | 0.32
|  |  |  | 1981-07-17 | 0.02 | 0.02
|  |  |  | 1981-07-18 | 0 | 0
|  |  |  | 1981-07-19 | 0.63 | 0.63
|  |  |  | 1981-07-20 | 0 | 0
|  |  |  | 1981-07-21 | 0 | 0
|  |  |  | 1981-07-22 | 0 | 0
|  |  |  | 1981-07-23 | 0 | 0
|  |  |  | 1981-07-24 | 0 | 0
|  |  |  | 1981-07-25 | 0 | 0
|  |  |  | 1981-07-26 | 0 | 0
|  |  |  | 1981-07-27 | 0 | 0
|  |  |  | 1981-07-28 | 0.82 | 0.82
|  |  |  | 1981-07-29 | 0.12 | 0.12
|  |  |  | 1981-07-30 | 0 | 0
|  |  |  | 1981-07-31 | 0 | 0
|  |  |  | 1981-08-01 | 0 | 0
|  |  |  | 1981-08-02 | 0 | 0
|  |  |  | 1981-08-03 | 0 | 0
|  |  |  | 1981-08-04 | 0 | 0
|  |  |  | 1981-08-05 | 0.33 | 0.33
|  |  |  | 1981-08-06 | 0 | 0
|  |  |  | 1981-08-07 | 0 | 0
|  |  |  | 1981-08-08 | 0.25 | 0.25
|  |  |  | 1981-08-09 | 0.14 | 0.14
|  |  |  | 1981-08-10 | 1.42 | 1.42
|  |  |  | 1981-08-11 | 0.17 | 0.17
|  |  |  | 1981-08-12 | 1.7 | 1.7
|  |  |  | 1981-08-13 | 0 | 0
|  |  |  | 1981-08-14 | 0.03 | 0.03
|  |  |  | 1981-08-15 | 0 | 0
|  |  |  | 1981-08-16 | 1.09 | 1.09
|  |  |  | 1981-08-17 | 0 | 0
|  |  |  | 1981-08-18 | 0 | 0
|  |  |  | 1981-08-19 | 0 | 0
|  |  |  | 1981-08-20 | 0 | 0
|  |  |  | 1981-08-21 | 0 | 0
|  |  |  | 1981-08-22 | 0 | 0
|  |  |  | 1981-08-23 | 0 | 0
|  |  |  | 1981-08-24 | 0 | 0
|  |  |  | 1981-08-25 | 0 | 0
|  |  |  | 1981-08-26 | 0 | 0
|  |  |  | 1981-08-27 | 0 | 0
|  |  |  | 1981-08-28 | 2.02 | 2.02
|  |  |  | 1981-08-29 | 0 | 0
|  |  |  | 1981-08-30 | 0 | 0
|  |  |  | 1981-08-31 | 0 | 0
|  |  |  | 1981-09-01 | 0 | 0
|  |  |  | 1981-09-02 | 0 | 0
|  |  |  | 1981-09-03 | 0 | 0
|  |  |  | 1981-09-04 | 0.22 | 0.22
|  |  |  | 1981-09-05 | 0.41 | 0.41
|  |  |  | 1981-09-06 | 0 | 0
|  |  |  | 1981-09-07 | 1.19 | 1.19
|  |  |  | 1981-09-08 | 0.61 | 0.61
|  |  |  | 1981-09-09 | 0 | 0
|  |  |  | 1981-09-10 | 0 | 0
|  |  |  | 1981-09-11 | 0 | 0
|  |  |  | 1981-09-12 | 0 | 0
|  |  |  | 1981-09-13 | 0 | 0
|  |  |  | 1981-09-14 | 0 | 0
|  |  |  | 1981-09-15 | 0 | 0
|  |  |  | 1981-09-16 | 0 | 0
|  |  |  | 1981-09-17 | 0 | 0
|  |  |  | 1981-09-18 | 0 | 0
|  |  |  | 1981-09-19 | 0 | 0
|  |  |  | 1981-09-20 | 0 | 0
|  |  |  | 1981-09-21 | 0 | 0
|  |  |  | 1981-09-22 | 0 | 0
|  |  |  | 1981-09-23 | 0 | 0
|  |  |  | 1981-09-24 | 0 | 0
|  |  |  | 1981-09-25 | 0 | 0
|  |  |  | 1981-09-26 | 0.1 | 0.1
|  |  |  | 1981-09-27 | 0 | 0
|  |  |  | 1981-09-28 | 0 | 0
|  |  |  | 1981-09-29 | 0 | 0
|  |  |  | 1981-09-30 | 0 | 0
|  |  |  | 1981-10-01 | 0 | 0
|  |  |  | 1981-10-02 | 0.09 | 0.09
|  |  |  | 1981-10-03 | 0 | 0
|  |  |  | 1981-10-04 | 0.32 | 0.32
|  |  |  | 1981-10-05 | 0.64 | 0.64
|  |  |  | 1981-10-06 | 0.15 | 0.15
|  |  |  | 1981-10-07 | 0.32 | 0.32
|  |  |  | 1981-10-08 | 0 | 0
|  |  |  | 1981-10-09 | 0 | 0
|  |  |  | 1981-10-10 | 0 | 0
|  |  |  | 1981-10-11 | 0 | 0
|  |  |  | 1981-10-12 | 0 | 0
|  |  |  | 1981-10-13 | 0.15 | 0.15
|  |  |  | 1981-10-14 | 0 | 0
|  |  |  | 1981-10-15 | 0 | 0
|  |  |  | 1981-10-16 | 0 | 0
|  |  |  | 1981-10-17 | 0 | 0
|  |  |  | 1981-10-18 | 0 | 0
|  |  |  | 1981-10-19 | 0 | 0
|  |  |  | 1981-10-20 | 0 | 0
|  |  |  | 1981-10-21 | 0.25 | 0.25
|  |  |  | 1981-10-22 | 0.35 | 0.35
|  |  |  | 1981-10-23 | 0.02 | 0.02
|  |  |  | 1981-10-24 | 0 | 0
|  |  |  | 1981-10-25 | 0 | 0
|  |  |  | 1981-10-26 | 0 | 0
|  |  |  | 1981-10-27 | 0 | 0
|  |  |  | 1981-10-28 | 0 | 0
|  |  |  | 1981-10-29 | 0 | 0
|  |  |  | 1981-10-30 | 0 | 0
|  |  |  | 1981-10-31 | 0 | 0
|  |  |  | 1981-11-01 | 0 | 0
|  |  |  | 1981-11-02 | 0 | 0
|  |  |  | 1981-11-03 | 0 | 0
|  |  |  | 1981-11-04 | 0 | 0
|  |  |  | 1981-11-05 | 0 | 0
|  |  |  | 1981-11-06 | 0 | 0
|  |  |  | 1981-11-07 | 0 | 0
|  |  |  | 1981-11-08 | 0 | 0
|  |  |  | 1981-11-09 | 0 | 0
|  |  |  | 1981-11-10 | 0 | 0
|  |  |  | 1981-11-11 | 0 | 0
|  |  |  | 1981-11-12 | 0 | 0
|  |  |  | 1981-11-13 | 0 | 0
|  |  |  | 1981-11-14 | 0 | 0
|  |  |  | 1981-11-15 | 0 | 0
|  |  |  | 1981-11-16 | 0 | 0
|  |  |  | 1981-11-17 | 0 | 0
|  |  |  | 1981-11-18 | 0 | 0
|  |  |  | 1981-11-19 | 0 | 0
|  |  |  | 1981-11-20 | 0 | 0
|  |  |  | 1981-11-21 | 0 | 0
|  |  |  | 1981-11-22 | 0 | 0
|  |  |  | 1981-11-23 | 0 | 0
|  |  |  | 1981-11-24 | 0 | 0
|  |  |  | 1981-11-25 | 0 | 0
|  |  |  | 1981-11-26 | 0 | 0
|  |  |  | 1981-11-27 | 0 | 0
|  |  |  | 1981-11-28 | 0 | 0
|  |  |  | 1981-11-29 | 0 | 0
|  |  |  | 1981-11-30 | 0 | 0
|  |  |  | 1981-12-01 | 0 | 0
|  |  |  | 1981-12-02 | 0 | 0
|  |  |  | 1981-12-03 | 0 | 0
|  |  |  | 1981-12-04 | 0 | 0
|  |  |  | 1981-12-05 | 0 | 0
|  |  |  | 1981-12-06 | 0 | 0
|  |  |  | 1981-12-07 | 0 | 0
|  |  |  | 1981-12-08 | 0 | 0
|  |  |  | 1981-12-09 | 0 | 0
|  |  |  | 1981-12-10 | 0 | 0
|  |  |  | 1981-12-11 | 0 | 0
|  |  |  | 1981-12-12 | 0 | 0
|  |  |  | 1981-12-13 | 0 | 0
|  |  |  | 1981-12-14 | 0 | 0
|  |  |  | 1981-12-15 | 0 | 0
|  |  |  | 1981-12-16 | 0 | 0
|  |  |  | 1981-12-17 | 0 | 0
|  |  |  | 1981-12-18 | 0 | 0
|  |  |  | 1981-12-19 | 0 | 0
|  |  |  | 1981-12-20 | 0 | 0
|  |  |  | 1981-12-21 | 0 | 0
|  |  |  | 1981-12-22 | 0 | 0
|  |  |  | 1981-12-23 | 0 | 0
|  |  |  | 1981-12-24 | 0 | 0
|  |  |  | 1981-12-25 | 0 | 0
|  |  |  | 1981-12-26 | 0 | 0
|  |  |  | 1981-12-27 | 0 | 0
|  |  |  | 1981-12-28 | 0 | 0
|  |  |  | 1981-12-29 | 0 | 0
|  |  |  | 1981-12-30 | 0 | 0
|  |  |  | 1981-12-31 | 0 | 0
|  |  |  | 1982-01-01 | 0 | 0
|  |  |  | 1982-01-02 | 0 | 0
|  |  |  | 1982-01-03 | 0 | 0
|  |  |  | 1982-01-04 | 0 | 0
|  |  |  | 1982-01-05 | 0 | 0
|  |  |  | 1982-01-06 | 0 | 0
|  |  |  | 1982-01-07 | 0 | 0
|  |  |  | 1982-01-08 | 0 | 0
|  |  |  | 1982-01-09 | 0 | 0
|  |  |  | 1982-01-10 | 0 | 0
|  |  |  | 1982-01-11 | 0 | 0
|  |  |  | 1982-01-12 | 0.03 | 0.03
|  |  |  | 1982-01-13 | 0.1 | 0.1
|  |  |  | 1982-01-14 | 0 | 0
|  |  |  | 1982-01-15 | 0 | 0
|  |  |  | 1982-01-16 | 0 | 0
|  |  |  | 1982-01-17 | 0 | 0
|  |  |  | 1982-01-18 | 0 | 0
|  |  |  | 1982-01-19 | 0 | 0
|  |  |  | 1982-01-20 | 0 | 0
|  |  |  | 1982-01-21 | 0 | 0
|  |  |  | 1982-01-22 | 0 | 0
|  |  |  | 1982-01-23 | 0 | 0
|  |  |  | 1982-01-24 | 0 | 0
|  |  |  | 1982-01-25 | 0 | 0
|  |  |  | 1982-01-26 | 0 | 0
|  |  |  | 1982-01-27 | 0 | 0
|  |  |  | 1982-01-28 | 0 | 0
|  |  |  | 1982-01-29 | 0 | 0
|  |  |  | 1982-01-30 | 0 | 0
|  |  |  | 1982-01-31 |  | 0
|  |  |  | 1982-02-01 | 0 | 0
|  |  |  | 1982-02-02 | 0 | 0
|  |  |  | 1982-02-03 | 0 | 0
|  |  |  | 1982-02-04 | 0 | 0
|  |  |  | 1982-02-05 | 0 | 0
|  |  |  | 1982-02-06 | 0 | 0
|  |  |  | 1982-02-07 | 0 | 0
|  |  |  | 1982-02-08 | 0 | 0
|  |  |  | 1982-02-09 | 0 | 0
|  |  |  | 1982-02-10 | 0 | 0
|  |  |  | 1982-02-11 | 0 | 0
|  |  |  | 1982-02-12 | 0 | 0
|  |  |  | 1982-02-13 | 0 | 0
|  |  |  | 1982-02-14 | 0 | 0
|  |  |  | 1982-02-15 | 0 | 0
|  |  |  | 1982-02-16 | 0 | 0
|  |  |  | 1982-02-17 | 0 | 0
|  |  |  | 1982-02-18 | 0 | 0
|  |  |  | 1982-02-19 | 0 | 0
|  |  |  | 1982-02-20 | 0.18 | 0.18
|  |  |  | 1982-02-21 | 0.02 | 0.02
|  |  |  | 1982-02-22 | 0 | 0
|  |  |  | 1982-02-23 | 0 | 0
|  |  |  | 1982-02-24 | 0 | 0
|  |  |  | 1982-02-25 | 0 | 0
|  |  |  | 1982-02-26 | 0.05 | 0.05
|  |  |  | 1982-02-27 | 0 | 0
|  |  |  | 1982-02-28 | 0 | 0
|  |  |  | 1982-03-01 | 0 | 0
|  |  |  | 1982-03-02 | 0 | 0
|  |  |  | 1982-03-03 | 0 | 0
|  |  |  | 1982-03-04 | 0 | 0
|  |  |  | 1982-03-05 | 0 | 0
|  |  |  | 1982-03-06 | 0 | 0
|  |  |  | 1982-03-07 | 0 | 0
|  |  |  | 1982-03-08 | 0 | 0
|  |  |  | 1982-03-09 | 0 | 0
|  |  |  | 1982-03-10 | 0 | 0
|  |  |  | 1982-03-11 | 0 | 0
|  |  |  | 1982-03-12 | 0 | 0
|  |  |  | 1982-03-13 | 0 | 0
|  |  |  | 1982-03-14 | 0 | 0
|  |  |  | 1982-03-15 | 0 | 0
|  |  |  | 1982-03-16 | 0 | 0
|  |  |  | 1982-03-17 | 0 | 0
|  |  |  | 1982-03-18 | 0 | 0
|  |  |  | 1982-03-19 | 0 | 0
|  |  |  | 1982-03-20 | 0 | 0
|  |  |  | 1982-03-21 | 0 | 0
|  |  |  | 1982-03-22 | 0 | 0
|  |  |  | 1982-03-23 | 0 | 0
|  |  |  | 1982-03-24 | 0 | 0
|  |  |  | 1982-03-25 | 0 | 0
|  |  |  | 1982-03-26 | 0 | 0
|  |  |  | 1982-03-27 | 0 | 0
|  |  |  | 1982-03-28 | 0 | 0
|  |  |  | 1982-03-29 | 0 | 0
|  |  |  | 1982-03-30 | 0 | 0
|  |  |  | 1982-03-31 | 0 | 0
|  |  |  | 1982-04-01 | 0 | 0
|  |  |  | 1982-04-02 | 0 | 0
|  |  |  | 1982-04-03 | 0 | 0
|  |  |  | 1982-04-04 | 0 | 0
|  |  |  | 1982-04-05 | 0 | 0
|  |  |  | 1982-04-06 | 0 | 0
|  |  |  | 1982-04-07 | 0 | 0
|  |  |  | 1982-04-08 | 0 | 0
|  |  |  | 1982-04-09 | 0 | 0
|  |  |  | 1982-04-10 | 0 | 0
|  |  |  | 1982-04-11 | 0 | 0
|  |  |  | 1982-04-12 | 0 | 0
|  |  |  | 1982-04-13 | 0 | 0
|  |  |  | 1982-04-14 | 0 | 0
|  |  |  | 1982-04-15 | 0 | 0
|  |  |  | 1982-04-16 | 0 | 0
|  |  |  | 1982-04-17 | 0 | 0
|  |  |  | 1982-04-18 | 0 | 0
|  |  |  | 1982-04-19 | 0 | 0
|  |  |  | 1982-04-20 | 0 | 0
|  |  |  | 1982-04-21 | 0 | 0
|  |  |  | 1982-04-22 | 0.35 | 0.35
|  |  |  | 1982-04-23 | 0.05 | 0.05
|  |  |  | 1982-04-24 | 0 | 0
|  |  |  | 1982-04-25 | 0 | 0
|  |  |  | 1982-04-26 | 0 | 0
|  |  |  | 1982-04-27 | 0 | 0
|  |  |  | 1982-04-28 | 0 | 0
|  |  |  | 1982-04-29 | 0 | 0
|  |  |  | 1982-04-30 | 0 | 0
|  |  |  | 1982-05-01 | 0.1 | 0.1
|  |  |  | 1982-05-02 | 0 | 0
|  |  |  | 1982-05-03 | 0.24 | 0.24
|  |  |  | 1982-05-04 | 0.21 | 0.21
|  |  |  | 1982-05-05 | 0.82 | 0.82
|  |  |  | 1982-05-06 | 0 | 0
|  |  |  | 1982-05-07 | 0.04 | 0.04
|  |  |  | 1982-05-08 | 0 | 0
|  |  |  | 1982-05-09 | 0.2 | 0.2
|  |  |  | 1982-05-10 | 0 | 0
|  |  |  | 1982-05-11 | 0 | 0
|  |  |  | 1982-05-12 | 0 | 0
|  |  |  | 1982-05-13 | 0 | 0
|  |  |  | 1982-05-14 | 0 | 0
|  |  |  | 1982-05-15 | 0 | 0
|  |  |  | 1982-05-16 | 0 | 0
|  |  |  | 1982-05-17 | 0 | 0
|  |  |  | 1982-05-18 | 0 | 0
|  |  |  | 1982-05-19 | 0 | 0
|  |  |  | 1982-05-20 | 0 | 0
|  |  |  | 1982-05-21 | 0 | 0
|  |  |  | 1982-05-22 | 0 | 0
|  |  |  | 1982-05-23 | 0.35 | 0.35
|  |  |  | 1982-05-24 | 0.17 | 0.17
|  |  |  | 1982-05-25 | 0 | 0
|  |  |  | 1982-05-26 | 0 | 0
|  |  |  | 1982-05-27 | 0 | 0
|  |  |  | 1982-05-28 | 0 | 0
|  |  |  | 1982-05-29 | 0 | 0
|  |  |  | 1982-05-30 | 0 | 0
|  |  |  | 1982-05-31 | 0 | 0
|  |  |  | 1982-06-01 | 0 | 0
|  |  |  | 1982-06-02 | 0 | 0
|  |  |  | 1982-06-03 | 0 | 0
|  |  |  | 1982-06-04 | 0 | 0
|  |  |  | 1982-06-05 | 0 | 0
|  |  |  | 1982-06-06 | 0 | 0
|  |  |  | 1982-06-07 | 0 | 0
|  |  |  | 1982-06-08 | 0.31 | 0.31
|  |  |  | 1982-06-09 | 0.01 | 0.01
|  |  |  | 1982-06-10 | 0 | 0
|  |  |  | 1982-06-11 | 0.41 | 0.41
|  |  |  | 1982-06-12 | 0 | 0
|  |  |  | 1982-06-13 | 0 | 0
|  |  |  | 1982-06-14 | 0.16 | 0.16
|  |  |  | 1982-06-15 | 0 | 0
|  |  |  | 1982-06-16 | 0 | 0
|  |  |  | 1982-06-17 | 0 | 0
|  |  |  | 1982-06-18 | 0 | 0
|  |  |  | 1982-06-19 | 0 | 0
|  |  |  | 1982-06-20 | 0 | 0
|  |  |  | 1982-06-21 | 0.32 | 0.32
|  |  |  | 1982-06-22 | 0.15 | 0.15
|  |  |  | 1982-06-23 | 0 | 0
|  |  |  | 1982-06-24 | 0 | 0
|  |  |  | 1982-06-25 | 0 | 0
|  |  |  | 1982-06-26 | 0 | 0
|  |  |  | 1982-06-27 | 0 | 0
|  |  |  | 1982-06-28 | 0.05 | 0.05
|  |  |  | 1982-06-29 | 0 | 0
|  |  |  | 1982-06-30 | 0.06 | 0.06
|  |  |  | 1982-07-01 | 0.11 | 0.11
|  |  |  | 1982-07-02 | 0.07 | 0.07
|  |  |  | 1982-07-03 | 0.05 | 0.05
|  |  |  | 1982-07-04 | 0 | 0
|  |  |  | 1982-07-05 | 0.53 | 0.53
|  |  |  | 1982-07-06 | 0 | 0
|  |  |  | 1982-07-07 | 0 | 0
|  |  |  | 1982-07-08 | 0 | 0
|  |  |  | 1982-07-09 | 0.19 | 0.19
|  |  |  | 1982-07-10 | 0 | 0
|  |  |  | 1982-07-11 | 0 | 0
|  |  |  | 1982-07-12 | 0.05 | 0.05
|  |  |  | 1982-07-13 | 0 | 0
|  |  |  | 1982-07-14 | 0 | 0
|  |  |  | 1982-07-15 | 0 | 0
|  |  |  | 1982-07-16 | 0.19 | 0.19
|  |  |  | 1982-07-17 | 0 | 0
|  |  |  | 1982-07-18 | 0 | 0
|  |  |  | 1982-07-19 | 0.25 | 0.25
|  |  |  | 1982-07-20 | 0 | 0
|  |  |  | 1982-07-21 | 0 | 0
|  |  |  | 1982-07-22 | 0 | 0
|  |  |  | 1982-07-23 | 0 | 0
|  |  |  | 1982-07-24 | 0.43 | 0.43
|  |  |  | 1982-07-25 | 0 | 0
|  |  |  | 1982-07-26 | 0 | 0
|  |  |  | 1982-07-27 | 0 | 0
|  |  |  | 1982-07-28 | 0 | 0
|  |  |  | 1982-07-29 | 0 | 0
|  |  |  | 1982-07-30 | 0.11 | 0.11
|  |  |  | 1982-07-31 | 0.06 | 0.06
|  |  |  | 1982-08-01 | 0.64 | 0.64
|  |  |  | 1982-08-02 | 0 | 0
|  |  |  | 1982-08-03 | 0.62 | 0.62
|  |  |  | 1982-08-04 | 0 | 0
|  |  |  | 1982-08-05 | 0.29 | 0.29
|  |  |  | 1982-08-06 | 0 | 0
|  |  |  | 1982-08-07 | 0 | 0
|  |  |  | 1982-08-08 | 0 | 0
|  |  |  | 1982-08-09 | 0.28 | 0.28
|  |  |  | 1982-08-10 | 0 | 0
|  |  |  | 1982-08-11 | 0 | 0
|  |  |  | 1982-08-12 | 0 | 0
|  |  |  | 1982-08-13 | 0 | 0
|  |  |  | 1982-08-14 | 0 | 0
|  |  |  | 1982-08-15 | 0 | 0
|  |  |  | 1982-08-16 | 0 | 0
|  |  |  | 1982-08-17 | 0 | 0
|  |  |  | 1982-08-18 | 0 | 0
|  |  |  | 1982-08-19 | 0 | 0
|  |  |  | 1982-08-20 | 0 | 0
|  |  |  | 1982-08-21 | 0 | 0
|  |  |  | 1982-08-22 | 0 | 0
|  |  |  | 1982-08-23 | 0 | 0
|  |  |  | 1982-08-24 | 0 | 0
|  |  |  | 1982-08-25 | 0.86 | 0.86
|  |  |  | 1982-08-26 | 0 | 0
|  |  |  | 1982-08-27 | 0 | 0
|  |  |  | 1982-08-28 | 0.08 | 0.08
|  |  |  | 1982-08-29 | 0 | 0
|  |  |  | 1982-08-30 | 0 | 0
|  |  |  | 1982-08-31 | 0 | 0
|  |  |  | 1982-09-01 | 0 | 0
|  |  |  | 1982-09-02 | 0 | 0
|  |  |  | 1982-09-03 | 0 | 0
|  |  |  | 1982-09-04 | 0 | 0
|  |  |  | 1982-09-05 | 0 | 0
|  |  |  | 1982-09-06 | 0 | 0
|  |  |  | 1982-09-07 | 0 | 0
|  |  |  | 1982-09-08 | 0 | 0
|  |  |  | 1982-09-09 | 0.05 | 0.05
|  |  |  | 1982-09-10 | 0 | 0
|  |  |  | 1982-09-11 | 0.06 | 0.06
|  |  |  | 1982-09-12 | 0 | 0
|  |  |  | 1982-09-13 | 0 | 0
|  |  |  | 1982-09-14 | 0 | 0
|  |  |  | 1982-09-15 | 0.46 | 0.46
|  |  |  | 1982-09-16 | 0 | 0
|  |  |  | 1982-09-17 | 0 | 0
|  |  |  | 1982-09-18 | 0 | 0
|  |  |  | 1982-09-19 | 0.07 | 0.07
|  |  |  | 1982-09-20 | 0 | 0
|  |  |  | 1982-09-21 | 0 | 0
|  |  |  | 1982-09-22 | 0 | 0
|  |  |  | 1982-09-23 | 0 | 0
|  |  |  | 1982-09-24 | 0 | 0
|  |  |  | 1982-09-25 | 0 | 0
|  |  |  | 1982-09-26 | 0 | 0
|  |  |  | 1982-09-27 | 0 | 0
|  |  |  | 1982-09-28 | 0 | 0
|  |  |  | 1982-09-29 | 0.07 | 0.07
|  |  |  | 1982-09-30 | 0 | 0
|  |  |  | 1982-10-01 | 0 | 0
|  |  |  | 1982-10-02 | 0 | 0
|  |  |  | 1982-10-03 | 0 | 0
|  |  |  | 1982-10-04 | 0 | 0
|  |  |  | 1982-10-05 | 0 | 0
|  |  |  | 1982-10-06 | 0 | 0
|  |  |  | 1982-10-07 | 0 | 0
|  |  |  | 1982-10-08 | 0.07 | 0.07
|  |  |  | 1982-10-09 | 0 | 0
|  |  |  | 1982-10-10 | 0 | 0
|  |  |  | 1982-10-11 | 0 | 0
|  |  |  | 1982-10-12 | 0 | 0
|  |  |  | 1982-10-13 | 0 | 0
|  |  |  | 1982-10-14 | 0 | 0
|  |  |  | 1982-10-15 | 0 | 0
|  |  |  | 1982-10-16 | 0 | 0
|  |  |  | 1982-10-17 | 0 | 0
|  |  |  | 1982-10-18 | 0 | 0
|  |  |  | 1982-10-19 | 0 | 0
|  |  |  | 1982-10-20 | 0 | 0
|  |  |  | 1982-10-21 | 0 | 0
|  |  |  | 1982-10-22 | 0 | 0
|  |  |  | 1982-10-23 | 0 | 0
|  |  |  | 1982-10-24 | 0 | 0
|  |  |  | 1982-10-25 | 0 | 0
|  |  |  | 1982-10-26 | 0 | 0
|  |  |  | 1982-10-27 | 0 | 0
|  |  |  | 1982-10-28 | 0 | 0
|  |  |  | 1982-10-29 | 0 | 0
|  |  |  | 1982-10-30 | 0 | 0
|  |  |  | 1982-10-31 | 0 | 0
|  |  |  | 1982-11-01 | 0 | 0
|  |  |  | 1982-11-02 | 0 | 0
|  |  |  | 1982-11-03 | 0.17 | 0.17
|  |  |  | 1982-11-04 | 0 | 0
|  |  |  | 1982-11-05 | 0 | 0
|  |  |  | 1982-11-06 | 0 | 0
|  |  |  | 1982-11-07 | 0 | 0
|  |  |  | 1982-11-08 | 0 | 0
|  |  |  | 1982-11-09 | 0 | 0
|  |  |  | 1982-11-10 | 0 | 0
|  |  |  | 1982-11-11 | 0.05 | 0.05
|  |  |  | 1982-11-12 | 0 | 0
|  |  |  | 1982-11-13 | 0 | 0
|  |  |  | 1982-11-14 | 0 | 0
|  |  |  | 1982-11-15 | 0 | 0
|  |  |  | 1982-11-16 | 0 | 0
|  |  |  | 1982-11-17 | 0 | 0
|  |  |  | 1982-11-18 | 0 | 0
|  |  |  | 1982-11-19 | 0 | 0
|  |  |  | 1982-11-20 | 0 | 0
|  |  |  | 1982-11-21 | 0 | 0
|  |  |  | 1982-11-22 | 0 | 0
|  |  |  | 1982-11-23 | 0 | 0
|  |  |  | 1982-11-24 | 0 | 0
|  |  |  | 1982-11-25 | 0.31 | 0.31
|  |  |  | 1982-11-26 | 0.05 | 0.05
|  |  |  | 1982-11-27 | 0.2 | 0.2
|  |  |  | 1982-11-28 | 0 | 0
|  |  |  | 1982-11-29 | 0 | 0
|  |  |  | 1982-11-30 | 0 | 0
|  |  |  | 1982-12-01 | 0 | 0
|  |  |  | 1982-12-02 | 0.3 | 0.3
|  |  |  | 1982-12-03 | 0 | 0
|  |  |  | 1982-12-04 | 0 | 0
|  |  |  | 1982-12-05 | 0 | 0
|  |  |  | 1982-12-06 | 0 | 0
|  |  |  | 1982-12-07 | 0 | 0
|  |  |  | 1982-12-08 | 0 | 0
|  |  |  | 1982-12-09 | 0 | 0
|  |  |  | 1982-12-10 | 0.63 | 0.63
|  |  |  | 1982-12-11 | 0.45 | 0.45
|  |  |  | 1982-12-12 | 0 | 0
|  |  |  | 1982-12-13 | 0 | 0
|  |  |  | 1982-12-14 | 0 | 0
|  |  |  | 1982-12-15 | 0 | 0
|  |  |  | 1982-12-16 | 0 | 0
|  |  |  | 1982-12-17 | 0 | 0
|  |  |  | 1982-12-18 | 0 | 0
|  |  |  | 1982-12-19 | 0 | 0
|  |  |  | 1982-12-20 | 0 | 0
|  |  |  | 1982-12-21 | 0 | 0
|  |  |  | 1982-12-22 | 0 | 0
|  |  |  | 1982-12-23 | 0 | 0
|  |  |  | 1982-12-24 | 0 | 0
|  |  |  | 1982-12-25 |  | 0
|  |  |  | 1982-12-26 | 0 | 0
|  |  |  | 1982-12-27 | 0 | 0
|  |  |  | 1982-12-28 | 0 | 0
|  |  |  | 1982-12-29 | 0 | 0
|  |  |  | 1982-12-30 | 0 | 0
|  |  |  | 1982-12-31 | 0.45 | 0.45
|  |  |  | 1983-01-01 | 0 | 0
|  |  |  | 1983-01-02 | 0 | 0
|  |  |  | 1983-01-03 | 0 | 0
|  |  |  | 1983-01-04 | 0 | 0
|  |  |  | 1983-01-05 | 0 | 0
|  |  |  | 1983-01-06 | 0 | 0
|  |  |  | 1983-01-07 | 0 | 0
|  |  |  | 1983-01-08 | 0 | 0
|  |  |  | 1983-01-09 | 0 | 0
|  |  |  | 1983-01-10 | 0 | 0
|  |  |  | 1983-01-11 | 0 | 0
|  |  |  | 1983-01-12 | 0 | 0
|  |  |  | 1983-01-13 | 0 | 0
|  |  |  | 1983-01-14 | 0 | 0
|  |  |  | 1983-01-15 | 0 | 0
|  |  |  | 1983-01-16 | 0 | 0
|  |  |  | 1983-01-17 | 0 | 0
|  |  |  | 1983-01-18 | 0.17 | 0.17
|  |  |  | 1983-01-19 | 0.3 | 0.3
|  |  |  | 1983-01-20 | 0.56 | 0.56
|  |  |  | 1983-01-21 | 0.02 | 0.02
|  |  |  | 1983-01-22 | 0 | 0
|  |  |  | 1983-01-23 | 0 | 0
|  |  |  | 1983-01-24 | 0 | 0
|  |  |  | 1983-01-25 | 0 | 0
|  |  |  | 1983-01-26 | 0 | 0
|  |  |  | 1983-01-27 | 0 | 0
|  |  |  | 1983-01-28 | 0 | 0
|  |  |  | 1983-01-29 | 0 | 0
|  |  |  | 1983-01-30 | 0 | 0
|  |  |  | 1983-01-31 | 0.03 | 0.03
|  |  |  | 1983-02-01 | 0.01 | 0.01
|  |  |  | 1983-02-02 | 0 | 0
|  |  |  | 1983-02-03 | 0 | 0
|  |  |  | 1983-02-04 | 0 | 0
|  |  |  | 1983-02-05 | 0.08 | 0.08
|  |  |  | 1983-02-06 | 0 | 0
|  |  |  | 1983-02-07 | 0 | 0
|  |  |  | 1983-02-08 | 0 | 0
|  |  |  | 1983-02-09 | 0 | 0
|  |  |  | 1983-02-10 | 0 | 0
|  |  |  | 1983-02-11 | 0 | 0
|  |  |  | 1983-02-12 | 0 | 0
|  |  |  | 1983-02-13 | 0 | 0
|  |  |  | 1983-02-14 | 0 | 0
|  |  |  | 1983-02-15 | 0 | 0
|  |  |  | 1983-02-16 | 0 | 0
|  |  |  | 1983-02-17 | 0 | 0
|  |  |  | 1983-02-18 | 0 | 0
|  |  |  | 1983-02-19 | 0 | 0
|  |  |  | 1983-02-20 | 0 | 0
|  |  |  | 1983-02-21 | 0 | 0
|  |  |  | 1983-02-22 | 0 | 0
|  |  |  | 1983-02-23 | 0 | 0
|  |  |  | 1983-02-24 | 0 | 0
|  |  |  | 1983-02-25 | 0 | 0
|  |  |  | 1983-02-26 | 0.3 | 0.3
|  |  |  | 1983-02-27 | 0.11 | 0.11
|  |  |  | 1983-02-28 | 0 | 0
|  |  |  | 1983-03-01 | 0 | 0
|  |  |  | 1983-03-02 | 0 | 0
|  |  |  | 1983-03-03 | 0 | 0
|  |  |  | 1983-03-04 | 0.41 | 0.41
|  |  |  | 1983-03-05 | 0 | 0
|  |  |  | 1983-03-06 | 0 | 0
|  |  |  | 1983-03-07 | 0 | 0
|  |  |  | 1983-03-08 | 0 | 0
|  |  |  | 1983-03-09 | 0 | 0
|  |  |  | 1983-03-10 | 0 | 0
|  |  |  | 1983-03-11 | 0 | 0
|  |  |  | 1983-03-12 | 0 | 0
|  |  |  | 1983-03-13 | 0 | 0
|  |  |  | 1983-03-14 | 0 | 0
|  |  |  | 1983-03-15 | 0 | 0
|  |  |  | 1983-03-16 | 0 | 0
|  |  |  | 1983-03-17 | 0 | 0
|  |  |  | 1983-03-18 | 0 | 0
|  |  |  | 1983-03-19 | 0 | 0
|  |  |  | 1983-03-20 | 0 | 0
|  |  |  | 1983-03-21 | 0 | 0
|  |  |  | 1983-03-22 | 0 | 0
|  |  |  | 1983-03-23 | 0 | 0
|  |  |  | 1983-03-24 | 0 | 0
|  |  |  | 1983-03-25 | 0 | 0
|  |  |  | 1983-03-26 | 0 | 0
|  |  |  | 1983-03-27 | 0 | 0
|  |  |  | 1983-03-28 | 0 | 0
|  |  |  | 1983-03-29 | 0 | 0
|  |  |  | 1983-03-30 | 0 | 0
|  |  |  | 1983-03-31 | 0 | 0
|  |  |  | 1983-04-01 | 0 | 0
|  |  |  | 1983-04-02 | 0 | 0
|  |  |  | 1983-04-03 | 0 | 0
|  |  |  | 1983-04-04 | 0 | 0
|  |  |  | 1983-04-05 | 0 | 0
|  |  |  | 1983-04-06 | 0 | 0
|  |  |  | 1983-04-07 | 0 | 0
|  |  |  | 1983-04-08 | 0 | 0
|  |  |  | 1983-04-09 | 0.36 | 0.36
|  |  |  | 1983-04-10 | 0 | 0
|  |  |  | 1983-04-11 | 0 | 0
|  |  |  | 1983-04-12 | 0 | 0
|  |  |  | 1983-04-13 | 0 | 0
|  |  |  | 1983-04-14 | 0 | 0
|  |  |  | 1983-04-15 | 0 | 0
|  |  |  | 1983-04-16 | 0 | 0
|  |  |  | 1983-04-17 | 0 | 0
|  |  |  | 1983-04-18 | 0 | 0
|  |  |  | 1983-04-19 | 0 | 0
|  |  |  | 1983-04-20 | 0 | 0
|  |  |  | 1983-04-21 | 0 | 0
|  |  |  | 1983-04-22 | 0 | 0
|  |  |  | 1983-04-23 | 0 | 0
|  |  |  | 1983-04-24 | 0 | 0
|  |  |  | 1983-04-25 | 0 | 0
|  |  |  | 1983-04-26 | 0 | 0
|  |  |  | 1983-04-27 | 0 | 0
|  |  |  | 1983-04-28 | 0 | 0
|  |  |  | 1983-04-29 | 0 | 0
|  |  |  | 1983-04-30 | 0 | 0
|  |  |  | 1983-05-01 | 0 | 0
|  |  |  | 1983-05-02 | 0 | 0
|  |  |  | 1983-05-03 | 0 | 0
|  |  |  | 1983-05-04 | 0 | 0
|  |  |  | 1983-05-05 | 0 | 0
|  |  |  | 1983-05-06 | 0 | 0
|  |  |  | 1983-05-07 | 0 | 0
|  |  |  | 1983-05-08 | 0 | 0
|  |  |  | 1983-05-09 | 0.73 | 0.73
|  |  |  | 1983-05-10 | 0 | 0
|  |  |  | 1983-05-11 | 0 | 0
|  |  |  | 1983-05-12 | 0 | 0
|  |  |  | 1983-05-13 | 0 | 0
|  |  |  | 1983-05-14 | 0 | 0
|  |  |  | 1983-05-15 | 0 | 0
|  |  |  | 1983-05-16 | 0 | 0
|  |  |  | 1983-05-17 | 0 | 0
|  |  |  | 1983-05-18 | 0 | 0
|  |  |  | 1983-05-19 | 0 | 0
|  |  |  | 1983-05-20 | 0 | 0
|  |  |  | 1983-05-21 | 0 | 0
|  |  |  | 1983-05-22 | 0 | 0
|  |  |  | 1983-05-23 | 0 | 0
|  |  |  | 1983-05-24 | 0 | 0
|  |  |  | 1983-05-25 | 0.06 | 0.06
|  |  |  | 1983-05-26 | 0 | 0
|  |  |  | 1983-05-27 | 0 | 0
|  |  |  | 1983-05-28 | 0 | 0
|  |  |  | 1983-05-29 | 0 | 0
|  |  |  | 1983-05-30 | 0 | 0
|  |  |  | 1983-05-31 | 0.05 | 0.05
|  |  |  | 1983-06-01 | 0 | 0
|  |  |  | 1983-06-02 | 0 | 0
|  |  |  | 1983-06-03 | 0 | 0
|  |  |  | 1983-06-04 | 0 | 0
|  |  |  | 1983-06-05 | 0 | 0
|  |  |  | 1983-06-06 | 0 | 0
|  |  |  | 1983-06-07 | 0 | 0
|  |  |  | 1983-06-08 | 0 | 0
|  |  |  | 1983-06-09 | 0 | 0
|  |  |  | 1983-06-10 | 0 | 0
|  |  |  | 1983-06-11 | 0 | 0
|  |  |  | 1983-06-12 | 0 | 0
|  |  |  | 1983-06-13 | 0 | 0
|  |  |  | 1983-06-14 | 0 | 0
|  |  |  | 1983-06-15 | 0.4 | 0.4
|  |  |  | 1983-06-16 | 0.38 | 0.38
|  |  |  | 1983-06-17 | 0.19 | 0.19
|  |  |  | 1983-06-18 | 0 | 0
|  |  |  | 1983-06-19 | 0 | 0
|  |  |  | 1983-06-20 | 0 | 0
|  |  |  | 1983-06-21 | 0 | 0
|  |  |  | 1983-06-22 | 0 | 0
|  |  |  | 1983-06-23 | 0.8 | 0.8
|  |  |  | 1983-06-24 | 0 | 0
|  |  |  | 1983-06-25 | 0.09 | 0.09
|  |  |  | 1983-06-26 | 0 | 0
|  |  |  | 1983-06-27 | 0 | 0
|  |  |  | 1983-06-28 | 0 | 0
|  |  |  | 1983-06-29 | 0 | 0
|  |  |  | 1983-06-30 | 0 | 0
|  |  |  | 1983-07-01 | 0 | 0
|  |  |  | 1983-07-02 | 0 | 0
|  |  |  | 1983-07-03 | 0 | 0
|  |  |  | 1983-07-04 | 0 | 0
|  |  |  | 1983-07-05 | 0 | 0
|  |  |  | 1983-07-06 | 0 | 0
|  |  |  | 1983-07-07 | 0.1 | 0.1
|  |  |  | 1983-07-08 | 0 | 0
|  |  |  | 1983-07-09 | 0 | 0
|  |  |  | 1983-07-10 | 0 | 0
|  |  |  | 1983-07-11 | 0 | 0
|  |  |  | 1983-07-12 | 0 | 0
|  |  |  | 1983-07-13 | 0 | 0
|  |  |  | 1983-07-14 | 0 | 0
|  |  |  | 1983-07-15 | 0 | 0
|  |  |  | 1983-07-16 | 0 | 0
|  |  |  | 1983-07-17 | 0 | 0
|  |  |  | 1983-07-18 | 0 | 0
|  |  |  | 1983-07-19 | 0 | 0
|  |  |  | 1983-07-20 | 0 | 0
|  |  |  | 1983-07-21 | 0.44 | 0.44
|  |  |  | 1983-07-22 | 0.21 | 0.21
|  |  |  | 1983-07-23 | 0 | 0
|  |  |  | 1983-07-24 | 0 | 0
|  |  |  | 1983-07-25 | 0 | 0
|  |  |  | 1983-07-26 | 0 | 0
|  |  |  | 1983-07-27 | 0 | 0
|  |  |  | 1983-07-28 | 0.43 | 0.43
|  |  |  | 1983-07-29 | 0 | 0
|  |  |  | 1983-07-30 | 0 | 0
|  |  |  | 1983-07-31 | 0 | 0
|  |  |  | 1983-08-01 | 0 | 0
|  |  |  | 1983-08-02 | 0 | 0
|  |  |  | 1983-08-03 | 0 | 0
|  |  |  | 1983-08-04 | 0 | 0
|  |  |  | 1983-08-05 | 0 | 0
|  |  |  | 1983-08-06 | 0 | 0
|  |  |  | 1983-08-07 | 0 | 0
|  |  |  | 1983-08-08 | 0.36 | 0.36
|  |  |  | 1983-08-09 | 0 | 0
|  |  |  | 1983-08-10 | 0.01 | 0.01
|  |  |  | 1983-08-11 | 0 | 0
|  |  |  | 1983-08-12 | 0 | 0
|  |  |  | 1983-08-13 | 0 | 0
|  |  |  | 1983-08-14 | 0 | 0
|  |  |  | 1983-08-15 | 0 | 0
|  |  |  | 1983-08-16 | 0 | 0
|  |  |  | 1983-08-17 | 0 | 0
|  |  |  | 1983-08-18 | 0 | 0
|  |  |  | 1983-08-19 | 0 | 0
|  |  |  | 1983-08-20 | 0 | 0
|  |  |  | 1983-08-21 | 0 | 0
|  |  |  | 1983-08-22 | 0 | 0
|  |  |  | 1983-08-23 | 0 | 0
|  |  |  | 1983-08-24 | 0 | 0
|  |  |  | 1983-08-25 | 0 | 0
|  |  |  | 1983-08-26 | 0 | 0
|  |  |  | 1983-08-27 | 0 | 0
|  |  |  | 1983-08-28 | 0 | 0
|  |  |  | 1983-08-29 | 0 | 0
|  |  |  | 1983-08-30 | 0 | 0
|  |  |  | 1983-08-31 | 0 | 0
|  |  |  | 1983-09-01 |  | 0
|  |  |  | 1983-09-02 | 0 | 0
|  |  |  | 1983-09-03 | 0 | 0
|  |  |  | 1983-09-04 | 0 | 0
|  |  |  | 1983-09-05 | 0.02 | 0.02
|  |  |  | 1983-09-06 | 0 | 0
|  |  |  | 1983-09-07 | 0.03 | 0.03
|  |  |  | 1983-09-08 | 0 | 0
|  |  |  | 1983-09-09 | 0 | 0
|  |  |  | 1983-09-10 | 0 | 0
|  |  |  | 1983-09-11 |  | 0
|  |  |  | 1983-09-12 |  | 0
|  |  |  | 1983-09-13 | 0.81 | 0.81
|  |  |  | 1983-09-14 | 0 | 0
|  |  |  | 1983-09-15 | 0 | 0
|  |  |  | 1983-09-16 | 0.02 | 0.02
|  |  |  | 1983-09-17 | 0 | 0
|  |  |  | 1983-09-18 | 0 | 0
|  |  |  | 1983-09-19 | 0 | 0
|  |  |  | 1983-09-20 | 0 | 0
|  |  |  | 1983-09-21 | 0 | 0
|  |  |  | 1983-09-22 | 0 | 0
|  |  |  | 1983-09-23 | 0 | 0
|  |  |  | 1983-09-24 | 0 | 0
|  |  |  | 1983-09-25 | 0 | 0
|  |  |  | 1983-09-26 | 0 | 0
|  |  |  | 1983-09-27 | 0 | 0
|  |  |  | 1983-09-28 | 0 | 0
|  |  |  | 1983-09-29 | 0.03 | 0.03
|  |  |  | 1983-09-30 | 0.98 | 0.98
|  |  |  | 1983-10-01 | 2.01 | 2.01
|  |  |  | 1983-10-02 |  | 0
|  |  |  | 1983-10-03 | 0 | 0
|  |  |  | 1983-10-04 | 0.1 | 0.1
|  |  |  | 1983-10-05 | 0 | 0
|  |  |  | 1983-10-06 | 0.24 | 0.24
|  |  |  | 1983-10-07 | 0 | 0
|  |  |  | 1983-10-08 |  | 0
|  |  |  | 1983-10-09 | 0.51 | 0.51
|  |  |  | 1983-10-10 |  | 0
|  |  |  | 1983-10-11 | 0 | 0
|  |  |  | 1983-10-12 | 0 | 0
|  |  |  | 1983-10-13 | 0 | 0
|  |  |  | 1983-10-14 | 0 | 0
|  |  |  | 1983-10-15 | 0 | 0
|  |  |  | 1983-10-16 |  | 0
|  |  |  | 1983-10-17 | 0 | 0
|  |  |  | 1983-10-18 | 0 | 0
|  |  |  | 1983-10-19 | 0.75 | 0.75
|  |  |  | 1983-10-20 | 0.4 | 0.4
|  |  |  | 1983-10-21 | 0 | 0
|  |  |  | 1983-10-22 | 0 | 0
|  |  |  | 1983-10-23 | 0 | 0
|  |  |  | 1983-10-24 |  | 0
|  |  |  | 1983-10-25 |  | 0
|  |  |  | 1983-10-26 | 0 | 0
|  |  |  | 1983-10-27 | 0 | 0
|  |  |  | 1983-10-28 | 0 | 0
|  |  |  | 1983-10-29 | 0 | 0
|  |  |  | 1983-10-30 | 0 | 0
|  |  |  | 1983-10-31 | 0 | 0
|  |  |  | 1983-11-01 | 0 | 0
|  |  |  | 1983-11-02 | 0 | 0
|  |  |  | 1983-11-03 | 0 | 0
|  |  |  | 1983-11-04 | 0.22 | 0.22
|  |  |  | 1983-11-05 | 0 | 0
|  |  |  | 1983-11-06 | 0 | 0
|  |  |  | 1983-11-07 | 0 | 0
|  |  |  | 1983-11-08 | 0 | 0
|  |  |  | 1983-11-09 | 0 | 0
|  |  |  | 1983-11-10 | 0 | 0
|  |  |  | 1983-11-11 | 0 | 0
|  |  |  | 1983-11-12 | 0 | 0
|  |  |  | 1983-11-13 | 0 | 0
|  |  |  | 1983-11-14 | 0 | 0
|  |  |  | 1983-11-15 | 0 | 0
|  |  |  | 1983-11-16 | 0 | 0
|  |  |  | 1983-11-17 | 0 | 0
|  |  |  | 1983-11-18 | 0 | 0
|  |  |  | 1983-11-19 | 0 | 0
|  |  |  | 1983-11-20 | 0 | 0
|  |  |  | 1983-11-21 | 0 | 0
|  |  |  | 1983-11-22 | 0.22 | 0.22
|  |  |  | 1983-11-23 | 0 | 0
|  |  |  | 1983-11-24 | 0 | 0
|  |  |  | 1983-11-25 | 0 | 0
|  |  |  | 1983-11-26 | 0 | 0
|  |  |  | 1983-11-27 | 0 | 0
|  |  |  | 1983-11-28 | 0 | 0
|  |  |  | 1983-11-29 | 0 | 0
|  |  |  | 1983-11-30 | 0 | 0
|  |  |  | 1983-12-01 | 0 | 0
|  |  |  | 1983-12-02 | 0 | 0
|  |  |  | 1983-12-03 | 0.16 | 0.16
|  |  |  | 1983-12-04 |  | 0
|  |  |  | 1983-12-05 | 0 | 0
|  |  |  | 1983-12-06 | 0 | 0
|  |  |  | 1983-12-07 | 0 | 0
|  |  |  | 1983-12-08 | 0 | 0
|  |  |  | 1983-12-09 | 0 | 0
|  |  |  | 1983-12-10 | 0 | 0
|  |  |  | 1983-12-11 | 0 | 0
|  |  |  | 1983-12-12 | 0 | 0
|  |  |  | 1983-12-13 | 0 | 0
|  |  |  | 1983-12-14 | 0 | 0
|  |  |  | 1983-12-15 | 0 | 0
|  |  |  | 1983-12-16 | 0 | 0
|  |  |  | 1983-12-17 | 0 | 0
|  |  |  | 1983-12-18 | 0 | 0
|  |  |  | 1983-12-19 | 0 | 0
|  |  |  | 1983-12-20 | 0 | 0
|  |  |  | 1983-12-21 |  | 0
|  |  |  | 1983-12-22 | 0 | 0
|  |  |  | 1983-12-23 | 0 | 0
|  |  |  | 1983-12-24 | 0 | 0
|  |  |  | 1983-12-25 | 0 | 0
|  |  |  | 1983-12-26 | 0 | 0
|  |  |  | 1983-12-27 | 0 | 0
|  |  |  | 1983-12-28 | 0 | 0
|  |  |  | 1983-12-29 | 0 | 0
|  |  |  | 1983-12-30 | 0 | 0
|  |  |  | 1983-12-31 | 0 | 0
|  |  |  | 1984-01-01 |  | 0
|  |  |  | 1984-01-02 | 0 | 0
|  |  |  | 1984-01-03 | 0.35 | 0.35
|  |  |  | 1984-01-04 | 0 | 0
|  |  |  | 1984-01-05 | 0 | 0
|  |  |  | 1984-01-06 | 0 | 0
|  |  |  | 1984-01-07 | 0 | 0
|  |  |  | 1984-01-08 | 0.15 | 0.15
|  |  |  | 1984-01-09 | 0 | 0
|  |  |  | 1984-01-10 | 0 | 0
|  |  |  | 1984-01-11 | 0 | 0
|  |  |  | 1984-01-12 | 0 | 0
|  |  |  | 1984-01-13 | 0 | 0
|  |  |  | 1984-01-14 | 0 | 0
|  |  |  | 1984-01-15 | 0 | 0
|  |  |  | 1984-01-16 | 0 | 0
|  |  |  | 1984-01-17 | 0 | 0
|  |  |  | 1984-01-18 | 0 | 0
|  |  |  | 1984-01-19 | 0 | 0
|  |  |  | 1984-01-20 | 0 | 0
|  |  |  | 1984-01-21 | 0 | 0
|  |  |  | 1984-01-22 | 0 | 0
|  |  |  | 1984-01-23 | 0 | 0
|  |  |  | 1984-01-24 | 0 | 0
|  |  |  | 1984-01-25 | 0 | 0
|  |  |  | 1984-01-26 | 0 | 0
|  |  |  | 1984-01-27 | 0 | 0
|  |  |  | 1984-01-28 | 0 | 0
|  |  |  | 1984-01-29 | 0 | 0
|  |  |  | 1984-01-30 | 0 | 0
|  |  |  | 1984-01-31 | 0.19 | 0.19
|  |  |  | 1984-02-01 | 0 | 0
|  |  |  | 1984-02-02 | 0 | 0
|  |  |  | 1984-02-03 | 0 | 0
|  |  |  | 1984-02-04 | 0 | 0
|  |  |  | 1984-02-05 | 0 | 0
|  |  |  | 1984-02-06 | 0 | 0
|  |  |  | 1984-02-07 | 0 | 0
|  |  |  | 1984-02-08 | 0 | 0
|  |  |  | 1984-02-09 | 0 | 0
|  |  |  | 1984-02-10 | 0 | 0
|  |  |  | 1984-02-11 | 0 | 0
|  |  |  | 1984-02-12 | 0 | 0
|  |  |  | 1984-02-13 | 0 | 0
|  |  |  | 1984-02-14 | 0 | 0
|  |  |  | 1984-02-15 | 0 | 0
|  |  |  | 1984-02-16 | 0 | 0
|  |  |  | 1984-02-17 | 0 | 0
|  |  |  | 1984-02-18 | 0 | 0
|  |  |  | 1984-02-19 | 0 | 0
|  |  |  | 1984-02-20 | 0 | 0
|  |  |  | 1984-02-21 | 0 | 0
|  |  |  | 1984-02-22 | 0 | 0
|  |  |  | 1984-02-23 | 0 | 0
|  |  |  | 1984-02-24 | 0 | 0
|  |  |  | 1984-02-25 | 0 | 0
|  |  |  | 1984-02-26 | 0 | 0
|  |  |  | 1984-02-27 | 0 | 0
|  |  |  | 1984-02-28 | 0 | 0
|  |  |  | 1984-02-29 | 0 | 0
|  |  |  | 1984-03-01 | 0 | 0
|  |  |  | 1984-03-02 | 0 | 0
|  |  |  | 1984-03-03 | 0 | 0
|  |  |  | 1984-03-04 | 0 | 0
|  |  |  | 1984-03-05 | 0 | 0
|  |  |  | 1984-03-06 | 0 | 0
|  |  |  | 1984-03-07 | 0 | 0
|  |  |  | 1984-03-08 | 0 | 0
|  |  |  | 1984-03-09 | 0 | 0
|  |  |  | 1984-03-10 | 0 | 0
|  |  |  | 1984-03-11 | 0 | 0
|  |  |  | 1984-03-12 | 0 | 0
|  |  |  | 1984-03-13 | 0 | 0
|  |  |  | 1984-03-14 | 0 | 0
|  |  |  | 1984-03-15 | 0 | 0
|  |  |  | 1984-03-16 | 0 | 0
|  |  |  | 1984-03-17 | 0 | 0
|  |  |  | 1984-03-18 | 0 | 0
|  |  |  | 1984-03-19 | 0 | 0
|  |  |  | 1984-03-20 | 0 | 0
|  |  |  | 1984-03-21 | 0 | 0
|  |  |  | 1984-03-22 | 0 | 0
|  |  |  | 1984-03-23 | 0 | 0
|  |  |  | 1984-03-24 | 0 | 0
|  |  |  | 1984-03-25 | 0 | 0
|  |  |  | 1984-03-26 | 0 | 0
|  |  |  | 1984-03-27 | 0 | 0
|  |  |  | 1984-03-28 | 0 | 0
|  |  |  | 1984-03-29 | 0 | 0
|  |  |  | 1984-03-30 | 0 | 0
|  |  |  | 1984-03-31 | 0 | 0
|  |  |  | 1984-04-01 | 0 | 0
|  |  |  | 1984-04-02 | 0 | 0
|  |  |  | 1984-04-03 | 0 | 0
|  |  |  | 1984-04-04 | 0 | 0
|  |  |  | 1984-04-05 | 0 | 0
|  |  |  | 1984-04-06 | 0 | 0
|  |  |  | 1984-04-07 | 0 | 0
|  |  |  | 1984-04-08 | 0 | 0
|  |  |  | 1984-04-09 | 0 | 0
|  |  |  | 1984-04-10 | 0 | 0
|  |  |  | 1984-04-11 | 0 | 0
|  |  |  | 1984-04-12 | 0 | 0
|  |  |  | 1984-04-13 | 0 | 0
|  |  |  | 1984-04-14 | 0 | 0
|  |  |  | 1984-04-15 | 0 | 0
|  |  |  | 1984-04-16 | 0 | 0
|  |  |  | 1984-04-17 | 0 | 0
|  |  |  | 1984-04-18 | 0 | 0
|  |  |  | 1984-04-19 |  | 0
|  |  |  | 1984-04-20 | 0 | 0
|  |  |  | 1984-04-21 | 0 | 0
|  |  |  | 1984-04-22 |  | 0
|  |  |  | 1984-04-23 | 0 | 0
|  |  |  | 1984-04-24 | 0 | 0
|  |  |  | 1984-04-25 | 0 | 0
|  |  |  | 1984-04-26 | 0 | 0
|  |  |  | 1984-04-27 | 0 | 0
|  |  |  | 1984-04-28 | 0 | 0
|  |  |  | 1984-04-29 |  | 0
|  |  |  | 1984-04-30 | 0 | 0
|  |  |  | 1984-05-01 | 0 | 0
|  |  |  | 1984-05-02 | 0 | 0
|  |  |  | 1984-05-03 | 0 | 0
|  |  |  | 1984-05-04 | 0 | 0
|  |  |  | 1984-05-05 | 0 | 0
|  |  |  | 1984-05-06 |  | 0
|  |  |  | 1984-05-07 |  | 0
|  |  |  | 1984-05-08 | 0 | 0
|  |  |  | 1984-05-09 | 0 | 0
|  |  |  | 1984-05-10 | 0 | 0
|  |  |  | 1984-05-11 | 0 | 0
|  |  |  | 1984-05-12 |  | 0
|  |  |  | 1984-05-13 | 0 | 0
|  |  |  | 1984-05-14 | 0 | 0
|  |  |  | 1984-05-15 | 0 | 0
|  |  |  | 1984-05-16 | 3 | 3
|  |  |  | 1984-05-17 | 0.2 | 0.2
|  |  |  | 1984-05-18 | 0 | 0
|  |  |  | 1984-05-19 | 0.2 | 0.2
|  |  |  | 1984-05-20 | 0 | 0
|  |  |  | 1984-05-21 | 0 | 0
|  |  |  | 1984-05-22 | 0 | 0
|  |  |  | 1984-05-23 | 0 | 0
|  |  |  | 1984-05-24 | 0 | 0
|  |  |  | 1984-05-25 | 0 | 0
|  |  |  | 1984-05-26 | 0 | 0
|  |  |  | 1984-05-27 | 0 | 0
|  |  |  | 1984-05-28 | 0 | 0
|  |  |  | 1984-05-29 | 0 | 0
|  |  |  | 1984-05-30 | 0 | 0
|  |  |  | 1984-05-31 |  | 0
|  |  |  | 1984-06-01 | 0 | 0
|  |  |  | 1984-06-02 | 0.04 | 0.04
|  |  |  | 1984-06-03 | 0.44 | 0.44
|  |  |  | 1984-06-04 | 0.1 | 0.1
|  |  |  | 1984-06-05 | 0 | 0
|  |  |  | 1984-06-06 | 0 | 0
|  |  |  | 1984-06-07 | 0 | 0
|  |  |  | 1984-06-08 | 0 | 0
|  |  |  | 1984-06-09 | 0 | 0
|  |  |  | 1984-06-10 | 0 | 0
|  |  |  | 1984-06-11 | 0.85 | 0.85
|  |  |  | 1984-06-12 | 0 | 0
|  |  |  | 1984-06-13 | 0.4 | 0.4
|  |  |  | 1984-06-14 | 0.27 | 0.27
|  |  |  | 1984-06-15 | 0 | 0
|  |  |  | 1984-06-16 | 0.54 | 0.54
|  |  |  | 1984-06-17 | 1.11 | 1.11
|  |  |  | 1984-06-18 | 1.35 | 1.35
|  |  |  | 1984-06-19 | 1.5 | 1.5
|  |  |  | 1984-06-20 | 0 | 0
|  |  |  | 1984-06-21 | 0.15 | 0.15
|  |  |  | 1984-06-22 | 0 | 0
|  |  |  | 1984-06-23 | 0 | 0
|  |  |  | 1984-06-24 | 0 | 0
|  |  |  | 1984-06-25 | 0 | 0
|  |  |  | 1984-06-26 | 0 | 0
|  |  |  | 1984-06-27 | 0 | 0
|  |  |  | 1984-06-28 | 0 | 0
|  |  |  | 1984-06-29 | 0.23 | 0.23
|  |  |  | 1984-06-30 | 0 | 0
|  |  |  | 1984-07-01 | 0 | 0
|  |  |  | 1984-07-02 | 0 | 0
|  |  |  | 1984-07-03 | 0 | 0
|  |  |  | 1984-07-04 | 0.4 | 0.4
|  |  |  | 1984-07-05 | 0 | 0
|  |  |  | 1984-07-06 | 0 | 0
|  |  |  | 1984-07-07 | 0 | 0
|  |  |  | 1984-07-08 | 0 | 0
|  |  |  | 1984-07-09 | 0 | 0
|  |  |  | 1984-07-10 | 0 | 0
|  |  |  | 1984-07-11 | 0 | 0
|  |  |  | 1984-07-12 | 0 | 0
|  |  |  | 1984-07-13 | 0 | 0
|  |  |  | 1984-07-14 | 0 | 0
|  |  |  | 1984-07-15 | 0 | 0
|  |  |  | 1984-07-16 | 0 | 0
|  |  |  | 1984-07-17 | 0 | 0
|  |  |  | 1984-07-18 | 0 | 0
|  |  |  | 1984-07-19 | 0 | 0
|  |  |  | 1984-07-20 | 0 | 0
|  |  |  | 1984-07-21 | 0.32 | 0.32
|  |  |  | 1984-07-22 | 0 | 0
|  |  |  | 1984-07-23 | 0 | 0
|  |  |  | 1984-07-24 | 0 | 0
|  |  |  | 1984-07-25 | 0 | 0
|  |  |  | 1984-07-26 | 0.15 | 0.15
|  |  |  | 1984-07-27 | 0.13 | 0.13
|  |  |  | 1984-07-28 | 0.04 | 0.04
|  |  |  | 1984-07-29 | 0 | 0
|  |  |  | 1984-07-30 | 0 | 0
|  |  |  | 1984-07-31 | 0 | 0
|  |  |  | 1984-08-01 | 0 | 0
|  |  |  | 1984-08-02 | 0 | 0
|  |  |  | 1984-08-03 | 0.13 | 0.13
|  |  |  | 1984-08-04 | 0 | 0
|  |  |  | 1984-08-05 | 0 | 0
|  |  |  | 1984-08-06 | 0.06 | 0.06
|  |  |  | 1984-08-07 | 0.13 | 0.13
|  |  |  | 1984-08-08 | 0 | 0
|  |  |  | 1984-08-09 | 0.61 | 0.61
|  |  |  | 1984-08-10 | 0.26 | 0.26
|  |  |  | 1984-08-11 | 0.1 | 0.1
|  |  |  | 1984-08-12 | 0 | 0
|  |  |  | 1984-08-13 | 0.4 | 0.4
|  |  |  | 1984-08-14 | 0 | 0
|  |  |  | 1984-08-15 | 0 | 0
|  |  |  | 1984-08-16 | 0 | 0
|  |  |  | 1984-08-17 | 0 | 0
|  |  |  | 1984-08-18 | 0 | 0
|  |  |  | 1984-08-19 | 0 | 0
|  |  |  | 1984-08-20 | 0 | 0
|  |  |  | 1984-08-21 | 0 | 0
|  |  |  | 1984-08-22 | 0 | 0
|  |  |  | 1984-08-23 | 0 | 0
|  |  |  | 1984-08-24 | 0 | 0
|  |  |  | 1984-08-25 | 0 | 0
|  |  |  | 1984-08-26 | 0 | 0
|  |  |  | 1984-08-27 | 0 | 0
|  |  |  | 1984-08-28 | 0 | 0
|  |  |  | 1984-08-29 | 0 | 0
|  |  |  | 1984-08-30 | 0 | 0
|  |  |  | 1984-08-31 | 0 | 0
|  |  |  | 1984-10-01 | 0 | 0
|  |  |  | 1984-10-02 | 0 | 0
|  |  |  | 1984-10-03 | 0.63 | 0.63
|  |  |  | 1984-10-04 | 0.25 | 0.25
|  |  |  | 1984-10-05 | 0 | 0
|  |  |  | 1984-10-06 | 0 | 0
|  |  |  | 1984-10-07 | 0 | 0
|  |  |  | 1984-10-08 | 0 | 0
|  |  |  | 1984-10-09 | 0.13 | 0.13
|  |  |  | 1984-10-10 | 0.73 | 0.73
|  |  |  | 1984-10-11 | 0 | 0
|  |  |  | 1984-10-12 | 0.62 | 0.62
|  |  |  | 1984-10-13 | 0.22 | 0.22
|  |  |  | 1984-10-14 | 0 | 0
|  |  |  | 1984-10-15 | 0 | 0
|  |  |  | 1984-10-16 | 0 | 0
|  |  |  | 1984-10-17 | 0 | 0
|  |  |  | 1984-10-18 | 0 | 0
|  |  |  | 1984-10-19 | 0 | 0
|  |  |  | 1984-10-20 | 0 | 0
|  |  |  | 1984-10-21 | 0 | 0
|  |  |  | 1984-10-22 | 0 | 0
|  |  |  | 1984-10-23 | 0.67 | 0.67
|  |  |  | 1984-10-24 | 0.03 | 0.03
|  |  |  | 1984-10-25 | 0.37 | 0.37
|  |  |  | 1984-10-26 | 0.36 | 0.36
|  |  |  | 1984-10-27 | 0.09 | 0.09
|  |  |  | 1984-10-28 | 0 | 0
|  |  |  | 1984-10-29 | 0 | 0
|  |  |  | 1984-10-30 | 0 | 0
|  |  |  | 1984-10-31 | 0 | 0
|  |  |  | 1984-11-01 | 0 | 0
|  |  |  | 1984-11-02 | 0 | 0
|  |  |  | 1984-11-03 | 0 | 0
|  |  |  | 1984-11-04 | 0 | 0
|  |  |  | 1984-11-05 | 0 | 0
|  |  |  | 1984-11-06 | 0 | 0
|  |  |  | 1984-11-07 | 0 | 0
|  |  |  | 1984-11-08 | 0 | 0
|  |  |  | 1984-11-09 | 0 | 0
|  |  |  | 1984-11-10 | 0 | 0
|  |  |  | 1984-11-11 | 0 | 0
|  |  |  | 1984-11-12 | 0 | 0
|  |  |  | 1984-11-13 | 0 | 0
|  |  |  | 1984-11-14 | 0 | 0
|  |  |  | 1984-11-15 | 0 | 0
|  |  |  | 1984-11-16 | 0 | 0
|  |  |  | 1984-11-17 | 0.8 | 0.8
|  |  |  | 1984-11-18 | 0 | 0
|  |  |  | 1984-11-19 | 0 | 0
|  |  |  | 1984-11-20 | 0.18 | 0.18
|  |  |  | 1984-11-21 | 0 | 0
|  |  |  | 1984-11-22 | 0 | 0
|  |  |  | 1984-11-23 | 0 | 0
|  |  |  | 1984-11-24 | 0.82 | 0.82
|  |  |  | 1984-11-25 | 0 | 0
|  |  |  | 1984-11-26 | 0 | 0
|  |  |  | 1984-11-27 | 0 | 0
|  |  |  | 1984-11-28 | 0 | 0
|  |  |  | 1984-11-29 | 0 | 0
|  |  |  | 1984-11-30 | 0 | 0
|  |  |  | 1984-12-01 | 0 | 0
|  |  |  | 1984-12-02 | 0 | 0
|  |  |  | 1984-12-03 | 0 | 0
|  |  |  | 1984-12-04 | 0 | 0
|  |  |  | 1984-12-05 | 0 | 0
|  |  |  | 1984-12-06 | 0 | 0
|  |  |  | 1984-12-07 | 0 | 0
|  |  |  | 1984-12-08 | 0 | 0
|  |  |  | 1984-12-09 | 0 | 0
|  |  |  | 1984-12-10 | 0 | 0
|  |  |  | 1984-12-11 | 0 | 0
|  |  |  | 1984-12-12 | 0 | 0
|  |  |  | 1984-12-13 | 0 | 0
|  |  |  | 1984-12-14 | 0 | 0
|  |  |  | 1984-12-15 | 1.03 | 1.03
|  |  |  | 1984-12-16 | 0 | 0
|  |  |  | 1984-12-17 | 0 | 0
|  |  |  | 1984-12-18 | 0 | 0
|  |  |  | 1984-12-19 | 0 | 0
|  |  |  | 1984-12-20 | 0 | 0
|  |  |  | 1984-12-21 | 0 | 0
|  |  |  | 1984-12-22 | 0 | 0
|  |  |  | 1984-12-23 | 0 | 0
|  |  |  | 1984-12-24 | 0 | 0
|  |  |  | 1984-12-25 | 0 | 0
|  |  |  | 1984-12-26 | 0 | 0
|  |  |  | 1984-12-27 | 0 | 0
|  |  |  | 1984-12-28 | 0 | 0
|  |  |  | 1984-12-29 | 0 | 0
|  |  |  | 1984-12-30 | 0 | 0
|  |  |  | 1984-12-31 | 0.85 | 0.85
|  |  |  | 1985-01-01 | 0 | 0
|  |  |  | 1985-01-02 | 0.13 | 0.13
|  |  |  | 1985-01-03 | 0 | 0
|  |  |  | 1985-01-04 | 0 | 0
|  |  |  | 1985-01-05 | 0 | 0
|  |  |  | 1985-01-06 | 0 | 0
|  |  |  | 1985-01-07 | 0 | 0
|  |  |  | 1985-01-08 | 0 | 0
|  |  |  | 1985-01-09 | 0 | 0
|  |  |  | 1985-01-10 | 0 | 0
|  |  |  | 1985-01-11 | 0 | 0
|  |  |  | 1985-01-12 | 0.3 | 0.3
|  |  |  | 1985-01-13 | 0.18 | 0.18
|  |  |  | 1985-01-14 | 0 | 0
|  |  |  | 1985-01-15 | 0.16 | 0.16
|  |  |  | 1985-01-16 | 0 | 0
|  |  |  | 1985-01-17 | 0 | 0
|  |  |  | 1985-01-18 | 0 | 0
|  |  |  | 1985-01-19 | 0 | 0
|  |  |  | 1985-01-20 | 0 | 0
|  |  |  | 1985-01-21 | 0 | 0
|  |  |  | 1985-01-22 | 0 | 0
|  |  |  | 1985-01-23 | 0 | 0
|  |  |  | 1985-01-24 | 0 | 0
|  |  |  | 1985-01-25 | 0 | 0
|  |  |  | 1985-01-26 | 0.11 | 0.11
|  |  |  | 1985-01-27 | 0 | 0
|  |  |  | 1985-01-28 | 0 | 0
|  |  |  | 1985-01-29 | 0 | 0
|  |  |  | 1985-01-30 | 0 | 0
|  |  |  | 1985-01-31 | 0 | 0
|  |  |  | 1985-02-01 |  | 0
|  |  |  | 1985-02-02 | 0.12 | 0.12
|  |  |  | 1985-02-03 | 0 | 0
|  |  |  | 1985-02-04 | 0 | 0
|  |  |  | 1985-02-05 | 0 | 0
|  |  |  | 1985-02-06 | 0 | 0
|  |  |  | 1985-02-07 | 0 | 0
|  |  |  | 1985-02-08 | 0 | 0
|  |  |  | 1985-02-09 | 0 | 0
|  |  |  | 1985-02-10 | 0 | 0
|  |  |  | 1985-02-11 | 0 | 0
|  |  |  | 1985-02-12 | 0 | 0
|  |  |  | 1985-02-13 | 0 | 0
|  |  |  | 1985-02-14 | 0 | 0
|  |  |  | 1985-02-15 | 0 | 0
|  |  |  | 1985-02-16 | 0 | 0
|  |  |  | 1985-02-17 | 0 | 0
|  |  |  | 1985-02-18 | 0 | 0
|  |  |  | 1985-02-19 | 0 | 0
|  |  |  | 1985-02-20 | 0.1 | 0.1
|  |  |  | 1985-02-21 | 0 | 0
|  |  |  | 1985-02-22 | 0 | 0
|  |  |  | 1985-02-23 | 0.11 | 0.11
|  |  |  | 1985-02-24 | 0 | 0
|  |  |  | 1985-02-25 | 0 | 0
|  |  |  | 1985-02-26 | 0 | 0
|  |  |  | 1985-02-27 | 0 | 0
|  |  |  | 1985-02-28 | 0 | 0
|  |  |  | 1985-03-01 | 0.04 | 0.04
|  |  |  | 1985-03-02 | 0 | 0
|  |  |  | 1985-03-03 | 0 | 0
|  |  |  | 1985-03-04 | 0 | 0
|  |  |  | 1985-03-05 | 0 | 0
|  |  |  | 1985-03-06 | 0 | 0
|  |  |  | 1985-03-07 | 0 | 0
|  |  |  | 1985-03-08 | 0 | 0
|  |  |  | 1985-03-09 | 0 | 0
|  |  |  | 1985-03-10 | 0 | 0
|  |  |  | 1985-03-11 | 0 | 0
|  |  |  | 1985-03-12 | 0 | 0
|  |  |  | 1985-03-13 | 0 | 0
|  |  |  | 1985-03-14 | 0.23 | 0.23
|  |  |  | 1985-03-15 | 0.25 | 0.25
|  |  |  | 1985-03-16 | 0.08 | 0.08
|  |  |  | 1985-03-17 | 0 | 0
|  |  |  | 1985-03-18 | 0 | 0
|  |  |  | 1985-03-19 | 0.03 | 0.03
|  |  |  | 1985-03-20 | 0 | 0
|  |  |  | 1985-03-21 | 0 | 0
|  |  |  | 1985-03-22 | 0 | 0
|  |  |  | 1985-03-23 | 0 | 0
|  |  |  | 1985-03-24 | 0 | 0
|  |  |  | 1985-03-25 | 0 | 0
|  |  |  | 1985-03-26 | 0 | 0
|  |  |  | 1985-03-27 | 0 | 0
|  |  |  | 1985-03-28 | 0 | 0
|  |  |  | 1985-03-29 | 0.02 | 0.02
|  |  |  | 1985-03-30 | 0 | 0
|  |  |  | 1985-03-31 | 0 | 0
|  |  |  | 1985-04-01 | 0 | 0
|  |  |  | 1985-04-02 | 0 | 0
|  |  |  | 1985-04-03 | 0 | 0
|  |  |  | 1985-04-04 | 0 | 0
|  |  |  | 1985-04-05 | 0 | 0
|  |  |  | 1985-04-06 | 0 | 0
|  |  |  | 1985-04-07 | 0 | 0
|  |  |  | 1985-04-08 | 0 | 0
|  |  |  | 1985-04-09 | 0 | 0
|  |  |  | 1985-04-10 | 0 | 0
|  |  |  | 1985-04-11 | 0.14 | 0.14
|  |  |  | 1985-04-12 | 0 | 0
|  |  |  | 1985-04-13 | 0 | 0
|  |  |  | 1985-04-14 | 0.07 | 0.07
|  |  |  | 1985-04-15 | 0 | 0
|  |  |  | 1985-04-16 | 0 | 0
|  |  |  | 1985-04-17 | 0 | 0
|  |  |  | 1985-04-18 | 0 | 0
|  |  |  | 1985-04-19 | 0 | 0
|  |  |  | 1985-04-20 | 0 | 0
|  |  |  | 1985-04-21 | 0 | 0
|  |  |  | 1985-04-22 | 0 | 0
|  |  |  | 1985-04-23 | 0 | 0
|  |  |  | 1985-04-24 | 0 | 0
|  |  |  | 1985-04-25 | 0.05 | 0.05
|  |  |  | 1985-04-26 | 0.01 | 0.01
|  |  |  | 1985-04-27 | 0 | 0
|  |  |  | 1985-04-28 | 0 | 0
|  |  |  | 1985-04-29 | 0 | 0
|  |  |  | 1985-04-30 | 0 | 0
|  |  |  | 1985-05-01 | 0 | 0
|  |  |  | 1985-05-02 | 0 | 0
|  |  |  | 1985-05-03 | 0 | 0
|  |  |  | 1985-05-04 | 0 | 0
|  |  |  | 1985-05-05 | 0 | 0
|  |  |  | 1985-05-06 | 0 | 0
|  |  |  | 1985-05-07 | 0 | 0
|  |  |  | 1985-05-08 | 0 | 0
|  |  |  | 1985-05-09 | 0 | 0
|  |  |  | 1985-05-10 | 0 | 0
|  |  |  | 1985-05-11 | 0 | 0
|  |  |  | 1985-05-12 | 0 | 0
|  |  |  | 1985-05-13 | 0 | 0
|  |  |  | 1985-05-14 | 0 | 0
|  |  |  | 1985-05-15 | 0.11 | 0.11
|  |  |  | 1985-05-16 | 0.17 | 0.17
|  |  |  | 1985-05-17 | 0.2 | 0.2
|  |  |  | 1985-05-18 | 0 | 0
|  |  |  | 1985-05-19 | 0 | 0
|  |  |  | 1985-05-20 | 0 | 0
|  |  |  | 1985-05-21 | 0 | 0
|  |  |  | 1985-05-22 | 0 | 0
|  |  |  | 1985-05-23 |  | 0
|  |  |  | 1985-05-24 | 0 | 0
|  |  |  | 1985-05-25 | 0 | 0
|  |  |  | 1985-05-26 | 0 | 0
|  |  |  | 1985-05-27 | 0 | 0
|  |  |  | 1985-05-28 | 0 | 0
|  |  |  | 1985-05-29 | 0 | 0
|  |  |  | 1985-05-30 | 0 | 0
|  |  |  | 1985-05-31 | 0 | 0
|  |  |  | 1985-06-01 |  | 0
|  |  |  | 1985-06-02 | 0.15 | 0.15
|  |  |  | 1985-06-03 | 0 | 0
|  |  |  | 1985-06-04 | 0 | 0
|  |  |  | 1985-06-05 | 0 | 0
|  |  |  | 1985-06-06 | 0 | 0
|  |  |  | 1985-06-07 | 0 | 0
|  |  |  | 1985-06-08 | 0 | 0
|  |  |  | 1985-06-09 | 0 | 0
|  |  |  | 1985-06-10 | 0 | 0
|  |  |  | 1985-06-11 | 0.03 | 0.03
|  |  |  | 1985-06-12 | 0 | 0
|  |  |  | 1985-06-13 | 0 | 0
|  |  |  | 1985-06-14 | 0 | 0
|  |  |  | 1985-06-15 | 0 | 0
|  |  |  | 1985-06-16 | 0 | 0
|  |  |  | 1985-06-17 | 0 | 0
|  |  |  | 1985-06-18 | 0 | 0
|  |  |  | 1985-06-19 | 0 | 0
|  |  |  | 1985-06-20 | 0 | 0
|  |  |  | 1985-06-21 | 0 | 0
|  |  |  | 1985-06-22 | 0.18 | 0.18
|  |  |  | 1985-06-23 | 0 | 0
|  |  |  | 1985-06-24 | 0 | 0
|  |  |  | 1985-06-25 | 1.26 | 1.26
|  |  |  | 1985-06-26 | 0 | 0
|  |  |  | 1985-06-27 | 0 | 0
|  |  |  | 1985-06-28 | 0 | 0
|  |  |  | 1985-06-29 | 0 | 0
|  |  |  | 1985-06-30 | 0 | 0
|  |  |  | 1985-07-01 | 0 | 0
|  |  |  | 1985-07-02 | 0 | 0
|  |  |  | 1985-07-03 | 0 | 0
|  |  |  | 1985-07-04 | 0 | 0
|  |  |  | 1985-07-05 | 0 | 0
|  |  |  | 1985-07-06 | 0 | 0
|  |  |  | 1985-07-07 | 0 | 0
|  |  |  | 1985-07-08 | 0 | 0
|  |  |  | 1985-07-09 | 0 | 0
|  |  |  | 1985-07-10 | 0 | 0
|  |  |  | 1985-07-11 | 0 | 0
|  |  |  | 1985-07-12 | 0 | 0
|  |  |  | 1985-07-13 | 0 | 0
|  |  |  | 1985-07-14 | 0 | 0
|  |  |  | 1985-07-15 | 0.04 | 0.04
|  |  |  | 1985-07-16 | 0.08 | 0.08
|  |  |  | 1985-07-17 | 0 | 0
|  |  |  | 1985-07-18 | 0 | 0
|  |  |  | 1985-07-19 | 0 | 0
|  |  |  | 1985-07-20 | 0.25 | 0.25
|  |  |  | 1985-07-21 | 0.32 | 0.32
|  |  |  | 1985-07-22 | 0.33 | 0.33
|  |  |  | 1985-07-23 | 0.05 | 0.05
|  |  |  | 1985-07-24 | 0.31 | 0.31
|  |  |  | 1985-07-25 | 0.6 | 0.6
|  |  |  | 1985-07-26 | 0.58 | 0.58
|  |  |  | 1985-07-27 | 0.5 | 0.5
|  |  |  | 1985-07-28 | 0 | 0
|  |  |  | 1985-07-29 | 0 | 0
|  |  |  | 1985-07-30 | 0 | 0
|  |  |  | 1985-07-31 | 0 | 0
|  |  |  | 1985-08-01 | 0 | 0
|  |  |  | 1985-08-02 | 0 | 0
|  |  |  | 1985-08-03 | 0 | 0
|  |  |  | 1985-08-04 | 0 | 0
|  |  |  | 1985-08-05 | 0 | 0
|  |  |  | 1985-08-06 | 0 | 0
|  |  |  | 1985-08-07 | 0 | 0
|  |  |  | 1985-08-08 | 0 | 0
|  |  |  | 1985-08-09 | 0.21 | 0.21
|  |  |  | 1985-08-10 | 0 | 0
|  |  |  | 1985-08-11 | 0 | 0
|  |  |  | 1985-08-12 | 0 | 0
|  |  |  | 1985-08-13 | 0.82 | 0.82
|  |  |  | 1985-08-14 | 0.15 | 0.15
|  |  |  | 1985-08-15 | 0.15 | 0.15
|  |  |  | 1985-08-16 | 0.05 | 0.05
|  |  |  | 1985-08-17 | 0.32 | 0.32
|  |  |  | 1985-08-18 | 0.25 | 0.25
|  |  |  | 1985-08-19 | 0 | 0
|  |  |  | 1985-08-20 | 0.84 | 0.84
|  |  |  | 1985-08-21 | 0 | 0
|  |  |  | 1985-08-22 | 0 | 0
|  |  |  | 1985-08-23 | 0 | 0
|  |  |  | 1985-08-24 | 0 | 0
|  |  |  | 1985-08-25 | 0 | 0
|  |  |  | 1985-08-26 | 0 | 0
|  |  |  | 1985-08-27 | 0 | 0
|  |  |  | 1985-08-28 | 0 | 0
|  |  |  | 1985-08-29 | 0 | 0
|  |  |  | 1985-08-30 | 0 | 0
|  |  |  | 1985-08-31 | 0 | 0
|  |  |  | 1985-09-01 | 0 | 0
|  |  |  | 1985-09-02 | 0 | 0
|  |  |  | 1985-09-03 | 0 | 0
|  |  |  | 1985-09-04 | 0 | 0
|  |  |  | 1985-09-05 | 0.04 | 0.04
|  |  |  | 1985-09-06 | 0 | 0
|  |  |  | 1985-09-07 | 0 | 0
|  |  |  | 1985-09-08 | 0.09 | 0.09
|  |  |  | 1985-09-09 | 0.07 | 0.07
|  |  |  | 1985-09-10 | 0.1 | 0.1
|  |  |  | 1985-09-11 | 0.01 | 0.01
|  |  |  | 1985-09-12 | 0.03 | 0.03
|  |  |  | 1985-09-13 | 0 | 0
|  |  |  | 1985-09-14 | 0.02 | 0.02
|  |  |  | 1985-09-15 | 0.15 | 0.15
|  |  |  | 1985-09-16 | 0.34 | 0.34
|  |  |  | 1985-09-17 | 0.6 | 0.6
|  |  |  | 1985-09-18 | 0.75 | 0.75
|  |  |  | 1985-09-19 | 0.3 | 0.3
|  |  |  | 1985-09-20 | 0.39 | 0.39
|  |  |  | 1985-09-21 | 0.05 | 0.05
|  |  |  | 1985-09-22 | 0.04 | 0.04
|  |  |  | 1985-09-23 | 0 | 0
|  |  |  | 1985-09-24 | 0 | 0
|  |  |  | 1985-09-25 | 0 | 0
|  |  |  | 1985-09-26 | 0 | 0
|  |  |  | 1985-09-27 | 0 | 0
|  |  |  | 1985-09-28 | 0 | 0
|  |  |  | 1985-09-29 | 0.33 | 0.33
|  |  |  | 1985-09-30 | 0.03 | 0.03
|  |  |  | 1985-10-01 | 0 | 0
|  |  |  | 1985-10-02 | 0.01 | 0.01
|  |  |  | 1985-10-03 | 0 | 0
|  |  |  | 1985-10-04 | 0 | 0
|  |  |  | 1985-10-05 | 0 | 0
|  |  |  | 1985-10-06 | 0 | 0
|  |  |  | 1985-10-07 | 0 | 0
|  |  |  | 1985-10-08 | 0 | 0
|  |  |  | 1985-10-09 | 0.5 | 0.5
|  |  |  | 1985-10-10 | 0.12 | 0.12
|  |  |  | 1985-10-11 | 0 | 0
|  |  |  | 1985-10-12 | 0 | 0
|  |  |  | 1985-10-13 | 0 | 0
|  |  |  | 1985-10-14 | 0 | 0
|  |  |  | 1985-10-15 | 0 | 0
|  |  |  | 1985-10-16 | 0 | 0
|  |  |  | 1985-10-17 | 0.73 | 0.73
|  |  |  | 1985-10-18 | 0 | 0
|  |  |  | 1985-10-19 | 0 | 0
|  |  |  | 1985-10-20 | 0.01 | 0.01
|  |  |  | 1985-10-21 | 0 | 0
|  |  |  | 1985-10-22 | 0 | 0
|  |  |  | 1985-10-23 | 0 | 0
|  |  |  | 1985-10-24 | 0 | 0
|  |  |  | 1985-10-25 | 0 | 0
|  |  |  | 1985-10-26 | 0 | 0
|  |  |  | 1985-10-27 | 0 | 0
|  |  |  | 1985-10-28 | 0 | 0
|  |  |  | 1985-10-29 | 0 | 0
|  |  |  | 1985-10-30 | 0 | 0
|  |  |  | 1985-10-31 | 0 | 0
|  |  |  | 1985-11-01 | 0.02 | 0.02
|  |  |  | 1985-11-02 | 0.02 | 0.02
|  |  |  | 1985-11-03 | 0 | 0
|  |  |  | 1985-11-04 | 0 | 0
|  |  |  | 1985-11-05 | 0 | 0
|  |  |  | 1985-11-06 | 0 | 0
|  |  |  | 1985-11-07 | 0 | 0
|  |  |  | 1985-11-08 | 0 | 0
|  |  |  | 1985-11-09 | 0 | 0
|  |  |  | 1985-11-10 | 0 | 0
|  |  |  | 1985-11-11 | 0 | 0
|  |  |  | 1985-11-12 | 0.06 | 0.06
|  |  |  | 1985-11-13 | 0 | 0
|  |  |  | 1985-11-14 | 0 | 0
|  |  |  | 1985-11-15 | 0 | 0
|  |  |  | 1985-11-16 | 0 | 0
|  |  |  | 1985-11-17 | 0 | 0
|  |  |  | 1985-11-18 | 0 | 0
|  |  |  | 1985-11-19 | 0 | 0
|  |  |  | 1985-11-20 | 0 | 0
|  |  |  | 1985-11-21 | 0 | 0
|  |  |  | 1985-11-22 | 0 | 0
|  |  |  | 1985-11-23 | 0 | 0
|  |  |  | 1985-11-24 | 0 | 0
|  |  |  | 1985-11-25 | 0 | 0
|  |  |  | 1985-11-26 | 0.15 | 0.15
|  |  |  | 1985-11-27 | 0.01 | 0.01
|  |  |  | 1985-11-28 | 0 | 0
|  |  |  | 1985-11-29 | 0 | 0
|  |  |  | 1985-11-30 | 0 | 0
|  |  |  | 1985-12-01 | 0 | 0
|  |  |  | 1985-12-02 | 0 | 0
|  |  |  | 1985-12-03 | 0 | 0
|  |  |  | 1985-12-04 | 0 | 0
|  |  |  | 1985-12-05 | 0 | 0
|  |  |  | 1985-12-06 | 0 | 0
|  |  |  | 1985-12-07 | 0 | 0
|  |  |  | 1985-12-08 | 0 | 0
|  |  |  | 1985-12-09 | 0 | 0
|  |  |  | 1985-12-10 | 0 | 0
|  |  |  | 1985-12-11 | 0 | 0
|  |  |  | 1985-12-12 | 0 | 0
|  |  |  | 1985-12-13 | 0 | 0
|  |  |  | 1985-12-14 | 0 | 0
|  |  |  | 1985-12-15 | 0 | 0
|  |  |  | 1985-12-16 | 0 | 0
|  |  |  | 1985-12-17 | 0 | 0
|  |  |  | 1985-12-18 | 0 | 0
|  |  |  | 1985-12-19 | 0 | 0
|  |  |  | 1985-12-20 | 0 | 0
|  |  |  | 1985-12-21 | 0 | 0
|  |  |  | 1985-12-22 | 0 | 0
|  |  |  | 1985-12-23 | 0 | 0
|  |  |  | 1985-12-24 | 0 | 0
|  |  |  | 1985-12-25 | 0 | 0
|  |  |  | 1985-12-26 | 0 | 0
|  |  |  | 1985-12-27 | 0 | 0
|  |  |  | 1985-12-28 | 0 | 0
|  |  |  | 1985-12-29 | 0 | 0
|  |  |  | 1985-12-30 | 0 | 0
|  |  |  | 1985-12-31 | 0 | 0
|  |  |  | 1986-01-01 | 0.1 | 0.1
|  |  |  | 1986-01-02 | 0 | 0
|  |  |  | 1986-01-03 | 0 | 0
|  |  |  | 1986-01-04 | 0 | 0
|  |  |  | 1986-01-05 | 0 | 0
|  |  |  | 1986-01-06 | 0 | 0
|  |  |  | 1986-01-07 | 0 | 0
|  |  |  | 1986-01-08 | 0 | 0
|  |  |  | 1986-01-09 | 0 | 0
|  |  |  | 1986-01-10 | 0 | 0
|  |  |  | 1986-01-11 | 0 | 0
|  |  |  | 1986-01-12 | 0 | 0
|  |  |  | 1986-01-13 | 0 | 0
|  |  |  | 1986-01-14 | 0 | 0
|  |  |  | 1986-01-15 | 0 | 0
|  |  |  | 1986-01-16 | 0.24 | 0.24
|  |  |  | 1986-01-17 | 0 | 0
|  |  |  | 1986-01-18 | 0 | 0
|  |  |  | 1986-01-19 | 0 | 0
|  |  |  | 1986-01-20 | 0 | 0
|  |  |  | 1986-01-21 | 0 | 0
|  |  |  | 1986-01-22 | 0 | 0
|  |  |  | 1986-01-23 | 0 | 0
|  |  |  | 1986-01-24 | 0 | 0
|  |  |  | 1986-01-25 | 0 | 0
|  |  |  | 1986-01-26 | 0 | 0
|  |  |  | 1986-01-27 | 0 | 0
|  |  |  | 1986-01-28 | 0 | 0
|  |  |  | 1986-01-29 | 0 | 0
|  |  |  | 1986-01-30 | 0 | 0
|  |  |  | 1986-01-31 | 0 | 0
|  |  |  | 1986-02-01 | 0 | 0
|  |  |  | 1986-02-02 | 0 | 0
|  |  |  | 1986-02-03 | 0.04 | 0.04
|  |  |  | 1986-02-04 | 0.02 | 0.02
|  |  |  | 1986-02-05 | 0 | 0
|  |  |  | 1986-02-06 | 0.08 | 0.08
|  |  |  | 1986-02-07 | 0 | 0
|  |  |  | 1986-02-08 | 0 | 0
|  |  |  | 1986-02-09 | 0 | 0
|  |  |  | 1986-02-10 | 0 | 0
|  |  |  | 1986-02-11 | 0 | 0
|  |  |  | 1986-02-12 | 0 | 0
|  |  |  | 1986-02-13 | 0 | 0
|  |  |  | 1986-02-14 | 0 | 0
|  |  |  | 1986-02-15 | 0 | 0
|  |  |  | 1986-02-16 | 0 | 0
|  |  |  | 1986-02-17 | 0 | 0
|  |  |  | 1986-02-18 | 0 | 0
|  |  |  | 1986-02-19 | 0 | 0
|  |  |  | 1986-02-20 | 0 | 0
|  |  |  | 1986-02-21 | 0 | 0
|  |  |  | 1986-02-22 | 0 | 0
|  |  |  | 1986-02-23 | 0 | 0
|  |  |  | 1986-02-24 | 0 | 0
|  |  |  | 1986-02-25 | 0 | 0
|  |  |  | 1986-02-26 | 0 | 0
|  |  |  | 1986-02-27 | 0 | 0
|  |  |  | 1986-02-28 | 0 | 0
|  |  |  | 1986-03-01 | 0 | 0
|  |  |  | 1986-03-02 | 0 | 0
|  |  |  | 1986-03-03 | 0.03 | 0.03
|  |  |  | 1986-03-04 | 0 | 0
|  |  |  | 1986-03-05 | 0 | 0
|  |  |  | 1986-03-06 | 0 | 0
|  |  |  | 1986-03-07 | 0 | 0
|  |  |  | 1986-03-08 | 0 | 0
|  |  |  | 1986-03-09 | 0 | 0
|  |  |  | 1986-03-10 | 0 | 0
|  |  |  | 1986-03-11 | 0 | 0
|  |  |  | 1986-03-12 | 0.03 | 0.03
|  |  |  | 1986-03-13 | 0.02 | 0.02
|  |  |  | 1986-03-14 | 0.02 | 0.02
|  |  |  | 1986-03-15 | 0.12 | 0.12
|  |  |  | 1986-03-16 | 0 | 0
|  |  |  | 1986-03-17 | 0 | 0
|  |  |  | 1986-03-18 | 0 | 0
|  |  |  | 1986-03-19 | 0 | 0
|  |  |  | 1986-03-20 | 0 | 0
|  |  |  | 1986-03-21 | 0 | 0
|  |  |  | 1986-03-22 | 0 | 0
|  |  |  | 1986-03-23 | 0 | 0
|  |  |  | 1986-03-24 | 0 | 0
|  |  |  | 1986-03-25 | 0 | 0
|  |  |  | 1986-03-26 | 0 | 0
|  |  |  | 1986-03-27 | 0 | 0
|  |  |  | 1986-03-28 | 0 | 0
|  |  |  | 1986-03-29 | 0.03 | 0.03
|  |  |  | 1986-03-30 | 0.11 | 0.11
|  |  |  | 1986-03-31 | 0 | 0
|  |  |  | 1986-04-01 | 0 | 0
|  |  |  | 1986-04-02 | 0 | 0
|  |  |  | 1986-04-03 | 0 | 0
|  |  |  | 1986-04-04 | 0 | 0
|  |  |  | 1986-04-05 | 0 | 0
|  |  |  | 1986-04-06 | 0 | 0
|  |  |  | 1986-04-07 | 0 | 0
|  |  |  | 1986-04-08 | 0 | 0
|  |  |  | 1986-04-09 | 0 | 0
|  |  |  | 1986-04-10 | 0 | 0
|  |  |  | 1986-04-11 | 0 | 0
|  |  |  | 1986-04-12 | 0 | 0
|  |  |  | 1986-04-13 | 0 | 0
|  |  |  | 1986-04-14 | 0 | 0
|  |  |  | 1986-04-15 | 0 | 0
|  |  |  | 1986-04-16 | 0 | 0
|  |  |  | 1986-04-17 | 0 | 0
|  |  |  | 1986-04-18 | 0 | 0
|  |  |  | 1986-04-19 | 0 | 0
|  |  |  | 1986-04-20 | 0 | 0
|  |  |  | 1986-04-21 | 0 | 0
|  |  |  | 1986-04-22 | 0 | 0
|  |  |  | 1986-04-23 | 0 | 0
|  |  |  | 1986-04-24 | 0 | 0
|  |  |  | 1986-04-25 | 0 | 0
|  |  |  | 1986-04-26 | 0 | 0
|  |  |  | 1986-04-27 | 0 | 0
|  |  |  | 1986-04-28 | 0 | 0
|  |  |  | 1986-04-29 | 0 | 0
|  |  |  | 1986-04-30 | 0.1 | 0.1
|  |  |  | 1986-05-01 | 0 | 0
|  |  |  | 1986-05-02 | 0 | 0
|  |  |  | 1986-05-03 | 0 | 0
|  |  |  | 1986-05-04 | 0 | 0
|  |  |  | 1986-05-05 | 0 | 0
|  |  |  | 1986-05-06 | 0 | 0
|  |  |  | 1986-05-07 | 0 | 0
|  |  |  | 1986-05-08 | 0 | 0
|  |  |  | 1986-05-09 | 0 | 0
|  |  |  | 1986-05-10 | 0 | 0
|  |  |  | 1986-05-11 | 0 | 0
|  |  |  | 1986-05-12 | 0 | 0
|  |  |  | 1986-05-13 | 0 | 0
|  |  |  | 1986-05-14 | 0 | 0
|  |  |  | 1986-05-15 | 0 | 0
|  |  |  | 1986-05-16 | 0 | 0
|  |  |  | 1986-05-17 | 0 | 0
|  |  |  | 1986-05-18 | 0 | 0
|  |  |  | 1986-05-19 | 0 | 0
|  |  |  | 1986-05-20 | 0 | 0
|  |  |  | 1986-05-21 | 0 | 0
|  |  |  | 1986-05-22 | 0 | 0
|  |  |  | 1986-05-23 | 0 | 0
|  |  |  | 1986-05-24 | 0.05 | 0.05
|  |  |  | 1986-05-25 | 0.44 | 0.44
|  |  |  | 1986-05-26 | 0 | 0
|  |  |  | 1986-05-27 | 0.04 | 0.04
|  |  |  | 1986-05-28 | 0 | 0
|  |  |  | 1986-05-29 | 0.2 | 0.2
|  |  |  | 1986-05-30 | 1.5 | 1.5
|  |  |  | 1986-05-31 | 0.15 | 0.15
|  |  |  | 1986-06-01 | 0 | 0
|  |  |  | 1986-06-02 | 0.16 | 0.16
|  |  |  | 1986-06-03 | 0 | 0
|  |  |  | 1986-06-04 | 0.01 | 0.01
|  |  |  | 1986-06-05 | 0.08 | 0.08
|  |  |  | 1986-06-06 | 0.09 | 0.09
|  |  |  | 1986-06-07 | 0 | 0
|  |  |  | 1986-06-08 | 0.02 | 0.02
|  |  |  | 1986-06-09 | 0 | 0
|  |  |  | 1986-06-10 | 0 | 0
|  |  |  | 1986-06-11 | 0 | 0
|  |  |  | 1986-06-12 | 0 | 0
|  |  |  | 1986-06-13 | 0 | 0
|  |  |  | 1986-06-14 | 0 | 0
|  |  |  | 1986-06-15 | 0 | 0
|  |  |  | 1986-06-16 | 0 | 0
|  |  |  | 1986-06-17 | 0 | 0
|  |  |  | 1986-06-18 | 0 | 0
|  |  |  | 1986-06-19 | 0 | 0
|  |  |  | 1986-06-20 | 0 | 0
|  |  |  | 1986-06-21 | 0 | 0
|  |  |  | 1986-06-22 | 1.14 | 1.14
|  |  |  | 1986-06-23 | 0.21 | 0.21
|  |  |  | 1986-06-24 | 0.02 | 0.02
|  |  |  | 1986-06-25 | 0.05 | 0.05
|  |  |  | 1986-06-26 | 0.15 | 0.15
|  |  |  | 1986-06-27 | 0.79 | 0.79
|  |  |  | 1986-06-28 | 0.04 | 0.04
|  |  |  | 1986-06-29 | 0.54 | 0.54
|  |  |  | 1986-06-30 | 0 | 0
|  |  |  | 1986-07-01 | 0 | 0
|  |  |  | 1986-07-02 | 0 | 0
|  |  |  | 1986-07-03 | 1.7 | 1.7
|  |  |  | 1986-07-04 | 0 | 0
|  |  |  | 1986-07-05 | 0 | 0
|  |  |  | 1986-07-06 | 0.2 | 0.2
|  |  |  | 1986-07-07 | 0 | 0
|  |  |  | 1986-07-08 | 0 | 0
|  |  |  | 1986-07-09 | 0 | 0
|  |  |  | 1986-07-10 | 0.09 | 0.09
|  |  |  | 1986-07-11 | 0 | 0
|  |  |  | 1986-07-12 | 0 | 0
|  |  |  | 1986-07-13 | 0 | 0
|  |  |  | 1986-07-14 | 0.03 | 0.03
|  |  |  | 1986-07-15 | 0 | 0
|  |  |  | 1986-07-16 | 0 | 0
|  |  |  | 1986-07-17 | 0 | 0
|  |  |  | 1986-07-18 | 0 | 0
|  |  |  | 1986-07-19 | 0 | 0
|  |  |  | 1986-07-20 | 0.11 | 0.11
|  |  |  | 1986-07-21 | 0 | 0
|  |  |  | 1986-07-22 | 0.04 | 0.04
|  |  |  | 1986-07-23 | 0 | 0
|  |  |  | 1986-07-24 | 0 | 0
|  |  |  | 1986-07-25 | 0 | 0
|  |  |  | 1986-07-26 | 0 | 0
|  |  |  | 1986-07-27 | 0 | 0
|  |  |  | 1986-07-28 | 0 | 0
|  |  |  | 1986-07-29 | 0 | 0
|  |  |  | 1986-07-30 | 0 | 0
|  |  |  | 1986-07-31 | 0 | 0
|  |  |  | 1986-08-01 | 0 | 0
|  |  |  | 1986-08-02 | 0 | 0
|  |  |  | 1986-08-03 | 0 | 0
|  |  |  | 1986-08-04 | 0.32 | 0.32
|  |  |  | 1986-08-05 | 0 | 0
|  |  |  | 1986-08-06 | 0 | 0
|  |  |  | 1986-08-07 | 0 | 0
|  |  |  | 1986-08-08 | 0.1 | 0.1
|  |  |  | 1986-08-09 | 0.42 | 0.42
|  |  |  | 1986-08-10 | 3.01 | 3.01
|  |  |  | 1986-08-11 | 0.01 | 0.01
|  |  |  | 1986-08-12 | 0 | 0
|  |  |  | 1986-08-13 | 0 | 0
|  |  |  | 1986-08-14 | 0 | 0
|  |  |  | 1986-08-15 | 0 | 0
|  |  |  | 1986-08-16 | 0 | 0
|  |  |  | 1986-08-17 | 0.03 | 0.03
|  |  |  | 1986-08-18 | 0 | 0
|  |  |  | 1986-08-19 | 0 | 0
|  |  |  | 1986-08-20 | 0 | 0
|  |  |  | 1986-08-21 | 0 | 0
|  |  |  | 1986-08-22 | 0 | 0
|  |  |  | 1986-08-23 | 0.01 | 0.01
|  |  |  | 1986-08-24 | 0.6 | 0.6
|  |  |  | 1986-08-25 | 0.01 | 0.01
|  |  |  | 1986-08-26 | 0 | 0
|  |  |  | 1986-08-27 | 0.48 | 0.48
|  |  |  | 1986-08-28 | 0.87 | 0.87
|  |  |  | 1986-08-29 | 0.21 | 0.21
|  |  |  | 1986-08-30 | 0.84 | 0.84
|  |  |  | 1986-08-31 | 0 | 0
|  |  |  | 1986-09-01 | 0.02 | 0.02
|  |  |  | 1986-09-02 | 0.24 | 0.24
|  |  |  | 1986-09-03 | 1.06 | 1.06
|  |  |  | 1986-09-04 | 0.32 | 0.32
|  |  |  | 1986-09-05 | 0.1 | 0.1
|  |  |  | 1986-09-06 | 0 | 0
|  |  |  | 1986-09-07 | 0 | 0
|  |  |  | 1986-09-08 | 0.1 | 0.1
|  |  |  | 1986-09-09 | 0 | 0
|  |  |  | 1986-09-10 | 0 | 0
|  |  |  | 1986-09-11 | 0 | 0
|  |  |  | 1986-09-12 | 0 | 0
|  |  |  | 1986-09-13 | 0 | 0
|  |  |  | 1986-09-14 | 0.48 | 0.48
|  |  |  | 1986-09-15 | 0 | 0
|  |  |  | 1986-09-16 | 0 | 0
|  |  |  | 1986-09-17 | 0.2 | 0.2
|  |  |  | 1986-09-18 | 0 | 0
|  |  |  | 1986-09-19 | 0 | 0
|  |  |  | 1986-09-20 | 0 | 0
|  |  |  | 1986-09-21 | 0 | 0
|  |  |  | 1986-09-22 | 0 | 0
|  |  |  | 1986-09-23 | 0.37 | 0.37
|  |  |  | 1986-09-24 | 0 | 0
|  |  |  | 1986-09-25 | 0 | 0
|  |  |  | 1986-09-26 | 0 | 0
|  |  |  | 1986-09-27 | 0 | 0
|  |  |  | 1986-09-28 | 0 | 0
|  |  |  | 1986-09-29 | 0.02 | 0.02
|  |  |  | 1986-09-30 | 0 | 0
|  |  |  | 1986-10-01 | 0 | 0
|  |  |  | 1986-10-02 | 0.14 | 0.14
|  |  |  | 1986-10-03 | 0.02 | 0.02
|  |  |  | 1986-10-04 | 0 | 0
|  |  |  | 1986-10-05 | 0.98 | 0.98
|  |  |  | 1986-10-06 | 0.05 | 0.05
|  |  |  | 1986-10-07 | 0 | 0
|  |  |  | 1986-10-08 | 0 | 0
|  |  |  | 1986-10-09 | 0 | 0
|  |  |  | 1986-10-10 | 0.05 | 0.05
|  |  |  | 1986-10-11 | 0.7 | 0.7
|  |  |  | 1986-10-12 | 0 | 0
|  |  |  | 1986-10-13 | 0 | 0
|  |  |  | 1986-10-14 | 0 | 0
|  |  |  | 1986-10-15 | 0 | 0
|  |  |  | 1986-10-16 | 0 | 0
|  |  |  | 1986-10-17 | 0 | 0
|  |  |  | 1986-10-18 | 0 | 0
|  |  |  | 1986-10-19 | 0 | 0
|  |  |  | 1986-10-20 | 0.03 | 0.03
|  |  |  | 1986-10-21 | 0 | 0
|  |  |  | 1986-10-22 | 0 | 0
|  |  |  | 1986-10-23 | 0.95 | 0.95
|  |  |  | 1986-10-24 | 0.08 | 0.08
|  |  |  | 1986-10-25 | 0.04 | 0.04
|  |  |  | 1986-10-26 | 0 | 0
|  |  |  | 1986-10-27 | 0 | 0
|  |  |  | 1986-10-28 | 0 | 0
|  |  |  | 1986-10-29 | 0 | 0
|  |  |  | 1986-10-30 | 0 | 0
|  |  |  | 1986-10-31 | 0 | 0
|  |  |  | 1986-11-01 | 0 | 0
|  |  |  | 1986-11-02 | 0 | 0
|  |  |  | 1986-11-03 | 0.05 | 0.05
|  |  |  | 1986-11-04 | 0.7 | 0.7
|  |  |  | 1986-11-05 | 0 | 0
|  |  |  | 1986-11-06 | 0 | 0
|  |  |  | 1986-11-07 | 0 | 0
|  |  |  | 1986-11-08 | 0 | 0
|  |  |  | 1986-11-09 | 0 | 0
|  |  |  | 1986-11-10 | 0 | 0
|  |  |  | 1986-11-11 | 0 | 0
|  |  |  | 1986-11-12 | 0 | 0
|  |  |  | 1986-11-13 | 0 | 0
|  |  |  | 1986-11-14 | 0 | 0
|  |  |  | 1986-11-15 | 0 | 0
|  |  |  | 1986-11-16 | 0 | 0
|  |  |  | 1986-11-17 | 0 | 0
|  |  |  | 1986-11-18 | 0 | 0
|  |  |  | 1986-11-19 | 0.04 | 0.04
|  |  |  | 1986-11-20 | 0 | 0
|  |  |  | 1986-11-21 | 0 | 0
|  |  |  | 1986-11-22 | 0 | 0
|  |  |  | 1986-11-23 | 0 | 0
|  |  |  | 1986-11-24 | 0 | 0
|  |  |  | 1986-11-25 | 0 | 0
|  |  |  | 1986-11-26 | 0 | 0
|  |  |  | 1986-11-27 | 0 | 0
|  |  |  | 1986-11-28 | 0 | 0
|  |  |  | 1986-11-29 | 0 | 0
|  |  |  | 1986-11-30 | 0 | 0
|  |  |  | 1986-12-01 | 0 | 0
|  |  |  | 1986-12-02 | 0 | 0
|  |  |  | 1986-12-03 | 0 | 0
|  |  |  | 1986-12-04 | 0 | 0
|  |  |  | 1986-12-05 | 0 | 0
|  |  |  | 1986-12-06 | 0 | 0
|  |  |  | 1986-12-07 | 0 | 0
|  |  |  | 1986-12-08 | 0 | 0
|  |  |  | 1986-12-09 | 0 | 0
|  |  |  | 1986-12-10 | 0.02 | 0.02
|  |  |  | 1986-12-11 | 0.2 | 0.2
|  |  |  | 1986-12-12 | 0 | 0
|  |  |  | 1986-12-13 | 0 | 0
|  |  |  | 1986-12-14 | 0.01 | 0.01
|  |  |  | 1986-12-15 | 0.02 | 0.02
|  |  |  | 1986-12-16 | 0.02 | 0.02
|  |  |  | 1986-12-17 | 0.34 | 0.34
|  |  |  | 1986-12-18 | 0.3 | 0.3
|  |  |  | 1986-12-19 | 0 | 0
|  |  |  | 1986-12-20 | 0 | 0
|  |  |  | 1986-12-21 | 0.48 | 0.48
|  |  |  | 1986-12-22 | 1.41 | 1.41
|  |  |  | 1986-12-23 | 0.03 | 0.03
|  |  |  | 1986-12-24 | 0 | 0
|  |  |  | 1986-12-25 |  | 0
|  |  |  | 1986-12-26 |  | 0
|  |  |  | 1986-12-27 | 0 | 0
|  |  |  | 1986-12-28 | 0 | 0
|  |  |  | 1986-12-29 | 0 | 0
|  |  |  | 1986-12-30 | 0 | 0
|  |  |  | 1986-12-31 | 0 | 0
|  |  |  | 1987-01-01 | 0 | 0
|  |  |  | 1987-01-02 | 0 | 0
|  |  |  | 1987-01-03 | 0 | 0
|  |  |  | 1987-01-04 | 0 | 0
|  |  |  | 1987-01-05 | 0 | 0
|  |  |  | 1987-01-06 | 0 | 0
|  |  |  | 1987-01-07 | 0 | 0
|  |  |  | 1987-01-08 | 0 | 0
|  |  |  | 1987-01-09 | 0 | 0
|  |  |  | 1987-01-10 | 0 | 0
|  |  |  | 1987-01-11 | 0 | 0
|  |  |  | 1987-01-12 | 0 | 0
|  |  |  | 1987-01-13 | 0 | 0
|  |  |  | 1987-01-14 | 0 | 0
|  |  |  | 1987-01-15 | 0 | 0
|  |  |  | 1987-01-16 | 0 | 0
|  |  |  | 1987-01-17 | 0 | 0
|  |  |  | 1987-01-18 | 0.03 | 0.03
|  |  |  | 1987-01-19 | 0 | 0
|  |  |  | 1987-01-20 | 0 | 0
|  |  |  | 1987-01-21 | 0 | 0
|  |  |  | 1987-01-22 | 0 | 0
|  |  |  | 1987-01-23 | 0 | 0
|  |  |  | 1987-01-24 | 0 | 0
|  |  |  | 1987-01-25 | 0 | 0
|  |  |  | 1987-01-26 | 0 | 0
|  |  |  | 1987-01-27 | 0 | 0
|  |  |  | 1987-01-28 | 0 | 0
|  |  |  | 1987-01-29 | 0 | 0
|  |  |  | 1987-01-30 | 0 | 0
|  |  |  | 1987-01-31 | 0 | 0
|  |  |  | 1987-02-01 | 0 | 0
|  |  |  | 1987-02-02 | 0 | 0
|  |  |  | 1987-02-03 | 0 | 0
|  |  |  | 1987-02-04 | 0 | 0
|  |  |  | 1987-02-05 | 0 | 0
|  |  |  | 1987-02-06 | 0 | 0
|  |  |  | 1987-02-07 | 0 | 0
|  |  |  | 1987-02-08 | 0 | 0
|  |  |  | 1987-02-09 | 0 | 0
|  |  |  | 1987-02-10 | 0 | 0
|  |  |  | 1987-02-11 | 0 | 0
|  |  |  | 1987-02-12 | 0 | 0
|  |  |  | 1987-02-13 | 0 | 0
|  |  |  | 1987-02-14 | 0 | 0
|  |  |  | 1987-02-15 | 0 | 0
|  |  |  | 1987-02-16 | 0 | 0
|  |  |  | 1987-02-17 | 0 | 0
|  |  |  | 1987-02-18 | 0 | 0
|  |  |  | 1987-02-19 | 0.15 | 0.15
|  |  |  | 1987-02-20 | 0.02 | 0.02
|  |  |  | 1987-02-21 | 0.03 | 0.03
|  |  |  | 1987-02-22 | 0.11 | 0.11
|  |  |  | 1987-02-23 | 0 | 0
|  |  |  | 1987-02-24 | 0 | 0
|  |  |  | 1987-02-25 | 0 | 0
|  |  |  | 1987-02-26 | 0 | 0
|  |  |  | 1987-02-27 | 0.48 | 0.48
|  |  |  | 1987-02-28 | 0 | 0
|  |  |  | 1987-03-01 | 0 | 0
|  |  |  | 1987-03-02 | 0 | 0
|  |  |  | 1987-03-03 | 0 | 0
|  |  |  | 1987-03-04 | 0 | 0
|  |  |  | 1987-03-05 | 0 | 0
|  |  |  | 1987-03-06 | 0 | 0
|  |  |  | 1987-03-07 | 0 | 0
|  |  |  | 1987-03-08 | 0 | 0
|  |  |  | 1987-03-09 | 0 | 0
|  |  |  | 1987-03-10 | 0 | 0
|  |  |  | 1987-03-11 | 0.38 | 0.38
|  |  |  | 1987-03-12 | 0.01 | 0.01
|  |  |  | 1987-03-13 | 0 | 0
|  |  |  | 1987-03-14 | 0 | 0
|  |  |  | 1987-03-15 | 0 | 0
|  |  |  | 1987-03-16 | 0 | 0
|  |  |  | 1987-03-17 | 0 | 0
|  |  |  | 1987-03-18 | 0.01 | 0.01
|  |  |  | 1987-03-19 | 0 | 0
|  |  |  | 1987-03-20 | 0 | 0
|  |  |  | 1987-03-21 | 0 | 0
|  |  |  | 1987-03-22 | 0 | 0
|  |  |  | 1987-03-23 | 0 | 0
|  |  |  | 1987-03-24 | 0 | 0
|  |  |  | 1987-03-25 | 0 | 0
|  |  |  | 1987-03-26 | 0.13 | 0.13
|  |  |  | 1987-03-27 | 0 | 0
|  |  |  | 1987-03-28 | 0 | 0
|  |  |  | 1987-03-29 | 0 | 0
|  |  |  | 1987-03-30 | 0.01 | 0.01
|  |  |  | 1987-03-31 | 0 | 0
|  |  |  | 1987-04-01 | 0 | 0
|  |  |  | 1987-04-02 | 0 | 0
|  |  |  | 1987-04-03 | 0 | 0
|  |  |  | 1987-04-04 | 0 | 0
|  |  |  | 1987-04-05 | 0 | 0
|  |  |  | 1987-04-06 | 0.01 | 0.01
|  |  |  | 1987-04-07 | 0 | 0
|  |  |  | 1987-04-08 | 0 | 0
|  |  |  | 1987-04-09 | 0 | 0
|  |  |  | 1987-04-10 | 0 | 0
|  |  |  | 1987-04-11 | 0 | 0
|  |  |  | 1987-04-12 | 0 | 0
|  |  |  | 1987-04-13 | 0 | 0
|  |  |  | 1987-04-14 | 0 | 0
|  |  |  | 1987-04-15 | 0 | 0
|  |  |  | 1987-04-16 | 0 | 0
|  |  |  | 1987-04-17 | 0 | 0
|  |  |  | 1987-04-18 | 0 | 0
|  |  |  | 1987-04-19 | 0 | 0
|  |  |  | 1987-04-20 | 0 | 0
|  |  |  | 1987-04-21 | 1.26 | 1.26
|  |  |  | 1987-04-22 | 0.79 | 0.79
|  |  |  | 1987-04-23 | 0 | 0
|  |  |  | 1987-04-24 | 0.59 | 0.59
|  |  |  | 1987-04-25 | 0 | 0
|  |  |  | 1987-04-26 | 0.06 | 0.06
|  |  |  | 1987-04-27 | 0.64 | 0.64
|  |  |  | 1987-04-28 | 0.17 | 0.17
|  |  |  | 1987-04-29 | 0.46 | 0.46
|  |  |  | 1987-04-30 | 0 | 0
|  |  |  | 1987-05-01 | 0 | 0
|  |  |  | 1987-05-02 | 0 | 0
|  |  |  | 1987-05-03 | 0 | 0
|  |  |  | 1987-05-04 | 0 | 0
|  |  |  | 1987-05-05 | 0 | 0
|  |  |  | 1987-05-06 | 0 | 0
|  |  |  | 1987-05-07 | 0 | 0
|  |  |  | 1987-05-08 | 0 | 0
|  |  |  | 1987-05-09 | 0 | 0
|  |  |  | 1987-05-10 | 0.07 | 0.07
|  |  |  | 1987-05-11 | 0.02 | 0.02
|  |  |  | 1987-05-12 | 0 | 0
|  |  |  | 1987-05-13 | 0.07 | 0.07
|  |  |  | 1987-05-14 | 0 | 0
|  |  |  | 1987-05-15 | 0.38 | 0.38
|  |  |  | 1987-05-16 | 0.07 | 0.07
|  |  |  | 1987-05-17 | 0.62 | 0.62
|  |  |  | 1987-05-18 | 0.06 | 0.06
|  |  |  | 1987-05-19 | 0.1 | 0.1
|  |  |  | 1987-05-20 | 0 | 0
|  |  |  | 1987-05-21 | 0 | 0
|  |  |  | 1987-05-22 | 0.03 | 0.03
|  |  |  | 1987-05-23 | 0 | 0
|  |  |  | 1987-05-24 | 0 | 0
|  |  |  | 1987-05-25 | 0 | 0
|  |  |  | 1987-05-26 | 0 | 0
|  |  |  | 1987-05-27 | 0 | 0
|  |  |  | 1987-05-28 | 0.05 | 0.05
|  |  |  | 1987-05-29 | 0 | 0
|  |  |  | 1987-05-30 | 0 | 0
|  |  |  | 1987-05-31 | 0.01 | 0.01
|  |  |  | 1987-06-01 | 0.09 | 0.09
|  |  |  | 1987-06-02 | 0 | 0
|  |  |  | 1987-06-03 | 0 | 0
|  |  |  | 1987-06-04 | 0.05 | 0.05
|  |  |  | 1987-06-05 | 0.26 | 0.26
|  |  |  | 1987-06-06 | 0 | 0
|  |  |  | 1987-06-07 | 0 | 0
|  |  |  | 1987-06-08 | 0.28 | 0.28
|  |  |  | 1987-06-09 | 0.52 | 0.52
|  |  |  | 1987-06-10 | 0 | 0
|  |  |  | 1987-06-11 | 0.12 | 0.12
|  |  |  | 1987-06-12 | 0.03 | 0.03
|  |  |  | 1987-06-13 | 0 | 0
|  |  |  | 1987-06-14 | 0 | 0
|  |  |  | 1987-06-15 | 0 | 0
|  |  |  | 1987-06-16 | 0.07 | 0.07
|  |  |  | 1987-06-17 | 0.07 | 0.07
|  |  |  | 1987-06-18 | 0.03 | 0.03
|  |  |  | 1987-06-19 | 0 | 0
|  |  |  | 1987-06-20 | 0 | 0
|  |  |  | 1987-06-21 | 0 | 0
|  |  |  | 1987-06-22 | 0 | 0
|  |  |  | 1987-06-23 | 0 | 0
|  |  |  | 1987-06-24 | 0.25 | 0.25
|  |  |  | 1987-06-25 | 0 | 0
|  |  |  | 1987-06-26 | 0 | 0
|  |  |  | 1987-06-27 | 0.19 | 0.19
|  |  |  | 1987-06-28 | 0.16 | 0.16
|  |  |  | 1987-06-29 | 0.09 | 0.09
|  |  |  | 1987-06-30 | 0.23 | 0.23
|  |  |  | 1987-07-01 | 0 | 0
|  |  |  | 1987-07-02 | 0 | 0
|  |  |  | 1987-07-03 | 0 | 0
|  |  |  | 1987-07-04 | 0 | 0
|  |  |  | 1987-07-05 | 0 | 0
|  |  |  | 1987-07-06 | 0 | 0
|  |  |  | 1987-07-07 | 0.05 | 0.05
|  |  |  | 1987-07-08 | 0 | 0
|  |  |  | 1987-07-09 | 0 | 0
|  |  |  | 1987-07-10 | 0.01 | 0.01
|  |  |  | 1987-07-11 | 0.1 | 0.1
|  |  |  | 1987-07-12 | 0.06 | 0.06
|  |  |  | 1987-07-13 | 0 | 0
|  |  |  | 1987-07-14 | 0 | 0
|  |  |  | 1987-07-15 | 0.42 | 0.42
|  |  |  | 1987-07-16 | 0.99 | 0.99
|  |  |  | 1987-07-17 | 0.01 | 0.01
|  |  |  | 1987-07-18 | 0 | 0
|  |  |  | 1987-07-19 | 0.58 | 0.58
|  |  |  | 1987-07-20 | 0.02 | 0.02
|  |  |  | 1987-07-21 | 0 | 0
|  |  |  | 1987-07-22 | 0 | 0
|  |  |  | 1987-07-23 | 0 | 0
|  |  |  | 1987-07-24 | 0 | 0
|  |  |  | 1987-07-25 | 0 | 0
|  |  |  | 1987-07-26 | 0.02 | 0.02
|  |  |  | 1987-07-27 | 0 | 0
|  |  |  | 1987-07-28 | 0 | 0
|  |  |  | 1987-07-29 | 0 | 0
|  |  |  | 1987-07-30 | 0 | 0
|  |  |  | 1987-07-31 | 0 | 0
|  |  |  | 1987-08-01 | 0.05 | 0.05
|  |  |  | 1987-08-02 | 0 | 0
|  |  |  | 1987-08-03 | 0.02 | 0.02
|  |  |  | 1987-08-04 | 0.07 | 0.07
|  |  |  | 1987-08-05 | 0 | 0
|  |  |  | 1987-08-06 | 0 | 0
|  |  |  | 1987-08-07 | 0 | 0
|  |  |  | 1987-08-08 | 0 | 0
|  |  |  | 1987-08-09 | 0 | 0
|  |  |  | 1987-08-10 | 0 | 0
|  |  |  | 1987-08-11 | 1.04 | 1.04
|  |  |  | 1987-08-12 | 0.04 | 0.04
|  |  |  | 1987-08-13 | 0.16 | 0.16
|  |  |  | 1987-08-14 | 0 | 0
|  |  |  | 1987-08-15 | 0.05 | 0.05
|  |  |  | 1987-08-16 | 0.01 | 0.01
|  |  |  | 1987-08-17 | 0.5 | 0.5
|  |  |  | 1987-08-18 | 0.01 | 0.01
|  |  |  | 1987-08-19 | 0 | 0
|  |  |  | 1987-08-20 | 0 | 0
|  |  |  | 1987-08-21 | 0 | 0
|  |  |  | 1987-08-22 | 0 | 0
|  |  |  | 1987-08-23 | 0.04 | 0.04
|  |  |  | 1987-08-24 | 0.05 | 0.05
|  |  |  | 1987-08-25 | 0.01 | 0.01
|  |  |  | 1987-08-26 | 0.54 | 0.54
|  |  |  | 1987-08-27 | 0.02 | 0.02
|  |  |  | 1987-08-28 | 0 | 0
|  |  |  | 1987-08-29 | 0 | 0
|  |  |  | 1987-08-30 | 0 | 0
|  |  |  | 1987-08-31 | 0 | 0
|  |  |  | 1987-09-01 | 0 | 0
|  |  |  | 1987-09-02 | 0 | 0
|  |  |  | 1987-09-03 | 0 | 0
|  |  |  | 1987-09-04 | 0 | 0
|  |  |  | 1987-09-05 | 0 | 0
|  |  |  | 1987-09-06 | 0.09 | 0.09
|  |  |  | 1987-09-07 | 0.02 | 0.02
|  |  |  | 1987-09-08 | 0.9 | 0.9
|  |  |  | 1987-09-09 | 0.04 | 0.04
|  |  |  | 1987-09-10 | 0.23 | 0.23
|  |  |  | 1987-09-11 | 0.23 | 0.23
|  |  |  | 1987-09-12 | 0 | 0
|  |  |  | 1987-09-13 | 0 | 0
|  |  |  | 1987-09-14 | 0.05 | 0.05
|  |  |  | 1987-09-15 | 0.06 | 0.06
|  |  |  | 1987-09-16 | 0 | 0
|  |  |  | 1987-09-17 | 0 | 0
|  |  |  | 1987-09-18 | 0 | 0
|  |  |  | 1987-09-19 | 0 | 0
|  |  |  | 1987-09-20 | 0 | 0
|  |  |  | 1987-09-21 | 0.01 | 0.01
|  |  |  | 1987-09-22 | 0.01 | 0.01
|  |  |  | 1987-09-23 | 0 | 0
|  |  |  | 1987-09-24 | 0 | 0
|  |  |  | 1987-09-25 | 0 | 0
|  |  |  | 1987-09-26 | 0.38 | 0.38
|  |  |  | 1987-09-27 | 0 | 0
|  |  |  | 1987-09-28 | 0 | 0
|  |  |  | 1987-09-29 | 0 | 0
|  |  |  | 1987-09-30 | 0 | 0
|  |  |  | 1987-10-01 | 0 | 0
|  |  |  | 1987-10-02 | 0 | 0
|  |  |  | 1987-10-03 | 0 | 0
|  |  |  | 1987-10-04 | 0 | 0
|  |  |  | 1987-10-05 | 0 | 0
|  |  |  | 1987-10-06 | 0 | 0
|  |  |  | 1987-10-07 | 0 | 0
|  |  |  | 1987-10-08 | 0 | 0
|  |  |  | 1987-10-09 | 0 | 0
|  |  |  | 1987-10-10 | 0 | 0
|  |  |  | 1987-10-11 | 0 | 0
|  |  |  | 1987-10-12 | 0 | 0
|  |  |  | 1987-10-13 | 0 | 0
|  |  |  | 1987-10-14 | 0 | 0
|  |  |  | 1987-10-15 | 0 | 0
|  |  |  | 1987-10-16 | 0 | 0
|  |  |  | 1987-10-17 | 0.01 | 0.01
|  |  |  | 1987-10-18 | 0.02 | 0.02
|  |  |  | 1987-10-19 | 0 | 0
|  |  |  | 1987-10-20 | 0 | 0
|  |  |  | 1987-10-21 | 0 | 0
|  |  |  | 1987-10-22 | 0 | 0
|  |  |  | 1987-10-23 | 0 | 0
|  |  |  | 1987-10-24 |  | 0
|  |  |  | 1987-10-25 |  | 0
|  |  |  | 1987-10-26 | 0 | 0
|  |  |  | 1987-10-27 | 0 | 0
|  |  |  | 1987-10-28 | 0 | 0
|  |  |  | 1987-10-29 | 0 | 0
|  |  |  | 1987-10-30 | 0 | 0
|  |  |  | 1987-10-31 | 0 | 0
|  |  |  | 1987-11-01 | 0 | 0
|  |  |  | 1987-11-02 | 0 | 0
|  |  |  | 1987-11-03 | 0 | 0
|  |  |  | 1987-11-04 | 0 | 0
|  |  |  | 1987-11-05 | 0 | 0
|  |  |  | 1987-11-06 | 0 | 0
|  |  |  | 1987-11-07 | 0 | 0
|  |  |  | 1987-11-08 | 0 | 0
|  |  |  | 1987-11-09 | 0 | 0
|  |  |  | 1987-11-10 | 0 | 0
|  |  |  | 1987-11-11 | 0 | 0
|  |  |  | 1987-11-12 | 0 | 0
|  |  |  | 1987-11-13 | 0 | 0
|  |  |  | 1987-11-14 | 0 | 0
|  |  |  | 1987-11-15 | 0.03 | 0.03
|  |  |  | 1987-11-16 | 0 | 0
|  |  |  | 1987-11-17 | 0 | 0
|  |  |  | 1987-11-18 | 0 | 0
|  |  |  | 1987-11-19 | 0 | 0
|  |  |  | 1987-11-20 | 0 | 0
|  |  |  | 1987-11-21 | 0 | 0
|  |  |  | 1987-11-22 | 0 | 0
|  |  |  | 1987-11-23 | 0 | 0
|  |  |  | 1987-11-24 | 0 | 0
|  |  |  | 1987-11-25 | 0 | 0
|  |  |  | 1987-11-26 | 0 | 0
|  |  |  | 1987-11-27 | 0 | 0
|  |  |  | 1987-11-28 | 0 | 0
|  |  |  | 1987-11-29 | 0 | 0
|  |  |  | 1987-11-30 | 0 | 0
|  |  |  | 1987-12-01 | 0 | 0
|  |  |  | 1987-12-02 | 0 | 0
|  |  |  | 1987-12-03 | 0 | 0
|  |  |  | 1987-12-04 | 0 | 0
|  |  |  | 1987-12-05 | 0 | 0
|  |  |  | 1987-12-06 | 0 | 0
|  |  |  | 1987-12-07 | 0 | 0
|  |  |  | 1987-12-08 | 0 | 0
|  |  |  | 1987-12-09 | 0 | 0
|  |  |  | 1987-12-10 | 0 | 0
|  |  |  | 1987-12-11 | 0 | 0
|  |  |  | 1987-12-12 | 0 | 0
|  |  |  | 1987-12-13 | 0 | 0
|  |  |  | 1987-12-14 | 0.12 | 0.12
|  |  |  | 1987-12-15 | 0.01 | 0.01
|  |  |  | 1987-12-16 | 0 | 0
|  |  |  | 1987-12-17 | 0.02 | 0.02
|  |  |  | 1987-12-18 | 0 | 0
|  |  |  | 1987-12-19 | 0 | 0
|  |  |  | 1987-12-20 | 0 | 0
|  |  |  | 1987-12-21 | 0 | 0
|  |  |  | 1987-12-22 | 0 | 0
|  |  |  | 1987-12-23 | 0 | 0
|  |  |  | 1987-12-24 | 0 | 0
|  |  |  | 1987-12-26 | 0.07 | 0.07
|  |  |  | 1987-12-27 | 0.01 | 0.01
|  |  |  | 1987-12-28 | 0 | 0
|  |  |  | 1987-12-29 | 0 | 0
|  |  |  | 1987-12-30 | 0 | 0
|  |  |  | 1987-12-31 | 0 | 0
|  |  |  | 1988-01-01 | 0 | 0
|  |  |  | 1988-01-02 | 0 | 0
|  |  |  | 1988-01-03 | 0 | 0
|  |  |  | 1988-01-04 | 0 | 0
|  |  |  | 1988-01-05 | 0 | 0
|  |  |  | 1988-01-06 | 0 | 0
|  |  |  | 1988-01-07 | 0 | 0
|  |  |  | 1988-01-08 | 0 | 0
|  |  |  | 1988-01-09 | 0 | 0
|  |  |  | 1988-01-10 | 0 | 0
|  |  |  | 1988-01-11 | 0 | 0
|  |  |  | 1988-01-12 | 0 | 0
|  |  |  | 1988-01-13 | 0 | 0
|  |  |  | 1988-01-14 | 0 | 0
|  |  |  | 1988-01-15 | 0 | 0
|  |  |  | 1988-01-16 | 0 | 0
|  |  |  | 1988-01-17 | 0 | 0
|  |  |  | 1988-01-18 | 0 | 0
|  |  |  | 1988-01-19 | 0.01 | 0.01
|  |  |  | 1988-01-20 | 0 | 0
|  |  |  | 1988-01-21 | 0 | 0
|  |  |  | 1988-01-22 | 0 | 0
|  |  |  | 1988-01-23 | 0 | 0
|  |  |  | 1988-01-24 | 0 | 0
|  |  |  | 1988-01-25 | 0 | 0
|  |  |  | 1988-01-26 | 0 | 0
|  |  |  | 1988-01-27 | 0 | 0
|  |  |  | 1988-01-28 | 0 | 0
|  |  |  | 1988-01-29 | 0 | 0
|  |  |  | 1988-01-30 | 0 | 0
|  |  |  | 1988-01-31 | 0 | 0
|  |  |  | 1988-02-01 | 0 | 0
|  |  |  | 1988-02-02 | 0 | 0
|  |  |  | 1988-02-03 | 0 | 0
|  |  |  | 1988-02-04 | 0 | 0
|  |  |  | 1988-02-05 | 0 | 0
|  |  |  | 1988-02-06 | 0 | 0
|  |  |  | 1988-02-07 | 0.07 | 0.07
|  |  |  | 1988-02-08 | 0 | 0
|  |  |  | 1988-02-09 | 0 | 0
|  |  |  | 1988-02-10 | 0 | 0
|  |  |  | 1988-02-11 | 0 | 0
|  |  |  | 1988-02-12 | 0 | 0
|  |  |  | 1988-02-13 | 0 | 0
|  |  |  | 1988-02-14 | 0 | 0
|  |  |  | 1988-02-15 | 0 | 0
|  |  |  | 1988-02-16 | 0 | 0
|  |  |  | 1988-02-17 | 0 | 0
|  |  |  | 1988-02-18 | 0.18 | 0.18
|  |  |  | 1988-02-19 | 0 | 0
|  |  |  | 1988-02-20 | 0 | 0
|  |  |  | 1988-02-21 | 0 | 0
|  |  |  | 1988-02-22 | 0 | 0
|  |  |  | 1988-02-23 | 0 | 0
|  |  |  | 1988-02-24 | 0 | 0
|  |  |  | 1988-02-25 | 0 | 0
|  |  |  | 1988-02-26 | 0 | 0
|  |  |  | 1988-02-27 | 0 | 0
|  |  |  | 1988-02-28 | 0 | 0
|  |  |  | 1988-02-29 | 0 | 0
|  |  |  | 1988-03-01 | 0 | 0
|  |  |  | 1988-03-02 | 0 | 0
|  |  |  | 1988-03-03 | 0.07 | 0.07
|  |  |  | 1988-03-04 | 0 | 0
|  |  |  | 1988-03-05 | 0 | 0
|  |  |  | 1988-03-06 | 0 | 0
|  |  |  | 1988-03-07 | 0 | 0
|  |  |  | 1988-03-08 | 0.14 | 0.14
|  |  |  | 1988-03-09 | 0 | 0
|  |  |  | 1988-03-10 | 0 | 0
|  |  |  | 1988-03-11 | 0 | 0
|  |  |  | 1988-03-12 | 0 | 0
|  |  |  | 1988-03-13 | 0 | 0
|  |  |  | 1988-03-14 | 0 | 0
|  |  |  | 1988-03-15 | 0 | 0
|  |  |  | 1988-03-16 | 0 | 0
|  |  |  | 1988-03-17 | 0 | 0
|  |  |  | 1988-03-18 | 0 | 0
|  |  |  | 1988-03-19 | 0 | 0
|  |  |  | 1988-03-20 | 0 | 0
|  |  |  | 1988-03-21 | 0 | 0
|  |  |  | 1988-03-22 | 0 | 0
|  |  |  | 1988-03-23 | 0 | 0
|  |  |  | 1988-03-24 | 0 | 0
|  |  |  | 1988-03-25 | 0 | 0
|  |  |  | 1988-03-26 | 0 | 0
|  |  |  | 1988-03-27 | 0.05 | 0.05
|  |  |  | 1988-03-28 | 0.01 | 0.01
|  |  |  | 1988-03-29 | 0 | 0
|  |  |  | 1988-03-30 | 0 | 0
|  |  |  | 1988-03-31 | 0 | 0
|  |  |  | 1988-04-01 | 0 | 0
|  |  |  | 1988-04-02 | 0 | 0
|  |  |  | 1988-04-03 | 0 | 0
|  |  |  | 1988-04-04 | 0 | 0
|  |  |  | 1988-04-05 | 0 | 0
|  |  |  | 1988-04-06 | 0 | 0
|  |  |  | 1988-04-07 | 0 | 0
|  |  |  | 1988-04-08 | 0.29 | 0.29
|  |  |  | 1988-04-09 | 0 | 0
|  |  |  | 1988-04-10 | 0 | 0
|  |  |  | 1988-04-11 | 0 | 0
|  |  |  | 1988-04-12 | 0 | 0
|  |  |  | 1988-04-13 | 0 | 0
|  |  |  | 1988-04-14 | 0 | 0
|  |  |  | 1988-04-15 | 0 | 0
|  |  |  | 1988-04-16 | 0 | 0
|  |  |  | 1988-04-17 | 0 | 0
|  |  |  | 1988-04-18 | 0 | 0
|  |  |  | 1988-04-19 | 0 | 0
|  |  |  | 1988-04-20 | 0 | 0
|  |  |  | 1988-04-21 | 0 | 0
|  |  |  | 1988-04-22 | 0 | 0
|  |  |  | 1988-04-23 | 0 | 0
|  |  |  | 1988-04-24 | 0 | 0
|  |  |  | 1988-04-25 | 0 | 0
|  |  |  | 1988-04-26 | 0 | 0
|  |  |  | 1988-04-27 | 0 | 0
|  |  |  | 1988-04-28 | 0 | 0
|  |  |  | 1988-04-29 | 0.15 | 0.15
|  |  |  | 1988-04-30 | 0 | 0
|  |  |  | 1988-05-01 | 0 | 0
|  |  |  | 1988-05-02 | 0 | 0
|  |  |  | 1988-05-03 | 0 | 0
|  |  |  | 1988-05-04 | 0 | 0
|  |  |  | 1988-05-05 | 0 | 0
|  |  |  | 1988-05-06 | 0 | 0
|  |  |  | 1988-05-07 | 0 | 0
|  |  |  | 1988-05-08 | 0 | 0
|  |  |  | 1988-05-09 | 0 | 0
|  |  |  | 1988-05-10 | 0 | 0
|  |  |  | 1988-05-11 | 0 | 0
|  |  |  | 1988-05-12 | 0 | 0
|  |  |  | 1988-05-13 | 0 | 0
|  |  |  | 1988-05-14 | 0 | 0
|  |  |  | 1988-05-15 | 0 | 0
|  |  |  | 1988-05-16 | 0 | 0
|  |  |  | 1988-05-17 | 0 | 0
|  |  |  | 1988-05-18 | 1.51 | 1.51
|  |  |  | 1988-05-19 | 0.4 | 0.4
|  |  |  | 1988-05-20 | 0 | 0
|  |  |  | 1988-05-21 | 0 | 0
|  |  |  | 1988-05-22 | 0 | 0
|  |  |  | 1988-05-23 | 0 | 0
|  |  |  | 1988-05-24 | 0 | 0
|  |  |  | 1988-05-25 | 0 | 0
|  |  |  | 1988-05-26 | 0.03 | 0.03
|  |  |  | 1988-05-27 | 0 | 0
|  |  |  | 1988-05-28 | 0.02 | 0.02
|  |  |  | 1988-05-29 | 1.39 | 1.39
|  |  |  | 1988-05-30 | 0 | 0
|  |  |  | 1988-05-31 | 0 | 0
|  |  |  | 1988-06-01 | 0 | 0
|  |  |  | 1988-06-02 | 0 | 0
|  |  |  | 1988-06-03 | 0 | 0
|  |  |  | 1988-06-04 | 0 | 0
|  |  |  | 1988-06-05 | 0 | 0
|  |  |  | 1988-06-06 | 0.26 | 0.26
|  |  |  | 1988-06-07 | 0 | 0
|  |  |  | 1988-06-08 | 0 | 0
|  |  |  | 1988-06-09 | 0 | 0
|  |  |  | 1988-06-10 | 0 | 0
|  |  |  | 1988-06-11 | 0.1 | 0.1
|  |  |  | 1988-06-12 | 0 | 0
|  |  |  | 1988-06-13 | 0.32 | 0.32
|  |  |  | 1988-06-14 | 0.13 | 0.13
|  |  |  | 1988-06-15 | 0 | 0
|  |  |  | 1988-06-16 | 0 | 0
|  |  |  | 1988-06-17 | 0 | 0
|  |  |  | 1988-06-18 | 0 | 0
|  |  |  | 1988-06-19 | 0 | 0
|  |  |  | 1988-06-20 | 0 | 0
|  |  |  | 1988-06-21 | 0 | 0
|  |  |  | 1988-06-22 | 0 | 0
|  |  |  | 1988-06-23 | 0 | 0
|  |  |  | 1988-06-24 | 0 | 0
|  |  |  | 1988-06-25 | 0.12 | 0.12
|  |  |  | 1988-06-26 | 0.19 | 0.19
|  |  |  | 1988-06-27 | 0.06 | 0.06
|  |  |  | 1988-06-28 | 0.01 | 0.01
|  |  |  | 1988-06-29 | 0.14 | 0.14
|  |  |  | 1988-06-30 | 0.02 | 0.02
|  |  |  | 1988-07-01 | 0 | 0
|  |  |  | 1988-07-02 | 0.84 | 0.84
|  |  |  | 1988-07-03 | 0.01 | 0.01
|  |  |  | 1988-07-04 | 0 | 0
|  |  |  | 1988-07-05 | 0.01 | 0.01
|  |  |  | 1988-07-06 | 0.95 | 0.95
|  |  |  | 1988-07-07 | 0.03 | 0.03
|  |  |  | 1988-07-08 | 0.63 | 0.63
|  |  |  | 1988-07-09 | 0.99 | 0.99
|  |  |  | 1988-07-10 | 0.48 | 0.48
|  |  |  | 1988-07-11 | 0.42 | 0.42
|  |  |  | 1988-07-12 | 0.64 | 0.64
|  |  |  | 1988-07-13 | 0 | 0
|  |  |  | 1988-07-14 | 0 | 0
|  |  |  | 1988-07-15 | 0.09 | 0.09
|  |  |  | 1988-07-16 | 0.01 | 0.01
|  |  |  | 1988-07-17 | 0.07 | 0.07
|  |  |  | 1988-07-18 | 0 | 0
|  |  |  | 1988-07-19 | 0 | 0
|  |  |  | 1988-07-20 | 0.01 | 0.01
|  |  |  | 1988-07-21 | 0 | 0
|  |  |  | 1988-07-22 | 0 | 0
|  |  |  | 1988-07-23 | 0 | 0
|  |  |  | 1988-07-24 | 0 | 0
|  |  |  | 1988-07-25 | 0.01 | 0.01
|  |  |  | 1988-07-26 | 0 | 0
|  |  |  | 1988-07-27 | 0 | 0
|  |  |  | 1988-07-28 | 0 | 0
|  |  |  | 1988-07-29 | 0.2 | 0.2
|  |  |  | 1988-07-30 | 0 | 0
|  |  |  | 1988-07-31 | 0 | 0
|  |  |  | 1988-08-01 | 0 | 0
|  |  |  | 1988-08-02 | 0.08 | 0.08
|  |  |  | 1988-08-03 | 0.06 | 0.06
|  |  |  | 1988-08-04 | 0.05 | 0.05
|  |  |  | 1988-08-05 | 0.13 | 0.13
|  |  |  | 1988-08-06 | 0.75 | 0.75
|  |  |  | 1988-08-07 | 0.15 | 0.15
|  |  |  | 1988-08-08 | 0.01 | 0.01
|  |  |  | 1988-08-09 | 0 | 0
|  |  |  | 1988-08-10 | 0 | 0
|  |  |  | 1988-08-11 | 0 | 0
|  |  |  | 1988-08-12 | 0.06 | 0.06
|  |  |  | 1988-08-13 | 0 | 0
|  |  |  | 1988-08-14 | 0 | 0
|  |  |  | 1988-08-15 | 0 | 0
|  |  |  | 1988-08-16 | 0 | 0
|  |  |  | 1988-08-17 | 0 | 0
|  |  |  | 1988-08-18 | 0 | 0
|  |  |  | 1988-08-19 | 0 | 0
|  |  |  | 1988-08-20 | 0 | 0
|  |  |  | 1988-08-21 | 0.28 | 0.28
|  |  |  | 1988-08-22 | 0 | 0
|  |  |  | 1988-08-23 | 0 | 0
|  |  |  | 1988-08-24 | 0 | 0
|  |  |  | 1988-08-25 | 0 | 0
|  |  |  | 1988-08-26 | 0 | 0
|  |  |  | 1988-08-27 | 0.14 | 0.14
|  |  |  | 1988-08-28 | 0.19 | 0.19
|  |  |  | 1988-08-29 | 0 | 0
|  |  |  | 1988-08-30 | 0 | 0
|  |  |  | 1988-08-31 | 0.72 | 0.72
|  |  |  | 1988-09-01 | 0.1 | 0.1
|  |  |  | 1988-09-02 | 0.1 | 0.1
|  |  |  | 1988-09-03 | 0.05 | 0.05
|  |  |  | 1988-09-04 | 0.07 | 0.07
|  |  |  | 1988-09-05 | 0 | 0
|  |  |  | 1988-09-06 | 0 | 0
|  |  |  | 1988-09-07 | 0 | 0
|  |  |  | 1988-09-08 | 0 | 0
|  |  |  | 1988-09-09 | 0 | 0
|  |  |  | 1988-09-10 | 0 | 0
|  |  |  | 1988-09-11 | 0 | 0
|  |  |  | 1988-09-12 | 0 | 0
|  |  |  | 1988-09-13 | 0 | 0
|  |  |  | 1988-09-14 | 0 | 0
|  |  |  | 1988-09-15 | 0 | 0
|  |  |  | 1988-09-16 | 0 | 0
|  |  |  | 1988-09-17 | 0.08 | 0.08
|  |  |  | 1988-09-18 | 0.18 | 0.18
|  |  |  | 1988-09-19 | 0 | 0
|  |  |  | 1988-09-20 | 0 | 0
|  |  |  | 1988-09-21 | 0.66 | 0.66
|  |  |  | 1988-09-22 | 0 | 0
|  |  |  | 1988-09-23 | 0 | 0
|  |  |  | 1988-09-24 | 0 | 0
|  |  |  | 1988-09-25 | 0 | 0
|  |  |  | 1988-09-26 | 0 | 0
|  |  |  | 1988-09-27 | 0 | 0
|  |  |  | 1988-09-28 | 0 | 0
|  |  |  | 1988-09-29 | 0 | 0
|  |  |  | 1988-09-30 | 0 | 0
|  |  |  | 1988-10-01 | 0 | 0
|  |  |  | 1988-10-02 | 0 | 0
|  |  |  | 1988-10-03 | 0 | 0
|  |  |  | 1988-10-04 | 0 | 0
|  |  |  | 1988-10-05 | 0 | 0
|  |  |  | 1988-10-06 | 0 | 0
|  |  |  | 1988-10-07 | 0 | 0
|  |  |  | 1988-10-08 | 0 | 0
|  |  |  | 1988-10-09 | 0 | 0
|  |  |  | 1988-10-10 | 0.07 | 0.07
|  |  |  | 1988-10-11 | 0.01 | 0.01
|  |  |  | 1988-10-12 | 0 | 0
|  |  |  | 1988-10-13 | 0 | 0
|  |  |  | 1988-10-14 | 0 | 0
|  |  |  | 1988-10-15 | 0 | 0
|  |  |  | 1988-10-16 | 0 | 0
|  |  |  | 1988-10-17 | 0 | 0
|  |  |  | 1988-10-18 | 0 | 0
|  |  |  | 1988-10-19 | 0 | 0
|  |  |  | 1988-10-20 | 0 | 0
|  |  |  | 1988-10-21 | 0 | 0
|  |  |  | 1988-10-22 | 0 | 0
|  |  |  | 1988-10-23 | 0 | 0
|  |  |  | 1988-10-24 | 0 | 0
|  |  |  | 1988-10-25 | 0 | 0
|  |  |  | 1988-10-26 | 0 | 0
|  |  |  | 1988-10-27 | 0 | 0
|  |  |  | 1988-10-28 | 0.17 | 0.17
|  |  |  | 1988-10-29 | 0.01 | 0.01
|  |  |  | 1988-10-30 | 0 | 0
|  |  |  | 1988-10-31 | 0 | 0
|  |  |  | 1988-11-01 | 0 | 0
|  |  |  | 1988-11-02 | 0 | 0
|  |  |  | 1988-11-03 | 0 | 0
|  |  |  | 1988-11-04 | 0 | 0
|  |  |  | 1988-11-05 | 0 | 0
|  |  |  | 1988-11-06 | 0 | 0
|  |  |  | 1988-11-07 | 0 | 0
|  |  |  | 1988-11-08 | 0 | 0
|  |  |  | 1988-11-09 | 0 | 0
|  |  |  | 1988-11-10 | 0 | 0
|  |  |  | 1988-11-11 | 0 | 0
|  |  |  | 1988-11-12 | 0 | 0
|  |  |  | 1988-11-13 | 0 | 0
|  |  |  | 1988-11-14 | 0 | 0
|  |  |  | 1988-11-15 | 0 | 0
|  |  |  | 1988-11-16 | 0 | 0
|  |  |  | 1988-11-17 | 0 | 0
|  |  |  | 1988-11-18 | 0 | 0
|  |  |  | 1988-11-19 | 0 | 0
|  |  |  | 1988-11-20 | 0 | 0
|  |  |  | 1988-11-21 | 0 | 0
|  |  |  | 1988-11-22 | 0 | 0
|  |  |  | 1988-11-23 | 0 | 0
|  |  |  | 1988-11-24 | 0 | 0
|  |  |  | 1988-11-25 | 0 | 0
|  |  |  | 1988-11-26 | 0 | 0
|  |  |  | 1988-11-27 | 0 | 0
|  |  |  | 1988-11-28 | 0 | 0
|  |  |  | 1988-11-29 | 0 | 0
|  |  |  | 1988-11-30 | 0 | 0
|  |  |  | 1988-12-01 | 0 | 0
|  |  |  | 1988-12-02 | 0 | 0
|  |  |  | 1988-12-03 | 0 | 0
|  |  |  | 1988-12-04 | 0 | 0
|  |  |  | 1988-12-05 | 0 | 0
|  |  |  | 1988-12-06 | 0 | 0
|  |  |  | 1988-12-07 | 0 | 0
|  |  |  | 1988-12-08 | 0 | 0
|  |  |  | 1988-12-09 | 0 | 0
|  |  |  | 1988-12-10 | 0.33 | 0.33
|  |  |  | 1988-12-11 | 0 | 0
|  |  |  | 1988-12-12 | 0 | 0
|  |  |  | 1988-12-13 | 0 | 0
|  |  |  | 1988-12-14 | 0 | 0
|  |  |  | 1988-12-15 | 0 | 0
|  |  |  | 1988-12-16 | 0 | 0
|  |  |  | 1988-12-17 | 0 | 0
|  |  |  | 1988-12-18 | 0 | 0
|  |  |  | 1988-12-19 | 0 | 0
|  |  |  | 1988-12-20 | 0 | 0
|  |  |  | 1988-12-21 | 0 | 0
|  |  |  | 1988-12-22 | 0 | 0
|  |  |  | 1988-12-23 | 0 | 0
|  |  |  | 1988-12-24 | 0 | 0
|  |  |  | 1988-12-25 | 0 | 0
|  |  |  | 1988-12-26 | 0 | 0
|  |  |  | 1988-12-27 | 0 | 0
|  |  |  | 1988-12-28 | 0 | 0
|  |  |  | 1988-12-29 | 0 | 0
|  |  |  | 1988-12-30 | 0 | 0
|  |  |  | 1988-12-31 | 0 | 0
|  |  |  | 1989-01-01 | 0 | 0
|  |  |  | 1989-01-02 | 0 | 0
|  |  |  | 1989-01-03 | 0 | 0
|  |  |  | 1989-01-04 | 0 | 0
|  |  |  | 1989-01-05 | 0 | 0
|  |  |  | 1989-01-06 | 0 | 0
|  |  |  | 1989-01-07 | 0 | 0
|  |  |  | 1989-01-08 | 0 | 0
|  |  |  | 1989-01-09 | 0 | 0
|  |  |  | 1989-01-10 | 0 | 0
|  |  |  | 1989-01-11 | 0 | 0
|  |  |  | 1989-01-12 | 0 | 0
|  |  |  | 1989-01-13 | 0 | 0
|  |  |  | 1989-01-14 | 0 | 0
|  |  |  | 1989-01-15 | 0 | 0
|  |  |  | 1989-01-16 | 0 | 0
|  |  |  | 1989-01-17 | 0 | 0
|  |  |  | 1989-01-18 | 0 | 0
|  |  |  | 1989-01-19 | 0.38 | 0.38
|  |  |  | 1989-01-20 | 0.02 | 0.02
|  |  |  | 1989-01-21 | 0 | 0
|  |  |  | 1989-01-22 | 0 | 0
|  |  |  | 1989-01-23 | 0 | 0
|  |  |  | 1989-01-24 | 0 | 0
|  |  |  | 1989-01-25 | 0 | 0
|  |  |  | 1989-01-26 | 0 | 0
|  |  |  | 1989-01-27 | 0.04 | 0.04
|  |  |  | 1989-01-28 | 0 | 0
|  |  |  | 1989-01-29 | 0 | 0
|  |  |  | 1989-01-30 | 0 | 0
|  |  |  | 1989-01-31 | 0 | 0
|  |  |  | 1989-02-01 | 0 | 0
|  |  |  | 1989-02-02 | 0 | 0
|  |  |  | 1989-02-03 | 0 | 0
|  |  |  | 1989-02-04 | 0 | 0
|  |  |  | 1989-02-05 | 0 | 0
|  |  |  | 1989-02-06 | 0 | 0
|  |  |  | 1989-02-07 | 0 | 0
|  |  |  | 1989-02-08 | 0 | 0
|  |  |  | 1989-02-09 | 0 | 0
|  |  |  | 1989-02-10 | 0 | 0
|  |  |  | 1989-02-11 | 0 | 0
|  |  |  | 1989-02-12 | 0 | 0
|  |  |  | 1989-02-13 | 0 | 0
|  |  |  | 1989-02-14 | 0 | 0
|  |  |  | 1989-02-15 | 0.25 | 0.25
|  |  |  | 1989-02-16 | 1.64 | 1.64
|  |  |  | 1989-02-17 | 0.15 | 0.15
|  |  |  | 1989-02-18 | 0 | 0
|  |  |  | 1989-02-19 | 0 | 0
|  |  |  | 1989-02-20 | 0 | 0
|  |  |  | 1989-02-21 | 0 | 0
|  |  |  | 1989-02-22 | 0 | 0
|  |  |  | 1989-02-23 | 0 | 0
|  |  |  | 1989-02-24 | 0 | 0
|  |  |  | 1989-02-25 | 0 | 0
|  |  |  | 1989-02-26 | 0 | 0
|  |  |  | 1989-02-27 | 0 | 0
|  |  |  | 1989-02-28 | 0 | 0
|  |  |  | 1989-03-01 | 0.22 | 0.22
|  |  |  | 1989-03-02 | 0 | 0
|  |  |  | 1989-03-03 | 0 | 0
|  |  |  | 1989-03-04 | 0.1 | 0.1
|  |  |  | 1989-03-05 | 0 | 0
|  |  |  | 1989-03-06 | 0 | 0
|  |  |  | 1989-03-07 | 0 | 0
|  |  |  | 1989-03-08 | 0 | 0
|  |  |  | 1989-03-09 | 0 | 0
|  |  |  | 1989-03-10 | 0 | 0
|  |  |  | 1989-03-11 | 0 | 0
|  |  |  | 1989-03-12 | 0 | 0
|  |  |  | 1989-03-13 | 0 | 0
|  |  |  | 1989-03-14 | 0 | 0
|  |  |  | 1989-03-15 | 0 | 0
|  |  |  | 1989-03-16 | 0 | 0
|  |  |  | 1989-03-17 | 0 | 0
|  |  |  | 1989-03-18 | 0 | 0
|  |  |  | 1989-03-19 | 0 | 0
|  |  |  | 1989-03-20 | 0 | 0
|  |  |  | 1989-03-21 | 0 | 0
|  |  |  | 1989-03-22 | 0 | 0
|  |  |  | 1989-03-23 | 0 | 0
|  |  |  | 1989-03-24 | 0 | 0
|  |  |  | 1989-03-25 | 0 | 0
|  |  |  | 1989-03-26 | 0 | 0
|  |  |  | 1989-03-27 | 0 | 0
|  |  |  | 1989-03-28 | 0.11 | 0.11
|  |  |  | 1989-03-29 | 0.02 | 0.02
|  |  |  | 1989-03-30 | 0 | 0
|  |  |  | 1989-03-31 | 0 | 0
|  |  |  | 1989-04-01 | 0 | 0
|  |  |  | 1989-04-02 | 0 | 0
|  |  |  | 1989-04-03 | 0 | 0
|  |  |  | 1989-04-04 | 0 | 0
|  |  |  | 1989-04-05 | 0 | 0
|  |  |  | 1989-04-06 | 0 | 0
|  |  |  | 1989-04-07 | 0 | 0
|  |  |  | 1989-04-08 | 0 | 0
|  |  |  | 1989-04-09 | 0 | 0
|  |  |  | 1989-04-10 | 0 | 0
|  |  |  | 1989-04-11 | 0 | 0
|  |  |  | 1989-04-12 | 0 | 0
|  |  |  | 1989-04-13 | 0 | 0
|  |  |  | 1989-04-14 | 0 | 0
|  |  |  | 1989-04-15 | 0 | 0
|  |  |  | 1989-04-16 | 0 | 0
|  |  |  | 1989-04-17 | 0 | 0
|  |  |  | 1989-04-18 | 0 | 0
|  |  |  | 1989-04-19 | 0 | 0
|  |  |  | 1989-04-20 | 0 | 0
|  |  |  | 1989-04-21 | 0 | 0
|  |  |  | 1989-04-22 | 0.03 | 0.03
|  |  |  | 1989-04-23 | 0.02 | 0.02
|  |  |  | 1989-04-24 | 0 | 0
|  |  |  | 1989-04-25 | 0 | 0
|  |  |  | 1989-04-26 | 0 | 0
|  |  |  | 1989-04-27 | 0 | 0
|  |  |  | 1989-04-28 | 0 | 0
|  |  |  | 1989-04-29 | 0 | 0
|  |  |  | 1989-04-30 | 0 | 0
|  |  |  | 1989-05-01 | 0 | 0
|  |  |  | 1989-05-02 | 0 | 0
|  |  |  | 1989-05-03 | 0 | 0
|  |  |  | 1989-05-04 | 0 | 0
|  |  |  | 1989-05-05 | 0 | 0
|  |  |  | 1989-05-06 | 0 | 0
|  |  |  | 1989-05-07 | 0 | 0
|  |  |  | 1989-05-08 | 0 | 0
|  |  |  | 1989-05-09 | 0 | 0
|  |  |  | 1989-05-10 | 0 | 0
|  |  |  | 1989-05-11 | 0 | 0
|  |  |  | 1989-05-12 | 0 | 0
|  |  |  | 1989-05-13 | 0 | 0
|  |  |  | 1989-05-14 | 0 | 0
|  |  |  | 1989-05-15 | 0 | 0
|  |  |  | 1989-05-16 | 0 | 0
|  |  |  | 1989-05-17 | 0 | 0
|  |  |  | 1989-05-18 | 0 | 0
|  |  |  | 1989-05-19 | 0 | 0
|  |  |  | 1989-05-20 | 0 | 0
|  |  |  | 1989-05-21 | 0 | 0
|  |  |  | 1989-05-22 | 0 | 0
|  |  |  | 1989-05-23 | 0 | 0
|  |  |  | 1989-05-24 | 0 | 0
|  |  |  | 1989-05-25 | 0 | 0
|  |  |  | 1989-05-26 | 0 | 0
|  |  |  | 1989-05-27 | 0 | 0
|  |  |  | 1989-05-28 | 0 | 0
|  |  |  | 1989-05-29 | 0 | 0
|  |  |  | 1989-05-30 | 0.12 | 0.12
|  |  |  | 1989-05-31 | 0.59 | 0.59
|  |  |  | 1989-06-01 | 0.22 | 0.22
|  |  |  | 1989-06-02 | 0.05 | 0.05
|  |  |  | 1989-06-03 | 0.01 | 0.01
|  |  |  | 1989-06-04 | 0 | 0
|  |  |  | 1989-06-05 | 0 | 0
|  |  |  | 1989-06-06 | 0 | 0
|  |  |  | 1989-06-07 | 0 | 0
|  |  |  | 1989-06-08 | 0 | 0
|  |  |  | 1989-06-09 | 0 | 0
|  |  |  | 1989-06-10 | 0 | 0
|  |  |  | 1989-06-11 | 0 | 0
|  |  |  | 1989-06-12 | 0 | 0
|  |  |  | 1989-06-13 | 0 | 0
|  |  |  | 1989-06-14 | 0 | 0
|  |  |  | 1989-06-15 | 0 | 0
|  |  |  | 1989-06-16 | 0 | 0
|  |  |  | 1989-06-17 | 0 | 0
|  |  |  | 1989-06-18 | 0 | 0
|  |  |  | 1989-06-19 | 0 | 0
|  |  |  | 1989-06-20 | 0 | 0
|  |  |  | 1989-06-21 | 0 | 0
|  |  |  | 1989-06-22 | 0 | 0
|  |  |  | 1989-06-23 | 0 | 0
|  |  |  | 1989-06-24 | 0 | 0
|  |  |  | 1989-06-25 | 0 | 0
|  |  |  | 1989-06-26 | 0 | 0
|  |  |  | 1989-06-27 | 0 | 0
|  |  |  | 1989-06-28 | 0 | 0
|  |  |  | 1989-06-29 | 0 | 0
|  |  |  | 1989-06-30 | 0 | 0
|  |  |  | 1989-07-01 | 0 | 0
|  |  |  | 1989-07-02 | 0 | 0
|  |  |  | 1989-07-03 | 0 | 0
|  |  |  | 1989-07-04 | 0 | 0
|  |  |  | 1989-07-05 | 0 | 0
|  |  |  | 1989-07-06 | 0 | 0
|  |  |  | 1989-07-07 | 0 | 0
|  |  |  | 1989-07-08 | 0 | 0
|  |  |  | 1989-07-09 | 0 | 0
|  |  |  | 1989-07-10 | 0.02 | 0.02
|  |  |  | 1989-07-11 | 0.67 | 0.67
|  |  |  | 1989-07-12 | 0 | 0
|  |  |  | 1989-07-13 | 0 | 0
|  |  |  | 1989-07-14 | 0 | 0
|  |  |  | 1989-07-15 | 0 | 0
|  |  |  | 1989-07-16 | 0 | 0
|  |  |  | 1989-07-17 | 0 | 0
|  |  |  | 1989-07-18 | 0 | 0
|  |  |  | 1989-07-19 | 0.49 | 0.49
|  |  |  | 1989-07-20 | 0 | 0
|  |  |  | 1989-07-21 | 0.09 | 0.09
|  |  |  | 1989-07-22 | 0 | 0
|  |  |  | 1989-07-23 | 0.19 | 0.19
|  |  |  | 1989-07-24 | 0 | 0
|  |  |  | 1989-07-25 | 0 | 0
|  |  |  | 1989-07-26 | 0 | 0
|  |  |  | 1989-07-27 | 0.2 | 0.2
|  |  |  | 1989-07-28 | 0.18 | 0.18
|  |  |  | 1989-07-29 | 0.28 | 0.28
|  |  |  | 1989-07-30 | 0.02 | 0.02
|  |  |  | 1989-07-31 | 0 | 0
|  |  |  | 1989-08-01 | 0 | 0
|  |  |  | 1989-08-02 | 0 | 0
|  |  |  | 1989-08-03 | 0 | 0
|  |  |  | 1989-08-04 | 0.03 | 0.03
|  |  |  | 1989-08-05 | 0 | 0
|  |  |  | 1989-08-06 | 0 | 0
|  |  |  | 1989-08-07 | 1.25 | 1.25
|  |  |  | 1989-08-08 | 0.01 | 0.01
|  |  |  | 1989-08-09 | 0 | 0
|  |  |  | 1989-08-10 | 0 | 0
|  |  |  | 1989-08-11 | 0 | 0
|  |  |  | 1989-08-12 | 0 | 0
|  |  |  | 1989-08-13 | 0.3 | 0.3
|  |  |  | 1989-08-14 | 0.04 | 0.04
|  |  |  | 1989-08-15 | 0 | 0
|  |  |  | 1989-08-16 | 0.01 | 0.01
|  |  |  | 1989-08-17 | 0 | 0
|  |  |  | 1989-08-18 | 0 | 0
|  |  |  | 1989-08-19 | 0 | 0
|  |  |  | 1989-08-20 | 0 | 0
|  |  |  | 1989-08-21 | 0.86 | 0.86
|  |  |  | 1989-08-22 | 0.35 | 0.35
|  |  |  | 1989-08-23 | 0 | 0
|  |  |  | 1989-08-24 | 0 | 0
|  |  |  | 1989-08-25 | 0.14 | 0.14
|  |  |  | 1989-08-26 | 0.19 | 0.19
|  |  |  | 1989-08-27 | 0 | 0
|  |  |  | 1989-08-28 | 0.08 | 0.08
|  |  |  | 1989-08-29 | 0.61 | 0.61
|  |  |  | 1989-08-30 | 0 | 0
|  |  |  | 1989-08-31 | 0 | 0
|  |  |  | 1989-09-01 | 0 | 0
|  |  |  | 1989-09-02 | 0 | 0
|  |  |  | 1989-09-03 | 0 | 0
|  |  |  | 1989-09-04 | 0 | 0
|  |  |  | 1989-09-05 | 0 | 0
|  |  |  | 1989-09-06 | 0 | 0
|  |  |  | 1989-09-07 | 0.32 | 0.32
|  |  |  | 1989-09-08 | 0.07 | 0.07
|  |  |  | 1989-09-09 | 0.2 | 0.2
|  |  |  | 1989-09-10 | 0.72 | 0.72
|  |  |  | 1989-09-11 | 0.35 | 0.35
|  |  |  | 1989-09-12 | 0 | 0
|  |  |  | 1989-09-13 | 0.87 | 0.87
|  |  |  | 1989-09-14 | 0 | 0
|  |  |  | 1989-09-15 | 0 | 0
|  |  |  | 1989-09-16 | 0 | 0
|  |  |  | 1989-09-17 | 0 | 0
|  |  |  | 1989-09-18 | 0 | 0
|  |  |  | 1989-09-19 | 0 | 0
|  |  |  | 1989-09-20 | 0 | 0
|  |  |  | 1989-09-21 | 0 | 0
|  |  |  | 1989-09-22 | 0 | 0
|  |  |  | 1989-09-23 | 0 | 0
|  |  |  | 1989-09-24 | 0 | 0
|  |  |  | 1989-09-25 | 0 | 0
|  |  |  | 1989-09-26 | 0 | 0
|  |  |  | 1989-09-27 | 0 | 0
|  |  |  | 1989-09-28 | 0 | 0
|  |  |  | 1989-09-29 | 0 | 0
|  |  |  | 1989-09-30 | 0 | 0
|  |  |  | 1989-10-01 | 0 | 0
|  |  |  | 1989-10-02 | 0 | 0
|  |  |  | 1989-10-03 | 0 | 0
|  |  |  | 1989-10-04 | 0 | 0
|  |  |  | 1989-10-05 | 0 | 0
|  |  |  | 1989-10-06 | 0 | 0
|  |  |  | 1989-10-07 | 0 | 0
|  |  |  | 1989-10-08 | 0.15 | 0.15
|  |  |  | 1989-10-09 | 0.54 | 0.54
|  |  |  | 1989-10-10 | 0 | 0
|  |  |  | 1989-10-11 | 0 | 0
|  |  |  | 1989-10-12 | 0 | 0
|  |  |  | 1989-10-13 | 0 | 0
|  |  |  | 1989-10-14 | 0 | 0
|  |  |  | 1989-10-15 | 0 | 0
|  |  |  | 1989-10-16 | 0 | 0
|  |  |  | 1989-10-17 | 0 | 0
|  |  |  | 1989-10-18 | 0 | 0
|  |  |  | 1989-10-19 | 0 | 0
|  |  |  | 1989-10-20 | 0 | 0
|  |  |  | 1989-10-21 | 0 | 0
|  |  |  | 1989-10-22 | 0 | 0
|  |  |  | 1989-10-23 | 0 | 0
|  |  |  | 1989-10-24 | 0 | 0
|  |  |  | 1989-10-25 | 0 | 0
|  |  |  | 1989-10-26 | 0 | 0
|  |  |  | 1989-10-27 | 0 | 0
|  |  |  | 1989-10-28 | 0 | 0
|  |  |  | 1989-10-29 | 0 | 0
|  |  |  | 1989-10-30 | 0 | 0
|  |  |  | 1989-10-31 | 0 | 0
|  |  |  | 1989-11-01 | 0 | 0
|  |  |  | 1989-11-02 | 0 | 0
|  |  |  | 1989-11-03 | 0 | 0
|  |  |  | 1989-11-04 | 0 | 0
|  |  |  | 1989-11-05 | 0 | 0
|  |  |  | 1989-11-06 | 0 | 0
|  |  |  | 1989-11-07 | 0 | 0
|  |  |  | 1989-11-08 | 0 | 0
|  |  |  | 1989-11-09 | 0 | 0
|  |  |  | 1989-11-10 | 0 | 0
|  |  |  | 1989-11-11 | 0 | 0
|  |  |  | 1989-11-12 | 0 | 0
|  |  |  | 1989-11-13 | 0 | 0
|  |  |  | 1989-11-14 | 0 | 0
|  |  |  | 1989-11-15 | 0 | 0
|  |  |  | 1989-11-16 | 0 | 0
|  |  |  | 1989-11-17 | 0 | 0
|  |  |  | 1989-11-18 | 0 | 0
|  |  |  | 1989-11-19 | 0 | 0
|  |  |  | 1989-11-20 | 0 | 0
|  |  |  | 1989-11-21 | 0.06 | 0.06
|  |  |  | 1989-11-22 | 0 | 0
|  |  |  | 1989-11-23 | 0 | 0
|  |  |  | 1989-11-24 | 0 | 0
|  |  |  | 1989-11-25 | 0 | 0
|  |  |  | 1989-11-26 | 0 | 0
|  |  |  | 1989-11-27 | 0 | 0
|  |  |  | 1989-11-28 | 0 | 0
|  |  |  | 1989-11-29 | 0 | 0
|  |  |  | 1989-11-30 | 0 | 0
|  |  |  | 1989-12-01 |  | 0
|  |  |  | 1989-12-02 |  | 0
|  |  |  | 1989-12-03 |  | 0
|  |  |  | 1989-12-04 |  | 0
|  |  |  | 1989-12-05 |  | 0
|  |  |  | 1989-12-06 |  | 0
|  |  |  | 1989-12-07 |  | 0
|  |  |  | 1989-12-08 |  | 0
|  |  |  | 1989-12-09 |  | 0
|  |  |  | 1989-12-10 |  | 0
|  |  |  | 1989-12-11 | 0.01 | 0.01
|  |  |  | 1989-12-12 |  | 0
|  |  |  | 1989-12-13 |  | 0
|  |  |  | 1989-12-14 |  | 0
|  |  |  | 1989-12-15 |  | 0
|  |  |  | 1989-12-16 |  | 0
|  |  |  | 1989-12-17 |  | 0
|  |  |  | 1989-12-18 |  | 0
|  |  |  | 1989-12-19 |  | 0
|  |  |  | 1989-12-20 |  | 0
|  |  |  | 1989-12-21 |  | 0
|  |  |  | 1989-12-22 |  | 0
|  |  |  | 1989-12-23 |  | 0
|  |  |  | 1989-12-24 |  | 0
|  |  |  | 1989-12-25 |  | 0
|  |  |  | 1989-12-26 |  | 0
|  |  |  | 1989-12-27 |  | 0
|  |  |  | 1989-12-28 |  | 0
|  |  |  | 1989-12-29 |  | 0
|  |  |  | 1989-12-30 |  | 0
|  |  |  | 1989-12-31 |  | 0
|  |  |  | 1990-01-01 | 0 | 0
|  |  |  | 1990-01-02 | 0 | 0
|  |  |  | 1990-01-03 | 0 | 0
|  |  |  | 1990-01-04 | 0 | 0
|  |  |  | 1990-01-05 | 0 | 0
|  |  |  | 1990-01-06 | 0.05 | 0.05
|  |  |  | 1990-01-07 | 0 | 0
|  |  |  | 1990-01-08 | 0 | 0
|  |  |  | 1990-01-09 | 0 | 0
|  |  |  | 1990-01-10 | 0 | 0
|  |  |  | 1990-01-11 | 0 | 0
|  |  |  | 1990-01-12 | 0.01 | 0.01
|  |  |  | 1990-01-13 | 0 | 0
|  |  |  | 1990-01-14 | 0 | 0
|  |  |  | 1990-01-15 | 0 | 0
|  |  |  | 1990-01-16 | 0 | 0
|  |  |  | 1990-01-17 | 0 | 0
|  |  |  | 1990-01-18 | 0 | 0
|  |  |  | 1990-01-19 | 0 | 0
|  |  |  | 1990-01-20 | 0 | 0
|  |  |  | 1990-01-21 | 0 | 0
|  |  |  | 1990-01-22 | 0 | 0
|  |  |  | 1990-01-23 | 0 | 0
|  |  |  | 1990-01-24 | 0 | 0
|  |  |  | 1990-01-25 | 0 | 0
|  |  |  | 1990-01-26 | 0 | 0
|  |  |  | 1990-01-27 | 0 | 0
|  |  |  | 1990-01-28 | 0 | 0
|  |  |  | 1990-01-29 | 0 | 0
|  |  |  | 1990-01-30 | 0 | 0
|  |  |  | 1990-01-31 | 0 | 0
|  |  |  | 1990-02-01 | 0.08 | 0.08
|  |  |  | 1990-02-02 | 0 | 0
|  |  |  | 1990-02-03 | 0 | 0
|  |  |  | 1990-02-04 | 0 | 0
|  |  |  | 1990-02-05 | 0 | 0
|  |  |  | 1990-02-06 | 0 | 0
|  |  |  | 1990-02-07 | 0 | 0
|  |  |  | 1990-02-08 | 0 | 0
|  |  |  | 1990-02-09 | 0 | 0
|  |  |  | 1990-02-10 | 0 | 0
|  |  |  | 1990-02-11 | 0 | 0
|  |  |  | 1990-02-12 | 0 | 0
|  |  |  | 1990-02-13 | 0 | 0
|  |  |  | 1990-02-14 | 0.02 | 0.02
|  |  |  | 1990-02-15 | 0 | 0
|  |  |  | 1990-02-16 | 0 | 0
|  |  |  | 1990-02-17 | 0 | 0
|  |  |  | 1990-02-18 | 0 | 0
|  |  |  | 1990-02-19 | 0 | 0
|  |  |  | 1990-02-20 | 0 | 0
|  |  |  | 1990-02-21 | 0 | 0
|  |  |  | 1990-02-22 | 0 | 0
|  |  |  | 1990-02-23 | 0 | 0
|  |  |  | 1990-02-24 | 0 | 0
|  |  |  | 1990-02-25 | 0 | 0
|  |  |  | 1990-02-26 | 0 | 0
|  |  |  | 1990-02-27 | 0.05 | 0.05
|  |  |  | 1990-02-28 | 0.08 | 0.08
|  |  |  | 1990-03-01 | 0 | 0
|  |  |  | 1990-03-02 | 0 | 0
|  |  |  | 1990-03-03 | 0.01 | 0.01
|  |  |  | 1990-03-04 | 0 | 0
|  |  |  | 1990-03-05 | 0 | 0
|  |  |  | 1990-03-06 | 0 | 0
|  |  |  | 1990-03-07 | 0 | 0
|  |  |  | 1990-03-08 | 0 | 0
|  |  |  | 1990-03-09 | 0 | 0
|  |  |  | 1990-03-10 | 0.3 | 0.3
|  |  |  | 1990-03-11 | 0 | 0
|  |  |  | 1990-03-12 | 0 | 0
|  |  |  | 1990-03-13 | 0 | 0
|  |  |  | 1990-03-14 | 0 | 0
|  |  |  | 1990-03-15 | 0 | 0
|  |  |  | 1990-03-16 | 0 | 0
|  |  |  | 1990-03-17 | 0 | 0
|  |  |  | 1990-03-18 | 0 | 0
|  |  |  | 1990-03-19 | 0 | 0
|  |  |  | 1990-03-20 | 0 | 0
|  |  |  | 1990-03-21 | 0 | 0
|  |  |  | 1990-03-22 | 0 | 0
|  |  |  | 1990-03-23 | 0.05 | 0.05
|  |  |  | 1990-03-24 | 0.46 | 0.46
|  |  |  | 1990-03-25 | 0.06 | 0.06
|  |  |  | 1990-03-26 | 0 | 0
|  |  |  | 1990-03-27 | 0.2 | 0.2
|  |  |  | 1990-03-28 | 0 | 0
|  |  |  | 1990-03-29 | 0 | 0
|  |  |  | 1990-03-30 | 0 | 0
|  |  |  | 1990-03-31 | 0 | 0
|  |  |  | 1990-04-01 | 0 | 0
|  |  |  | 1990-04-02 | 0.02 | 0.02
|  |  |  | 1990-04-03 | 0.36 | 0.36
|  |  |  | 1990-04-04 | 0.02 | 0.02
|  |  |  | 1990-04-05 | 0 | 0
|  |  |  | 1990-04-06 | 0 | 0
|  |  |  | 1990-04-07 | 0 | 0
|  |  |  | 1990-04-08 | 0 | 0
|  |  |  | 1990-04-09 | 0 | 0
|  |  |  | 1990-04-10 | 0 | 0
|  |  |  | 1990-04-11 | 0 | 0
|  |  |  | 1990-04-12 | 0 | 0
|  |  |  | 1990-04-13 | 0 | 0
|  |  |  | 1990-04-14 | 0 | 0
|  |  |  | 1990-04-15 | 0 | 0
|  |  |  | 1990-04-16 | 0 | 0
|  |  |  | 1990-04-17 | 0 | 0
|  |  |  | 1990-04-18 | 0.11 | 0.11
|  |  |  | 1990-04-19 | 0.09 | 0.09
|  |  |  | 1990-04-20 | 0 | 0
|  |  |  | 1990-04-21 | 0.01 | 0.01
|  |  |  | 1990-04-22 | 0.22 | 0.22
|  |  |  | 1990-04-23 | 0 | 0
|  |  |  | 1990-04-24 | 0 | 0
|  |  |  | 1990-04-25 | 0 | 0
|  |  |  | 1990-04-26 | 0.03 | 0.03
|  |  |  | 1990-04-27 | 0 | 0
|  |  |  | 1990-04-28 | 0 | 0
|  |  |  | 1990-04-29 | 0 | 0
|  |  |  | 1990-04-30 | 0 | 0
|  |  |  | 1990-05-01 | 0 | 0
|  |  |  | 1990-05-02 | 0.05 | 0.05
|  |  |  | 1990-05-03 | 0 | 0
|  |  |  | 1990-05-04 | 0 | 0
|  |  |  | 1990-05-05 | 0 | 0
|  |  |  | 1990-05-06 | 0 | 0
|  |  |  | 1990-05-07 | 0 | 0
|  |  |  | 1990-05-08 | 0 | 0
|  |  |  | 1990-05-09 | 0 | 0
|  |  |  | 1990-05-10 | 0 | 0
|  |  |  | 1990-05-11 | 0.06 | 0.06
|  |  |  | 1990-05-12 | 0 | 0
|  |  |  | 1990-05-13 | 0 | 0
|  |  |  | 1990-05-14 | 0 | 0
|  |  |  | 1990-05-15 | 0 | 0
|  |  |  | 1990-05-16 | 0 | 0
|  |  |  | 1990-05-17 | 0 | 0
|  |  |  | 1990-05-18 | 0.06 | 0.06
|  |  |  | 1990-05-19 | 0 | 0
|  |  |  | 1990-05-20 | 0 | 0
|  |  |  | 1990-05-21 | 0 | 0
|  |  |  | 1990-05-22 | 0 | 0
|  |  |  | 1990-05-23 | 0 | 0
|  |  |  | 1990-05-24 | 0 | 0
|  |  |  | 1990-05-25 | 0 | 0
|  |  |  | 1990-05-26 | 0 | 0
|  |  |  | 1990-05-27 | 0 | 0
|  |  |  | 1990-05-28 | 0 | 0
|  |  |  | 1990-05-29 | 0 | 0
|  |  |  | 1990-05-30 | 0 | 0
|  |  |  | 1990-05-31 | 0 | 0
|  |  |  | 1990-06-01 | 0 | 0
|  |  |  | 1990-06-02 | 0 | 0
|  |  |  | 1990-06-03 | 0 | 0
|  |  |  | 1990-06-04 | 0 | 0
|  |  |  | 1990-06-05 | 0 | 0
|  |  |  | 1990-06-06 | 0 | 0
|  |  |  | 1990-06-07 | 0 | 0
|  |  |  | 1990-06-08 | 0 | 0
|  |  |  | 1990-06-09 | 0 | 0
|  |  |  | 1990-06-10 | 0 | 0
|  |  |  | 1990-06-11 | 0 | 0
|  |  |  | 1990-06-12 | 0.06 | 0.06
|  |  |  | 1990-06-13 | 0.12 | 0.12
|  |  |  | 1990-06-14 | 0.02 | 0.02
|  |  |  | 1990-06-15 | 0.03 | 0.03
|  |  |  | 1990-06-16 | 0 | 0
|  |  |  | 1990-06-17 | 0 | 0
|  |  |  | 1990-06-18 | 0 | 0
|  |  |  | 1990-06-19 | 0 | 0
|  |  |  | 1990-06-20 | 0 | 0
|  |  |  | 1990-06-21 | 0 | 0
|  |  |  | 1990-06-22 | 0 | 0
|  |  |  | 1990-06-23 | 0 | 0
|  |  |  | 1990-06-24 | 0 | 0
|  |  |  | 1990-06-25 | 0 | 0
|  |  |  | 1990-06-26 | 0 | 0
|  |  |  | 1990-06-27 | 0 | 0
|  |  |  | 1990-06-28 | 0 | 0
|  |  |  | 1990-06-29 | 0 | 0
|  |  |  | 1990-06-30 | 0 | 0
|  |  |  | 1990-07-01 | 0 | 0
|  |  |  | 1990-07-02 | 0.36 | 0.36
|  |  |  | 1990-07-03 | 0 | 0
|  |  |  | 1990-07-04 | 0 | 0
|  |  |  | 1990-07-05 | 0 | 0
|  |  |  | 1990-07-06 | 0 | 0
|  |  |  | 1990-07-07 | 0.19 | 0.19
|  |  |  | 1990-07-08 | 0.37 | 0.37
|  |  |  | 1990-07-09 | 0.01 | 0.01
|  |  |  | 1990-07-10 | 0 | 0
|  |  |  | 1990-07-11 | 0 | 0
|  |  |  | 1990-07-12 | 0 | 0
|  |  |  | 1990-07-13 | 0 | 0
|  |  |  | 1990-07-14 | 0.28 | 0.28
|  |  |  | 1990-07-15 | 0.09 | 0.09
|  |  |  | 1990-07-16 | 0.01 | 0.01
|  |  |  | 1990-07-17 | 0 | 0
|  |  |  | 1990-07-18 | 0 | 0
|  |  |  | 1990-07-19 | 0 | 0
|  |  |  | 1990-07-20 | 0 | 0
|  |  |  | 1990-07-21 | 0 | 0
|  |  |  | 1990-07-22 | 0.02 | 0.02
|  |  |  | 1990-07-23 | 0 | 0
|  |  |  | 1990-07-24 | 1.3 | 1.3
|  |  |  | 1990-07-25 | 0.18 | 0.18
|  |  |  | 1990-07-26 | 3.59 | 3.59
|  |  |  | 1990-07-27 | 0.07 | 0.07
|  |  |  | 1990-07-28 | 0.96 | 0.96
|  |  |  | 1990-07-29 | 0.83 | 0.83
|  |  |  | 1990-07-30 | 0.57 | 0.57
|  |  |  | 1990-07-31 | 0.22 | 0.22
|  |  |  | 1990-08-01 | 0.28 | 0.28
|  |  |  | 1990-08-02 | 0.5 | 0.5
|  |  |  | 1990-08-03 | 0.04 | 0.04
|  |  |  | 1990-08-04 | 0 | 0
|  |  |  | 1990-08-05 | 0.01 | 0.01
|  |  |  | 1990-08-06 | 0.38 | 0.38
|  |  |  | 1990-08-07 | 0.21 | 0.21
|  |  |  | 1990-08-08 | 0.46 | 0.46
|  |  |  | 1990-08-09 | 0 | 0
|  |  |  | 1990-08-10 | 0.01 | 0.01
|  |  |  | 1990-08-11 | 0 | 0
|  |  |  | 1990-08-12 | 0 | 0
|  |  |  | 1990-08-13 | 0.32 | 0.32
|  |  |  | 1990-08-14 | 0.26 | 0.26
|  |  |  | 1990-08-15 | 0.73 | 0.73
|  |  |  | 1990-08-16 | 0 | 0
|  |  |  | 1990-08-17 | 0.2 | 0.2
|  |  |  | 1990-08-18 | 0 | 0
|  |  |  | 1990-08-19 | 0 | 0
|  |  |  | 1990-08-20 | 0.06 | 0.06
|  |  |  | 1990-08-21 | 0.04 | 0.04
|  |  |  | 1990-08-22 | 0.83 | 0.83
|  |  |  | 1990-08-23 | 0.42 | 0.42
|  |  |  | 1990-08-24 | 0.01 | 0.01
|  |  |  | 1990-08-25 | 0 | 0
|  |  |  | 1990-08-26 | 0 | 0
|  |  |  | 1990-08-27 | 0 | 0
|  |  |  | 1990-08-28 | 0 | 0
|  |  |  | 1990-08-29 | 0 | 0
|  |  |  | 1990-08-30 | 0 | 0
|  |  |  | 1990-08-31 | 0 | 0
|  |  |  | 1990-09-01 | 0 | 0
|  |  |  | 1990-09-02 | 0 | 0
|  |  |  | 1990-09-03 | 0 | 0
|  |  |  | 1990-09-04 | 0.04 | 0.04
|  |  |  | 1990-09-05 | 0.13 | 0.13
|  |  |  | 1990-09-06 | 0 | 0
|  |  |  | 1990-09-07 | 0 | 0
|  |  |  | 1990-09-08 | 0 | 0
|  |  |  | 1990-09-09 | 0 | 0
|  |  |  | 1990-09-10 | 0 | 0
|  |  |  | 1990-09-11 | 0 | 0
|  |  |  | 1990-09-12 | 0 | 0
|  |  |  | 1990-09-13 | 0 | 0
|  |  |  | 1990-09-14 | 0.32 | 0.32
|  |  |  | 1990-09-15 | 0.34 | 0.34
|  |  |  | 1990-09-16 | 0.36 | 0.36
|  |  |  | 1990-09-17 | 0.64 | 0.64
|  |  |  | 1990-09-18 | 1.78 | 1.78
|  |  |  | 1990-09-19 | 1.04 | 1.04
|  |  |  | 1990-09-20 | 0.35 | 0.35
|  |  |  | 1990-09-21 | 0.17 | 0.17
|  |  |  | 1990-09-22 | 0.47 | 0.47
|  |  |  | 1990-09-23 | 0.15 | 0.15
|  |  |  | 1990-09-24 | 0.02 | 0.02
|  |  |  | 1990-09-25 | 0 | 0
|  |  |  | 1990-09-26 | 0 | 0
|  |  |  | 1990-09-27 | 0 | 0
|  |  |  | 1990-09-28 | 0 | 0
|  |  |  | 1990-09-29 | 0 | 0
|  |  |  | 1990-09-30 | 0 | 0
|  |  |  | 1990-10-01 | 0.9 | 0.9
|  |  |  | 1990-10-02 | 1.73 | 1.73
|  |  |  | 1990-10-03 | 0.26 | 0.26
|  |  |  | 1990-10-04 | 0.09 | 0.09
|  |  |  | 1990-10-05 | 0 | 0
|  |  |  | 1990-10-06 | 0 | 0
|  |  |  | 1990-10-07 | 0 | 0
|  |  |  | 1990-10-08 | 0.07 | 0.07
|  |  |  | 1990-10-09 | 0.02 | 0.02
|  |  |  | 1990-10-10 | 0 | 0
|  |  |  | 1990-10-11 | 0 | 0
|  |  |  | 1990-10-12 | 0 | 0
|  |  |  | 1990-10-13 | 0 | 0
|  |  |  | 1990-10-14 | 0 | 0
|  |  |  | 1990-10-15 | 0 | 0
|  |  |  | 1990-10-16 | 0 | 0
|  |  |  | 1990-10-17 | 0 | 0
|  |  |  | 1990-10-18 | 0 | 0
|  |  |  | 1990-10-19 | 0 | 0
|  |  |  | 1990-10-20 | 0 | 0
|  |  |  | 1990-10-21 | 0.03 | 0.03
|  |  |  | 1990-10-22 | 0 | 0
|  |  |  | 1990-10-23 | 0 | 0
|  |  |  | 1990-10-24 | 0 | 0
|  |  |  | 1990-10-25 | 0 | 0
|  |  |  | 1990-10-26 | 0 | 0
|  |  |  | 1990-10-27 | 0 | 0
|  |  |  | 1990-10-28 | 0 | 0
|  |  |  | 1990-10-29 | 0 | 0
|  |  |  | 1990-10-30 | 0 | 0
|  |  |  | 1990-10-31 | 0 | 0
|  |  |  | 1990-11-01 | 0 | 0
|  |  |  | 1990-11-02 | 0 | 0
|  |  |  | 1990-11-03 | 0.12 | 0.12
|  |  |  | 1990-11-04 | 0.04 | 0.04
|  |  |  | 1990-11-05 | 0 | 0
|  |  |  | 1990-11-06 | 0 | 0
|  |  |  | 1990-11-07 | 0 | 0
|  |  |  | 1990-11-08 | 0.13 | 0.13
|  |  |  | 1990-11-09 | 0 | 0
|  |  |  | 1990-11-10 | 0 | 0
|  |  |  | 1990-11-11 | 0 | 0
|  |  |  | 1990-11-12 | 0 | 0
|  |  |  | 1990-11-13 | 0 | 0
|  |  |  | 1990-11-14 | 0 | 0
|  |  |  | 1990-11-15 | 0 | 0
|  |  |  | 1990-11-16 | 0 | 0
|  |  |  | 1990-11-17 | 0 | 0
|  |  |  | 1990-11-18 | 0 | 0
|  |  |  | 1990-11-19 | 0 | 0
|  |  |  | 1990-11-20 | 0 | 0
|  |  |  | 1990-11-21 | 0.01 | 0.01
|  |  |  | 1990-11-22 | 0 | 0
|  |  |  | 1990-11-23 | 0 | 0
|  |  |  | 1990-11-24 | 0 | 0
|  |  |  | 1990-11-25 | 0 | 0
|  |  |  | 1990-11-26 | 0 | 0
|  |  |  | 1990-11-27 | 0 | 0
|  |  |  | 1990-11-28 | 0 | 0
|  |  |  | 1990-11-29 | 0 | 0
|  |  |  | 1990-11-30 | 0 | 0
|  |  |  | 1990-12-01 | 0 | 0
|  |  |  | 1990-12-02 | 0 | 0
|  |  |  | 1990-12-03 | 0 | 0
|  |  |  | 1990-12-04 | 0 | 0
|  |  |  | 1990-12-05 | 0 | 0
|  |  |  | 1990-12-06 | 0 | 0
|  |  |  | 1990-12-07 | 0 | 0
|  |  |  | 1990-12-08 | 0 | 0
|  |  |  | 1990-12-09 | 0 | 0
|  |  |  | 1990-12-10 | 0 | 0
|  |  |  | 1990-12-11 | 0 | 0
|  |  |  | 1990-12-12 | 0 | 0
|  |  |  | 1990-12-13 | 0 | 0
|  |  |  | 1990-12-14 | 0 | 0
|  |  |  | 1990-12-15 | 0 | 0
|  |  |  | 1990-12-16 | 0.62 | 0.62
|  |  |  | 1990-12-17 | 0.2 | 0.2
|  |  |  | 1990-12-18 | 0 | 0
|  |  |  | 1990-12-19 | 0 | 0
|  |  |  | 1990-12-20 | 0 | 0
|  |  |  | 1990-12-21 | 0 | 0
|  |  |  | 1990-12-22 | 0 | 0
|  |  |  | 1990-12-23 | 0 | 0
|  |  |  | 1990-12-24 | 0 | 0
|  |  |  | 1990-12-25 | 0 | 0
|  |  |  | 1990-12-26 | 0 | 0
|  |  |  | 1990-12-27 | 0 | 0
|  |  |  | 1990-12-28 | 0.2 | 0.2
|  |  |  | 1990-12-29 | 0.08 | 0.08
|  |  |  | 1990-12-30 | 0 | 0
|  |  |  | 1990-12-31 | 0 | 0
|  |  |  | 1991-01-01 | 0 | 0
|  |  |  | 1991-01-02 | 0 | 0
|  |  |  | 1991-01-03 | 0 | 0
|  |  |  | 1991-01-04 | 0 | 0
|  |  |  | 1991-01-05 | 0.02 | 0.02
|  |  |  | 1991-01-06 | 0 | 0
|  |  |  | 1991-01-07 | 0 | 0
|  |  |  | 1991-01-08 | 0 | 0
|  |  |  | 1991-01-09 | 0 | 0
|  |  |  | 1991-01-10 | 0 | 0
|  |  |  | 1991-01-11 | 0 | 0
|  |  |  | 1991-01-12 | 0 | 0
|  |  |  | 1991-01-13 | 0 | 0
|  |  |  | 1991-01-14 | 0 | 0
|  |  |  | 1991-01-15 | 0 | 0
|  |  |  | 1991-01-16 | 0 | 0
|  |  |  | 1991-01-17 | 0 | 0
|  |  |  | 1991-01-18 | 0.06 | 0.06
|  |  |  | 1991-01-19 | 0 | 0
|  |  |  | 1991-01-20 | 0 | 0
|  |  |  | 1991-01-21 | 0.34 | 0.34
|  |  |  | 1991-01-22 | 0 | 0
|  |  |  | 1991-01-23 | 0.15 | 0.15
|  |  |  | 1991-01-24 | 0 | 0
|  |  |  | 1991-01-25 | 0 | 0
|  |  |  | 1991-01-26 | 0 | 0
|  |  |  | 1991-01-27 | 0 | 0
|  |  |  | 1991-01-28 | 0 | 0
|  |  |  | 1991-01-29 | 0 | 0
|  |  |  | 1991-01-30 | 0.05 | 0.05
|  |  |  | 1991-01-31 | 0 | 0
|  |  |  | 1991-02-01 | 0 | 0
|  |  |  | 1991-02-02 | 0 | 0
|  |  |  | 1991-02-03 | 0.03 | 0.03
|  |  |  | 1991-02-04 | 0 | 0
|  |  |  | 1991-02-05 | 0 | 0
|  |  |  | 1991-02-06 | 0 | 0
|  |  |  | 1991-02-07 | 0 | 0
|  |  |  | 1991-02-08 | 0 | 0
|  |  |  | 1991-02-09 | 0 | 0
|  |  |  | 1991-02-10 | 0 | 0
|  |  |  | 1991-02-11 | 0.05 | 0.05
|  |  |  | 1991-02-12 | 0 | 0
|  |  |  | 1991-02-13 | 0 | 0
|  |  |  | 1991-02-14 | 0 | 0
|  |  |  | 1991-02-15 | 0 | 0
|  |  |  | 1991-02-16 | 0 | 0
|  |  |  | 1991-02-17 | 0 | 0
|  |  |  | 1991-02-18 | 0 | 0
|  |  |  | 1991-02-19 | 0 | 0
|  |  |  | 1991-02-20 | 0 | 0
|  |  |  | 1991-02-21 | 0 | 0
|  |  |  | 1991-02-22 | 0 | 0
|  |  |  | 1991-02-23 | 0 | 0
|  |  |  | 1991-02-24 | 0 | 0
|  |  |  | 1991-02-25 | 0 | 0
|  |  |  | 1991-02-26 | 0 | 0
|  |  |  | 1991-02-27 | 0 | 0
|  |  |  | 1991-02-28 | 0 | 0
|  |  |  | 1991-03-01 | 0.28 | 0.28
|  |  |  | 1991-03-02 | 0.03 | 0.03
|  |  |  | 1991-03-03 | 0 | 0
|  |  |  | 1991-03-04 | 0 | 0
|  |  |  | 1991-03-05 | 0 | 0
|  |  |  | 1991-03-06 | 0 | 0
|  |  |  | 1991-03-07 | 0 | 0
|  |  |  | 1991-03-08 | 0 | 0
|  |  |  | 1991-03-09 | 0 | 0
|  |  |  | 1991-03-10 | 0 | 0
|  |  |  | 1991-03-11 | 0 | 0
|  |  |  | 1991-03-12 | 0 | 0
|  |  |  | 1991-03-13 | 0 | 0
|  |  |  | 1991-03-14 | 0 | 0
|  |  |  | 1991-03-15 | 0 | 0
|  |  |  | 1991-03-16 | 0 | 0
|  |  |  | 1991-03-17 | 0 | 0
|  |  |  | 1991-03-18 | 0 | 0
|  |  |  | 1991-03-19 | 0 | 0
|  |  |  | 1991-03-20 | 0 | 0
|  |  |  | 1991-03-21 | 0 | 0
|  |  |  | 1991-03-22 | 0 | 0
|  |  |  | 1991-03-23 | 0 | 0
|  |  |  | 1991-03-24 | 0 | 0
|  |  |  | 1991-03-25 | 0.01 | 0.01
|  |  |  | 1991-03-26 | 0 | 0
|  |  |  | 1991-03-27 | 0 | 0
|  |  |  | 1991-03-28 | 0 | 0
|  |  |  | 1991-03-29 | 0 | 0
|  |  |  | 1991-03-30 | 0 | 0
|  |  |  | 1991-03-31 | 0 | 0
|  |  |  | 1991-04-01 | 0 | 0
|  |  |  | 1991-04-02 | 0 | 0
|  |  |  | 1991-04-03 | 0 | 0
|  |  |  | 1991-04-04 | 0.18 | 0.18
|  |  |  | 1991-04-05 | 0.09 | 0.09
|  |  |  | 1991-04-06 | 0 | 0
|  |  |  | 1991-04-07 | 0 | 0
|  |  |  | 1991-04-08 | 0 | 0
|  |  |  | 1991-04-09 | 0 | 0
|  |  |  | 1991-04-10 | 0 | 0
|  |  |  | 1991-04-11 | 0 | 0
|  |  |  | 1991-04-12 | 0 | 0
|  |  |  | 1991-04-13 | 0 | 0
|  |  |  | 1991-04-14 | 0 | 0
|  |  |  | 1991-04-15 | 0 | 0
|  |  |  | 1991-04-16 | 0 | 0
|  |  |  | 1991-04-17 | 0 | 0
|  |  |  | 1991-04-18 | 0 | 0
|  |  |  | 1991-04-19 | 0 | 0
|  |  |  | 1991-04-20 | 0 | 0
|  |  |  | 1991-04-21 | 0 | 0
|  |  |  | 1991-04-22 | 0 | 0
|  |  |  | 1991-04-23 | 0 | 0
|  |  |  | 1991-04-24 | 0 | 0
|  |  |  | 1991-04-25 | 0 | 0
|  |  |  | 1991-04-26 | 0 | 0
|  |  |  | 1991-04-27 | 0 | 0
|  |  |  | 1991-04-28 | 0 | 0
|  |  |  | 1991-04-29 | 0 | 0
|  |  |  | 1991-04-30 | 0 | 0
|  |  |  | 1991-05-01 | 0 | 0
|  |  |  | 1991-05-02 | 0 | 0
|  |  |  | 1991-05-03 | 0 | 0
|  |  |  | 1991-05-04 | 0 | 0
|  |  |  | 1991-05-05 | 0 | 0
|  |  |  | 1991-05-06 | 0 | 0
|  |  |  | 1991-05-07 | 0 | 0
|  |  |  | 1991-05-08 | 0 | 0
|  |  |  | 1991-05-09 | 0 | 0
|  |  |  | 1991-05-10 | 0 | 0
|  |  |  | 1991-05-11 | 0 | 0
|  |  |  | 1991-05-12 | 0 | 0
|  |  |  | 1991-05-13 | 0.04 | 0.04
|  |  |  | 1991-05-14 | 0.01 | 0.01
|  |  |  | 1991-05-15 | 0 | 0
|  |  |  | 1991-05-16 | 0 | 0
|  |  |  | 1991-05-17 | 0 | 0
|  |  |  | 1991-05-18 | 0 | 0
|  |  |  | 1991-05-19 | 0 | 0
|  |  |  | 1991-05-20 | 0 | 0
|  |  |  | 1991-05-21 | 0 | 0
|  |  |  | 1991-05-22 | 0 | 0
|  |  |  | 1991-05-23 | 0.63 | 0.63
|  |  |  | 1991-05-24 | 0.48 | 0.48
|  |  |  | 1991-05-25 | 0 | 0
|  |  |  | 1991-05-26 | 0 | 0
|  |  |  | 1991-05-27 | 0 | 0
|  |  |  | 1991-05-28 | 0 | 0
|  |  |  | 1991-05-29 | 0.13 | 0.13
|  |  |  | 1991-05-30 | 0 | 0
|  |  |  | 1991-05-31 | 0 | 0
|  |  |  | 1991-06-01 | 0 | 0
|  |  |  | 1991-06-02 | 0 | 0
|  |  |  | 1991-06-03 | 0 | 0
|  |  |  | 1991-06-04 | 0 | 0
|  |  |  | 1991-06-05 | 0.07 | 0.07
|  |  |  | 1991-06-06 | 0 | 0
|  |  |  | 1991-06-07 | 0 | 0
|  |  |  | 1991-06-08 | 0 | 0
|  |  |  | 1991-06-09 | 0.08 | 0.08
|  |  |  | 1991-06-10 | 0.1 | 0.1
|  |  |  | 1991-06-11 | 0.68 | 0.68
|  |  |  | 1991-06-12 | 0 | 0
|  |  |  | 1991-06-13 | 0 | 0
|  |  |  | 1991-06-14 | 0.12 | 0.12
|  |  |  | 1991-06-15 | 0.11 | 0.11
|  |  |  | 1991-06-16 | 0.09 | 0.09
|  |  |  | 1991-06-17 | 0 | 0
|  |  |  | 1991-06-18 | 0 | 0
|  |  |  | 1991-06-19 | 0 | 0
|  |  |  | 1991-06-20 | 0 | 0
|  |  |  | 1991-06-21 | 0.16 | 0.16
|  |  |  | 1991-06-22 | 0 | 0
|  |  |  | 1991-06-23 | 0 | 0
|  |  |  | 1991-06-24 | 0 | 0
|  |  |  | 1991-06-25 | 0 | 0
|  |  |  | 1991-06-26 | 0 | 0
|  |  |  | 1991-06-27 | 0 | 0
|  |  |  | 1991-06-28 | 0 | 0
|  |  |  | 1991-06-29 | 0 | 0
|  |  |  | 1991-06-30 | 0 | 0
|  |  |  | 1991-07-01 | 0 | 0
|  |  |  | 1991-07-02 | 0.01 | 0.01
|  |  |  | 1991-07-03 | 0 | 0
|  |  |  | 1991-07-04 | 0.13 | 0.13
|  |  |  | 1991-07-05 | 0.03 | 0.03
|  |  |  | 1991-07-06 | 0 | 0
|  |  |  | 1991-07-07 | 0 | 0
|  |  |  | 1991-07-08 | 0 | 0
|  |  |  | 1991-07-09 | 0.09 | 0.09
|  |  |  | 1991-07-10 | 0 | 0
|  |  |  | 1991-07-11 | 0.1 | 0.1
|  |  |  | 1991-07-12 | 0.12 | 0.12
|  |  |  | 1991-07-13 | 0.55 | 0.55
|  |  |  | 1991-07-14 | 1.13 | 1.13
|  |  |  | 1991-07-15 | 0.09 | 0.09
|  |  |  | 1991-07-16 | 0 | 0
|  |  |  | 1991-07-17 | 0 | 0
|  |  |  | 1991-07-18 | 0 | 0
|  |  |  | 1991-07-19 | 0.01 | 0.01
|  |  |  | 1991-07-20 | 0.01 | 0.01
|  |  |  | 1991-07-21 | 1.5 | 1.5
|  |  |  | 1991-07-22 | 0.01 | 0.01
|  |  |  | 1991-07-23 | 0.12 | 0.12
|  |  |  | 1991-07-24 | 0.32 | 0.32
|  |  |  | 1991-07-25 | 0.67 | 0.67
|  |  |  | 1991-07-26 | 2.3 | 2.3
|  |  |  | 1991-07-27 | 0.11 | 0.11
|  |  |  | 1991-07-28 | 0.62 | 0.62
|  |  |  | 1991-07-29 | 0 | 0
|  |  |  | 1991-07-30 | 0.83 | 0.83
|  |  |  | 1991-07-31 | 0.01 | 0.01
|  |  |  | 1991-08-01 | 0 | 0
|  |  |  | 1991-08-02 | 0 | 0
|  |  |  | 1991-08-03 | 0 | 0
|  |  |  | 1991-08-04 | 0 | 0
|  |  |  | 1991-08-05 | 0 | 0
|  |  |  | 1991-08-06 | 0.03 | 0.03
|  |  |  | 1991-08-07 | 0.02 | 0.02
|  |  |  | 1991-08-08 | 0 | 0
|  |  |  | 1991-08-09 | 0.15 | 0.15
|  |  |  | 1991-08-10 | 0.62 | 0.62
|  |  |  | 1991-08-11 | 0.12 | 0.12
|  |  |  | 1991-08-12 | 0 | 0
|  |  |  | 1991-08-13 | 0.51 | 0.51
|  |  |  | 1991-08-14 | 0.04 | 0.04
|  |  |  | 1991-08-15 | 0 | 0
|  |  |  | 1991-08-16 | 0 | 0
|  |  |  | 1991-08-17 | 0 | 0
|  |  |  | 1991-08-18 | 0 | 0
|  |  |  | 1991-08-19 | 0 | 0
|  |  |  | 1991-08-20 | 0 | 0
|  |  |  | 1991-08-21 | 0 | 0
|  |  |  | 1991-08-22 | 0 | 0
|  |  |  | 1991-08-23 | 0 | 0
|  |  |  | 1991-08-24 | 0 | 0
|  |  |  | 1991-08-25 | 0.4 | 0.4
|  |  |  | 1991-08-26 | 0.01 | 0.01
|  |  |  | 1991-08-27 | 0 | 0
|  |  |  | 1991-08-28 | 0 | 0
|  |  |  | 1991-08-29 | 0 | 0
|  |  |  | 1991-08-30 | 0 | 0
|  |  |  | 1991-08-31 | 0.02 | 0.02
|  |  |  | 1991-09-01 | 0.01 | 0.01
|  |  |  | 1991-09-02 | 0 | 0
|  |  |  | 1991-09-03 | 0 | 0
|  |  |  | 1991-09-04 | 0.03 | 0.03
|  |  |  | 1991-09-05 | 0.14 | 0.14
|  |  |  | 1991-09-06 | 0.39 | 0.39
|  |  |  | 1991-09-07 | 0.01 | 0.01
|  |  |  | 1991-09-08 | 0 | 0
|  |  |  | 1991-09-09 | 0.03 | 0.03
|  |  |  | 1991-09-10 | 0.16 | 0.16
|  |  |  | 1991-09-11 | 0.08 | 0.08
|  |  |  | 1991-09-12 | 0.18 | 0.18
|  |  |  | 1991-09-13 | 0.8 | 0.8
|  |  |  | 1991-09-14 | 0.01 | 0.01
|  |  |  | 1991-09-15 | 0 | 0
|  |  |  | 1991-09-16 | 0 | 0
|  |  |  | 1991-09-17 | 0.19 | 0.19
|  |  |  | 1991-09-18 | 1.15 | 1.15
|  |  |  | 1991-09-19 | 0.16 | 0.16
|  |  |  | 1991-09-20 | 0.33 | 0.33
|  |  |  | 1991-09-21 | 0.06 | 0.06
|  |  |  | 1991-09-22 | 0.01 | 0.01
|  |  |  | 1991-09-23 | 0 | 0
|  |  |  | 1991-09-24 | 0 | 0
|  |  |  | 1991-09-25 | 0 | 0
|  |  |  | 1991-09-26 | 0 | 0
|  |  |  | 1991-09-27 | 0 | 0
|  |  |  | 1991-09-28 | 0 | 0
|  |  |  | 1991-09-29 | 0 | 0
|  |  |  | 1991-09-30 | 0.08 | 0.08
|  |  |  | 1991-10-01 | 0 | 0
|  |  |  | 1991-10-02 | 0 | 0
|  |  |  | 1991-10-03 | 0 | 0
|  |  |  | 1991-10-04 | 0 | 0
|  |  |  | 1991-10-05 | 0 | 0
|  |  |  | 1991-10-06 | 0 | 0
|  |  |  | 1991-10-07 | 0 | 0
|  |  |  | 1991-10-08 | 0 | 0
|  |  |  | 1991-10-09 | 0 | 0
|  |  |  | 1991-10-10 | 0 | 0
|  |  |  | 1991-10-11 | 0 | 0
|  |  |  | 1991-10-12 | 0 | 0
|  |  |  | 1991-10-13 | 0 | 0
|  |  |  | 1991-10-14 | 0 | 0
|  |  |  | 1991-10-15 | 0 | 0
|  |  |  | 1991-10-16 | 0 | 0
|  |  |  | 1991-10-17 | 0 | 0
|  |  |  | 1991-10-18 | 0 | 0
|  |  |  | 1991-10-19 | 0 | 0
|  |  |  | 1991-10-20 | 0 | 0
|  |  |  | 1991-10-21 | 0 | 0
|  |  |  | 1991-10-22 | 0 | 0
|  |  |  | 1991-10-23 | 0 | 0
|  |  |  | 1991-10-24 | 0 | 0
|  |  |  | 1991-10-25 | 0 | 0
|  |  |  | 1991-10-26 | 0 | 0
|  |  |  | 1991-10-27 | 0 | 0
|  |  |  | 1991-10-28 | 0 | 0
|  |  |  | 1991-10-29 | 0 | 0
|  |  |  | 1991-10-30 | 0 | 0
|  |  |  | 1991-10-31 | 0 | 0
|  |  |  | 1991-11-01 | 0 | 0
|  |  |  | 1991-11-02 | 0 | 0
|  |  |  | 1991-11-03 | 0 | 0
|  |  |  | 1991-11-04 | 0 | 0
|  |  |  | 1991-11-05 | 0 | 0
|  |  |  | 1991-11-06 | 0 | 0
|  |  |  | 1991-11-07 | 0 | 0
|  |  |  | 1991-11-08 | 0 | 0
|  |  |  | 1991-11-09 | 0 | 0
|  |  |  | 1991-11-10 | 0 | 0
|  |  |  | 1991-11-11 | 0.07 | 0.07
|  |  |  | 1991-11-12 | 0.23 | 0.23
|  |  |  | 1991-11-13 | 0.29 | 0.29
|  |  |  | 1991-11-14 | 0.25 | 0.25
|  |  |  | 1991-11-15 | 0 | 0
|  |  |  | 1991-11-16 | 0.02 | 0.02
|  |  |  | 1991-11-17 | 0 | 0
|  |  |  | 1991-11-18 | 0 | 0
|  |  |  | 1991-11-19 | 0 | 0
|  |  |  | 1991-11-20 | 0 | 0
|  |  |  | 1991-11-21 | 0 | 0
|  |  |  | 1991-11-22 | 0 | 0
|  |  |  | 1991-11-23 | 0 | 0
|  |  |  | 1991-11-24 | 0 | 0
|  |  |  | 1991-11-25 | 0 | 0
|  |  |  | 1991-11-26 | 0 | 0
|  |  |  | 1991-11-27 | 0 | 0
|  |  |  | 1991-11-28 | 0 | 0
|  |  |  | 1991-11-29 | 0 | 0
|  |  |  | 1991-11-30 | 0 | 0
|  |  |  | 1991-12-01 | 0 | 0
|  |  |  | 1991-12-02 | 0 | 0
|  |  |  | 1991-12-03 | 0 | 0
|  |  |  | 1991-12-04 | 0 | 0
|  |  |  | 1991-12-05 | 0 | 0
|  |  |  | 1991-12-06 | 0 | 0
|  |  |  | 1991-12-07 | 0 | 0
|  |  |  | 1991-12-08 | 0 | 0
|  |  |  | 1991-12-09 | 0 | 0
|  |  |  | 1991-12-10 | 0.09 | 0.09
|  |  |  | 1991-12-11 | 0.63 | 0.63
|  |  |  | 1991-12-12 | 0 | 0
|  |  |  | 1991-12-13 | 0 | 0
|  |  |  | 1991-12-14 | 0 | 0
|  |  |  | 1991-12-15 | 0 | 0
|  |  |  | 1991-12-16 | 0 | 0
|  |  |  | 1991-12-17 | 0 | 0
|  |  |  | 1991-12-18 | 0.22 | 0.22
|  |  |  | 1991-12-19 | 0.45 | 0.45
|  |  |  | 1991-12-20 | 0.15 | 0.15
|  |  |  | 1991-12-21 | 0.26 | 0.26
|  |  |  | 1991-12-22 | 0.45 | 0.45
|  |  |  | 1991-12-23 | 0.01 | 0.01
|  |  |  | 1991-12-24 | 0 | 0
|  |  |  | 1991-12-25 | 0.07 | 0.07
|  |  |  | 1991-12-26 | 0.05 | 0.05
|  |  |  | 1991-12-27 | 0.03 | 0.03
|  |  |  | 1991-12-28 | 0.01 | 0.01
|  |  |  | 1991-12-29 | 0 | 0
|  |  |  | 1991-12-30 | 0 | 0
|  |  |  | 1991-12-31 | 0 | 0
|  |  |  | 1992-01-01 | 0 | 0
|  |  |  | 1992-01-02 | 0 | 0
|  |  |  | 1992-01-03 | 0 | 0
|  |  |  | 1992-01-04 | 0.11 | 0.11
|  |  |  | 1992-01-05 | 0 | 0
|  |  |  | 1992-01-06 | 0 | 0
|  |  |  | 1992-01-07 | 0 | 0
|  |  |  | 1992-01-08 | 0 | 0
|  |  |  | 1992-01-09 | 0 | 0
|  |  |  | 1992-01-10 | 0 | 0
|  |  |  | 1992-01-11 | 0 | 0
|  |  |  | 1992-01-12 | 0.09 | 0.09
|  |  |  | 1992-01-13 | 0.02 | 0.02
|  |  |  | 1992-01-14 | 0 | 0
|  |  |  | 1992-01-15 | 0 | 0
|  |  |  | 1992-01-16 | 0 | 0
|  |  |  | 1992-01-17 | 0.05 | 0.05
|  |  |  | 1992-01-18 | 0.31 | 0.31
|  |  |  | 1992-01-19 | 0 | 0
|  |  |  | 1992-01-20 | 0 | 0
|  |  |  | 1992-01-21 | 0.05 | 0.05
|  |  |  | 1992-01-22 | 0 | 0
|  |  |  | 1992-01-23 | 0 | 0
|  |  |  | 1992-01-24 | 0 | 0
|  |  |  | 1992-01-25 | 0 | 0
|  |  |  | 1992-01-26 | 0.37 | 0.37
|  |  |  | 1992-01-27 | 0 | 0
|  |  |  | 1992-01-28 | 0.06 | 0.06
|  |  |  | 1992-01-29 | 0.02 | 0.02
|  |  |  | 1992-01-30 | 0 | 0
|  |  |  | 1992-01-31 | 0 | 0
|  |  |  | 1992-02-01 | 0 | 0
|  |  |  | 1992-02-02 | 0.19 | 0.19
|  |  |  | 1992-02-03 | 0.42 | 0.42
|  |  |  | 1992-02-04 | 0.6 | 0.6
|  |  |  | 1992-02-05 | 0.02 | 0.02
|  |  |  | 1992-02-06 | 0 | 0
|  |  |  | 1992-02-07 | 0 | 0
|  |  |  | 1992-02-08 | 0.03 | 0.03
|  |  |  | 1992-02-09 | 0.01 | 0.01
|  |  |  | 1992-02-10 | 0 | 0
|  |  |  | 1992-02-11 | 0 | 0
|  |  |  | 1992-02-12 | 0 | 0
|  |  |  | 1992-02-13 | 0 | 0
|  |  |  | 1992-02-14 | 0 | 0
|  |  |  | 1992-02-15 | 0 | 0
|  |  |  | 1992-02-16 | 0 | 0
|  |  |  | 1992-02-17 | 0 | 0
|  |  |  | 1992-02-18 | 0 | 0
|  |  |  | 1992-02-19 | 0 | 0
|  |  |  | 1992-02-20 | 0 | 0
|  |  |  | 1992-02-21 | 0 | 0
|  |  |  | 1992-02-22 | 0.01 | 0.01
|  |  |  | 1992-02-23 | 0 | 0
|  |  |  | 1992-02-24 | 0 | 0
|  |  |  | 1992-02-25 | 0 | 0
|  |  |  | 1992-02-26 | 0 | 0
|  |  |  | 1992-02-27 | 0 | 0
|  |  |  | 1992-02-28 | 0 | 0
|  |  |  | 1992-02-29 | 0 | 0
|  |  |  | 1992-03-01 | 0 | 0
|  |  |  | 1992-03-02 | 0 | 0
|  |  |  | 1992-03-03 | 0.15 | 0.15
|  |  |  | 1992-03-04 | 0 | 0
|  |  |  | 1992-03-05 | 0 | 0
|  |  |  | 1992-03-06 | 0 | 0
|  |  |  | 1992-03-07 | 0 | 0
|  |  |  | 1992-03-08 | 0 | 0
|  |  |  | 1992-03-09 | 0 | 0
|  |  |  | 1992-03-10 | 0 | 0
|  |  |  | 1992-03-11 | 0 | 0
|  |  |  | 1992-03-12 | 0 | 0
|  |  |  | 1992-03-13 | 0 | 0
|  |  |  | 1992-03-14 | 0 | 0
|  |  |  | 1992-03-15 | 0 | 0
|  |  |  | 1992-03-16 | 0 | 0
|  |  |  | 1992-03-17 | 0 | 0
|  |  |  | 1992-03-18 | 0 | 0
|  |  |  | 1992-03-19 | 0 | 0
|  |  |  | 1992-03-20 | 0 | 0
|  |  |  | 1992-03-21 | 0 | 0
|  |  |  | 1992-03-22 | 0 | 0
|  |  |  | 1992-03-23 | 0 | 0
|  |  |  | 1992-03-24 | 0 | 0
|  |  |  | 1992-03-25 | 0 | 0
|  |  |  | 1992-03-26 | 0 | 0
|  |  |  | 1992-03-27 | 0.08 | 0.08
|  |  |  | 1992-03-28 | 0 | 0
|  |  |  | 1992-03-29 | 0 | 0
|  |  |  | 1992-03-30 | 0 | 0
|  |  |  | 1992-03-31 | 0 | 0
|  |  |  | 1992-04-01 | 0 | 0
|  |  |  | 1992-04-02 | 0.04 | 0.04
|  |  |  | 1992-04-03 | 0 | 0
|  |  |  | 1992-04-04 | 0 | 0
|  |  |  | 1992-04-05 | 0 | 0
|  |  |  | 1992-04-06 | 0 | 0
|  |  |  | 1992-04-07 | 0 | 0
|  |  |  | 1992-04-08 | 0 | 0
|  |  |  | 1992-04-09 | 0 | 0
|  |  |  | 1992-04-10 | 0 | 0
|  |  |  | 1992-04-11 | 0 | 0
|  |  |  | 1992-04-12 | 0 | 0
|  |  |  | 1992-04-13 | 0 | 0
|  |  |  | 1992-04-14 | 0.05 | 0.05
|  |  |  | 1992-04-15 | 0 | 0
|  |  |  | 1992-04-16 | 0 | 0
|  |  |  | 1992-04-17 | 0.06 | 0.06
|  |  |  | 1992-04-18 | 0 | 0
|  |  |  | 1992-04-19 | 0.01 | 0.01
|  |  |  | 1992-04-20 | 0 | 0
|  |  |  | 1992-04-21 | 0 | 0
|  |  |  | 1992-04-22 | 0 | 0
|  |  |  | 1992-04-23 | 0 | 0
|  |  |  | 1992-04-24 | 0 | 0
|  |  |  | 1992-04-25 | 0 | 0
|  |  |  | 1992-04-26 | 0.01 | 0.01
|  |  |  | 1992-04-27 | 0.02 | 0.02
|  |  |  | 1992-04-28 | 0 | 0
|  |  |  | 1992-04-29 | 0 | 0
|  |  |  | 1992-04-30 | 0 | 0
|  |  |  | 1992-05-01 | 0 | 0
|  |  |  | 1992-05-02 | 0 | 0
|  |  |  | 1992-05-03 | 0 | 0
|  |  |  | 1992-05-04 | 0 | 0
|  |  |  | 1992-05-05 | 0.08 | 0.08
|  |  |  | 1992-05-06 | 0.13 | 0.13
|  |  |  | 1992-05-07 | 0 | 0
|  |  |  | 1992-05-08 | 0.3 | 0.3
|  |  |  | 1992-05-09 | 0.34 | 0.34
|  |  |  | 1992-05-10 | 0.04 | 0.04
|  |  |  | 1992-05-11 | 0 | 0
|  |  |  | 1992-05-12 | 0 | 0
|  |  |  | 1992-05-13 | 0.6 | 0.6
|  |  |  | 1992-05-14 | 0.02 | 0.02
|  |  |  | 1992-05-15 | 0.22 | 0.22
|  |  |  | 1992-05-16 | 0.02 | 0.02
|  |  |  | 1992-05-17 | 0 | 0
|  |  |  | 1992-05-18 | 0 | 0
|  |  |  | 1992-05-19 | 0 | 0
|  |  |  | 1992-05-20 | 0 | 0
|  |  |  | 1992-05-21 | 0.49 | 0.49
|  |  |  | 1992-05-22 | 0 | 0
|  |  |  | 1992-05-23 | 0.22 | 0.22
|  |  |  | 1992-05-24 | 0.22 | 0.22
|  |  |  | 1992-05-25 | 0.35 | 0.35
|  |  |  | 1992-05-26 | 0.85 | 0.85
|  |  |  | 1992-05-27 | 0.01 | 0.01
|  |  |  | 1992-05-28 | 0 | 0
|  |  |  | 1992-05-29 | 0 | 0
|  |  |  | 1992-05-30 | 0.03 | 0.03
|  |  |  | 1992-05-31 | 0.04 | 0.04
|  |  |  | 1992-06-01 | 0.05 | 0.05
|  |  |  | 1992-06-02 | 0.05 | 0.05
|  |  |  | 1992-06-03 | 0 | 0
|  |  |  | 1992-06-04 | 0.02 | 0.02
|  |  |  | 1992-06-05 | 0 | 0
|  |  |  | 1992-06-06 | 0 | 0
|  |  |  | 1992-06-07 | 0 | 0
|  |  |  | 1992-06-08 | 0.02 | 0.02
|  |  |  | 1992-06-09 | 0.1 | 0.1
|  |  |  | 1992-06-10 | 0.02 | 0.02
|  |  |  | 1992-06-11 | 0 | 0
|  |  |  | 1992-06-12 | 0 | 0
|  |  |  | 1992-06-13 | 0 | 0
|  |  |  | 1992-06-14 | 0 | 0
|  |  |  | 1992-06-15 | 0 | 0
|  |  |  | 1992-06-16 | 0 | 0
|  |  |  | 1992-06-17 | 0 | 0
|  |  |  | 1992-06-18 | 0 | 0
|  |  |  | 1992-06-19 | 0 | 0
|  |  |  | 1992-06-20 | 0.04 | 0.04
|  |  |  | 1992-06-21 | 0.5 | 0.5
|  |  |  | 1992-06-22 | 0.01 | 0.01
|  |  |  | 1992-06-23 | 0.26 | 0.26
|  |  |  | 1992-06-24 | 0.4 | 0.4
|  |  |  | 1992-06-25 | 0.01 | 0.01
|  |  |  | 1992-06-26 | 0.09 | 0.09
|  |  |  | 1992-06-27 | 0 | 0
|  |  |  | 1992-06-28 | 0 | 0
|  |  |  | 1992-06-29 | 0 | 0
|  |  |  | 1992-06-30 | 0 | 0
|  |  |  | 1992-07-01 | 0 | 0
|  |  |  | 1992-07-02 | 0 | 0
|  |  |  | 1992-07-03 | 0 | 0
|  |  |  | 1992-07-04 | 0 | 0
|  |  |  | 1992-07-05 | 0 | 0
|  |  |  | 1992-07-06 | 0 | 0
|  |  |  | 1992-07-07 | 0 | 0
|  |  |  | 1992-07-08 | 0 | 0
|  |  |  | 1992-07-09 | 0 | 0
|  |  |  | 1992-07-10 | 0.32 | 0.32
|  |  |  | 1992-07-11 | 0.02 | 0.02
|  |  |  | 1992-07-12 | 1.11 | 1.11
|  |  |  | 1992-07-13 | 0 | 0
|  |  |  | 1992-07-14 | 0 | 0
|  |  |  | 1992-07-15 | 0 | 0
|  |  |  | 1992-07-16 | 0 | 0
|  |  |  | 1992-07-17 | 0.03 | 0.03
|  |  |  | 1992-07-18 | 0.6 | 0.6
|  |  |  | 1992-07-19 | 0 | 0
|  |  |  | 1992-07-20 | 0 | 0
|  |  |  | 1992-07-21 | 0 | 0
|  |  |  | 1992-07-22 | 0.6 | 0.6
|  |  |  | 1992-07-23 | 0 | 0
|  |  |  | 1992-07-24 | 0 | 0
|  |  |  | 1992-07-25 | 0 | 0
|  |  |  | 1992-07-26 | 0.06 | 0.06
|  |  |  | 1992-07-27 | 0.01 | 0.01
|  |  |  | 1992-07-28 | 0.25 | 0.25
|  |  |  | 1992-07-29 | 0.02 | 0.02
|  |  |  | 1992-07-30 | 0 | 0
|  |  |  | 1992-07-31 | 0.05 | 0.05
|  |  |  | 1992-08-01 | 0.01 | 0.01
|  |  |  | 1992-08-02 | 1 | 1
|  |  |  | 1992-08-03 | 0 | 0
|  |  |  | 1992-08-04 | 0 | 0
|  |  |  | 1992-08-05 | 0.01 | 0.01
|  |  |  | 1992-08-06 | 0 | 0
|  |  |  | 1992-08-07 | 0 | 0
|  |  |  | 1992-08-08 | 0 | 0
|  |  |  | 1992-08-09 | 0 | 0
|  |  |  | 1992-08-10 | 0 | 0
|  |  |  | 1992-08-11 | 0 | 0
|  |  |  | 1992-08-12 | 0.39 | 0.39
|  |  |  | 1992-08-13 | 0.9 | 0.9
|  |  |  | 1992-08-14 | 0 | 0
|  |  |  | 1992-08-15 | 0 | 0
|  |  |  | 1992-08-16 | 0 | 0
|  |  |  | 1992-08-17 | 0 | 0
|  |  |  | 1992-08-18 | 0.01 | 0.01
|  |  |  | 1992-08-19 | 0 | 0
|  |  |  | 1992-08-20 | 0 | 0
|  |  |  | 1992-08-21 | 0 | 0
|  |  |  | 1992-08-22 | 0 | 0
|  |  |  | 1992-08-23 | 0 | 0
|  |  |  | 1992-08-24 | 0 | 0
|  |  |  | 1992-08-25 | 0.84 | 0.84
|  |  |  | 1992-08-26 | 0.02 | 0.02
|  |  |  | 1992-08-27 | 0 | 0
|  |  |  | 1992-08-28 | 0 | 0
|  |  |  | 1992-08-29 | 0.22 | 0.22
|  |  |  | 1992-08-30 | 0 | 0
|  |  |  | 1992-08-31 | 0 | 0
|  |  |  | 1992-09-01 | 0 | 0
|  |  |  | 1992-09-02 | 0 | 0
|  |  |  | 1992-09-03 | 0 | 0
|  |  |  | 1992-09-04 | 0 | 0
|  |  |  | 1992-09-05 | 0.15 | 0.15
|  |  |  | 1992-09-06 | 0.01 | 0.01
|  |  |  | 1992-09-07 | 0 | 0
|  |  |  | 1992-09-08 | 0 | 0
|  |  |  | 1992-09-09 | 0 | 0
|  |  |  | 1992-09-10 | 0 | 0
|  |  |  | 1992-09-11 | 1.26 | 1.26
|  |  |  | 1992-09-12 | 0.04 | 0.04
|  |  |  | 1992-09-13 | 0 | 0
|  |  |  | 1992-09-14 | 0.6 | 0.6
|  |  |  | 1992-09-15 | 0.21 | 0.21
|  |  |  | 1992-09-16 | 0 | 0
|  |  |  | 1992-09-17 | 0 | 0
|  |  |  | 1992-09-18 | 0 | 0
|  |  |  | 1992-09-19 | 0.04 | 0.04
|  |  |  | 1992-09-20 | 0.33 | 0.33
|  |  |  | 1992-09-21 | 0 | 0
|  |  |  | 1992-09-22 | 0 | 0
|  |  |  | 1992-09-23 | 0 | 0
|  |  |  | 1992-09-24 | 0 | 0
|  |  |  | 1992-09-25 | 0 | 0
|  |  |  | 1992-09-26 | 0 | 0
|  |  |  | 1992-09-27 | 0 | 0
|  |  |  | 1992-09-28 | 0 | 0
|  |  |  | 1992-09-29 | 0 | 0
|  |  |  | 1992-09-30 | 0 | 0
|  |  |  | 1992-10-01 | 0 | 0
|  |  |  | 1992-10-02 | 0 | 0
|  |  |  | 1992-10-03 | 0 | 0
|  |  |  | 1992-10-04 | 0 | 0
|  |  |  | 1992-10-05 | 0 | 0
|  |  |  | 1992-10-06 | 0 | 0
|  |  |  | 1992-10-07 | 0 | 0
|  |  |  | 1992-10-08 | 0 | 0
|  |  |  | 1992-10-09 | 0 | 0
|  |  |  | 1992-10-10 | 0 | 0
|  |  |  | 1992-10-11 | 0 | 0
|  |  |  | 1992-10-12 | 0 | 0
|  |  |  | 1992-10-13 | 0 | 0
|  |  |  | 1992-10-14 | 0 | 0
|  |  |  | 1992-10-15 | 0 | 0
|  |  |  | 1992-10-16 | 0 | 0
|  |  |  | 1992-10-17 | 0 | 0
|  |  |  | 1992-10-18 | 0 | 0
|  |  |  | 1992-10-19 | 0 | 0
|  |  |  | 1992-10-20 | 0 | 0
|  |  |  | 1992-10-21 | 0.01 | 0.01
|  |  |  | 1992-10-22 | 0 | 0
|  |  |  | 1992-10-23 | 0.02 | 0.02
|  |  |  | 1992-10-24 | 0 | 0
|  |  |  | 1992-10-25 | 0 | 0
|  |  |  | 1992-10-26 | 0 | 0
|  |  |  | 1992-10-27 | 0 | 0
|  |  |  | 1992-10-28 | 0 | 0
|  |  |  | 1992-10-29 | 0 | 0
|  |  |  | 1992-10-30 | 0 | 0
|  |  |  | 1992-10-31 | 0 | 0
|  |  |  | 1992-11-01 | 0 | 0
|  |  |  | 1992-11-02 | 0.01 | 0.01
|  |  |  | 1992-11-03 | 0 | 0
|  |  |  | 1992-11-04 | 0.02 | 0.02
|  |  |  | 1992-11-05 | 0 | 0
|  |  |  | 1992-11-06 | 0 | 0
|  |  |  | 1992-11-07 | 0 | 0
|  |  |  | 1992-11-08 | 0 | 0
|  |  |  | 1992-11-09 | 0 | 0
|  |  |  | 1992-11-10 | 0 | 0
|  |  |  | 1992-11-11 | 0 | 0
|  |  |  | 1992-11-12 | 0 | 0
|  |  |  | 1992-11-13 | 0 | 0
|  |  |  | 1992-11-14 | 0 | 0
|  |  |  | 1992-11-15 | 0 | 0
|  |  |  | 1992-11-16 | 0 | 0
|  |  |  | 1992-11-17 | 0 | 0
|  |  |  | 1992-11-18 | 0.4 | 0.4
|  |  |  | 1992-11-19 | 0.1 | 0.1
|  |  |  | 1992-11-20 | 0 | 0
|  |  |  | 1992-11-21 | 0 | 0
|  |  |  | 1992-11-22 | 0 | 0
|  |  |  | 1992-11-23 | 0 | 0
|  |  |  | 1992-11-24 | 0 | 0
|  |  |  | 1992-11-25 | 0 | 0
|  |  |  | 1992-11-26 | 0 | 0
|  |  |  | 1992-11-27 | 0 | 0
|  |  |  | 1992-11-28 | 0 | 0
|  |  |  | 1992-11-29 | 0 | 0
|  |  |  | 1992-11-30 | 0 | 0
|  |  |  | 1992-12-01 | 0 | 0
|  |  |  | 1992-12-02 | 0 | 0
|  |  |  | 1992-12-03 | 0 | 0
|  |  |  | 1992-12-04 | 0.01 | 0.01
|  |  |  | 1992-12-05 | 0.02 | 0.02
|  |  |  | 1992-12-06 | 0 | 0
|  |  |  | 1992-12-07 | 0 | 0
|  |  |  | 1992-12-08 | 0.02 | 0.02
|  |  |  | 1992-12-09 | 0 | 0
|  |  |  | 1992-12-10 | 0 | 0
|  |  |  | 1992-12-11 | 0 | 0
|  |  |  | 1992-12-12 | 0 | 0
|  |  |  | 1992-12-13 | 0.09 | 0.09
|  |  |  | 1992-12-14 |  | 0
|  |  |  | 1992-12-15 | 0 | 0
|  |  |  | 1992-12-16 | 0 | 0
|  |  |  | 1992-12-17 | 0 | 0
|  |  |  | 1992-12-18 | 0 | 0
|  |  |  | 1992-12-19 | 0 | 0
|  |  |  | 1992-12-20 | 0.01 | 0.01
|  |  |  | 1992-12-21 | 0.06 | 0.06
|  |  |  | 1992-12-22 | 0 | 0
|  |  |  | 1992-12-23 | 0 | 0
|  |  |  | 1992-12-24 | 0 | 0
|  |  |  | 1992-12-25 | 0 | 0
|  |  |  | 1992-12-26 | 0 | 0
|  |  |  | 1992-12-27 | 0 | 0
|  |  |  | 1992-12-28 | 0 | 0
|  |  |  | 1992-12-29 | 0 | 0
|  |  |  | 1992-12-30 | 0 | 0
|  |  |  | 1992-12-31 | 0 | 0
|  |  |  | 1993-01-01 | 0 | 0
|  |  |  | 1993-01-02 | 0 | 0
|  |  |  | 1993-01-03 | 0 | 0
|  |  |  | 1993-01-04 | 0 | 0
|  |  |  | 1993-01-05 | 0.06 | 0.06
|  |  |  | 1993-01-06 | 0.02 | 0.02
|  |  |  | 1993-01-07 | 0 | 0
|  |  |  | 1993-01-08 | 0 | 0
|  |  |  | 1993-01-09 | 0 | 0
|  |  |  | 1993-01-10 | 0 | 0
|  |  |  | 1993-01-11 | 0 | 0
|  |  |  | 1993-01-12 | 0 | 0
|  |  |  | 1993-01-13 | 0 | 0
|  |  |  | 1993-01-14 | 0 | 0
|  |  |  | 1993-01-15 | 0 | 0
|  |  |  | 1993-01-16 | 0 | 0
|  |  |  | 1993-01-17 | 0 | 0
|  |  |  | 1993-01-18 | 0.12 | 0.12
|  |  |  | 1993-01-19 | 0.42 | 0.42
|  |  |  | 1993-01-20 | 0.01 | 0.01
|  |  |  | 1993-01-21 | 0 | 0
|  |  |  | 1993-01-22 | 0 | 0
|  |  |  | 1993-01-23 | 0 | 0
|  |  |  | 1993-01-24 | 0 | 0
|  |  |  | 1993-01-25 | 0 | 0
|  |  |  | 1993-01-26 | 0 | 0
|  |  |  | 1993-01-27 | 0 | 0
|  |  |  | 1993-01-28 | 0.06 | 0.06
|  |  |  | 1993-01-29 | 0 | 0
|  |  |  | 1993-01-30 | 0.01 | 0.01
|  |  |  | 1993-01-31 | 0 | 0
|  |  |  | 1993-02-01 | 0 | 0
|  |  |  | 1993-02-02 | 0 | 0
|  |  |  | 1993-02-03 | 0 | 0
|  |  |  | 1993-02-04 | 0 | 0
|  |  |  | 1993-02-05 | 0 | 0
|  |  |  | 1993-02-06 | 0 | 0
|  |  |  | 1993-02-07 | 0 | 0
|  |  |  | 1993-02-08 | 0 | 0
|  |  |  | 1993-02-09 | 0 | 0
|  |  |  | 1993-02-10 | 0 | 0
|  |  |  | 1993-02-11 | 0 | 0
|  |  |  | 1993-02-12 | 0 | 0
|  |  |  | 1993-02-13 | 0 | 0
|  |  |  | 1993-02-14 | 0.06 | 0.06
|  |  |  | 1993-02-15 | 0 | 0
|  |  |  | 1993-02-16 | 0 | 0
|  |  |  | 1993-02-17 | 0 | 0
|  |  |  | 1993-02-18 | 0 | 0
|  |  |  | 1993-02-19 | 0 | 0
|  |  |  | 1993-02-20 | 0 | 0
|  |  |  | 1993-02-21 | 0.02 | 0.02
|  |  |  | 1993-02-22 | 0 | 0
|  |  |  | 1993-02-23 | 0 | 0
|  |  |  | 1993-02-24 | 0 | 0
|  |  |  | 1993-02-25 | 0 | 0
|  |  |  | 1993-02-26 | 0 | 0
|  |  |  | 1993-02-27 | 0 | 0
|  |  |  | 1993-02-28 | 0 | 0
|  |  |  | 1993-03-01 | 0.14 | 0.14
|  |  |  | 1993-03-02 | 0 | 0
|  |  |  | 1993-03-03 | 0 | 0
|  |  |  | 1993-03-04 | 0 | 0
|  |  |  | 1993-03-05 | 0 | 0
|  |  |  | 1993-03-06 | 0 | 0
|  |  |  | 1993-03-07 | 0 | 0
|  |  |  | 1993-03-08 | 0 | 0
|  |  |  | 1993-03-09 | 0 | 0
|  |  |  | 1993-03-10 | 0 | 0
|  |  |  | 1993-03-11 | 0 | 0
|  |  |  | 1993-03-12 | 0 | 0
|  |  |  | 1993-03-13 | 0.01 | 0.01
|  |  |  | 1993-03-14 | 0 | 0
|  |  |  | 1993-03-15 | 0 | 0
|  |  |  | 1993-03-16 | 0 | 0
|  |  |  | 1993-03-17 | 0 | 0
|  |  |  | 1993-03-18 | 0 | 0
|  |  |  | 1993-03-19 | 0 | 0
|  |  |  | 1993-03-20 | 0 | 0
|  |  |  | 1993-03-21 | 0.36 | 0.36
|  |  |  | 1993-03-22 | 0.21 | 0.21
|  |  |  | 1993-03-23 | 0.05 | 0.05
|  |  |  | 1993-03-24 | 0.04 | 0.04
|  |  |  | 1993-03-25 | 0 | 0
|  |  |  | 1993-03-26 | 0 | 0
|  |  |  | 1993-03-27 | 0 | 0
|  |  |  | 1993-03-28 | 0 | 0
|  |  |  | 1993-03-29 | 0 | 0
|  |  |  | 1993-03-30 | 0 | 0
|  |  |  | 1993-03-31 | 0 | 0
|  |  |  | 1993-04-01 | 0 | 0
|  |  |  | 1993-04-02 | 0 | 0
|  |  |  | 1993-04-03 | 0 | 0
|  |  |  | 1993-04-04 | 0 | 0
|  |  |  | 1993-04-05 | 0 | 0
|  |  |  | 1993-04-06 | 0 | 0
|  |  |  | 1993-04-07 | 0 | 0
|  |  |  | 1993-04-08 | 0 | 0
|  |  |  | 1993-04-09 | 0 | 0
|  |  |  | 1993-04-10 | 0 | 0
|  |  |  | 1993-04-11 | 0 | 0
|  |  |  | 1993-04-12 | 0 | 0
|  |  |  | 1993-04-13 | 0 | 0
|  |  |  | 1993-04-14 | 0.1 | 0.1
|  |  |  | 1993-04-15 | 0 | 0
|  |  |  | 1993-04-16 | 0 | 0
|  |  |  | 1993-04-17 | 0 | 0
|  |  |  | 1993-04-18 | 0 | 0
|  |  |  | 1993-04-19 | 0 | 0
|  |  |  | 1993-04-20 | 0 | 0
|  |  |  | 1993-04-21 | 0 | 0
|  |  |  | 1993-04-22 | 0 | 0
|  |  |  | 1993-04-23 | 0 | 0
|  |  |  | 1993-04-24 | 0 | 0
|  |  |  | 1993-04-25 | 0 | 0
|  |  |  | 1993-04-26 | 0 | 0
|  |  |  | 1993-04-27 | 0.09 | 0.09
|  |  |  | 1993-04-28 | 0 | 0
|  |  |  | 1993-04-29 | 0 | 0
|  |  |  | 1993-04-30 | 0.43 | 0.43
|  |  |  | 1993-05-01 | 0 | 0
|  |  |  | 1993-05-02 | 0 | 0
|  |  |  | 1993-05-03 | 0 | 0
|  |  |  | 1993-05-04 | 0 | 0
|  |  |  | 1993-05-05 | 0 | 0
|  |  |  | 1993-05-06 | 0 | 0
|  |  |  | 1993-05-07 | 0 | 0
|  |  |  | 1993-05-08 | 0 | 0
|  |  |  | 1993-05-09 | 0 | 0
|  |  |  | 1993-05-10 | 0 | 0
|  |  |  | 1993-05-11 | 0 | 0
|  |  |  | 1993-05-12 | 0 | 0
|  |  |  | 1993-05-13 | 0 | 0
|  |  |  | 1993-05-14 | 0 | 0
|  |  |  | 1993-05-15 | 0 | 0
|  |  |  | 1993-05-16 | 0 | 0
|  |  |  | 1993-05-17 | 0 | 0
|  |  |  | 1993-05-18 | 0 | 0
|  |  |  | 1993-05-19 | 0 | 0
|  |  |  | 1993-05-20 | 0.56 | 0.56
|  |  |  | 1993-05-21 | 0.27 | 0.27
|  |  |  | 1993-05-22 | 0.02 | 0.02
|  |  |  | 1993-05-23 | 0.09 | 0.09
|  |  |  | 1993-05-24 | 0 | 0
|  |  |  | 1993-05-25 | 0 | 0
|  |  |  | 1993-05-26 | 0 | 0
|  |  |  | 1993-05-27 | 0 | 0
|  |  |  | 1993-05-28 | 0 | 0
|  |  |  | 1993-05-29 | 0.02 | 0.02
|  |  |  | 1993-05-30 | 0 | 0
|  |  |  | 1993-05-31 | 0 | 0
|  |  |  | 1993-06-01 | 0 | 0
|  |  |  | 1993-06-02 | 0 | 0
|  |  |  | 1993-06-03 | 0 | 0
|  |  |  | 1993-06-04 | 0 | 0
|  |  |  | 1993-06-05 | 0 | 0
|  |  |  | 1993-06-06 | 0 | 0
|  |  |  | 1993-06-07 | 0 | 0
|  |  |  | 1993-06-08 | 0 | 0
|  |  |  | 1993-06-09 | 0 | 0
|  |  |  | 1993-06-10 | 0 | 0
|  |  |  | 1993-06-11 | 0.1 | 0.1
|  |  |  | 1993-06-12 | 0 | 0
|  |  |  | 1993-06-13 | 0 | 0
|  |  |  | 1993-06-14 | 0 | 0
|  |  |  | 1993-06-15 | 0 | 0
|  |  |  | 1993-06-16 | 1.78 | 1.78
|  |  |  | 1993-06-17 | 0 | 0
|  |  |  | 1993-06-18 | 0 | 0
|  |  |  | 1993-06-19 | 0.01 | 0.01
|  |  |  | 1993-06-20 | 1.1 | 1.1
|  |  |  | 1993-06-21 | 0 | 0
|  |  |  | 1993-06-22 | 0 | 0
|  |  |  | 1993-06-23 | 0 | 0
|  |  |  | 1993-06-24 | 0.11 | 0.11
|  |  |  | 1993-06-25 | 0.47 | 0.47
|  |  |  | 1993-06-26 | 0.44 | 0.44
|  |  |  | 1993-06-27 | 0.1 | 0.1
|  |  |  | 1993-06-28 | 0 | 0
|  |  |  | 1993-06-29 | 0 | 0
|  |  |  | 1993-06-30 | 0.21 | 0.21
|  |  |  | 1993-07-01 | 0.8 | 0.8
|  |  |  | 1993-07-02 | 0.26 | 0.26
|  |  |  | 1993-07-03 | 0.08 | 0.08
|  |  |  | 1993-07-04 | 0 | 0
|  |  |  | 1993-07-05 | 0.01 | 0.01
|  |  |  | 1993-07-06 | 0 | 0
|  |  |  | 1993-07-07 | 0 | 0
|  |  |  | 1993-07-08 | 0 | 0
|  |  |  | 1993-07-09 | 0 | 0
|  |  |  | 1993-07-10 | 0 | 0
|  |  |  | 1993-07-11 | 0 | 0
|  |  |  | 1993-07-12 | 0.05 | 0.05
|  |  |  | 1993-07-13 | 0 | 0
|  |  |  | 1993-07-14 | 0.02 | 0.02
|  |  |  | 1993-07-15 | 0.18 | 0.18
|  |  |  | 1993-07-16 | 0 | 0
|  |  |  | 1993-07-17 | 0.12 | 0.12
|  |  |  | 1993-07-18 | 0.2 | 0.2
|  |  |  | 1993-07-19 | 1.35 | 1.35
|  |  |  | 1993-07-20 | 0 | 0
|  |  |  | 1993-07-21 | 1.21 | 1.21
|  |  |  | 1993-07-22 | 0.14 | 0.14
|  |  |  | 1993-07-23 | 0.02 | 0.02
|  |  |  | 1993-07-24 | 0 | 0
|  |  |  | 1993-07-25 | 0 | 0
|  |  |  | 1993-07-26 | 0.11 | 0.11
|  |  |  | 1993-07-27 | 0 | 0
|  |  |  | 1993-07-28 | 0 | 0
|  |  |  | 1993-07-29 | 0 | 0
|  |  |  | 1993-07-30 | 0 | 0
|  |  |  | 1993-07-31 | 0 | 0
|  |  |  | 1993-08-01 | 0 | 0
|  |  |  | 1993-08-02 | 0 | 0
|  |  |  | 1993-08-03 | 0 | 0
|  |  |  | 1993-08-04 | 0 | 0
|  |  |  | 1993-08-05 | 0 | 0
|  |  |  | 1993-08-06 | 0 | 0
|  |  |  | 1993-08-07 | 0.31 | 0.31
|  |  |  | 1993-08-08 | 0 | 0
|  |  |  | 1993-08-09 | 0 | 0
|  |  |  | 1993-08-10 | 0 | 0
|  |  |  | 1993-08-11 | 0 | 0
|  |  |  | 1993-08-12 | 0 | 0
|  |  |  | 1993-08-13 | 0 | 0
|  |  |  | 1993-08-14 | 0.17 | 0.17
|  |  |  | 1993-08-15 | 0 | 0
|  |  |  | 1993-08-16 | 0 | 0
|  |  |  | 1993-08-17 | 0 | 0
|  |  |  | 1993-08-18 | 0 | 0
|  |  |  | 1993-08-19 | 0 | 0
|  |  |  | 1993-08-20 | 0 | 0
|  |  |  | 1993-08-21 | 0 | 0
|  |  |  | 1993-08-22 | 0.5 | 0.5
|  |  |  | 1993-08-23 | 0.1 | 0.1
|  |  |  | 1993-08-24 | 0.21 | 0.21
|  |  |  | 1993-08-25 | 0 | 0
|  |  |  | 1993-08-26 | 0 | 0
|  |  |  | 1993-08-27 | 0 | 0
|  |  |  | 1993-08-28 | 0.15 | 0.15
|  |  |  | 1993-08-29 | 0.02 | 0.02
|  |  |  | 1993-08-30 | 0.25 | 0.25
|  |  |  | 1993-08-31 | 0.32 | 0.32
|  |  |  | 1993-09-01 | 0 | 0
|  |  |  | 1993-09-02 | 0 | 0
|  |  |  | 1993-09-03 | 0 | 0
|  |  |  | 1993-09-04 | 0 | 0
|  |  |  | 1993-09-05 | 0 | 0
|  |  |  | 1993-09-06 | 0 | 0
|  |  |  | 1993-09-07 | 0 | 0
|  |  |  | 1993-09-08 | 0 | 0
|  |  |  | 1993-09-09 | 0 | 0
|  |  |  | 1993-09-10 | 0 | 0
|  |  |  | 1993-09-11 | 0 | 0
|  |  |  | 1993-09-12 | 0.2 | 0.2
|  |  |  | 1993-09-13 | 0.2 | 0.2
|  |  |  | 1993-09-14 | 0 | 0
|  |  |  | 1993-09-15 | 0 | 0
|  |  |  | 1993-09-16 | 0 | 0
|  |  |  | 1993-09-17 | 0 | 0
|  |  |  | 1993-09-18 | 0 | 0
|  |  |  | 1993-09-19 | 0 | 0
|  |  |  | 1993-09-20 | 0 | 0
|  |  |  | 1993-09-21 | 0 | 0
|  |  |  | 1993-09-22 | 0 | 0
|  |  |  | 1993-09-23 | 0 | 0
|  |  |  | 1993-09-24 | 0.05 | 0.05
|  |  |  | 1993-09-25 | 0.05 | 0.05
|  |  |  | 1993-09-26 | 0 | 0
|  |  |  | 1993-09-27 | 0 | 0
|  |  |  | 1993-09-28 | 0 | 0
|  |  |  | 1993-09-29 | 0 | 0
|  |  |  | 1993-09-30 | 0 | 0
|  |  |  | 1993-10-01 | 0 | 0
|  |  |  | 1993-10-02 | 0 | 0
|  |  |  | 1993-10-03 | 0 | 0
|  |  |  | 1993-10-04 | 0 | 0
|  |  |  | 1993-10-05 | 0 | 0
|  |  |  | 1993-10-06 | 0 | 0
|  |  |  | 1993-10-07 | 0.03 | 0.03
|  |  |  | 1993-10-08 | 0 | 0
|  |  |  | 1993-10-09 | 0 | 0
|  |  |  | 1993-10-10 | 0 | 0
|  |  |  | 1993-10-11 | 0 | 0
|  |  |  | 1993-10-12 | 0 | 0
|  |  |  | 1993-10-13 | 0 | 0
|  |  |  | 1993-10-14 | 0 | 0
|  |  |  | 1993-10-15 | 0 | 0
|  |  |  | 1993-10-16 | 0 | 0
|  |  |  | 1993-10-17 | 0 | 0
|  |  |  | 1993-10-18 | 0 | 0
|  |  |  | 1993-10-19 | 0.1 | 0.1
|  |  |  | 1993-10-20 | 0 | 0
|  |  |  | 1993-10-21 | 0 | 0
|  |  |  | 1993-10-22 | 0 | 0
|  |  |  | 1993-10-23 | 0 | 0
|  |  |  | 1993-10-24 | 0 | 0
|  |  |  | 1993-10-25 | 0 | 0
|  |  |  | 1993-10-26 | 0 | 0
|  |  |  | 1993-10-27 | 0 | 0
|  |  |  | 1993-10-28 | 0 | 0
|  |  |  | 1993-10-29 | 0.17 | 0.17
|  |  |  | 1993-10-30 |  | 0
|  |  |  | 1993-10-31 | 0 | 0
|  |  |  | 1993-11-01 | 0 | 0
|  |  |  | 1993-11-02 | 0 | 0
|  |  |  | 1993-11-03 | 0 | 0
|  |  |  | 1993-11-04 | 0 | 0
|  |  |  | 1993-11-05 | 0 | 0
|  |  |  | 1993-11-06 | 0 | 0
|  |  |  | 1993-11-07 | 0 | 0
|  |  |  | 1993-11-08 | 0 | 0
|  |  |  | 1993-11-09 | 0 | 0
|  |  |  | 1993-11-10 | 0 | 0
|  |  |  | 1993-11-11 | 0 | 0
|  |  |  | 1993-11-12 | 0 | 0
|  |  |  | 1993-11-13 | 0 | 0
|  |  |  | 1993-11-14 | 0 | 0
|  |  |  | 1993-11-15 | 0 | 0
|  |  |  | 1993-11-16 | 0 | 0
|  |  |  | 1993-11-17 | 0 | 0
|  |  |  | 1993-11-18 | 0 | 0
|  |  |  | 1993-11-19 | 0 | 0
|  |  |  | 1993-11-20 | 0 | 0
|  |  |  | 1993-11-21 | 0 | 0
|  |  |  | 1993-11-22 | 0 | 0
|  |  |  | 1993-11-23 | 0 | 0
|  |  |  | 1993-11-24 | 0 | 0
|  |  |  | 1993-11-25 | 0 | 0
|  |  |  | 1993-11-26 | 0 | 0
|  |  |  | 1993-11-27 | 0 | 0
|  |  |  | 1993-11-28 | 0 | 0
|  |  |  | 1993-11-29 | 0 | 0
|  |  |  | 1993-11-30 | 0 | 0
|  |  |  | 1993-12-01 | 0 | 0
|  |  |  | 1993-12-02 | 0 | 0
|  |  |  | 1993-12-03 | 0 | 0
|  |  |  | 1993-12-04 | 0 | 0
|  |  |  | 1993-12-05 | 0 | 0
|  |  |  | 1993-12-06 | 0 | 0
|  |  |  | 1993-12-07 | 0 | 0
|  |  |  | 1993-12-08 | 0 | 0
|  |  |  | 1993-12-09 | 0 | 0
|  |  |  | 1993-12-10 | 0 | 0
|  |  |  | 1993-12-11 | 0 | 0
|  |  |  | 1993-12-12 | 0 | 0
|  |  |  | 1993-12-13 | 0 | 0
|  |  |  | 1993-12-14 | 0 | 0
|  |  |  | 1993-12-15 | 0 | 0
|  |  |  | 1993-12-16 | 0 | 0
|  |  |  | 1993-12-17 | 0 | 0
|  |  |  | 1993-12-18 | 0 | 0
|  |  |  | 1993-12-19 | 0 | 0
|  |  |  | 1993-12-20 | 0 | 0
|  |  |  | 1993-12-21 | 2.12 | 2.12
|  |  |  | 1993-12-22 | 0.2 | 0.2
|  |  |  | 1993-12-23 | 0 | 0
|  |  |  | 1993-12-24 | 0 | 0
|  |  |  | 1993-12-25 | 0 | 0
|  |  |  | 1993-12-26 | 0 | 0
|  |  |  | 1993-12-27 | 0 | 0
|  |  |  | 1993-12-28 | 0 | 0
|  |  |  | 1993-12-29 | 0.02 | 0.02
|  |  |  | 1993-12-30 | 0.29 | 0.29
|  |  |  | 1993-12-31 | 0 | 0
|  |  |  | 1994-01-01 | 0 | 0
|  |  |  | 1994-01-02 | 0 | 0
|  |  |  | 1994-01-03 | 0 | 0
|  |  |  | 1994-01-04 | 0 | 0
|  |  |  | 1994-01-05 | 0 | 0
|  |  |  | 1994-01-06 | 0 | 0
|  |  |  | 1994-01-07 | 0 | 0
|  |  |  | 1994-01-08 | 0 | 0
|  |  |  | 1994-01-09 | 0 | 0
|  |  |  | 1994-01-10 | 0 | 0
|  |  |  | 1994-01-11 | 0 | 0
|  |  |  | 1994-01-12 | 0 | 0
|  |  |  | 1994-01-13 | 0 | 0
|  |  |  | 1994-01-14 | 0 | 0
|  |  |  | 1994-01-15 | 0 | 0
|  |  |  | 1994-01-16 | 0 | 0
|  |  |  | 1994-01-17 | 0 | 0
|  |  |  | 1994-01-18 | 0 | 0
|  |  |  | 1994-01-19 | 0 | 0
|  |  |  | 1994-01-20 | 0 | 0
|  |  |  | 1994-01-21 | 0.8 | 0.8
|  |  |  | 1994-01-22 | 0 | 0
|  |  |  | 1994-01-23 | 0.05 | 0.05
|  |  |  | 1994-01-24 | 0 | 0
|  |  |  | 1994-01-25 | 0 | 0
|  |  |  | 1994-01-26 | 0 | 0
|  |  |  | 1994-01-27 | 0 | 0
|  |  |  | 1994-01-28 | 0 | 0
|  |  |  | 1994-01-29 | 0.12 | 0.12
|  |  |  | 1994-01-30 | 0 | 0
|  |  |  | 1994-01-31 | 0 | 0
|  |  |  | 1994-02-01 | 0 | 0
|  |  |  | 1994-02-02 | 0 | 0
|  |  |  | 1994-02-03 | 0 | 0
|  |  |  | 1994-02-04 | 0 | 0
|  |  |  | 1994-02-05 | 0 | 0
|  |  |  | 1994-02-06 | 0 | 0
|  |  |  | 1994-02-07 | 0 | 0
|  |  |  | 1994-02-08 | 0 | 0
|  |  |  | 1994-02-09 | 0.18 | 0.18
|  |  |  | 1994-02-10 | 0 | 0
|  |  |  | 1994-02-11 | 0 | 0
|  |  |  | 1994-02-12 | 0 | 0
|  |  |  | 1994-02-13 | 0 | 0
|  |  |  | 1994-02-14 | 0 | 0
|  |  |  | 1994-02-15 | 0 | 0
|  |  |  | 1994-02-16 | 0 | 0
|  |  |  | 1994-02-17 | 0 | 0
|  |  |  | 1994-02-18 | 0 | 0
|  |  |  | 1994-02-19 | 0 | 0
|  |  |  | 1994-02-20 | 0 | 0
|  |  |  | 1994-02-21 | 0 | 0
|  |  |  | 1994-02-22 | 0 | 0
|  |  |  | 1994-02-23 | 0 | 0
|  |  |  | 1994-02-24 | 0 | 0
|  |  |  | 1994-02-25 | 0 | 0
|  |  |  | 1994-02-26 | 0 | 0
|  |  |  | 1994-02-27 | 0 | 0
|  |  |  | 1994-02-28 | 0 | 0
|  |  |  | 1994-03-01 | 0 | 0
|  |  |  | 1994-03-02 | 0 | 0
|  |  |  | 1994-03-03 | 0 | 0
|  |  |  | 1994-03-04 | 0 | 0
|  |  |  | 1994-03-05 | 0 | 0
|  |  |  | 1994-03-06 | 0 | 0
|  |  |  | 1994-03-07 | 0 | 0
|  |  |  | 1994-03-08 | 0 | 0
|  |  |  | 1994-03-09 | 0 | 0
|  |  |  | 1994-03-10 | 0 | 0
|  |  |  | 1994-03-11 | 0 | 0
|  |  |  | 1994-03-12 | 0 | 0
|  |  |  | 1994-03-13 | 0 | 0
|  |  |  | 1994-03-14 | 0 | 0
|  |  |  | 1994-03-15 | 0.36 | 0.36
|  |  |  | 1994-03-16 | 0.15 | 0.15
|  |  |  | 1994-03-17 | 0 | 0
|  |  |  | 1994-03-18 | 0 | 0
|  |  |  | 1994-03-19 | 0 | 0
|  |  |  | 1994-03-20 | 0 | 0
|  |  |  | 1994-03-21 | 0 | 0
|  |  |  | 1994-03-22 | 0 | 0
|  |  |  | 1994-03-23 | 0 | 0
|  |  |  | 1994-03-24 | 0 | 0
|  |  |  | 1994-03-25 | 0 | 0
|  |  |  | 1994-03-26 | 0 | 0
|  |  |  | 1994-03-27 | 0.03 | 0.03
|  |  |  | 1994-03-28 | 0.04 | 0.04
|  |  |  | 1994-03-29 | 0 | 0
|  |  |  | 1994-03-30 | 0 | 0
|  |  |  | 1994-03-31 | 0 | 0
|  |  |  | 1994-04-01 | 0 | 0
|  |  |  | 1994-04-02 | 0 | 0
|  |  |  | 1994-04-03 | 0 | 0
|  |  |  | 1994-04-04 | 0 | 0
|  |  |  | 1994-04-05 | 0 | 0
|  |  |  | 1994-04-06 | 0 | 0
|  |  |  | 1994-04-07 | 0 | 0
|  |  |  | 1994-04-08 | 0 | 0
|  |  |  | 1994-04-09 | 0 | 0
|  |  |  | 1994-04-10 | 0 | 0
|  |  |  | 1994-04-11 | 0 | 0
|  |  |  | 1994-04-12 | 0 | 0
|  |  |  | 1994-04-13 | 0 | 0
|  |  |  | 1994-04-14 | 0 | 0
|  |  |  | 1994-04-15 | 0 | 0
|  |  |  | 1994-04-16 | 0 | 0
|  |  |  | 1994-04-17 | 0 | 0
|  |  |  | 1994-04-18 | 0 | 0
|  |  |  | 1994-04-19 | 0 | 0
|  |  |  | 1994-04-20 | 0 | 0
|  |  |  | 1994-04-21 | 0 | 0
|  |  |  | 1994-04-22 | 0 | 0
|  |  |  | 1994-04-23 | 0.12 | 0.12
|  |  |  | 1994-04-24 | 0.09 | 0.09
|  |  |  | 1994-04-25 | 0 | 0
|  |  |  | 1994-04-26 | 0 | 0
|  |  |  | 1994-04-27 | 0 | 0
|  |  |  | 1994-04-28 | 0 | 0
|  |  |  | 1994-04-29 | 0 | 0
|  |  |  | 1994-04-30 | 0 | 0
|  |  |  | 1994-05-01 | 0 | 0
|  |  |  | 1994-05-02 | 0 | 0
|  |  |  | 1994-05-03 | 0 | 0
|  |  |  | 1994-05-04 | 0 | 0
|  |  |  | 1994-05-05 | 0 | 0
|  |  |  | 1994-05-06 | 0.43 | 0.43
|  |  |  | 1994-05-07 | 0 | 0
|  |  |  | 1994-05-08 | 0 | 0
|  |  |  | 1994-05-09 | 0.2 | 0.2
|  |  |  | 1994-05-10 | 0 | 0
|  |  |  | 1994-05-11 | 0 | 0
|  |  |  | 1994-05-12 | 0.01 | 0.01
|  |  |  | 1994-05-13 | 0 | 0
|  |  |  | 1994-05-14 | 0 | 0
|  |  |  | 1994-05-15 | 0.02 | 0.02
|  |  |  | 1994-05-16 | 0 | 0
|  |  |  | 1994-05-17 | 0 | 0
|  |  |  | 1994-05-18 | 0.05 | 0.05
|  |  |  | 1994-05-19 | 2 | 2
|  |  |  | 1994-05-20 | 0.85 | 0.85
|  |  |  | 1994-05-21 | 0.02 | 0.02
|  |  |  | 1994-05-22 | 0.25 | 0.25
|  |  |  | 1994-05-23 | 0 | 0
|  |  |  | 1994-05-24 | 0.7 | 0.7
|  |  |  | 1994-05-25 | 0.1 | 0.1
|  |  |  | 1994-05-26 | 0 | 0
|  |  |  | 1994-05-27 | 0 | 0
|  |  |  | 1994-05-28 | 0 | 0
|  |  |  | 1994-05-29 | 0 | 0
|  |  |  | 1994-05-30 | 0 | 0
|  |  |  | 1994-05-31 | 0 | 0
|  |  |  | 1994-06-01 | 0 | 0
|  |  |  | 1994-06-02 | 0.01 | 0.01
|  |  |  | 1994-06-03 | 0.17 | 0.17
|  |  |  | 1994-06-04 | 0 | 0
|  |  |  | 1994-06-05 | 0 | 0
|  |  |  | 1994-06-06 | 0.08 | 0.08
|  |  |  | 1994-06-07 | 0 | 0
|  |  |  | 1994-06-08 | 0 | 0
|  |  |  | 1994-06-09 | 0 | 0
|  |  |  | 1994-06-10 | 0 | 0
|  |  |  | 1994-06-11 | 0 | 0
|  |  |  | 1994-06-12 | 0.07 | 0.07
|  |  |  | 1994-06-13 | 0 | 0
|  |  |  | 1994-06-14 | 0.76 | 0.76
|  |  |  | 1994-06-15 | 0 | 0
|  |  |  | 1994-06-16 | 0 | 0
|  |  |  | 1994-06-17 | 0 | 0
|  |  |  | 1994-06-18 | 0 | 0
|  |  |  | 1994-06-19 | 0 | 0
|  |  |  | 1994-06-20 | 0 | 0
|  |  |  | 1994-06-21 | 0.02 | 0.02
|  |  |  | 1994-06-22 | 0 | 0
|  |  |  | 1994-06-23 | 0 | 0
|  |  |  | 1994-06-24 | 0 | 0
|  |  |  | 1994-06-25 | 0 | 0
|  |  |  | 1994-06-26 | 0 | 0
|  |  |  | 1994-06-27 | 0 | 0
|  |  |  | 1994-06-28 | 0 | 0
|  |  |  | 1994-06-29 | 0 | 0
|  |  |  | 1994-06-30 | 0 | 0
|  |  |  | 1994-07-01 | 0 | 0
|  |  |  | 1994-07-02 | 0 | 0
|  |  |  | 1994-07-03 | 0 | 0
|  |  |  | 1994-07-04 | 0 | 0
|  |  |  | 1994-07-05 | 0 | 0
|  |  |  | 1994-07-06 | 0.06 | 0.06
|  |  |  | 1994-07-07 | 0 | 0
|  |  |  | 1994-07-08 | 0 | 0
|  |  |  | 1994-07-09 | 0 | 0
|  |  |  | 1994-07-10 | 0 | 0
|  |  |  | 1994-07-11 | 0 | 0
|  |  |  | 1994-07-12 |  | 0
|  |  |  | 1994-07-13 |  | 0
|  |  |  | 1994-07-14 | 0.05 | 0.05
|  |  |  | 1994-07-15 | 0 | 0
|  |  |  | 1994-07-16 | 0.71 | 0.71
|  |  |  | 1994-07-17 | 0.05 | 0.05
|  |  |  | 1994-07-18 | 0 | 0
|  |  |  | 1994-07-19 | 0 | 0
|  |  |  | 1994-07-20 | 0 | 0
|  |  |  | 1994-07-21 | 0 | 0
|  |  |  | 1994-07-22 | 0 | 0
|  |  |  | 1994-07-23 | 0 | 0
|  |  |  | 1994-07-24 | 0 | 0
|  |  |  | 1994-07-25 | 0 | 0
|  |  |  | 1994-07-26 | 0 | 0
|  |  |  | 1994-07-27 | 0 | 0
|  |  |  | 1994-07-28 | 0 | 0
|  |  |  | 1994-07-29 | 0 | 0
|  |  |  | 1994-07-30 | 0 | 0
|  |  |  | 1994-07-31 | 0 | 0
|  |  |  | 1994-08-01 | 0 | 0
|  |  |  | 1994-08-02 | 0 | 0
|  |  |  | 1994-08-03 | 0 | 0
|  |  |  | 1994-08-04 | 0 | 0
|  |  |  | 1994-08-05 | 0 | 0
|  |  |  | 1994-08-06 | 0 | 0
|  |  |  | 1994-08-07 | 0 | 0
|  |  |  | 1994-08-08 | 0 | 0
|  |  |  | 1994-08-09 | 0 | 0
|  |  |  | 1994-08-10 | 0 | 0
|  |  |  | 1994-08-11 | 0 | 0
|  |  |  | 1994-08-12 | 0 | 0
|  |  |  | 1994-08-13 | 0 | 0
|  |  |  | 1994-08-14 | 0 | 0
|  |  |  | 1994-08-15 | 0 | 0
|  |  |  | 1994-08-16 | 0 | 0
|  |  |  | 1994-08-17 | 0 | 0
|  |  |  | 1994-08-18 | 0 | 0
|  |  |  | 1994-08-19 | 0 | 0
|  |  |  | 1994-08-20 | 0.05 | 0.05
|  |  |  | 1994-08-21 | 0.05 | 0.05
|  |  |  | 1994-08-22 | 0.1 | 0.1
|  |  |  | 1994-08-23 | 0 | 0
|  |  |  | 1994-08-24 | 0 | 0
|  |  |  | 1994-08-25 | 0 | 0
|  |  |  | 1994-08-26 | 0 | 0
|  |  |  | 1994-08-27 | 0 | 0
|  |  |  | 1994-08-28 | 0 | 0
|  |  |  | 1994-08-29 | 0 | 0
|  |  |  | 1994-08-30 | 0 | 0
|  |  |  | 1994-08-31 | 1.1 | 1.1
|  |  |  | 1994-09-01 | 0.7 | 0.7
|  |  |  | 1994-09-02 | 0 | 0
|  |  |  | 1994-09-03 | 0 | 0
|  |  |  | 1994-09-04 | 0 | 0
|  |  |  | 1994-09-05 | 0.01 | 0.01
|  |  |  | 1994-09-06 | 0.36 | 0.36
|  |  |  | 1994-09-07 | 0 | 0
|  |  |  | 1994-09-08 | 0 | 0
|  |  |  | 1994-09-09 | 0 | 0
|  |  |  | 1994-09-10 | 0 | 0
|  |  |  | 1994-09-11 | 0 | 0
|  |  |  | 1994-09-12 | 0 | 0
|  |  |  | 1994-09-13 | 0.33 | 0.33
|  |  |  | 1994-09-14 | 0.32 | 0.32
|  |  |  | 1994-09-15 | 0.12 | 0.12
|  |  |  | 1994-09-16 | 0.1 | 0.1
|  |  |  | 1994-09-17 | 0 | 0
|  |  |  | 1994-09-18 | 0 | 0
|  |  |  | 1994-09-19 | 0 | 0
|  |  |  | 1994-09-20 | 0 | 0
|  |  |  | 1994-09-21 | 0 | 0
|  |  |  | 1994-09-22 | 0.04 | 0.04
|  |  |  | 1994-09-23 | 0 | 0
|  |  |  | 1994-09-24 | 0 | 0
|  |  |  | 1994-09-25 | 0 | 0
|  |  |  | 1994-09-26 | 0 | 0
|  |  |  | 1994-09-27 | 0.09 | 0.09
|  |  |  | 1994-09-28 | 0 | 0
|  |  |  | 1994-09-29 | 0 | 0
|  |  |  | 1994-09-30 | 0 | 0
|  |  |  | 1994-10-01 | 0 | 0
|  |  |  | 1994-10-02 | 0 | 0
|  |  |  | 1994-10-03 | 0 | 0
|  |  |  | 1994-10-04 | 0 | 0
|  |  |  | 1994-10-05 | 0 | 0
|  |  |  | 1994-10-06 | 0 | 0
|  |  |  | 1994-10-07 | 0.05 | 0.05
|  |  |  | 1994-10-08 | 0.22 | 0.22
|  |  |  | 1994-10-09 | 0.01 | 0.01
|  |  |  | 1994-10-10 | 0 | 0
|  |  |  | 1994-10-11 | 0 | 0
|  |  |  | 1994-10-12 | 0 | 0
|  |  |  | 1994-10-13 | 0 | 0
|  |  |  | 1994-10-14 | 0.47 | 0.47
|  |  |  | 1994-10-15 | 0.01 | 0.01
|  |  |  | 1994-10-16 | 0 | 0
|  |  |  | 1994-10-17 | 0 | 0
|  |  |  | 1994-10-18 | 0 | 0
|  |  |  | 1994-10-19 | 0 | 0
|  |  |  | 1994-10-20 | 0 | 0
|  |  |  | 1994-10-21 | 0 | 0
|  |  |  | 1994-10-22 | 0 | 0
|  |  |  | 1994-10-23 | 0 | 0
|  |  |  | 1994-10-24 | 0 | 0
|  |  |  | 1994-10-25 | 0 | 0
|  |  |  | 1994-10-26 | 0.05 | 0.05
|  |  |  | 1994-10-27 | 0.1 | 0.1
|  |  |  | 1994-10-28 | 0 | 0
|  |  |  | 1994-10-29 | 0 | 0
|  |  |  | 1994-10-30 | 0 | 0
|  |  |  | 1994-10-31 | 0 | 0
|  |  |  | 1994-11-01 | 0 | 0
|  |  |  | 1994-11-02 | 0 | 0
|  |  |  | 1994-11-03 | 0 | 0
|  |  |  | 1994-11-04 | 0 | 0
|  |  |  | 1994-11-05 | 0 | 0
|  |  |  | 1994-11-06 | 0 | 0
|  |  |  | 1994-11-07 | 0 | 0
|  |  |  | 1994-11-08 | 0 | 0
|  |  |  | 1994-11-09 | 0 | 0
|  |  |  | 1994-11-10 | 0 | 0
|  |  |  | 1994-11-11 | 0 | 0
|  |  |  | 1994-11-12 | 0 | 0
|  |  |  | 1994-11-13 | 0.03 | 0.03
|  |  |  | 1994-11-14 | 0 | 0
|  |  |  | 1994-11-15 | 0 | 0
|  |  |  | 1994-11-16 | 0 | 0
|  |  |  | 1994-11-17 | 0 | 0
|  |  |  | 1994-11-18 | 0 | 0
|  |  |  | 1994-11-19 | 0 | 0
|  |  |  | 1994-11-20 | 0 | 0
|  |  |  | 1994-11-21 | 0 | 0
|  |  |  | 1994-11-22 | 0 | 0
|  |  |  | 1994-11-23 | 0 | 0
|  |  |  | 1994-11-24 | 0 | 0
|  |  |  | 1994-11-25 | 0 | 0
|  |  |  | 1994-11-26 | 0 | 0
|  |  |  | 1994-11-27 | 0 | 0
|  |  |  | 1994-11-28 | 0 | 0
|  |  |  | 1994-11-29 | 0 | 0
|  |  |  | 1994-11-30 | 0 | 0
|  |  |  | 1994-12-01 | 0 | 0
|  |  |  | 1994-12-02 | 0 | 0
|  |  |  | 1994-12-03 | 0 | 0
|  |  |  | 1994-12-04 | 0 | 0
|  |  |  | 1994-12-05 | 0 | 0
|  |  |  | 1994-12-06 | 0 | 0
|  |  |  | 1994-12-07 | 0 | 0
|  |  |  | 1994-12-08 | 0 | 0
|  |  |  | 1994-12-09 | 0 | 0
|  |  |  | 1994-12-10 | 0 | 0
|  |  |  | 1994-12-11 | 0 | 0
|  |  |  | 1994-12-12 | 0 | 0
|  |  |  | 1994-12-13 | 0 | 0
|  |  |  | 1994-12-14 | 0 | 0
|  |  |  | 1994-12-15 | 0 | 0
|  |  |  | 1994-12-16 | 0 | 0
|  |  |  | 1994-12-17 | 0 | 0
|  |  |  | 1994-12-18 | 0 | 0
|  |  |  | 1994-12-19 | 0 | 0
|  |  |  | 1994-12-20 | 0 | 0
|  |  |  | 1994-12-21 | 0 | 0
|  |  |  | 1994-12-22 | 0 | 0
|  |  |  | 1994-12-23 | 0.02 | 0.02
|  |  |  | 1994-12-24 | 0.09 | 0.09
|  |  |  | 1994-12-25 | 0 | 0
|  |  |  | 1994-12-26 | 0.01 | 0.01
|  |  |  | 1994-12-27 | 0.16 | 0.16
|  |  |  | 1994-12-28 | 0.05 | 0.05
|  |  |  | 1994-12-29 | 0 | 0
|  |  |  | 1994-12-30 | 0 | 0
|  |  |  | 1994-12-31 | 0.01 | 0.01
|  |  |  | 1995-01-01 | 0 | 0
|  |  |  | 1995-01-02 | 0.12 | 0.12
|  |  |  | 1995-01-03 | 0.01 | 0.01
|  |  |  | 1995-01-04 | 0.01 | 0.01
|  |  |  | 1995-01-05 | 0 | 0
|  |  |  | 1995-01-06 | 0 | 0
|  |  |  | 1995-01-07 | 0.01 | 0.01
|  |  |  | 1995-01-08 | 0 | 0
|  |  |  | 1995-01-09 | 0 | 0
|  |  |  | 1995-01-10 | 0 | 0
|  |  |  | 1995-01-11 | 0 | 0
|  |  |  | 1995-01-12 | 0 | 0
|  |  |  | 1995-01-13 | 0 | 0
|  |  |  | 1995-01-14 | 0 | 0
|  |  |  | 1995-01-15 | 0 | 0
|  |  |  | 1995-01-16 | 0 | 0
|  |  |  | 1995-01-17 | 0 | 0
|  |  |  | 1995-01-18 | 0.02 | 0.02
|  |  |  | 1995-01-19 | 0 | 0
|  |  |  | 1995-01-20 | 0 | 0
|  |  |  | 1995-01-21 | 0 | 0
|  |  |  | 1995-01-22 | 0 | 0
|  |  |  | 1995-01-23 | 0 | 0
|  |  |  | 1995-01-24 | 0 | 0
|  |  |  | 1995-01-25 | 0 | 0
|  |  |  | 1995-01-26 | 0 | 0
|  |  |  | 1995-01-27 | 0 | 0
|  |  |  | 1995-01-28 | 0 | 0
|  |  |  | 1995-01-29 | 0 | 0
|  |  |  | 1995-01-30 | 0 | 0
|  |  |  | 1995-01-31 | 0 | 0
|  |  |  | 1995-02-01 | 0 | 0
|  |  |  | 1995-02-02 | 0 | 0
|  |  |  | 1995-02-03 | 0 | 0
|  |  |  | 1995-02-04 | 0 | 0
|  |  |  | 1995-02-05 | 0 | 0
|  |  |  | 1995-02-06 | 0 | 0
|  |  |  | 1995-02-07 | 0 | 0
|  |  |  | 1995-02-08 | 0 | 0
|  |  |  | 1995-02-09 | 0 | 0
|  |  |  | 1995-02-10 | 0 | 0
|  |  |  | 1995-02-11 | 0.01 | 0.01
|  |  |  | 1995-02-12 | 0 | 0
|  |  |  | 1995-02-13 | 0 | 0
|  |  |  | 1995-02-14 | 0 | 0
|  |  |  | 1995-02-15 | 0 | 0
|  |  |  | 1995-02-16 | 0.04 | 0.04
|  |  |  | 1995-02-17 | 0.16 | 0.16
|  |  |  | 1995-02-18 | 0 | 0
|  |  |  | 1995-02-19 | 0 | 0
|  |  |  | 1995-02-20 | 0 | 0
|  |  |  | 1995-02-21 | 0 | 0
|  |  |  | 1995-02-22 | 0 | 0
|  |  |  | 1995-02-23 | 0 | 0
|  |  |  | 1995-02-24 | 0 | 0
|  |  |  | 1995-02-25 | 0 | 0
|  |  |  | 1995-02-26 | 0 | 0
|  |  |  | 1995-02-27 | 0 | 0
|  |  |  | 1995-02-28 | 0 | 0
|  |  |  | 1995-03-01 | 0.01 | 0.01
|  |  |  | 1995-03-02 | 0 | 0
|  |  |  | 1995-03-03 | 0 | 0
|  |  |  | 1995-03-04 | 0 | 0
|  |  |  | 1995-03-05 | 0 | 0
|  |  |  | 1995-03-06 | 0 | 0
|  |  |  | 1995-03-07 | 0.03 | 0.03
|  |  |  | 1995-03-08 | 0 | 0
|  |  |  | 1995-03-09 | 0 | 0
|  |  |  | 1995-03-10 | 0 | 0
|  |  |  | 1995-03-11 | 0 | 0
|  |  |  | 1995-03-12 | 0.16 | 0.16
|  |  |  | 1995-03-13 | 0 | 0
|  |  |  | 1995-03-14 | 0 | 0
|  |  |  | 1995-03-15 | 0 | 0
|  |  |  | 1995-03-16 | 0 | 0
|  |  |  | 1995-03-17 | 0 | 0
|  |  |  | 1995-03-18 | 0 | 0
|  |  |  | 1995-03-19 | 0 | 0
|  |  |  | 1995-03-20 | 0 | 0
|  |  |  | 1995-03-21 | 0 | 0
|  |  |  | 1995-03-22 | 0 | 0
|  |  |  | 1995-03-23 | 0 | 0
|  |  |  | 1995-03-24 | 0 | 0
|  |  |  | 1995-03-25 | 0 | 0
|  |  |  | 1995-03-26 | 0 | 0
|  |  |  | 1995-03-27 | 0 | 0
|  |  |  | 1995-03-28 | 0 | 0
|  |  |  | 1995-03-29 | 0 | 0
|  |  |  | 1995-03-30 | 0 | 0
|  |  |  | 1995-03-31 | 0 | 0
|  |  |  | 1995-04-01 | 0 | 0
|  |  |  | 1995-04-02 | 0.01 | 0.01
|  |  |  | 1995-04-03 | 0 | 0
|  |  |  | 1995-04-04 | 0.97 | 0.97
|  |  |  | 1995-04-05 | 0.33 | 0.33
|  |  |  | 1995-04-06 | 0 | 0
|  |  |  | 1995-04-07 | 0 | 0
|  |  |  | 1995-04-08 | 0 | 0
|  |  |  | 1995-04-09 | 0 | 0
|  |  |  | 1995-04-10 | 0 | 0
|  |  |  | 1995-04-11 | 0 | 0
|  |  |  | 1995-04-12 | 0 | 0
|  |  |  | 1995-04-13 | 0 | 0
|  |  |  | 1995-04-14 | 0 | 0
|  |  |  | 1995-04-15 | 0 | 0
|  |  |  | 1995-04-16 | 0 | 0
|  |  |  | 1995-04-17 | 0 | 0
|  |  |  | 1995-04-18 | 0 | 0
|  |  |  | 1995-04-19 | 0 | 0
|  |  |  | 1995-04-20 | 0 | 0
|  |  |  | 1995-04-21 | 0 | 0
|  |  |  | 1995-04-22 | 0 | 0
|  |  |  | 1995-04-23 | 0 | 0
|  |  |  | 1995-04-24 | 0 | 0
|  |  |  | 1995-04-25 | 0 | 0
|  |  |  | 1995-04-26 | 0 | 0
|  |  |  | 1995-04-27 | 0 | 0
|  |  |  | 1995-04-28 | 0 | 0
|  |  |  | 1995-04-29 | 0 | 0
|  |  |  | 1995-04-30 | 0 | 0
|  |  |  | 1995-05-01 | 0 | 0
|  |  |  | 1995-05-02 | 0 | 0
|  |  |  | 1995-05-03 | 0 | 0
|  |  |  | 1995-05-04 | 0 | 0
|  |  |  | 1995-05-05 | 0 | 0
|  |  |  | 1995-05-06 | 0 | 0
|  |  |  | 1995-05-07 | 0 | 0
|  |  |  | 1995-05-08 | 0 | 0
|  |  |  | 1995-05-09 | 0 | 0
|  |  |  | 1995-05-10 | 0 | 0
|  |  |  | 1995-05-11 | 0 | 0
|  |  |  | 1995-05-12 | 0 | 0
|  |  |  | 1995-05-13 | 0 | 0
|  |  |  | 1995-05-14 | 0 | 0
|  |  |  | 1995-05-15 | 0 | 0
|  |  |  | 1995-05-16 | 0 | 0
|  |  |  | 1995-05-17 | 0 | 0
|  |  |  | 1995-05-18 | 0 | 0
|  |  |  | 1995-05-19 | 0 | 0
|  |  |  | 1995-05-20 | 0 | 0
|  |  |  | 1995-05-21 | 0 | 0
|  |  |  | 1995-05-22 | 0 | 0
|  |  |  | 1995-05-23 | 0.02 | 0.02
|  |  |  | 1995-05-24 | 0 | 0
|  |  |  | 1995-05-25 | 0.61 | 0.61
|  |  |  | 1995-05-26 | 0.47 | 0.47
|  |  |  | 1995-05-27 | 0 | 0
|  |  |  | 1995-05-28 | 0 | 0
|  |  |  | 1995-05-29 | 0 | 0
|  |  |  | 1995-05-30 | 0 | 0
|  |  |  | 1995-05-31 | 0 | 0
|  |  |  | 1995-06-01 | 0 | 0
|  |  |  | 1995-06-02 | 0 | 0
|  |  |  | 1995-06-03 | 0 | 0
|  |  |  | 1995-06-04 | 0 | 0
|  |  |  | 1995-06-05 | 0 | 0
|  |  |  | 1995-06-06 | 0 | 0
|  |  |  | 1995-06-07 | 0 | 0
|  |  |  | 1995-06-08 | 0 | 0
|  |  |  | 1995-06-09 | 0 | 0
|  |  |  | 1995-06-10 | 0.65 | 0.65
|  |  |  | 1995-06-11 | 0 | 0
|  |  |  | 1995-06-12 | 0 | 0
|  |  |  | 1995-06-13 | 0 | 0
|  |  |  | 1995-06-14 | 0 | 0
|  |  |  | 1995-06-15 | 0 | 0
|  |  |  | 1995-06-16 | 0 | 0
|  |  |  | 1995-06-17 | 0 | 0
|  |  |  | 1995-06-18 | 0.28 | 0.28
|  |  |  | 1995-06-19 | 0 | 0
|  |  |  | 1995-06-20 | 0.97 | 0.97
|  |  |  | 1995-06-21 | 0.2 | 0.2
|  |  |  | 1995-06-22 | 0.03 | 0.03
|  |  |  | 1995-06-23 | 0.08 | 0.08
|  |  |  | 1995-06-24 | 0 | 0
|  |  |  | 1995-06-25 | 0.01 | 0.01
|  |  |  | 1995-06-26 | 0.75 | 0.75
|  |  |  | 1995-06-27 | 0.09 | 0.09
|  |  |  | 1995-06-28 | 0.01 | 0.01
|  |  |  | 1995-06-29 | 0 | 0
|  |  |  | 1995-06-30 | 0.18 | 0.18
|  |  |  | 1995-07-01 | 0.07 | 0.07
|  |  |  | 1995-07-02 | 0.1 | 0.1
|  |  |  | 1995-07-03 | 0.23 | 0.23
|  |  |  | 1995-07-04 | 0 | 0
|  |  |  | 1995-07-05 | 0 | 0
|  |  |  | 1995-07-06 | 0.11 | 0.11
|  |  |  | 1995-07-07 | 0 | 0
|  |  |  | 1995-07-08 | 0 | 0
|  |  |  | 1995-07-09 | 0 | 0
|  |  |  | 1995-07-10 | 0 | 0
|  |  |  | 1995-07-11 | 0 | 0
|  |  |  | 1995-07-12 | 0 | 0
|  |  |  | 1995-07-13 | 0 | 0
|  |  |  | 1995-07-14 | 0 | 0
|  |  |  | 1995-07-15 | 0.35 | 0.35
|  |  |  | 1995-07-16 | 0.01 | 0.01
|  |  |  | 1995-07-17 | 0 | 0
|  |  |  | 1995-07-18 | 0 | 0
|  |  |  | 1995-07-19 | 0 | 0
|  |  |  | 1995-07-20 | 0.05 | 0.05
|  |  |  | 1995-07-21 | 0.01 | 0.01
|  |  |  | 1995-07-22 | 0.02 | 0.02
|  |  |  | 1995-07-23 | 0 | 0
|  |  |  | 1995-07-24 | 0 | 0
|  |  |  | 1995-07-25 | 0 | 0
|  |  |  | 1995-07-26 | 0 | 0
|  |  |  | 1995-07-27 | 0 | 0
|  |  |  | 1995-07-28 | 0 | 0
|  |  |  | 1995-07-29 | 0 | 0
|  |  |  | 1995-07-30 | 0 | 0
|  |  |  | 1995-07-31 | 0 | 0
|  |  |  | 1995-08-01 | 0 | 0
|  |  |  | 1995-08-02 | 0 | 0
|  |  |  | 1995-08-03 | 0 | 0
|  |  |  | 1995-08-04 | 0 | 0
|  |  |  | 1995-08-05 | 0.61 | 0.61
|  |  |  | 1995-08-06 | 0 | 0
|  |  |  | 1995-08-07 | 0 | 0
|  |  |  | 1995-08-08 | 0 | 0
|  |  |  | 1995-08-09 | 0 | 0
|  |  |  | 1995-08-10 | 0 | 0
|  |  |  | 1995-08-11 | 0 | 0
|  |  |  | 1995-08-12 | 0 | 0
|  |  |  | 1995-08-13 | 0 | 0
|  |  |  | 1995-08-14 | 0.05 | 0.05
|  |  |  | 1995-08-15 | 1.38 | 1.38
|  |  |  | 1995-08-16 | 0.27 | 0.27
|  |  |  | 1995-08-17 | 0 | 0
|  |  |  | 1995-08-18 | 0 | 0
|  |  |  | 1995-08-19 | 0 | 0
|  |  |  | 1995-08-20 | 0 | 0
|  |  |  | 1995-08-21 | 0 | 0
|  |  |  | 1995-08-22 | 0 | 0
|  |  |  | 1995-08-23 | 0 | 0
|  |  |  | 1995-08-24 | 0 | 0
|  |  |  | 1995-08-25 | 0 | 0
|  |  |  | 1995-08-26 | 0 | 0
|  |  |  | 1995-08-27 | 0 | 0
|  |  |  | 1995-08-28 | 0 | 0
|  |  |  | 1995-08-29 | 0 | 0
|  |  |  | 1995-08-30 | 0 | 0
|  |  |  | 1995-08-31 | 0 | 0
|  |  |  | 1995-09-01 | 0 | 0
|  |  |  | 1995-09-02 | 0 | 0
|  |  |  | 1995-09-03 | 0 | 0
|  |  |  | 1995-09-04 | 0 | 0
|  |  |  | 1995-09-05 | 0 | 0
|  |  |  | 1995-09-06 | 0 | 0
|  |  |  | 1995-09-07 | 0 | 0
|  |  |  | 1995-09-08 | 0 | 0
|  |  |  | 1995-09-09 | 0.88 | 0.88
|  |  |  | 1995-09-10 | 0.28 | 0.28
|  |  |  | 1995-09-11 | 0.3 | 0.3
|  |  |  | 1995-09-12 | 0 | 0
|  |  |  | 1995-09-13 | 0.11 | 0.11
|  |  |  | 1995-09-14 | 0.49 | 0.49
|  |  |  | 1995-09-15 | 0.95 | 0.95
|  |  |  | 1995-09-16 | 0.02 | 0.02
|  |  |  | 1995-09-17 | 0.21 | 0.21
|  |  |  | 1995-09-18 | 0.12 | 0.12
|  |  |  | 1995-09-19 | 0.22 | 0.22
|  |  |  | 1995-09-20 | 0.01 | 0.01
|  |  |  | 1995-09-21 | 0.03 | 0.03
|  |  |  | 1995-09-22 | 0.02 | 0.02
|  |  |  | 1995-09-23 | 0 | 0
|  |  |  | 1995-09-24 | 0 | 0
|  |  |  | 1995-09-25 | 0 | 0
|  |  |  | 1995-09-26 | 0 | 0
|  |  |  | 1995-09-27 | 0 | 0
|  |  |  | 1995-09-28 | 0 | 0
|  |  |  | 1995-09-29 | 0 | 0
|  |  |  | 1995-09-30 | 0 | 0
|  |  |  | 1995-10-01 | 0.12 | 0.12
|  |  |  | 1995-10-02 | 0.54 | 0.54
|  |  |  | 1995-10-03 | 0.02 | 0.02
|  |  |  | 1995-10-04 | 0 | 0
|  |  |  | 1995-10-05 | 0 | 0
|  |  |  | 1995-10-06 | 0 | 0
|  |  |  | 1995-10-07 | 0 | 0
|  |  |  | 1995-10-08 | 0 | 0
|  |  |  | 1995-10-09 | 0 | 0
|  |  |  | 1995-10-10 | 0 | 0
|  |  |  | 1995-10-11 | 0 | 0
|  |  |  | 1995-10-12 | 0 | 0
|  |  |  | 1995-10-13 | 0 | 0
|  |  |  | 1995-10-14 | 0 | 0
|  |  |  | 1995-10-15 | 0 | 0
|  |  |  | 1995-10-16 | 0 | 0
|  |  |  | 1995-10-17 | 0 | 0
|  |  |  | 1995-10-18 | 0 | 0
|  |  |  | 1995-10-19 | 0 | 0
|  |  |  | 1995-10-20 | 0 | 0
|  |  |  | 1995-10-21 | 0 | 0
|  |  |  | 1995-10-22 | 0 | 0
|  |  |  | 1995-10-23 | 0 | 0
|  |  |  | 1995-10-24 | 0 | 0
|  |  |  | 1995-10-25 | 0 | 0
|  |  |  | 1995-10-26 | 0 | 0
|  |  |  | 1995-10-27 | 0 | 0
|  |  |  | 1995-10-28 | 0 | 0
|  |  |  | 1995-10-29 | 0 | 0
|  |  |  | 1995-10-30 | 0 | 0
|  |  |  | 1995-10-31 | 0.44 | 0.44
|  |  |  | 1995-11-01 | 0 | 0
|  |  |  | 1995-11-02 | 0 | 0
|  |  |  | 1995-11-03 | 0 | 0
|  |  |  | 1995-11-04 | 0 | 0
|  |  |  | 1995-11-05 | 0 | 0
|  |  |  | 1995-11-06 | 0.03 | 0.03
|  |  |  | 1995-11-07 | 0 | 0
|  |  |  | 1995-11-08 | 0 | 0
|  |  |  | 1995-11-09 | 0 | 0
|  |  |  | 1995-11-10 | 0 | 0
|  |  |  | 1995-11-11 | 0 | 0
|  |  |  | 1995-11-12 | 0 | 0
|  |  |  | 1995-11-13 | 0 | 0
|  |  |  | 1995-11-14 | 0 | 0
|  |  |  | 1995-11-15 | 0 | 0
|  |  |  | 1995-11-16 | 0.3 | 0.3
|  |  |  | 1995-11-17 | 0.24 | 0.24
|  |  |  | 1995-11-18 | 0 | 0
|  |  |  | 1995-11-19 | 0 | 0
|  |  |  | 1995-11-20 | 0 | 0
|  |  |  | 1995-11-21 | 0 | 0
|  |  |  | 1995-11-22 | 0 | 0
|  |  |  | 1995-11-23 | 0 | 0
|  |  |  | 1995-11-24 | 0 | 0
|  |  |  | 1995-11-25 | 0 | 0
|  |  |  | 1995-11-26 | 0 | 0
|  |  |  | 1995-11-27 | 0 | 0
|  |  |  | 1995-11-28 | 0 | 0
|  |  |  | 1995-11-29 | 0 | 0
|  |  |  | 1995-11-30 | 0 | 0
|  |  |  | 1995-12-01 | 0 | 0
|  |  |  | 1995-12-02 | 0 | 0
|  |  |  | 1995-12-03 | 0 | 0
|  |  |  | 1995-12-04 | 0 | 0
|  |  |  | 1995-12-05 | 0 | 0
|  |  |  | 1995-12-06 | 0 | 0
|  |  |  | 1995-12-07 | 0 | 0
|  |  |  | 1995-12-08 | 0.01 | 0.01
|  |  |  | 1995-12-09 | 0 | 0
|  |  |  | 1995-12-10 | 0 | 0
|  |  |  | 1995-12-11 | 0 | 0
|  |  |  | 1995-12-12 | 0 | 0
|  |  |  | 1995-12-13 | 0 | 0
|  |  |  | 1995-12-14 | 0 | 0
|  |  |  | 1995-12-15 | 0 | 0
|  |  |  | 1995-12-16 | 0 | 0
|  |  |  | 1995-12-17 | 0 | 0
|  |  |  | 1995-12-18 | 0.15 | 0.15
|  |  |  | 1995-12-19 | 0 | 0
|  |  |  | 1995-12-20 | 0 | 0
|  |  |  | 1995-12-21 | 0.04 | 0.04
|  |  |  | 1995-12-22 | 0.02 | 0.02
|  |  |  | 1995-12-23 | 0.01 | 0.01
|  |  |  | 1995-12-24 | 0 | 0
|  |  |  | 1995-12-25 | 0 | 0
|  |  |  | 1995-12-26 | 0 | 0
|  |  |  | 1995-12-27 | 0 | 0
|  |  |  | 1995-12-28 | 0 | 0
|  |  |  | 1995-12-29 | 0 | 0
|  |  |  | 1995-12-30 | 0 | 0
|  |  |  | 1995-12-31 | 0 | 0
|  |  |  | 1996-01-01 | 0.05 | 0.05
|  |  |  | 1996-01-02 | 0.14 | 0.14
|  |  |  | 1996-01-03 | 0 | 0
|  |  |  | 1996-01-04 | 0 | 0
|  |  |  | 1996-01-05 | 0 | 0
|  |  |  | 1996-01-06 | 0 | 0
|  |  |  | 1996-01-07 | 0 | 0
|  |  |  | 1996-01-08 | 0 | 0
|  |  |  | 1996-01-09 | 0 | 0
|  |  |  | 1996-01-10 | 0 | 0
|  |  |  | 1996-01-11 | 0 | 0
|  |  |  | 1996-01-12 | 0 | 0
|  |  |  | 1996-01-13 | 0 | 0
|  |  |  | 1996-01-14 | 0 | 0
|  |  |  | 1996-01-15 | 0 | 0
|  |  |  | 1996-01-16 | 0 | 0
|  |  |  | 1996-01-17 | 0 | 0
|  |  |  | 1996-01-18 | 0 | 0
|  |  |  | 1996-01-19 | 0 | 0
|  |  |  | 1996-01-20 | 0 | 0
|  |  |  | 1996-01-21 | 0 | 0
|  |  |  | 1996-01-22 | 0 | 0
|  |  |  | 1996-01-23 | 0 | 0
|  |  |  | 1996-01-24 | 0 | 0
|  |  |  | 1996-01-25 | 0 | 0
|  |  |  | 1996-01-26 | 0 | 0
|  |  |  | 1996-01-27 | 0 | 0
|  |  |  | 1996-01-28 | 0 | 0
|  |  |  | 1996-01-29 | 0 | 0
|  |  |  | 1996-01-30 | 0 | 0
|  |  |  | 1996-01-31 | 0 | 0
|  |  |  | 1996-02-01 | 0.07 | 0.07
|  |  |  | 1996-02-02 | 0.05 | 0.05
|  |  |  | 1996-02-03 | 0 | 0
|  |  |  | 1996-02-04 | 0 | 0
|  |  |  | 1996-02-05 | 0 | 0
|  |  |  | 1996-02-06 | 0 | 0
|  |  |  | 1996-02-07 | 0 | 0
|  |  |  | 1996-02-08 | 0 | 0
|  |  |  | 1996-02-09 | 0 | 0
|  |  |  | 1996-02-10 | 0 | 0
|  |  |  | 1996-02-11 | 0 | 0
|  |  |  | 1996-02-12 | 0 | 0
|  |  |  | 1996-02-13 | 0 | 0
|  |  |  | 1996-02-14 | 0 | 0
|  |  |  | 1996-02-15 | 0 | 0
|  |  |  | 1996-02-16 | 0 | 0
|  |  |  | 1996-02-17 | 0 | 0
|  |  |  | 1996-02-18 | 0 | 0
|  |  |  | 1996-02-19 | 0 | 0
|  |  |  | 1996-02-20 | 0 | 0
|  |  |  | 1996-02-21 | 0 | 0
|  |  |  | 1996-02-22 | 0 | 0
|  |  |  | 1996-02-23 | 0 | 0
|  |  |  | 1996-02-24 | 0 | 0
|  |  |  | 1996-02-25 | 0 | 0
|  |  |  | 1996-02-26 | 0 | 0
|  |  |  | 1996-02-27 | 0 | 0
|  |  |  | 1996-02-28 | 0 | 0
|  |  |  | 1996-02-29 | 0 | 0
|  |  |  | 1996-03-01 | 0 | 0
|  |  |  | 1996-03-02 | 0 | 0
|  |  |  | 1996-03-03 | 0 | 0
|  |  |  | 1996-03-04 | 0 | 0
|  |  |  | 1996-03-05 | 0 | 0
|  |  |  | 1996-03-06 | 0 | 0
|  |  |  | 1996-03-07 | 0 | 0
|  |  |  | 1996-03-08 | 0 | 0
|  |  |  | 1996-03-09 | 0 | 0
|  |  |  | 1996-03-10 | 0 | 0
|  |  |  | 1996-03-11 | 0 | 0
|  |  |  | 1996-03-12 | 0 | 0
|  |  |  | 1996-03-13 | 0 | 0
|  |  |  | 1996-03-14 | 0 | 0
|  |  |  | 1996-03-15 | 0 | 0
|  |  |  | 1996-03-16 | 0 | 0
|  |  |  | 1996-03-17 | 0 | 0
|  |  |  | 1996-03-18 | 0 | 0
|  |  |  | 1996-03-19 | 0 | 0
|  |  |  | 1996-03-20 | 0 | 0
|  |  |  | 1996-03-21 | 0 | 0
|  |  |  | 1996-03-22 | 0 | 0
|  |  |  | 1996-03-23 | 0 | 0
|  |  |  | 1996-03-24 | 0 | 0
|  |  |  | 1996-03-25 | 0 | 0
|  |  |  | 1996-03-26 | 0 | 0
|  |  |  | 1996-03-27 | 0.1 | 0.1
|  |  |  | 1996-03-28 | 0 | 0
|  |  |  | 1996-03-29 | 0 | 0
|  |  |  | 1996-03-30 | 0 | 0
|  |  |  | 1996-03-31 | 0 | 0
|  |  |  | 1996-04-01 | 0 | 0
|  |  |  | 1996-04-02 | 0 | 0
|  |  |  | 1996-04-03 | 0.07 | 0.07
|  |  |  | 1996-04-04 | 0 | 0
|  |  |  | 1996-04-05 | 0.05 | 0.05
|  |  |  | 1996-04-06 | 0 | 0
|  |  |  | 1996-04-07 | 0 | 0
|  |  |  | 1996-04-08 | 0 | 0
|  |  |  | 1996-04-09 | 0 | 0
|  |  |  | 1996-04-10 | 0 | 0
|  |  |  | 1996-04-11 | 0 | 0
|  |  |  | 1996-04-12 | 0 | 0
|  |  |  | 1996-04-13 | 0 | 0
|  |  |  | 1996-04-14 | 0 | 0
|  |  |  | 1996-04-15 | 0 | 0
|  |  |  | 1996-04-16 | 0 | 0
|  |  |  | 1996-04-17 | 0 | 0
|  |  |  | 1996-04-18 | 0 | 0
|  |  |  | 1996-04-19 | 0 | 0
|  |  |  | 1996-04-20 | 0 | 0
|  |  |  | 1996-04-21 | 0 | 0
|  |  |  | 1996-04-22 | 0 | 0
|  |  |  | 1996-04-23 | 0 | 0
|  |  |  | 1996-04-24 | 0 | 0
|  |  |  | 1996-04-25 | 0 | 0
|  |  |  | 1996-04-26 | 0 | 0
|  |  |  | 1996-04-27 | 0 | 0
|  |  |  | 1996-04-28 | 0 | 0
|  |  |  | 1996-04-29 | 0 | 0
|  |  |  | 1996-04-30 | 0 | 0
|  |  |  | 1996-05-01 | 0 | 0
|  |  |  | 1996-05-02 | 0 | 0
|  |  |  | 1996-05-03 | 0 | 0
|  |  |  | 1996-05-04 | 0 | 0
|  |  |  | 1996-05-05 | 0 | 0
|  |  |  | 1996-05-06 | 0 | 0
|  |  |  | 1996-05-07 | 0 | 0
|  |  |  | 1996-05-08 | 0 | 0
|  |  |  | 1996-05-09 | 0 | 0
|  |  |  | 1996-05-10 | 0 | 0
|  |  |  | 1996-05-11 | 0 | 0
|  |  |  | 1996-05-12 | 0 | 0
|  |  |  | 1996-05-13 | 0 | 0
|  |  |  | 1996-05-14 | 0.02 | 0.02
|  |  |  | 1996-05-15 | 0 | 0
|  |  |  | 1996-05-16 | 0 | 0
|  |  |  | 1996-05-17 | 0 | 0
|  |  |  | 1996-05-18 | 0 | 0
|  |  |  | 1996-05-19 | 0 | 0
|  |  |  | 1996-05-20 | 0 | 0
|  |  |  | 1996-05-21 | 0 | 0
|  |  |  | 1996-05-22 | 0 | 0
|  |  |  | 1996-05-23 | 0 | 0
|  |  |  | 1996-05-24 | 0 | 0
|  |  |  | 1996-05-25 | 0 | 0
|  |  |  | 1996-05-26 | 0 | 0
|  |  |  | 1996-05-27 | 0 | 0
|  |  |  | 1996-05-28 | 0 | 0
|  |  |  | 1996-05-29 | 0 | 0
|  |  |  | 1996-05-30 | 0 | 0
|  |  |  | 1996-05-31 | 0 | 0
|  |  |  | 1996-06-01 | 0 | 0
|  |  |  | 1996-06-02 | 0 | 0
|  |  |  | 1996-06-03 | 0 | 0
|  |  |  | 1996-06-04 | 0.87 | 0.87
|  |  |  | 1996-06-05 | 0.03 | 0.03
|  |  |  | 1996-06-06 | 0 | 0
|  |  |  | 1996-06-07 | 0 | 0
|  |  |  | 1996-06-08 | 0 | 0
|  |  |  | 1996-06-09 | 0.15 | 0.15
|  |  |  | 1996-06-10 | 0.17 | 0.17
|  |  |  | 1996-06-11 | 0 | 0
|  |  |  | 1996-06-12 | 0.07 | 0.07
|  |  |  | 1996-06-13 | 0.1 | 0.1
|  |  |  | 1996-06-14 | 0.01 | 0.01
|  |  |  | 1996-06-15 | 0.57 | 0.57
|  |  |  | 1996-06-16 | 0.08 | 0.08
|  |  |  | 1996-06-17 | 0 | 0
|  |  |  | 1996-06-18 | 0 | 0
|  |  |  | 1996-06-19 | 0 | 0
|  |  |  | 1996-06-20 | 0 | 0
|  |  |  | 1996-06-21 |  | 0
|  |  |  | 1996-06-22 |  | 0
|  |  |  | 1996-06-23 | 0.26 | 0.26
|  |  |  | 1996-06-24 | 0.05 | 0.05
|  |  |  | 1996-06-25 | 0 | 0
|  |  |  | 1996-06-26 | 0 | 0
|  |  |  | 1996-06-27 | 0 | 0
|  |  |  | 1996-06-28 | 0 | 0
|  |  |  | 1996-06-29 | 0.01 | 0.01
|  |  |  | 1996-06-30 | 0 | 0
|  |  |  | 1996-07-01 | 0 | 0
|  |  |  | 1996-07-02 | 0 | 0
|  |  |  | 1996-07-03 | 0 | 0
|  |  |  | 1996-07-04 | 0.02 | 0.02
|  |  |  | 1996-07-05 | 0 | 0
|  |  |  | 1996-07-06 | 0 | 0
|  |  |  | 1996-07-07 | 0 | 0
|  |  |  | 1996-07-08 | 0 | 0
|  |  |  | 1996-07-09 | 0 | 0
|  |  |  | 1996-07-10 | 0 | 0
|  |  |  | 1996-07-11 | 0.64 | 0.64
|  |  |  | 1996-07-12 | 0.01 | 0.01
|  |  |  | 1996-07-13 | 0.01 | 0.01
|  |  |  | 1996-07-14 | 0.04 | 0.04
|  |  |  | 1996-07-15 | 0.38 | 0.38
|  |  |  | 1996-07-16 | 0.07 | 0.07
|  |  |  | 1996-07-17 | 0 | 0
|  |  |  | 1996-07-18 | 0.1 | 0.1
|  |  |  | 1996-07-19 | 0.05 | 0.05
|  |  |  | 1996-07-20 | 0 | 0
|  |  |  | 1996-07-21 | 0 | 0
|  |  |  | 1996-07-22 | 0 | 0
|  |  |  | 1996-07-23 | 0 | 0
|  |  |  | 1996-07-24 | 0.33 | 0.33
|  |  |  | 1996-07-25 | 0 | 0
|  |  |  | 1996-07-26 | 0 | 0
|  |  |  | 1996-07-27 | 0 | 0
|  |  |  | 1996-07-28 | 0 | 0
|  |  |  | 1996-07-29 | 0 | 0
|  |  |  | 1996-07-30 | 0 | 0
|  |  |  | 1996-07-31 | 0.04 | 0.04
|  |  |  | 1996-08-01 | 0 | 0
|  |  |  | 1996-08-02 | 0 | 0
|  |  |  | 1996-08-03 | 0 | 0
|  |  |  | 1996-08-04 | 0 | 0
|  |  |  | 1996-08-05 | 0.55 | 0.55
|  |  |  | 1996-08-06 | 1.08 | 1.08
|  |  |  | 1996-08-07 | 0 | 0
|  |  |  | 1996-08-08 | 0.69 | 0.69
|  |  |  | 1996-08-09 | 0.01 | 0.01
|  |  |  | 1996-08-10 | 0.03 | 0.03
|  |  |  | 1996-08-11 | 0 | 0
|  |  |  | 1996-08-12 | 0 | 0
|  |  |  | 1996-08-13 | 0 | 0
|  |  |  | 1996-08-14 | 0 | 0
|  |  |  | 1996-08-15 | 0 | 0
|  |  |  | 1996-08-16 | 0 | 0
|  |  |  | 1996-08-17 | 0.01 | 0.01
|  |  |  | 1996-08-18 | 0.05 | 0.05
|  |  |  | 1996-08-19 | 0 | 0
|  |  |  | 1996-08-20 | 0.2 | 0.2
|  |  |  | 1996-08-21 | 0 | 0
|  |  |  | 1996-08-22 | 0 | 0
|  |  |  | 1996-08-23 | 0.03 | 0.03
|  |  |  | 1996-08-24 | 0.06 | 0.06
|  |  |  | 1996-08-25 | 0.31 | 0.31
|  |  |  | 1996-08-26 | 0.74 | 0.74
|  |  |  | 1996-08-27 | 0.05 | 0.05
|  |  |  | 1996-08-28 | 0.38 | 0.38
|  |  |  | 1996-08-29 | 0.05 | 0.05
|  |  |  | 1996-08-30 | 0.5 | 0.5
|  |  |  | 1996-08-31 | 0.2 | 0.2
|  |  |  | 1996-09-01 | 0 | 0
|  |  |  | 1996-09-02 | 0.24 | 0.24
|  |  |  | 1996-09-03 | 0.15 | 0.15
|  |  |  | 1996-09-04 | 0.15 | 0.15
|  |  |  | 1996-09-05 | 0.09 | 0.09
|  |  |  | 1996-09-06 | 0 | 0
|  |  |  | 1996-09-07 | 0.23 | 0.23
|  |  |  | 1996-09-08 | 0 | 0
|  |  |  | 1996-09-09 | 0 | 0
|  |  |  | 1996-09-10 | 0 | 0
|  |  |  | 1996-09-11 | 1.37 | 1.37
|  |  |  | 1996-09-12 | 0.65 | 0.65
|  |  |  | 1996-09-13 | 0.62 | 0.62
|  |  |  | 1996-09-14 | 1.8 | 1.8
|  |  |  | 1996-09-15 | 0.01 | 0.01
|  |  |  | 1996-09-16 | 0 | 0
|  |  |  | 1996-09-17 | 0 | 0
|  |  |  | 1996-09-18 | 0 | 0
|  |  |  | 1996-09-19 | 0 | 0
|  |  |  | 1996-09-20 | 0 | 0
|  |  |  | 1996-09-21 | 0 | 0
|  |  |  | 1996-09-22 | 0 | 0
|  |  |  | 1996-09-23 | 0.52 | 0.52
|  |  |  | 1996-09-24 | 0.06 | 0.06
|  |  |  | 1996-09-25 | 0 | 0
|  |  |  | 1996-09-26 | 0.13 | 0.13
|  |  |  | 1996-09-27 | 0 | 0
|  |  |  | 1996-09-28 | 0 | 0
|  |  |  | 1996-09-29 | 0 | 0
|  |  |  | 1996-09-30 | 0 | 0
|  |  |  | 1996-10-01 | 0 | 0
|  |  |  | 1996-10-02 | 0 | 0
|  |  |  | 1996-10-03 | 0 | 0
|  |  |  | 1996-10-04 | 0.04 | 0.04
|  |  |  | 1996-10-05 | 0.02 | 0.02
|  |  |  | 1996-10-06 | 0 | 0
|  |  |  | 1996-10-07 | 0 | 0
|  |  |  | 1996-10-08 | 0 | 0
|  |  |  | 1996-10-09 | 0 | 0
|  |  |  | 1996-10-10 | 0 | 0
|  |  |  | 1996-10-11 | 0 | 0
|  |  |  | 1996-10-12 | 0 | 0
|  |  |  | 1996-10-13 | 0 | 0
|  |  |  | 1996-10-14 | 0 | 0
|  |  |  | 1996-10-15 | 0.01 | 0.01
|  |  |  | 1996-10-16 | 0.11 | 0.11
|  |  |  | 1996-10-17 | 0 | 0
|  |  |  | 1996-10-18 | 0 | 0
|  |  |  | 1996-10-19 | 0 | 0
|  |  |  | 1996-10-20 | 0 | 0
|  |  |  | 1996-10-21 | 0 | 0
|  |  |  | 1996-10-22 | 0 | 0
|  |  |  | 1996-10-23 | 0 | 0
|  |  |  | 1996-10-24 | 0 | 0
|  |  |  | 1996-10-25 | 0 | 0
|  |  |  | 1996-10-26 | 0 | 0
|  |  |  | 1996-10-27 | 0 | 0
|  |  |  | 1996-10-28 | 0 | 0
|  |  |  | 1996-10-29 | 0 | 0
|  |  |  | 1996-10-30 | 0 | 0
|  |  |  | 1996-10-31 | 0 | 0
|  |  |  | 1996-11-01 | 0 | 0
|  |  |  | 1996-11-02 | 0 | 0
|  |  |  | 1996-11-03 | 0 | 0
|  |  |  | 1996-11-04 | 0 | 0
|  |  |  | 1996-11-05 | 0 | 0
|  |  |  | 1996-11-06 | 0.02 | 0.02
|  |  |  | 1996-11-07 | 0 | 0
|  |  |  | 1996-11-08 | 0 | 0
|  |  |  | 1996-11-09 | 0 | 0
|  |  |  | 1996-11-10 | 0 | 0
|  |  |  | 1996-11-11 | 0 | 0
|  |  |  | 1996-11-12 | 0 | 0
|  |  |  | 1996-11-13 | 0 | 0
|  |  |  | 1996-11-14 | 0 | 0
|  |  |  | 1996-11-15 | 0 | 0
|  |  |  | 1996-11-16 | 0 | 0
|  |  |  | 1996-11-17 | 0 | 0
|  |  |  | 1996-11-18 | 0 | 0
|  |  |  | 1996-11-19 | 0 | 0
|  |  |  | 1996-11-20 | 0 | 0
|  |  |  | 1996-11-21 | 0 | 0
|  |  |  | 1996-11-22 | 0 | 0
|  |  |  | 1996-11-23 | 0 | 0
|  |  |  | 1996-11-24 | 0.29 | 0.29
|  |  |  | 1996-11-25 | 0 | 0
|  |  |  | 1996-11-26 | 0 | 0
|  |  |  | 1996-11-27 | 0 | 0
|  |  |  | 1996-11-28 | 0.31 | 0.31
|  |  |  | 1996-11-29 | 0.29 | 0.29
|  |  |  | 1996-11-30 | 0 | 0
|  |  |  | 1996-12-01 | 0 | 0
|  |  |  | 1996-12-02 | 0 | 0
|  |  |  | 1996-12-03 | 0 | 0
|  |  |  | 1996-12-04 | 0 | 0
|  |  |  | 1996-12-05 | 0 | 0
|  |  |  | 1996-12-06 | 0 | 0
|  |  |  | 1996-12-07 | 0 | 0
|  |  |  | 1996-12-08 | 0 | 0
|  |  |  | 1996-12-09 | 0 | 0
|  |  |  | 1996-12-10 | 0 | 0
|  |  |  | 1996-12-11 | 0 | 0
|  |  |  | 1996-12-12 | 0 | 0
|  |  |  | 1996-12-13 | 0 | 0
|  |  |  | 1996-12-14 | 0 | 0
|  |  |  | 1996-12-15 | 0 | 0
|  |  |  | 1996-12-16 | 0 | 0
|  |  |  | 1996-12-17 | 0.05 | 0.05
|  |  |  | 1996-12-18 | 0 | 0
|  |  |  | 1996-12-19 | 0 | 0
|  |  |  | 1996-12-20 | 0.02 | 0.02
|  |  |  | 1996-12-21 | 0 | 0
|  |  |  | 1996-12-22 | 0 | 0
|  |  |  | 1996-12-23 | 0 | 0
|  |  |  | 1996-12-24 | 0 | 0
|  |  |  | 1996-12-25 | 0 | 0
|  |  |  | 1996-12-26 | 0 | 0
|  |  |  | 1996-12-27 | 0 | 0
|  |  |  | 1996-12-28 | 0 | 0
|  |  |  | 1996-12-29 | 0 | 0
|  |  |  | 1996-12-30 | 0 | 0
|  |  |  | 1996-12-31 | 0 | 0
|  |  |  | 1997-01-01 | 0 | 0
|  |  |  | 1997-01-02 | 0 | 0
|  |  |  | 1997-01-03 | 0 | 0
|  |  |  | 1997-01-04 | 0 | 0
|  |  |  | 1997-01-05 | 0 | 0
|  |  |  | 1997-01-06 | 0 | 0
|  |  |  | 1997-01-07 | 0.1 | 0.1
|  |  |  | 1997-01-08 | 0.1 | 0.1
|  |  |  | 1997-01-09 | 0 | 0
|  |  |  | 1997-01-10 | 0 | 0
|  |  |  | 1997-01-11 | 0 | 0
|  |  |  | 1997-01-12 | 0 | 0
|  |  |  | 1997-01-13 | 0.01 | 0.01
|  |  |  | 1997-01-14 | 0 | 0
|  |  |  | 1997-01-15 | 0 | 0
|  |  |  | 1997-01-16 | 0 | 0
|  |  |  | 1997-01-17 | 0 | 0
|  |  |  | 1997-01-18 | 0 | 0
|  |  |  | 1997-01-19 | 0.09 | 0.09
|  |  |  | 1997-01-20 | 0.01 | 0.01
|  |  |  | 1997-01-21 | 0 | 0
|  |  |  | 1997-01-22 | 0 | 0
|  |  |  | 1997-01-23 | 0 | 0
|  |  |  | 1997-01-24 | 0 | 0
|  |  |  | 1997-01-25 | 0 | 0
|  |  |  | 1997-01-26 | 0 | 0
|  |  |  | 1997-01-27 | 0 | 0
|  |  |  | 1997-01-28 | 0 | 0
|  |  |  | 1997-01-29 | 0 | 0
|  |  |  | 1997-01-30 | 0 | 0
|  |  |  | 1997-01-31 | 0 | 0
|  |  |  | 1997-02-01 | 0 | 0
|  |  |  | 1997-02-02 | 0 | 0
|  |  |  | 1997-02-03 | 0 | 0
|  |  |  | 1997-02-04 | 0 | 0
|  |  |  | 1997-02-05 | 0 | 0
|  |  |  | 1997-02-06 | 0.09 | 0.09
|  |  |  | 1997-02-07 | 0.01 | 0.01
|  |  |  | 1997-02-08 | 0 | 0
|  |  |  | 1997-02-09 | 0 | 0
|  |  |  | 1997-02-10 | 0 | 0
|  |  |  | 1997-02-11 | 0 | 0
|  |  |  | 1997-02-12 | 0 | 0
|  |  |  | 1997-02-13 | 0 | 0
|  |  |  | 1997-02-14 | 0 | 0
|  |  |  | 1997-02-15 | 0 | 0
|  |  |  | 1997-02-16 | 0 | 0
|  |  |  | 1997-02-17 | 0 | 0
|  |  |  | 1997-02-18 | 0 | 0
|  |  |  | 1997-02-19 | 0 | 0
|  |  |  | 1997-02-20 | 0.7 | 0.7
|  |  |  | 1997-02-21 | 0 | 0
|  |  |  | 1997-02-22 | 0 | 0
|  |  |  | 1997-02-23 | 0 | 0
|  |  |  | 1997-02-24 | 0 | 0
|  |  |  | 1997-02-25 | 0 | 0
|  |  |  | 1997-02-26 | 0 | 0
|  |  |  | 1997-02-27 | 0 | 0
|  |  |  | 1997-02-28 | 0 | 0
|  |  |  | 1997-03-01 | 0.05 | 0.05
|  |  |  | 1997-03-02 | 0 | 0
|  |  |  | 1997-03-03 | 0 | 0
|  |  |  | 1997-03-04 | 0 | 0
|  |  |  | 1997-03-05 | 0 | 0
|  |  |  | 1997-03-06 | 0 | 0
|  |  |  | 1997-03-07 | 0 | 0
|  |  |  | 1997-03-08 | 0 | 0
|  |  |  | 1997-03-09 | 0 | 0
|  |  |  | 1997-03-10 | 0 | 0
|  |  |  | 1997-03-11 | 0 | 0
|  |  |  | 1997-03-12 | 0 | 0
|  |  |  | 1997-03-13 | 0 | 0
|  |  |  | 1997-03-14 | 0 | 0
|  |  |  | 1997-03-15 | 0 | 0
|  |  |  | 1997-03-16 | 0 | 0
|  |  |  | 1997-03-17 | 0 | 0
|  |  |  | 1997-03-18 | 0 | 0
|  |  |  | 1997-03-19 | 0 | 0
|  |  |  | 1997-03-20 | 0 | 0
|  |  |  | 1997-03-21 | 0 | 0
|  |  |  | 1997-03-22 | 0 | 0
|  |  |  | 1997-03-23 | 0 | 0
|  |  |  | 1997-03-24 | 0 | 0
|  |  |  | 1997-03-25 | 0 | 0
|  |  |  | 1997-03-26 | 0 | 0
|  |  |  | 1997-03-27 | 0 | 0
|  |  |  | 1997-03-28 | 0 | 0
|  |  |  | 1997-03-29 | 0 | 0
|  |  |  | 1997-03-30 | 0 | 0
|  |  |  | 1997-03-31 | 0.01 | 0.01
|  |  |  | 1997-04-01 | 0.07 | 0.07
|  |  |  | 1997-04-02 | 0 | 0
|  |  |  | 1997-04-03 | 0.11 | 0.11
|  |  |  | 1997-04-04 | 0.12 | 0.12
|  |  |  | 1997-04-05 | 0 | 0
|  |  |  | 1997-04-06 | 0 | 0
|  |  |  | 1997-04-07 | 0 | 0
|  |  |  | 1997-04-08 | 0 | 0
|  |  |  | 1997-04-09 | 0 | 0
|  |  |  | 1997-04-10 | 0.05 | 0.05
|  |  |  | 1997-04-11 | 0 | 0
|  |  |  | 1997-04-12 | 0 | 0
|  |  |  | 1997-04-13 | 0 | 0
|  |  |  | 1997-04-14 | 0 | 0
|  |  |  | 1997-04-15 | 0 | 0
|  |  |  | 1997-04-16 | 0 | 0
|  |  |  | 1997-04-17 | 0.25 | 0.25
|  |  |  | 1997-04-18 | 0.85 | 0.85
|  |  |  | 1997-04-19 | 0 | 0
|  |  |  | 1997-04-20 | 0 | 0
|  |  |  | 1997-04-21 | 0 | 0
|  |  |  | 1997-04-22 | 0 | 0
|  |  |  | 1997-04-23 | 0 | 0
|  |  |  | 1997-04-24 | 0 | 0
|  |  |  | 1997-04-25 | 0.05 | 0.05
|  |  |  | 1997-04-26 | 0.21 | 0.21
|  |  |  | 1997-04-27 | 0.04 | 0.04
|  |  |  | 1997-04-28 | 0 | 0
|  |  |  | 1997-04-29 | 0 | 0
|  |  |  | 1997-04-30 | 0 | 0
|  |  |  | 1997-05-01 | 0 | 0
|  |  |  | 1997-05-02 | 0 | 0
|  |  |  | 1997-05-03 | 0 | 0
|  |  |  | 1997-05-04 | 0 | 0
|  |  |  | 1997-05-05 | 0 | 0
|  |  |  | 1997-05-06 | 0 | 0
|  |  |  | 1997-05-07 | 0 | 0
|  |  |  | 1997-05-08 | 0.02 | 0.02
|  |  |  | 1997-05-09 | 0.02 | 0.02
|  |  |  | 1997-05-10 | 0 | 0
|  |  |  | 1997-05-11 | 0.01 | 0.01
|  |  |  | 1997-05-12 | 0.66 | 0.66
|  |  |  | 1997-05-13 | 0.03 | 0.03
|  |  |  | 1997-05-14 | 0 | 0
|  |  |  | 1997-05-15 | 0 | 0
|  |  |  | 1997-05-16 | 0 | 0
|  |  |  | 1997-05-17 | 0.02 | 0.02
|  |  |  | 1997-05-18 | 0 | 0
|  |  |  | 1997-05-19 | 0 | 0
|  |  |  | 1997-05-20 | 0.04 | 0.04
|  |  |  | 1997-05-21 | 0.9 | 0.9
|  |  |  | 1997-05-22 | 0.86 | 0.86
|  |  |  | 1997-05-23 | 0.08 | 0.08
|  |  |  | 1997-05-24 | 0 | 0
|  |  |  | 1997-05-25 | 0 | 0
|  |  |  | 1997-05-26 | 0 | 0
|  |  |  | 1997-05-27 | 0 | 0
|  |  |  | 1997-05-28 | 0.05 | 0.05
|  |  |  | 1997-05-29 | 0.06 | 0.06
|  |  |  | 1997-05-30 | 0.03 | 0.03
|  |  |  | 1997-05-31 | 0 | 0
|  |  |  | 1997-06-01 | 0.2 | 0.2
|  |  |  | 1997-06-02 | 0 | 0
|  |  |  | 1997-06-03 | 0 | 0
|  |  |  | 1997-06-04 | 0 | 0
|  |  |  | 1997-06-05 | 0 | 0
|  |  |  | 1997-06-06 | 0.1 | 0.1
|  |  |  | 1997-06-07 | 0 | 0
|  |  |  | 1997-06-08 | 0 | 0
|  |  |  | 1997-06-09 | 0 | 0
|  |  |  | 1997-06-10 | 0 | 0
|  |  |  | 1997-06-11 | 0.08 | 0.08
|  |  |  | 1997-06-12 | 0 | 0
|  |  |  | 1997-06-13 | 0 | 0
|  |  |  | 1997-06-14 | 0 | 0
|  |  |  | 1997-06-15 | 0.23 | 0.23
|  |  |  | 1997-06-16 | 0.74 | 0.74
|  |  |  | 1997-06-17 | 0 | 0
|  |  |  | 1997-06-18 | 0 | 0
|  |  |  | 1997-06-19 | 0 | 0
|  |  |  | 1997-06-20 | 0 | 0
|  |  |  | 1997-06-21 | 0 | 0
|  |  |  | 1997-06-22 | 0 | 0
|  |  |  | 1997-06-23 | 0 | 0
|  |  |  | 1997-06-24 | 0 | 0
|  |  |  | 1997-06-25 | 0 | 0
|  |  |  | 1997-06-26 | 0 | 0
|  |  |  | 1997-06-27 | 0.15 | 0.15
|  |  |  | 1997-06-28 | 0.04 | 0.04
|  |  |  | 1997-06-29 | 0 | 0
|  |  |  | 1997-06-30 | 0 | 0
|  |  |  | 1997-07-01 | 0 | 0
|  |  |  | 1997-07-02 | 0 | 0
|  |  |  | 1997-07-03 | 0 | 0
|  |  |  | 1997-07-04 | 0 | 0
|  |  |  | 1997-07-05 | 0 | 0
|  |  |  | 1997-07-06 | 0.07 | 0.07
|  |  |  | 1997-07-07 | 0.01 | 0.01
|  |  |  | 1997-07-08 | 0.02 | 0.02
|  |  |  | 1997-07-09 | 0 | 0
|  |  |  | 1997-07-10 | 0.07 | 0.07
|  |  |  | 1997-07-11 | 0.53 | 0.53
|  |  |  | 1997-07-12 | 0 | 0
|  |  |  | 1997-07-13 | 0 | 0
|  |  |  | 1997-07-14 | 0 | 0
|  |  |  | 1997-07-15 | 0 | 0
|  |  |  | 1997-07-16 | 0 | 0
|  |  |  | 1997-07-17 | 0 | 0
|  |  |  | 1997-07-18 | 0 | 0
|  |  |  | 1997-07-19 | 0 | 0
|  |  |  | 1997-07-20 | 0 | 0
|  |  |  | 1997-07-21 | 1.5 | 1.5
|  |  |  | 1997-07-22 | 0.1 | 0.1
|  |  |  | 1997-07-23 | 0.86 | 0.86
|  |  |  | 1997-07-24 | 0.33 | 0.33
|  |  |  | 1997-07-25 | 0 | 0
|  |  |  | 1997-07-26 | 0 | 0
|  |  |  | 1997-07-27 | 0 | 0
|  |  |  | 1997-07-28 | 0.01 | 0.01
|  |  |  | 1997-07-29 | 0 | 0
|  |  |  | 1997-07-30 | 0 | 0
|  |  |  | 1997-07-31 | 0 | 0
|  |  |  | 1997-08-01 | 0 | 0
|  |  |  | 1997-08-02 | 0 | 0
|  |  |  | 1997-08-03 | 0 | 0
|  |  |  | 1997-08-04 | 0 | 0
|  |  |  | 1997-08-05 | 0.44 | 0.44
|  |  |  | 1997-08-06 | 0.75 | 0.75
|  |  |  | 1997-08-07 | 0.05 | 0.05
|  |  |  | 1997-08-08 | 0 | 0
|  |  |  | 1997-08-09 | 0 | 0
|  |  |  | 1997-08-10 | 0.25 | 0.25
|  |  |  | 1997-08-11 | 0.05 | 0.05
|  |  |  | 1997-08-12 | 0.37 | 0.37
|  |  |  | 1997-08-13 | 0 | 0
|  |  |  | 1997-08-14 | 0.01 | 0.01
|  |  |  | 1997-08-15 | 0.22 | 0.22
|  |  |  | 1997-08-16 | 0 | 0
|  |  |  | 1997-08-17 | 0.75 | 0.75
|  |  |  | 1997-08-18 | 0.01 | 0.01
|  |  |  | 1997-08-19 | 0.11 | 0.11
|  |  |  | 1997-08-20 | 0.38 | 0.38
|  |  |  | 1997-08-21 | 0 | 0
|  |  |  | 1997-08-22 | 0 | 0
|  |  |  | 1997-08-23 | 0 | 0
|  |  |  | 1997-08-24 | 1.11 | 1.11
|  |  |  | 1997-08-25 | 0 | 0
|  |  |  | 1997-08-26 | 0 | 0
|  |  |  | 1997-08-27 | 0 | 0
|  |  |  | 1997-08-28 | 0 | 0
|  |  |  | 1997-08-29 | 0 | 0
|  |  |  | 1997-08-30 | 0 | 0
|  |  |  | 1997-08-31 | 0 | 0
|  |  |  | 1997-09-01 | 0 | 0
|  |  |  | 1997-09-02 | 0 | 0
|  |  |  | 1997-09-03 | 0 | 0
|  |  |  | 1997-09-04 | 0 | 0
|  |  |  | 1997-09-05 | 0 | 0
|  |  |  | 1997-09-06 | 0.02 | 0.02
|  |  |  | 1997-09-07 | 0 | 0
|  |  |  | 1997-09-08 | 0 | 0
|  |  |  | 1997-09-09 | 0 | 0
|  |  |  | 1997-09-10 | 0 | 0
|  |  |  | 1997-09-11 | 0 | 0
|  |  |  | 1997-09-12 | 0.35 | 0.35
|  |  |  | 1997-09-13 | 0.15 | 0.15
|  |  |  | 1997-09-14 | 0 | 0
|  |  |  | 1997-09-15 | 0 | 0
|  |  |  | 1997-09-16 | 0.09 | 0.09
|  |  |  | 1997-09-17 | 0.05 | 0.05
|  |  |  | 1997-09-18 | 0 | 0
|  |  |  | 1997-09-19 | 0 | 0
|  |  |  | 1997-09-20 | 0.06 | 0.06
|  |  |  | 1997-09-21 | 0.01 | 0.01
|  |  |  | 1997-09-22 | 0 | 0
|  |  |  | 1997-09-23 | 0 | 0
|  |  |  | 1997-09-24 | 0 | 0
|  |  |  | 1997-09-25 | 0 | 0
|  |  |  | 1997-09-26 | 0 | 0
|  |  |  | 1997-09-27 | 0 | 0
|  |  |  | 1997-09-28 | 0 | 0
|  |  |  | 1997-09-29 | 0 | 0
|  |  |  | 1997-09-30 | 0 | 0
|  |  |  | 1997-10-01 | 0 | 0
|  |  |  | 1997-10-02 | 0 | 0
|  |  |  | 1997-10-03 | 0 | 0
|  |  |  | 1997-10-04 | 0 | 0
|  |  |  | 1997-10-05 | 0.06 | 0.06
|  |  |  | 1997-10-06 | 0.07 | 0.07
|  |  |  | 1997-10-07 | 0.18 | 0.18
|  |  |  | 1997-10-08 | 0 | 0
|  |  |  | 1997-10-09 | 0 | 0
|  |  |  | 1997-10-10 | 0.01 | 0.01
|  |  |  | 1997-10-11 | 0.01 | 0.01
|  |  |  | 1997-10-12 | 0 | 0
|  |  |  | 1997-10-13 | 0 | 0
|  |  |  | 1997-10-14 | 0 | 0
|  |  |  | 1997-10-15 | 0 | 0
|  |  |  | 1997-10-16 | 0 | 0
|  |  |  | 1997-10-17 | 0 | 0
|  |  |  | 1997-10-18 | 0 | 0
|  |  |  | 1997-10-19 | 0 | 0
|  |  |  | 1997-10-20 | 0 | 0
|  |  |  | 1997-10-21 | 0 | 0
|  |  |  | 1997-10-22 | 0.01 | 0.01
|  |  |  | 1997-10-23 | 0 | 0
|  |  |  | 1997-10-24 | 0 | 0
|  |  |  | 1997-10-25 | 0 | 0
|  |  |  | 1997-10-26 | 0 | 0
|  |  |  | 1997-10-27 | 0 | 0
|  |  |  | 1997-10-28 | 0 | 0
|  |  |  | 1997-10-29 | 0 | 0
|  |  |  | 1997-10-30 | 0 | 0
|  |  |  | 1997-10-31 | 0 | 0
|  |  |  | 1997-11-01 | 0 | 0
|  |  |  | 1997-11-02 | 0 | 0
|  |  |  | 1997-11-03 | 0 | 0
|  |  |  | 1997-11-04 | 0 | 0
|  |  |  | 1997-11-05 | 0 | 0
|  |  |  | 1997-11-06 | 0 | 0
|  |  |  | 1997-11-07 | 0 | 0
|  |  |  | 1997-11-08 | 0 | 0
|  |  |  | 1997-11-09 | 0 | 0
|  |  |  | 1997-11-10 | 0 | 0
|  |  |  | 1997-11-11 | 0 | 0
|  |  |  | 1997-11-12 | 0.66 | 0.66
|  |  |  | 1997-11-13 | 0.01 | 0.01
|  |  |  | 1997-11-14 | 0 | 0
|  |  |  | 1997-11-15 | 0.02 | 0.02
|  |  |  | 1997-11-16 | 0 | 0
|  |  |  | 1997-11-17 | 0.01 | 0.01
|  |  |  | 1997-11-18 | 0 | 0
|  |  |  | 1997-11-19 | 0 | 0
|  |  |  | 1997-11-20 | 0 | 0
|  |  |  | 1997-11-21 | 0 | 0
|  |  |  | 1997-11-22 | 0 | 0
|  |  |  | 1997-11-23 | 0 | 0
|  |  |  | 1997-11-24 | 0 | 0
|  |  |  | 1997-11-25 | 0 | 0
|  |  |  | 1997-11-26 | 0 | 0
|  |  |  | 1997-11-27 | 0 | 0
|  |  |  | 1997-11-28 | 0 | 0
|  |  |  | 1997-11-29 | 0 | 0
|  |  |  | 1997-11-30 | 0 | 0
|  |  |  | 1997-12-01 | 0 | 0
|  |  |  | 1997-12-02 | 0.05 | 0.05
|  |  |  | 1997-12-03 | 0 | 0
|  |  |  | 1997-12-04 | 0 | 0
|  |  |  | 1997-12-05 | 0 | 0
|  |  |  | 1997-12-06 | 0 | 0
|  |  |  | 1997-12-07 | 0.01 | 0.01
|  |  |  | 1997-12-08 | 0 | 0
|  |  |  | 1997-12-09 | 0 | 0
|  |  |  | 1997-12-10 | 0 | 0
|  |  |  | 1997-12-11 | 0.05 | 0.05
|  |  |  | 1997-12-12 | 0 | 0
|  |  |  | 1997-12-13 | 0 | 0
|  |  |  | 1997-12-14 | 0 | 0
|  |  |  | 1997-12-15 | 0 | 0
|  |  |  | 1997-12-16 | 0 | 0
|  |  |  | 1997-12-17 | 0 | 0
|  |  |  | 1997-12-18 | 0 | 0
|  |  |  | 1997-12-19 | 0 | 0
|  |  |  | 1997-12-20 | 0.57 | 0.57
|  |  |  | 1997-12-21 | 0 | 0
|  |  |  | 1997-12-22 | 0 | 0
|  |  |  | 1997-12-23 | 0.37 | 0.37
|  |  |  | 1997-12-24 | 0.02 | 0.02
|  |  |  | 1997-12-25 | 0 | 0
|  |  |  | 1997-12-26 | 0.09 | 0.09
|  |  |  | 1997-12-27 | 0 | 0
|  |  |  | 1997-12-28 | 0 | 0
|  |  |  | 1997-12-29 | 0 | 0
|  |  |  | 1997-12-30 | 0 | 0
|  |  |  | 1997-12-31 | 0 | 0
|  |  |  | 1998-01-01 | 0 | 0
|  |  |  | 1998-01-02 | 0 | 0
|  |  |  | 1998-01-03 | 0 | 0
|  |  |  | 1998-01-04 | 0 | 0
|  |  |  | 1998-01-05 | 0 | 0
|  |  |  | 1998-01-06 | 0 | 0
|  |  |  | 1998-01-07 | 0 | 0
|  |  |  | 1998-01-08 | 0 | 0
|  |  |  | 1998-01-09 | 0 | 0
|  |  |  | 1998-01-10 | 0 | 0
|  |  |  | 1998-01-11 | 0 | 0
|  |  |  | 1998-01-12 | 0 | 0
|  |  |  | 1998-01-13 | 0 | 0
|  |  |  | 1998-01-14 | 0 | 0
|  |  |  | 1998-01-15 | 0 | 0
|  |  |  | 1998-01-16 | 0 | 0
|  |  |  | 1998-01-17 | 0 | 0
|  |  |  | 1998-01-18 | 0 | 0
|  |  |  | 1998-01-19 | 0 | 0
|  |  |  | 1998-01-20 | 0 | 0
|  |  |  | 1998-01-21 | 0 | 0
|  |  |  | 1998-01-22 | 0.01 | 0.01
|  |  |  | 1998-01-23 | 0 | 0
|  |  |  | 1998-01-24 | 0 | 0
|  |  |  | 1998-01-25 | 0 | 0
|  |  |  | 1998-01-26 | 0 | 0
|  |  |  | 1998-01-27 | 0 | 0
|  |  |  | 1998-01-28 | 0 | 0
|  |  |  | 1998-01-29 | 0 | 0
|  |  |  | 1998-01-30 | 0 | 0
|  |  |  | 1998-01-31 | 0 | 0
|  |  |  | 1998-02-01 | 0 | 0
|  |  |  | 1998-02-02 | 0 | 0
|  |  |  | 1998-02-03 | 0 | 0
|  |  |  | 1998-02-04 | 0.05 | 0.05
|  |  |  | 1998-02-05 | 0 | 0
|  |  |  | 1998-02-06 | 0 | 0
|  |  |  | 1998-02-07 | 0 | 0
|  |  |  | 1998-02-08 | 0 | 0
|  |  |  | 1998-02-09 | 0 | 0
|  |  |  | 1998-02-10 | 0 | 0
|  |  |  | 1998-02-11 | 0 | 0
|  |  |  | 1998-02-12 | 0 | 0
|  |  |  | 1998-02-13 | 0 | 0
|  |  |  | 1998-02-14 | 0 | 0
|  |  |  | 1998-02-15 | 0 | 0
|  |  |  | 1998-02-16 | 0 | 0
|  |  |  | 1998-02-17 | 0 | 0
|  |  |  | 1998-02-18 | 0 | 0
|  |  |  | 1998-02-19 | 0 | 0
|  |  |  | 1998-02-20 | 0 | 0
|  |  |  | 1998-02-21 | 0 | 0
|  |  |  | 1998-02-22 | 0 | 0
|  |  |  | 1998-02-23 | 0 | 0
|  |  |  | 1998-02-24 | 0 | 0
|  |  |  | 1998-02-25 | 0 | 0
|  |  |  | 1998-02-26 | 0 | 0
|  |  |  | 1998-02-27 | 0 | 0
|  |  |  | 1998-02-28 | 0 | 0
|  |  |  | 1998-03-01 | 0 | 0
|  |  |  | 1998-03-02 | 0 | 0
|  |  |  | 1998-03-03 | 0 | 0
|  |  |  | 1998-03-04 | 0 | 0
|  |  |  | 1998-03-05 | 0 | 0
|  |  |  | 1998-03-06 | 0 | 0
|  |  |  | 1998-03-07 | 0.17 | 0.17
|  |  |  | 1998-03-08 | 0.01 | 0.01
|  |  |  | 1998-03-09 | 0 | 0
|  |  |  | 1998-03-10 | 0 | 0
|  |  |  | 1998-03-11 | 0 | 0
|  |  |  | 1998-03-12 | 0 | 0
|  |  |  | 1998-03-13 | 0 | 0
|  |  |  | 1998-03-14 | 0 | 0
|  |  |  | 1998-03-15 | 0 | 0
|  |  |  | 1998-03-16 | 0 | 0
|  |  |  | 1998-03-17 | 0 | 0
|  |  |  | 1998-03-18 | 0 | 0
|  |  |  | 1998-03-19 | 0 | 0
|  |  |  | 1998-03-20 | 0 | 0
|  |  |  | 1998-03-21 | 0 | 0
|  |  |  | 1998-03-22 | 0 | 0
|  |  |  | 1998-03-23 | 0 | 0
|  |  |  | 1998-03-24 | 0 | 0
|  |  |  | 1998-03-25 | 0 | 0
|  |  |  | 1998-03-26 | 0 | 0
|  |  |  | 1998-03-27 | 0 | 0
|  |  |  | 1998-03-28 | 0 | 0
|  |  |  | 1998-03-29 | 0 | 0
|  |  |  | 1998-03-30 | 0 | 0
|  |  |  | 1998-03-31 | 0 | 0
|  |  |  | 1998-04-01 | 0 | 0
|  |  |  | 1998-04-02 | 0 | 0
|  |  |  | 1998-04-03 | 0 | 0
|  |  |  | 1998-04-04 | 0 | 0
|  |  |  | 1998-04-05 | 0 | 0
|  |  |  | 1998-04-06 | 0 | 0
|  |  |  | 1998-04-07 | 0 | 0
|  |  |  | 1998-04-08 | 0 | 0
|  |  |  | 1998-04-09 | 0 | 0
|  |  |  | 1998-04-10 | 0 | 0
|  |  |  | 1998-04-11 | 0 | 0
|  |  |  | 1998-04-12 | 0 | 0
|  |  |  | 1998-04-13 | 0 | 0
|  |  |  | 1998-04-14 | 0 | 0
|  |  |  | 1998-04-15 | 0 | 0
|  |  |  | 1998-04-16 | 0 | 0
|  |  |  | 1998-04-17 | 0 | 0
|  |  |  | 1998-04-18 | 0 | 0
|  |  |  | 1998-04-19 | 0 | 0
|  |  |  | 1998-04-20 | 0 | 0
|  |  |  | 1998-04-21 | 0 | 0
|  |  |  | 1998-04-22 | 0 | 0
|  |  |  | 1998-04-23 | 0 | 0
|  |  |  | 1998-04-24 | 0 | 0
|  |  |  | 1998-04-25 | 0 | 0
|  |  |  | 1998-04-26 | 0 | 0
|  |  |  | 1998-04-27 | 0 | 0
|  |  |  | 1998-04-28 | 0 | 0
|  |  |  | 1998-04-29 | 0 | 0
|  |  |  | 1998-04-30 | 0 | 0
|  |  |  | 1998-05-01 | 0 | 0
|  |  |  | 1998-05-02 | 0 | 0
|  |  |  | 1998-05-03 | 0 | 0
|  |  |  | 1998-05-04 | 0 | 0
|  |  |  | 1998-05-05 | 0 | 0
|  |  |  | 1998-05-06 | 0 | 0
|  |  |  | 1998-05-07 | 0 | 0
|  |  |  | 1998-05-08 | 0 | 0
|  |  |  | 1998-05-09 | 0 | 0
|  |  |  | 1998-05-10 | 0 | 0
|  |  |  | 1998-05-11 | 0 | 0
|  |  |  | 1998-05-12 | 0 | 0
|  |  |  | 1998-05-13 | 0 | 0
|  |  |  | 1998-05-14 | 0 | 0
|  |  |  | 1998-05-15 | 0 | 0
|  |  |  | 1998-05-16 | 0 | 0
|  |  |  | 1998-05-17 | 0 | 0
|  |  |  | 1998-05-18 | 0 | 0
|  |  |  | 1998-05-19 | 0.09 | 0.09
|  |  |  | 1998-05-20 | 0.06 | 0.06
|  |  |  | 1998-05-21 | 0 | 0
|  |  |  | 1998-05-22 | 0 | 0
|  |  |  | 1998-05-23 | 0 | 0
|  |  |  | 1998-05-24 | 0 | 0
|  |  |  | 1998-05-25 | 0 | 0
|  |  |  | 1998-05-26 | 0.02 | 0.02
|  |  |  | 1998-05-27 | 0.01 | 0.01
|  |  |  | 1998-05-28 | 0 | 0
|  |  |  | 1998-05-29 | 0 | 0
|  |  |  | 1998-05-30 | 0 | 0
|  |  |  | 1998-05-31 | 0 | 0
|  |  |  | 1998-06-01 | 0 | 0
|  |  |  | 1998-06-02 | 0 | 0
|  |  |  | 1998-06-03 | 0 | 0
|  |  |  | 1998-06-04 | 0 | 0
|  |  |  | 1998-06-05 | 0 | 0
|  |  |  | 1998-06-06 | 0 | 0
|  |  |  | 1998-06-07 | 0 | 0
|  |  |  | 1998-06-08 | 0 | 0
|  |  |  | 1998-06-09 | 0 | 0
|  |  |  | 1998-06-10 | 0.04 | 0.04
|  |  |  | 1998-06-11 | 0 | 0
|  |  |  | 1998-06-12 | 0.02 | 0.02
|  |  |  | 1998-06-13 | 0.11 | 0.11
|  |  |  | 1998-06-14 | 0 | 0
|  |  |  | 1998-06-15 | 0 | 0
|  |  |  | 1998-06-16 | 0 | 0
|  |  |  | 1998-06-17 | 0 | 0
|  |  |  | 1998-06-18 | 0 | 0
|  |  |  | 1998-06-19 | 0 | 0
|  |  |  | 1998-06-20 | 0 | 0
|  |  |  | 1998-06-21 | 0 | 0
|  |  |  | 1998-06-22 | 0 | 0
|  |  |  | 1998-06-23 | 0 | 0
|  |  |  | 1998-06-24 | 0 | 0
|  |  |  | 1998-06-25 | 0 | 0
|  |  |  | 1998-06-26 | 0 | 0
|  |  |  | 1998-06-27 | 0 | 0
|  |  |  | 1998-06-28 | 0 | 0
|  |  |  | 1998-06-29 | 0 | 0
|  |  |  | 1998-06-30 | 0.16 | 0.16
|  |  |  | 1998-07-01 | 0.2 | 0.2
|  |  |  | 1998-07-02 | 0.04 | 0.04
|  |  |  | 1998-07-03 | 0 | 0
|  |  |  | 1998-07-04 | 0 | 0
|  |  |  | 1998-07-05 | 0.78 | 0.78
|  |  |  | 1998-07-06 | 0 | 0
|  |  |  | 1998-07-07 | 0 | 0
|  |  |  | 1998-07-08 | 0 | 0
|  |  |  | 1998-07-09 | 0 | 0
|  |  |  | 1998-07-10 | 0 | 0
|  |  |  | 1998-07-11 | 0.04 | 0.04
|  |  |  | 1998-07-12 | 0.06 | 0.06
|  |  |  | 1998-07-13 | 0.01 | 0.01
|  |  |  | 1998-07-14 | 0.01 | 0.01
|  |  |  | 1998-07-15 | 0.16 | 0.16
|  |  |  | 1998-07-16 | 0.02 | 0.02
|  |  |  | 1998-07-17 | 0.03 | 0.03
|  |  |  | 1998-07-18 | 0 | 0
|  |  |  | 1998-07-19 | 0 | 0
|  |  |  | 1998-07-20 | 0.01 | 0.01
|  |  |  | 1998-07-21 | 0 | 0
|  |  |  | 1998-07-22 | 0.13 | 0.13
|  |  |  | 1998-07-23 | 0.51 | 0.51
|  |  |  | 1998-07-24 | 0.84 | 0.84
|  |  |  | 1998-07-25 | 0.08 | 0.08
|  |  |  | 1998-07-26 | 0.31 | 0.31
|  |  |  | 1998-07-27 | 0 | 0
|  |  |  | 1998-07-28 | 0 | 0
|  |  |  | 1998-07-29 | 0.05 | 0.05
|  |  |  | 1998-07-30 | 0.18 | 0.18
|  |  |  | 1998-07-31 | 0 | 0
|  |  |  | 1998-08-01 | 0 | 0
|  |  |  | 1998-08-02 | 0 | 0
|  |  |  | 1998-08-03 | 0 | 0
|  |  |  | 1998-08-04 | 0 | 0
|  |  |  | 1998-08-05 | 0 | 0
|  |  |  | 1998-08-06 | 0.34 | 0.34
|  |  |  | 1998-08-07 | 0 | 0
|  |  |  | 1998-08-08 | 0 | 0
|  |  |  | 1998-08-09 | 0 | 0
|  |  |  | 1998-08-10 | 0 | 0
|  |  |  | 1998-08-11 | 0 | 0
|  |  |  | 1998-08-12 | 0 | 0
|  |  |  | 1998-08-13 | 0.01 | 0.01
|  |  |  | 1998-08-14 | 0.77 | 0.77
|  |  |  | 1998-08-15 | 0 | 0
|  |  |  | 1998-08-16 | 0 | 0
|  |  |  | 1998-08-17 | 0 | 0
|  |  |  | 1998-08-18 | 0.02 | 0.02
|  |  |  | 1998-08-19 | 0.96 | 0.96
|  |  |  | 1998-08-20 | 0.04 | 0.04
|  |  |  | 1998-08-21 | 0 | 0
|  |  |  | 1998-08-22 | 0 | 0
|  |  |  | 1998-08-23 | 0 | 0
|  |  |  | 1998-08-24 | 0 | 0
|  |  |  | 1998-08-25 | 0 | 0
|  |  |  | 1998-08-26 | 0 | 0
|  |  |  | 1998-08-27 | 0 | 0
|  |  |  | 1998-08-28 | 0 | 0
|  |  |  | 1998-08-29 | 0.16 | 0.16
|  |  |  | 1998-08-30 | 0 | 0
|  |  |  | 1998-08-31 | 0 | 0
|  |  |  | 1998-09-01 | 0 | 0
|  |  |  | 1998-09-02 | 0 | 0
|  |  |  | 1998-09-03 | 0 | 0
|  |  |  | 1998-09-04 | 0 | 0
|  |  |  | 1998-09-05 | 0 | 0
|  |  |  | 1998-09-06 | 0 | 0
|  |  |  | 1998-09-07 | 0 | 0
|  |  |  | 1998-09-08 | 0 | 0
|  |  |  | 1998-09-09 | 0 | 0
|  |  |  | 1998-09-10 | 0 | 0
|  |  |  | 1998-09-11 | 0 | 0
|  |  |  | 1998-09-12 | 0 | 0
|  |  |  | 1998-09-13 | 0 | 0
|  |  |  | 1998-09-14 | 0 | 0
|  |  |  | 1998-09-15 | 0.34 | 0.34
|  |  |  | 1998-09-16 | 0 | 0
|  |  |  | 1998-09-17 | 0 | 0
|  |  |  | 1998-09-18 | 0 | 0
|  |  |  | 1998-09-19 | 0 | 0
|  |  |  | 1998-09-20 | 0 | 0
|  |  |  | 1998-09-21 | 0.02 | 0.02
|  |  |  | 1998-09-22 | 0.05 | 0.05
|  |  |  | 1998-09-23 | 0 | 0
|  |  |  | 1998-09-24 | 0 | 0
|  |  |  | 1998-09-25 | 0 | 0
|  |  |  | 1998-09-26 | 0.01 | 0.01
|  |  |  | 1998-09-27 | 0.18 | 0.18
|  |  |  | 1998-09-28 | 0 | 0
|  |  |  | 1998-09-29 | 0 | 0
|  |  |  | 1998-09-30 | 0 | 0
|  |  |  | 1998-10-01 | 0 | 0
|  |  |  | 1998-10-02 | 0.02 | 0.02
|  |  |  | 1998-10-03 | 0 | 0
|  |  |  | 1998-10-04 | 0 | 0
|  |  |  | 1998-10-05 | 0 | 0
|  |  |  | 1998-10-06 | 0.01 | 0.01
|  |  |  | 1998-10-07 | 0 | 0
|  |  |  | 1998-10-08 | 0 | 0
|  |  |  | 1998-10-09 | 0 | 0
|  |  |  | 1998-10-10 | 0 | 0
|  |  |  | 1998-10-11 | 0 | 0
|  |  |  | 1998-10-12 | 0 | 0
|  |  |  | 1998-10-13 | 0 | 0
|  |  |  | 1998-10-14 | 0 | 0
|  |  |  | 1998-10-15 | 0 | 0
|  |  |  | 1998-10-16 | 0 | 0
|  |  |  | 1998-10-17 | 0 | 0
|  |  |  | 1998-10-18 | 0 | 0
|  |  |  | 1998-10-19 | 0 | 0
|  |  |  | 1998-10-20 | 0.45 | 0.45
|  |  |  | 1998-10-21 | 1.2 | 1.2
|  |  |  | 1998-10-22 | 0.08 | 0.08
|  |  |  | 1998-10-23 | 0 | 0
|  |  |  | 1998-10-24 | 0 | 0
|  |  |  | 1998-10-25 | 0 | 0
|  |  |  | 1998-10-26 | 0 | 0
|  |  |  | 1998-10-27 | 0 | 0
|  |  |  | 1998-10-28 | 0.06 | 0.06
|  |  |  | 1998-10-29 | 0 | 0
|  |  |  | 1998-10-30 | 0 | 0
|  |  |  | 1998-10-31 | 0.05 | 0.05
|  |  |  | 1998-11-01 | 0.08 | 0.08
|  |  |  | 1998-11-02 | 0 | 0
|  |  |  | 1998-11-03 | 0 | 0
|  |  |  | 1998-11-04 | 0 | 0
|  |  |  | 1998-11-05 | 0 | 0
|  |  |  | 1998-11-06 | 0 | 0
|  |  |  | 1998-11-07 | 0 | 0
|  |  |  | 1998-11-08 | 0 | 0
|  |  |  | 1998-11-09 | 0 | 0
|  |  |  | 1998-11-10 | 0 | 0
|  |  |  | 1998-11-11 | 0 | 0
|  |  |  | 1998-11-12 | 0 | 0
|  |  |  | 1998-11-13 | 0.11 | 0.11
|  |  |  | 1998-11-14 | 0 | 0
|  |  |  | 1998-11-15 | 0 | 0
|  |  |  | 1998-11-16 | 0 | 0
|  |  |  | 1998-11-17 | 0 | 0
|  |  |  | 1998-11-18 | 0 | 0
|  |  |  | 1998-11-19 | 0 | 0
|  |  |  | 1998-11-20 | 0 | 0
|  |  |  | 1998-11-21 | 0 | 0
|  |  |  | 1998-11-22 | 0 | 0
|  |  |  | 1998-11-23 | 0 | 0
|  |  |  | 1998-11-24 | 0 | 0
|  |  |  | 1998-11-25 | 0 | 0
|  |  |  | 1998-11-26 | 0 | 0
|  |  |  | 1998-11-27 | 0 | 0
|  |  |  | 1998-11-28 | 0 | 0
|  |  |  | 1998-11-29 | 0.01 | 0.01
|  |  |  | 1998-11-30 | 0 | 0
|  |  |  | 1998-12-01 | 0 | 0
|  |  |  | 1998-12-02 | 0 | 0
|  |  |  | 1998-12-03 | 0 | 0
|  |  |  | 1998-12-04 | 0 | 0
|  |  |  | 1998-12-05 | 0 | 0
|  |  |  | 1998-12-06 | 0 | 0
|  |  |  | 1998-12-07 | 0 | 0
|  |  |  | 1998-12-08 | 0 | 0
|  |  |  | 1998-12-09 | 0 | 0
|  |  |  | 1998-12-10 | 0 | 0
|  |  |  | 1998-12-11 | 0.07 | 0.07
|  |  |  | 1998-12-12 | 0 | 0
|  |  |  | 1998-12-13 | 0 | 0
|  |  |  | 1998-12-14 | 0 | 0
|  |  |  | 1998-12-15 | 0 | 0
|  |  |  | 1998-12-16 | 0 | 0
|  |  |  | 1998-12-17 | 0 | 0
|  |  |  | 1998-12-18 | 0 | 0
|  |  |  | 1998-12-19 | 0 | 0
|  |  |  | 1998-12-20 | 0 | 0
|  |  |  | 1998-12-21 | 0 | 0
|  |  |  | 1998-12-22 | 0 | 0
|  |  |  | 1998-12-23 | 0 | 0
|  |  |  | 1998-12-24 | 0 | 0
|  |  |  | 1998-12-25 | 0 | 0
|  |  |  | 1998-12-26 | 0 | 0
|  |  |  | 1998-12-27 | 0 | 0
|  |  |  | 1998-12-28 | 0 | 0
|  |  |  | 1998-12-29 | 0 | 0
|  |  |  | 1998-12-30 | 0 | 0
|  |  |  | 1998-12-31 | 0 | 0
|  |  |  | 1999-01-01 | 0 | 0
|  |  |  | 1999-01-02 | 0 | 0
|  |  |  | 1999-01-03 | 0 | 0
|  |  |  | 1999-01-04 | 0 | 0
|  |  |  | 1999-01-05 | 0 | 0
|  |  |  | 1999-01-06 | 0 | 0
|  |  |  | 1999-01-07 | 0 | 0
|  |  |  | 1999-01-08 | 0 | 0
|  |  |  | 1999-01-09 | 0 | 0
|  |  |  | 1999-01-10 | 0 | 0
|  |  |  | 1999-01-11 | 0 | 0
|  |  |  | 1999-01-12 | 0 | 0
|  |  |  | 1999-01-13 | 0 | 0
|  |  |  | 1999-01-14 | 0 | 0
|  |  |  | 1999-01-15 | 0 | 0
|  |  |  | 1999-01-16 | 0 | 0
|  |  |  | 1999-01-17 | 0 | 0
|  |  |  | 1999-01-18 | 0 | 0
|  |  |  | 1999-01-19 | 0 | 0
|  |  |  | 1999-01-20 | 0 | 0
|  |  |  | 1999-01-21 | 0 | 0
|  |  |  | 1999-01-22 | 0.02 | 0.02
|  |  |  | 1999-01-23 | 0 | 0
|  |  |  | 1999-01-24 | 0 | 0
|  |  |  | 1999-01-25 | 0 | 0
|  |  |  | 1999-01-26 | 0 | 0
|  |  |  | 1999-01-27 | 0 | 0
|  |  |  | 1999-01-28 | 0 | 0
|  |  |  | 1999-01-29 | 0 | 0
|  |  |  | 1999-01-30 | 0 | 0
|  |  |  | 1999-01-31 | 0 | 0
|  |  |  | 1999-02-01 | 0 | 0
|  |  |  | 1999-02-02 | 0 | 0
|  |  |  | 1999-02-03 | 0 | 0
|  |  |  | 1999-02-04 | 0 | 0
|  |  |  | 1999-02-05 | 0 | 0
|  |  |  | 1999-02-06 | 0 | 0
|  |  |  | 1999-02-07 | 0 | 0
|  |  |  | 1999-02-08 | 0 | 0
|  |  |  | 1999-02-09 | 0 | 0
|  |  |  | 1999-02-10 | 0 | 0
|  |  |  | 1999-02-11 | 0 | 0
|  |  |  | 1999-02-12 | 0 | 0
|  |  |  | 1999-02-13 | 0 | 0
|  |  |  | 1999-02-14 | 0 | 0
|  |  |  | 1999-02-15 | 0 | 0
|  |  |  | 1999-02-16 | 0 | 0
|  |  |  | 1999-02-17 | 0 | 0
|  |  |  | 1999-02-18 | 0 | 0
|  |  |  | 1999-02-19 | 0 | 0
|  |  |  | 1999-02-20 | 0 | 0
|  |  |  | 1999-02-21 | 0 | 0
|  |  |  | 1999-02-22 | 0 | 0
|  |  |  | 1999-02-23 | 0 | 0
|  |  |  | 1999-02-24 | 0 | 0
|  |  |  | 1999-02-25 | 0 | 0
|  |  |  | 1999-02-26 | 0 | 0
|  |  |  | 1999-02-27 | 0 | 0
|  |  |  | 1999-02-28 | 0 | 0
|  |  |  | 1999-03-01 | 0 | 0
|  |  |  | 1999-03-02 | 0 | 0
|  |  |  | 1999-03-03 | 0 | 0
|  |  |  | 1999-03-04 | 0 | 0
|  |  |  | 1999-03-05 | 0 | 0
|  |  |  | 1999-03-06 | 0 | 0
|  |  |  | 1999-03-07 | 0 | 0
|  |  |  | 1999-03-08 | 0 | 0
|  |  |  | 1999-03-09 | 0 | 0
|  |  |  | 1999-03-10 | 0 | 0
|  |  |  | 1999-03-11 | 0 | 0
|  |  |  | 1999-03-12 | 0 | 0
|  |  |  | 1999-03-13 | 0 | 0
|  |  |  | 1999-03-14 | 0 | 0
|  |  |  | 1999-03-15 | 0 | 0
|  |  |  | 1999-03-16 | 0 | 0
|  |  |  | 1999-03-17 | 0 | 0
|  |  |  | 1999-03-18 | 0 | 0
|  |  |  | 1999-03-19 | 0 | 0
|  |  |  | 1999-03-20 | 0 | 0
|  |  |  | 1999-03-21 | 0 | 0
|  |  |  | 1999-03-22 | 0 | 0
|  |  |  | 1999-03-23 | 0 | 0
|  |  |  | 1999-03-24 | 0 | 0
|  |  |  | 1999-03-25 | 0 | 0
|  |  |  | 1999-03-26 | 0.32 | 0.32
|  |  |  | 1999-03-27 | 0 | 0
|  |  |  | 1999-03-28 | 0 | 0
|  |  |  | 1999-03-29 | 0 | 0
|  |  |  | 1999-03-30 | 0 | 0
|  |  |  | 1999-03-31 | 0 | 0
|  |  |  | 1999-04-01 | 0 | 0
|  |  |  | 1999-04-02 | 0 | 0
|  |  |  | 1999-04-03 | 0 | 0
|  |  |  | 1999-04-04 | 0 | 0
|  |  |  | 1999-04-05 | 0 | 0
|  |  |  | 1999-04-06 | 0 | 0
|  |  |  | 1999-04-07 | 0 | 0
|  |  |  | 1999-04-08 | 0 | 0
|  |  |  | 1999-04-09 | 0 | 0
|  |  |  | 1999-04-10 | 0 | 0
|  |  |  | 1999-04-11 | 0 | 0
|  |  |  | 1999-04-12 | 0 | 0
|  |  |  | 1999-04-13 | 0 | 0
|  |  |  | 1999-04-14 | 0 | 0
|  |  |  | 1999-04-15 | 0 | 0
|  |  |  | 1999-04-16 | 0 | 0
|  |  |  | 1999-04-17 | 0 | 0
|  |  |  | 1999-04-18 | 0 | 0
|  |  |  | 1999-04-19 | 0 | 0
|  |  |  | 1999-04-20 | 0 | 0
|  |  |  | 1999-04-21 | 0 | 0
|  |  |  | 1999-04-22 | 0 | 0
|  |  |  | 1999-04-23 | 0 | 0
|  |  |  | 1999-04-24 | 0.01 | 0.01
|  |  |  | 1999-04-25 | 0 | 0
|  |  |  | 1999-04-26 | 0 | 0
|  |  |  | 1999-04-27 | 0 | 0
|  |  |  | 1999-04-28 | 0 | 0
|  |  |  | 1999-04-29 | 0 | 0
|  |  |  | 1999-04-30 | 0 | 0
|  |  |  | 1999-05-01 | 0 | 0
|  |  |  | 1999-05-02 | 0 | 0
|  |  |  | 1999-05-03 | 0 | 0
|  |  |  | 1999-05-04 | 0 | 0
|  |  |  | 1999-05-05 | 0 | 0
|  |  |  | 1999-05-06 | 0 | 0
|  |  |  | 1999-05-07 | 0 | 0
|  |  |  | 1999-05-08 | 0 | 0
|  |  |  | 1999-05-09 | 0 | 0
|  |  |  | 1999-05-10 | 0 | 0
|  |  |  | 1999-05-11 | 0 | 0
|  |  |  | 1999-05-12 | 0 | 0
|  |  |  | 1999-05-13 | 0 | 0
|  |  |  | 1999-05-14 | 0 | 0
|  |  |  | 1999-05-15 | 0 | 0
|  |  |  | 1999-05-16 | 0 | 0
|  |  |  | 1999-05-17 | 0 | 0
|  |  |  | 1999-05-18 | 0 | 0
|  |  |  | 1999-05-19 | 0 | 0
|  |  |  | 1999-05-20 | 0 | 0
|  |  |  | 1999-05-21 | 0.73 | 0.73
|  |  |  | 1999-05-22 | 0.63 | 0.63
|  |  |  | 1999-05-23 | 0.37 | 0.37
|  |  |  | 1999-05-24 | 0.02 | 0.02
|  |  |  | 1999-05-25 | 0.16 | 0.16
|  |  |  | 1999-05-26 | 0 | 0
|  |  |  | 1999-05-27 | 0.08 | 0.08
|  |  |  | 1999-05-28 | 0 | 0
|  |  |  | 1999-05-29 | 0.78 | 0.78
|  |  |  | 1999-05-30 | 0 | 0
|  |  |  | 1999-05-31 | 0 | 0
|  |  |  | 1999-06-01 | 0 | 0
|  |  |  | 1999-06-02 | 0 | 0
|  |  |  | 1999-06-03 | 0 | 0
|  |  |  | 1999-06-04 | 0 | 0
|  |  |  | 1999-06-05 | 0 | 0
|  |  |  | 1999-06-06 | 0.01 | 0.01
|  |  |  | 1999-06-07 | 0.05 | 0.05
|  |  |  | 1999-06-08 | 0.04 | 0.04
|  |  |  | 1999-06-09 | 0.42 | 0.42
|  |  |  | 1999-06-10 | 0 | 0
|  |  |  | 1999-06-11 | 0 | 0
|  |  |  | 1999-06-12 | 0 | 0
|  |  |  | 1999-06-13 | 0 | 0
|  |  |  | 1999-06-14 | 0.39 | 0.39
|  |  |  | 1999-06-15 | 0.01 | 0.01
|  |  |  | 1999-06-16 | 0 | 0
|  |  |  | 1999-06-17 | 0 | 0
|  |  |  | 1999-06-18 | 0.16 | 0.16
|  |  |  | 1999-06-19 | 0.24 | 0.24
|  |  |  | 1999-06-20 | 0.1 | 0.1
|  |  |  | 1999-06-21 | 0.2 | 0.2
|  |  |  | 1999-06-22 | 0.88 | 0.88
|  |  |  | 1999-06-23 | 0.4 | 0.4
|  |  |  | 1999-06-24 | 0 | 0
|  |  |  | 1999-06-25 | 0 | 0
|  |  |  | 1999-06-26 | 0 | 0
|  |  |  | 1999-06-27 | 0 | 0
|  |  |  | 1999-06-28 | 0 | 0
|  |  |  | 1999-06-29 | 0 | 0
|  |  |  | 1999-06-30 | 0.03 | 0.03
|  |  |  | 1999-07-01 | 0 | 0
|  |  |  | 1999-07-02 | 0 | 0
|  |  |  | 1999-07-03 | 0 | 0
|  |  |  | 1999-07-04 | 0 | 0
|  |  |  | 1999-07-05 | 0 | 0
|  |  |  | 1999-07-06 | 0 | 0
|  |  |  | 1999-07-07 | 0 | 0
|  |  |  | 1999-07-08 | 0 | 0
|  |  |  | 1999-07-09 | 0 | 0
|  |  |  | 1999-07-10 | 0 | 0
|  |  |  | 1999-07-11 | 1.19 | 1.19
|  |  |  | 1999-07-12 | 0.01 | 0.01
|  |  |  | 1999-07-13 | 0.18 | 0.18
|  |  |  | 1999-07-14 | 0.19 | 0.19
|  |  |  | 1999-07-15 | 0 | 0
|  |  |  | 1999-07-16 | 0 | 0
|  |  |  | 1999-07-17 | 0.63 | 0.63
|  |  |  | 1999-07-18 | 0.16 | 0.16
|  |  |  | 1999-07-19 | 0.97 | 0.97
|  |  |  | 1999-07-20 | 0.02 | 0.02
|  |  |  | 1999-07-21 | 0.15 | 0.15
|  |  |  | 1999-07-22 | 0.17 | 0.17
|  |  |  | 1999-07-23 | 0 | 0
|  |  |  | 1999-07-24 | 0 | 0
|  |  |  | 1999-07-25 | 0 | 0
|  |  |  | 1999-07-26 | 0 | 0
|  |  |  | 1999-07-27 | 0 | 0
|  |  |  | 1999-07-28 | 0.1 | 0.1
|  |  |  | 1999-07-29 | 0.3 | 0.3
|  |  |  | 1999-07-30 | 0 | 0
|  |  |  | 1999-07-31 | 0.18 | 0.18
|  |  |  | 1999-08-01 | 0 | 0
|  |  |  | 1999-08-02 | 1.22 | 1.22
|  |  |  | 1999-08-03 | 0.12 | 0.12
|  |  |  | 1999-08-04 | 0 | 0
|  |  |  | 1999-08-05 | 0 | 0
|  |  |  | 1999-08-06 | 0 | 0
|  |  |  | 1999-08-07 | 0 | 0
|  |  |  | 1999-08-08 | 0 | 0
|  |  |  | 1999-08-09 | 0 | 0
|  |  |  | 1999-08-10 | 0 | 0
|  |  |  | 1999-08-11 | 0.93 | 0.93
|  |  |  | 1999-08-12 | 0.04 | 0.04
|  |  |  | 1999-08-13 | 0 | 0
|  |  |  | 1999-08-14 | 0 | 0
|  |  |  | 1999-08-15 | 0 | 0
|  |  |  | 1999-08-16 | 0 | 0
|  |  |  | 1999-08-17 | 0 | 0
|  |  |  | 1999-08-18 | 0 | 0
|  |  |  | 1999-08-19 | 0 | 0
|  |  |  | 1999-08-20 | 0 | 0
|  |  |  | 1999-08-21 | 0 | 0
|  |  |  | 1999-08-22 | 0 | 0
|  |  |  | 1999-08-23 | 0 | 0
|  |  |  | 1999-08-24 | 0 | 0
|  |  |  | 1999-08-25 | 0.28 | 0.28
|  |  |  | 1999-08-26 | 0 | 0
|  |  |  | 1999-08-27 | 0 | 0
|  |  |  | 1999-08-28 | 0 | 0
|  |  |  | 1999-08-29 | 0 | 0
|  |  |  | 1999-08-30 | 0 | 0
|  |  |  | 1999-08-31 | 0 | 0
|  |  |  | 1999-09-01 | 0.02 | 0.02
|  |  |  | 1999-09-02 | 0 | 0
|  |  |  | 1999-09-03 | 0.07 | 0.07
|  |  |  | 1999-09-04 | 0.02 | 0.02
|  |  |  | 1999-09-05 | 0.01 | 0.01
|  |  |  | 1999-09-06 | 0 | 0
|  |  |  | 1999-09-07 | 0.08 | 0.08
|  |  |  | 1999-09-08 | 0 | 0
|  |  |  | 1999-09-09 | 0.02 | 0.02
|  |  |  | 1999-09-10 | 0 | 0
|  |  |  | 1999-09-11 | 0.12 | 0.12
|  |  |  | 1999-09-12 | 0.02 | 0.02
|  |  |  | 1999-09-13 | 0.04 | 0.04
|  |  |  | 1999-09-14 | 0 | 0
|  |  |  | 1999-09-15 | 0 | 0
|  |  |  | 1999-09-16 | 0.1 | 0.1
|  |  |  | 1999-09-17 | 0 | 0
|  |  |  | 1999-09-18 | 0 | 0
|  |  |  | 1999-09-19 | 0 | 0
|  |  |  | 1999-09-20 | 0 | 0
|  |  |  | 1999-09-21 | 0.02 | 0.02
|  |  |  | 1999-09-22 | 0.01 | 0.01
|  |  |  | 1999-09-23 | 0 | 0
|  |  |  | 1999-09-24 | 0 | 0
|  |  |  | 1999-09-25 | 0 | 0
|  |  |  | 1999-09-26 | 0 | 0
|  |  |  | 1999-09-27 | 0 | 0
|  |  |  | 1999-09-28 | 0 | 0
|  |  |  | 1999-09-29 | 0 | 0
|  |  |  | 1999-09-30 | 0 | 0
|  |  |  | 1999-10-01 | 0 | 0
|  |  |  | 1999-10-02 | 0 | 0
|  |  |  | 1999-10-03 | 0 | 0
|  |  |  | 1999-10-04 | 0 | 0
|  |  |  | 1999-10-05 | 0 | 0
|  |  |  | 1999-10-06 | 0 | 0
|  |  |  | 1999-10-07 | 0 | 0
|  |  |  | 1999-10-08 | 0 | 0
|  |  |  | 1999-10-09 | 0 | 0
|  |  |  | 1999-10-10 | 0 | 0
|  |  |  | 1999-10-11 | 0 | 0
|  |  |  | 1999-10-12 | 0 | 0
|  |  |  | 1999-10-13 | 0 | 0
|  |  |  | 1999-10-14 | 0 | 0
|  |  |  | 1999-10-15 | 0 | 0
|  |  |  | 1999-10-16 | 0 | 0
|  |  |  | 1999-10-17 | 0 | 0
|  |  |  | 1999-10-18 | 0.1 | 0.1
|  |  |  | 1999-10-19 | 0 | 0
|  |  |  | 1999-10-20 | 0 | 0
|  |  |  | 1999-10-21 | 0 | 0
|  |  |  | 1999-10-22 | 0 | 0
|  |  |  | 1999-10-23 | 0 | 0
|  |  |  | 1999-10-24 | 0 | 0
|  |  |  | 1999-10-25 | 0 | 0
|  |  |  | 1999-10-26 | 0 | 0
|  |  |  | 1999-10-27 | 0 | 0
|  |  |  | 1999-10-28 | 0 | 0
|  |  |  | 1999-10-29 | 0 | 0
|  |  |  | 1999-10-30 | 0 | 0
|  |  |  | 1999-10-31 | 0 | 0
|  |  |  | 1999-11-01 | 0 | 0
|  |  |  | 1999-11-02 | 0 | 0
|  |  |  | 1999-11-03 | 0 | 0
|  |  |  | 1999-11-04 | 0 | 0
|  |  |  | 1999-11-05 | 0 | 0
|  |  |  | 1999-11-06 | 0 | 0
|  |  |  | 1999-11-07 | 0 | 0
|  |  |  | 1999-11-08 | 0 | 0
|  |  |  | 1999-11-09 | 0 | 0
|  |  |  | 1999-11-10 | 0 | 0
|  |  |  | 1999-11-11 | 0 | 0
|  |  |  | 1999-11-12 | 0 | 0
|  |  |  | 1999-11-13 | 0 | 0
|  |  |  | 1999-11-14 | 0 | 0
|  |  |  | 1999-11-15 | 0 | 0
|  |  |  | 1999-11-16 | 0 | 0
|  |  |  | 1999-11-17 | 0 | 0
|  |  |  | 1999-11-18 | 0 | 0
|  |  |  | 1999-11-19 | 0 | 0
|  |  |  | 1999-11-20 | 0 | 0
|  |  |  | 1999-11-21 | 0 | 0
|  |  |  | 1999-11-22 | 0 | 0
|  |  |  | 1999-11-23 | 0 | 0
|  |  |  | 1999-11-24 | 0 | 0
|  |  |  | 1999-11-25 | 0 | 0
|  |  |  | 1999-11-26 | 0 | 0
|  |  |  | 1999-11-27 | 0 | 0
|  |  |  | 1999-11-28 | 0 | 0
|  |  |  | 1999-11-29 | 0 | 0
|  |  |  | 1999-11-30 | 0 | 0
|  |  |  | 1999-12-01 | 0 | 0
|  |  |  | 1999-12-02 | 0 | 0
|  |  |  | 1999-12-03 | 0 | 0
|  |  |  | 1999-12-04 | 0 | 0
|  |  |  | 1999-12-05 | 0 | 0
|  |  |  | 1999-12-06 | 0 | 0
|  |  |  | 1999-12-07 | 0 | 0
|  |  |  | 1999-12-08 | 0 | 0
|  |  |  | 1999-12-09 | 0 | 0
|  |  |  | 1999-12-10 | 0 | 0
|  |  |  | 1999-12-11 | 0 | 0
|  |  |  | 1999-12-12 | 0 | 0
|  |  |  | 1999-12-13 | 0 | 0
|  |  |  | 1999-12-14 | 0 | 0
|  |  |  | 1999-12-15 | 0 | 0
|  |  |  | 1999-12-16 | 0 | 0
|  |  |  | 1999-12-17 | 0 | 0
|  |  |  | 1999-12-18 | 0 | 0
|  |  |  | 1999-12-19 | 0 | 0
|  |  |  | 1999-12-20 | 0 | 0
|  |  |  | 1999-12-21 | 0 | 0
|  |  |  | 1999-12-22 | 0 | 0
|  |  |  | 1999-12-23 | 0 | 0
|  |  |  | 1999-12-24 | 0.15 | 0.15
|  |  |  | 1999-12-25 | 0.2 | 0.2
|  |  |  | 1999-12-26 | 0.02 | 0.02
|  |  |  | 1999-12-27 | 0 | 0
|  |  |  | 1999-12-28 | 0 | 0
|  |  |  | 1999-12-29 | 0 | 0
|  |  |  | 1999-12-30 | 0 | 0
|  |  |  | 1999-12-31 | 0 | 0
|  |  |  | 2000-01-01 | 0 | 0
|  |  |  | 2000-01-02 | 0 | 0
|  |  |  | 2000-01-03 | 0 | 0
|  |  |  | 2000-01-04 | 0 | 0
|  |  |  | 2000-01-05 | 0 | 0
|  |  |  | 2000-01-06 | 0 | 0
|  |  |  | 2000-01-07 | 0 | 0
|  |  |  | 2000-01-08 | 0 | 0
|  |  |  | 2000-01-09 | 0 | 0
|  |  |  | 2000-01-10 | 0 | 0
|  |  |  | 2000-01-11 | 0 | 0
|  |  |  | 2000-01-12 | 0 | 0
|  |  |  | 2000-01-13 | 0 | 0
|  |  |  | 2000-01-14 | 0 | 0
|  |  |  | 2000-01-15 | 0 | 0
|  |  |  | 2000-01-16 | 0 | 0
|  |  |  | 2000-01-17 | 0 | 0
|  |  |  | 2000-01-18 | 0 | 0
|  |  |  | 2000-01-19 | 0 | 0
|  |  |  | 2000-01-20 | 0 | 0
|  |  |  | 2000-01-21 | 0 | 0
|  |  |  | 2000-01-22 | 0 | 0
|  |  |  | 2000-01-23 | 0 | 0
|  |  |  | 2000-01-24 | 0 | 0
|  |  |  | 2000-01-25 | 0 | 0
|  |  |  | 2000-01-26 | 0 | 0
|  |  |  | 2000-01-27 | 0 | 0
|  |  |  | 2000-01-28 | 0 | 0
|  |  |  | 2000-01-29 | 0 | 0
|  |  |  | 2000-01-30 | 0 | 0
|  |  |  | 2000-01-31 | 0 | 0
|  |  |  | 2000-02-01 | 0 | 0
|  |  |  | 2000-02-02 | 0.05 | 0.05
|  |  |  | 2000-02-03 | 0 | 0
|  |  |  | 2000-02-04 | 0 | 0
|  |  |  | 2000-02-05 | 0 | 0
|  |  |  | 2000-02-06 | 0 | 0
|  |  |  | 2000-02-07 | 0 | 0
|  |  |  | 2000-02-08 | 0 | 0
|  |  |  | 2000-02-09 | 0 | 0
|  |  |  | 2000-02-10 | 0 | 0
|  |  |  | 2000-02-11 | 0 | 0
|  |  |  | 2000-02-12 | 0 | 0
|  |  |  | 2000-02-13 | 0 | 0
|  |  |  | 2000-02-14 | 0 | 0
|  |  |  | 2000-02-15 | 0 | 0
|  |  |  | 2000-02-16 | 0 | 0
|  |  |  | 2000-02-17 | 0 | 0
|  |  |  | 2000-02-18 | 0 | 0
|  |  |  | 2000-02-19 | 0 | 0
|  |  |  | 2000-02-20 | 0 | 0
|  |  |  | 2000-02-21 | 0 | 0
|  |  |  | 2000-02-22 | 0 | 0
|  |  |  | 2000-02-23 | 0 | 0
|  |  |  | 2000-02-24 | 0 | 0
|  |  |  | 2000-02-25 | 0 | 0
|  |  |  | 2000-02-26 | 0 | 0
|  |  |  | 2000-02-27 | 0 | 0
|  |  |  | 2000-02-28 | 0 | 0
|  |  |  | 2000-02-29 | 0 | 0
|  |  |  | 2000-03-01 | 0 | 0
|  |  |  | 2000-03-02 | 0 | 0
|  |  |  | 2000-03-03 | 0 | 0
|  |  |  | 2000-03-04 | 0 | 0
|  |  |  | 2000-03-05 | 0 | 0
|  |  |  | 2000-03-06 | 0 | 0
|  |  |  | 2000-03-07 | 0 | 0
|  |  |  | 2000-03-08 | 0 | 0
|  |  |  | 2000-03-09 | 0 | 0
|  |  |  | 2000-03-10 | 0 | 0
|  |  |  | 2000-03-11 | 0 | 0
|  |  |  | 2000-03-12 | 0 | 0
|  |  |  | 2000-03-13 | 0 | 0
|  |  |  | 2000-03-14 | 0 | 0
|  |  |  | 2000-03-15 | 0 | 0
|  |  |  | 2000-03-16 | 0 | 0
|  |  |  | 2000-03-17 | 0 | 0
|  |  |  | 2000-03-18 | 0 | 0
|  |  |  | 2000-03-19 | 0 | 0
|  |  |  | 2000-03-20 | 0 | 0
|  |  |  | 2000-03-21 | 0 | 0
|  |  |  | 2000-03-22 | 0 | 0
|  |  |  | 2000-03-23 | 0 | 0
|  |  |  | 2000-03-24 | 0 | 0
|  |  |  | 2000-03-25 | 0 | 0
|  |  |  | 2000-03-26 | 0 | 0
|  |  |  | 2000-03-27 | 0 | 0
|  |  |  | 2000-03-28 | 0 | 0
|  |  |  | 2000-03-29 | 0 | 0
|  |  |  | 2000-03-30 | 0 | 0
|  |  |  | 2000-03-31 | 0 | 0
|  |  |  | 2000-04-01 | 0 | 0
|  |  |  | 2000-04-02 | 0 | 0
|  |  |  | 2000-04-03 | 0 | 0
|  |  |  | 2000-04-04 | 0 | 0
|  |  |  | 2000-04-05 | 0 | 0
|  |  |  | 2000-04-06 | 0 | 0
|  |  |  | 2000-04-07 | 0 | 0
|  |  |  | 2000-04-08 | 0 | 0
|  |  |  | 2000-04-09 | 0 | 0
|  |  |  | 2000-04-10 | 0 | 0
|  |  |  | 2000-04-11 | 0 | 0
|  |  |  | 2000-04-12 | 0 | 0
|  |  |  | 2000-04-13 | 0 | 0
|  |  |  | 2000-04-14 | 0 | 0
|  |  |  | 2000-04-15 | 0 | 0
|  |  |  | 2000-04-16 | 0 | 0
|  |  |  | 2000-04-17 | 0 | 0
|  |  |  | 2000-04-18 | 0 | 0
|  |  |  | 2000-04-19 | 0 | 0
|  |  |  | 2000-04-20 | 0 | 0
|  |  |  | 2000-04-21 | 0 | 0
|  |  |  | 2000-04-22 | 0 | 0
|  |  |  | 2000-04-23 | 0 | 0
|  |  |  | 2000-04-24 | 0 | 0
|  |  |  | 2000-04-25 | 0 | 0
|  |  |  | 2000-04-26 | 0.05 | 0.05
|  |  |  | 2000-04-27 | 0 | 0
|  |  |  | 2000-04-28 | 0 | 0
|  |  |  | 2000-04-29 | 0 | 0
|  |  |  | 2000-04-30 | 0 | 0
|  |  |  | 2000-05-01 | 0 | 0
|  |  |  | 2000-05-02 | 0 | 0
|  |  |  | 2000-05-03 | 0 | 0
|  |  |  | 2000-05-04 | 0 | 0
|  |  |  | 2000-05-05 | 0 | 0
|  |  |  | 2000-05-06 | 0 | 0
|  |  |  | 2000-05-07 | 0 | 0
|  |  |  | 2000-05-08 | 0 | 0
|  |  |  | 2000-05-09 | 0 | 0
|  |  |  | 2000-05-10 | 0 | 0
|  |  |  | 2000-05-11 | 0 | 0
|  |  |  | 2000-05-12 | 0 | 0
|  |  |  | 2000-05-13 | 0 | 0
|  |  |  | 2000-05-14 | 0 | 0
|  |  |  | 2000-05-15 | 0 | 0
|  |  |  | 2000-05-16 | 0 | 0
|  |  |  | 2000-05-17 | 0 | 0
|  |  |  | 2000-05-18 | 0 | 0
|  |  |  | 2000-05-19 | 0 | 0
|  |  |  | 2000-05-20 | 0 | 0
|  |  |  | 2000-05-21 | 0 | 0
|  |  |  | 2000-05-22 | 0 | 0
|  |  |  | 2000-05-23 | 0 | 0
|  |  |  | 2000-05-24 | 0 | 0
|  |  |  | 2000-05-25 | 0 | 0
|  |  |  | 2000-05-26 | 0 | 0
|  |  |  | 2000-05-27 | 0 | 0
|  |  |  | 2000-05-28 | 0 | 0
|  |  |  | 2000-05-29 | 0 | 0
|  |  |  | 2000-05-30 | 0 | 0
|  |  |  | 2000-05-31 | 0.07 | 0.07
|  |  |  | 2000-06-01 | 0.5 | 0.5
|  |  |  | 2000-06-02 | 0.99 | 0.99
|  |  |  | 2000-06-03 | 0.26 | 0.26
|  |  |  | 2000-06-04 | 0.68 | 0.68
|  |  |  | 2000-06-05 | 0 | 0
|  |  |  | 2000-06-06 | 0 | 0
|  |  |  | 2000-06-07 | 0 | 0
|  |  |  | 2000-06-08 | 0 | 0
|  |  |  | 2000-06-09 | 0 | 0
|  |  |  | 2000-06-10 | 0.15 | 0.15
|  |  |  | 2000-06-11 | 0.18 | 0.18
|  |  |  | 2000-06-12 | 0.28 | 0.28
|  |  |  | 2000-06-13 | 0 | 0
|  |  |  | 2000-06-14 | 0 | 0
|  |  |  | 2000-06-15 | 0 | 0
|  |  |  | 2000-06-16 | 0.3 | 0.3
|  |  |  | 2000-06-17 | 0.12 | 0.12
|  |  |  | 2000-06-18 | 0.27 | 0.27
|  |  |  | 2000-06-19 | 0 | 0
|  |  |  | 2000-06-20 | 0.53 | 0.53
|  |  |  | 2000-06-21 | 0.57 | 0.57
|  |  |  | 2000-06-22 | 0.62 | 0.62
|  |  |  | 2000-06-23 | 0.32 | 0.32
|  |  |  | 2000-06-24 | 0 | 0
|  |  |  | 2000-06-25 | 0 | 0
|  |  |  | 2000-06-26 | 0 | 0
|  |  |  | 2000-06-27 | 0 | 0
|  |  |  | 2000-06-28 | 0.02 | 0.02
|  |  |  | 2000-06-29 | 0.8 | 0.8
|  |  |  | 2000-06-30 | 0 | 0
|  |  |  | 2000-07-01 | 0 | 0
|  |  |  | 2000-07-02 | 0.28 | 0.28
|  |  |  | 2000-07-03 | 0.24 | 0.24
|  |  |  | 2000-07-04 | 0.01 | 0.01
|  |  |  | 2000-07-05 | 0 | 0
|  |  |  | 2000-07-06 | 0.05 | 0.05
|  |  |  | 2000-07-07 | 0 | 0
|  |  |  | 2000-07-08 | 0 | 0
|  |  |  | 2000-07-09 | 0 | 0
|  |  |  | 2000-07-10 | 0 | 0
|  |  |  | 2000-07-11 | 0.03 | 0.03
|  |  |  | 2000-07-12 | 0.07 | 0.07
|  |  |  | 2000-07-13 | 0 | 0
|  |  |  | 2000-07-14 | 0 | 0
|  |  |  | 2000-07-15 | 0 | 0
|  |  |  | 2000-07-16 | 0.8 | 0.8
|  |  |  | 2000-07-17 | 0 | 0
|  |  |  | 2000-07-18 | 0 | 0
|  |  |  | 2000-07-19 | 0 | 0
|  |  |  | 2000-07-20 | 0 | 0
|  |  |  | 2000-07-21 | 0 | 0
|  |  |  | 2000-07-22 | 0 | 0
|  |  |  | 2000-07-23 | 0 | 0
|  |  |  | 2000-07-24 | 0 | 0
|  |  |  | 2000-07-25 | 0 | 0
|  |  |  | 2000-07-26 | 0.13 | 0.13
|  |  |  | 2000-07-27 | 0 | 0
|  |  |  | 2000-07-28 | 0 | 0
|  |  |  | 2000-07-29 | 0 | 0
|  |  |  | 2000-07-30 | 0.3 | 0.3
|  |  |  | 2000-07-31 | 0 | 0
|  |  |  | 2000-08-01 | 0 | 0
|  |  |  | 2000-08-02 | 0 | 0
|  |  |  | 2000-08-03 | 0 | 0
|  |  |  | 2000-08-04 | 0 | 0
|  |  |  | 2000-08-05 | 0 | 0
|  |  |  | 2000-08-06 | 0.04 | 0.04
|  |  |  | 2000-08-07 | 0 | 0
|  |  |  | 2000-08-08 | 0.5 | 0.5
|  |  |  | 2000-08-09 | 0.09 | 0.09
|  |  |  | 2000-08-10 | 0 | 0
|  |  |  | 2000-08-11 | 0 | 0
|  |  |  | 2000-08-12 | 0 | 0
|  |  |  | 2000-08-13 | 0 | 0
|  |  |  | 2000-08-14 | 0 | 0
|  |  |  | 2000-08-15 | 0 | 0
|  |  |  | 2000-08-16 | 0.7 | 0.7
|  |  |  | 2000-08-17 | 0 | 0
|  |  |  | 2000-08-18 | 0 | 0
|  |  |  | 2000-08-19 | 0 | 0
|  |  |  | 2000-08-20 | 0 | 0
|  |  |  | 2000-08-21 | 0 | 0
|  |  |  | 2000-08-22 | 0.01 | 0.01
|  |  |  | 2000-08-23 | 0.1 | 0.1
|  |  |  | 2000-08-24 | 0 | 0
|  |  |  | 2000-08-25 | 0 | 0
|  |  |  | 2000-08-26 | 0 | 0
|  |  |  | 2000-08-27 | 0 | 0
|  |  |  | 2000-08-28 | 0 | 0
|  |  |  | 2000-08-29 | 0.1 | 0.1
|  |  |  | 2000-08-30 | 0.57 | 0.57
|  |  |  | 2000-08-31 | 0 | 0
|  |  |  | 2000-09-01 | 0.03 | 0.03
|  |  |  | 2000-09-02 | 0 | 0
|  |  |  | 2000-09-03 | 0 | 0
|  |  |  | 2000-09-04 | 0 | 0
|  |  |  | 2000-09-05 | 0 | 0
|  |  |  | 2000-09-06 | 0 | 0
|  |  |  | 2000-09-07 | 0 | 0
|  |  |  | 2000-09-08 | 0 | 0
|  |  |  | 2000-09-09 | 0 | 0
|  |  |  | 2000-09-10 | 0 | 0
|  |  |  | 2000-09-11 | 0 | 0
|  |  |  | 2000-09-12 | 0 | 0
|  |  |  | 2000-09-13 | 0 | 0
|  |  |  | 2000-09-14 | 0 | 0
|  |  |  | 2000-09-15 | 0.06 | 0.06
|  |  |  | 2000-09-16 | 0 | 0
|  |  |  | 2000-09-17 | 0 | 0
|  |  |  | 2000-09-18 | 0 | 0
|  |  |  | 2000-09-19 | 0 | 0
|  |  |  | 2000-09-20 | 0 | 0
|  |  |  | 2000-09-21 | 0 | 0
|  |  |  | 2000-09-22 | 0 | 0
|  |  |  | 2000-09-23 | 0 | 0
|  |  |  | 2000-09-24 | 0 | 0
|  |  |  | 2000-09-25 | 0 | 0
|  |  |  | 2000-09-26 | 0 | 0
|  |  |  | 2000-09-27 | 0 | 0
|  |  |  | 2000-09-28 | 0 | 0
|  |  |  | 2000-09-29 | 0 | 0
|  |  |  | 2000-09-30 | 0 | 0
|  |  |  | 2000-10-01 | 0 | 0
|  |  |  | 2000-10-02 | 0 | 0
|  |  |  | 2000-10-03 | 0 | 0
|  |  |  | 2000-10-04 | 0 | 0
|  |  |  | 2000-10-05 | 0 | 0
|  |  |  | 2000-10-06 | 0 | 0
|  |  |  | 2000-10-07 | 0.03 | 0.03
|  |  |  | 2000-10-08 | 0.82 | 0.82
|  |  |  | 2000-10-09 | 0.6 | 0.6
|  |  |  | 2000-10-10 | 0.01 | 0.01
|  |  |  | 2000-10-11 | 0 | 0
|  |  |  | 2000-10-12 | 0 | 0
|  |  |  | 2000-10-13 | 0 | 0
|  |  |  | 2000-10-14 | 0.41 | 0.41
|  |  |  | 2000-10-15 | 0.05 | 0.05
|  |  |  | 2000-10-16 | 0.02 | 0.02
|  |  |  | 2000-10-17 | 0.32 | 0.32
|  |  |  | 2000-10-18 | 0.02 | 0.02
|  |  |  | 2000-10-19 | 0.77 | 0.77
|  |  |  | 2000-10-20 | 0.06 | 0.06
|  |  |  | 2000-10-21 | 0.15 | 0.15
|  |  |  | 2000-10-22 | 0.03 | 0.03
|  |  |  | 2000-10-23 | 0 | 0
|  |  |  | 2000-10-24 | 0.01 | 0.01
|  |  |  | 2000-10-25 | 0 | 0
|  |  |  | 2000-10-26 | 0 | 0
|  |  |  | 2000-10-27 | 0 | 0
|  |  |  | 2000-10-28 | 0.11 | 0.11
|  |  |  | 2000-10-29 | 0 | 0
|  |  |  | 2000-10-30 | 0 | 0
|  |  |  | 2000-10-31 | 0 | 0
|  |  |  | 2000-11-01 | 0 | 0
|  |  |  | 2000-11-02 | 0 | 0
|  |  |  | 2000-11-03 | 0.17 | 0.17
|  |  |  | 2000-11-04 | 0.48 | 0.48
|  |  |  | 2000-11-05 | 0.04 | 0.04
|  |  |  | 2000-11-06 | 0 | 0
|  |  |  | 2000-11-07 | 0.01 | 0.01
|  |  |  | 2000-11-08 | 0.22 | 0.22
|  |  |  | 2000-11-09 | 0.01 | 0.01
|  |  |  | 2000-11-10 | 0 | 0
|  |  |  | 2000-11-11 | 0 | 0
|  |  |  | 2000-11-12 | 0 | 0
|  |  |  | 2000-11-13 | 0 | 0
|  |  |  | 2000-11-14 | 0 | 0
|  |  |  | 2000-11-15 | 0 | 0
|  |  |  | 2000-11-16 | 0 | 0
|  |  |  | 2000-11-17 | 0 | 0
|  |  |  | 2000-11-18 | 0 | 0
|  |  |  | 2000-11-19 | 0.12 | 0.12
|  |  |  | 2000-11-20 | 0 | 0
|  |  |  | 2000-11-21 | 0 | 0
|  |  |  | 2000-11-22 | 0 | 0
|  |  |  | 2000-11-23 | 0 | 0
|  |  |  | 2000-11-24 | 0 | 0
|  |  |  | 2000-11-25 | 0 | 0
|  |  |  | 2000-11-26 | 0 | 0
|  |  |  | 2000-11-27 | 0 | 0
|  |  |  | 2000-11-28 | 0 | 0
|  |  |  | 2000-11-29 | 0 | 0
|  |  |  | 2000-11-30 | 0 | 0
|  |  |  | 2000-12-01 | 0 | 0
|  |  |  | 2000-12-02 | 0 | 0
|  |  |  | 2000-12-03 | 0 | 0
|  |  |  | 2000-12-04 | 0 | 0
|  |  |  | 2000-12-05 | 0 | 0
|  |  |  | 2000-12-06 | 0 | 0
|  |  |  | 2000-12-07 | 0 | 0
|  |  |  | 2000-12-08 | 0 | 0
|  |  |  | 2000-12-09 | 0 | 0
|  |  |  | 2000-12-10 | 0 | 0
|  |  |  | 2000-12-11 | 0 | 0
|  |  |  | 2000-12-12 | 0 | 0
|  |  |  | 2000-12-13 | 0 | 0
|  |  |  | 2000-12-14 | 0 | 0
|  |  |  | 2000-12-15 | 0 | 0
|  |  |  | 2000-12-16 | 0 | 0
|  |  |  | 2000-12-17 | 0 | 0
|  |  |  | 2000-12-18 | 0 | 0
|  |  |  | 2000-12-19 | 0 | 0
|  |  |  | 2000-12-20 | 0 | 0
|  |  |  | 2000-12-21 | 0 | 0
|  |  |  | 2000-12-22 | 0 | 0
|  |  |  | 2000-12-23 | 0 | 0
|  |  |  | 2000-12-24 | 0 | 0
|  |  |  | 2000-12-25 | 0 | 0
|  |  |  | 2000-12-26 | 0 | 0
|  |  |  | 2000-12-27 | 0 | 0
|  |  |  | 2000-12-28 | 0 | 0
|  |  |  | 2000-12-29 | 0 | 0
|  |  |  | 2000-12-30 | 0 | 0
|  |  |  | 2000-12-31 | 0 | 0
|  |  |  | 2001-01-01 | 0 | 0
|  |  |  | 2001-01-02 | 0 | 0
|  |  |  | 2001-01-03 | 0 | 0
|  |  |  | 2001-01-04 | 0 | 0
|  |  |  | 2001-01-05 | 0 | 0
|  |  |  | 2001-01-06 | 0 | 0
|  |  |  | 2001-01-07 | 0.07 | 0.07
|  |  |  | 2001-01-08 | 0 | 0
|  |  |  | 2001-01-09 | 0 | 0
|  |  |  | 2001-01-10 | 0.18 | 0.18
|  |  |  | 2001-01-11 | 0 | 0
|  |  |  | 2001-01-12 | 0 | 0
|  |  |  | 2001-01-13 | 0 | 0
|  |  |  | 2001-01-14 | 0 | 0
|  |  |  | 2001-01-15 | 0 | 0
|  |  |  | 2001-01-16 | 0 | 0
|  |  |  | 2001-01-17 | 0 | 0
|  |  |  | 2001-01-18 | 0.2 | 0.2
|  |  |  | 2001-01-19 | 0 | 0
|  |  |  | 2001-01-20 | 0 | 0
|  |  |  | 2001-01-21 | 0 | 0
|  |  |  | 2001-01-22 | 0 | 0
|  |  |  | 2001-01-23 | 0 | 0
|  |  |  | 2001-01-24 | 0 | 0
|  |  |  | 2001-01-25 | 0 | 0
|  |  |  | 2001-01-26 | 0 | 0
|  |  |  | 2001-01-27 | 0 | 0
|  |  |  | 2001-01-28 | 0.05 | 0.05
|  |  |  | 2001-01-29 | 0 | 0
|  |  |  | 2001-01-30 | 0 | 0
|  |  |  | 2001-01-31 | 0 | 0
|  |  |  | 2001-02-01 | 0 | 0
|  |  |  | 2001-02-02 | 0 | 0
|  |  |  | 2001-02-03 | 0 | 0
|  |  |  | 2001-02-04 | 0 | 0
|  |  |  | 2001-02-05 | 0 | 0
|  |  |  | 2001-02-06 | 0 | 0
|  |  |  | 2001-02-07 | 0 | 0
|  |  |  | 2001-02-08 | 0.12 | 0.12
|  |  |  | 2001-02-09 | 0 | 0
|  |  |  | 2001-02-10 | 0 | 0
|  |  |  | 2001-02-11 | 0 | 0
|  |  |  | 2001-02-12 | 0 | 0
|  |  |  | 2001-02-13 | 1.4 | 1.4
|  |  |  | 2001-02-14 | 0.05 | 0.05
|  |  |  | 2001-02-15 | 0.13 | 0.13
|  |  |  | 2001-02-16 | 0 | 0
|  |  |  | 2001-02-17 | 0 | 0
|  |  |  | 2001-02-18 | 0 | 0
|  |  |  | 2001-02-19 | 0 | 0
|  |  |  | 2001-02-20 | 0 | 0
|  |  |  | 2001-02-21 | 0 | 0
|  |  |  | 2001-02-22 | 0 | 0
|  |  |  | 2001-02-23 | 0 | 0
|  |  |  | 2001-02-24 | 0 | 0
|  |  |  | 2001-02-25 | 0 | 0
|  |  |  | 2001-02-26 | 0 | 0
|  |  |  | 2001-02-27 | 0 | 0
|  |  |  | 2001-02-28 | 0.01 | 0.01
|  |  |  | 2001-03-01 | 0 | 0
|  |  |  | 2001-03-02 | 0.18 | 0.18
|  |  |  | 2001-03-03 | 0.01 | 0.01
|  |  |  | 2001-03-04 | 0 | 0
|  |  |  | 2001-03-05 | 0 | 0
|  |  |  | 2001-03-06 | 0 | 0
|  |  |  | 2001-03-07 | 0 | 0
|  |  |  | 2001-03-08 | 0.04 | 0.04
|  |  |  | 2001-03-09 | 0 | 0
|  |  |  | 2001-03-10 | 0 | 0
|  |  |  | 2001-03-11 | 0 | 0
|  |  |  | 2001-03-12 | 0 | 0
|  |  |  | 2001-03-13 | 0 | 0
|  |  |  | 2001-03-14 | 0 | 0
|  |  |  | 2001-03-15 | 0 | 0
|  |  |  | 2001-03-16 | 0 | 0
|  |  |  | 2001-03-17 | 0 | 0
|  |  |  | 2001-03-18 | 0 | 0
|  |  |  | 2001-03-19 | 0 | 0
|  |  |  | 2001-03-20 | 0 | 0
|  |  |  | 2001-03-21 | 0 | 0
|  |  |  | 2001-03-22 | 0 | 0
|  |  |  | 2001-03-23 | 0 | 0
|  |  |  | 2001-03-24 | 0 | 0
|  |  |  | 2001-03-25 | 0 | 0
|  |  |  | 2001-03-26 | 0 | 0
|  |  |  | 2001-03-27 | 0 | 0
|  |  |  | 2001-03-28 | 0 | 0
|  |  |  | 2001-03-29 | 0 | 0
|  |  |  | 2001-03-30 | 0 | 0
|  |  |  | 2001-03-31 | 0 | 0
|  |  |  | 2001-04-01 | 0 | 0
|  |  |  | 2001-04-02 | 0 | 0
|  |  |  | 2001-04-03 | 0 | 0
|  |  |  | 2001-04-04 | 0 | 0
|  |  |  | 2001-04-05 | 0 | 0
|  |  |  | 2001-04-06 | 0 | 0
|  |  |  | 2001-04-07 | 0 | 0
|  |  |  | 2001-04-08 | 0 | 0
|  |  |  | 2001-04-09 | 0 | 0
|  |  |  | 2001-04-10 | 0 | 0
|  |  |  | 2001-04-11 | 0 | 0
|  |  |  | 2001-04-12 | 0 | 0
|  |  |  | 2001-04-13 | 0 | 0
|  |  |  | 2001-04-14 | 0 | 0
|  |  |  | 2001-04-15 | 0 | 0
|  |  |  | 2001-04-16 | 0 | 0
|  |  |  | 2001-04-17 | 0 | 0
|  |  |  | 2001-04-18 | 0 | 0
|  |  |  | 2001-04-19 | 0 | 0
|  |  |  | 2001-04-20 | 0 | 0
|  |  |  | 2001-04-21 | 0 | 0
|  |  |  | 2001-04-22 | 0 | 0
|  |  |  | 2001-04-23 | 0 | 0
|  |  |  | 2001-04-24 | 0 | 0
|  |  |  | 2001-04-25 | 0 | 0
|  |  |  | 2001-04-26 | 0 | 0
|  |  |  | 2001-04-27 | 0 | 0
|  |  |  | 2001-04-28 | 0.15 | 0.15
|  |  |  | 2001-04-29 | 0.05 | 0.05
|  |  |  | 2001-04-30 | 0.55 | 0.55
|  |  |  | 2001-05-01 | 0 | 0
|  |  |  | 2001-05-02 | 0 | 0
|  |  |  | 2001-05-03 | 0 | 0
|  |  |  | 2001-05-04 | 0.04 | 0.04
|  |  |  | 2001-05-05 | 0 | 0
|  |  |  | 2001-05-06 | 0 | 0
|  |  |  | 2001-05-07 | 0 | 0
|  |  |  | 2001-05-08 | 0 | 0
|  |  |  | 2001-05-09 | 0 | 0
|  |  |  | 2001-05-10 | 0.12 | 0.12
|  |  |  | 2001-05-11 | 0 | 0
|  |  |  | 2001-05-12 | 0.02 | 0.02
|  |  |  | 2001-05-13 | 0.6 | 0.6
|  |  |  | 2001-05-14 | 0.01 | 0.01
|  |  |  | 2001-05-15 | 0 | 0
|  |  |  | 2001-05-16 | 0 | 0
|  |  |  | 2001-05-17 | 0 | 0
|  |  |  | 2001-05-18 | 0 | 0
|  |  |  | 2001-05-19 | 0 | 0
|  |  |  | 2001-05-20 | 0 | 0
|  |  |  | 2001-05-21 | 0 | 0
|  |  |  | 2001-05-22 | 0 | 0
|  |  |  | 2001-05-23 | 0 | 0
|  |  |  | 2001-05-24 | 0 | 0
|  |  |  | 2001-05-25 | 0 | 0
|  |  |  | 2001-05-26 | 0 | 0
|  |  |  | 2001-05-27 | 0 | 0
|  |  |  | 2001-05-28 | 0 | 0
|  |  |  | 2001-05-29 | 0 | 0
|  |  |  | 2001-05-30 | 0 | 0
|  |  |  | 2001-05-31 | 0.28 | 0.28
|  |  |  | 2001-06-01 | 0 | 0
|  |  |  | 2001-06-02 | 0 | 0
|  |  |  | 2001-06-03 | 0 | 0
|  |  |  | 2001-06-04 | 0 | 0
|  |  |  | 2001-06-05 | 0 | 0
|  |  |  | 2001-06-06 | 0 | 0
|  |  |  | 2001-06-07 | 0 | 0
|  |  |  | 2001-06-08 | 0 | 0
|  |  |  | 2001-06-09 | 0 | 0
|  |  |  | 2001-06-10 | 0 | 0
|  |  |  | 2001-06-11 | 0 | 0
|  |  |  | 2001-06-12 | 0 | 0
|  |  |  | 2001-06-13 | 0.2 | 0.2
|  |  |  | 2001-06-14 | 0 | 0
|  |  |  | 2001-06-15 | 0 | 0
|  |  |  | 2001-06-16 | 0 | 0
|  |  |  | 2001-06-17 | 0 | 0
|  |  |  | 2001-06-18 | 0 | 0
|  |  |  | 2001-06-19 | 0 | 0
|  |  |  | 2001-06-20 | 0.18 | 0.18
|  |  |  | 2001-06-21 | 0 | 0
|  |  |  | 2001-06-22 | 0 | 0
|  |  |  | 2001-06-23 | 0.04 | 0.04
|  |  |  | 2001-06-24 | 0 | 0
|  |  |  | 2001-06-25 | 0.03 | 0.03
|  |  |  | 2001-06-26 | 0 | 0
|  |  |  | 2001-06-27 | 0 | 0
|  |  |  | 2001-06-28 | 0 | 0
|  |  |  | 2001-06-29 | 0 | 0
|  |  |  | 2001-06-30 | 0 | 0
|  |  |  | 2001-07-01 | 0 | 0
|  |  |  | 2001-07-02 | 0 | 0
|  |  |  | 2001-07-03 | 0 | 0
|  |  |  | 2001-07-04 | 0 | 0
|  |  |  | 2001-07-05 | 0 | 0
|  |  |  | 2001-07-06 | 0.05 | 0.05
|  |  |  | 2001-07-07 | 0 | 0
|  |  |  | 2001-07-08 | 0 | 0
|  |  |  | 2001-07-09 | 0.1 | 0.1
|  |  |  | 2001-07-10 | 0.1 | 0.1
|  |  |  | 2001-07-11 | 0.07 | 0.07
|  |  |  | 2001-07-12 | 0 | 0
|  |  |  | 2001-07-13 | 0 | 0
|  |  |  | 2001-07-14 | 0 | 0
|  |  |  | 2001-07-15 | 0.02 | 0.02
|  |  |  | 2001-07-16 | 0 | 0
|  |  |  | 2001-07-17 | 0.03 | 0.03
|  |  |  | 2001-07-18 | 1.3 | 1.3
|  |  |  | 2001-07-19 | 0.02 | 0.02
|  |  |  | 2001-07-20 | 0.85 | 0.85
|  |  |  | 2001-07-21 | 0 | 0
|  |  |  | 2001-07-22 | 0 | 0
|  |  |  | 2001-07-23 | 0 | 0
|  |  |  | 2001-07-24 | 0 | 0
|  |  |  | 2001-07-25 | 0 | 0
|  |  |  | 2001-07-26 | 0 | 0
|  |  |  | 2001-07-27 | 0 | 0
|  |  |  | 2001-07-28 | 0 | 0
|  |  |  | 2001-07-29 | 0 | 0
|  |  |  | 2001-07-30 | 0 | 0
|  |  |  | 2001-07-31 | 0 | 0
|  |  |  | 2001-08-01 | 0 | 0
|  |  |  | 2001-08-02 | 0.04 | 0.04
|  |  |  | 2001-08-03 | 0 | 0
|  |  |  | 2001-08-04 | 0 | 0
|  |  |  | 2001-08-05 | 0 | 0
|  |  |  | 2001-08-06 | 0 | 0
|  |  |  | 2001-08-07 | 0 | 0
|  |  |  | 2001-08-08 | 0 | 0
|  |  |  | 2001-08-09 | 0 | 0
|  |  |  | 2001-08-10 | 0.02 | 0.02
|  |  |  | 2001-08-11 | 0.03 | 0.03
|  |  |  | 2001-08-12 | 0 | 0
|  |  |  | 2001-08-13 | 0 | 0
|  |  |  | 2001-08-14 | 0 | 0
|  |  |  | 2001-08-15 | 0 | 0
|  |  |  | 2001-08-16 | 0.03 | 0.03
|  |  |  | 2001-08-17 | 0.03 | 0.03
|  |  |  | 2001-08-18 | 0.01 | 0.01
|  |  |  | 2001-08-19 | 0.03 | 0.03
|  |  |  | 2001-08-20 | 0 | 0
|  |  |  | 2001-08-21 | 0.05 | 0.05
|  |  |  | 2001-08-22 | 0.05 | 0.05
|  |  |  | 2001-08-23 | 0.12 | 0.12
|  |  |  | 2001-08-24 | 0 | 0
|  |  |  | 2001-08-25 | 0 | 0
|  |  |  | 2001-08-26 | 0.03 | 0.03
|  |  |  | 2001-08-27 | 0 | 0
|  |  |  | 2001-08-28 | 0 | 0
|  |  |  | 2001-08-29 | 0 | 0
|  |  |  | 2001-08-30 | 0.15 | 0.15
|  |  |  | 2001-08-31 | 0.12 | 0.12
|  |  |  | 2001-09-01 | 0 | 0
|  |  |  | 2001-09-02 | 0 | 0
|  |  |  | 2001-09-03 | 0 | 0
|  |  |  | 2001-09-04 | 0 | 0
|  |  |  | 2001-09-05 | 0.03 | 0.03
|  |  |  | 2001-09-06 | 0 | 0
|  |  |  | 2001-09-07 | 0 | 0
|  |  |  | 2001-09-08 | 0 | 0
|  |  |  | 2001-09-09 | 0 | 0
|  |  |  | 2001-09-10 | 0 | 0
|  |  |  | 2001-09-11 | 0 | 0
|  |  |  | 2001-09-12 | 0 | 0
|  |  |  | 2001-09-13 | 0 | 0
|  |  |  | 2001-09-14 | 0 | 0
|  |  |  | 2001-09-15 | 0.02 | 0.02
|  |  |  | 2001-09-16 | 0.95 | 0.95
|  |  |  | 2001-09-17 | 0 | 0
|  |  |  | 2001-09-18 | 0.03 | 0.03
|  |  |  | 2001-09-19 | 0 | 0
|  |  |  | 2001-09-20 | 0.05 | 0.05
|  |  |  | 2001-09-21 | 0 | 0
|  |  |  | 2001-09-22 | 0.01 | 0.01
|  |  |  | 2001-09-23 | 0 | 0
|  |  |  | 2001-09-24 | 0.02 | 0.02
|  |  |  | 2001-09-25 | 0 | 0
|  |  |  | 2001-09-26 | 0 | 0
|  |  |  | 2001-09-27 | 0 | 0
|  |  |  | 2001-09-28 | 0 | 0
|  |  |  | 2001-09-29 | 0 | 0
|  |  |  | 2001-09-30 | 0 | 0
|  |  |  | 2001-10-01 | 0 | 0
|  |  |  | 2001-10-02 | 0 | 0
|  |  |  | 2001-10-03 | 0 | 0
|  |  |  | 2001-10-04 | 0.05 | 0.05
|  |  |  | 2001-10-05 | 0.05 | 0.05
|  |  |  | 2001-10-06 | 0 | 0
|  |  |  | 2001-10-07 | 0 | 0
|  |  |  | 2001-10-08 | 0 | 0
|  |  |  | 2001-10-09 | 0 | 0
|  |  |  | 2001-10-10 | 0 | 0
|  |  |  | 2001-10-11 | 0 | 0
|  |  |  | 2001-10-12 | 0 | 0
|  |  |  | 2001-10-13 | 0 | 0
|  |  |  | 2001-10-14 | 0 | 0
|  |  |  | 2001-10-15 | 0 | 0
|  |  |  | 2001-10-16 | 0 | 0
|  |  |  | 2001-10-17 | 0 | 0
|  |  |  | 2001-10-18 | 0 | 0
|  |  |  | 2001-10-19 | 0 | 0
|  |  |  | 2001-10-20 | 0 | 0
|  |  |  | 2001-10-21 | 0 | 0
|  |  |  | 2001-10-22 | 0 | 0
|  |  |  | 2001-10-23 | 0 | 0
|  |  |  | 2001-10-24 | 0 | 0
|  |  |  | 2001-10-25 | 0 | 0
|  |  |  | 2001-10-26 | 0 | 0
|  |  |  | 2001-10-27 | 0 | 0
|  |  |  | 2001-10-28 | 0 | 0
|  |  |  | 2001-10-29 | 0 | 0
|  |  |  | 2001-10-30 | 0 | 0
|  |  |  | 2001-10-31 | 0 | 0
|  |  |  | 2001-11-01 | 0 | 0
|  |  |  | 2001-11-02 | 0 | 0
|  |  |  | 2001-11-03 | 0 | 0
|  |  |  | 2001-11-04 | 0 | 0
|  |  |  | 2001-11-05 | 0 | 0
|  |  |  | 2001-11-06 | 0 | 0
|  |  |  | 2001-11-07 | 0.01 | 0.01
|  |  |  | 2001-11-08 | 0 | 0
|  |  |  | 2001-11-09 | 0 | 0
|  |  |  | 2001-11-10 | 0 | 0
|  |  |  | 2001-11-11 | 0 | 0
|  |  |  | 2001-11-12 | 0 | 0
|  |  |  | 2001-11-13 | 0 | 0
|  |  |  | 2001-11-14 | 0.22 | 0.22
|  |  |  | 2001-11-15 | 0.84 | 0.84
|  |  |  | 2001-11-16 | 0 | 0
|  |  |  | 2001-11-17 | 0 | 0
|  |  |  | 2001-11-18 | 0 | 0
|  |  |  | 2001-11-19 | 0 | 0
|  |  |  | 2001-11-20 | 0 | 0
|  |  |  | 2001-11-21 | 0 | 0
|  |  |  | 2001-11-22 | 0 | 0
|  |  |  | 2001-11-23 | 0 | 0
|  |  |  | 2001-11-24 | 0 | 0
|  |  |  | 2001-11-25 | 0 | 0
|  |  |  | 2001-11-26 | 0 | 0
|  |  |  | 2001-11-27 | 0 | 0
|  |  |  | 2001-11-28 | 0.15 | 0.15
|  |  |  | 2001-11-29 | 0.26 | 0.26
|  |  |  | 2001-11-30 | 0 | 0
|  |  |  | 2001-12-01 | 0 | 0
|  |  |  | 2001-12-02 | 0 | 0
|  |  |  | 2001-12-03 | 0 | 0
|  |  |  | 2001-12-04 | 0 | 0
|  |  |  | 2001-12-05 | 0 | 0
|  |  |  | 2001-12-06 | 0 | 0
|  |  |  | 2001-12-07 | 0 | 0
|  |  |  | 2001-12-08 | 0 | 0
|  |  |  | 2001-12-09 | 0 | 0
|  |  |  | 2001-12-10 | 0 | 0
|  |  |  | 2001-12-11 | 0 | 0
|  |  |  | 2001-12-12 | 0 | 0
|  |  |  | 2001-12-13 | 0.04 | 0.04
|  |  |  | 2001-12-14 | 0 | 0
|  |  |  | 2001-12-15 | 0 | 0
|  |  |  | 2001-12-16 | 0 | 0
|  |  |  | 2001-12-17 | 0 | 0
|  |  |  | 2001-12-18 | 0 | 0
|  |  |  | 2001-12-19 | 0 | 0
|  |  |  | 2001-12-20 | 0 | 0
|  |  |  | 2001-12-21 | 0 | 0
|  |  |  | 2001-12-22 | 0 | 0
|  |  |  | 2001-12-23 | 0 | 0
|  |  |  | 2001-12-24 | 0 | 0
|  |  |  | 2001-12-25 | 0 | 0
|  |  |  | 2001-12-26 | 0 | 0
|  |  |  | 2001-12-27 | 0 | 0
|  |  |  | 2001-12-28 | 0 | 0
|  |  |  | 2001-12-29 | 0 | 0
|  |  |  | 2001-12-30 | 0 | 0
|  |  |  | 2001-12-31 | 0 | 0
|  |  |  | 2002-01-01 | 0.03 | 0.03
|  |  |  | 2002-01-02 | 0 | 0
|  |  |  | 2002-01-03 | 0 | 0
|  |  |  | 2002-01-04 | 0 | 0
|  |  |  | 2002-01-05 | 0 | 0
|  |  |  | 2002-01-06 | 0 | 0
|  |  |  | 2002-01-07 | 0 | 0
|  |  |  | 2002-01-08 | 0 | 0
|  |  |  | 2002-01-09 | 0 | 0
|  |  |  | 2002-01-10 | 0 | 0
|  |  |  | 2002-01-11 | 0 | 0
|  |  |  | 2002-01-12 | 0 | 0
|  |  |  | 2002-01-13 | 0 | 0
|  |  |  | 2002-01-14 | 0 | 0
|  |  |  | 2002-01-15 | 0 | 0
|  |  |  | 2002-01-16 | 0 | 0
|  |  |  | 2002-01-17 | 0 | 0
|  |  |  | 2002-01-18 | 0 | 0
|  |  |  | 2002-01-19 | 0 | 0
|  |  |  | 2002-01-20 | 0 | 0
|  |  |  | 2002-01-21 | 0 | 0
|  |  |  | 2002-01-22 | 0 | 0
|  |  |  | 2002-01-23 | 0 | 0
|  |  |  | 2002-01-24 | 0 | 0
|  |  |  | 2002-01-25 | 0 | 0
|  |  |  | 2002-01-26 | 0 | 0
|  |  |  | 2002-01-27 | 0 | 0
|  |  |  | 2002-01-28 | 0 | 0
|  |  |  | 2002-01-29 | 0 | 0
|  |  |  | 2002-01-30 | 0.14 | 0.14
|  |  |  | 2002-01-31 | 0 | 0
|  |  |  | 2002-02-01 | 0 | 0
|  |  |  | 2002-02-02 | 0 | 0
|  |  |  | 2002-02-03 | 0 | 0
|  |  |  | 2002-02-04 | 0.63 | 0.63
|  |  |  | 2002-02-05 | 0.46 | 0.46
|  |  |  | 2002-02-06 | 0.02 | 0.02
|  |  |  | 2002-02-07 | 0 | 0
|  |  |  | 2002-02-08 | 0 | 0
|  |  |  | 2002-02-09 | 0 | 0
|  |  |  | 2002-02-10 | 0 | 0
|  |  |  | 2002-02-11 | 0 | 0
|  |  |  | 2002-02-12 | 0 | 0
|  |  |  | 2002-02-13 | 0 | 0
|  |  |  | 2002-02-14 | 0 | 0
|  |  |  | 2002-02-15 | 0 | 0
|  |  |  | 2002-02-16 | 0 | 0
|  |  |  | 2002-02-17 | 0 | 0
|  |  |  | 2002-02-18 | 0 | 0
|  |  |  | 2002-02-19 | 0 | 0
|  |  |  | 2002-02-20 | 0 | 0
|  |  |  | 2002-02-21 | 0 | 0
|  |  |  | 2002-02-22 | 0 | 0
|  |  |  | 2002-02-23 | 0 | 0
|  |  |  | 2002-02-24 | 0 | 0
|  |  |  | 2002-02-25 | 0 | 0
|  |  |  | 2002-02-26 | 0 | 0
|  |  |  | 2002-02-27 | 0 | 0
|  |  |  | 2002-02-28 | 0 | 0
|  |  |  | 2002-03-01 | 0 | 0
|  |  |  | 2002-03-02 | 0 | 0
|  |  |  | 2002-03-03 | 0 | 0
|  |  |  | 2002-03-04 | 0 | 0
|  |  |  | 2002-03-05 | 0 | 0
|  |  |  | 2002-03-06 | 0 | 0
|  |  |  | 2002-03-07 | 0 | 0
|  |  |  | 2002-03-08 | 0 | 0
|  |  |  | 2002-03-09 | 0 | 0
|  |  |  | 2002-03-10 | 0 | 0
|  |  |  | 2002-03-11 | 0 | 0
|  |  |  | 2002-03-12 | 0 | 0
|  |  |  | 2002-03-13 | 0 | 0
|  |  |  | 2002-03-14 | 0 | 0
|  |  |  | 2002-03-15 | 0 | 0
|  |  |  | 2002-03-16 | 0 | 0
|  |  |  | 2002-03-17 | 0 | 0
|  |  |  | 2002-03-18 | 0.23 | 0.23
|  |  |  | 2002-03-19 | 0.03 | 0.03
|  |  |  | 2002-03-20 | 0 | 0
|  |  |  | 2002-03-21 | 0 | 0
|  |  |  | 2002-03-22 | 0 | 0
|  |  |  | 2002-03-23 | 0 | 0
|  |  |  | 2002-03-24 | 0 | 0
|  |  |  | 2002-03-25 | 0 | 0
|  |  |  | 2002-03-26 | 0 | 0
|  |  |  | 2002-03-27 | 0 | 0
|  |  |  | 2002-03-28 | 0 | 0
|  |  |  | 2002-03-29 | 0 | 0
|  |  |  | 2002-03-30 | 0.05 | 0.05
|  |  |  | 2002-03-31 | 0 | 0
|  |  |  | 2002-04-01 | 0 | 0
|  |  |  | 2002-04-02 | 0 | 0
|  |  |  | 2002-04-03 | 0 | 0
|  |  |  | 2002-04-04 | 0 | 0
|  |  |  | 2002-04-05 | 0 | 0
|  |  |  | 2002-04-06 | 0 | 0
|  |  |  | 2002-04-07 | 0 | 0
|  |  |  | 2002-04-08 | 0 | 0
|  |  |  | 2002-04-09 | 0 | 0
|  |  |  | 2002-04-10 | 0 | 0
|  |  |  | 2002-04-11 | 0 | 0
|  |  |  | 2002-04-12 | 0 | 0
|  |  |  | 2002-04-13 | 0 | 0
|  |  |  | 2002-04-14 | 0.02 | 0.02
|  |  |  | 2002-04-15 | 0.08 | 0.08
|  |  |  | 2002-04-16 | 0 | 0
|  |  |  | 2002-04-17 | 0 | 0
|  |  |  | 2002-04-18 | 0 | 0
|  |  |  | 2002-04-19 | 0 | 0
|  |  |  | 2002-04-20 | 0 | 0
|  |  |  | 2002-04-21 | 0 | 0
|  |  |  | 2002-04-22 | 0 | 0
|  |  |  | 2002-04-23 | 0 | 0
|  |  |  | 2002-04-24 | 0 | 0
|  |  |  | 2002-04-25 | 0 | 0
|  |  |  | 2002-04-26 | 0.1 | 0.1
|  |  |  | 2002-04-27 | 0 | 0
|  |  |  | 2002-04-28 | 0 | 0
|  |  |  | 2002-04-29 | 0 | 0
|  |  |  | 2002-04-30 | 0 | 0
|  |  |  | 2002-05-01 | 0 | 0
|  |  |  | 2002-05-02 | 0 | 0
|  |  |  | 2002-05-03 | 0 | 0
|  |  |  | 2002-05-04 | 0 | 0
|  |  |  | 2002-05-05 | 0 | 0
|  |  |  | 2002-05-06 | 0 | 0
|  |  |  | 2002-05-07 | 0 | 0
|  |  |  | 2002-05-08 | 0 | 0
|  |  |  | 2002-05-09 | 0 | 0
|  |  |  | 2002-05-10 | 0 | 0
|  |  |  | 2002-05-11 | 0 | 0
|  |  |  | 2002-05-12 | 0 | 0
|  |  |  | 2002-05-13 | 0 | 0
|  |  |  | 2002-05-14 | 0 | 0
|  |  |  | 2002-05-15 | 0 | 0
|  |  |  | 2002-05-16 | 0 | 0
|  |  |  | 2002-05-17 | 0 | 0
|  |  |  | 2002-05-18 | 0 | 0
|  |  |  | 2002-05-19 | 0 | 0
|  |  |  | 2002-05-20 | 0.29 | 0.29
|  |  |  | 2002-05-21 | 0 | 0
|  |  |  | 2002-05-22 | 0 | 0
|  |  |  | 2002-05-23 | 0 | 0
|  |  |  | 2002-05-24 | 0 | 0
|  |  |  | 2002-05-25 | 0 | 0
|  |  |  | 2002-05-26 | 0 | 0
|  |  |  | 2002-05-27 | 0.09 | 0.09
|  |  |  | 2002-05-28 | 0 | 0
|  |  |  | 2002-05-29 | 0 | 0
|  |  |  | 2002-05-30 | 0 | 0
|  |  |  | 2002-05-31 | 0 | 0
|  |  |  | 2002-06-01 | 0 | 0
|  |  |  | 2002-06-02 | 0 | 0
|  |  |  | 2002-06-03 | 0 | 0
|  |  |  | 2002-06-04 | 0 | 0
|  |  |  | 2002-06-05 | 0.99 | 0.99
|  |  |  | 2002-06-06 | 0 | 0
|  |  |  | 2002-06-07 |  | 0
|  |  |  | 2002-06-08 | 0 | 0
|  |  |  | 2002-06-09 | 0.02 | 0.02
|  |  |  | 2002-06-10 | 0.15 | 0.15
|  |  |  | 2002-06-11 |  | 0
|  |  |  | 2002-06-12 | 0 | 0
|  |  |  | 2002-06-13 | 0.12 | 0.12
|  |  |  | 2002-06-14 | 0.15 | 0.15
|  |  |  | 2002-06-15 | 0 | 0
|  |  |  | 2002-06-16 | 0 | 0
|  |  |  | 2002-06-17 | 0 | 0
|  |  |  | 2002-06-18 | 0 | 0
|  |  |  | 2002-06-19 | 0 | 0
|  |  |  | 2002-06-20 | 0.16 | 0.16
|  |  |  | 2002-06-21 | 0 | 0
|  |  |  | 2002-06-22 | 0 | 0
|  |  |  | 2002-06-23 | 0 | 0
|  |  |  | 2002-06-24 | 0 | 0
|  |  |  | 2002-06-25 | 0 | 0
|  |  |  | 2002-06-26 | 0 | 0
|  |  |  | 2002-06-27 | 0 | 0
|  |  |  | 2002-06-28 | 0 | 0
|  |  |  | 2002-06-29 | 0 | 0
|  |  |  | 2002-06-30 | 0 | 0
|  |  |  | 2002-07-01 | 0 | 0
|  |  |  | 2002-07-02 | 0 | 0
|  |  |  | 2002-07-03 | 0 | 0
|  |  |  | 2002-07-04 | 0 | 0
|  |  |  | 2002-07-05 | 0.52 | 0.52
|  |  |  | 2002-07-06 | 0 | 0
|  |  |  | 2002-07-07 | 0.22 | 0.22
|  |  |  | 2002-07-08 | 0 | 0
|  |  |  | 2002-07-09 | 0 | 0
|  |  |  | 2002-07-10 | 0 | 0
|  |  |  | 2002-07-11 | 0 | 0
|  |  |  | 2002-07-12 | 0.85 | 0.85
|  |  |  | 2002-07-13 | 0.02 | 0.02
|  |  |  | 2002-07-14 | 0 | 0
|  |  |  | 2002-07-15 | 0 | 0
|  |  |  | 2002-07-16 | 0 | 0
|  |  |  | 2002-07-17 | 0.46 | 0.46
|  |  |  | 2002-07-18 | 0.1 | 0.1
|  |  |  | 2002-07-19 | 0.06 | 0.06
|  |  |  | 2002-07-20 | 0.07 | 0.07
|  |  |  | 2002-07-21 | 0 | 0
|  |  |  | 2002-07-22 | 0.03 | 0.03
|  |  |  | 2002-07-23 | 0.23 | 0.23
|  |  |  | 2002-07-24 | 0 | 0
|  |  |  | 2002-07-25 | 0 | 0
|  |  |  | 2002-07-26 | 0.25 | 0.25
|  |  |  | 2002-07-27 | 0 | 0
|  |  |  | 2002-07-28 | 0.02 | 0.02
|  |  |  | 2002-07-29 | 0.03 | 0.03
|  |  |  | 2002-07-30 | 0.08 | 0.08
|  |  |  | 2002-07-31 | 0.4 | 0.4
|  |  |  | 2002-08-01 | 0 | 0
|  |  |  | 2002-08-02 | 0.04 | 0.04
|  |  |  | 2002-08-03 | 0 | 0
|  |  |  | 2002-08-04 | 0 | 0
|  |  |  | 2002-08-05 | 0 | 0
|  |  |  | 2002-08-06 | 0 | 0
|  |  |  | 2002-08-07 | 0.05 | 0.05
|  |  |  | 2002-08-08 | 0.01 | 0.01
|  |  |  | 2002-08-09 | 0 | 0
|  |  |  | 2002-08-10 | 0 | 0
|  |  |  | 2002-08-11 | 0.06 | 0.06
|  |  |  | 2002-08-12 | 0.04 | 0.04
|  |  |  | 2002-08-13 | 0.09 | 0.09
|  |  |  | 2002-08-14 | 0 | 0
|  |  |  | 2002-08-15 | 0 | 0
|  |  |  | 2002-08-16 | 0 | 0
|  |  |  | 2002-08-17 | 0.09 | 0.09
|  |  |  | 2002-08-18 | 0.31 | 0.31
|  |  |  | 2002-08-19 | 0 | 0
|  |  |  | 2002-08-20 | 0 | 0
|  |  |  | 2002-08-21 | 0 | 0
|  |  |  | 2002-08-22 | 0.09 | 0.09
|  |  |  | 2002-08-23 | 0 | 0
|  |  |  | 2002-08-24 | 0 | 0
|  |  |  | 2002-08-25 | 0 | 0
|  |  |  | 2002-08-26 | 0 | 0
|  |  |  | 2002-08-27 | 0 | 0
|  |  |  | 2002-08-28 | 0 | 0
|  |  |  | 2002-08-29 | 0 | 0
|  |  |  | 2002-08-30 | 0 | 0
|  |  |  | 2002-08-31 | 0 | 0
|  |  |  | 2002-09-01 | 0 | 0
|  |  |  | 2002-09-02 | 0 | 0
|  |  |  | 2002-09-03 | 0 | 0
|  |  |  | 2002-09-04 | 0 | 0
|  |  |  | 2002-09-05 | 0 | 0
|  |  |  | 2002-09-06 | 0 | 0
|  |  |  | 2002-09-07 | 0 | 0
|  |  |  | 2002-09-08 | 0 | 0
|  |  |  | 2002-09-09 | 0 | 0
|  |  |  | 2002-09-10 | 0 | 0
|  |  |  | 2002-09-11 | 0 | 0
|  |  |  | 2002-09-12 | 0 | 0
|  |  |  | 2002-09-13 | 0.04 | 0.04
|  |  |  | 2002-09-14 | 0.33 | 0.33
|  |  |  | 2002-09-15 | 0 | 0
|  |  |  | 2002-09-16 | 0 | 0
|  |  |  | 2002-09-17 | 0 | 0
|  |  |  | 2002-09-18 | 0 | 0
|  |  |  | 2002-09-19 | 0.02 | 0.02
|  |  |  | 2002-09-20 | 0 | 0
|  |  |  | 2002-09-21 | 0 | 0
|  |  |  | 2002-09-22 | 0 | 0
|  |  |  | 2002-09-23 | 0 | 0
|  |  |  | 2002-09-24 | 0 | 0
|  |  |  | 2002-09-25 | 0 | 0
|  |  |  | 2002-09-26 | 0 | 0
|  |  |  | 2002-09-27 | 0 | 0
|  |  |  | 2002-09-28 | 0 | 0
|  |  |  | 2002-09-29 | 0 | 0
|  |  |  | 2002-09-30 | 0 | 0
|  |  |  | 2002-10-01 | 0 | 0
|  |  |  | 2002-10-02 | 0 | 0
|  |  |  | 2002-10-03 | 0 | 0
|  |  |  | 2002-10-04 | 0 | 0
|  |  |  | 2002-10-05 | 0 | 0
|  |  |  | 2002-10-06 | 0 | 0
|  |  |  | 2002-10-07 | 0.75 | 0.75
|  |  |  | 2002-10-08 | 0.01 | 0.01
|  |  |  | 2002-10-09 | 0 | 0
|  |  |  | 2002-10-10 | 0 | 0
|  |  |  | 2002-10-11 | 0 | 0
|  |  |  | 2002-10-12 | 0 | 0
|  |  |  | 2002-10-13 | 0 | 0
|  |  |  | 2002-10-14 | 0.6 | 0.6
|  |  |  | 2002-10-15 | 0 | 0
|  |  |  | 2002-10-16 | 0.02 | 0.02
|  |  |  | 2002-10-17 | 0 | 0
|  |  |  | 2002-10-18 | 0.02 | 0.02
|  |  |  | 2002-10-19 | 0.06 | 0.06
|  |  |  | 2002-10-20 | 0.03 | 0.03
|  |  |  | 2002-10-21 | 0 | 0
|  |  |  | 2002-10-22 | 0.04 | 0.04
|  |  |  | 2002-10-23 | 0 | 0
|  |  |  | 2002-10-24 | 0.13 | 0.13
|  |  |  | 2002-10-25 | 0.2 | 0.2
|  |  |  | 2002-10-26 | 0 | 0
|  |  |  | 2002-10-27 | 0.03 | 0.03
|  |  |  | 2002-10-28 | 0.22 | 0.22
|  |  |  | 2002-10-29 | 0.01 | 0.01
|  |  |  | 2002-10-30 | 0 | 0
|  |  |  | 2002-10-31 | 0.01 | 0.01
|  |  |  | 2002-11-01 | 0.02 | 0.02
|  |  |  | 2002-11-02 | 0.02 | 0.02
|  |  |  | 2002-11-03 | 0 | 0
|  |  |  | 2002-11-04 | 0.27 | 0.27
|  |  |  | 2002-11-05 | 0.01 | 0.01
|  |  |  | 2002-11-06 | 0 | 0
|  |  |  | 2002-11-07 | 0 | 0
|  |  |  | 2002-11-08 | 0 | 0
|  |  |  | 2002-11-09 | 0 | 0
|  |  |  | 2002-11-10 | 0 | 0
|  |  |  | 2002-11-11 | 0 | 0
|  |  |  | 2002-11-12 | 0 | 0
|  |  |  | 2002-11-13 | 0 | 0
|  |  |  | 2002-11-14 | 0 | 0
|  |  |  | 2002-11-15 | 0 | 0
|  |  |  | 2002-11-16 | 0.01 | 0.01
|  |  |  | 2002-11-17 | 0 | 0
|  |  |  | 2002-11-18 | 0 | 0
|  |  |  | 2002-11-19 | 0 | 0
|  |  |  | 2002-11-20 | 0 | 0
|  |  |  | 2002-11-21 | 0 | 0
|  |  |  | 2002-11-22 | 0 | 0
|  |  |  | 2002-11-23 | 0 | 0
|  |  |  | 2002-11-24 | 0 | 0
|  |  |  | 2002-11-25 | 0 | 0
|  |  |  | 2002-11-26 | 0 | 0
|  |  |  | 2002-11-27 | 0 | 0
|  |  |  | 2002-11-28 | 0 | 0
|  |  |  | 2002-11-29 | 0 | 0
|  |  |  | 2002-11-30 | 0 | 0
|  |  |  | 2002-12-01 | 0 | 0
|  |  |  | 2002-12-02 | 0 | 0
|  |  |  | 2002-12-03 | 0.07 | 0.07
|  |  |  | 2002-12-04 | 0 | 0
|  |  |  | 2002-12-05 | 0 | 0
|  |  |  | 2002-12-06 | 0 | 0
|  |  |  | 2002-12-07 | 0 | 0
|  |  |  | 2002-12-08 | 0 | 0
|  |  |  | 2002-12-09 | 0 | 0
|  |  |  | 2002-12-10 | 0 | 0
|  |  |  | 2002-12-11 | 0 | 0
|  |  |  | 2002-12-12 | 0 | 0
|  |  |  | 2002-12-13 | 0 | 0
|  |  |  | 2002-12-14 | 0 | 0
|  |  |  | 2002-12-15 | 0 | 0
|  |  |  | 2002-12-16 | 0 | 0
|  |  |  | 2002-12-17 | 0 | 0
|  |  |  | 2002-12-18 | 0.01 | 0.01
|  |  |  | 2002-12-19 | 0 | 0
|  |  |  | 2002-12-20 | 0 | 0
|  |  |  | 2002-12-21 | 0 | 0
|  |  |  | 2002-12-22 | 0 | 0
|  |  |  | 2002-12-23 | 0 | 0
|  |  |  | 2002-12-24 | 0.05 | 0.05
|  |  |  | 2002-12-25 | 0 | 0
|  |  |  | 2002-12-26 | 0 | 0
|  |  |  | 2002-12-27 | 0 | 0
|  |  |  | 2002-12-28 | 0 | 0
|  |  |  | 2002-12-29 | 0 | 0
|  |  |  | 2002-12-30 | 0 | 0
|  |  |  | 2002-12-31 | 0 | 0
|  |  |  | 2003-01-01 | 0 | 0
|  |  |  | 2003-01-02 | 0 | 0
|  |  |  | 2003-01-03 | 0 | 0
|  |  |  | 2003-01-04 | 0 | 0
|  |  |  | 2003-01-05 | 0 | 0
|  |  |  | 2003-01-06 | 0 | 0
|  |  |  | 2003-01-07 | 0 | 0
|  |  |  | 2003-01-08 | 0 | 0
|  |  |  | 2003-01-09 | 0 | 0
|  |  |  | 2003-01-10 | 0 | 0
|  |  |  | 2003-01-11 | 0 | 0
|  |  |  | 2003-01-12 | 0.03 | 0.03
|  |  |  | 2003-01-13 | 0 | 0
|  |  |  | 2003-01-14 | 0 | 0
|  |  |  | 2003-01-15 | 0 | 0
|  |  |  | 2003-01-16 | 0 | 0
|  |  |  | 2003-01-17 | 0 | 0
|  |  |  | 2003-01-18 | 0 | 0
|  |  |  | 2003-01-19 | 0 | 0
|  |  |  | 2003-01-20 | 0 | 0
|  |  |  | 2003-01-21 | 0 | 0
|  |  |  | 2003-01-22 | 0 | 0
|  |  |  | 2003-01-23 | 0 | 0
|  |  |  | 2003-01-24 | 0 | 0
|  |  |  | 2003-01-25 | 0 | 0
|  |  |  | 2003-01-26 | 0 | 0
|  |  |  | 2003-01-27 | 0 | 0
|  |  |  | 2003-01-28 | 0 | 0
|  |  |  | 2003-01-29 | 0 | 0
|  |  |  | 2003-01-30 | 0 | 0
|  |  |  | 2003-01-31 | 0 | 0
|  |  |  | 2003-02-01 | 0 | 0
|  |  |  | 2003-02-02 | 0 | 0
|  |  |  | 2003-02-03 | 0 | 0
|  |  |  | 2003-02-04 | 0 | 0
|  |  |  | 2003-02-05 | 0 | 0
|  |  |  | 2003-02-06 | 0 | 0
|  |  |  | 2003-02-07 | 0.06 | 0.06
|  |  |  | 2003-02-08 | 0.05 | 0.05
|  |  |  | 2003-02-09 | 0.12 | 0.12
|  |  |  | 2003-02-10 | 0 | 0
|  |  |  | 2003-02-11 | 0 | 0
|  |  |  | 2003-02-12 | 0 | 0
|  |  |  | 2003-02-13 | 0 | 0
|  |  |  | 2003-02-14 | 0.1 | 0.1
|  |  |  | 2003-02-15 | 0 | 0
|  |  |  | 2003-02-16 | 0 | 0
|  |  |  | 2003-02-17 | 0 | 0
|  |  |  | 2003-02-18 | 0 | 0
|  |  |  | 2003-02-19 | 0 | 0
|  |  |  | 2003-02-20 | 0 | 0
|  |  |  | 2003-02-21 | 1.2 | 1.2
|  |  |  | 2003-02-22 | 0.04 | 0.04
|  |  |  | 2003-02-23 | 0 | 0
|  |  |  | 2003-02-24 | 0 | 0
|  |  |  | 2003-02-25 | 0 | 0
|  |  |  | 2003-02-26 | 0 | 0
|  |  |  | 2003-02-27 | 0 | 0
|  |  |  | 2003-02-28 | 0 | 0
|  |  |  | 2003-03-01 | 0 | 0
|  |  |  | 2003-03-02 | 0 | 0
|  |  |  | 2003-03-03 | 0 | 0
|  |  |  | 2003-03-04 | 0 | 0
|  |  |  | 2003-03-05 | 0 | 0
|  |  |  | 2003-03-06 | 0 | 0
|  |  |  | 2003-03-07 | 0 | 0
|  |  |  | 2003-03-08 | 0 | 0
|  |  |  | 2003-03-09 | 0 | 0
|  |  |  | 2003-03-10 | 0 | 0
|  |  |  | 2003-03-11 | 0 | 0
|  |  |  | 2003-03-12 | 0 | 0
|  |  |  | 2003-03-13 | 0 | 0
|  |  |  | 2003-03-14 | 0 | 0
|  |  |  | 2003-03-15 | 0.56 | 0.56
|  |  |  | 2003-03-16 | 0 | 0
|  |  |  | 2003-03-17 | 0 | 0
|  |  |  | 2003-03-18 | 0.04 | 0.04
|  |  |  | 2003-03-19 | 0.01 | 0.01
|  |  |  | 2003-03-20 | 0 | 0
|  |  |  | 2003-03-21 | 0.06 | 0.06
|  |  |  | 2003-03-22 | 0.05 | 0.05
|  |  |  | 2003-03-23 | 0 | 0
|  |  |  | 2003-03-24 | 0 | 0
|  |  |  | 2003-03-25 | 0 | 0
|  |  |  | 2003-03-26 | 0 | 0
|  |  |  | 2003-03-27 | 0 | 0
|  |  |  | 2003-03-28 | 0 | 0
|  |  |  | 2003-03-29 | 0 | 0
|  |  |  | 2003-03-30 | 0 | 0
|  |  |  | 2003-03-31 | 0 | 0
|  |  |  | 2003-04-01 | 0 | 0
|  |  |  | 2003-04-02 | 0 | 0
|  |  |  | 2003-04-03 | 0 | 0
|  |  |  | 2003-04-04 | 0 | 0
|  |  |  | 2003-04-05 | 0 | 0
|  |  |  | 2003-04-06 | 0 | 0
|  |  |  | 2003-04-07 | 0 | 0
|  |  |  | 2003-04-08 | 0 | 0
|  |  |  | 2003-04-09 | 0 | 0
|  |  |  | 2003-04-10 | 0 | 0
|  |  |  | 2003-04-11 | 0 | 0
|  |  |  | 2003-04-12 | 0 | 0
|  |  |  | 2003-04-13 | 0 | 0
|  |  |  | 2003-04-14 | 0 | 0
|  |  |  | 2003-04-15 | 0 | 0
|  |  |  | 2003-04-16 | 0 | 0
|  |  |  | 2003-04-17 | 0 | 0
|  |  |  | 2003-04-18 | 0 | 0
|  |  |  | 2003-04-19 | 0 | 0
|  |  |  | 2003-04-20 | 0 | 0
|  |  |  | 2003-04-21 | 0 | 0
|  |  |  | 2003-04-22 | 0 | 0
|  |  |  | 2003-04-23 | 0 | 0
|  |  |  | 2003-04-24 | 0 | 0
|  |  |  | 2003-04-25 | 0 | 0
|  |  |  | 2003-04-26 | 0 | 0
|  |  |  | 2003-04-27 | 0 | 0
|  |  |  | 2003-04-28 | 0 | 0
|  |  |  | 2003-04-29 | 0 | 0
|  |  |  | 2003-04-30 | 0 | 0
|  |  |  | 2003-05-01 | 0 | 0
|  |  |  | 2003-05-02 | 0 | 0
|  |  |  | 2003-05-03 | 0 | 0
|  |  |  | 2003-05-04 | 0 | 0
|  |  |  | 2003-05-05 | 0 | 0
|  |  |  | 2003-05-06 | 0 | 0
|  |  |  | 2003-05-07 | 0 | 0
|  |  |  | 2003-05-08 | 0 | 0
|  |  |  | 2003-05-09 | 0 | 0
|  |  |  | 2003-05-10 | 0 | 0
|  |  |  | 2003-05-11 | 0 | 0
|  |  |  | 2003-05-12 | 0.06 | 0.06
|  |  |  | 2003-05-13 | 0 | 0
|  |  |  | 2003-05-14 | 0 | 0
|  |  |  | 2003-05-15 | 0 | 0
|  |  |  | 2003-05-16 | 0 | 0
|  |  |  | 2003-05-17 | 0 | 0
|  |  |  | 2003-05-18 | 0 | 0
|  |  |  | 2003-05-19 | 0 | 0
|  |  |  | 2003-05-20 | 0 | 0
|  |  |  | 2003-05-21 | 0 | 0
|  |  |  | 2003-05-22 | 0 | 0
|  |  |  | 2003-05-23 | 0 | 0
|  |  |  | 2003-05-24 | 0.01 | 0.01
|  |  |  | 2003-05-25 | 0.41 | 0.41
|  |  |  | 2003-05-26 | 0 | 0
|  |  |  | 2003-05-27 | 0 | 0
|  |  |  | 2003-05-28 | 0 | 0
|  |  |  | 2003-05-29 | 0 | 0
|  |  |  | 2003-05-30 | 0 | 0
|  |  |  | 2003-05-31 | 0 | 0
|  |  |  | 2003-06-01 | 0 | 0
|  |  |  | 2003-06-02 | 0 | 0
|  |  |  | 2003-06-03 | 0 | 0
|  |  |  | 2003-06-04 | 0 | 0
|  |  |  | 2003-06-05 | 0.44 | 0.44
|  |  |  | 2003-06-06 | 0.02 | 0.02
|  |  |  | 2003-06-07 | 0 | 0
|  |  |  | 2003-06-08 | 0.04 | 0.04
|  |  |  | 2003-06-09 | 0 | 0
|  |  |  | 2003-06-10 | 0 | 0
|  |  |  | 2003-06-11 | 0 | 0
|  |  |  | 2003-06-12 | 0 | 0
|  |  |  | 2003-06-13 | 0 | 0
|  |  |  | 2003-06-14 | 0.02 | 0.02
|  |  |  | 2003-06-15 | 0 | 0
|  |  |  | 2003-06-16 | 0 | 0
|  |  |  | 2003-06-17 | 0 | 0
|  |  |  | 2003-06-18 | 0.05 | 0.05
|  |  |  | 2003-06-19 | 0.05 | 0.05
|  |  |  | 2003-06-20 | 0.02 | 0.02
|  |  |  | 2003-06-21 | 0.84 | 0.84
|  |  |  | 2003-06-22 | 0 | 0
|  |  |  | 2003-06-23 | 0 | 0
|  |  |  | 2003-06-24 | 0 | 0
|  |  |  | 2003-06-25 | 0.83 | 0.83
|  |  |  | 2003-06-26 | 0 | 0
|  |  |  | 2003-06-27 | 0 | 0
|  |  |  | 2003-06-28 | 0.02 | 0.02
|  |  |  | 2003-06-29 | 0.57 | 0.57
|  |  |  | 2003-06-30 | 0 | 0
|  |  |  | 2003-07-01 | 0 | 0
|  |  |  | 2003-07-02 | 0 | 0
|  |  |  | 2003-07-03 | 0 | 0
|  |  |  | 2003-07-04 | 0 | 0
|  |  |  | 2003-07-05 | 0 | 0
|  |  |  | 2003-07-06 | 0 | 0
|  |  |  | 2003-07-07 | 1.22 | 1.22
|  |  |  | 2003-07-08 | 0 | 0
|  |  |  | 2003-07-09 | 0.35 | 0.35
|  |  |  | 2003-07-10 | 0 | 0
|  |  |  | 2003-07-11 | 0 | 0
|  |  |  | 2003-07-12 | 0 | 0
|  |  |  | 2003-07-13 | 0 | 0
|  |  |  | 2003-07-14 | 0 | 0
|  |  |  | 2003-07-15 | 0 | 0
|  |  |  | 2003-07-16 | 0.61 | 0.61
|  |  |  | 2003-07-17 | 0.85 | 0.85
|  |  |  | 2003-07-18 | 0 | 0
|  |  |  | 2003-07-19 | 0 | 0
|  |  |  | 2003-07-20 | 0 | 0
|  |  |  | 2003-07-21 | 0 | 0
|  |  |  | 2003-07-22 | 0 | 0
|  |  |  | 2003-07-23 | 0 | 0
|  |  |  | 2003-07-24 | 0 | 0
|  |  |  | 2003-07-25 | 0 | 0
|  |  |  | 2003-07-26 | 0 | 0
|  |  |  | 2003-07-27 | 0 | 0
|  |  |  | 2003-07-28 | 0.01 | 0.01
|  |  |  | 2003-07-29 | 0.02 | 0.02
|  |  |  | 2003-07-30 | 0 | 0
|  |  |  | 2003-07-31 | 0 | 0
|  |  |  | 2003-08-01 | 0 | 0
|  |  |  | 2003-08-02 | 0 | 0
|  |  |  | 2003-08-03 | 0.2 | 0.2
|  |  |  | 2003-08-04 | 0 | 0
|  |  |  | 2003-08-05 | 0 | 0
|  |  |  | 2003-08-06 | 0 | 0
|  |  |  | 2003-08-07 | 0 | 0
|  |  |  | 2003-08-08 | 0 | 0
|  |  |  | 2003-08-09 | 0 | 0
|  |  |  | 2003-08-10 | 0 | 0
|  |  |  | 2003-08-11 | 0 | 0
|  |  |  | 2003-08-12 | 0 | 0
|  |  |  | 2003-08-13 | 0 | 0
|  |  |  | 2003-08-14 | 0.01 | 0.01
|  |  |  | 2003-08-15 | 0.01 | 0.01
|  |  |  | 2003-08-16 | 0 | 0
|  |  |  | 2003-08-17 | 0 | 0
|  |  |  | 2003-08-18 | 0 | 0
|  |  |  | 2003-08-19 | 0 | 0
|  |  |  | 2003-08-20 | 0 | 0
|  |  |  | 2003-08-21 | 0 | 0
|  |  |  | 2003-08-22 | 0 | 0
|  |  |  | 2003-08-23 | 0.22 | 0.22
|  |  |  | 2003-08-24 | 0.05 | 0.05
|  |  |  | 2003-08-25 | 0.55 | 0.55
|  |  |  | 2003-08-26 | 0.18 | 0.18
|  |  |  | 2003-08-27 | 0 | 0
|  |  |  | 2003-08-28 | 0 | 0
|  |  |  | 2003-08-29 | 0.1 | 0.1
|  |  |  | 2003-08-30 | 0 | 0
|  |  |  | 2003-08-31 | 0.35 | 0.35
|  |  |  | 2003-09-01 | 0.02 | 0.02
|  |  |  | 2003-09-02 | 0 | 0
|  |  |  | 2003-09-03 | 0 | 0
|  |  |  | 2003-09-04 | 0 | 0
|  |  |  | 2003-09-05 | 0 | 0
|  |  |  | 2003-09-06 | 0 | 0
|  |  |  | 2003-09-07 | 0 | 0
|  |  |  | 2003-09-08 | 0.04 | 0.04
|  |  |  | 2003-09-09 | 0 | 0
|  |  |  | 2003-09-10 | 0 | 0
|  |  |  | 2003-09-11 | 0.08 | 0.08
|  |  |  | 2003-09-12 | 0.48 | 0.48
|  |  |  | 2003-09-13 | 0 | 0
|  |  |  | 2003-09-14 | 0 | 0
|  |  |  | 2003-09-15 | 0 | 0
|  |  |  | 2003-09-16 | 0 | 0
|  |  |  | 2003-09-17 | 0 | 0
|  |  |  | 2003-09-18 | 0 | 0
|  |  |  | 2003-09-19 | 0 | 0
|  |  |  | 2003-09-20 | 0 | 0
|  |  |  | 2003-09-21 | 0 | 0
|  |  |  | 2003-09-22 | 0 | 0
|  |  |  | 2003-09-23 | 0.39 | 0.39
|  |  |  | 2003-09-24 | 0 | 0
|  |  |  | 2003-09-25 | 0.2 | 0.2
|  |  |  | 2003-09-26 | 0 | 0
|  |  |  | 2003-09-27 | 0 | 0
|  |  |  | 2003-09-28 | 0 | 0
|  |  |  | 2003-09-29 | 0 | 0
|  |  |  | 2003-09-30 | 0 | 0
|  |  |  | 2003-10-01 | 0 | 0
|  |  |  | 2003-10-02 | 0 | 0
|  |  |  | 2003-10-03 | 0.02 | 0.02
|  |  |  | 2003-10-04 | 0 | 0
|  |  |  | 2003-10-05 | 0.44 | 0.44
|  |  |  | 2003-10-06 | 0.01 | 0.01
|  |  |  | 2003-10-07 | 0 | 0
|  |  |  | 2003-10-08 | 0.49 | 0.49
|  |  |  | 2003-10-09 | 0.02 | 0.02
|  |  |  | 2003-10-10 | 0.1 | 0.1
|  |  |  | 2003-10-11 | 0.45 | 0.45
|  |  |  | 2003-10-12 | 0.72 | 0.72
|  |  |  | 2003-10-13 | 0 | 0
|  |  |  | 2003-10-14 | 0 | 0
|  |  |  | 2003-10-15 | 0 | 0
|  |  |  | 2003-10-16 | 0 | 0
|  |  |  | 2003-10-17 | 0 | 0
|  |  |  | 2003-10-18 | 0 | 0
|  |  |  | 2003-10-19 | 0 | 0
|  |  |  | 2003-10-20 | 0 | 0
|  |  |  | 2003-10-21 | 0 | 0
|  |  |  | 2003-10-22 | 0 | 0
|  |  |  | 2003-10-23 | 0 | 0
|  |  |  | 2003-10-24 | 0 | 0
|  |  |  | 2003-10-25 | 0 | 0
|  |  |  | 2003-10-26 | 0.32 | 0.32
|  |  |  | 2003-10-27 | 0 | 0
|  |  |  | 2003-10-28 | 0 | 0
|  |  |  | 2003-10-29 | 0 | 0
|  |  |  | 2003-10-30 | 0 | 0
|  |  |  | 2003-10-31 | 0 | 0
|  |  |  | 2003-11-01 | 0 | 0
|  |  |  | 2003-11-02 | 0 | 0
|  |  |  | 2003-11-03 | 0 | 0
|  |  |  | 2003-11-04 | 0 | 0
|  |  |  | 2003-11-05 | 0 | 0
|  |  |  | 2003-11-06 | 0 | 0
|  |  |  | 2003-11-07 | 0.02 | 0.02
|  |  |  | 2003-11-08 | 0 | 0
|  |  |  | 2003-11-09 | 0 | 0
|  |  |  | 2003-11-10 | 0 | 0
|  |  |  | 2003-11-11 | 0 | 0
|  |  |  | 2003-11-12 | 0 | 0
|  |  |  | 2003-11-13 | 0 | 0
|  |  |  | 2003-11-14 | 0 | 0
|  |  |  | 2003-11-15 | 0 | 0
|  |  |  | 2003-11-16 | 0 | 0
|  |  |  | 2003-11-17 | 0 | 0
|  |  |  | 2003-11-18 | 0 | 0
|  |  |  | 2003-11-19 | 0 | 0
|  |  |  | 2003-11-20 | 0 | 0
|  |  |  | 2003-11-21 | 0 | 0
|  |  |  | 2003-11-22 | 0 | 0
|  |  |  | 2003-11-23 | 0 | 0
|  |  |  | 2003-11-24 | 0 | 0
|  |  |  | 2003-11-25 | 0 | 0
|  |  |  | 2003-11-26 | 0 | 0
|  |  |  | 2003-11-27 | 0 | 0
|  |  |  | 2003-11-28 | 0 | 0
|  |  |  | 2003-11-29 | 0 | 0
|  |  |  | 2003-11-30 | 0 | 0
|  |  |  | 2003-12-01 | 0 | 0
|  |  |  | 2003-12-02 | 0 | 0
|  |  |  | 2003-12-03 | 0 | 0
|  |  |  | 2003-12-04 | 0 | 0
|  |  |  | 2003-12-05 | 0 | 0
|  |  |  | 2003-12-06 | 0 | 0
|  |  |  | 2003-12-07 | 0 | 0
|  |  |  | 2003-12-08 | 0 | 0
|  |  |  | 2003-12-09 | 0 | 0
|  |  |  | 2003-12-10 | 0 | 0
|  |  |  | 2003-12-11 | 0 | 0
|  |  |  | 2003-12-12 | 0 | 0
|  |  |  | 2003-12-13 | 0 | 0
|  |  |  | 2003-12-14 | 0 | 0
|  |  |  | 2003-12-15 | 0 | 0
|  |  |  | 2003-12-16 | 0 | 0
|  |  |  | 2003-12-17 | 0 | 0
|  |  |  | 2003-12-18 | 0 | 0
|  |  |  | 2003-12-19 | 0 | 0
|  |  |  | 2003-12-20 | 0 | 0
|  |  |  | 2003-12-21 | 0 | 0
|  |  |  | 2003-12-22 | 0 | 0
|  |  |  | 2003-12-23 | 0 | 0
|  |  |  | 2003-12-24 | 0 | 0
|  |  |  | 2003-12-25 | 0 | 0
|  |  |  | 2003-12-26 | 0 | 0
|  |  |  | 2003-12-27 | 0 | 0
|  |  |  | 2003-12-28 | 0 | 0
|  |  |  | 2003-12-29 | 0 | 0
|  |  |  | 2003-12-30 | 0 | 0
|  |  |  | 2003-12-31 | 0 | 0
|  |  |  | 2004-01-01 | 0 | 0
|  |  |  | 2004-01-02 | 0 | 0
|  |  |  | 2004-01-03 | 0 | 0
|  |  |  | 2004-01-04 | 0 | 0
|  |  |  | 2004-01-05 | 0 | 0
|  |  |  | 2004-01-06 | 0 | 0
|  |  |  | 2004-01-07 | 0 | 0
|  |  |  | 2004-01-08 | 0 | 0
|  |  |  | 2004-01-09 | 0 | 0
|  |  |  | 2004-01-10 | 0 | 0
|  |  |  | 2004-01-11 | 0 | 0
|  |  |  | 2004-01-12 | 0.01 | 0.01
|  |  |  | 2004-01-13 | 0 | 0
|  |  |  | 2004-01-14 | 0.23 | 0.23
|  |  |  | 2004-01-15 | 0.36 | 0.36
|  |  |  | 2004-01-16 | 0.72 | 0.72
|  |  |  | 2004-01-17 | 0 | 0
|  |  |  | 2004-01-18 | 0 | 0
|  |  |  | 2004-01-19 | 0 | 0
|  |  |  | 2004-01-20 | 0 | 0
|  |  |  | 2004-01-21 | 0 | 0
|  |  |  | 2004-01-22 | 0 | 0
|  |  |  | 2004-01-23 | 0 | 0
|  |  |  | 2004-01-24 | 0 | 0
|  |  |  | 2004-01-25 | 0 | 0
|  |  |  | 2004-01-26 | 0.05 | 0.05
|  |  |  | 2004-01-27 | 0 | 0
|  |  |  | 2004-01-28 | 0 | 0
|  |  |  | 2004-01-29 | 0 | 0
|  |  |  | 2004-01-30 | 0 | 0
|  |  |  | 2004-01-31 | 0 | 0
|  |  |  | 2004-02-01 | 0 | 0
|  |  |  | 2004-02-02 | 0 | 0
|  |  |  | 2004-02-03 | 0 | 0
|  |  |  | 2004-02-04 | 0.03 | 0.03
|  |  |  | 2004-02-05 | 0 | 0
|  |  |  | 2004-02-06 | 0 | 0
|  |  |  | 2004-02-07 | 0 | 0
|  |  |  | 2004-02-08 | 0 | 0
|  |  |  | 2004-02-09 | 0 | 0
|  |  |  | 2004-02-10 | 0.01 | 0.01
|  |  |  | 2004-02-11 | 0.02 | 0.02
|  |  |  | 2004-02-12 | 0 | 0
|  |  |  | 2004-02-13 |  | 0
|  |  |  | 2004-02-14 |  | 0
|  |  |  | 2004-02-15 | 0 | 0
|  |  |  | 2004-02-16 | 0 | 0
|  |  |  | 2004-02-17 | 0 | 0
|  |  |  | 2004-02-18 | 0 | 0
|  |  |  | 2004-02-19 | 0 | 0
|  |  |  | 2004-02-20 | 0 | 0
|  |  |  | 2004-02-21 | 0 | 0
|  |  |  | 2004-02-22 | 0 | 0
|  |  |  | 2004-02-23 | 0.09 | 0.09
|  |  |  | 2004-02-24 | 0.14 | 0.14
|  |  |  | 2004-02-25 | 0.11 | 0.11
|  |  |  | 2004-02-26 | 0 | 0
|  |  |  | 2004-02-27 | 0 | 0
|  |  |  | 2004-02-28 | 0 | 0
|  |  |  | 2004-02-29 | 0 | 0
|  |  |  | 2004-03-01 | 0 | 0
|  |  |  | 2004-03-02 | 0 | 0
|  |  |  | 2004-03-03 | 0 | 0
|  |  |  | 2004-03-04 | 0 | 0
|  |  |  | 2004-03-05 | 0 | 0
|  |  |  | 2004-03-06 | 0 | 0
|  |  |  | 2004-03-07 | 0 | 0
|  |  |  | 2004-03-08 | 0 | 0
|  |  |  | 2004-03-09 | 0 | 0
|  |  |  | 2004-03-10 | 0 | 0
|  |  |  | 2004-03-11 | 0.5 | 0.5
|  |  |  | 2004-03-12 | 1.44 | 1.44
|  |  |  | 2004-03-13 | 0.01 | 0.01
|  |  |  | 2004-03-14 | 0 | 0
|  |  |  | 2004-03-15 | 0 | 0
|  |  |  | 2004-03-16 | 0 | 0
|  |  |  | 2004-03-17 | 0 | 0
|  |  |  | 2004-03-18 | 0 | 0
|  |  |  | 2004-03-19 | 0 | 0
|  |  |  | 2004-03-20 | 0 | 0
|  |  |  | 2004-03-21 | 0.05 | 0.05
|  |  |  | 2004-03-22 | 0.01 | 0.01
|  |  |  | 2004-03-23 | 0 | 0
|  |  |  | 2004-03-24 | 0 | 0
|  |  |  | 2004-03-25 | 0 | 0
|  |  |  | 2004-03-26 | 0 | 0
|  |  |  | 2004-03-27 | 0 | 0
|  |  |  | 2004-03-28 | 0 | 0
|  |  |  | 2004-03-29 | 0 | 0
|  |  |  | 2004-03-30 | 0 | 0
|  |  |  | 2004-03-31 | 0 | 0
|  |  |  | 2004-04-01 | 0 | 0
|  |  |  | 2004-04-02 | 0.2 | 0.2
|  |  |  | 2004-04-03 | 0 | 0
|  |  |  | 2004-04-04 | 2.5 | 2.5
|  |  |  | 2004-04-05 | 0.26 | 0.26
|  |  |  | 2004-04-06 | 0.24 | 0.24
|  |  |  | 2004-04-07 | 0 | 0
|  |  |  | 2004-04-08 | 0 | 0
|  |  |  | 2004-04-09 | 0.18 | 0.18
|  |  |  | 2004-04-10 | 0 | 0
|  |  |  | 2004-04-11 | 0.55 | 0.55
|  |  |  | 2004-04-12 | 0 | 0
|  |  |  | 2004-04-13 | 0 | 0
|  |  |  | 2004-04-14 | 0 | 0
|  |  |  | 2004-04-15 | 0 | 0
|  |  |  | 2004-04-16 | 0 | 0
|  |  |  | 2004-04-17 | 0 | 0
|  |  |  | 2004-04-18 | 0 | 0
|  |  |  | 2004-04-19 | 0 | 0
|  |  |  | 2004-04-20 | 0 | 0
|  |  |  | 2004-04-21 | 0 | 0
|  |  |  | 2004-04-22 | 0 | 0
|  |  |  | 2004-04-23 | 0 | 0
|  |  |  | 2004-04-24 | 0 | 0
|  |  |  | 2004-04-25 | 0 | 0
|  |  |  | 2004-04-26 | 0 | 0
|  |  |  | 2004-04-27 | 0 | 0
|  |  |  | 2004-04-28 | 0.1 | 0.1
|  |  |  | 2004-04-29 | 0 | 0
|  |  |  | 2004-04-30 | 0 | 0
|  |  |  | 2004-05-01 | 0 | 0
|  |  |  | 2004-05-02 | 0 | 0
|  |  |  | 2004-05-03 | 0 | 0
|  |  |  | 2004-05-04 | 0 | 0
|  |  |  | 2004-05-05 | 0 | 0
|  |  |  | 2004-05-06 | 0 | 0
|  |  |  | 2004-05-07 | 0 | 0
|  |  |  | 2004-05-08 | 0 | 0
|  |  |  | 2004-05-09 | 0.03 | 0.03
|  |  |  | 2004-05-10 | 0.18 | 0.18
|  |  |  | 2004-05-11 | 0.3 | 0.3
|  |  |  | 2004-05-12 | 0 | 0
|  |  |  | 2004-05-13 | 0 | 0
|  |  |  | 2004-05-14 | 0 | 0
|  |  |  | 2004-05-15 | 0 | 0
|  |  |  | 2004-05-16 | 0.09 | 0.09
|  |  |  | 2004-05-17 | 0.28 | 0.28
|  |  |  | 2004-05-18 | 0 | 0
|  |  |  | 2004-05-19 | 0 | 0
|  |  |  | 2004-05-20 | 0 | 0
|  |  |  | 2004-05-21 | 0.39 | 0.39
|  |  |  | 2004-05-22 | 0 | 0
|  |  |  | 2004-05-23 | 0 | 0
|  |  |  | 2004-05-24 | 0 | 0
|  |  |  | 2004-05-25 | 0 | 0
|  |  |  | 2004-05-26 | 0 | 0
|  |  |  | 2004-05-27 | 0 | 0
|  |  |  | 2004-05-28 | 0 | 0
|  |  |  | 2004-05-29 | 0 | 0
|  |  |  | 2004-05-30 | 0 | 0
|  |  |  | 2004-05-31 | 0 | 0
|  |  |  | 2004-06-01 | 0 | 0
|  |  |  | 2004-06-02 | 0 | 0
|  |  |  | 2004-06-03 | 0 | 0
|  |  |  | 2004-06-04 | 0 | 0
|  |  |  | 2004-06-05 | 0.2 | 0.2
|  |  |  | 2004-06-06 | 0.35 | 0.35
|  |  |  | 2004-06-07 | 0 | 0
|  |  |  | 2004-06-08 | 0.13 | 0.13
|  |  |  | 2004-06-09 | 0 | 0
|  |  |  | 2004-06-10 | 0 | 0
|  |  |  | 2004-06-11 | 0 | 0
|  |  |  | 2004-06-12 | 0.03 | 0.03
|  |  |  | 2004-06-13 | 0 | 0
|  |  |  | 2004-06-14 | 0 | 0
|  |  |  | 2004-06-15 | 0 | 0
|  |  |  | 2004-06-16 | 0.01 | 0.01
|  |  |  | 2004-06-17 | 0.25 | 0.25
|  |  |  | 2004-06-18 | 0 | 0
|  |  |  | 2004-06-19 | 0.15 | 0.15
|  |  |  | 2004-06-20 | 0.2 | 0.2
|  |  |  | 2004-06-21 | 0.18 | 0.18
|  |  |  | 2004-06-22 | 0.03 | 0.03
|  |  |  | 2004-06-23 | 0.01 | 0.01
|  |  |  | 2004-06-24 | 0.3 | 0.3
|  |  |  | 2004-06-25 | 0 | 0
|  |  |  | 2004-06-26 | 0 | 0
|  |  |  | 2004-06-27 | 1.28 | 1.28
|  |  |  | 2004-06-28 | 0 | 0
|  |  |  | 2004-06-29 | 0 | 0
|  |  |  | 2004-06-30 | 0 | 0
|  |  |  | 2004-07-01 | 0 | 0
|  |  |  | 2004-07-02 | 0 | 0
|  |  |  | 2004-07-03 | 0.05 | 0.05
|  |  |  | 2004-07-04 | 0 | 0
|  |  |  | 2004-07-05 | 0 | 0
|  |  |  | 2004-07-06 | 0 | 0
|  |  |  | 2004-07-07 | 0.2 | 0.2
|  |  |  | 2004-07-08 | 0 | 0
|  |  |  | 2004-07-09 | 0 | 0
|  |  |  | 2004-07-10 | 0.9 | 0.9
|  |  |  | 2004-07-11 | 0 | 0
|  |  |  | 2004-07-12 | 0 | 0
|  |  |  | 2004-07-13 | 0.02 | 0.02
|  |  |  | 2004-07-14 | 0 | 0
|  |  |  | 2004-07-15 | 0 | 0
|  |  |  | 2004-07-16 | 0 | 0
|  |  |  | 2004-07-17 | 0 | 0
|  |  |  | 2004-07-18 | 0 | 0
|  |  |  | 2004-07-19 | 0 | 0
|  |  |  | 2004-07-20 | 0.01 | 0.01
|  |  |  | 2004-07-21 | 0.25 | 0.25
|  |  |  | 2004-07-22 | 0 | 0
|  |  |  | 2004-07-23 | 0 | 0
|  |  |  | 2004-07-24 | 0.16 | 0.16
|  |  |  | 2004-07-25 | 0.57 | 0.57
|  |  |  | 2004-07-26 | 0.53 | 0.53
|  |  |  | 2004-07-27 | 0.33 | 0.33
|  |  |  | 2004-07-28 | 0.77 | 0.77
|  |  |  | 2004-07-29 | 0 | 0
|  |  |  | 2004-07-30 | 0 | 0
|  |  |  | 2004-07-31 | 0 | 0
|  |  |  | 2004-08-01 | 0 | 0
|  |  |  | 2004-08-02 | 0 | 0
|  |  |  | 2004-08-03 | 0.17 | 0.17
|  |  |  | 2004-08-04 | 0 | 0
|  |  |  | 2004-08-05 | 0 | 0
|  |  |  | 2004-08-06 | 0 | 0
|  |  |  | 2004-08-07 | 0 | 0
|  |  |  | 2004-08-08 | 0.03 | 0.03
|  |  |  | 2004-08-09 | 0.42 | 0.42
|  |  |  | 2004-08-10 | 0 | 0
|  |  |  | 2004-08-11 | 0 | 0
|  |  |  | 2004-08-12 | 1.27 | 1.27
|  |  |  | 2004-08-13 | 0 | 0
|  |  |  | 2004-08-14 | 0.72 | 0.72
|  |  |  | 2004-08-15 | 0.43 | 0.43
|  |  |  | 2004-08-16 | 0.1 | 0.1
|  |  |  | 2004-08-17 | 1.15 | 1.15
|  |  |  | 2004-08-18 | 0.3 | 0.3
|  |  |  | 2004-08-19 | 0 | 0
|  |  |  | 2004-08-20 | 0 | 0
|  |  |  | 2004-08-21 | 0 | 0
|  |  |  | 2004-08-22 | 0.61 | 0.61
|  |  |  | 2004-08-23 | 0 | 0
|  |  |  | 2004-08-24 | 0 | 0
|  |  |  | 2004-08-25 | 0 | 0
|  |  |  | 2004-08-26 | 0.7 | 0.7
|  |  |  | 2004-08-27 | 0 | 0
|  |  |  | 2004-08-28 | 0 | 0
|  |  |  | 2004-08-29 | 0 | 0
|  |  |  | 2004-08-30 | 0.39 | 0.39
|  |  |  | 2004-08-31 | 0 | 0
|  |  |  | 2004-09-01 | 0.34 | 0.34
|  |  |  | 2004-09-02 | 0 | 0
|  |  |  | 2004-09-03 | 0 | 0
|  |  |  | 2004-09-04 | 0.05 | 0.05
|  |  |  | 2004-09-05 | 0 | 0
|  |  |  | 2004-09-06 | 0 | 0
|  |  |  | 2004-09-07 | 0 | 0
|  |  |  | 2004-09-08 | 0 | 0
|  |  |  | 2004-09-09 | 0 | 0
|  |  |  | 2004-09-10 | 0 | 0
|  |  |  | 2004-09-11 | 0 | 0
|  |  |  | 2004-09-12 | 0 | 0
|  |  |  | 2004-09-13 | 0 | 0
|  |  |  | 2004-09-14 | 0 | 0
|  |  |  | 2004-09-15 | 0.01 | 0.01
|  |  |  | 2004-09-16 | 0 | 0
|  |  |  | 2004-09-17 | 0 | 0
|  |  |  | 2004-09-18 | 0 | 0
|  |  |  | 2004-09-19 | 0 | 0
|  |  |  | 2004-09-20 | 0.59 | 0.59
|  |  |  | 2004-09-21 | 0.36 | 0.36
|  |  |  | 2004-09-22 | 0.31 | 0.31
|  |  |  | 2004-09-23 | 0 | 0
|  |  |  | 2004-09-24 | 0 | 0
|  |  |  | 2004-09-25 | 0.76 | 0.76
|  |  |  | 2004-09-26 | 1.82 | 1.82
|  |  |  | 2004-09-27 | 0.02 | 0.02
|  |  |  | 2004-09-28 | 0.16 | 0.16
|  |  |  | 2004-09-29 | 0 | 0
|  |  |  | 2004-09-30 | 0.85 | 0.85
|  |  |  | 2004-10-01 | 0 | 0
|  |  |  | 2004-10-02 | 0.05 | 0.05
|  |  |  | 2004-10-03 | 0 | 0
|  |  |  | 2004-10-04 | 0.14 | 0.14
|  |  |  | 2004-10-05 | 0 | 0
|  |  |  | 2004-10-06 | 0.17 | 0.17
|  |  |  | 2004-10-07 | 0.54 | 0.54
|  |  |  | 2004-10-08 | 0.21 | 0.21
|  |  |  | 2004-10-09 | 0.05 | 0.05
|  |  |  | 2004-10-10 | 0 | 0
|  |  |  | 2004-10-11 | 0.08 | 0.08
|  |  |  | 2004-10-12 | 0 | 0
|  |  |  | 2004-10-13 | 0 | 0
|  |  |  | 2004-10-14 | 0 | 0
|  |  |  | 2004-10-15 | 0 | 0
|  |  |  | 2004-10-16 | 0 | 0
|  |  |  | 2004-10-17 | 0 | 0
|  |  |  | 2004-10-18 | 0 | 0
|  |  |  | 2004-10-19 | 0 | 0
|  |  |  | 2004-10-20 | 0 | 0
|  |  |  | 2004-10-21 | 0 | 0
|  |  |  | 2004-10-22 | 0.23 | 0.23
|  |  |  | 2004-10-23 | 0 | 0
|  |  |  | 2004-10-24 | 0 | 0
|  |  |  | 2004-10-25 | 0 | 0
|  |  |  | 2004-10-26 | 0 | 0
|  |  |  | 2004-10-27 | 0.2 | 0.2
|  |  |  | 2004-10-28 | 0 | 0
|  |  |  | 2004-10-29 | 0 | 0
|  |  |  | 2004-10-30 | 0 | 0
|  |  |  | 2004-10-31 | 0 | 0
|  |  |  | 2004-11-01 | 0.37 | 0.37
|  |  |  | 2004-11-02 | 0.06 | 0.06
|  |  |  | 2004-11-03 | 0 | 0
|  |  |  | 2004-11-04 | 0 | 0
|  |  |  | 2004-11-05 | 0 | 0
|  |  |  | 2004-11-06 | 0 | 0
|  |  |  | 2004-11-07 | 0 | 0
|  |  |  | 2004-11-08 | 0 | 0
|  |  |  | 2004-11-09 | 0 | 0
|  |  |  | 2004-11-10 | 0 | 0
|  |  |  | 2004-11-11 | 0 | 0
|  |  |  | 2004-11-12 | 0 | 0
|  |  |  | 2004-11-13 | 0.07 | 0.07
|  |  |  | 2004-11-14 | 0.45 | 0.45
|  |  |  | 2004-11-15 | 1.16 | 1.16
|  |  |  | 2004-11-16 | 1.48 | 1.48
|  |  |  | 2004-11-17 | 0 | 0
|  |  |  | 2004-11-18 | 0 | 0
|  |  |  | 2004-11-19 | 0 | 0
|  |  |  | 2004-11-20 | 0 | 0
|  |  |  | 2004-11-21 | 0.05 | 0.05
|  |  |  | 2004-11-22 | 0.05 | 0.05
|  |  |  | 2004-11-23 | 0.1 | 0.1
|  |  |  | 2004-11-24 | 0 | 0
|  |  |  | 2004-11-25 |  | 0
|  |  |  | 2004-11-26 | 0 | 0
|  |  |  | 2004-11-27 | 0 | 0
|  |  |  | 2004-11-28 | 0 | 0
|  |  |  | 2004-11-29 | 0 | 0
|  |  |  | 2004-11-30 | 0 | 0
|  |  |  | 2004-12-01 | 0 | 0
|  |  |  | 2004-12-02 | 0 | 0
|  |  |  | 2004-12-03 | 0 | 0
|  |  |  | 2004-12-04 | 0.03 | 0.03
|  |  |  | 2004-12-05 | 0 | 0
|  |  |  | 2004-12-06 | 0 | 0
|  |  |  | 2004-12-07 | 0 | 0
|  |  |  | 2004-12-08 | 0 | 0
|  |  |  | 2004-12-09 | 0 | 0
|  |  |  | 2004-12-10 | 0 | 0
|  |  |  | 2004-12-11 | 0 | 0
|  |  |  | 2004-12-12 | 0 | 0
|  |  |  | 2004-12-13 | 0 | 0
|  |  |  | 2004-12-14 | 0 | 0
|  |  |  | 2004-12-15 | 0 | 0
|  |  |  | 2004-12-16 | 0 | 0
|  |  |  | 2004-12-17 | 0 | 0
|  |  |  | 2004-12-18 | 0 | 0
|  |  |  | 2004-12-19 | 0 | 0
|  |  |  | 2004-12-20 | 0 | 0
|  |  |  | 2004-12-21 | 0 | 0
|  |  |  | 2004-12-22 | 0.14 | 0.14
|  |  |  | 2004-12-23 | 0 | 0
|  |  |  | 2004-12-24 | 0.05 | 0.05
|  |  |  | 2004-12-26 | 0 | 0
|  |  |  | 2004-12-27 | 0 | 0
|  |  |  | 2004-12-28 | 0 | 0
|  |  |  | 2004-12-29 | 0 | 0
|  |  |  | 2004-12-30 | 0 | 0
|  |  |  | 2004-12-31 | 0 | 0
|  |  |  | 2005-01-02 | 0 | 0
|  |  |  | 2005-01-03 | 0 | 0
|  |  |  | 2005-01-04 | 0 | 0
|  |  |  | 2005-01-05 | 0 | 0
|  |  |  | 2005-01-06 | 0 | 0
|  |  |  | 2005-01-07 | 0 | 0
|  |  |  | 2005-01-08 | 0 | 0
|  |  |  | 2005-01-09 | 0 | 0
|  |  |  | 2005-01-10 | 0 | 0
|  |  |  | 2005-01-11 | 0 | 0
|  |  |  | 2005-01-12 | 0 | 0
|  |  |  | 2005-01-13 | 0 | 0
|  |  |  | 2005-01-14 | 0 | 0
|  |  |  | 2005-01-15 | 0 | 0
|  |  |  | 2005-01-16 | 0 | 0
|  |  |  | 2005-01-17 | 0 | 0
|  |  |  | 2005-01-18 | 0 | 0
|  |  |  | 2005-01-19 | 0 | 0
|  |  |  | 2005-01-20 | 0 | 0
|  |  |  | 2005-01-21 | 0 | 0
|  |  |  | 2005-01-22 | 0.03 | 0.03
|  |  |  | 2005-01-23 | 0 | 0
|  |  |  | 2005-01-24 | 0 | 0
|  |  |  | 2005-01-25 | 0 | 0
|  |  |  | 2005-01-26 | 0.04 | 0.04
|  |  |  | 2005-01-27 | 0.3 | 0.3
|  |  |  | 2005-01-28 | 0 | 0
|  |  |  | 2005-01-29 | 0 | 0
|  |  |  | 2005-01-30 | 0 | 0
|  |  |  | 2005-01-31 | 0 | 0
|  |  |  | 2005-02-01 | 0.25 | 0.25
|  |  |  | 2005-02-02 | 0 | 0
|  |  |  | 2005-02-03 | 0 | 0
|  |  |  | 2005-02-04 | 0 | 0
|  |  |  | 2005-02-05 | 0.15 | 0.15
|  |  |  | 2005-02-06 | 0.85 | 0.85
|  |  |  | 2005-02-07 | 0 | 0
|  |  |  | 2005-02-08 | 0 | 0
|  |  |  | 2005-02-09 | 0 | 0
|  |  |  | 2005-02-10 | 0 | 0
|  |  |  | 2005-02-11 | 0 | 0
|  |  |  | 2005-02-12 | 0.09 | 0.09
|  |  |  | 2005-02-13 | 0.02 | 0.02
|  |  |  | 2005-02-14 | 0 | 0
|  |  |  | 2005-02-15 | 0 | 0
|  |  |  | 2005-02-16 | 0 | 0
|  |  |  | 2005-02-17 | 0 | 0
|  |  |  | 2005-02-18 | 0 | 0
|  |  |  | 2005-02-19 | 0 | 0
|  |  |  | 2005-02-20 | 0 | 0
|  |  |  | 2005-02-21 | 0 | 0
|  |  |  | 2005-02-22 | 0 | 0
|  |  |  | 2005-02-23 | 0 | 0
|  |  |  | 2005-02-24 | 0.2 | 0.2
|  |  |  | 2005-02-25 | 0 | 0
|  |  |  | 2005-02-26 | 0.74 | 0.74
|  |  |  | 2005-02-27 | 0 | 0
|  |  |  | 2005-02-28 | 0 | 0
|  |  |  | 2005-03-01 | 0 | 0
|  |  |  | 2005-03-02 | 0 | 0
|  |  |  | 2005-03-03 | 0 | 0
|  |  |  | 2005-03-04 | 0 | 0
|  |  |  | 2005-03-05 | 0 | 0
|  |  |  | 2005-03-06 | 0 | 0
|  |  |  | 2005-03-07 | 0 | 0
|  |  |  | 2005-03-08 | 0 | 0
|  |  |  | 2005-03-09 | 0 | 0
|  |  |  | 2005-03-10 | 0 | 0
|  |  |  | 2005-03-11 | 0 | 0
|  |  |  | 2005-03-12 | 0 | 0
|  |  |  | 2005-03-13 | 0 | 0
|  |  |  | 2005-03-14 | 0 | 0
|  |  |  | 2005-03-15 | 0.05 | 0.05
|  |  |  | 2005-03-16 | 0 | 0
|  |  |  | 2005-03-17 | 0 | 0
|  |  |  | 2005-03-18 | 0 | 0
|  |  |  | 2005-03-19 | 0 | 0
|  |  |  | 2005-03-20 | 0 | 0
|  |  |  | 2005-03-21 | 0 | 0
|  |  |  | 2005-03-22 | 0 | 0
|  |  |  | 2005-03-23 | 0 | 0
|  |  |  | 2005-03-24 | 0 | 0
|  |  |  | 2005-03-25 | 0 | 0
|  |  |  | 2005-03-26 | 0.01 | 0.01
|  |  |  | 2005-03-27 | 0 | 0
|  |  |  | 2005-03-28 | 0 | 0
|  |  |  | 2005-03-29 | 0 | 0
|  |  |  | 2005-03-30 | 0 | 0
|  |  |  | 2005-03-31 | 0 | 0
|  |  |  | 2005-04-01 | 0 | 0
|  |  |  | 2005-04-02 | 0 | 0
|  |  |  | 2005-04-03 | 0 | 0
|  |  |  | 2005-04-04 | 0 | 0
|  |  |  | 2005-04-05 | 0 | 0
|  |  |  | 2005-04-06 | 0 | 0
|  |  |  | 2005-04-07 | 0 | 0
|  |  |  | 2005-04-08 | 0 | 0
|  |  |  | 2005-04-09 | 0 | 0
|  |  |  | 2005-04-10 | 0 | 0
|  |  |  | 2005-04-11 | 0 | 0
|  |  |  | 2005-04-12 | 0 | 0
|  |  |  | 2005-04-13 | 0 | 0
|  |  |  | 2005-04-14 | 0 | 0
|  |  |  | 2005-04-15 | 0 | 0
|  |  |  | 2005-04-16 | 0 | 0
|  |  |  | 2005-04-17 | 0 | 0
|  |  |  | 2005-04-18 | 0.08 | 0.08
|  |  |  | 2005-04-19 | 0 | 0
|  |  |  | 2005-04-20 | 0 | 0
|  |  |  | 2005-04-21 | 0 | 0
|  |  |  | 2005-04-22 | 0 | 0
|  |  |  | 2005-04-23 | 0 | 0
|  |  |  | 2005-04-24 | 0 | 0
|  |  |  | 2005-04-25 | 0 | 0
|  |  |  | 2005-04-26 | 0 | 0
|  |  |  | 2005-04-27 | 0 | 0
|  |  |  | 2005-04-28 | 0 | 0
|  |  |  | 2005-04-29 | 0 | 0
|  |  |  | 2005-04-30 | 0 | 0
|  |  |  | 2005-05-01 | 0 | 0
|  |  |  | 2005-05-02 | 0 | 0
|  |  |  | 2005-05-03 | 0.01 | 0.01
|  |  |  | 2005-05-04 | 0 | 0
|  |  |  | 2005-05-05 | 0 | 0
|  |  |  | 2005-05-06 | 0 | 0
|  |  |  | 2005-05-07 | 0 | 0
|  |  |  | 2005-05-08 | 0 | 0
|  |  |  | 2005-05-09 | 0 | 0
|  |  |  | 2005-05-10 | 0 | 0
|  |  |  | 2005-05-11 | 0 | 0
|  |  |  | 2005-05-12 | 0 | 0
|  |  |  | 2005-05-13 | 0 | 0
|  |  |  | 2005-05-14 | 0 | 0
|  |  |  | 2005-05-15 | 0 | 0
|  |  |  | 2005-05-16 | 0 | 0
|  |  |  | 2005-05-17 | 0 | 0
|  |  |  | 2005-05-18 | 0 | 0
|  |  |  | 2005-05-19 | 0 | 0
|  |  |  | 2005-05-20 | 0 | 0
|  |  |  | 2005-05-21 | 0 | 0
|  |  |  | 2005-05-22 | 0 | 0
|  |  |  | 2005-05-23 | 0 | 0
|  |  |  | 2005-05-24 | 0 | 0
|  |  |  | 2005-05-25 | 0 | 0
|  |  |  | 2005-05-26 | 0 | 0
|  |  |  | 2005-05-27 | 0 | 0
|  |  |  | 2005-05-28 | 0.08 | 0.08
|  |  |  | 2005-05-29 | 0 | 0
|  |  |  | 2005-05-30 | 0 | 0
|  |  |  | 2005-05-31 | 0 | 0
|  |  |  | 2005-06-01 | 0 | 0
|  |  |  | 2005-06-02 | 0 | 0
|  |  |  | 2005-06-03 | 0.58 | 0.58
|  |  |  | 2005-06-04 | 0 | 0
|  |  |  | 2005-06-05 | 0 | 0
|  |  |  | 2005-06-06 | 0 | 0
|  |  |  | 2005-06-07 | 0.18 | 0.18
|  |  |  | 2005-06-08 | 0 | 0
|  |  |  | 2005-06-09 | 0 | 0
|  |  |  | 2005-06-10 | 0 | 0
|  |  |  | 2005-06-11 | 0 | 0
|  |  |  | 2005-06-12 | 0 | 0
|  |  |  | 2005-06-13 | 0 | 0
|  |  |  | 2005-06-14 | 2.35 | 2.35
|  |  |  | 2005-06-15 | 0 | 0
|  |  |  | 2005-06-16 | 0 | 0
|  |  |  | 2005-06-17 | 0 | 0
|  |  |  | 2005-06-18 | 0 | 0
|  |  |  | 2005-06-19 | 0.64 | 0.64
|  |  |  | 2005-06-20 | 0.05 | 0.05
|  |  |  | 2005-06-21 | 0 | 0
|  |  |  | 2005-06-22 | 0 | 0
|  |  |  | 2005-06-23 | 0 | 0
|  |  |  | 2005-06-24 | 0 | 0
|  |  |  | 2005-06-25 | 0 | 0
|  |  |  | 2005-06-26 | 0 | 0
|  |  |  | 2005-06-27 | 0.1 | 0.1
|  |  |  | 2005-06-28 | 0 | 0
|  |  |  | 2005-06-29 | 0 | 0
|  |  |  | 2005-06-30 | 0 | 0
|  |  |  | 2005-07-01 | 0 | 0
|  |  |  | 2005-07-02 | 1.35 | 1.35
|  |  |  | 2005-07-03 | 0 | 0
|  |  |  | 2005-07-04 | 0 | 0
|  |  |  | 2005-07-05 | 0 | 0
|  |  |  | 2005-07-06 | 0 | 0
|  |  |  | 2005-07-07 | 0.5 | 0.5
|  |  |  | 2005-07-08 | 0.03 | 0.03
|  |  |  | 2005-07-09 | 0.01 | 0.01
|  |  |  | 2005-07-10 | 0.1 | 0.1
|  |  |  | 2005-07-11 | 0.12 | 0.12
|  |  |  | 2005-07-12 | 0.23 | 0.23
|  |  |  | 2005-07-13 | 0 | 0
|  |  |  | 2005-07-14 | 0 | 0
|  |  |  | 2005-07-15 | 0 | 0
|  |  |  | 2005-07-16 | 0 | 0
|  |  |  | 2005-07-17 | 0 | 0
|  |  |  | 2005-07-18 | 0 | 0
|  |  |  | 2005-07-19 | 0 | 0
|  |  |  | 2005-07-20 | 0 | 0
|  |  |  | 2005-07-21 | 0 | 0
|  |  |  | 2005-07-22 | 0 | 0
|  |  |  | 2005-07-23 | 0 | 0
|  |  |  | 2005-07-24 | 0 | 0
|  |  |  | 2005-07-25 | 0 | 0
|  |  |  | 2005-07-26 | 0.03 | 0.03
|  |  |  | 2005-07-27 | 0.32 | 0.32
|  |  |  | 2005-07-28 | 0.04 | 0.04
|  |  |  | 2005-07-29 | 0 | 0
|  |  |  | 2005-07-30 | 0 | 0
|  |  |  | 2005-07-31 | 0 | 0
|  |  |  | 2005-08-01 | 0 | 0
|  |  |  | 2005-08-02 | 0 | 0
|  |  |  | 2005-08-03 | 0 | 0
|  |  |  | 2005-08-04 | 0.15 | 0.15
|  |  |  | 2005-08-05 | 0.03 | 0.03
|  |  |  | 2005-08-06 | 0.02 | 0.02
|  |  |  | 2005-08-07 | 0.71 | 0.71
|  |  |  | 2005-08-08 | 0 | 0
|  |  |  | 2005-08-09 | 0 | 0
|  |  |  | 2005-08-10 | 0 | 0
|  |  |  | 2005-08-11 | 0 | 0
|  |  |  | 2005-08-12 | 0 | 0
|  |  |  | 2005-08-13 | 0.37 | 0.37
|  |  |  | 2005-08-14 | 0.15 | 0.15
|  |  |  | 2005-08-15 | 0.17 | 0.17
|  |  |  | 2005-08-16 | 0 | 0
|  |  |  | 2005-08-17 | 0.65 | 0.65
|  |  |  | 2005-08-18 | 0.45 | 0.45
|  |  |  | 2005-08-19 | 0 | 0
|  |  |  | 2005-08-20 | 0.03 | 0.03
|  |  |  | 2005-08-21 | 0.14 | 0.14
|  |  |  | 2005-08-22 | 0 | 0
|  |  |  | 2005-08-23 | 0.28 | 0.28
|  |  |  | 2005-08-24 | 0 | 0
|  |  |  | 2005-08-25 | 0 | 0
|  |  |  | 2005-08-26 | 0 | 0
|  |  |  | 2005-08-27 | 0 | 0
|  |  |  | 2005-08-28 | 0 | 0
|  |  |  | 2005-08-29 | 0 | 0
|  |  |  | 2005-08-30 | 0 | 0
|  |  |  | 2005-08-31 | 0 | 0
|  |  |  | 2005-09-01 | 0.5 | 0.5
|  |  |  | 2005-09-02 | 0 | 0
|  |  |  | 2005-09-03 | 0.53 | 0.53
|  |  |  | 2005-09-04 | 0.6 | 0.6
|  |  |  | 2005-09-05 | 0.48 | 0.48
|  |  |  | 2005-09-06 | 0.21 | 0.21
|  |  |  | 2005-09-07 | 0 | 0
|  |  |  | 2005-09-08 | 0 | 0
|  |  |  | 2005-09-09 | 0 | 0
|  |  |  | 2005-09-10 | 0.62 | 0.62
|  |  |  | 2005-09-11 | 0.85 | 0.85
|  |  |  | 2005-09-12 | 0.03 | 0.03
|  |  |  | 2005-09-13 | 0 | 0
|  |  |  | 2005-09-14 | 0 | 0
|  |  |  | 2005-09-15 | 0 | 0
|  |  |  | 2005-09-16 | 0 | 0
|  |  |  | 2005-09-17 | 0 | 0
|  |  |  | 2005-09-18 | 0 | 0
|  |  |  | 2005-09-19 | 0 | 0
|  |  |  | 2005-09-20 | 0 | 0
|  |  |  | 2005-09-21 | 0 | 0
|  |  |  | 2005-09-22 | 0 | 0
|  |  |  | 2005-09-23 | 0 | 0
|  |  |  | 2005-09-24 | 0 | 0
|  |  |  | 2005-09-25 | 0 | 0
|  |  |  | 2005-09-26 | 0 | 0
|  |  |  | 2005-09-27 | 0 | 0
|  |  |  | 2005-09-28 | 0 | 0
|  |  |  | 2005-09-29 | 0 | 0
|  |  |  | 2005-09-30 | 0 | 0
|  |  |  | 2005-10-01 | 0 | 0
|  |  |  | 2005-10-02 | 0 | 0
|  |  |  | 2005-10-03 | 0 | 0
|  |  |  | 2005-10-04 | 0 | 0
|  |  |  | 2005-10-05 | 0 | 0
|  |  |  | 2005-10-06 | 0.9 | 0.9
|  |  |  | 2005-10-07 | 0 | 0
|  |  |  | 2005-10-08 | 0 | 0
|  |  |  | 2005-10-09 | 0.27 | 0.27
|  |  |  | 2005-10-10 | 0.07 | 0.07
|  |  |  | 2005-10-11 | 0 | 0
|  |  |  | 2005-10-12 | 0 | 0
|  |  |  | 2005-10-13 | 2.1 | 2.1
|  |  |  | 2005-10-14 | 1 | 1
|  |  |  | 2005-10-15 | 0.4 | 0.4
|  |  |  | 2005-10-16 | 0.14 | 0.14
|  |  |  | 2005-10-17 | 0 | 0
|  |  |  | 2005-10-18 | 0 | 0
|  |  |  | 2005-10-19 | 0 | 0
|  |  |  | 2005-10-20 | 0 | 0
|  |  |  | 2005-10-21 | 0 | 0
|  |  |  | 2005-10-22 | 0 | 0
|  |  |  | 2005-10-23 | 0 | 0
|  |  |  | 2005-10-24 | 0 | 0
|  |  |  | 2005-10-25 | 0 | 0
|  |  |  | 2005-10-26 | 0 | 0
|  |  |  | 2005-10-27 | 0 | 0
|  |  |  | 2005-10-28 | 0 | 0
|  |  |  | 2005-10-29 | 0 | 0
|  |  |  | 2005-10-30 | 0 | 0
|  |  |  | 2005-10-31 | 0 | 0
|  |  |  | 2005-11-01 | 0 | 0
|  |  |  | 2005-11-02 | 0 | 0
|  |  |  | 2005-11-03 | 0 | 0
|  |  |  | 2005-11-04 | 0 | 0
|  |  |  | 2005-11-05 | 0 | 0
|  |  |  | 2005-11-06 | 0 | 0
|  |  |  | 2005-11-07 | 0 | 0
|  |  |  | 2005-11-08 | 0 | 0
|  |  |  | 2005-11-09 | 0 | 0
|  |  |  | 2005-11-10 | 0 | 0
|  |  |  | 2005-11-11 | 0 | 0
|  |  |  | 2005-11-12 | 0 | 0
|  |  |  | 2005-11-13 | 0 | 0
|  |  |  | 2005-11-14 | 0 | 0
|  |  |  | 2005-11-15 | 0 | 0
|  |  |  | 2005-11-16 | 0 | 0
|  |  |  | 2005-11-17 | 0 | 0
|  |  |  | 2005-11-18 | 0 | 0
|  |  |  | 2005-11-19 | 0 | 0
|  |  |  | 2005-11-20 | 0 | 0
|  |  |  | 2005-11-21 | 0 | 0
|  |  |  | 2005-11-22 | 0 | 0
|  |  |  | 2005-11-23 | 0 | 0
|  |  |  | 2005-11-24 | 0 | 0
|  |  |  | 2005-11-25 | 0 | 0
|  |  |  | 2005-11-26 | 0 | 0
|  |  |  | 2005-11-27 | 0 | 0
|  |  |  | 2005-11-28 | 0 | 0
|  |  |  | 2005-11-29 | 0 | 0
|  |  |  | 2005-11-30 | 0 | 0
|  |  |  | 2005-12-01 | 0 | 0
|  |  |  | 2005-12-02 | 0 | 0
|  |  |  | 2005-12-03 | 0 | 0
|  |  |  | 2005-12-04 | 0 | 0
|  |  |  | 2005-12-05 | 0 | 0
|  |  |  | 2005-12-06 | 0 | 0
|  |  |  | 2005-12-07 | 0 | 0
|  |  |  | 2005-12-08 | 0 | 0
|  |  |  | 2005-12-09 | 0 | 0
|  |  |  | 2005-12-10 | 0 | 0
|  |  |  | 2005-12-11 | 0 | 0
|  |  |  | 2005-12-12 | 0 | 0
|  |  |  | 2005-12-13 | 0 | 0
|  |  |  | 2005-12-14 | 0.03 | 0.03
|  |  |  | 2005-12-15 | 0 | 0
|  |  |  | 2005-12-16 | 0.05 | 0.05
|  |  |  | 2005-12-17 | 0 | 0
|  |  |  | 2005-12-18 | 0 | 0
|  |  |  | 2005-12-19 | 0 | 0
|  |  |  | 2005-12-20 | 0 | 0
|  |  |  | 2005-12-21 | 0 | 0
|  |  |  | 2005-12-22 | 0 | 0
|  |  |  | 2005-12-23 | 0 | 0
|  |  |  | 2005-12-24 | 0 | 0
|  |  |  | 2005-12-25 | 0 | 0
|  |  |  | 2005-12-26 | 0 | 0
|  |  |  | 2005-12-27 | 0 | 0
|  |  |  | 2005-12-28 | 0 | 0
|  |  |  | 2005-12-29 | 0 | 0
|  |  |  | 2005-12-30 | 0 | 0
|  |  |  | 2005-12-31 | 0 | 0
|  |  |  | 2006-01-01 |  | 0
|  |  |  | 2006-01-02 | 0 | 0
|  |  |  | 2006-01-03 | 0 | 0
|  |  |  | 2006-01-04 | 0 | 0
|  |  |  | 2006-01-05 | 0 | 0
|  |  |  | 2006-01-06 | 0 | 0
|  |  |  | 2006-01-07 | 0 | 0
|  |  |  | 2006-01-08 | 0 | 0
|  |  |  | 2006-01-09 | 0 | 0
|  |  |  | 2006-01-10 | 0 | 0
|  |  |  | 2006-01-11 | 0 | 0
|  |  |  | 2006-01-12 | 0 | 0
|  |  |  | 2006-01-13 | 0 | 0
|  |  |  | 2006-01-14 | 0 | 0
|  |  |  | 2006-01-15 | 0 | 0
|  |  |  | 2006-01-16 | 0 | 0
|  |  |  | 2006-01-17 | 0 | 0
|  |  |  | 2006-01-18 | 0 | 0
|  |  |  | 2006-01-19 | 0 | 0
|  |  |  | 2006-01-20 | 0 | 0
|  |  |  | 2006-01-21 | 0 | 0
|  |  |  | 2006-01-22 | 0 | 0
|  |  |  | 2006-01-23 | 0 | 0
|  |  |  | 2006-01-24 | 0 | 0
|  |  |  | 2006-01-25 | 0 | 0
|  |  |  | 2006-01-26 | 0 | 0
|  |  |  | 2006-01-27 | 0 | 0
|  |  |  | 2006-01-28 | 0 | 0
|  |  |  | 2006-01-29 | 0 | 0
|  |  |  | 2006-01-30 | 0 | 0
|  |  |  | 2006-01-31 | 0 | 0
|  |  |  | 2006-02-01 | 0 | 0
|  |  |  | 2006-02-02 | 0 | 0
|  |  |  | 2006-02-03 | 0 | 0
|  |  |  | 2006-02-04 | 0 | 0
|  |  |  | 2006-02-05 | 0 | 0
|  |  |  | 2006-02-06 | 0 | 0
|  |  |  | 2006-02-07 | 0 | 0
|  |  |  | 2006-02-08 | 0 | 0
|  |  |  | 2006-02-09 | 0 | 0
|  |  |  | 2006-02-10 | 0 | 0
|  |  |  | 2006-02-11 | 0 | 0
|  |  |  | 2006-02-12 | 0 | 0
|  |  |  | 2006-02-13 | 0 | 0
|  |  |  | 2006-02-14 | 0 | 0
|  |  |  | 2006-02-15 | 0 | 0
|  |  |  | 2006-02-16 | 0 | 0
|  |  |  | 2006-02-17 | 0 | 0
|  |  |  | 2006-02-18 | 0 | 0
|  |  |  | 2006-02-19 | 0 | 0
|  |  |  | 2006-02-20 | 0 | 0
|  |  |  | 2006-02-21 | 0 | 0
|  |  |  | 2006-02-22 | 0 | 0
|  |  |  | 2006-02-23 | 0 | 0
|  |  |  | 2006-02-24 | 0 | 0
|  |  |  | 2006-02-25 | 0 | 0
|  |  |  | 2006-02-26 | 0 | 0
|  |  |  | 2006-02-27 | 0 | 0
|  |  |  | 2006-02-28 | 0 | 0
|  |  |  | 2006-03-01 | 0 | 0
|  |  |  | 2006-03-02 | 0 | 0
|  |  |  | 2006-03-03 | 0 | 0
|  |  |  | 2006-03-04 | 0 | 0
|  |  |  | 2006-03-05 | 0 | 0
|  |  |  | 2006-03-06 | 0 | 0
|  |  |  | 2006-03-07 | 0 | 0
|  |  |  | 2006-03-08 | 0 | 0
|  |  |  | 2006-03-09 | 0 | 0
|  |  |  | 2006-03-10 | 0 | 0
|  |  |  | 2006-03-11 | 0 | 0
|  |  |  | 2006-03-12 | 0 | 0
|  |  |  | 2006-03-13 | 0 | 0
|  |  |  | 2006-03-14 | 0 | 0
|  |  |  | 2006-03-15 | 0 | 0
|  |  |  | 2006-03-16 | 0 | 0
|  |  |  | 2006-03-17 | 0 | 0
|  |  |  | 2006-03-18 | 0 | 0
|  |  |  | 2006-03-19 | 0.06 | 0.06
|  |  |  | 2006-03-20 | 0 | 0
|  |  |  | 2006-03-21 | 0 | 0
|  |  |  | 2006-03-22 | 0 | 0
|  |  |  | 2006-03-23 | 0 | 0
|  |  |  | 2006-03-24 | 0 | 0
|  |  |  | 2006-03-25 | 0 | 0
|  |  |  | 2006-03-26 | 0 | 0
|  |  |  | 2006-03-27 | 0 | 0
|  |  |  | 2006-03-28 | 0 | 0
|  |  |  | 2006-03-29 | 0 | 0
|  |  |  | 2006-03-30 | 0 | 0
|  |  |  | 2006-03-31 | 0 | 0
|  |  |  | 2006-04-01 | 0 | 0
|  |  |  | 2006-04-02 | 0 | 0
|  |  |  | 2006-04-03 | 0 | 0
|  |  |  | 2006-04-04 | 0 | 0
|  |  |  | 2006-04-05 | 0 | 0
|  |  |  | 2006-04-06 | 0 | 0
|  |  |  | 2006-04-07 | 0 | 0
|  |  |  | 2006-04-08 | 0 | 0
|  |  |  | 2006-04-09 | 0 | 0
|  |  |  | 2006-04-10 | 0 | 0
|  |  |  | 2006-04-11 | 0 | 0
|  |  |  | 2006-04-12 | 0 | 0
|  |  |  | 2006-04-13 | 0 | 0
|  |  |  | 2006-04-14 | 0 | 0
|  |  |  | 2006-04-15 | 0 | 0
|  |  |  | 2006-04-16 | 0 | 0
|  |  |  | 2006-04-17 | 0 | 0
|  |  |  | 2006-04-18 | 0 | 0
|  |  |  | 2006-04-19 | 0 | 0
|  |  |  | 2006-04-20 | 0 | 0
|  |  |  | 2006-04-21 | 0 | 0
|  |  |  | 2006-04-22 | 0 | 0
|  |  |  | 2006-04-23 | 0 | 0
|  |  |  | 2006-04-24 | 0 | 0
|  |  |  | 2006-04-25 | 0 | 0
|  |  |  | 2006-04-26 | 0 | 0
|  |  |  | 2006-04-27 | 0 | 0
|  |  |  | 2006-04-28 | 0 | 0
|  |  |  | 2006-04-29 | 0 | 0
|  |  |  | 2006-04-30 | 0 | 0
|  |  |  | 2006-05-01 | 0 | 0
|  |  |  | 2006-05-02 | 0 | 0
|  |  |  | 2006-05-03 | 0 | 0
|  |  |  | 2006-05-04 | 0 | 0
|  |  |  | 2006-05-05 | 0 | 0
|  |  |  | 2006-05-06 | 0 | 0
|  |  |  | 2006-05-07 | 0 | 0
|  |  |  | 2006-05-08 | 0 | 0
|  |  |  | 2006-05-09 | 0 | 0
|  |  |  | 2006-05-10 | 0 | 0
|  |  |  | 2006-05-11 | 0 | 0
|  |  |  | 2006-05-12 | 0 | 0
|  |  |  | 2006-05-13 | 0 | 0
|  |  |  | 2006-05-14 | 0 | 0
|  |  |  | 2006-05-15 | 0 | 0
|  |  |  | 2006-05-16 | 0 | 0
|  |  |  | 2006-05-17 | 0 | 0
|  |  |  | 2006-05-18 | 0 | 0
|  |  |  | 2006-05-19 | 0 | 0
|  |  |  | 2006-05-20 | 0 | 0
|  |  |  | 2006-05-21 | 0 | 0
|  |  |  | 2006-05-22 | 0 | 0
|  |  |  | 2006-05-23 | 0 | 0
|  |  |  | 2006-05-24 | 0 | 0
|  |  |  | 2006-05-25 | 0 | 0
|  |  |  | 2006-05-26 | 0 | 0
|  |  |  | 2006-05-27 | 0 | 0
|  |  |  | 2006-05-28 | 0 | 0
|  |  |  | 2006-05-29 | 0 | 0
|  |  |  | 2006-05-30 | 0 | 0
|  |  |  | 2006-05-31 | 0 | 0
|  |  |  | 2006-06-01 | 0 | 0
|  |  |  | 2006-06-02 | 0 | 0
|  |  |  | 2006-06-03 | 0 | 0
|  |  |  | 2006-06-04 | 0 | 0
|  |  |  | 2006-06-05 | 0 | 0
|  |  |  | 2006-06-06 | 0 | 0
|  |  |  | 2006-06-07 | 0 | 0
|  |  |  | 2006-06-08 | 0 | 0
|  |  |  | 2006-06-09 | 0 | 0
|  |  |  | 2006-06-10 | 0.04 | 0.04
|  |  |  | 2006-06-11 | 0 | 0
|  |  |  | 2006-06-12 | 0 | 0
|  |  |  | 2006-06-13 | 0 | 0
|  |  |  | 2006-06-14 | 0 | 0
|  |  |  | 2006-06-15 | 0 | 0
|  |  |  | 2006-06-16 | 0 | 0
|  |  |  | 2006-06-17 | 0 | 0
|  |  |  | 2006-06-18 | 0 | 0
|  |  |  | 2006-06-19 | 0 | 0
|  |  |  | 2006-06-20 | 0 | 0
|  |  |  | 2006-06-21 | 0 | 0
|  |  |  | 2006-06-22 | 0 | 0
|  |  |  | 2006-06-23 | 0 | 0
|  |  |  | 2006-06-24 | 0 | 0
|  |  |  | 2006-06-25 | 0 | 0
|  |  |  | 2006-06-26 | 0 | 0
|  |  |  | 2006-06-27 | 0 | 0
|  |  |  | 2006-06-28 | 0.21 | 0.21
|  |  |  | 2006-06-29 | 0.37 | 0.37
|  |  |  | 2006-06-30 | 0 | 0
|  |  |  | 2006-07-01 | 0 | 0
|  |  |  | 2006-07-02 | 0 | 0
|  |  |  | 2006-07-03 | 0 | 0
|  |  |  | 2006-07-04 | 0 | 0
|  |  |  | 2006-07-05 | 0 | 0
|  |  |  | 2006-07-06 | 0.18 | 0.18
|  |  |  | 2006-07-07 | 0 | 0
|  |  |  | 2006-07-08 | 0 | 0
|  |  |  | 2006-07-09 | 0 | 0
|  |  |  | 2006-07-10 | 0.12 | 0.12
|  |  |  | 2006-07-11 | 0 | 0
|  |  |  | 2006-07-12 | 0 | 0
|  |  |  | 2006-07-13 | 0 | 0
|  |  |  | 2006-07-14 | 0 | 0
|  |  |  | 2006-07-15 | 0.3 | 0.3
|  |  |  | 2006-07-16 | 0 | 0
|  |  |  | 2006-07-17 | 0 | 0
|  |  |  | 2006-07-18 | 0 | 0
|  |  |  | 2006-07-19 | 0 | 0
|  |  |  | 2006-07-20 | 0 | 0
|  |  |  | 2006-07-21 | 0 | 0
|  |  |  | 2006-07-22 | 0.01 | 0.01
|  |  |  | 2006-07-23 | 0 | 0
|  |  |  | 2006-07-24 | 0 | 0
|  |  |  | 2006-07-25 | 0 | 0
|  |  |  | 2006-07-26 | 0 | 0
|  |  |  | 2006-07-27 | 0 | 0
|  |  |  | 2006-07-28 | 0.1 | 0.1
|  |  |  | 2006-07-29 | 0 | 0
|  |  |  | 2006-07-30 | 0 | 0
|  |  |  | 2006-07-31 | 0 | 0
|  |  |  | 2006-09-01 | 0.3 | 0.3
|  |  |  | 2006-09-02 | 0.12 | 0.12
|  |  |  | 2006-09-03 | 0.22 | 0.22
|  |  |  | 2006-09-04 | 0.1 | 0.1
|  |  |  | 2006-09-05 | 0.2 | 0.2
|  |  |  | 2006-09-06 | 0 | 0
|  |  |  | 2006-09-07 | 0 | 0
|  |  |  | 2006-09-08 | 0.16 | 0.16
|  |  |  | 2006-09-09 | 0.02 | 0.02
|  |  |  | 2006-09-10 | 0.14 | 0.14
|  |  |  | 2006-09-11 | 0 | 0
|  |  |  | 2006-09-12 | 0 | 0
|  |  |  | 2006-09-13 | 0.35 | 0.35
|  |  |  | 2006-09-14 | 0.31 | 0.31
|  |  |  | 2006-09-15 | 0 | 0
|  |  |  | 2006-09-16 | 0 | 0
|  |  |  | 2006-09-17 | 0.18 | 0.18
|  |  |  | 2006-09-18 | 0 | 0
|  |  |  | 2006-09-19 | 0 | 0
|  |  |  | 2006-09-20 | 0 | 0
|  |  |  | 2006-09-21 | 0 | 0
|  |  |  | 2006-09-22 | 0 | 0
|  |  |  | 2006-09-23 | 0 | 0
|  |  |  | 2006-09-24 | 0 | 0
|  |  |  | 2006-09-25 | 0 | 0
|  |  |  | 2006-09-26 | 0 | 0
|  |  |  | 2006-09-27 | 0 | 0
|  |  |  | 2006-09-28 | 0 | 0
|  |  |  | 2006-09-29 | 0 | 0
|  |  |  | 2006-09-30 | 0 | 0
|  |  |  | 2006-10-01 | 0 | 0
|  |  |  | 2006-10-02 | 0 | 0
|  |  |  | 2006-10-03 | 0 | 0
|  |  |  | 2006-10-04 | 0 | 0
|  |  |  | 2006-10-05 | 0 | 0
|  |  |  | 2006-10-06 | 0 | 0
|  |  |  | 2006-10-07 | 0 | 0
|  |  |  | 2006-10-08 | 0 | 0
|  |  |  | 2006-10-09 | 0.02 | 0.02
|  |  |  | 2006-10-10 | 0.03 | 0.03
|  |  |  | 2006-10-11 | 0 | 0
|  |  |  | 2006-10-12 | 0 | 0
|  |  |  | 2006-10-13 | 0 | 0
|  |  |  | 2006-10-14 | 0.04 | 0.04
|  |  |  | 2006-10-15 | 2.32 | 2.32
|  |  |  | 2006-10-16 | 0.4 | 0.4
|  |  |  | 2006-10-17 | 0 | 0
|  |  |  | 2006-10-18 | 0 | 0
|  |  |  | 2006-10-19 | 0 | 0
|  |  |  | 2006-10-20 | 0 | 0
|  |  |  | 2006-10-21 | 0 | 0
|  |  |  | 2006-10-22 | 0 | 0
|  |  |  | 2006-10-23 | 0 | 0
|  |  |  | 2006-10-24 | 0 | 0
|  |  |  | 2006-10-25 | 0 | 0
|  |  |  | 2006-10-26 | 0 | 0
|  |  |  | 2006-10-27 | 0 | 0
|  |  |  | 2006-10-28 | 0 | 0
|  |  |  | 2006-10-29 | 0 | 0
|  |  |  | 2006-10-30 | 0 | 0
|  |  |  | 2006-10-31 | 0 | 0
|  |  |  | 2006-11-01 | 0 | 0
|  |  |  | 2006-11-02 | 0 | 0
|  |  |  | 2006-11-03 | 0 | 0
|  |  |  | 2006-11-04 | 0 | 0
|  |  |  | 2006-11-05 | 0 | 0
|  |  |  | 2006-11-06 | 0 | 0
|  |  |  | 2006-11-07 | 0 | 0
|  |  |  | 2006-11-08 | 0 | 0
|  |  |  | 2006-11-09 | 0 | 0
|  |  |  | 2006-11-10 | 0 | 0
|  |  |  | 2006-11-11 | 0 | 0
|  |  |  | 2006-11-12 | 0 | 0
|  |  |  | 2006-11-13 | 0 | 0
|  |  |  | 2006-11-14 | 0 | 0
|  |  |  | 2006-11-15 | 0 | 0
|  |  |  | 2006-11-16 | 0 | 0
|  |  |  | 2006-11-17 | 0 | 0
|  |  |  | 2006-11-18 | 0 | 0
|  |  |  | 2006-11-19 | 0 | 0
|  |  |  | 2006-11-20 | 0 | 0
|  |  |  | 2006-11-21 | 0 | 0
|  |  |  | 2006-11-22 | 0 | 0
|  |  |  | 2006-11-24 | 0 | 0
|  |  |  | 2006-11-25 | 0 | 0
|  |  |  | 2006-11-26 | 0 | 0
|  |  |  | 2006-11-27 | 0 | 0
|  |  |  | 2006-11-28 | 0 | 0
|  |  |  | 2006-11-29 | 0 | 0
|  |  |  | 2006-11-30 | 0 | 0
|  |  |  | 2006-12-01 | 0 | 0
|  |  |  | 2006-12-02 | 0 | 0
|  |  |  | 2006-12-03 | 0 | 0
|  |  |  | 2006-12-04 | 0 | 0
|  |  |  | 2006-12-05 | 0 | 0
|  |  |  | 2006-12-06 | 0 | 0
|  |  |  | 2006-12-07 | 0 | 0
|  |  |  | 2006-12-08 | 0 | 0
|  |  |  | 2006-12-09 | 0 | 0
|  |  |  | 2006-12-10 | 0 | 0
|  |  |  | 2006-12-11 | 0 | 0
|  |  |  | 2006-12-12 | 0 | 0
|  |  |  | 2006-12-13 | 0 | 0
|  |  |  | 2006-12-14 | 0 | 0
|  |  |  | 2006-12-15 | 0 | 0
|  |  |  | 2006-12-16 | 0 | 0
|  |  |  | 2006-12-17 | 0 | 0
|  |  |  | 2006-12-18 | 0 | 0
|  |  |  | 2006-12-19 | 0 | 0
|  |  |  | 2006-12-20 | 0 | 0
|  |  |  | 2006-12-21 | 0 | 0
|  |  |  | 2006-12-22 | 0.41 | 0.41
|  |  |  | 2006-12-23 | 0 | 0
|  |  |  | 2006-12-24 | 0.05 | 0.05
|  |  |  | 2006-12-25 | 0 | 0
|  |  |  | 2006-12-26 | 0 | 0
|  |  |  | 2006-12-27 | 0 | 0
|  |  |  | 2006-12-28 | 0 | 0
|  |  |  | 2006-12-29 | 0.43 | 0.43
|  |  |  | 2006-12-30 | 0 | 0
|  |  |  | 2006-12-31 | 0 | 0
|  |  |  | 2007-01-01 | 0 | 0
|  |  |  | 2007-01-02 | 0 | 0
|  |  |  | 2007-01-03 | 0 | 0
|  |  |  | 2007-01-04 | 0 | 0
|  |  |  | 2007-01-05 | 0 | 0
|  |  |  | 2007-01-06 | 0 | 0
|  |  |  | 2007-01-07 | 0 | 0
|  |  |  | 2007-01-08 | 0 | 0
|  |  |  | 2007-01-09 | 0 | 0
|  |  |  | 2007-01-10 | 0 | 0
|  |  |  | 2007-01-11 | 0 | 0
|  |  |  | 2007-01-12 | 0 | 0
|  |  |  | 2007-01-13 | 0 | 0
|  |  |  | 2007-01-14 | 0 | 0
|  |  |  | 2007-01-16 |  | 0
|  |  |  | 2007-01-17 |  | 0
|  |  |  | 2007-01-18 | 0.44 | 0.44
|  |  |  | 2007-01-19 | 0.62 | 0.62
|  |  |  | 2007-01-20 | 0.51 | 0.51
|  |  |  | 2007-01-21 | 0 | 0
|  |  |  | 2007-01-22 | 0 | 0
|  |  |  | 2007-01-23 |  | 0
|  |  |  | 2007-01-24 | 0 | 0
|  |  |  | 2007-01-25 | 0.22 | 0.22
|  |  |  | 2007-01-26 | 0 | 0
|  |  |  | 2007-01-27 | 0 | 0
|  |  |  | 2007-01-28 | 0 | 0
|  |  |  | 2007-01-29 | 0 | 0
|  |  |  | 2007-01-30 | 0 | 0
|  |  |  | 2007-01-31 | 0.17 | 0.17
|  |  |  | 2007-02-01 | 0.1 | 0.1
|  |  |  | 2007-02-02 | 0 | 0
|  |  |  | 2007-02-03 | 0 | 0
|  |  |  | 2007-02-04 | 0 | 0
|  |  |  | 2007-02-05 | 0 | 0
|  |  |  | 2007-02-06 | 0 | 0
|  |  |  | 2007-02-07 | 0 | 0
|  |  |  | 2007-02-08 | 0 | 0
|  |  |  | 2007-02-09 | 0 | 0
|  |  |  | 2007-02-10 | 0 | 0
|  |  |  | 2007-02-11 | 0 | 0
|  |  |  | 2007-02-12 | 0 | 0
|  |  |  | 2007-02-13 | 0 | 0
|  |  |  | 2007-02-14 | 0.01 | 0.01
|  |  |  | 2007-02-15 | 0 | 0
|  |  |  | 2007-02-16 | 0 | 0
|  |  |  | 2007-02-17 | 0 | 0
|  |  |  | 2007-02-18 | 0 | 0
|  |  |  | 2007-02-19 | 0 | 0
|  |  |  | 2007-02-20 | 0 | 0
|  |  |  | 2007-02-21 | 0 | 0
|  |  |  | 2007-02-22 | 0 | 0
|  |  |  | 2007-02-23 | 0 | 0
|  |  |  | 2007-02-24 | 0 | 0
|  |  |  | 2007-02-25 | 0 | 0
|  |  |  | 2007-02-26 | 0 | 0
|  |  |  | 2007-02-27 | 0 | 0
|  |  |  | 2007-02-28 | 0 | 0
|  |  |  | 2007-03-01 | 0 | 0
|  |  |  | 2007-03-02 | 0 | 0
|  |  |  | 2007-03-03 | 0 | 0
|  |  |  | 2007-03-04 | 0 | 0
|  |  |  | 2007-03-05 | 0 | 0
|  |  |  | 2007-03-06 | 0 | 0
|  |  |  | 2007-03-07 | 0 | 0
|  |  |  | 2007-03-08 | 0 | 0
|  |  |  | 2007-03-09 | 0 | 0
|  |  |  | 2007-03-10 | 0 | 0
|  |  |  | 2007-03-11 | 0.05 | 0.05
|  |  |  | 2007-03-12 | 0.12 | 0.12
|  |  |  | 2007-03-13 | 0.04 | 0.04
|  |  |  | 2007-03-14 | 0 | 0
|  |  |  | 2007-03-15 | 0 | 0
|  |  |  | 2007-03-16 | 0 | 0
|  |  |  | 2007-03-17 | 0 | 0
|  |  |  | 2007-03-18 | 0 | 0
|  |  |  | 2007-03-19 | 0 | 0
|  |  |  | 2007-03-20 | 0 | 0
|  |  |  | 2007-03-21 | 0 | 0
|  |  |  | 2007-03-22 | 0 | 0
|  |  |  | 2007-03-23 | 0 | 0
|  |  |  | 2007-03-24 | 0.22 | 0.22
|  |  |  | 2007-03-25 | 0.11 | 0.11
|  |  |  | 2007-03-26 | 0.48 | 0.48
|  |  |  | 2007-03-27 | 0 | 0
|  |  |  | 2007-03-28 | 0 | 0
|  |  |  | 2007-03-29 | 0 | 0
|  |  |  | 2007-03-30 | 0 | 0
|  |  |  | 2007-03-31 | 0 | 0
|  |  |  | 2007-04-01 | 0 | 0
|  |  |  | 2007-04-02 | 0 | 0
|  |  |  | 2007-04-03 | 0 | 0
|  |  |  | 2007-04-04 | 0 | 0
|  |  |  | 2007-04-05 | 0 | 0
|  |  |  | 2007-04-06 | 0 | 0
|  |  |  | 2007-04-07 | 0.02 | 0.02
|  |  |  | 2007-04-08 | 0.03 | 0.03
|  |  |  | 2007-04-09 | 0 | 0
|  |  |  | 2007-04-10 |  | 0
|  |  |  | 2007-04-11 |  | 0
|  |  |  | 2007-04-12 | 0 | 0
|  |  |  | 2007-04-13 | 0 | 0
|  |  |  | 2007-04-14 | 0 | 0
|  |  |  | 2007-04-15 | 0 | 0
|  |  |  | 2007-04-16 | 0 | 0
|  |  |  | 2007-04-17 | 0 | 0
|  |  |  | 2007-04-18 | 0 | 0
|  |  |  | 2007-04-19 | 0 | 0
|  |  |  | 2007-04-20 | 0 | 0
|  |  |  | 2007-04-21 | 0 | 0
|  |  |  | 2007-04-22 | 0 | 0
|  |  |  | 2007-04-23 | 0 | 0
|  |  |  | 2007-04-24 | 0 | 0
|  |  |  | 2007-04-25 | 0 | 0
|  |  |  | 2007-04-26 | 0 | 0
|  |  |  | 2007-04-27 | 0 | 0
|  |  |  | 2007-04-28 | 0 | 0
|  |  |  | 2007-04-29 | 0.5 | 0.5
|  |  |  | 2007-04-30 | 0.48 | 0.48
|  |  |  | 2007-05-01 | 0 | 0
|  |  |  | 2007-05-02 | 0 | 0
|  |  |  | 2007-05-03 | 0 | 0
|  |  |  | 2007-05-04 | 0 | 0
|  |  |  | 2007-05-05 | 0 | 0
|  |  |  | 2007-05-06 | 0 | 0
|  |  |  | 2007-05-07 | 0 | 0
|  |  |  | 2007-05-08 | 0 | 0
|  |  |  | 2007-05-09 | 0.31 | 0.31
|  |  |  | 2007-05-10 | 0 | 0
|  |  |  | 2007-05-11 | 0 | 0
|  |  |  | 2007-05-12 | 0 | 0
|  |  |  | 2007-05-13 | 0 | 0
|  |  |  | 2007-05-14 | 0 | 0
|  |  |  | 2007-05-15 | 0.1 | 0.1
|  |  |  | 2007-05-16 | 0.02 | 0.02
|  |  |  | 2007-05-17 | 0.16 | 0.16
|  |  |  | 2007-05-18 | 0 | 0
|  |  |  | 2007-05-19 | 0.54 | 0.54
|  |  |  | 2007-05-20 | 0.07 | 0.07
|  |  |  | 2007-05-21 | 0.17 | 0.17
|  |  |  | 2007-05-22 | 0 | 0
|  |  |  | 2007-05-23 | 0 | 0
|  |  |  | 2007-05-24 | 0 | 0
|  |  |  | 2007-05-25 | 0 | 0
|  |  |  | 2007-05-26 | 0.46 | 0.46
|  |  |  | 2007-05-27 | 0.05 | 0.05
|  |  |  | 2007-05-28 | 0.05 | 0.05
|  |  |  | 2007-05-29 | 0 | 0
|  |  |  | 2007-05-30 | 0 | 0
|  |  |  | 2007-05-31 | 0 | 0
|  |  |  | 2007-06-01 | 0 | 0
|  |  |  | 2007-06-02 | 0 | 0
|  |  |  | 2007-06-03 | 0.03 | 0.03
|  |  |  | 2007-06-04 | 0.2 | 0.2
|  |  |  | 2007-06-05 | 0 | 0
|  |  |  | 2007-06-06 | 0 | 0
|  |  |  | 2007-06-07 | 0 | 0
|  |  |  | 2007-06-08 | 0 | 0
|  |  |  | 2007-06-09 | 0.46 | 0.46
|  |  |  | 2007-06-10 | 0.14 | 0.14
|  |  |  | 2007-06-11 | 0.19 | 0.19
|  |  |  | 2007-06-12 | 0.8 | 0.8
|  |  |  | 2007-06-13 | 0 | 0
|  |  |  | 2007-06-14 | 0 | 0
|  |  |  | 2007-06-15 | 0.1 | 0.1
|  |  |  | 2007-06-16 | 0 | 0
|  |  |  | 2007-06-17 | 0.03 | 0.03
|  |  |  | 2007-06-18 | 0 | 0
|  |  |  | 2007-06-19 | 0 | 0
|  |  |  | 2007-06-20 | 0 | 0
|  |  |  | 2007-06-21 | 0 | 0
|  |  |  | 2007-06-22 | 0 | 0
|  |  |  | 2007-06-23 | 0.33 | 0.33
|  |  |  | 2007-06-24 | 0.3 | 0.3
|  |  |  | 2007-06-25 | 0 | 0
|  |  |  | 2007-06-26 | 0 | 0
|  |  |  | 2007-06-27 | 0 | 0
|  |  |  | 2007-06-28 | 0 | 0
|  |  |  | 2007-06-29 | 0 | 0
|  |  |  | 2007-06-30 | 0 | 0
|  |  |  | 2007-07-01 | 0 | 0
|  |  |  | 2007-07-02 | 0 | 0
|  |  |  | 2007-07-03 | 0 | 0
|  |  |  | 2007-07-04 | 0 | 0
|  |  |  | 2007-07-05 | 0.42 | 0.42
|  |  |  | 2007-07-06 | 0.25 | 0.25
|  |  |  | 2007-07-07 | 0 | 0
|  |  |  | 2007-07-08 | 0.15 | 0.15
|  |  |  | 2007-07-09 | 0 | 0
|  |  |  | 2007-07-10 | 0.19 | 0.19
|  |  |  | 2007-07-11 | 0 | 0
|  |  |  | 2007-07-12 | 0 | 0
|  |  |  | 2007-07-13 | 0.25 | 0.25
|  |  |  | 2007-07-14 | 0.05 | 0.05
|  |  |  | 2007-07-15 | 0 | 0
|  |  |  | 2007-07-16 | 0 | 0
|  |  |  | 2007-07-17 | 0 | 0
|  |  |  | 2007-07-18 | 0 | 0
|  |  |  | 2007-07-19 | 0 | 0
|  |  |  | 2007-07-20 | 0 | 0
|  |  |  | 2007-07-21 | 1.33 | 1.33
|  |  |  | 2007-07-22 | 0.23 | 0.23
|  |  |  | 2007-07-23 | 0 | 0
|  |  |  | 2007-07-24 | 0 | 0
|  |  |  | 2007-07-25 | 0 | 0
|  |  |  | 2007-07-26 | 0 | 0
|  |  |  | 2007-07-27 | 0 | 0
|  |  |  | 2007-07-28 | 0 | 0
|  |  |  | 2007-07-29 | 0 | 0
|  |  |  | 2007-07-30 | 0 | 0
|  |  |  | 2007-07-31 | 0.6 | 0.6
|  |  |  | 2007-08-01 | 0 | 0
|  |  |  | 2007-08-02 | 0.1 | 0.1
|  |  |  | 2007-08-03 | 0.3 | 0.3
|  |  |  | 2007-08-04 | 0 | 0
|  |  |  | 2007-08-05 | 0 | 0
|  |  |  | 2007-08-06 | 0 | 0
|  |  |  | 2007-08-07 |  | 0
|  |  |  | 2007-08-08 |  | 0
|  |  |  | 2007-08-09 | 0 | 0
|  |  |  | 2007-08-10 | 0 | 0
|  |  |  | 2007-08-11 | 0 | 0
|  |  |  | 2007-08-12 | 0 | 0
|  |  |  | 2007-08-13 | 0 | 0
|  |  |  | 2007-08-14 | 0 | 0
|  |  |  | 2007-08-15 | 0 | 0
|  |  |  | 2007-08-16 | 0 | 0
|  |  |  | 2007-08-17 | 0 | 0
|  |  |  | 2007-08-18 | 0 | 0
|  |  |  | 2007-08-19 | 0.05 | 0.05
|  |  |  | 2007-08-20 | 0.39 | 0.39
|  |  |  | 2007-08-21 | 0.1 | 0.1
|  |  |  | 2007-08-22 | 0 | 0
|  |  |  | 2007-08-23 | 0 | 0
|  |  |  | 2007-08-24 | 0 | 0
|  |  |  | 2007-08-25 | 0.35 | 0.35
|  |  |  | 2007-08-26 | 0 | 0
|  |  |  | 2007-08-27 | 0.83 | 0.83
|  |  |  | 2007-08-28 | 0 | 0
|  |  |  | 2007-08-29 | 0 | 0
|  |  |  | 2007-08-30 | 0 | 0
|  |  |  | 2007-08-31 | 0.25 | 0.25
|  |  |  | 2007-09-01 | 0 | 0
|  |  |  | 2007-09-02 | 0 | 0
|  |  |  | 2007-09-03 | 0 | 0
|  |  |  | 2007-09-04 | 0 | 0
|  |  |  | 2007-09-05 | 0 | 0
|  |  |  | 2007-09-06 | 0 | 0
|  |  |  | 2007-09-07 | 0 | 0
|  |  |  | 2007-09-08 | 0.05 | 0.05
|  |  |  | 2007-09-09 | 0 | 0
|  |  |  | 2007-09-10 | 0 | 0
|  |  |  | 2007-09-11 | 1 | 1
|  |  |  | 2007-09-12 | 0 | 0
|  |  |  | 2007-09-13 | 0 | 0
|  |  |  | 2007-09-14 | 0 | 0
|  |  |  | 2007-09-15 | 0 | 0
|  |  |  | 2007-09-16 | 0 | 0
|  |  |  | 2007-09-17 | 0.15 | 0.15
|  |  |  | 2007-09-18 | 0 | 0
|  |  |  | 2007-09-19 | 0 | 0
|  |  |  | 2007-09-20 | 0 | 0
|  |  |  | 2007-09-21 | 0.03 | 0.03
|  |  |  | 2007-09-22 | 0 | 0
|  |  |  | 2007-09-23 | 0 | 0
|  |  |  | 2007-09-24 | 0.07 | 0.07
|  |  |  | 2007-09-25 | 0 | 0
|  |  |  | 2007-09-26 | 0 | 0
|  |  |  | 2007-09-27 | 0 | 0
|  |  |  | 2007-09-28 | 0 | 0
|  |  |  | 2007-09-29 | 0 | 0
|  |  |  | 2007-09-30 | 0.68 | 0.68
|  |  |  | 2007-10-01 | 0 | 0
|  |  |  | 2007-10-02 | 0 | 0
|  |  |  | 2007-10-03 | 0 | 0
|  |  |  | 2007-10-04 | 0 | 0
|  |  |  | 2007-10-05 | 0 | 0
|  |  |  | 2007-10-06 | 0 | 0
|  |  |  | 2007-10-07 | 0.04 | 0.04
|  |  |  | 2007-10-08 | 0 | 0
|  |  |  | 2007-10-09 | 0 | 0
|  |  |  | 2007-10-10 | 0 | 0
|  |  |  | 2007-10-11 | 0.14 | 0.14
|  |  |  | 2007-10-12 | 0 | 0
|  |  |  | 2007-10-13 | 0 | 0
|  |  |  | 2007-10-14 | 0 | 0
|  |  |  | 2007-10-15 | 0 | 0
|  |  |  | 2007-10-16 | 0 | 0
|  |  |  | 2007-10-17 | 0 | 0
|  |  |  | 2007-10-18 | 0 | 0
|  |  |  | 2007-10-19 | 0 | 0
|  |  |  | 2007-10-20 | 0 | 0
|  |  |  | 2007-10-21 | 0 | 0
|  |  |  | 2007-10-22 | 0 | 0
|  |  |  | 2007-10-23 | 0 | 0
|  |  |  | 2007-10-24 | 0 | 0
|  |  |  | 2007-10-25 | 0 | 0
|  |  |  | 2007-10-26 | 0 | 0
|  |  |  | 2007-10-27 | 0 | 0
|  |  |  | 2007-10-28 | 0 | 0
|  |  |  | 2007-10-29 | 0 | 0
|  |  |  | 2007-10-30 | 0 | 0
|  |  |  | 2007-10-31 | 0 | 0
|  |  |  | 2007-11-01 | 0 | 0
|  |  |  | 2007-11-02 | 0 | 0
|  |  |  | 2007-11-03 | 0 | 0
|  |  |  | 2007-11-04 | 0 | 0
|  |  |  | 2007-11-05 | 0 | 0
|  |  |  | 2007-11-06 | 0 | 0
|  |  |  | 2007-11-07 | 0 | 0
|  |  |  | 2007-11-08 | 0 | 0
|  |  |  | 2007-11-09 | 0 | 0
|  |  |  | 2007-11-10 | 0 | 0
|  |  |  | 2007-11-11 | 0 | 0
|  |  |  | 2007-11-12 | 0 | 0
|  |  |  | 2007-11-13 | 0 | 0
|  |  |  | 2007-11-14 | 0 | 0
|  |  |  | 2007-11-15 | 0 | 0
|  |  |  | 2007-11-16 | 0 | 0
|  |  |  | 2007-11-17 | 0 | 0
|  |  |  | 2007-11-18 | 0 | 0
|  |  |  | 2007-11-19 | 0 | 0
|  |  |  | 2007-11-20 | 0 | 0
|  |  |  | 2007-11-21 | 0 | 0
|  |  |  | 2007-11-22 | 0 | 0
|  |  |  | 2007-11-23 | 0 | 0
|  |  |  | 2007-11-24 | 0.2 | 0.2
|  |  |  | 2007-11-25 | 0.4 | 0.4
|  |  |  | 2007-11-26 | 0 | 0
|  |  |  | 2007-11-27 | 0 | 0
|  |  |  | 2007-11-28 | 0 | 0
|  |  |  | 2007-11-29 | 0 | 0
|  |  |  | 2007-11-30 | 0 | 0
|  |  |  | 2007-12-01 | 0 | 0
|  |  |  | 2007-12-02 | 0 | 0
|  |  |  | 2007-12-03 | 0 | 0
|  |  |  | 2007-12-04 | 0 | 0
|  |  |  | 2007-12-05 | 0 | 0
|  |  |  | 2007-12-06 | 0 | 0
|  |  |  | 2007-12-07 | 0 | 0
|  |  |  | 2007-12-08 | 0 | 0
|  |  |  | 2007-12-09 | 0 | 0
|  |  |  | 2007-12-10 | 0 | 0
|  |  |  | 2007-12-11 | 0.42 | 0.42
|  |  |  | 2007-12-12 | 0 | 0
|  |  |  | 2007-12-13 | 0 | 0
|  |  |  | 2007-12-14 | 0 | 0
|  |  |  | 2007-12-15 | 0 | 0
|  |  |  | 2007-12-16 | 0 | 0
|  |  |  | 2007-12-17 | 0 | 0
|  |  |  | 2007-12-18 | 0 | 0
|  |  |  | 2007-12-19 | 0 | 0
|  |  |  | 2007-12-20 | 0 | 0
|  |  |  | 2007-12-21 | 0 | 0
|  |  |  | 2007-12-22 | 0 | 0
|  |  |  | 2007-12-23 | 0 | 0
|  |  |  | 2007-12-24 | 0 | 0
|  |  |  | 2007-12-25 | 0 | 0
|  |  |  | 2007-12-26 | 0 | 0
|  |  |  | 2007-12-27 | 0 | 0
|  |  |  | 2007-12-28 | 0 | 0
|  |  |  | 2007-12-29 | 0 | 0
|  |  |  | 2007-12-30 | 0 | 0
|  |  |  | 2007-12-31 | 0 | 0
|  |  |  | 2008-02-01 | 0 | 0
|  |  |  | 2008-02-02 | 0 | 0
|  |  |  | 2008-02-03 | 0 | 0
|  |  |  | 2008-02-04 | 0 | 0
|  |  |  | 2008-02-05 | 0 | 0
|  |  |  | 2008-02-06 | 0 | 0
|  |  |  | 2008-02-07 | 0 | 0
|  |  |  | 2008-02-08 | 0 | 0
|  |  |  | 2008-02-09 | 0 | 0
|  |  |  | 2008-02-10 | 0 | 0
|  |  |  | 2008-02-11 | 0 | 0
|  |  |  | 2008-02-12 | 0 | 0
|  |  |  | 2008-02-13 | 0 | 0
|  |  |  | 2008-02-14 | 0 | 0
|  |  |  | 2008-02-15 | 0 | 0
|  |  |  | 2008-02-16 | 0 | 0
|  |  |  | 2008-02-17 | 0 | 0
|  |  |  | 2008-02-18 | 0 | 0
|  |  |  | 2008-02-19 | 0 | 0
|  |  |  | 2008-02-20 | 0 | 0
|  |  |  | 2008-02-21 | 0 | 0
|  |  |  | 2008-02-22 | 0 | 0
|  |  |  | 2008-02-23 | 0 | 0
|  |  |  | 2008-02-24 | 0 | 0
|  |  |  | 2008-02-25 | 0 | 0
|  |  |  | 2008-02-26 | 0 | 0
|  |  |  | 2008-02-27 | 0 | 0
|  |  |  | 2008-02-28 | 0 | 0
|  |  |  | 2008-02-29 | 0 | 0
|  |  |  | 2008-03-01 | 0 | 0
|  |  |  | 2008-03-02 | 0 | 0
|  |  |  | 2008-03-03 | 0 | 0
|  |  |  | 2008-03-04 | 0 | 0
|  |  |  | 2008-03-05 | 0 | 0
|  |  |  | 2008-03-06 | 0 | 0
|  |  |  | 2008-03-07 | 0 | 0
|  |  |  | 2008-03-08 | 0 | 0
|  |  |  | 2008-03-09 | 0 | 0
|  |  |  | 2008-03-10 | 0 | 0
|  |  |  | 2008-03-11 | 0 | 0
|  |  |  | 2008-03-12 | 0 | 0
|  |  |  | 2008-03-13 | 0 | 0
|  |  |  | 2008-03-14 | 0 | 0
|  |  |  | 2008-03-15 | 0 | 0
|  |  |  | 2008-03-16 | 0 | 0
|  |  |  | 2008-03-17 | 0 | 0
|  |  |  | 2008-03-18 | 0 | 0
|  |  |  | 2008-03-19 | 0 | 0
|  |  |  | 2008-03-20 | 0 | 0
|  |  |  | 2008-03-21 | 0 | 0
|  |  |  | 2008-03-22 | 0 | 0
|  |  |  | 2008-03-23 | 0 | 0
|  |  |  | 2008-03-24 | 0 | 0
|  |  |  | 2008-03-25 | 0 | 0
|  |  |  | 2008-03-26 | 0 | 0
|  |  |  | 2008-03-27 | 0 | 0
|  |  |  | 2008-03-28 | 0 | 0
|  |  |  | 2008-03-29 | 0 | 0
|  |  |  | 2008-03-30 | 0 | 0
|  |  |  | 2008-03-31 | 0 | 0
|  |  |  | 2008-04-01 | 0 | 0
|  |  |  | 2008-04-02 | 0 | 0
|  |  |  | 2008-04-03 | 0 | 0
|  |  |  | 2008-04-04 | 0 | 0
|  |  |  | 2008-04-05 | 0 | 0
|  |  |  | 2008-04-06 | 0 | 0
|  |  |  | 2008-04-07 | 0 | 0
|  |  |  | 2008-04-08 | 0 | 0
|  |  |  | 2008-04-09 | 0 | 0
|  |  |  | 2008-04-10 | 0 | 0
|  |  |  | 2008-04-11 | 0 | 0
|  |  |  | 2008-04-12 | 0 | 0
|  |  |  | 2008-04-13 | 0 | 0
|  |  |  | 2008-04-14 | 0 | 0
|  |  |  | 2008-04-15 | 0 | 0
|  |  |  | 2008-04-16 | 0 | 0
|  |  |  | 2008-04-17 | 0 | 0
|  |  |  | 2008-04-18 | 0 | 0
|  |  |  | 2008-04-19 | 0 | 0
|  |  |  | 2008-04-20 | 0 | 0
|  |  |  | 2008-04-21 | 0 | 0
|  |  |  | 2008-04-22 | 0 | 0
|  |  |  | 2008-04-23 | 0 | 0
|  |  |  | 2008-04-24 | 0 | 0
|  |  |  | 2008-04-25 | 0 | 0
|  |  |  | 2008-04-26 | 0 | 0
|  |  |  | 2008-04-27 | 0 | 0
|  |  |  | 2008-04-28 | 0 | 0
|  |  |  | 2008-04-29 | 0 | 0
|  |  |  | 2008-04-30 | 0 | 0
|  |  |  | 2008-05-01 | 0 | 0
|  |  |  | 2008-05-02 | 0 | 0
|  |  |  | 2008-05-03 | 0 | 0
|  |  |  | 2008-05-04 | 0 | 0
|  |  |  | 2008-05-05 | 0 | 0
|  |  |  | 2008-05-06 | 0.22 | 0.22
|  |  |  | 2008-05-07 | 0 | 0
|  |  |  | 2008-05-08 | 0 | 0
|  |  |  | 2008-05-09 | 0 | 0
|  |  |  | 2008-05-10 | 0 | 0
|  |  |  | 2008-05-11 | 0 | 0
|  |  |  | 2008-05-12 | 0 | 0
|  |  |  | 2008-05-13 | 0 | 0
|  |  |  | 2008-05-14 | 0 | 0
|  |  |  | 2008-05-15 | 0 | 0
|  |  |  | 2008-05-16 | 0 | 0
|  |  |  | 2008-05-17 | 0 | 0
|  |  |  | 2008-05-18 | 0 | 0
|  |  |  | 2008-05-19 | 0 | 0
|  |  |  | 2008-05-20 | 0 | 0
|  |  |  | 2008-05-21 | 0 | 0
|  |  |  | 2008-05-22 | 0 | 0
|  |  |  | 2008-05-23 | 0 | 0
|  |  |  | 2008-05-24 | 0 | 0
|  |  |  | 2008-05-25 | 0 | 0
|  |  |  | 2008-05-26 | 0 | 0
|  |  |  | 2008-05-27 | 0 | 0
|  |  |  | 2008-05-28 | 0 | 0
|  |  |  | 2008-05-29 | 0 | 0
|  |  |  | 2008-05-30 | 0 | 0
|  |  |  | 2008-05-31 | 0 | 0
|  |  |  | 2008-06-01 | 0 | 0
|  |  |  | 2008-06-02 | 0 | 0
|  |  |  | 2008-06-03 | 0 | 0
|  |  |  | 2008-06-04 | 0 | 0
|  |  |  | 2008-06-05 | 0 | 0
|  |  |  | 2008-06-06 | 0 | 0
|  |  |  | 2008-06-07 | 0 | 0
|  |  |  | 2008-06-08 | 0.1 | 0.1
|  |  |  | 2008-06-09 | 0.1 | 0.1
|  |  |  | 2008-06-10 | 0 | 0
|  |  |  | 2008-06-11 | 0 | 0
|  |  |  | 2008-06-12 | 0 | 0
|  |  |  | 2008-06-13 | 0 | 0
|  |  |  | 2008-06-14 | 0 | 0
|  |  |  | 2008-06-15 | 0 | 0
|  |  |  | 2008-06-16 | 0 | 0
|  |  |  | 2008-06-17 | 0 | 0
|  |  |  | 2008-06-18 | 0 | 0
|  |  |  | 2008-06-19 | 0 | 0
|  |  |  | 2008-06-20 | 0 | 0
|  |  |  | 2008-06-21 | 0 | 0
|  |  |  | 2008-06-22 | 0 | 0
|  |  |  | 2008-06-23 | 0 | 0
|  |  |  | 2008-06-24 | 0 | 0
|  |  |  | 2008-06-25 | 0 | 0
|  |  |  | 2008-06-26 | 0.1 | 0.1
|  |  |  | 2008-06-27 | 0 | 0
|  |  |  | 2008-06-28 |  | 0
|  |  |  | 2008-06-29 |  | 0
|  |  |  | 2008-06-30 | 0.2 | 0.2
|  |  |  | 2008-07-01 | 0.52 | 0.52
|  |  |  | 2008-07-02 | 0 | 0
|  |  |  | 2008-07-03 | 0.68 | 0.68
|  |  |  | 2008-07-04 | 0 | 0
|  |  |  | 2008-07-05 | 0 | 0
|  |  |  | 2008-07-06 | 0.4 | 0.4
|  |  |  | 2008-07-07 | 0 | 0
|  |  |  | 2008-07-08 | 0 | 0
|  |  |  | 2008-07-09 | 0 | 0
|  |  |  | 2008-07-10 | 0 | 0
|  |  |  | 2008-07-11 | 0 | 0
|  |  |  | 2008-07-12 | 0.05 | 0.05
|  |  |  | 2008-07-13 | 0 | 0
|  |  |  | 2008-07-14 | 0.66 | 0.66
|  |  |  | 2008-07-15 | 0 | 0
|  |  |  | 2008-07-16 | 0.68 | 0.68
|  |  |  | 2008-07-17 | 0.12 | 0.12
|  |  |  | 2008-07-18 | 0.6 | 0.6
|  |  |  | 2008-07-19 | 0.2 | 0.2
|  |  |  | 2008-07-20 | 0.6 | 0.6
|  |  |  | 2008-07-21 | 0 | 0
|  |  |  | 2008-07-22 | 0 | 0
|  |  |  | 2008-07-23 | 0 | 0
|  |  |  | 2008-07-24 | 0 | 0
|  |  |  | 2008-07-25 | 0.4 | 0.4
|  |  |  | 2008-07-26 | 0.05 | 0.05
|  |  |  | 2008-07-27 | 0 | 0
|  |  |  | 2008-07-28 | 0 | 0
|  |  |  | 2008-07-29 | 0 | 0
|  |  |  | 2008-07-30 | 0 | 0
|  |  |  | 2008-07-31 | 0.71 | 0.71
|  |  |  | 2008-08-01 | 0 | 0
|  |  |  | 2008-08-02 | 0 | 0
|  |  |  | 2008-08-03 | 0.15 | 0.15
|  |  |  | 2008-08-04 | 0 | 0
|  |  |  | 2008-08-05 | 0 | 0
|  |  |  | 2008-08-06 | 0 | 0
|  |  |  | 2008-08-07 | 0 | 0
|  |  |  | 2008-08-08 | 0 | 0
|  |  |  | 2008-08-09 | 0 | 0
|  |  |  | 2008-08-10 | 0.24 | 0.24
|  |  |  | 2008-08-11 | 0.02 | 0.02
|  |  |  | 2008-08-12 | 0 | 0
|  |  |  | 2008-08-13 | 0 | 0
|  |  |  | 2008-08-14 | 0.01 | 0.01
|  |  |  | 2008-08-15 | 0.1 | 0.1
|  |  |  | 2008-08-16 | 0.24 | 0.24
|  |  |  | 2008-08-17 | 0.33 | 0.33
|  |  |  | 2008-08-18 | 0.43 | 0.43
|  |  |  | 2008-08-19 | 0.1 | 0.1
|  |  |  | 2008-08-20 | 0.46 | 0.46
|  |  |  | 2008-08-21 | 0.33 | 0.33
|  |  |  | 2008-08-22 | 0 | 0
|  |  |  | 2008-08-23 | 0.09 | 0.09
|  |  |  | 2008-08-24 | 0.3 | 0.3
|  |  |  | 2008-08-25 | 0 | 0
|  |  |  | 2008-08-26 | 0 | 0
|  |  |  | 2008-08-27 | 0.46 | 0.46
|  |  |  | 2008-08-28 | 0.7 | 0.7
|  |  |  | 2008-08-29 | 0.75 | 0.75
|  |  |  | 2008-08-30 | 0.3 | 0.3
|  |  |  | 2008-08-31 | 0 | 0
|  |  |  | 2008-09-01 | 0.1 | 0.1
|  |  |  | 2008-09-02 | 0 | 0
|  |  |  | 2008-09-03 | 0.55 | 0.55
|  |  |  | 2008-09-04 | 0 | 0
|  |  |  | 2008-09-05 | 0 | 0
|  |  |  | 2008-09-06 | 0 | 0
|  |  |  | 2008-09-07 | 0.2 | 0.2
|  |  |  | 2008-09-08 | 0.36 | 0.36
|  |  |  | 2008-09-09 | 0.35 | 0.35
|  |  |  | 2008-09-10 | 0.33 | 0.33
|  |  |  | 2008-09-11 | 0.6 | 0.6
|  |  |  | 2008-09-12 | 0.4 | 0.4
|  |  |  | 2008-09-13 | 0 | 0
|  |  |  | 2008-09-14 | 0 | 0
|  |  |  | 2008-09-15 | 0.03 | 0.03
|  |  |  | 2008-09-16 | 0 | 0
|  |  |  | 2008-09-17 | 0 | 0
|  |  |  | 2008-09-18 | 0 | 0
|  |  |  | 2008-09-19 | 0 | 0
|  |  |  | 2008-09-20 | 0 | 0
|  |  |  | 2008-09-21 | 0 | 0
|  |  |  | 2008-09-22 | 0 | 0
|  |  |  | 2008-09-23 | 0 | 0
|  |  |  | 2008-09-24 | 0 | 0
|  |  |  | 2008-09-25 | 0 | 0
|  |  |  | 2008-09-26 | 0 | 0
|  |  |  | 2008-09-27 | 0 | 0
|  |  |  | 2008-09-28 | 0 | 0
|  |  |  | 2008-09-29 | 0 | 0
|  |  |  | 2008-09-30 | 0 | 0
|  |  |  | 2008-10-01 | 0 | 0
|  |  |  | 2008-10-02 | 0 | 0
|  |  |  | 2008-10-03 | 0 | 0
|  |  |  | 2008-10-04 | 0 | 0
|  |  |  | 2008-10-05 | 0 | 0
|  |  |  | 2008-10-06 | 0.1 | 0.1
|  |  |  | 2008-10-07 | 0 | 0
|  |  |  | 2008-10-08 | 0 | 0
|  |  |  | 2008-10-09 | 0 | 0
|  |  |  | 2008-10-10 | 0 | 0
|  |  |  | 2008-10-11 | 0 | 0
|  |  |  | 2008-10-12 | 0 | 0
|  |  |  | 2008-10-13 | 0 | 0
|  |  |  | 2008-10-14 | 0 | 0
|  |  |  | 2008-10-15 | 0.07 | 0.07
|  |  |  | 2008-10-16 | 0 | 0
|  |  |  | 2008-10-17 | 0 | 0
|  |  |  | 2008-10-18 | 0 | 0
|  |  |  | 2008-10-19 | 0 | 0
|  |  |  | 2008-10-20 | 0 | 0
|  |  |  | 2008-10-21 | 0 | 0
|  |  |  | 2008-10-22 | 0 | 0
|  |  |  | 2008-10-23 | 0 | 0
|  |  |  | 2008-10-24 | 0 | 0
|  |  |  | 2008-10-25 | 0 | 0
|  |  |  | 2008-10-26 | 0 | 0
|  |  |  | 2008-10-27 | 0 | 0
|  |  |  | 2008-10-28 | 0 | 0
|  |  |  | 2008-10-29 | 0 | 0
|  |  |  | 2008-10-30 | 0 | 0
|  |  |  | 2008-10-31 | 0 | 0
|  |  |  | 2008-11-01 | 0 | 0
|  |  |  | 2008-11-02 | 0 | 0
|  |  |  | 2008-11-03 | 0 | 0
|  |  |  | 2008-11-04 | 0 | 0
|  |  |  | 2008-11-05 | 0 | 0
|  |  |  | 2008-11-06 | 0 | 0
|  |  |  | 2008-11-07 | 0 | 0
|  |  |  | 2008-11-08 | 0 | 0
|  |  |  | 2008-11-09 | 0 | 0
|  |  |  | 2008-11-10 | 0 | 0
|  |  |  | 2008-11-11 | 0 | 0
|  |  |  | 2008-11-12 | 0 | 0
|  |  |  | 2008-11-13 | 0 | 0
|  |  |  | 2008-11-14 | 0 | 0
|  |  |  | 2008-11-15 | 0 | 0
|  |  |  | 2008-11-16 | 0 | 0
|  |  |  | 2008-11-17 | 0 | 0
|  |  |  | 2008-11-18 | 0 | 0
|  |  |  | 2008-11-19 | 0 | 0
|  |  |  | 2008-11-20 | 0 | 0
|  |  |  | 2008-11-21 | 0 | 0
|  |  |  | 2008-11-22 | 0 | 0
|  |  |  | 2008-11-23 | 0 | 0
|  |  |  | 2008-11-24 | 0 | 0
|  |  |  | 2008-11-25 | 0 | 0
|  |  |  | 2008-11-26 | 0 | 0
|  |  |  | 2008-11-27 | 0 | 0
|  |  |  | 2008-11-28 | 0 | 0
|  |  |  | 2008-11-29 | 0 | 0
|  |  |  | 2008-11-30 | 0 | 0
|  |  |  | 2008-12-01 | 0 | 0
|  |  |  | 2008-12-02 | 0 | 0
|  |  |  | 2008-12-03 | 0 | 0
|  |  |  | 2008-12-04 | 0 | 0
|  |  |  | 2008-12-05 | 0 | 0
|  |  |  | 2008-12-06 | 0 | 0
|  |  |  | 2008-12-07 | 0 | 0
|  |  |  | 2008-12-08 | 0 | 0
|  |  |  | 2008-12-09 | 0.01 | 0.01
|  |  |  | 2008-12-10 | 0.02 | 0.02
|  |  |  | 2008-12-11 | 0 | 0
|  |  |  | 2008-12-12 | 0 | 0
|  |  |  | 2008-12-13 | 0 | 0
|  |  |  | 2008-12-14 | 0 | 0
|  |  |  | 2008-12-15 | 0 | 0
|  |  |  | 2008-12-16 | 0 | 0
|  |  |  | 2008-12-17 | 0 | 0
|  |  |  | 2008-12-18 | 0 | 0
|  |  |  | 2008-12-19 | 0 | 0
|  |  |  | 2008-12-20 | 0 | 0
|  |  |  | 2008-12-21 | 0 | 0
|  |  |  | 2008-12-22 | 0 | 0
|  |  |  | 2008-12-23 | 0 | 0
|  |  |  | 2008-12-24 | 0 | 0
|  |  |  | 2008-12-25 | 0 | 0
|  |  |  | 2008-12-26 | 0 | 0
|  |  |  | 2008-12-27 | 0 | 0
|  |  |  | 2008-12-28 | 0 | 0
|  |  |  | 2008-12-29 | 0 | 0
|  |  |  | 2008-12-30 | 0 | 0
|  |  |  | 2008-12-31 | 0 | 0
|  |  |  | 2009-01-01 | 0 | 0
|  |  |  | 2009-01-02 | 0 | 0
|  |  |  | 2009-01-03 | 0 | 0
|  |  |  | 2009-01-04 | 0 | 0
|  |  |  | 2009-01-05 | 0 | 0
|  |  |  | 2009-01-06 | 0 | 0
|  |  |  | 2009-01-07 | 0 | 0
|  |  |  | 2009-01-08 | 0 | 0
|  |  |  | 2009-01-09 | 0 | 0
|  |  |  | 2009-01-10 | 0 | 0
|  |  |  | 2009-01-11 | 0 | 0
|  |  |  | 2009-01-12 | 0 | 0
|  |  |  | 2009-01-13 | 0 | 0
|  |  |  | 2009-01-14 | 0 | 0
|  |  |  | 2009-01-15 | 0 | 0
|  |  |  | 2009-01-16 | 0 | 0
|  |  |  | 2009-01-17 | 0 | 0
|  |  |  | 2009-01-18 | 0 | 0
|  |  |  | 2009-01-19 | 0 | 0
|  |  |  | 2009-01-20 | 0 | 0
|  |  |  | 2009-01-21 | 0 | 0
|  |  |  | 2009-01-22 | 0 | 0
|  |  |  | 2009-01-23 | 0 | 0
|  |  |  | 2009-01-24 | 0 | 0
|  |  |  | 2009-01-25 | 0 | 0
|  |  |  | 2009-01-26 | 0 | 0
|  |  |  | 2009-01-27 | 0 | 0
|  |  |  | 2009-01-28 | 0 | 0
|  |  |  | 2009-01-29 | 0 | 0
|  |  |  | 2009-01-30 | 0 | 0
|  |  |  | 2009-01-31 | 0 | 0
|  |  |  | 2009-03-01 | 0 | 0
|  |  |  | 2009-03-02 | 0 | 0
|  |  |  | 2009-03-03 | 0 | 0
|  |  |  | 2009-03-04 | 0 | 0
|  |  |  | 2009-03-05 | 0 | 0
|  |  |  | 2009-03-06 | 0 | 0
|  |  |  | 2009-03-07 | 0 | 0
|  |  |  | 2009-03-08 | 0 | 0
|  |  |  | 2009-03-09 | 0 | 0
|  |  |  | 2009-03-10 | 0 | 0
|  |  |  | 2009-03-11 | 0.4 | 0.4
|  |  |  | 2009-03-12 | 0.11 | 0.11
|  |  |  | 2009-03-13 | 0 | 0
|  |  |  | 2009-03-14 | 0 | 0
|  |  |  | 2009-03-15 | 0 | 0
|  |  |  | 2009-03-16 | 0 | 0
|  |  |  | 2009-03-17 | 0 | 0
|  |  |  | 2009-03-18 | 0 | 0
|  |  |  | 2009-03-19 | 0 | 0
|  |  |  | 2009-03-20 | 0 | 0
|  |  |  | 2009-03-21 | 0 | 0
|  |  |  | 2009-03-22 | 0 | 0
|  |  |  | 2009-03-23 | 0 | 0
|  |  |  | 2009-03-24 | 0 | 0
|  |  |  | 2009-03-25 | 0 | 0
|  |  |  | 2009-03-26 | 0 | 0
|  |  |  | 2009-03-27 | 0 | 0
|  |  |  | 2009-03-28 | 0 | 0
|  |  |  | 2009-03-29 | 0 | 0
|  |  |  | 2009-03-30 | 0 | 0
|  |  |  | 2009-03-31 | 0 | 0
|  |  |  | 2009-04-01 | 0 | 0
|  |  |  | 2009-04-02 | 0 | 0
|  |  |  | 2009-04-03 | 0 | 0
|  |  |  | 2009-04-04 | 0 | 0
|  |  |  | 2009-04-05 | 0 | 0
|  |  |  | 2009-04-06 | 0 | 0
|  |  |  | 2009-04-07 | 0 | 0
|  |  |  | 2009-04-08 | 0 | 0
|  |  |  | 2009-04-09 | 0 | 0
|  |  |  | 2009-04-10 | 0 | 0
|  |  |  | 2009-04-11 | 0 | 0
|  |  |  | 2009-04-12 | 0 | 0
|  |  |  | 2009-04-13 | 0 | 0
|  |  |  | 2009-04-14 | 0 | 0
|  |  |  | 2009-04-15 | 0 | 0
|  |  |  | 2009-04-16 | 0 | 0
|  |  |  | 2009-04-17 | 0 | 0
|  |  |  | 2009-04-18 | 0 | 0
|  |  |  | 2009-04-19 | 0 | 0
|  |  |  | 2009-04-20 | 0 | 0
|  |  |  | 2009-04-21 | 0 | 0
|  |  |  | 2009-04-22 | 0 | 0
|  |  |  | 2009-04-23 | 0 | 0
|  |  |  | 2009-04-24 | 0 | 0
|  |  |  | 2009-04-25 | 0 | 0
|  |  |  | 2009-04-26 | 0 | 0
|  |  |  | 2009-04-27 | 0 | 0
|  |  |  | 2009-04-28 | 0 | 0
|  |  |  | 2009-04-29 | 0 | 0
|  |  |  | 2009-04-30 | 0 | 0
|  |  |  | 2009-05-01 | 0 | 0
|  |  |  | 2009-05-02 | 0 | 0
|  |  |  | 2009-05-03 | 0 | 0
|  |  |  | 2009-05-04 | 0 | 0
|  |  |  | 2009-05-05 | 0 | 0
|  |  |  | 2009-05-06 | 0 | 0
|  |  |  | 2009-05-07 | 0 | 0
|  |  |  | 2009-05-08 | 0 | 0
|  |  |  | 2009-05-09 | 0 | 0
|  |  |  | 2009-05-10 | 0 | 0
|  |  |  | 2009-05-11 | 0 | 0
|  |  |  | 2009-05-12 | 0 | 0
|  |  |  | 2009-05-13 | 0 | 0
|  |  |  | 2009-05-14 | 0 | 0
|  |  |  | 2009-05-15 | 0.1 | 0.1
|  |  |  | 2009-05-16 | 0 | 0
|  |  |  | 2009-05-17 | 0.05 | 0.05
|  |  |  | 2009-05-18 | 0 | 0
|  |  |  | 2009-05-19 | 0 | 0
|  |  |  | 2009-05-20 | 0 | 0
|  |  |  | 2009-05-21 | 0 | 0
|  |  |  | 2009-05-22 | 2.1 | 2.1
|  |  |  | 2009-05-23 | 0.33 | 0.33
|  |  |  | 2009-05-24 | 0.02 | 0.02
|  |  |  | 2009-05-25 | 0 | 0
|  |  |  | 2009-05-26 | 0 | 0
|  |  |  | 2009-05-27 | 0.55 | 0.55
|  |  |  | 2009-05-28 | 0.11 | 0.11
|  |  |  | 2009-05-29 | 0 | 0
|  |  |  | 2009-05-30 | 0 | 0
|  |  |  | 2009-05-31 | 0.1 | 0.1
|  |  |  | 2009-06-01 | 0 | 0
|  |  |  | 2009-06-02 | 0 | 0
|  |  |  | 2009-06-03 | 0 | 0
|  |  |  | 2009-06-04 | 0 | 0
|  |  |  | 2009-06-05 | 0 | 0
|  |  |  | 2009-06-06 | 0.2 | 0.2
|  |  |  | 2009-06-07 | 0 | 0
|  |  |  | 2009-06-08 | 0 | 0
|  |  |  | 2009-06-09 | 0.1 | 0.1
|  |  |  | 2009-06-10 | 0 | 0
|  |  |  | 2009-06-11 | 0 | 0
|  |  |  | 2009-06-12 | 0 | 0
|  |  |  | 2009-06-13 | 0 | 0
|  |  |  | 2009-06-14 | 0 | 0
|  |  |  | 2009-06-15 | 0 | 0
|  |  |  | 2009-06-16 | 0 | 0
|  |  |  | 2009-06-17 | 0 | 0
|  |  |  | 2009-06-18 | 0.63 | 0.63
|  |  |  | 2009-06-19 | 0.22 | 0.22
|  |  |  | 2009-06-20 | 0.52 | 0.52
|  |  |  | 2009-06-21 | 0 | 0
|  |  |  | 2009-06-22 | 0 | 0
|  |  |  | 2009-06-23 | 0 | 0
|  |  |  | 2009-06-24 | 0 | 0
|  |  |  | 2009-06-25 | 0 | 0
|  |  |  | 2009-06-26 | 0 | 0
|  |  |  | 2009-06-27 | 0 | 0
|  |  |  | 2009-06-28 | 0 | 0
|  |  |  | 2009-06-29 | 0 | 0
|  |  |  | 2009-06-30 | 1.5 | 1.5
|  |  |  | 2009-07-01 | 0.02 | 0.02
|  |  |  | 2009-07-02 | 0 | 0
|  |  |  | 2009-07-03 | 0 | 0
|  |  |  | 2009-07-04 | 0.12 | 0.12
|  |  |  | 2009-07-05 | 0.63 | 0.63
|  |  |  | 2009-07-06 | 0 | 0
|  |  |  | 2009-07-07 | 0.35 | 0.35
|  |  |  | 2009-07-08 | 0 | 0
|  |  |  | 2009-07-09 | 0 | 0
|  |  |  | 2009-07-10 | 0 | 0
|  |  |  | 2009-07-11 | 0 | 0
|  |  |  | 2009-07-12 | 0 | 0
|  |  |  | 2009-07-13 | 0 | 0
|  |  |  | 2009-07-14 | 0 | 0
|  |  |  | 2009-07-15 | 0 | 0
|  |  |  | 2009-07-16 | 0 | 0
|  |  |  | 2009-07-17 | 0 | 0
|  |  |  | 2009-07-18 | 0 | 0
|  |  |  | 2009-07-19 | 0 | 0
|  |  |  | 2009-07-20 | 0 | 0
|  |  |  | 2009-07-21 | 0 | 0
|  |  |  | 2009-07-22 | 0 | 0
|  |  |  | 2009-07-23 | 0.82 | 0.82
|  |  |  | 2009-07-24 | 0 | 0
|  |  |  | 2009-07-25 | 0 | 0
|  |  |  | 2009-07-26 | 0 | 0
|  |  |  | 2009-07-27 | 0 | 0
|  |  |  | 2009-07-28 | 0 | 0
|  |  |  | 2009-07-29 | 0 | 0
|  |  |  | 2009-07-30 | 0 | 0
|  |  |  | 2009-07-31 | 0.13 | 0.13
|  |  |  | 2009-08-01 | 1 | 1
|  |  |  | 2009-08-02 | 0.15 | 0.15
|  |  |  | 2009-08-03 | 0 | 0
|  |  |  | 2009-08-04 | 0.35 | 0.35
|  |  |  | 2009-08-05 | 0.81 | 0.81
|  |  |  | 2009-08-06 | 0 | 0
|  |  |  | 2009-08-07 | 0 | 0
|  |  |  | 2009-08-08 | 0 | 0
|  |  |  | 2009-08-09 | 0 | 0
|  |  |  | 2009-08-10 | 0.15 | 0.15
|  |  |  | 2009-08-11 | 0 | 0
|  |  |  | 2009-08-12 | 1.37 | 1.37
|  |  |  | 2009-08-13 | 0.03 | 0.03
|  |  |  | 2009-08-14 | 0 | 0
|  |  |  | 2009-08-15 | 0 | 0
|  |  |  | 2009-08-16 | 0 | 0
|  |  |  | 2009-08-17 | 0 | 0
|  |  |  | 2009-08-18 | 0 | 0
|  |  |  | 2009-08-19 | 0 | 0
|  |  |  | 2009-08-20 | 0 | 0
|  |  |  | 2009-08-21 | 0 | 0
|  |  |  | 2009-08-22 | 0 | 0
|  |  |  | 2009-08-23 | 0 | 0
|  |  |  | 2009-08-24 | 0 | 0
|  |  |  | 2009-08-25 | 0 | 0
|  |  |  | 2009-08-26 | 0 | 0
|  |  |  | 2009-08-27 | 0 | 0
|  |  |  | 2009-08-28 | 0 | 0
|  |  |  | 2009-08-29 | 0 | 0
|  |  |  | 2009-08-30 | 0 | 0
|  |  |  | 2009-08-31 | 0 | 0
|  |  |  | 2009-09-01 | 0 | 0
|  |  |  | 2009-09-02 | 0 | 0
|  |  |  | 2009-09-03 | 0.36 | 0.36
|  |  |  | 2009-09-04 | 0 | 0
|  |  |  | 2009-09-05 | 0 | 0
|  |  |  | 2009-09-06 | 0.55 | 0.55
|  |  |  | 2009-09-07 | 0 | 0
|  |  |  | 2009-09-08 | 0 | 0
|  |  |  | 2009-09-09 | 0.1 | 0.1
|  |  |  | 2009-09-10 | 0 | 0
|  |  |  | 2009-09-11 | 0 | 0
|  |  |  | 2009-09-12 | 0.05 | 0.05
|  |  |  | 2009-09-13 | 0 | 0
|  |  |  | 2009-09-14 | 0 | 0
|  |  |  | 2009-09-15 | 0 | 0
|  |  |  | 2009-09-16 | 0 | 0
|  |  |  | 2009-09-17 | 0 | 0
|  |  |  | 2009-09-18 | 0 | 0
|  |  |  | 2009-09-19 | 0.09 | 0.09
|  |  |  | 2009-09-20 | 0 | 0
|  |  |  | 2009-09-21 | 0 | 0
|  |  |  | 2009-09-22 | 0 | 0
|  |  |  | 2009-09-23 | 0 | 0
|  |  |  | 2009-09-24 | 0.07 | 0.07
|  |  |  | 2009-09-25 | 0 | 0
|  |  |  | 2009-09-26 | 0 | 0
|  |  |  | 2009-09-27 | 0 | 0
|  |  |  | 2009-09-28 | 0 | 0
|  |  |  | 2009-09-29 | 0 | 0
|  |  |  | 2009-09-30 | 0 | 0
|  |  |  | 2009-10-01 | 0 | 0
|  |  |  | 2009-10-02 | 0 | 0
|  |  |  | 2009-10-03 | 0.16 | 0.16
|  |  |  | 2009-10-04 | 0.6 | 0.6
|  |  |  | 2009-10-05 | 0 | 0
|  |  |  | 2009-10-06 | 0 | 0
|  |  |  | 2009-10-07 | 0 | 0
|  |  |  | 2009-10-08 | 0 | 0
|  |  |  | 2009-10-09 | 0 | 0
|  |  |  | 2009-10-10 | 0 | 0
|  |  |  | 2009-10-11 | 0 | 0
|  |  |  | 2009-10-12 | 0.75 | 0.75
|  |  |  | 2009-10-13 | 0 | 0
|  |  |  | 2009-10-14 | 0 | 0
|  |  |  | 2009-10-15 | 0 | 0
|  |  |  | 2009-10-16 | 0 | 0
|  |  |  | 2009-10-17 | 0 | 0
|  |  |  | 2009-10-18 | 0 | 0
|  |  |  | 2009-10-19 | 0 | 0
|  |  |  | 2009-10-20 | 0 | 0
|  |  |  | 2009-10-21 | 0.18 | 0.18
|  |  |  | 2009-10-22 | 0 | 0
|  |  |  | 2009-10-23 | 0 | 0
|  |  |  | 2009-10-24 | 0 | 0
|  |  |  | 2009-10-25 | 0 | 0
|  |  |  | 2009-10-26 | 0 | 0
|  |  |  | 2009-10-27 | 0 | 0
|  |  |  | 2009-10-28 | 0.06 | 0.06
|  |  |  | 2009-10-29 | 0 | 0
|  |  |  | 2009-10-30 | 0 | 0
|  |  |  | 2009-11-01 | 0 | 0
|  |  |  | 2009-11-02 | 0 | 0
|  |  |  | 2009-11-03 | 0 | 0
|  |  |  | 2009-11-04 | 0 | 0
|  |  |  | 2009-11-05 | 0 | 0
|  |  |  | 2009-11-06 | 0 | 0
|  |  |  | 2009-11-07 | 0 | 0
|  |  |  | 2009-11-08 | 0 | 0
|  |  |  | 2009-11-09 | 0 | 0
|  |  |  | 2009-11-10 | 0 | 0
|  |  |  | 2009-11-11 | 0 | 0
|  |  |  | 2009-11-12 | 0 | 0
|  |  |  | 2009-11-13 | 0 | 0
|  |  |  | 2009-11-14 | 0 | 0
|  |  |  | 2009-11-15 | 0 | 0
|  |  |  | 2009-11-16 | 0 | 0
|  |  |  | 2009-11-17 | 0 | 0
|  |  |  | 2009-11-18 | 0 | 0
|  |  |  | 2009-11-19 | 0 | 0
|  |  |  | 2009-11-20 | 0 | 0
|  |  |  | 2009-11-21 | 0 | 0
|  |  |  | 2009-11-22 | 0 | 0
|  |  |  | 2009-11-23 | 0 | 0
|  |  |  | 2009-11-24 | 0 | 0
|  |  |  | 2009-11-25 | 0 | 0
|  |  |  | 2009-11-26 | 0 | 0
|  |  |  | 2009-11-27 | 0 | 0
|  |  |  | 2009-11-28 | 0 | 0
|  |  |  | 2009-11-29 | 0 | 0
|  |  |  | 2009-11-30 | 0.14 | 0.14
|  |  |  | 2009-12-01 | 0.93 | 0.93
|  |  |  | 2009-12-02 | 0.15 | 0.15
|  |  |  | 2009-12-03 | 0 | 0
|  |  |  | 2009-12-04 | 0.22 | 0.22
|  |  |  | 2009-12-05 | 0 | 0
|  |  |  | 2009-12-06 | 0 | 0
|  |  |  | 2009-12-07 | 0 | 0
|  |  |  | 2009-12-08 | 0 | 0
|  |  |  | 2009-12-09 | 0 | 0
|  |  |  | 2009-12-10 | 0 | 0
|  |  |  | 2009-12-11 | 0 | 0
|  |  |  | 2009-12-12 | 0 | 0
|  |  |  | 2009-12-13 | 0 | 0
|  |  |  | 2009-12-14 | 0 | 0
|  |  |  | 2009-12-15 | 0 | 0
|  |  |  | 2009-12-16 | 0 | 0
|  |  |  | 2009-12-17 | 0 | 0
|  |  |  | 2009-12-18 | 0 | 0
|  |  |  | 2009-12-19 | 0 | 0
|  |  |  | 2009-12-20 | 0 | 0
|  |  |  | 2009-12-21 | 0 | 0
|  |  |  | 2009-12-22 | 0 | 0
|  |  |  | 2009-12-23 | 0 | 0
|  |  |  | 2009-12-24 | 0 | 0
|  |  |  | 2009-12-25 | 0 | 0
|  |  |  | 2009-12-26 | 0 | 0
|  |  |  | 2009-12-27 | 0 | 0
|  |  |  | 2009-12-28 | 0 | 0
|  |  |  | 2009-12-29 | 0.05 | 0.05
|  |  |  | 2009-12-30 | 0 | 0
|  |  |  | 2009-12-31 | 0 | 0
|  |  |  | 2010-01-01 | 0 | 0
|  |  |  | 2010-01-02 | 0 | 0
|  |  |  | 2010-01-03 | 0 | 0
|  |  |  | 2010-01-04 | 0 | 0
|  |  |  | 2010-01-05 | 0 | 0
|  |  |  | 2010-01-06 | 0 | 0
|  |  |  | 2010-01-07 | 0 | 0
|  |  |  | 2010-01-08 | 0 | 0
|  |  |  | 2010-01-09 | 0 | 0
|  |  |  | 2010-01-10 | 0 | 0
|  |  |  | 2010-01-11 | 0 | 0
|  |  |  | 2010-01-12 | 0 | 0
|  |  |  | 2010-01-13 | 0 | 0
|  |  |  | 2010-01-14 | 0 | 0
|  |  |  | 2010-01-15 | 0 | 0
|  |  |  | 2010-01-16 | 0 | 0
|  |  |  | 2010-01-17 | 0 | 0
|  |  |  | 2010-01-18 | 0 | 0
|  |  |  | 2010-01-19 | 0 | 0
|  |  |  | 2010-01-20 | 0 | 0
|  |  |  | 2010-01-21 | 0 | 0
|  |  |  | 2010-01-22 | 0 | 0
|  |  |  | 2010-01-23 | 0.71 | 0.71
|  |  |  | 2010-01-24 | 0 | 0
|  |  |  | 2010-01-25 | 0 | 0
|  |  |  | 2010-01-26 | 0 | 0
|  |  |  | 2010-01-27 | 0 | 0
|  |  |  | 2010-01-28 | 0.62 | 0.62
|  |  |  | 2010-01-29 | 0.1 | 0.1
|  |  |  | 2010-01-30 | 0 | 0
|  |  |  | 2010-01-31 | 0.01 | 0.01
|  |  |  | 2010-02-01 |  | 0
|  |  |  | 2010-02-02 |  | 0
|  |  |  | 2010-02-03 |  | 0
|  |  |  | 2010-02-04 | 0.03 | 0.03
|  |  |  | 2010-02-05 | 0 | 0
|  |  |  | 2010-02-06 | 0 | 0
|  |  |  | 2010-02-07 | 0 | 0
|  |  |  | 2010-02-08 | 0 | 0
|  |  |  | 2010-02-09 | 0 | 0
|  |  |  | 2010-02-10 | 0 | 0
|  |  |  | 2010-02-11 | 0 | 0
|  |  |  | 2010-02-12 | 0 | 0
|  |  |  | 2010-02-13 | 0 | 0
|  |  |  | 2010-02-14 | 0 | 0
|  |  |  | 2010-02-15 | 0 | 0
|  |  |  | 2010-02-16 | 0 | 0
|  |  |  | 2010-02-17 | 0 | 0
|  |  |  | 2010-02-18 | 0 | 0
|  |  |  | 2010-02-19 | 0 | 0
|  |  |  | 2010-02-20 | 0 | 0
|  |  |  | 2010-02-21 | 0 | 0
|  |  |  | 2010-02-22 | 0 | 0
|  |  |  | 2010-02-23 | 0 | 0
|  |  |  | 2010-02-24 | 0 | 0
|  |  |  | 2010-02-25 | 0 | 0
|  |  |  | 2010-02-26 | 0 | 0
|  |  |  | 2010-02-27 | 0 | 0
|  |  |  | 2010-02-28 | 0 | 0
|  |  |  | 2010-03-01 | 0.02 | 0.02
|  |  |  | 2010-03-02 | 0 | 0
|  |  |  | 2010-03-03 | 0 | 0
|  |  |  | 2010-03-04 | 0 | 0
|  |  |  | 2010-03-05 | 0 | 0
|  |  |  | 2010-03-06 | 0 | 0
|  |  |  | 2010-03-07 | 0 | 0
|  |  |  | 2010-03-08 | 0 | 0
|  |  |  | 2010-03-09 | 0 | 0
|  |  |  | 2010-03-10 | 0 | 0
|  |  |  | 2010-03-11 | 0 | 0
|  |  |  | 2010-03-12 | 0 | 0
|  |  |  | 2010-03-13 | 0 | 0
|  |  |  | 2010-03-14 | 0 | 0
|  |  |  | 2010-03-15 | 0.02 | 0.02
|  |  |  | 2010-03-16 | 0.02 | 0.02
|  |  |  | 2010-03-17 | 0 | 0
|  |  |  | 2010-03-18 | 0 | 0
|  |  |  | 2010-03-19 | 0 | 0
|  |  |  | 2010-03-20 | 1 | 1
|  |  |  | 2010-03-21 | 0 | 0
|  |  |  | 2010-03-22 | 0 | 0
|  |  |  | 2010-03-23 | 0 | 0
|  |  |  | 2010-03-24 | 0 | 0
|  |  |  | 2010-03-25 | 0 | 0
|  |  |  | 2010-03-26 | 0 | 0
|  |  |  | 2010-03-27 | 0 | 0
|  |  |  | 2010-03-28 | 0 | 0
|  |  |  | 2010-03-29 | 0 | 0
|  |  |  | 2010-03-30 | 0 | 0
|  |  |  | 2010-03-31 | 0 | 0
|  |  |  | 2010-04-01 | 0 | 0
|  |  |  | 2010-04-02 | 0 | 0
|  |  |  | 2010-04-03 | 0 | 0
|  |  |  | 2010-04-04 | 0 | 0
|  |  |  | 2010-04-05 | 0 | 0
|  |  |  | 2010-04-06 | 0 | 0
|  |  |  | 2010-04-07 | 0 | 0
|  |  |  | 2010-04-08 | 0 | 0
|  |  |  | 2010-04-09 | 0 | 0
|  |  |  | 2010-04-10 | 0 | 0
|  |  |  | 2010-04-11 | 0.21 | 0.21
|  |  |  | 2010-04-12 | 0.22 | 0.22
|  |  |  | 2010-04-13 | 0 | 0
|  |  |  | 2010-04-14 | 0.13 | 0.13
|  |  |  | 2010-04-15 | 0 | 0
|  |  |  | 2010-04-16 | 0 | 0
|  |  |  | 2010-04-17 | 0.19 | 0.19
|  |  |  | 2010-04-18 | 0 | 0
|  |  |  | 2010-04-19 | 0 | 0
|  |  |  | 2010-04-20 | 0 | 0
|  |  |  | 2010-04-21 | 0 | 0
|  |  |  | 2010-04-22 | 0 | 0
|  |  |  | 2010-04-23 | 0 | 0
|  |  |  | 2010-04-24 | 0 | 0
|  |  |  | 2010-04-25 | 0 | 0
|  |  |  | 2010-04-26 | 0 | 0
|  |  |  | 2010-04-27 | 0 | 0
|  |  |  | 2010-04-28 | 0 | 0
|  |  |  | 2010-04-29 | 0 | 0
|  |  |  | 2010-04-30 | 0 | 0
|  |  |  | 2010-05-01 | 0.07 | 0.07
|  |  |  | 2010-05-02 | 0 | 0
|  |  |  | 2010-05-03 | 0 | 0
|  |  |  | 2010-05-04 | 0 | 0
|  |  |  | 2010-05-05 | 0 | 0
|  |  |  | 2010-05-06 | 0 | 0
|  |  |  | 2010-05-07 | 0 | 0
|  |  |  | 2010-05-08 | 0 | 0
|  |  |  | 2010-05-09 | 0 | 0
|  |  |  | 2010-05-10 | 0 | 0
|  |  |  | 2010-05-11 | 0 | 0
|  |  |  | 2010-05-12 | 0 | 0
|  |  |  | 2010-05-13 | 0 | 0
|  |  |  | 2010-05-14 | 0 | 0
|  |  |  | 2010-05-15 | 0 | 0
|  |  |  | 2010-05-16 | 0 | 0
|  |  |  | 2010-05-17 | 0 | 0
|  |  |  | 2010-05-18 | 0.05 | 0.05
|  |  |  | 2010-05-19 | 0 | 0
|  |  |  | 2010-05-20 | 0 | 0
|  |  |  | 2010-05-21 | 0 | 0
|  |  |  | 2010-05-22 | 0 | 0
|  |  |  | 2010-05-23 | 0 | 0
|  |  |  | 2010-05-24 | 0 | 0
|  |  |  | 2010-05-25 | 0 | 0
|  |  |  | 2010-05-26 | 0 | 0
|  |  |  | 2010-05-27 | 0 | 0
|  |  |  | 2010-05-28 | 0 | 0
|  |  |  | 2010-05-29 | 0 | 0
|  |  |  | 2010-05-30 | 0.01 | 0.01
|  |  |  | 2010-05-31 | 0.1 | 0.1
|  |  |  | 2010-06-01 | 0 | 0
|  |  |  | 2010-06-02 | 0 | 0
|  |  |  | 2010-06-03 | 0 | 0
|  |  |  | 2010-06-04 | 0 | 0
|  |  |  | 2010-06-05 | 0 | 0
|  |  |  | 2010-06-06 | 0 | 0
|  |  |  | 2010-06-07 | 0.42 | 0.42
|  |  |  | 2010-06-08 | 0.03 | 0.03
|  |  |  | 2010-06-09 | 0 | 0
|  |  |  | 2010-06-10 | 0 | 0
|  |  |  | 2010-06-11 | 0 | 0
|  |  |  | 2010-06-12 | 0 | 0
|  |  |  | 2010-06-13 | 0 | 0
|  |  |  | 2010-06-14 | 0 | 0
|  |  |  | 2010-06-15 | 0.39 | 0.39
|  |  |  | 2010-06-16 | 1.24 | 1.24
|  |  |  | 2010-06-17 | 0 | 0
|  |  |  | 2010-06-18 | 0.02 | 0.02
|  |  |  | 2010-06-19 | 0.18 | 0.18
|  |  |  | 2010-06-20 | 0 | 0
|  |  |  | 2010-06-21 | 0 | 0
|  |  |  | 2010-06-22 | 0.54 | 0.54
|  |  |  | 2010-06-23 | 0 | 0
|  |  |  | 2010-06-24 | 0 | 0
|  |  |  | 2010-06-25 | 0 | 0
|  |  |  | 2010-06-26 | 0.04 | 0.04
|  |  |  | 2010-06-27 | 0.3 | 0.3
|  |  |  | 2010-06-28 | 0 | 0
|  |  |  | 2010-06-29 | 0.41 | 0.41
|  |  |  | 2010-06-30 | 0 | 0
|  |  |  | 2010-07-01 | 0.22 | 0.22
|  |  |  | 2010-07-02 | 0.79 | 0.79
|  |  |  | 2010-07-03 | 1.24 | 1.24
|  |  |  | 2010-07-04 | 0.01 | 0.01
|  |  |  | 2010-07-05 | 0 | 0
|  |  |  | 2010-07-06 | 0 | 0
|  |  |  | 2010-07-07 | 0.12 | 0.12
|  |  |  | 2010-07-08 | 0.26 | 0.26
|  |  |  | 2010-07-09 | 1.5 | 1.5
|  |  |  | 2010-07-10 | 0.56 | 0.56
|  |  |  | 2010-07-11 | 0.01 | 0.01
|  |  |  | 2010-07-12 | 0 | 0
|  |  |  | 2010-07-13 | 0.08 | 0.08
|  |  |  | 2010-07-14 | 0 | 0
|  |  |  | 2010-07-15 | 0.01 | 0.01
|  |  |  | 2010-07-16 | 0 | 0
|  |  |  | 2010-07-17 | 0 | 0
|  |  |  | 2010-07-18 | 0 | 0
|  |  |  | 2010-07-19 | 0 | 0
|  |  |  | 2010-07-20 | 0 | 0
|  |  |  | 2010-07-21 | 0 | 0
|  |  |  | 2010-07-22 | 0 | 0
|  |  |  | 2010-07-23 | 0.34 | 0.34
|  |  |  | 2010-07-24 | 0.32 | 0.32
|  |  |  | 2010-07-25 | 0.22 | 0.22
|  |  |  | 2010-07-26 | 0 | 0
|  |  |  | 2010-07-27 | 0 | 0
|  |  |  | 2010-07-28 | 0 | 0
|  |  |  | 2010-07-29 | 0.01 | 0.01
|  |  |  | 2010-07-30 | 0.65 | 0.65
|  |  |  | 2010-07-31 | 0 | 0
|  |  |  | 2010-08-01 | 0 | 0
|  |  |  | 2010-08-02 | 0.11 | 0.11
|  |  |  | 2010-08-03 | 0 | 0
|  |  |  | 2010-08-04 | 0 | 0
|  |  |  | 2010-08-05 | 0 | 0
|  |  |  | 2010-08-06 | 0 | 0
|  |  |  | 2010-08-07 | 0 | 0
|  |  |  | 2010-08-08 | 0 | 0
|  |  |  | 2010-08-09 | 0.14 | 0.14
|  |  |  | 2010-08-10 | 0.01 | 0.01
|  |  |  | 2010-08-11 | 0 | 0
|  |  |  | 2010-08-12 | 0 | 0
|  |  |  | 2010-08-13 | 0 | 0
|  |  |  | 2010-08-14 | 0 | 0
|  |  |  | 2010-08-15 | 0.25 | 0.25
|  |  |  | 2010-08-16 | 0 | 0
|  |  |  | 2010-08-17 | 0 | 0
|  |  |  | 2010-08-18 | 0 | 0
|  |  |  | 2010-08-19 | 0 | 0
|  |  |  | 2010-08-20 | 0.36 | 0.36
|  |  |  | 2010-08-21 | 1.71 | 1.71
|  |  |  | 2010-08-22 | 0 | 0
|  |  |  | 2010-08-23 | 0 | 0
|  |  |  | 2010-08-24 | 0 | 0
|  |  |  | 2010-08-25 | 0.56 | 0.56
|  |  |  | 2010-08-26 | 0 | 0
|  |  |  | 2010-08-27 | 0 | 0
|  |  |  | 2010-08-28 | 0 | 0
|  |  |  | 2010-08-29 | 0.22 | 0.22
|  |  |  | 2010-08-30 | 0.05 | 0.05
|  |  |  | 2010-08-31 | 0.9 | 0.9
|  |  |  | 2010-09-01 | 0 | 0
|  |  |  | 2010-09-02 | 0 | 0
|  |  |  | 2010-09-03 | 0 | 0
|  |  |  | 2010-09-04 | 0 | 0
|  |  |  | 2010-09-05 | 0 | 0
|  |  |  | 2010-09-06 | 0 | 0
|  |  |  | 2010-09-07 | 0 | 0
|  |  |  | 2010-09-08 | 0 | 0
|  |  |  | 2010-09-09 | 0.01 | 0.01
|  |  |  | 2010-09-10 | 0.18 | 0.18
|  |  |  | 2010-09-11 | 0 | 0
|  |  |  | 2010-09-12 | 0 | 0
|  |  |  | 2010-09-13 | 0 | 0
|  |  |  | 2010-09-14 | 0 | 0
|  |  |  | 2010-09-15 | 0 | 0
|  |  |  | 2010-09-16 | 0.29 | 0.29
|  |  |  | 2010-09-17 | 0 | 0
|  |  |  | 2010-09-18 | 0.01 | 0.01
|  |  |  | 2010-09-19 | 0 | 0
|  |  |  | 2010-09-20 | 0 | 0
|  |  |  | 2010-09-21 | 0.07 | 0.07
|  |  |  | 2010-09-22 | 0.19 | 0.19
|  |  |  | 2010-09-23 | 0 | 0
|  |  |  | 2010-09-24 | 0.44 | 0.44
|  |  |  | 2010-09-25 | 0 | 0
|  |  |  | 2010-09-26 | 0 | 0
|  |  |  | 2010-09-27 | 0 | 0
|  |  |  | 2010-09-28 | 0 | 0
|  |  |  | 2010-09-29 | 0 | 0
|  |  |  | 2010-09-30 | 0 | 0
|  |  |  | 2010-10-01 | 0 | 0
|  |  |  | 2010-10-02 | 0 | 0
|  |  |  | 2010-10-03 | 0 | 0
|  |  |  | 2010-10-04 | 0 | 0
|  |  |  | 2010-10-05 | 0 | 0
|  |  |  | 2010-10-06 | 0 | 0
|  |  |  | 2010-10-07 | 0 | 0
|  |  |  | 2010-10-08 | 0 | 0
|  |  |  | 2010-10-09 | 0 | 0
|  |  |  | 2010-10-10 | 0 | 0
|  |  |  | 2010-10-11 | 0 | 0
|  |  |  | 2010-10-12 | 0 | 0
|  |  |  | 2010-10-13 | 0 | 0
|  |  |  | 2010-10-14 | 0 | 0
|  |  |  | 2010-10-15 | 0 | 0
|  |  |  | 2010-10-16 | 0 | 0
|  |  |  | 2010-10-17 | 0 | 0
|  |  |  | 2010-10-18 | 0 | 0
|  |  |  | 2010-10-19 | 0 | 0
|  |  |  | 2010-10-20 | 0 | 0
|  |  |  | 2010-10-21 | 0 | 0
|  |  |  | 2010-10-22 | 0 | 0
|  |  |  | 2010-10-23 | 0 | 0
|  |  |  | 2010-10-24 | 0 | 0
|  |  |  | 2010-10-25 | 0 | 0
|  |  |  | 2010-10-26 | 0 | 0
|  |  |  | 2010-10-27 | 0 | 0
|  |  |  | 2010-10-28 | 0 | 0
|  |  |  | 2010-10-29 | 0 | 0
|  |  |  | 2010-10-30 | 0 | 0
|  |  |  | 2010-10-31 | 0 | 0
|  |  |  | 2010-11-01 | 0 | 0
|  |  |  | 2010-11-02 | 0 | 0
|  |  |  | 2010-11-03 | 0 | 0
|  |  |  | 2010-11-04 | 0 | 0
|  |  |  | 2010-11-05 | 0 | 0
|  |  |  | 2010-11-06 | 0 | 0
|  |  |  | 2010-11-07 | 0 | 0
|  |  |  | 2010-11-08 | 0 | 0
|  |  |  | 2010-11-09 | 0 | 0
|  |  |  | 2010-11-10 | 0 | 0
|  |  |  | 2010-11-11 | 0 | 0
|  |  |  | 2010-11-12 | 0 | 0
|  |  |  | 2010-11-13 | 0 | 0
|  |  |  | 2010-11-14 | 0 | 0
|  |  |  | 2010-11-15 | 0 | 0
|  |  |  | 2010-11-16 | 0 | 0
|  |  |  | 2010-11-17 | 0 | 0
|  |  |  | 2010-11-18 | 0 | 0
|  |  |  | 2010-11-19 | 0 | 0
|  |  |  | 2010-11-20 | 0 | 0
|  |  |  | 2010-11-21 | 0 | 0
|  |  |  | 2010-11-22 | 0 | 0
|  |  |  | 2010-11-23 | 0 | 0
|  |  |  | 2010-11-24 | 0 | 0
|  |  |  | 2010-11-25 | 0 | 0
|  |  |  | 2010-11-26 | 0 | 0
|  |  |  | 2010-11-27 | 0 | 0
|  |  |  | 2010-11-28 | 0 | 0
|  |  |  | 2010-11-29 | 0 | 0
|  |  |  | 2010-11-30 | 0 | 0
|  |  |  | 2010-12-01 | 0 | 0
|  |  |  | 2010-12-02 | 0 | 0
|  |  |  | 2010-12-03 | 0 | 0
|  |  |  | 2010-12-04 | 0 | 0
|  |  |  | 2010-12-05 | 0 | 0
|  |  |  | 2010-12-06 | 0 | 0
|  |  |  | 2010-12-07 | 0 | 0
|  |  |  | 2010-12-08 | 0 | 0
|  |  |  | 2010-12-09 | 0 | 0
|  |  |  | 2010-12-10 | 0 | 0
|  |  |  | 2010-12-11 | 0 | 0
|  |  |  | 2010-12-12 | 0 | 0
|  |  |  | 2010-12-13 | 0 | 0
|  |  |  | 2010-12-14 | 0 | 0
|  |  |  | 2010-12-15 | 0 | 0
|  |  |  | 2010-12-16 | 0 | 0
|  |  |  | 2010-12-17 | 0 | 0
|  |  |  | 2010-12-18 | 0 | 0
|  |  |  | 2010-12-19 | 0 | 0
|  |  |  | 2010-12-20 | 0 | 0
|  |  |  | 2010-12-21 | 0 | 0
|  |  |  | 2010-12-22 | 0 | 0
|  |  |  | 2010-12-23 | 0 | 0
|  |  |  | 2010-12-24 | 0 | 0
|  |  |  | 2010-12-25 | 0 | 0
|  |  |  | 2010-12-26 | 0 | 0
|  |  |  | 2010-12-27 | 0 | 0
|  |  |  | 2010-12-28 | 0 | 0
|  |  |  | 2010-12-29 | 0 | 0
|  |  |  | 2010-12-30 | 0 | 0
|  |  |  | 2010-12-31 | 0 | 0
|  |  |  | 2011-01-01 | 0 | 0
|  |  |  | 2011-01-02 | 0 | 0
|  |  |  | 2011-01-03 | 0 | 0
|  |  |  | 2011-01-04 | 0 | 0
|  |  |  | 2011-01-05 | 0 | 0
|  |  |  | 2011-01-06 | 0 | 0
|  |  |  | 2011-01-07 | 0 | 0
|  |  |  | 2011-01-08 | 0 | 0
|  |  |  | 2011-01-09 | 0.07 | 0.07
|  |  |  | 2011-01-10 | 0 | 0
|  |  |  | 2011-01-11 | 0 | 0
|  |  |  | 2011-01-12 | 0 | 0
|  |  |  | 2011-01-13 | 0 | 0
|  |  |  | 2011-01-14 | 0 | 0
|  |  |  | 2011-01-15 | 0 | 0
|  |  |  | 2011-01-16 | 0 | 0
|  |  |  | 2011-01-17 | 0 | 0
|  |  |  | 2011-01-18 | 0 | 0
|  |  |  | 2011-01-19 | 0 | 0
|  |  |  | 2011-01-20 | 0 | 0
|  |  |  | 2011-01-21 | 0 | 0
|  |  |  | 2011-01-22 | 0 | 0
|  |  |  | 2011-01-23 | 0 | 0
|  |  |  | 2011-01-24 | 0 | 0
|  |  |  | 2011-01-25 | 0 | 0
|  |  |  | 2011-01-26 | 0 | 0
|  |  |  | 2011-01-27 | 0 | 0
|  |  |  | 2011-01-28 | 0 | 0
|  |  |  | 2011-01-29 | 0 | 0
|  |  |  | 2011-01-30 | 0 | 0
|  |  |  | 2011-01-31 | 0 | 0
|  |  |  | 2011-02-01 | 0.01 | 0.01
|  |  |  | 2011-02-02 | 0.01 | 0.01
|  |  |  | 2011-02-03 | 0 | 0
|  |  |  | 2011-02-04 | 0 | 0
|  |  |  | 2011-02-05 | 0 | 0
|  |  |  | 2011-02-06 | 0 | 0
|  |  |  | 2011-02-07 | 0 | 0
|  |  |  | 2011-02-08 | 0 | 0
|  |  |  | 2011-02-09 | 0 | 0
|  |  |  | 2011-02-10 | 0 | 0
|  |  |  | 2011-02-11 | 0 | 0
|  |  |  | 2011-02-12 | 0 | 0
|  |  |  | 2011-02-13 | 0 | 0
|  |  |  | 2011-02-14 | 0 | 0
|  |  |  | 2011-02-15 | 0 | 0
|  |  |  | 2011-02-16 | 0 | 0
|  |  |  | 2011-02-17 | 0 | 0
|  |  |  | 2011-02-18 | 0 | 0
|  |  |  | 2011-02-19 | 0 | 0
|  |  |  | 2011-02-20 | 0 | 0
|  |  |  | 2011-02-21 | 0 | 0
|  |  |  | 2011-02-22 | 0 | 0
|  |  |  | 2011-02-23 | 0 | 0
|  |  |  | 2011-02-24 | 0 | 0
|  |  |  | 2011-02-25 | 0 | 0
|  |  |  | 2011-02-26 | 0 | 0
|  |  |  | 2011-02-27 | 0 | 0
|  |  |  | 2011-02-28 | 0 | 0
|  |  |  | 2011-03-01 | 0 | 0
|  |  |  | 2011-03-02 | 0 | 0
|  |  |  | 2011-03-03 | 0 | 0
|  |  |  | 2011-03-04 | 0 | 0
|  |  |  | 2011-03-05 | 0 | 0
|  |  |  | 2011-03-06 | 0 | 0
|  |  |  | 2011-03-07 | 0 | 0
|  |  |  | 2011-03-08 | 0 | 0
|  |  |  | 2011-03-09 | 0 | 0
|  |  |  | 2011-03-10 | 0 | 0
|  |  |  | 2011-03-11 | 0 | 0
|  |  |  | 2011-03-12 | 0 | 0
|  |  |  | 2011-03-13 | 0 | 0
|  |  |  | 2011-03-14 | 0 | 0
|  |  |  | 2011-03-15 | 0 | 0
|  |  |  | 2011-03-16 | 0 | 0
|  |  |  | 2011-03-17 | 0 | 0
|  |  |  | 2011-03-18 | 0 | 0
|  |  |  | 2011-03-19 | 0 | 0
|  |  |  | 2011-03-20 | 0 | 0
|  |  |  | 2011-03-21 | 0 | 0
|  |  |  | 2011-03-22 | 0 | 0
|  |  |  | 2011-03-23 | 0 | 0
|  |  |  | 2011-03-24 | 0 | 0
|  |  |  | 2011-03-25 | 0 | 0
|  |  |  | 2011-03-26 | 0 | 0
|  |  |  | 2011-03-27 | 0 | 0
|  |  |  | 2011-03-28 | 0 | 0
|  |  |  | 2011-03-29 | 0 | 0
|  |  |  | 2011-03-30 | 0 | 0
|  |  |  | 2011-03-31 | 0 | 0
|  |  |  | 2011-04-01 | 0 | 0
|  |  |  | 2011-04-02 | 0 | 0
|  |  |  | 2011-04-03 | 0 | 0
|  |  |  | 2011-04-04 | 0 | 0
|  |  |  | 2011-04-05 | 0 | 0
|  |  |  | 2011-04-06 | 0 | 0
|  |  |  | 2011-04-07 | 0 | 0
|  |  |  | 2011-04-08 | 0 | 0
|  |  |  | 2011-04-09 | 0 | 0
|  |  |  | 2011-04-10 | 0 | 0
|  |  |  | 2011-04-11 | 0 | 0
|  |  |  | 2011-04-12 | 0 | 0
|  |  |  | 2011-04-13 | 0 | 0
|  |  |  | 2011-04-14 | 0 | 0
|  |  |  | 2011-04-15 | 0 | 0
|  |  |  | 2011-04-16 | 0 | 0
|  |  |  | 2011-04-17 | 0 | 0
|  |  |  | 2011-04-18 | 0 | 0
|  |  |  | 2011-04-19 | 0 | 0
|  |  |  | 2011-04-20 | 0 | 0
|  |  |  | 2011-04-21 | 0 | 0
|  |  |  | 2011-04-22 | 0 | 0
|  |  |  | 2011-04-23 | 0 | 0
|  |  |  | 2011-04-24 | 0 | 0
|  |  |  | 2011-04-25 | 0 | 0
|  |  |  | 2011-04-26 | 0 | 0
|  |  |  | 2011-04-27 | 0 | 0
|  |  |  | 2011-04-28 | 0 | 0
|  |  |  | 2011-04-29 | 0 | 0
|  |  |  | 2011-04-30 | 0 | 0
|  |  |  | 2011-05-01 | 0 | 0
|  |  |  | 2011-05-02 | 0 | 0
|  |  |  | 2011-05-03 | 0 | 0
|  |  |  | 2011-05-04 | 0 | 0
|  |  |  | 2011-05-05 | 0 | 0
|  |  |  | 2011-05-06 | 0.01 | 0.01
|  |  |  | 2011-05-07 | 0 | 0
|  |  |  | 2011-05-08 | 0 | 0
|  |  |  | 2011-05-09 | 0 | 0
|  |  |  | 2011-05-10 | 0 | 0
|  |  |  | 2011-05-11 | 0 | 0
|  |  |  | 2011-05-12 | 0 | 0
|  |  |  | 2011-05-13 | 0 | 0
|  |  |  | 2011-05-14 | 0 | 0
|  |  |  | 2011-05-15 | 0 | 0
|  |  |  | 2011-05-16 | 0 | 0
|  |  |  | 2011-05-17 | 0 | 0
|  |  |  | 2011-05-18 | 0 | 0
|  |  |  | 2011-05-19 | 0 | 0
|  |  |  | 2011-05-20 | 0 | 0
|  |  |  | 2011-05-21 | 0 | 0
|  |  |  | 2011-05-22 | 0 | 0
|  |  |  | 2011-05-23 | 0 | 0
|  |  |  | 2011-05-24 | 0 | 0
|  |  |  | 2011-05-25 | 0 | 0
|  |  |  | 2011-05-26 | 0 | 0
|  |  |  | 2011-05-27 | 0 | 0
|  |  |  | 2011-05-28 | 0 | 0
|  |  |  | 2011-05-29 | 0 | 0
|  |  |  | 2011-05-30 | 0 | 0
|  |  |  | 2011-05-31 | 0 | 0
|  |  |  | 2011-06-01 | 0 | 0
|  |  |  | 2011-06-02 | 0 | 0
|  |  |  | 2011-06-03 | 0 | 0
|  |  |  | 2011-06-04 | 0 | 0
|  |  |  | 2011-06-05 | 0.07 | 0.07
|  |  |  | 2011-06-06 | 0 | 0
|  |  |  | 2011-06-07 | 0 | 0
|  |  |  | 2011-06-08 | 0 | 0
|  |  |  | 2011-06-09 | 0 | 0
|  |  |  | 2011-06-10 | 0 | 0
|  |  |  | 2011-06-11 | 0 | 0
|  |  |  | 2011-06-12 | 0 | 0
|  |  |  | 2011-06-13 | 0 | 0
|  |  |  | 2011-06-14 | 0 | 0
|  |  |  | 2011-06-15 | 0 | 0
|  |  |  | 2011-06-16 | 0 | 0
|  |  |  | 2011-06-17 | 0 | 0
|  |  |  | 2011-06-18 | 0 | 0
|  |  |  | 2011-06-19 | 0 | 0
|  |  |  | 2011-06-20 | 0 | 0
|  |  |  | 2011-06-21 | 0 | 0
|  |  |  | 2011-06-22 | 0 | 0
|  |  |  | 2011-06-23 | 0 | 0
|  |  |  | 2011-06-24 | 0 | 0
|  |  |  | 2011-06-25 | 0 | 0
|  |  |  | 2011-06-26 | 0 | 0
|  |  |  | 2011-06-27 | 0 | 0
|  |  |  | 2011-06-28 | 0 | 0
|  |  |  | 2011-06-29 | 0 | 0
|  |  |  | 2011-06-30 | 0 | 0
|  |  |  | 2011-07-01 | 0 | 0
|  |  |  | 2011-07-02 | 0 | 0
|  |  |  | 2011-07-03 | 0 | 0
|  |  |  | 2011-07-04 | 0 | 0
|  |  |  | 2011-07-05 | 0 | 0
|  |  |  | 2011-07-06 | 0 | 0
|  |  |  | 2011-07-07 | 0 | 0
|  |  |  | 2011-07-08 | 0 | 0
|  |  |  | 2011-07-09 | 0 | 0
|  |  |  | 2011-07-10 | 0 | 0
|  |  |  | 2011-07-11 | 0 | 0
|  |  |  | 2011-07-12 | 0 | 0
|  |  |  | 2011-07-13 | 0 | 0
|  |  |  | 2011-07-14 | 0.52 | 0.52
|  |  |  | 2011-07-15 | 0.58 | 0.58
|  |  |  | 2011-07-16 | 0 | 0
|  |  |  | 2011-07-17 | 0 | 0
|  |  |  | 2011-07-18 | 0 | 0
|  |  |  | 2011-07-19 | 0 | 0
|  |  |  | 2011-07-20 | 0 | 0
|  |  |  | 2011-07-21 | 0 | 0
|  |  |  | 2011-07-22 | 0.94 | 0.94
|  |  |  | 2011-07-23 | 0.04 | 0.04
|  |  |  | 2011-07-24 | 0 | 0
|  |  |  | 2011-07-25 | 0 | 0
|  |  |  | 2011-07-26 | 0 | 0
|  |  |  | 2011-07-27 | 0 | 0
|  |  |  | 2011-07-28 | 0.31 | 0.31
|  |  |  | 2011-07-29 | 0 | 0
|  |  |  | 2011-07-30 | 0.01 | 0.01
|  |  |  | 2011-07-31 | 0.01 | 0.01
|  |  |  | 2011-08-01 | 0 | 0
|  |  |  | 2011-08-02 | 0 | 0
|  |  |  | 2011-08-03 | 0 | 0
|  |  |  | 2011-08-04 | 0 | 0
|  |  |  | 2011-08-05 | 0 | 0
|  |  |  | 2011-08-06 | 0 | 0
|  |  |  | 2011-08-07 | 0.01 | 0.01
|  |  |  | 2011-08-08 | 0.51 | 0.51
|  |  |  | 2011-08-09 | 0 | 0
|  |  |  | 2011-08-10 | 0 | 0
|  |  |  | 2011-08-11 | 0 | 0
|  |  |  | 2011-08-12 | 0.56 | 0.56
|  |  |  | 2011-08-13 | 0.1 | 0.1
|  |  |  | 2011-08-14 | 0.06 | 0.06
|  |  |  | 2011-08-15 | 0 | 0
|  |  |  | 2011-08-16 | 0 | 0
|  |  |  | 2011-08-17 | 0 | 0
|  |  |  | 2011-08-18 | 0 | 0
|  |  |  | 2011-08-19 | 0 | 0
|  |  |  | 2011-08-20 | 0 | 0
|  |  |  | 2011-08-21 | 0 | 0
|  |  |  | 2011-08-22 | 0 | 0
|  |  |  | 2011-08-23 | 0 | 0
|  |  |  | 2011-08-24 | 0 | 0
|  |  |  | 2011-08-25 | 0 | 0
|  |  |  | 2011-08-26 | 0 | 0
|  |  |  | 2011-08-27 | 0 | 0
|  |  |  | 2011-08-28 | 0 | 0
|  |  |  | 2011-08-29 | 0 | 0
|  |  |  | 2011-08-30 | 0 | 0
|  |  |  | 2011-08-31 | 0 | 0
|  |  |  | 2011-09-01 | 0 | 0
|  |  |  | 2011-09-02 | 0 | 0
|  |  |  | 2011-09-03 | 0 | 0
|  |  |  | 2011-09-04 | 0 | 0
|  |  |  | 2011-09-05 | 0 | 0
|  |  |  | 2011-09-06 | 0 | 0
|  |  |  | 2011-09-07 | 0 | 0
|  |  |  | 2011-09-08 | 0 | 0
|  |  |  | 2011-09-09 | 0 | 0
|  |  |  | 2011-09-10 | 0 | 0
|  |  |  | 2011-09-11 | 0 | 0
|  |  |  | 2011-09-12 | 0 | 0
|  |  |  | 2011-09-13 | 0 | 0
|  |  |  | 2011-09-14 | 0 | 0
|  |  |  | 2011-09-15 | 0.16 | 0.16
|  |  |  | 2011-09-16 | 0.37 | 0.37
|  |  |  | 2011-09-17 | 0.05 | 0.05
|  |  |  | 2011-09-18 | 0 | 0
|  |  |  | 2011-09-19 | 0 | 0
|  |  |  | 2011-09-20 | 0 | 0
|  |  |  | 2011-09-21 | 0 | 0
|  |  |  | 2011-09-22 | 0 | 0
|  |  |  | 2011-09-23 | 0 | 0
|  |  |  | 2011-09-24 | 0 | 0
|  |  |  | 2011-09-25 | 0 | 0
|  |  |  | 2011-09-26 | 0 | 0
|  |  |  | 2011-09-27 | 0 | 0
|  |  |  | 2011-09-28 | 0.1 | 0.1
|  |  |  | 2011-09-29 | 0.14 | 0.14
|  |  |  | 2011-09-30 | 0 | 0
|  |  |  | 2011-10-01 | 0 | 0
|  |  |  | 2011-10-02 | 0 | 0
|  |  |  | 2011-10-03 | 0 | 0
|  |  |  | 2011-10-04 | 0 | 0
|  |  |  | 2011-10-05 | 0.59 | 0.59
|  |  |  | 2011-10-06 | 0 | 0
|  |  |  | 2011-10-07 | 0 | 0
|  |  |  | 2011-10-08 | 0 | 0
|  |  |  | 2011-10-09 | 0.03 | 0.03
|  |  |  | 2011-10-10 | 0 | 0
|  |  |  | 2011-10-11 | 0 | 0
|  |  |  | 2011-10-12 | 0 | 0
|  |  |  | 2011-10-13 | 0 | 0
|  |  |  | 2011-10-14 | 0 | 0
|  |  |  | 2011-10-15 | 0 | 0
|  |  |  | 2011-10-16 | 0 | 0
|  |  |  | 2011-10-17 | 0 | 0
|  |  |  | 2011-10-18 | 0 | 0
|  |  |  | 2011-10-19 | 0 | 0
|  |  |  | 2011-10-20 | 0 | 0
|  |  |  | 2011-10-21 | 0 | 0
|  |  |  | 2011-10-22 | 0 | 0
|  |  |  | 2011-10-23 | 0 | 0
|  |  |  | 2011-10-24 | 0 | 0
|  |  |  | 2011-10-25 | 0 | 0
|  |  |  | 2011-10-26 | 0 | 0
|  |  |  | 2011-10-27 | 0 | 0
|  |  |  | 2011-10-28 | 0 | 0
|  |  |  | 2011-10-29 | 0 | 0
|  |  |  | 2011-10-30 | 0 | 0
|  |  |  | 2011-10-31 | 0 | 0
|  |  |  | 2011-11-01 | 0 | 0
|  |  |  | 2011-11-02 | 0 | 0
|  |  |  | 2011-11-03 | 0 | 0
|  |  |  | 2011-11-04 | 0 | 0
|  |  |  | 2011-11-05 | 0 | 0
|  |  |  | 2011-11-06 | 0 | 0
|  |  |  | 2011-11-07 | 0 | 0
|  |  |  | 2011-11-08 | 0 | 0
|  |  |  | 2011-11-09 | 0 | 0
|  |  |  | 2011-11-10 | 0 | 0
|  |  |  | 2011-11-11 | 0 | 0
|  |  |  | 2011-11-12 | 0 | 0
|  |  |  | 2011-11-13 | 0 | 0
|  |  |  | 2011-11-14 | 0.03 | 0.03
|  |  |  | 2011-11-15 | 0 | 0
|  |  |  | 2011-11-16 | 0 | 0
|  |  |  | 2011-11-17 | 0 | 0
|  |  |  | 2011-11-18 | 0 | 0
|  |  |  | 2011-11-19 | 0 | 0
|  |  |  | 2011-11-20 | 0 | 0
|  |  |  | 2011-11-21 | 0 | 0
|  |  |  | 2011-11-22 | 0 | 0
|  |  |  | 2011-11-23 | 0 | 0
|  |  |  | 2011-11-24 | 0 | 0
|  |  |  | 2011-11-25 | 0 | 0
|  |  |  | 2011-11-26 | 0 | 0
|  |  |  | 2011-11-27 | 0 | 0
|  |  |  | 2011-11-28 | 0 | 0
|  |  |  | 2011-11-29 | 0 | 0
|  |  |  | 2011-11-30 | 0 | 0
|  |  |  | 2011-12-01 | 0 | 0
|  |  |  | 2011-12-02 | 0 | 0
|  |  |  | 2011-12-03 | 0.01 | 0.01
|  |  |  | 2011-12-04 | 0 | 0
|  |  |  | 2011-12-05 | 0.18 | 0.18
|  |  |  | 2011-12-06 | 0.02 | 0.02
|  |  |  | 2011-12-07 | 0 | 0
|  |  |  | 2011-12-08 | 0 | 0
|  |  |  | 2011-12-09 | 0 | 0
|  |  |  | 2011-12-10 | 0 | 0
|  |  |  | 2011-12-11 | 0 | 0
|  |  |  | 2011-12-12 | 0 | 0
|  |  |  | 2011-12-13 | 0 | 0
|  |  |  | 2011-12-14 | 0 | 0
|  |  |  | 2011-12-15 | 0 | 0
|  |  |  | 2011-12-16 | 0 | 0
|  |  |  | 2011-12-17 | 0 | 0
|  |  |  | 2011-12-18 | 0 | 0
|  |  |  | 2011-12-19 | 0.07 | 0.07
|  |  |  | 2011-12-20 | 0 | 0
|  |  |  | 2011-12-21 | 0 | 0
|  |  |  | 2011-12-22 | 0 | 0
|  |  |  | 2011-12-23 | 0.01 | 0.01
|  |  |  | 2011-12-24 | 0.01 | 0.01
|  |  |  | 2011-12-25 |  | 0
|  |  |  | 2011-12-26 | 0.01 | 0.01
|  |  |  | 2011-12-27 | 0 | 0
|  |  |  | 2011-12-28 | 0 | 0
|  |  |  | 2011-12-29 | 0 | 0
|  |  |  | 2011-12-30 | 0 | 0
|  |  |  | 2011-12-31 | 0 | 0
|  |  |  | 2012-01-01 | 0 | 0
|  |  |  | 2012-01-02 | 0 | 0
|  |  |  | 2012-01-03 | 0 | 0
|  |  |  | 2012-01-04 | 0 | 0
|  |  |  | 2012-01-05 | 0 | 0
|  |  |  | 2012-01-06 | 0 | 0
|  |  |  | 2012-01-07 | 0 | 0
|  |  |  | 2012-01-08 | 0 | 0
|  |  |  | 2012-01-09 | 0.03 | 0.03
|  |  |  | 2012-01-10 | 0 | 0
|  |  |  | 2012-01-11 | 0 | 0
|  |  |  | 2012-01-12 | 0 | 0
|  |  |  | 2012-01-13 | 0 | 0
|  |  |  | 2012-01-14 | 0 | 0
|  |  |  | 2012-01-15 | 0 | 0
|  |  |  | 2012-01-16 | 0 | 0
|  |  |  | 2012-01-17 | 0 | 0
|  |  |  | 2012-01-18 | 0 | 0
|  |  |  | 2012-01-19 | 0 | 0
|  |  |  | 2012-01-20 | 0 | 0
|  |  |  | 2012-01-21 | 0 | 0
|  |  |  | 2012-01-22 | 0 | 0
|  |  |  | 2012-01-23 | 0 | 0
|  |  |  | 2012-01-24 | 0 | 0
|  |  |  | 2012-01-25 | 0.13 | 0.13
|  |  |  | 2012-01-26 | 0.05 | 0.05
|  |  |  | 2012-01-27 | 0 | 0
|  |  |  | 2012-01-28 | 0 | 0
|  |  |  | 2012-02-01 | 0 | 0
|  |  |  | 2012-02-02 | 0 | 0
|  |  |  | 2012-02-03 | 0 | 0
|  |  |  | 2012-02-04 | 0 | 0
|  |  |  | 2012-02-05 | 0 | 0
|  |  |  | 2012-02-06 | 0 | 0
|  |  |  | 2012-02-07 | 0 | 0
|  |  |  | 2012-02-08 | 0 | 0
|  |  |  | 2012-02-09 | 0 | 0
|  |  |  | 2012-02-10 | 0 | 0
|  |  |  | 2012-02-11 | 0 | 0
|  |  |  | 2012-02-12 | 0 | 0
|  |  |  | 2012-02-13 | 0.04 | 0.04
|  |  |  | 2012-02-14 | 0 | 0
|  |  |  | 2012-02-15 | 0 | 0
|  |  |  | 2012-02-16 | 0 | 0
|  |  |  | 2012-02-17 | 0 | 0
|  |  |  | 2012-02-18 | 0.15 | 0.15
|  |  |  | 2012-02-19 | 0 | 0
|  |  |  | 2012-02-20 | 0 | 0
|  |  |  | 2012-02-21 | 0 | 0
|  |  |  | 2012-02-22 | 0 | 0
|  |  |  | 2012-02-23 | 0 | 0
|  |  |  | 2012-02-24 | 0 | 0
|  |  |  | 2012-02-25 | 0 | 0
|  |  |  | 2012-02-26 | 0 | 0
|  |  |  | 2012-02-27 | 0 | 0
|  |  |  | 2012-02-28 | 0 | 0
|  |  |  | 2012-02-29 | 0 | 0
|  |  |  | 2012-03-01 | 0 | 0
|  |  |  | 2012-03-02 | 0 | 0
|  |  |  | 2012-03-03 | 0 | 0
|  |  |  | 2012-03-04 | 0 | 0
|  |  |  | 2012-03-05 | 0 | 0
|  |  |  | 2012-03-06 | 0 | 0
|  |  |  | 2012-03-07 | 0 | 0
|  |  |  | 2012-03-08 | 0 | 0
|  |  |  | 2012-03-09 | 0 | 0
|  |  |  | 2012-03-10 | 0 | 0
|  |  |  | 2012-03-11 | 0 | 0
|  |  |  | 2012-03-12 | 0 | 0
|  |  |  | 2012-03-13 | 0 | 0
|  |  |  | 2012-03-14 | 0 | 0
|  |  |  | 2012-03-15 | 0 | 0
|  |  |  | 2012-03-16 | 0 | 0
|  |  |  | 2012-03-17 | 0 | 0
|  |  |  | 2012-03-18 | 0 | 0
|  |  |  | 2012-03-19 | 0 | 0
|  |  |  | 2012-03-20 | 0 | 0
|  |  |  | 2012-03-21 | 0 | 0
|  |  |  | 2012-03-22 | 0 | 0
|  |  |  | 2012-03-23 | 0 | 0
|  |  |  | 2012-03-24 | 0 | 0
|  |  |  | 2012-03-25 | 0 | 0
|  |  |  | 2012-03-26 | 0 | 0
|  |  |  | 2012-03-27 | 0 | 0
|  |  |  | 2012-03-28 | 0 | 0
|  |  |  | 2012-03-29 | 0.03 | 0.03
|  |  |  | 2012-03-30 | 0 | 0
|  |  |  | 2012-03-31 | 0 | 0
|  |  |  | 2012-04-01 | 0 | 0
|  |  |  | 2012-04-02 | 0 | 0
|  |  |  | 2012-04-03 | 0 | 0
|  |  |  | 2012-04-04 | 0 | 0
|  |  |  | 2012-04-05 | 0 | 0
|  |  |  | 2012-04-06 | 0 | 0
|  |  |  | 2012-04-07 | 0 | 0
|  |  |  | 2012-04-08 | 0 | 0
|  |  |  | 2012-04-09 | 0 | 0
|  |  |  | 2012-04-10 | 0.23 | 0.23
|  |  |  | 2012-04-11 | 0 | 0
|  |  |  | 2012-04-12 | 0 | 0
|  |  |  | 2012-04-13 | 0 | 0
|  |  |  | 2012-04-14 | 0 | 0
|  |  |  | 2012-04-15 | 0 | 0
|  |  |  | 2012-04-16 | 0 | 0
|  |  |  | 2012-04-17 | 0 | 0
|  |  |  | 2012-04-18 | 0 | 0
|  |  |  | 2012-04-19 | 0 | 0
|  |  |  | 2012-04-20 | 0 | 0
|  |  |  | 2012-04-21 | 0 | 0
|  |  |  | 2012-04-22 | 0 | 0
|  |  |  | 2012-04-23 | 0 | 0
|  |  |  | 2012-04-24 | 0 | 0
|  |  |  | 2012-04-25 | 0 | 0
|  |  |  | 2012-04-26 | 0 | 0
|  |  |  | 2012-04-27 | 0 | 0
|  |  |  | 2012-04-29 | 0 | 0
|  |  |  | 2012-04-30 | 0 | 0
|  |  |  | 2012-05-01 | 0 | 0
|  |  |  | 2012-05-02 | 0.01 | 0.01
|  |  |  | 2012-05-03 | 0 | 0
|  |  |  | 2012-05-04 | 0 | 0
|  |  |  | 2012-05-05 | 0 | 0
|  |  |  | 2012-05-06 | 0 | 0
|  |  |  | 2012-05-07 | 0 | 0
|  |  |  | 2012-05-08 | 0.07 | 0.07
|  |  |  | 2012-05-09 | 0.56 | 0.56
|  |  |  | 2012-05-10 | 0.27 | 0.27
|  |  |  | 2012-05-11 | 0.03 | 0.03
|  |  |  | 2012-05-12 | 0 | 0
|  |  |  | 2012-05-13 | 0 | 0
|  |  |  | 2012-05-14 | 0.16 | 0.16
|  |  |  | 2012-05-15 | 0 | 0
|  |  |  | 2012-05-16 | 0 | 0
|  |  |  | 2012-05-17 | 0 | 0
|  |  |  | 2012-05-18 | 0 | 0
|  |  |  | 2012-05-19 | 0 | 0
|  |  |  | 2012-05-20 | 0 | 0
|  |  |  | 2012-05-21 | 0.01 | 0.01
|  |  |  | 2012-05-22 | 0 | 0
|  |  |  | 2012-05-23 | 0 | 0
|  |  |  | 2012-05-24 | 0 | 0
|  |  |  | 2012-05-25 | 0 | 0
|  |  |  | 2012-05-26 | 0 | 0
|  |  |  | 2012-05-27 | 0.12 | 0.12
|  |  |  | 2012-05-28 | 0 | 0
|  |  |  | 2012-05-29 | 0 | 0
|  |  |  | 2012-05-30 | 0 | 0
|  |  |  | 2012-05-31 | 0 | 0
|  |  |  | 2012-06-01 | 0 | 0
|  |  |  | 2012-06-02 | 0 | 0
|  |  |  | 2012-06-03 | 0 | 0
|  |  |  | 2012-06-04 | 0 | 0
|  |  |  | 2012-06-05 | 0 | 0
|  |  |  | 2012-06-06 | 0 | 0
|  |  |  | 2012-06-07 | 0 | 0
|  |  |  | 2012-06-08 | 0 | 0
|  |  |  | 2012-06-09 | 0 | 0
|  |  |  | 2012-06-10 | 0 | 0
|  |  |  | 2012-06-11 | 0 | 0
|  |  |  | 2012-06-12 | 0 | 0
|  |  |  | 2012-06-13 | 0 | 0
|  |  |  | 2012-06-14 | 0 | 0
|  |  |  | 2012-06-15 | 0.04 | 0.04
|  |  |  | 2012-06-16 | 0.01 | 0.01
|  |  |  | 2012-06-17 | 0 | 0
|  |  |  | 2012-06-18 | 0 | 0
|  |  |  | 2012-06-19 | 0 | 0
|  |  |  | 2012-06-20 | 0 | 0
|  |  |  | 2012-06-21 | 0 | 0
|  |  |  | 2012-06-22 | 0 | 0
|  |  |  | 2012-06-23 | 0 | 0
|  |  |  | 2012-06-24 | 0 | 0
|  |  |  | 2012-06-25 | 0 | 0
|  |  |  | 2012-06-26 | 0 | 0
|  |  |  | 2012-06-27 | 0 | 0
|  |  |  | 2012-06-28 | 0 | 0
|  |  |  | 2012-06-29 | 0 | 0
|  |  |  | 2012-06-30 |  | 0
|  |  |  | 2012-07-01 | 0 | 0
|  |  |  | 2012-07-02 | 0 | 0
|  |  |  | 2012-07-03 | 0.19 | 0.19
|  |  |  | 2012-07-04 | 0.13 | 0.13
|  |  |  | 2012-07-05 | 0.07 | 0.07
|  |  |  | 2012-07-06 | 0.02 | 0.02
|  |  |  | 2012-07-07 | 0.01 | 0.01
|  |  |  | 2012-07-08 | 0 | 0
|  |  |  | 2012-07-09 | 0.02 | 0.02
|  |  |  | 2012-07-10 | 0 | 0
|  |  |  | 2012-07-11 | 0.23 | 0.23
|  |  |  | 2012-07-12 | 0 | 0
|  |  |  | 2012-07-13 | 0 | 0
|  |  |  | 2012-07-14 | 0 | 0
|  |  |  | 2012-07-15 | 0 | 0
|  |  |  | 2012-07-16 | 0 | 0
|  |  |  | 2012-07-17 | 0.07 | 0.07
|  |  |  | 2012-07-18 | 0 | 0
|  |  |  | 2012-07-19 | 0.11 | 0.11
|  |  |  | 2012-07-20 | 0.07 | 0.07
|  |  |  | 2012-07-21 | 0 | 0
|  |  |  | 2012-07-22 | 0 | 0
|  |  |  | 2012-07-23 | 0 | 0
|  |  |  | 2012-07-24 | 0 | 0
|  |  |  | 2012-07-25 | 0 | 0
|  |  |  | 2012-07-26 | 0.12 | 0.12
|  |  |  | 2012-07-27 | 0.46 | 0.46
|  |  |  | 2012-07-28 | 0.06 | 0.06
|  |  |  | 2012-07-29 | 0 | 0
|  |  |  | 2012-07-30 | 0 | 0
|  |  |  | 2012-07-31 | 0 | 0
|  |  |  | 2012-08-01 | 0 | 0
|  |  |  | 2012-08-02 | 0 | 0
|  |  |  | 2012-08-03 | 0 | 0
|  |  |  | 2012-08-04 | 0 | 0
|  |  |  | 2012-08-05 | 0 | 0
|  |  |  | 2012-08-06 | 0 | 0
|  |  |  | 2012-08-07 | 0 | 0
|  |  |  | 2012-08-08 | 0 | 0
|  |  |  | 2012-08-09 | 0 | 0
|  |  |  | 2012-08-10 | 0.04 | 0.04
|  |  |  | 2012-08-11 | 0 | 0
|  |  |  | 2012-08-12 | 0 | 0
|  |  |  | 2012-08-13 | 0 | 0
|  |  |  | 2012-08-14 | 0.13 | 0.13
|  |  |  | 2012-08-15 | 0 | 0
|  |  |  | 2012-08-16 | 0 | 0
|  |  |  | 2012-08-17 | 0.21 | 0.21
|  |  |  | 2012-08-18 | 0.46 | 0.46
|  |  |  | 2012-08-19 | 0.01 | 0.01
|  |  |  | 2012-08-20 | 0 | 0
|  |  |  | 2012-08-21 | 0 | 0
|  |  |  | 2012-08-22 | 0 | 0
|  |  |  | 2012-08-23 | 0 | 0
|  |  |  | 2012-08-24 | 0 | 0
|  |  |  | 2012-08-25 | 0.11 | 0.11
|  |  |  | 2012-08-26 | 0.42 | 0.42
|  |  |  | 2012-08-27 | 0.2 | 0.2
|  |  |  | 2012-08-28 | 0 | 0
|  |  |  | 2012-08-29 | 0 | 0
|  |  |  | 2012-08-30 | 0 | 0
|  |  |  | 2012-08-31 | 0 | 0
|  |  |  | 2012-09-01 | 0 | 0
|  |  |  | 2012-09-02 | 0 | 0
|  |  |  | 2012-09-03 | 0 | 0
|  |  |  | 2012-09-04 | 0.01 | 0.01
|  |  |  | 2012-09-05 | 0 | 0
|  |  |  | 2012-09-06 | 0.08 | 0.08
|  |  |  | 2012-09-07 | 0 | 0
|  |  |  | 2012-09-08 | 0 | 0
|  |  |  | 2012-09-09 | 0 | 0
|  |  |  | 2012-09-10 | 0 | 0
|  |  |  | 2012-09-11 | 0 | 0
|  |  |  | 2012-09-12 | 0 | 0
|  |  |  | 2012-09-13 | 0.12 | 0.12
|  |  |  | 2012-09-14 | 0 | 0
|  |  |  | 2012-09-15 | 0.55 | 0.55
|  |  |  | 2012-09-16 | 0 | 0
|  |  |  | 2012-09-17 | 0 | 0
|  |  |  | 2012-09-18 | 0 | 0
|  |  |  | 2012-09-19 | 0 | 0
|  |  |  | 2012-09-20 | 0 | 0
|  |  |  | 2012-09-21 | 0 | 0
|  |  |  | 2012-09-22 | 0 | 0
|  |  |  | 2012-09-23 | 0 | 0
|  |  |  | 2012-09-24 | 0 | 0
|  |  |  | 2012-09-25 | 0 | 0
|  |  |  | 2012-09-26 | 0 | 0
|  |  |  | 2012-09-27 | 0 | 0
|  |  |  | 2012-09-28 | 1.2 | 1.2
|  |  |  | 2012-09-29 | 0.3 | 0.3
|  |  |  | 2012-09-30 | 0 | 0
|  |  |  | 2012-10-01 | 0.01 | 0.01
|  |  |  | 2012-10-02 | 0 | 0
|  |  |  | 2012-10-03 | 0 | 0
|  |  |  | 2012-10-04 | 0 | 0
|  |  |  | 2012-10-05 | 0 | 0
|  |  |  | 2012-10-06 | 0 | 0
|  |  |  | 2012-10-07 | 0 | 0
|  |  |  | 2012-10-08 | 0 | 0
|  |  |  | 2012-10-09 | 0 | 0
|  |  |  | 2012-10-10 | 0 | 0
|  |  |  | 2012-10-11 | 0 | 0
|  |  |  | 2012-10-12 | 0 | 0
|  |  |  | 2012-10-13 | 0.03 | 0.03
|  |  |  | 2012-10-14 | 0 | 0
|  |  |  | 2012-10-15 | 0 | 0
|  |  |  | 2012-10-16 | 0 | 0
|  |  |  | 2012-10-17 | 0 | 0
|  |  |  | 2012-10-18 | 0 | 0
|  |  |  | 2012-10-19 | 0 | 0
|  |  |  | 2012-10-20 | 0 | 0
|  |  |  | 2012-10-21 | 0 | 0
|  |  |  | 2012-10-22 | 0 | 0
|  |  |  | 2012-10-23 | 0 | 0
|  |  |  | 2012-10-24 | 0 | 0
|  |  |  | 2012-10-25 | 0 | 0
|  |  |  | 2012-10-26 | 0 | 0
|  |  |  | 2012-10-27 | 0 | 0
|  |  |  | 2012-10-28 | 0 | 0
|  |  |  | 2012-10-29 | 0 | 0
|  |  |  | 2012-10-30 | 0 | 0
|  |  |  | 2012-10-31 | 0 | 0
|  |  |  | 2012-11-01 | 0 | 0
|  |  |  | 2012-11-02 | 0 | 0
|  |  |  | 2012-11-03 | 0.04 | 0.04
|  |  |  | 2012-11-04 | 0 | 0
|  |  |  | 2012-11-05 | 0 | 0
|  |  |  | 2012-11-06 | 0 | 0
|  |  |  | 2012-11-07 | 0 | 0
|  |  |  | 2012-11-08 | 0 | 0
|  |  |  | 2012-11-09 | 0 | 0
|  |  |  | 2012-11-10 | 0 | 0
|  |  |  | 2012-11-11 | 0 | 0
|  |  |  | 2012-11-12 | 0 | 0
|  |  |  | 2012-11-13 | 0 | 0
|  |  |  | 2012-11-14 | 0 | 0
|  |  |  | 2012-11-15 | 0 | 0
|  |  |  | 2012-11-16 | 0 | 0
|  |  |  | 2012-11-17 | 0 | 0
|  |  |  | 2012-11-18 | 0 | 0
|  |  |  | 2012-11-19 | 0 | 0
|  |  |  | 2012-11-20 | 0 | 0
|  |  |  | 2012-11-21 | 0 | 0
|  |  |  | 2012-11-22 | 0.07 | 0.07
|  |  |  | 2012-11-23 | 0 | 0
|  |  |  | 2012-11-24 | 0 | 0
|  |  |  | 2012-11-25 | 0 | 0
|  |  |  | 2012-11-26 | 0 | 0
|  |  |  | 2012-11-27 | 0 | 0
|  |  |  | 2012-11-28 | 0 | 0
|  |  |  | 2012-11-29 | 0 | 0
|  |  |  | 2012-11-30 | 0 | 0
|  |  |  | 2012-12-01 | 0 | 0
|  |  |  | 2012-12-02 | 0 | 0
|  |  |  | 2012-12-03 | 0 | 0
|  |  |  | 2012-12-04 | 0 | 0
|  |  |  | 2012-12-05 | 0 | 0
|  |  |  | 2012-12-06 | 0 | 0
|  |  |  | 2012-12-07 | 0 | 0
|  |  |  | 2012-12-08 | 0 | 0
|  |  |  | 2012-12-09 | 0 | 0
|  |  |  | 2012-12-10 | 0 | 0
|  |  |  | 2012-12-11 | 0 | 0
|  |  |  | 2012-12-12 | 0 | 0
|  |  |  | 2012-12-13 | 0 | 0
|  |  |  | 2012-12-14 | 0 | 0
|  |  |  | 2012-12-15 | 0 | 0
|  |  |  | 2012-12-16 | 0 | 0
|  |  |  | 2012-12-17 | 0 | 0
|  |  |  | 2012-12-18 | 0 | 0
|  |  |  | 2012-12-19 | 0 | 0
|  |  |  | 2012-12-20 | 0 | 0
|  |  |  | 2012-12-21 | 0 | 0
|  |  |  | 2012-12-22 | 0 | 0
|  |  |  | 2012-12-23 | 0 | 0
|  |  |  | 2012-12-24 | 0 | 0
|  |  |  | 2012-12-25 | 0 | 0
|  |  |  | 2012-12-26 | 0 | 0
|  |  |  | 2012-12-27 | 0 | 0
|  |  |  | 2012-12-28 | 0 | 0
|  |  |  | 2012-12-29 | 0 | 0
|  |  |  | 2012-12-30 | 0 | 0
|  |  |  | 2012-12-31 | 0 | 0
|  |  |  | 2013-01-01 | 0 | 0
|  |  |  | 2013-01-02 | 0 | 0
|  |  |  | 2013-01-03 | 0 | 0
|  |  |  | 2013-01-04 | 0.29 | 0.29
|  |  |  | 2013-01-05 | 0 | 0
|  |  |  | 2013-01-06 | 0 | 0
|  |  |  | 2013-01-07 | 0 | 0
|  |  |  | 2013-01-08 | 0 | 0
|  |  |  | 2013-01-09 | 0.75 | 0.75
|  |  |  | 2013-01-10 | 0.2 | 0.2
|  |  |  | 2013-01-11 | 0 | 0
|  |  |  | 2013-01-12 | 0 | 0
|  |  |  | 2013-01-13 | 0 | 0
|  |  |  | 2013-01-14 | 0 | 0
|  |  |  | 2013-01-15 | 0 | 0
|  |  |  | 2013-01-16 | 0 | 0
|  |  |  | 2013-01-17 | 0 | 0
|  |  |  | 2013-01-18 | 0 | 0
|  |  |  | 2013-01-19 | 0 | 0
|  |  |  | 2013-01-20 | 0 | 0
|  |  |  | 2013-01-21 | 0 | 0
|  |  |  | 2013-01-22 | 0 | 0
|  |  |  | 2013-01-23 | 0 | 0
|  |  |  | 2013-01-24 | 0 | 0
|  |  |  | 2013-01-25 | 0 | 0
|  |  |  | 2013-01-26 | 0 | 0
|  |  |  | 2013-01-27 | 0 | 0
|  |  |  | 2013-01-28 | 0 | 0
|  |  |  | 2013-01-29 | 0 | 0
|  |  |  | 2013-01-30 | 0 | 0
|  |  |  | 2013-01-31 | 0 | 0
|  |  |  | 2013-02-01 | 0 | 0
|  |  |  | 2013-02-02 | 0 | 0
|  |  |  | 2013-02-03 | 0 | 0
|  |  |  | 2013-02-04 | 0 | 0
|  |  |  | 2013-02-05 | 0 | 0
|  |  |  | 2013-02-06 | 0 | 0
|  |  |  | 2013-02-07 | 0 | 0
|  |  |  | 2013-02-08 | 0 | 0
|  |  |  | 2013-02-09 | 0 | 0
|  |  |  | 2013-02-10 | 0 | 0
|  |  |  | 2013-02-11 | 0 | 0
|  |  |  | 2013-02-12 | 0 | 0
|  |  |  | 2013-02-13 | 0 | 0
|  |  |  | 2013-02-14 | 0 | 0
|  |  |  | 2013-02-15 | 0 | 0
|  |  |  | 2013-02-16 | 0 | 0
|  |  |  | 2013-02-17 | 0 | 0
|  |  |  | 2013-02-18 | 0 | 0
|  |  |  | 2013-02-19 | 0 | 0
|  |  |  | 2013-02-20 | 0 | 0
|  |  |  | 2013-02-21 | 0 | 0
|  |  |  | 2013-02-22 | 0 | 0
|  |  |  | 2013-02-23 | 0 | 0
|  |  |  | 2013-02-24 | 0 | 0
|  |  |  | 2013-02-25 | 0 | 0
|  |  |  | 2013-02-26 | 0 | 0
|  |  |  | 2013-02-27 | 0 | 0
|  |  |  | 2013-02-28 | 0 | 0
|  |  |  | 2013-03-01 | 0 | 0
|  |  |  | 2013-03-02 | 0 | 0
|  |  |  | 2013-03-03 | 0 | 0
|  |  |  | 2013-03-04 | 0 | 0
|  |  |  | 2013-03-05 | 0 | 0
|  |  |  | 2013-03-06 | 0 | 0
|  |  |  | 2013-03-07 | 0 | 0
|  |  |  | 2013-03-08 | 0 | 0
|  |  |  | 2013-03-09 | 0 | 0
|  |  |  | 2013-03-10 | 0 | 0
|  |  |  | 2013-03-11 | 0 | 0
|  |  |  | 2013-03-12 | 0 | 0
|  |  |  | 2013-03-13 | 0 | 0
|  |  |  | 2013-03-14 | 0 | 0
|  |  |  | 2013-03-15 | 0 | 0
|  |  |  | 2013-03-16 | 0 | 0
|  |  |  | 2013-03-17 | 0 | 0
|  |  |  | 2013-03-18 | 0 | 0
|  |  |  | 2013-03-19 | 0 | 0
|  |  |  | 2013-03-20 | 0 | 0
|  |  |  | 2013-03-21 | 0 | 0
|  |  |  | 2013-03-22 | 0 | 0
|  |  |  | 2013-03-23 | 0 | 0
|  |  |  | 2013-03-24 | 0 | 0
|  |  |  | 2013-03-25 | 0 | 0
|  |  |  | 2013-03-26 | 0 | 0
|  |  |  | 2013-03-27 | 0 | 0
|  |  |  | 2013-03-28 | 0 | 0
|  |  |  | 2013-03-29 | 0 | 0
|  |  |  | 2013-03-30 | 0 | 0
|  |  |  | 2013-03-31 | 0 | 0
|  |  |  | 2013-04-01 | 0 | 0
|  |  |  | 2013-04-02 | 0.01 | 0.01
|  |  |  | 2013-04-03 | 0 | 0
|  |  |  | 2013-04-04 | 0 | 0
|  |  |  | 2013-04-05 | 0 | 0
|  |  |  | 2013-04-06 | 0 | 0
|  |  |  | 2013-04-07 | 0 | 0
|  |  |  | 2013-04-08 | 0 | 0
|  |  |  | 2013-04-09 | 0 | 0
|  |  |  | 2013-04-10 | 0.02 | 0.02
|  |  |  | 2013-04-11 | 0 | 0
|  |  |  | 2013-04-12 | 0 | 0
|  |  |  | 2013-04-13 | 0 | 0
|  |  |  | 2013-04-14 | 0 | 0
|  |  |  | 2013-04-15 | 0 | 0
|  |  |  | 2013-04-16 | 0 | 0
|  |  |  | 2013-04-17 | 0 | 0
|  |  |  | 2013-04-18 | 0 | 0
|  |  |  | 2013-04-19 | 0 | 0
|  |  |  | 2013-04-20 | 0 | 0
|  |  |  | 2013-04-21 | 0 | 0
|  |  |  | 2013-04-22 | 0 | 0
|  |  |  | 2013-04-23 | 0 | 0
|  |  |  | 2013-04-24 | 0 | 0
|  |  |  | 2013-04-25 | 0 | 0
|  |  |  | 2013-04-26 | 0 | 0
|  |  |  | 2013-04-27 | 0 | 0
|  |  |  | 2013-04-28 | 0.06 | 0.06
|  |  |  | 2013-04-29 | 0 | 0
|  |  |  | 2013-04-30 | 0 | 0
|  |  |  | 2013-05-01 | 0 | 0
|  |  |  | 2013-05-02 | 0 | 0
|  |  |  | 2013-05-03 | 0 | 0
|  |  |  | 2013-05-04 | 0 | 0
|  |  |  | 2013-05-05 | 0 | 0
|  |  |  | 2013-05-06 | 0 | 0
|  |  |  | 2013-05-07 | 0 | 0
|  |  |  | 2013-05-08 | 0 | 0
|  |  |  | 2013-05-09 | 0 | 0
|  |  |  | 2013-05-10 | 0 | 0
|  |  |  | 2013-05-11 | 0.02 | 0.02
|  |  |  | 2013-05-12 | 0 | 0
|  |  |  | 2013-05-13 | 0 | 0
|  |  |  | 2013-05-14 | 0 | 0
|  |  |  | 2013-05-15 | 0.01 | 0.01
|  |  |  | 2013-05-16 | 0 | 0
|  |  |  | 2013-05-17 | 0 | 0
|  |  |  | 2013-05-18 | 0 | 0
|  |  |  | 2013-05-19 | 0 | 0
|  |  |  | 2013-05-20 | 0 | 0
|  |  |  | 2013-05-21 | 0 | 0
|  |  |  | 2013-05-22 | 0 | 0
|  |  |  | 2013-05-23 | 0 | 0
|  |  |  | 2013-05-24 | 0.37 | 0.37
|  |  |  | 2013-05-25 | 0 | 0
|  |  |  | 2013-05-26 | 0.26 | 0.26
|  |  |  | 2013-05-27 | 0 | 0
|  |  |  | 2013-05-28 | 0 | 0
|  |  |  | 2013-05-29 | 0 | 0
|  |  |  | 2013-05-30 | 0 | 0
|  |  |  | 2013-05-31 | 0 | 0
|  |  |  | 2013-06-01 | 0 | 0
|  |  |  | 2013-06-02 | 0 | 0
|  |  |  | 2013-06-03 | 0.34 | 0.34
|  |  |  | 2013-06-04 | 0 | 0
|  |  |  | 2013-06-05 | 0 | 0
|  |  |  | 2013-06-06 | 0 | 0
|  |  |  | 2013-06-07 | 0 | 0
|  |  |  | 2013-06-08 | 0 | 0
|  |  |  | 2013-06-09 | 0 | 0
|  |  |  | 2013-06-10 | 0 | 0
|  |  |  | 2013-06-11 | 0 | 0
|  |  |  | 2013-06-12 | 0 | 0
|  |  |  | 2013-06-13 | 0 | 0
|  |  |  | 2013-06-14 | 1.42 | 1.42
|  |  |  | 2013-06-15 | 0 | 0
|  |  |  | 2013-06-16 | 0 | 0
|  |  |  | 2013-06-17 | 0.31 | 0.31
|  |  |  | 2013-06-18 | 0.15 | 0.15
|  |  |  | 2013-06-19 | 0 | 0
|  |  |  | 2013-06-20 | 0 | 0
|  |  |  | 2013-06-21 | 0 | 0
|  |  |  | 2013-06-22 | 0.17 | 0.17
|  |  |  | 2013-06-23 | 0.18 | 0.18
|  |  |  | 2013-06-24 | 0 | 0
|  |  |  | 2013-06-25 | 0.03 | 0.03
|  |  |  | 2013-06-26 | 0.04 | 0.04
|  |  |  | 2013-06-27 | 0 | 0
|  |  |  | 2013-06-28 | 0 | 0
|  |  |  | 2013-06-29 | 0 | 0
|  |  |  | 2013-06-30 | 0 | 0
|  |  |  | 2013-07-01 | 0 | 0
|  |  |  | 2013-07-02 | 0 | 0
|  |  |  | 2013-07-03 | 0 | 0
|  |  |  | 2013-07-04 | 0.05 | 0.05
|  |  |  | 2013-07-05 | 0 | 0
|  |  |  | 2013-07-06 | 0 | 0
|  |  |  | 2013-07-07 | 0 | 0
|  |  |  | 2013-07-08 | 0 | 0
|  |  |  | 2013-07-09 | 0 | 0
|  |  |  | 2013-07-10 | 0 | 0
|  |  |  | 2013-07-11 | 0 | 0
|  |  |  | 2013-07-12 | 0 | 0
|  |  |  | 2013-07-13 | 0 | 0
|  |  |  | 2013-07-14 | 0 | 0
|  |  |  | 2013-07-15 | 0 | 0
|  |  |  | 2013-07-16 | 0.01 | 0.01
|  |  |  | 2013-07-17 | 1.57 | 1.57
|  |  |  | 2013-07-18 | 0.1 | 0.1
|  |  |  | 2013-07-19 | 0.01 | 0.01
|  |  |  | 2013-07-20 | 0.16 | 0.16
|  |  |  | 2013-07-21 | 0 | 0
|  |  |  | 2013-07-22 | 0.02 | 0.02
|  |  |  | 2013-07-23 | 0.39 | 0.39
|  |  |  | 2013-07-24 | 0.07 | 0.07
|  |  |  | 2013-07-25 | 0.01 | 0.01
|  |  |  | 2013-07-26 | 0.89 | 0.89
|  |  |  | 2013-07-27 | 0.05 | 0.05
|  |  |  | 2013-07-28 | 0.01 | 0.01
|  |  |  | 2013-07-29 | 0.44 | 0.44
|  |  |  | 2013-07-30 | 0 | 0
|  |  |  | 2013-07-31 | 0 | 0
|  |  |  | 2013-08-01 | 0 | 0
|  |  |  | 2013-08-02 | 0 | 0
|  |  |  | 2013-08-03 | 0 | 0
|  |  |  | 2013-08-04 | 0 | 0
|  |  |  | 2013-08-05 | 0 | 0
|  |  |  | 2013-08-06 | 0 | 0
|  |  |  | 2013-08-07 | 0.02 | 0.02
|  |  |  | 2013-08-08 | 0 | 0
|  |  |  | 2013-08-09 | 0 | 0
|  |  |  | 2013-08-10 | 0.09 | 0.09
|  |  |  | 2013-08-11 | 0 | 0
|  |  |  | 2013-08-12 | 0 | 0
|  |  |  | 2013-08-13 | 0.04 | 0.04
|  |  |  | 2013-08-14 | 0 | 0
|  |  |  | 2013-08-15 | 0 | 0
|  |  |  | 2013-08-16 | 0 | 0
|  |  |  | 2013-08-17 | 0.01 | 0.01
|  |  |  | 2013-08-18 | 0.05 | 0.05
|  |  |  | 2013-08-19 | 0 | 0
|  |  |  | 2013-08-20 | 0 | 0
|  |  |  | 2013-08-21 | 0 | 0
|  |  |  | 2013-08-22 | 0.16 | 0.16
|  |  |  | 2013-08-23 | 0.08 | 0.08
|  |  |  | 2013-08-24 | 0 | 0
|  |  |  | 2013-08-25 | 0 | 0
|  |  |  | 2013-08-26 | 0 | 0
|  |  |  | 2013-08-27 | 0 | 0
|  |  |  | 2013-08-28 | 0 | 0
|  |  |  | 2013-08-29 | 0 | 0
|  |  |  | 2013-08-30 | 0 | 0
|  |  |  | 2013-08-31 | 0 | 0
|  |  |  | 2013-09-01 | 0 | 0
|  |  |  | 2013-09-02 | 0 | 0
|  |  |  | 2013-09-03 | 0 | 0
|  |  |  | 2013-09-04 | 0.08 | 0.08
|  |  |  | 2013-09-05 | 0 | 0
|  |  |  | 2013-09-06 | 0 | 0
|  |  |  | 2013-09-07 | 0 | 0
|  |  |  | 2013-09-08 | 0 | 0
|  |  |  | 2013-09-09 | 0.2 | 0.2
|  |  |  | 2013-09-10 | 0.14 | 0.14
|  |  |  | 2013-09-11 | 0 | 0
|  |  |  | 2013-09-12 | 0 | 0
|  |  |  | 2013-09-13 | 0 | 0
|  |  |  | 2013-09-14 | 0 | 0
|  |  |  | 2013-09-15 | 0 | 0
|  |  |  | 2013-09-16 | 0 | 0
|  |  |  | 2013-09-17 | 0 | 0
|  |  |  | 2013-09-18 | 0 | 0
|  |  |  | 2013-09-19 | 0.37 | 0.37
|  |  |  | 2013-09-20 | 0.65 | 0.65
|  |  |  | 2013-09-21 | 0.54 | 0.54
|  |  |  | 2013-09-22 | 0 | 0
|  |  |  | 2013-09-23 | 0 | 0
|  |  |  | 2013-09-24 | 0 | 0
|  |  |  | 2013-09-25 | 0 | 0
|  |  |  | 2013-09-26 | 0 | 0
|  |  |  | 2013-09-27 | 0 | 0
|  |  |  | 2013-09-28 | 0 | 0
|  |  |  | 2013-09-29 | 0 | 0
|  |  |  | 2013-09-30 | 0 | 0
|  |  |  | 2013-10-01 | 0 | 0
|  |  |  | 2013-10-02 | 0 | 0
|  |  |  | 2013-10-03 | 0 | 0
|  |  |  | 2013-10-04 | 0 | 0
|  |  |  | 2013-10-05 | 0 | 0
|  |  |  | 2013-10-06 | 0 | 0
|  |  |  | 2013-10-07 | 0 | 0
|  |  |  | 2013-10-08 | 0 | 0
|  |  |  | 2013-10-09 | 0 | 0
|  |  |  | 2013-10-10 | 0 | 0
|  |  |  | 2013-10-11 | 0 | 0
|  |  |  | 2013-10-12 | 0 | 0
|  |  |  | 2013-10-13 | 0 | 0
|  |  |  | 2013-10-14 | 0 | 0
|  |  |  | 2013-10-15 | 0.31 | 0.31
|  |  |  | 2013-10-16 | 0.19 | 0.19
|  |  |  | 2013-10-17 | 0 | 0
|  |  |  | 2013-10-18 | 0 | 0
|  |  |  | 2013-10-19 | 0 | 0
|  |  |  | 2013-10-20 | 0 | 0
|  |  |  | 2013-10-21 | 0 | 0
|  |  |  | 2013-10-22 | 0 | 0
|  |  |  | 2013-10-23 | 0 | 0
|  |  |  | 2013-10-24 | 0 | 0
|  |  |  | 2013-10-25 | 0 | 0
|  |  |  | 2013-10-26 | 0 | 0
|  |  |  | 2013-10-27 | 0 | 0
|  |  |  | 2013-10-28 | 0 | 0
|  |  |  | 2013-10-29 | 0 | 0
|  |  |  | 2013-10-30 | 0 | 0
|  |  |  | 2013-10-31 | 0 | 0
|  |  |  | 2013-11-01 | 0 | 0
|  |  |  | 2013-11-02 | 0 | 0
|  |  |  | 2013-11-03 | 0 | 0
|  |  |  | 2013-11-04 | 0 | 0
|  |  |  | 2013-11-05 | 0 | 0
|  |  |  | 2013-11-06 | 0 | 0
|  |  |  | 2013-11-07 | 0 | 0
|  |  |  | 2013-11-08 | 0.01 | 0.01
|  |  |  | 2013-11-09 | 0 | 0
|  |  |  | 2013-11-10 | 0 | 0
|  |  |  | 2013-11-11 | 0 | 0
|  |  |  | 2013-11-12 | 0 | 0
|  |  |  | 2013-11-13 | 0 | 0
|  |  |  | 2013-11-14 | 0 | 0
|  |  |  | 2013-11-15 | 0 | 0
|  |  |  | 2013-11-16 | 0 | 0
|  |  |  | 2013-11-17 | 0 | 0
|  |  |  | 2013-11-18 | 0 | 0
|  |  |  | 2013-11-19 | 0 | 0
|  |  |  | 2013-11-20 | 0 | 0
|  |  |  | 2013-11-21 | 0 | 0
|  |  |  | 2013-11-22 | 0 | 0
|  |  |  | 2013-11-23 |  | 0
|  |  |  | 2013-11-24 |  | 0
|  |  |  | 2013-11-25 |  | 0
|  |  |  | 2013-11-26 |  | 0
|  |  |  | 2013-11-27 | 0 | 0
|  |  |  | 2013-11-28 | 0 | 0
|  |  |  | 2013-11-29 | 0 | 0
|  |  |  | 2013-11-30 | 0 | 0
|  |  |  | 2013-12-01 | 0 | 0
|  |  |  | 2013-12-02 | 0 | 0
|  |  |  | 2013-12-03 | 0 | 0
|  |  |  | 2013-12-04 | 0 | 0
|  |  |  | 2013-12-05 | 0.24 | 0.24
|  |  |  | 2013-12-06 | 0.17 | 0.17
|  |  |  | 2013-12-07 | 0 | 0
|  |  |  | 2013-12-08 | 0 | 0
|  |  |  | 2013-12-09 | 0 | 0
|  |  |  | 2013-12-10 | 0 | 0
|  |  |  | 2013-12-11 | 0 | 0
|  |  |  | 2013-12-12 | 0 | 0
|  |  |  | 2013-12-13 | 0 | 0
|  |  |  | 2013-12-14 | 0 | 0
|  |  |  | 2013-12-15 | 0 | 0
|  |  |  | 2013-12-16 | 0 | 0
|  |  |  | 2013-12-17 | 0 | 0
|  |  |  | 2013-12-18 | 0 | 0
|  |  |  | 2013-12-19 | 0 | 0
|  |  |  | 2013-12-20 | 0.17 | 0.17
|  |  |  | 2013-12-21 | 0.67 | 0.67
|  |  |  | 2013-12-22 | 0 | 0
|  |  |  | 2013-12-23 | 0 | 0
|  |  |  | 2013-12-24 | 0 | 0
|  |  |  | 2013-12-25 | 0 | 0
|  |  |  | 2013-12-26 | 0 | 0
|  |  |  | 2013-12-27 | 0 | 0
|  |  |  | 2013-12-28 | 0 | 0
|  |  |  | 2013-12-29 | 0 | 0
|  |  |  | 2013-12-30 | 0 | 0
|  |  |  | 2013-12-31 | 0 | 0
|  |  |  | 2014-01-01 | 0 | 0
|  |  |  | 2014-01-02 | 0 | 0
|  |  |  | 2014-01-03 | 0 | 0
|  |  |  | 2014-01-04 | 0 | 0
|  |  |  | 2014-01-05 | 0 | 0
|  |  |  | 2014-01-06 | 0 | 0
|  |  |  | 2014-01-07 | 0 | 0
|  |  |  | 2014-01-08 | 0 | 0
|  |  |  | 2014-01-09 | 0 | 0
|  |  |  | 2014-01-10 | 0 | 0
|  |  |  | 2014-01-11 | 0 | 0
|  |  |  | 2014-01-12 | 0 | 0
|  |  |  | 2014-01-13 | 0 | 0
|  |  |  | 2014-01-14 | 0 | 0
|  |  |  | 2014-01-15 | 0 | 0
|  |  |  | 2014-01-16 | 0 | 0
|  |  |  | 2014-01-17 | 0 | 0
|  |  |  | 2014-01-18 | 0 | 0
|  |  |  | 2014-01-19 | 0 | 0
|  |  |  | 2014-01-20 | 0 | 0
|  |  |  | 2014-01-21 | 0 | 0
|  |  |  | 2014-01-22 | 0 | 0
|  |  |  | 2014-01-23 | 0 | 0
|  |  |  | 2014-01-24 | 0 | 0
|  |  |  | 2014-01-25 | 0 | 0
|  |  |  | 2014-01-26 | 0 | 0
|  |  |  | 2014-01-27 | 0 | 0
|  |  |  | 2014-01-28 | 0 | 0
|  |  |  | 2014-01-29 | 0 | 0
|  |  |  | 2014-01-30 | 0 | 0
|  |  |  | 2014-02-01 | 0 | 0
|  |  |  | 2014-02-02 | 0 | 0
|  |  |  | 2014-02-03 | 0 | 0
|  |  |  | 2014-02-04 | 0 | 0
|  |  |  | 2014-02-05 | 0 | 0
|  |  |  | 2014-02-06 | 0 | 0
|  |  |  | 2014-02-07 | 0 | 0
|  |  |  | 2014-02-08 | 0 | 0
|  |  |  | 2014-02-09 | 0 | 0
|  |  |  | 2014-02-10 | 0 | 0
|  |  |  | 2014-02-11 | 0 | 0
|  |  |  | 2014-02-12 | 0 | 0
|  |  |  | 2014-02-13 | 0 | 0
|  |  |  | 2014-02-14 | 0 | 0
|  |  |  | 2014-02-15 | 0 | 0
|  |  |  | 2014-02-16 | 0 | 0
|  |  |  | 2014-02-17 | 0 | 0
|  |  |  | 2014-02-18 | 0 | 0
|  |  |  | 2014-02-19 | 0 | 0
|  |  |  | 2014-02-20 | 0 | 0
|  |  |  | 2014-02-21 | 0 | 0
|  |  |  | 2014-02-22 | 0 | 0
|  |  |  | 2014-02-23 | 0 | 0
|  |  |  | 2014-02-24 | 0 | 0
|  |  |  | 2014-02-25 | 0 | 0
|  |  |  | 2014-02-26 | 0.05 | 0.05
|  |  |  | 2014-02-27 | 0 | 0
|  |  |  | 2014-02-28 | 0 | 0
|  |  |  | 2014-03-01 | 0 | 0
|  |  |  | 2014-03-02 | 0 | 0
|  |  |  | 2014-03-03 | 0 | 0
|  |  |  | 2014-03-04 | 0 | 0
|  |  |  | 2014-03-05 | 0 | 0
|  |  |  | 2014-03-06 | 0 | 0
|  |  |  | 2014-03-07 | 0 | 0
|  |  |  | 2014-03-08 | 0 | 0
|  |  |  | 2014-03-09 | 0 | 0
|  |  |  | 2014-03-10 | 0 | 0
|  |  |  | 2014-03-11 | 0 | 0
|  |  |  | 2014-03-12 | 0 | 0
|  |  |  | 2014-03-13 | 0 | 0
|  |  |  | 2014-03-14 | 0 | 0
|  |  |  | 2014-03-15 | 0 | 0
|  |  |  | 2014-03-16 | 0.48 | 0.48
|  |  |  | 2014-03-17 | 0 | 0
|  |  |  | 2014-03-18 | 0 | 0
|  |  |  | 2014-03-19 | 0 | 0
|  |  |  | 2014-03-20 | 0 | 0
|  |  |  | 2014-03-21 | 0 | 0
|  |  |  | 2014-03-22 | 0 | 0
|  |  |  | 2014-03-23 | 0 | 0
|  |  |  | 2014-03-24 | 0 | 0
|  |  |  | 2014-03-25 | 0 | 0
|  |  |  | 2014-03-26 | 0 | 0
|  |  |  | 2014-03-27 | 0 | 0
|  |  |  | 2014-03-28 | 0 | 0
|  |  |  | 2014-03-29 | 0 | 0
|  |  |  | 2014-03-30 | 0 | 0
|  |  |  | 2014-03-31 | 0 | 0
|  |  |  | 2014-04-01 | 0 | 0
|  |  |  | 2014-04-02 | 0 | 0
|  |  |  | 2014-04-03 | 0 | 0
|  |  |  | 2014-04-04 | 0 | 0
|  |  |  | 2014-04-05 | 0 | 0
|  |  |  | 2014-04-06 | 0 | 0
|  |  |  | 2014-04-07 | 0 | 0
|  |  |  | 2014-04-08 | 0 | 0
|  |  |  | 2014-04-09 | 0 | 0
|  |  |  | 2014-04-10 | 0 | 0
|  |  |  | 2014-04-11 | 0 | 0
|  |  |  | 2014-04-12 | 0 | 0
|  |  |  | 2014-04-13 | 0 | 0
|  |  |  | 2014-04-14 | 0 | 0
|  |  |  | 2014-04-15 | 0 | 0
|  |  |  | 2014-04-16 | 0 | 0
|  |  |  | 2014-04-17 | 0 | 0
|  |  |  | 2014-04-18 | 0 | 0
|  |  |  | 2014-04-19 | 0.53 | 0.53
|  |  |  | 2014-04-20 | 0 | 0
|  |  |  | 2014-04-21 | 0 | 0
|  |  |  | 2014-04-22 | 0 | 0
|  |  |  | 2014-04-23 | 0 | 0
|  |  |  | 2014-04-24 | 0 | 0
|  |  |  | 2014-04-25 | 0 | 0
|  |  |  | 2014-04-26 | 0 | 0
|  |  |  | 2014-04-27 | 0 | 0
|  |  |  | 2014-04-28 | 0 | 0
|  |  |  | 2014-04-29 | 0 | 0
|  |  |  | 2014-04-30 | 0 | 0
|  |  |  | 2014-05-01 | 0 | 0
|  |  |  | 2014-05-02 | 0 | 0
|  |  |  | 2014-05-03 | 0 | 0
|  |  |  | 2014-05-04 | 0 | 0
|  |  |  | 2014-05-05 | 0 | 0
|  |  |  | 2014-05-06 | 0 | 0
|  |  |  | 2014-05-07 | 0 | 0
|  |  |  | 2014-05-08 | 0 | 0
|  |  |  | 2014-05-09 | 0 | 0
|  |  |  | 2014-05-10 | 0 | 0
|  |  |  | 2014-05-11 | 0 | 0
|  |  |  | 2014-05-12 | 0 | 0
|  |  |  | 2014-05-13 | 0 | 0
|  |  |  | 2014-05-14 | 0 | 0
|  |  |  | 2014-05-15 | 0 | 0
|  |  |  | 2014-05-16 | 0 | 0
|  |  |  | 2014-05-17 | 0 | 0
|  |  |  | 2014-05-18 | 0 | 0
|  |  |  | 2014-05-19 | 0 | 0
|  |  |  | 2014-05-20 | 0 | 0
|  |  |  | 2014-05-21 | 0 | 0
|  |  |  | 2014-05-22 | 0 | 0
|  |  |  | 2014-05-23 | 0.22 | 0.22
|  |  |  | 2014-05-24 | 0 | 0
|  |  |  | 2014-05-25 | 0 | 0
|  |  |  | 2014-05-26 | 0 | 0
|  |  |  | 2014-05-27 | 0 | 0
|  |  |  | 2014-05-28 | 0 | 0
|  |  |  | 2014-05-29 | 0 | 0
|  |  |  | 2014-05-30 | 0 | 0
|  |  |  | 2014-05-31 | 0 | 0
|  |  |  | 2014-06-01 | 0 | 0
|  |  |  | 2014-06-02 | 0 | 0
|  |  |  | 2014-06-03 | 0 | 0
|  |  |  | 2014-06-04 | 0 | 0
|  |  |  | 2014-06-05 | 0 | 0
|  |  |  | 2014-06-06 | 0 | 0
|  |  |  | 2014-06-07 | 0.05 | 0.05
|  |  |  | 2014-06-08 | 0.44 | 0.44
|  |  |  | 2014-06-09 | 0 | 0
|  |  |  | 2014-06-10 | 0 | 0
|  |  |  | 2014-06-11 | 0 | 0
|  |  |  | 2014-06-12 | 0 | 0
|  |  |  | 2014-06-13 | 0.06 | 0.06
|  |  |  | 2014-06-14 | 0 | 0
|  |  |  | 2014-06-15 | 0 | 0
|  |  |  | 2014-06-16 | 0 | 0
|  |  |  | 2014-06-17 | 0.13 | 0.13
|  |  |  | 2014-06-18 | 0 | 0
|  |  |  | 2014-06-19 | 0.03 | 0.03
|  |  |  | 2014-06-20 | 0.64 | 0.64
|  |  |  | 2014-06-21 | 0 | 0
|  |  |  | 2014-06-22 | 0 | 0
|  |  |  | 2014-06-23 | 0 | 0
|  |  |  | 2014-06-24 | 0.06 | 0.06
|  |  |  | 2014-06-25 | 0.4 | 0.4
|  |  |  | 2014-06-26 | 0.92 | 0.92
|  |  |  | 2014-06-27 | 0 | 0
|  |  |  | 2014-06-28 | 0 | 0
|  |  |  | 2014-06-29 | 0 | 0
|  |  |  | 2014-06-30 | 0.02 | 0.02
|  |  |  | 2014-07-01 | 0 | 0
|  |  |  | 2014-07-02 | 0 | 0
|  |  |  | 2014-07-03 | 0 | 0
|  |  |  | 2014-07-04 | 0 | 0
|  |  |  | 2014-07-05 | 0 | 0
|  |  |  | 2014-07-06 | 0 | 0
|  |  |  | 2014-07-07 | 0 | 0
|  |  |  | 2014-07-08 | 0 | 0
|  |  |  | 2014-07-09 | 0 | 0
|  |  |  | 2014-07-10 | 0 | 0
|  |  |  | 2014-07-11 | 0 | 0
|  |  |  | 2014-07-12 | 0.33 | 0.33
|  |  |  | 2014-07-13 | 0 | 0
|  |  |  | 2014-07-14 | 0 | 0
|  |  |  | 2014-07-15 | 0 | 0
|  |  |  | 2014-07-16 | 0 | 0
|  |  |  | 2014-07-17 | 0.4 | 0.4
|  |  |  | 2014-07-18 | 0.24 | 0.24
|  |  |  | 2014-07-19 | 0.05 | 0.05
|  |  |  | 2014-07-20 | 0 | 0
|  |  |  | 2014-07-21 | 0 | 0
|  |  |  | 2014-07-22 | 0 | 0
|  |  |  | 2014-07-23 | 0 | 0
|  |  |  | 2014-07-24 | 0 | 0
|  |  |  | 2014-07-25 | 0 | 0
|  |  |  | 2014-07-26 | 0 | 0
|  |  |  | 2014-07-27 | 0 | 0
|  |  |  | 2014-07-28 | 0.18 | 0.18
|  |  |  | 2014-07-29 | 0 | 0
|  |  |  | 2014-07-30 | 0.05 | 0.05
|  |  |  | 2014-07-31 | 0.01 | 0.01
|  |  |  | 2014-08-01 | 0.02 | 0.02
|  |  |  | 2014-08-02 | 0.02 | 0.02
|  |  |  | 2014-08-03 | 0 | 0
|  |  |  | 2014-08-04 | 0 | 0
|  |  |  | 2014-08-05 | 0 | 0
|  |  |  | 2014-08-06 | 0 | 0
|  |  |  | 2014-08-07 | 0 | 0
|  |  |  | 2014-08-08 | 0.01 | 0.01
|  |  |  | 2014-08-09 | 0.03 | 0.03
|  |  |  | 2014-08-10 | 0 | 0
|  |  |  | 2014-08-11 | 0 | 0
|  |  |  | 2014-08-12 | 0 | 0
|  |  |  | 2014-08-13 | 0.28 | 0.28
|  |  |  | 2014-08-14 | 0 | 0
|  |  |  | 2014-08-15 | 0 | 0
|  |  |  | 2014-08-16 | 0.58 | 0.58
|  |  |  | 2014-08-17 | 0.02 | 0.02
|  |  |  | 2014-08-18 | 0.4 | 0.4
|  |  |  | 2014-08-19 | 0 | 0
|  |  |  | 2014-08-20 | 0 | 0
|  |  |  | 2014-08-21 | 0.06 | 0.06
|  |  |  | 2014-08-22 | 0.11 | 0.11
|  |  |  | 2014-08-23 | 0 | 0
|  |  |  | 2014-08-24 | 0 | 0
|  |  |  | 2014-08-25 | 0 | 0
|  |  |  | 2014-08-26 | 0 | 0
|  |  |  | 2014-08-27 | 0 | 0
|  |  |  | 2014-08-28 | 0 | 0
|  |  |  | 2014-08-29 | 0 | 0
|  |  |  | 2014-08-30 | 0 | 0
|  |  |  | 2014-08-31 | 0 | 0
|  |  |  | 2014-09-01 | 0 | 0
|  |  |  | 2014-09-02 | 0 | 0
|  |  |  | 2014-09-03 | 0.01 | 0.01
|  |  |  | 2014-09-04 | 0 | 0
|  |  |  | 2014-09-05 | 0.66 | 0.66
|  |  |  | 2014-09-06 | 0.33 | 0.33
|  |  |  | 2014-09-07 | 1.41 | 1.41
|  |  |  | 2014-09-08 | 0 | 0
|  |  |  | 2014-09-09 | 0 | 0
|  |  |  | 2014-09-10 | 0 | 0
|  |  |  | 2014-09-11 | 0 | 0
|  |  |  | 2014-09-12 | 0.51 | 0.51
|  |  |  | 2014-09-13 | 0.64 | 0.64
|  |  |  | 2014-09-14 | 0.03 | 0.03
|  |  |  | 2014-09-15 | 0 | 0
|  |  |  | 2014-09-16 | 0 | 0
|  |  |  | 2014-09-17 | 0 | 0
|  |  |  | 2014-09-18 | 0 | 0
|  |  |  | 2014-09-19 | 0.49 | 0.49
|  |  |  | 2014-09-20 | 0.22 | 0.22
|  |  |  | 2014-09-21 | 0.01 | 0.01
|  |  |  | 2014-09-22 | 0.54 | 0.54
|  |  |  | 2014-09-23 | 0 | 0
|  |  |  | 2014-09-24 | 0 | 0
|  |  |  | 2014-09-25 | 0.05 | 0.05
|  |  |  | 2014-09-26 | 0.01 | 0.01
|  |  |  | 2014-09-27 | 0 | 0
|  |  |  | 2014-09-28 | 0 | 0
|  |  |  | 2014-09-29 | 0 | 0
|  |  |  | 2014-09-30 | 0 | 0
|  |  |  | 2014-10-01 | 0 | 0
|  |  |  | 2014-10-02 | 0 | 0
|  |  |  | 2014-10-03 | 0 | 0
|  |  |  | 2014-10-04 | 0 | 0
|  |  |  | 2014-10-05 | 0 | 0
|  |  |  | 2014-10-06 | 0 | 0
|  |  |  | 2014-10-07 | 0 | 0
|  |  |  | 2014-10-08 | 0 | 0
|  |  |  | 2014-10-09 | 0 | 0
|  |  |  | 2014-10-10 | 0 | 0
|  |  |  | 2014-10-11 | 0 | 0
|  |  |  | 2014-10-12 | 0 | 0
|  |  |  | 2014-10-13 | 0 | 0
|  |  |  | 2014-10-14 | 0 | 0
|  |  |  | 2014-10-15 | 0 | 0
|  |  |  | 2014-10-16 | 0 | 0
|  |  |  | 2014-10-17 | 0 | 0
|  |  |  | 2014-10-18 | 0 | 0
|  |  |  | 2014-10-19 | 0 | 0
|  |  |  | 2014-10-20 | 0.36 | 0.36
|  |  |  | 2014-10-21 | 0.61 | 0.61
|  |  |  | 2014-10-22 | 0.27 | 0.27
|  |  |  | 2014-10-23 | 0.71 | 0.71
|  |  |  | 2014-10-24 | 0 | 0
|  |  |  | 2014-10-25 | 0 | 0
|  |  |  | 2014-10-26 | 0 | 0
|  |  |  | 2014-10-27 | 0 | 0
|  |  |  | 2014-10-28 | 0 | 0
|  |  |  | 2014-10-29 | 0 | 0
|  |  |  | 2014-10-30 | 0 | 0
|  |  |  | 2014-10-31 | 0 | 0
|  |  |  | 2014-11-01 | 0 | 0
|  |  |  | 2014-11-02 | 0 | 0
|  |  |  | 2014-11-03 | 0 | 0
|  |  |  | 2014-11-04 | 0.38 | 0.38
|  |  |  | 2014-11-05 | 0.88 | 0.88
|  |  |  | 2014-11-06 | 0.09 | 0.09
|  |  |  | 2014-11-07 | 0.03 | 0.03
|  |  |  | 2014-11-08 | 0 | 0
|  |  |  | 2014-11-09 | 0 | 0
|  |  |  | 2014-11-10 | 0 | 0
|  |  |  | 2014-11-11 | 0 | 0
|  |  |  | 2014-11-12 | 0 | 0
|  |  |  | 2014-11-13 | 0 | 0
|  |  |  | 2014-11-14 | 0 | 0
|  |  |  | 2014-11-15 | 0 | 0
|  |  |  | 2014-11-16 | 0 | 0
|  |  |  | 2014-11-17 | 0 | 0
|  |  |  | 2014-11-18 | 0 | 0
|  |  |  | 2014-11-19 | 0 | 0
|  |  |  | 2014-11-20 | 0 | 0
|  |  |  | 2014-11-21 | 0 | 0
|  |  |  | 2014-11-22 | 0 | 0
|  |  |  | 2014-11-23 | 0 | 0
|  |  |  | 2014-11-24 | 0 | 0
|  |  |  | 2014-11-25 | 0 | 0
|  |  |  | 2014-11-26 | 0 | 0
|  |  |  | 2014-11-27 | 0 | 0
|  |  |  | 2014-11-28 | 0 | 0
|  |  |  | 2014-11-29 | 0 | 0
|  |  |  | 2014-11-30 | 0 | 0
|  |  |  | 2014-12-01 | 0 | 0
|  |  |  | 2014-12-02 | 0 | 0
|  |  |  | 2014-12-03 | 0 | 0
|  |  |  | 2014-12-04 | 0 | 0
|  |  |  | 2014-12-05 | 0 | 0
|  |  |  | 2014-12-06 | 0 | 0
|  |  |  | 2014-12-07 | 0 | 0
|  |  |  | 2014-12-08 | 0 | 0
|  |  |  | 2014-12-09 | 0 | 0
|  |  |  | 2014-12-10 | 0.03 | 0.03
|  |  |  | 2014-12-11 | 0.01 | 0.01
|  |  |  | 2014-12-12 | 0.01 | 0.01
|  |  |  | 2014-12-13 | 0 | 0
|  |  |  | 2014-12-14 | 0 | 0
|  |  |  | 2014-12-15 | 0 | 0
|  |  |  | 2014-12-16 | 0 | 0
|  |  |  | 2014-12-17 | 0 | 0
|  |  |  | 2014-12-18 | 0 | 0
|  |  |  | 2014-12-19 | 0 | 0
|  |  |  | 2014-12-20 | 0 | 0
|  |  |  | 2014-12-21 | 0 | 0
|  |  |  | 2014-12-22 | 0 | 0
|  |  |  | 2014-12-23 | 0.12 | 0.12
|  |  |  | 2014-12-24 | 0 | 0
|  |  |  | 2014-12-25 | 0 | 0
|  |  |  | 2014-12-26 | 0 | 0
|  |  |  | 2014-12-27 | 0.02 | 0.02
|  |  |  | 2014-12-28 | 0.09 | 0.09
|  |  |  | 2014-12-29 | 0 | 0
|  |  |  | 2014-12-30 | 0 | 0
|  |  |  | 2014-12-31 | 0.01 | 0.01
|  |  |  | 2015-01-01 | 0 | 0
|  |  |  | 2015-01-02 | 0.65 | 0.65
|  |  |  | 2015-01-03 | 0.64 | 0.64
|  |  |  | 2015-01-04 | 0 | 0
|  |  |  | 2015-01-05 | 0 | 0
|  |  |  | 2015-01-06 | 0 | 0
|  |  |  | 2015-01-07 | 0 | 0
|  |  |  | 2015-01-08 | 0 | 0
|  |  |  | 2015-01-09 | 0 | 0
|  |  |  | 2015-01-10 | 0.06 | 0.06
|  |  |  | 2015-01-11 | 0 | 0
|  |  |  | 2015-01-12 | 0 | 0
|  |  |  | 2015-01-13 | 0.01 | 0.01
|  |  |  | 2015-01-14 | 0.01 | 0.01
|  |  |  | 2015-01-15 | 0 | 0
|  |  |  | 2015-01-16 | 0 | 0
|  |  |  | 2015-01-17 | 0 | 0
|  |  |  | 2015-01-18 | 0 | 0
|  |  |  | 2015-01-19 | 0 | 0
|  |  |  | 2015-01-20 | 0 | 0
|  |  |  | 2015-01-21 | 0.31 | 0.31
|  |  |  | 2015-01-22 | 0.08 | 0.08
|  |  |  | 2015-01-23 | 0.06 | 0.06
|  |  |  | 2015-01-24 | 0 | 0
|  |  |  | 2015-01-25 | 0 | 0
|  |  |  | 2015-01-26 | 0 | 0
|  |  |  | 2015-01-27 | 0 | 0
|  |  |  | 2015-01-28 | 0 | 0
|  |  |  | 2015-01-29 | 0 | 0
|  |  |  | 2015-01-30 | 0 | 0
|  |  |  | 2015-01-31 | 0.39 | 0.39
|  |  |  | 2015-02-01 | 0.1 | 0.1
|  |  |  | 2015-02-02 | 0 | 0
|  |  |  | 2015-02-03 | 0 | 0
|  |  |  | 2015-02-04 | 0 | 0
|  |  |  | 2015-02-05 | 0 | 0
|  |  |  | 2015-02-06 | 0 | 0
|  |  |  | 2015-02-07 | 0 | 0
|  |  |  | 2015-02-08 | 0 | 0
|  |  |  | 2015-02-09 | 0 | 0
|  |  |  | 2015-02-10 | 0 | 0
|  |  |  | 2015-02-11 | 0 | 0
|  |  |  | 2015-02-12 | 0.3 | 0.3
|  |  |  | 2015-02-13 | 0.03 | 0.03
|  |  |  | 2015-02-14 | 0 | 0
|  |  |  | 2015-02-15 | 0 | 0
|  |  |  | 2015-02-16 | 0.08 | 0.08
|  |  |  | 2015-02-17 | 0.02 | 0.02
|  |  |  | 2015-02-18 | 0 | 0
|  |  |  | 2015-02-19 | 0 | 0
|  |  |  | 2015-02-20 | 0 | 0
|  |  |  | 2015-02-21 | 0 | 0
|  |  |  | 2015-02-22 | 0 | 0
|  |  |  | 2015-02-23 | 0 | 0
|  |  |  | 2015-02-24 | 0 | 0
|  |  |  | 2015-02-25 | 0 | 0
|  |  |  | 2015-02-26 | 0 | 0
|  |  |  | 2015-02-27 | 0 | 0
|  |  |  | 2015-02-28 | 0 | 0
|  |  |  | 2015-03-01 | 0 | 0
|  |  |  | 2015-03-02 | 0 | 0
|  |  |  | 2015-03-03 | 0 | 0
|  |  |  | 2015-03-04 | 0.1 | 0.1
|  |  |  | 2015-03-05 | 0.03 | 0.03
|  |  |  | 2015-03-06 | 0.01 | 0.01
|  |  |  | 2015-03-07 | 0 | 0
|  |  |  | 2015-03-08 | 0.01 | 0.01
|  |  |  | 2015-03-09 | 0.17 | 0.17
|  |  |  | 2015-03-10 | 0.12 | 0.12
|  |  |  | 2015-03-11 | 0.02 | 0.02
|  |  |  | 2015-03-12 | 0 | 0
|  |  |  | 2015-03-13 | 0 | 0
|  |  |  | 2015-03-14 | 0 | 0
|  |  |  | 2015-03-15 | 0 | 0
|  |  |  | 2015-03-16 | 0 | 0
|  |  |  | 2015-03-17 | 0.08 | 0.08
|  |  |  | 2015-03-18 | 0.15 | 0.15
|  |  |  | 2015-03-19 | 0 | 0
|  |  |  | 2015-03-20 | 0.26 | 0.26
|  |  |  | 2015-03-21 | 0.44 | 0.44
|  |  |  | 2015-03-22 | 0 | 0
|  |  |  | 2015-03-23 | 0 | 0
|  |  |  | 2015-03-24 | 0 | 0
|  |  |  | 2015-03-25 | 0 | 0
|  |  |  | 2015-03-26 | 0 | 0
|  |  |  | 2015-03-27 | 0 | 0
|  |  |  | 2015-03-28 | 0 | 0
|  |  |  | 2015-03-29 | 0 | 0
|  |  |  | 2015-03-30 | 0 | 0
|  |  |  | 2015-03-31 | 0 | 0
|  |  |  | 2015-04-01 | 0 | 0
|  |  |  | 2015-04-02 | 0 | 0
|  |  |  | 2015-04-03 | 0 | 0
|  |  |  | 2015-04-04 | 0 | 0
|  |  |  | 2015-04-05 | 0 | 0
|  |  |  | 2015-04-06 | 0 | 0
|  |  |  | 2015-04-07 | 0 | 0
|  |  |  | 2015-04-08 | 0 | 0
|  |  |  | 2015-04-09 | 0.55 | 0.55
|  |  |  | 2015-04-10 | 0.33 | 0.33
|  |  |  | 2015-04-11 | 0 | 0
|  |  |  | 2015-04-12 | 0.25 | 0.25
|  |  |  | 2015-04-13 | 0 | 0
|  |  |  | 2015-04-14 | 0 | 0
|  |  |  | 2015-04-15 | 0 | 0
|  |  |  | 2015-04-16 | 0 | 0
|  |  |  | 2015-04-17 | 0 | 0
|  |  |  | 2015-04-18 | 0 | 0
|  |  |  | 2015-04-19 | 0 | 0
|  |  |  | 2015-04-20 | 0 | 0
|  |  |  | 2015-04-21 | 0 | 0
|  |  |  | 2015-04-22 | 0 | 0
|  |  |  | 2015-04-23 | 0.02 | 0.02
|  |  |  | 2015-04-24 | 0.19 | 0.19
|  |  |  | 2015-04-25 | 0 | 0
|  |  |  | 2015-04-26 | 0 | 0
|  |  |  | 2015-04-27 | 0 | 0
|  |  |  | 2015-04-28 | 0 | 0
|  |  |  | 2015-04-29 | 0 | 0
|  |  |  | 2015-04-30 | 0 | 0
|  |  |  | 2015-05-01 | 0 | 0
|  |  |  | 2015-05-02 | 0 | 0
|  |  |  | 2015-05-03 | 0 | 0
|  |  |  | 2015-05-04 | 0 | 0
|  |  |  | 2015-05-05 | 0 | 0
|  |  |  | 2015-05-06 | 0 | 0
|  |  |  | 2015-05-07 | 0 | 0
|  |  |  | 2015-05-08 | 0 | 0
|  |  |  | 2015-05-09 | 0 | 0
|  |  |  | 2015-05-10 | 0 | 0
|  |  |  | 2015-05-11 | 0 | 0
|  |  |  | 2015-05-12 | 0 | 0
|  |  |  | 2015-05-13 | 0.57 | 0.57
|  |  |  | 2015-05-14 | 0 | 0
|  |  |  | 2015-05-15 | 0 | 0
|  |  |  | 2015-05-16 | 0.1 | 0.1
|  |  |  | 2015-05-17 | 0 | 0
|  |  |  | 2015-05-18 | 0 | 0
|  |  |  | 2015-05-19 | 0 | 0
|  |  |  | 2015-05-20 | 0 | 0
|  |  |  | 2015-05-21 | 0 | 0
|  |  |  | 2015-05-22 | 0.04 | 0.04
|  |  |  | 2015-05-23 | 0.13 | 0.13
|  |  |  | 2015-05-24 | 0.25 | 0.25
|  |  |  | 2015-05-25 | 0 | 0
|  |  |  | 2015-05-26 | 0 | 0
|  |  |  | 2015-05-27 | 0 | 0
|  |  |  | 2015-05-28 | 0 | 0
|  |  |  | 2015-05-29 | 0 | 0
|  |  |  | 2015-05-30 | 0 | 0
|  |  |  | 2015-05-31 | 0 | 0
|  |  |  | 2015-06-01 | 0 | 0
|  |  |  | 2015-06-02 | 0 | 0
|  |  |  | 2015-06-03 | 0 | 0
|  |  |  | 2015-06-04 | 0 | 0
|  |  |  | 2015-06-05 | 0.01 | 0.01
|  |  |  | 2015-06-06 | 0 | 0
|  |  |  | 2015-06-07 | 0.44 | 0.44
|  |  |  | 2015-06-08 | 0.09 | 0.09
|  |  |  | 2015-06-09 | 0 | 0
|  |  |  | 2015-06-10 | 0 | 0
|  |  |  | 2015-06-11 | 0 | 0
|  |  |  | 2015-06-12 | 0.01 | 0.01
|  |  |  | 2015-06-13 | 0.12 | 0.12
|  |  |  | 2015-06-14 | 0.26 | 0.26
|  |  |  | 2015-06-15 | 0.12 | 0.12
|  |  |  | 2015-06-16 | 0 | 0
|  |  |  | 2015-06-17 | 0 | 0
|  |  |  | 2015-06-18 | 0 | 0
|  |  |  | 2015-06-19 | 0 | 0
|  |  |  | 2015-06-20 | 0 | 0
|  |  |  | 2015-06-21 | 0 | 0
|  |  |  | 2015-06-22 | 0 | 0
|  |  |  | 2015-06-23 | 0 | 0
|  |  |  | 2015-06-24 | 0.16 | 0.16
|  |  |  | 2015-06-25 | 0.15 | 0.15
|  |  |  | 2015-06-26 | 0.15 | 0.15
|  |  |  | 2015-06-27 | 0.07 | 0.07
|  |  |  | 2015-06-28 | 0 | 0
|  |  |  | 2015-06-29 | 0 | 0
|  |  |  | 2015-06-30 | 0 | 0
|  |  |  | 2015-07-01 | 0 | 0
|  |  |  | 2015-07-02 | 0 | 0
|  |  |  | 2015-07-03 | 0 | 0
|  |  |  | 2015-07-04 | 0 | 0
|  |  |  | 2015-07-05 | 0.01 | 0.01
|  |  |  | 2015-07-06 | 0.78 | 0.78
|  |  |  | 2015-07-07 | 0.1 | 0.1
|  |  |  | 2015-07-08 | 0.3 | 0.3
|  |  |  | 2015-07-09 | 0.04 | 0.04
|  |  |  | 2015-07-10 | 0.01 | 0.01
|  |  |  | 2015-07-11 | 0 | 0
|  |  |  | 2015-07-12 | 0 | 0
|  |  |  | 2015-07-13 | 0 | 0
|  |  |  | 2015-07-14 | 0 | 0
|  |  |  | 2015-07-15 | 0 | 0
|  |  |  | 2015-07-16 | 0 | 0
|  |  |  | 2015-07-17 | 0.01 | 0.01
|  |  |  | 2015-07-18 | 0 | 0
|  |  |  | 2015-07-19 | 0.71 | 0.71
|  |  |  | 2015-07-20 | 0.41 | 0.41
|  |  |  | 2015-07-21 | 0.18 | 0.18
|  |  |  | 2015-07-22 | 0 | 0
|  |  |  | 2015-07-23 | 0.23 | 0.23
|  |  |  | 2015-07-24 | 0 | 0
|  |  |  | 2015-07-25 | 0 | 0
|  |  |  | 2015-07-26 | 0 | 0
|  |  |  | 2015-07-27 | 0.01 | 0.01
|  |  |  | 2015-07-28 | 0.02 | 0.02
|  |  |  | 2015-07-29 | 0 | 0
|  |  |  | 2015-07-30 | 1.23 | 1.23
|  |  |  | 2015-07-31 | 0 | 0
|  |  |  | 2015-08-01 | 0.06 | 0.06
|  |  |  | 2015-08-02 | 0.06 | 0.06
|  |  |  | 2015-08-03 | 0.01 | 0.01
|  |  |  | 2015-08-04 | 0.13 | 0.13
|  |  |  | 2015-08-05 | 0 | 0
|  |  |  | 2015-08-06 | 0 | 0
|  |  |  | 2015-08-07 | 0 | 0
|  |  |  | 2015-08-08 | 0 | 0
|  |  |  | 2015-08-09 | 0.12 | 0.12
|  |  |  | 2015-08-10 | 0 | 0
|  |  |  | 2015-08-11 | 0 | 0
|  |  |  | 2015-08-12 | 0 | 0
|  |  |  | 2015-08-13 | 0 | 0
|  |  |  | 2015-08-14 | 0 | 0
|  |  |  | 2015-08-15 | 0 | 0
|  |  |  | 2015-08-16 | 0.09 | 0.09
|  |  |  | 2015-08-17 | 0.74 | 0.74
|  |  |  | 2015-08-18 | 0.01 | 0.01
|  |  |  | 2015-08-19 | 0.27 | 0.27
|  |  |  | 2015-08-20 | 0.37 | 0.37
|  |  |  | 2015-08-21 | 0.09 | 0.09
|  |  |  | 2015-08-22 | 0 | 0
|  |  |  | 2015-08-23 | 0 | 0
|  |  |  | 2015-08-24 | 0 | 0
|  |  |  | 2015-08-25 | 0 | 0
|  |  |  | 2015-08-26 | 0 | 0
|  |  |  | 2015-08-27 | 0 | 0
|  |  |  | 2015-08-28 | 0 | 0
|  |  |  | 2015-08-29 | 0.01 | 0.01
|  |  |  | 2015-08-30 | 0 | 0
|  |  |  | 2015-08-31 | 0 | 0
|  |  |  | 2015-09-01 | 0 | 0
|  |  |  | 2015-09-02 | 0 | 0
|  |  |  | 2015-09-03 | 0 | 0
|  |  |  | 2015-09-04 | 0 | 0
|  |  |  | 2015-09-05 | 0 | 0
|  |  |  | 2015-09-06 | 0 | 0
|  |  |  | 2015-09-07 | 0 | 0
|  |  |  | 2015-09-08 | 0.07 | 0.07
|  |  |  | 2015-09-09 | 0.11 | 0.11
|  |  |  | 2015-09-10 | 0.07 | 0.07
|  |  |  | 2015-09-11 | 0 | 0
|  |  |  | 2015-09-12 | 0 | 0
|  |  |  | 2015-09-13 | 0 | 0
|  |  |  | 2015-09-14 | 0 | 0
|  |  |  | 2015-09-15 | 0 | 0
|  |  |  | 2015-09-16 | 0 | 0
|  |  |  | 2015-09-17 | 0 | 0
|  |  |  | 2015-09-18 | 0.09 | 0.09
|  |  |  | 2015-09-19 | 0.04 | 0.04
|  |  |  | 2015-09-20 | 0 | 0
|  |  |  | 2015-09-21 | 0.24 | 0.24
|  |  |  | 2015-09-22 | 0 | 0
|  |  |  | 2015-09-23 | 0 | 0
|  |  |  | 2015-09-24 | 0.14 | 0.14
|  |  |  | 2015-09-25 | 0.09 | 0.09
|  |  |  | 2015-09-26 | 0 | 0
|  |  |  | 2015-09-27 | 0 | 0
|  |  |  | 2015-09-28 | 0 | 0
|  |  |  | 2015-09-29 | 0 | 0
|  |  |  | 2015-09-30 | 0 | 0
|  |  |  | 2015-10-01 | 0 | 0
|  |  |  | 2015-10-02 | 0 | 0
|  |  |  | 2015-10-03 | 0 | 0
|  |  |  | 2015-10-04 | 0.11 | 0.11
|  |  |  | 2015-10-05 | 0.6 | 0.6
|  |  |  | 2015-10-06 | 0.01 | 0.01
|  |  |  | 2015-10-07 | 0.63 | 0.63
|  |  |  | 2015-10-08 | 2.71 | 2.71
|  |  |  | 2015-10-09 | 0.01 | 0.01
|  |  |  | 2015-10-10 | 0.01 | 0.01
|  |  |  | 2015-10-11 | 0 | 0
|  |  |  | 2015-10-12 | 0 | 0
|  |  |  | 2015-10-13 | 0 | 0
|  |  |  | 2015-10-14 | 0 | 0
|  |  |  | 2015-10-15 | 0 | 0
|  |  |  | 2015-10-16 | 0 | 0
|  |  |  | 2015-10-17 | 0 | 0
|  |  |  | 2015-10-18 | 0 | 0
|  |  |  | 2015-10-19 | 0 | 0
|  |  |  | 2015-10-20 | 0 | 0
|  |  |  | 2015-10-21 | 0 | 0
|  |  |  | 2015-10-22 | 0.12 | 0.12
|  |  |  | 2015-10-23 | 0 | 0
|  |  |  | 2015-10-24 | 0.01 | 0.01
|  |  |  | 2015-10-25 | 0 | 0
|  |  |  | 2015-10-26 | 0 | 0
|  |  |  | 2015-10-27 | 0 | 0
|  |  |  | 2015-10-28 | 0 | 0
|  |  |  | 2015-10-29 | 0 | 0
|  |  |  | 2015-10-30 | 0.42 | 0.42
|  |  |  | 2015-10-31 | 0.04 | 0.04
|  |  |  | 2015-11-01 | 0 | 0
|  |  |  | 2015-11-02 | 0 | 0
|  |  |  | 2015-11-03 | 0 | 0
|  |  |  | 2015-11-04 | 0 | 0
|  |  |  | 2015-11-05 | 0 | 0
|  |  |  | 2015-11-06 | 0 | 0
|  |  |  | 2015-11-07 | 0 | 0
|  |  |  | 2015-11-08 | 0 | 0
|  |  |  | 2015-11-09 | 0 | 0
|  |  |  | 2015-11-10 | 0 | 0
|  |  |  | 2015-11-11 | 0 | 0
|  |  |  | 2015-11-12 | 0 | 0
|  |  |  | 2015-11-13 | 0 | 0
|  |  |  | 2015-11-14 | 0 | 0
|  |  |  | 2015-11-15 | 0.06 | 0.06
|  |  |  | 2015-11-16 | 0.1 | 0.1
|  |  |  | 2015-11-17 | 0 | 0
|  |  |  | 2015-11-18 | 0 | 0
|  |  |  | 2015-11-19 | 0 | 0
|  |  |  | 2015-11-20 | 0 | 0
|  |  |  | 2015-11-21 | 0 | 0
|  |  |  | 2015-11-22 | 0 | 0
|  |  |  | 2015-11-23 | 0 | 0
|  |  |  | 2015-11-24 | 0 | 0
|  |  |  | 2015-11-25 | 0 | 0
|  |  |  | 2015-11-26 | 0.14 | 0.14
|  |  |  | 2015-11-27 | 0.64 | 0.64
|  |  |  | 2015-11-28 | 1.08 | 1.08
|  |  |  | 2015-11-29 | 0.79 | 0.79
|  |  |  | 2015-11-30 | 0.01 | 0.01
|  |  |  | 2015-12-01 | 0 | 0
|  |  |  | 2015-12-02 | 0 | 0
|  |  |  | 2015-12-03 | 0 | 0
|  |  |  | 2015-12-04 | 0 | 0
|  |  |  | 2015-12-05 | 0 | 0
|  |  |  | 2015-12-06 | 0 | 0
|  |  |  | 2015-12-07 | 0 | 0
|  |  |  | 2015-12-08 | 0 | 0
|  |  |  | 2015-12-09 | 0 | 0
|  |  |  | 2015-12-10 | 0 | 0
|  |  |  | 2015-12-11 | 0 | 0
|  |  |  | 2015-12-12 | 0.04 | 0.04
|  |  |  | 2015-12-13 | 0.09 | 0.09
|  |  |  | 2015-12-14 | 0 | 0
|  |  |  | 2015-12-15 | 0 | 0
|  |  |  | 2015-12-16 | 0 | 0
|  |  |  | 2015-12-17 | 0 | 0
|  |  |  | 2015-12-18 | 0 | 0
|  |  |  | 2015-12-19 | 0 | 0
|  |  |  | 2015-12-20 | 0 | 0
|  |  |  | 2015-12-21 | 0 | 0
|  |  |  | 2015-12-22 | 0 | 0
|  |  |  | 2015-12-23 | 0 | 0
|  |  |  | 2015-12-24 | 0 | 0
|  |  |  | 2015-12-25 | 0 | 0
|  |  |  | 2015-12-26 | 0 | 0
|  |  |  | 2015-12-27 | 0.01 | 0.01
|  |  |  | 2015-12-28 | 0.01 | 0.01
|  |  |  | 2015-12-29 | 0 | 0
|  |  |  | 2015-12-30 | 0 | 0
|  |  |  | 2015-12-31 | 0 | 0
|  |  |  | 2016-01-01 | 0.01 | 0.01
|  |  |  | 2016-01-02 | 0 | 0
|  |  |  | 2016-01-03 | 0 | 0
|  |  |  | 2016-01-04 | 0.01 | 0.01
|  |  |  | 2016-01-05 | 0 | 0
|  |  |  | 2016-01-06 | 0 | 0
|  |  |  | 2016-01-07 | 0 | 0
|  |  |  | 2016-01-08 | 0 | 0
|  |  |  | 2016-01-09 | 0 | 0
|  |  |  | 2016-01-10 | 0 | 0
|  |  |  | 2016-01-11 | 0 | 0
|  |  |  | 2016-01-12 | 0 | 0
|  |  |  | 2016-01-13 | 0 | 0
|  |  |  | 2016-01-14 | 0 | 0
|  |  |  | 2016-01-15 | 0 | 0
|  |  |  | 2016-01-16 | 0 | 0
|  |  |  | 2016-01-17 | 0 | 0
|  |  |  | 2016-01-18 | 0 | 0
|  |  |  | 2016-01-19 | 0 | 0
|  |  |  | 2016-01-20 | 0 | 0
|  |  |  | 2016-01-21 | 0 | 0
|  |  |  | 2016-01-22 | 0 | 0
|  |  |  | 2016-01-23 | 0 | 0
|  |  |  | 2016-01-24 | 0 | 0
|  |  |  | 2016-01-25 | 0 | 0
|  |  |  | 2016-01-26 | 0 | 0
|  |  |  | 2016-01-27 | 0.06 | 0.06
|  |  |  | 2016-01-28 | 0 | 0
|  |  |  | 2016-01-29 | 0 | 0
|  |  |  | 2016-01-30 | 0 | 0
|  |  |  | 2016-01-31 | 0 | 0
|  |  |  | 2016-02-01 | 0 | 0
|  |  |  | 2016-02-02 | 0 | 0
|  |  |  | 2016-02-03 | 0 | 0
|  |  |  | 2016-02-04 | 0 | 0
|  |  |  | 2016-02-05 | 0 | 0
|  |  |  | 2016-02-06 | 0 | 0
|  |  |  | 2016-02-07 | 0 | 0
|  |  |  | 2016-02-08 | 0 | 0
|  |  |  | 2016-02-09 | 0 | 0
|  |  |  | 2016-02-10 | 0 | 0
|  |  |  | 2016-02-11 | 0 | 0
|  |  |  | 2016-02-12 | 0 | 0
|  |  |  | 2016-02-13 | 0 | 0
|  |  |  | 2016-02-14 | 0 | 0
|  |  |  | 2016-02-15 | 0 | 0
|  |  |  | 2016-02-16 | 0 | 0
|  |  |  | 2016-02-17 | 0 | 0
|  |  |  | 2016-02-18 | 0 | 0
|  |  |  | 2016-02-19 | 0 | 0
|  |  |  | 2016-02-20 | 0 | 0
|  |  |  | 2016-02-21 |  | 0
|  |  |  | 2016-02-22 |  | 0
|  |  |  | 2016-02-23 | 0 | 0
|  |  |  | 2016-02-24 | 0 | 0
|  |  |  | 2016-02-25 | 0 | 0
|  |  |  | 2016-02-26 | 0 | 0
|  |  |  | 2016-02-27 | 0 | 0
|  |  |  | 2016-02-28 | 0 | 0
|  |  |  | 2016-02-29 | 0 | 0
|  |  |  | 2016-03-01 | 0 | 0
|  |  |  | 2016-03-02 | 0 | 0
|  |  |  | 2016-03-03 | 0 | 0
|  |  |  | 2016-03-04 | 0 | 0
|  |  |  | 2016-03-05 | 0 | 0
|  |  |  | 2016-03-06 | 0 | 0
|  |  |  | 2016-03-07 | 0 | 0
|  |  |  | 2016-03-08 | 0 | 0
|  |  |  | 2016-03-09 | 0.05 | 0.05
|  |  |  | 2016-03-10 | 0 | 0
|  |  |  | 2016-03-11 | 0 | 0
|  |  |  | 2016-03-12 | 0 | 0
|  |  |  | 2016-03-13 | 0 | 0
|  |  |  | 2016-03-14 | 0 | 0
|  |  |  | 2016-03-15 | 0 | 0
|  |  |  | 2016-03-16 | 0 | 0
|  |  |  | 2016-03-17 | 0 | 0
|  |  |  | 2016-03-18 | 0 | 0
|  |  |  | 2016-03-19 | 0 | 0
|  |  |  | 2016-03-20 | 0 | 0
|  |  |  | 2016-03-21 | 0 | 0
|  |  |  | 2016-03-22 | 0 | 0
|  |  |  | 2016-03-23 | 0 | 0
|  |  |  | 2016-03-24 | 0 | 0
|  |  |  | 2016-03-25 | 0 | 0
|  |  |  | 2016-03-26 | 0 | 0
|  |  |  | 2016-03-27 | 0 | 0
|  |  |  | 2016-03-28 | 0 | 0
|  |  |  | 2016-03-29 | 0 | 0
|  |  |  | 2016-03-30 | 0 | 0
|  |  |  | 2016-03-31 | 0 | 0
|  |  |  | 2016-04-01 | 0.22 | 0.22
|  |  |  | 2016-04-02 | 0.01 | 0.01
|  |  |  | 2016-04-03 | 0 | 0
|  |  |  | 2016-04-04 | 0 | 0
|  |  |  | 2016-04-05 | 0 | 0
|  |  |  | 2016-04-06 | 0 | 0
|  |  |  | 2016-04-07 | 0 | 0
|  |  |  | 2016-04-08 | 0 | 0
|  |  |  | 2016-04-09 | 0 | 0
|  |  |  | 2016-04-10 | 0 | 0
|  |  |  | 2016-04-11 | 0 | 0
|  |  |  | 2016-04-12 | 0 | 0
|  |  |  | 2016-04-13 | 0 | 0
|  |  |  | 2016-04-14 | 0 | 0
|  |  |  | 2016-04-15 | 0 | 0
|  |  |  | 2016-04-16 | 0 | 0
|  |  |  | 2016-04-17 | 0.02 | 0.02
|  |  |  | 2016-04-18 | 0 | 0
|  |  |  | 2016-04-19 | 0 | 0
|  |  |  | 2016-04-20 | 0 | 0
|  |  |  | 2016-04-21 | 0 | 0
|  |  |  | 2016-04-22 | 0 | 0
|  |  |  | 2016-04-23 | 0 | 0
|  |  |  | 2016-04-24 | 0 | 0
|  |  |  | 2016-04-25 | 0 | 0
|  |  |  | 2016-04-26 | 0 | 0
|  |  |  | 2016-04-27 | 0 | 0
|  |  |  | 2016-04-28 | 0 | 0
|  |  |  | 2016-04-29 | 0 | 0
|  |  |  | 2016-04-30 | 0 | 0
|  |  |  | 2016-05-01 | 0 | 0
|  |  |  | 2016-05-02 | 0 | 0
|  |  |  | 2016-05-03 | 0 | 0
|  |  |  | 2016-05-04 | 0 | 0
|  |  |  | 2016-05-05 | 0 | 0
|  |  |  | 2016-05-06 | 0 | 0
|  |  |  | 2016-05-07 | 0.03 | 0.03
|  |  |  | 2016-05-08 | 0 | 0
|  |  |  | 2016-05-09 | 0 | 0
|  |  |  | 2016-05-10 | 0 | 0
|  |  |  | 2016-05-11 | 0 | 0
|  |  |  | 2016-05-12 | 0 | 0
|  |  |  | 2016-05-13 | 0 | 0
|  |  |  | 2016-05-14 | 0.06 | 0.06
|  |  |  | 2016-05-15 | 0 | 0
|  |  |  | 2016-05-16 | 0.83 | 0.83
|  |  |  | 2016-05-17 | 0.12 | 0.12
|  |  |  | 2016-05-18 | 0.08 | 0.08
|  |  |  | 2016-05-19 | 0.08 | 0.08
|  |  |  | 2016-05-20 | 0 | 0
|  |  |  | 2016-05-21 | 0 | 0
|  |  |  | 2016-05-22 | 0 | 0
|  |  |  | 2016-05-23 | 0 | 0
|  |  |  | 2016-05-24 | 0 | 0
|  |  |  | 2016-05-25 | 0 | 0
|  |  |  | 2016-05-26 | 0 | 0
|  |  |  | 2016-05-27 | 0 | 0
|  |  |  | 2016-05-28 | 0 | 0
|  |  |  | 2016-05-29 | 0 | 0
|  |  |  | 2016-05-30 | 0 | 0
|  |  |  | 2016-05-31 | 0.24 | 0.24
|  |  |  | 2016-06-01 | 0.4 | 0.4
|  |  |  | 2016-06-02 | 0.28 | 0.28
|  |  |  | 2016-06-03 | 0 | 0
|  |  |  | 2016-06-04 | 0 | 0
|  |  |  | 2016-06-05 | 0 | 0
|  |  |  | 2016-06-06 | 0 | 0
|  |  |  | 2016-06-07 | 0 | 0
|  |  |  | 2016-06-08 | 0 | 0
|  |  |  | 2016-06-09 | 0.21 | 0.21
|  |  |  | 2016-06-10 | 0.01 | 0.01
|  |  |  | 2016-06-11 | 0.15 | 0.15
|  |  |  | 2016-06-12 | 0.8 | 0.8
|  |  |  | 2016-06-13 | 0.02 | 0.02
|  |  |  | 2016-06-14 | 0 | 0
|  |  |  | 2016-06-15 | 0.03 | 0.03
|  |  |  | 2016-06-16 | 0.18 | 0.18
|  |  |  | 2016-06-17 | 0 | 0
|  |  |  | 2016-06-18 | 0 | 0
|  |  |  | 2016-06-19 | 0 | 0
|  |  |  | 2016-06-20 | 0 | 0
|  |  |  | 2016-06-21 | 0 | 0
|  |  |  | 2016-06-22 | 0 | 0
|  |  |  | 2016-06-23 | 0 | 0
|  |  |  | 2016-06-24 | 0 | 0
|  |  |  | 2016-06-25 | 0 | 0
|  |  |  | 2016-06-26 | 0.35 | 0.35
|  |  |  | 2016-06-27 | 0 | 0
|  |  |  | 2016-06-28 | 0.4 | 0.4
|  |  |  | 2016-06-29 | 0 | 0
|  |  |  | 2016-06-30 | 0 | 0
|  |  |  | 2016-07-01 | 0 | 0
|  |  |  | 2016-07-02 | 0.08 | 0.08
|  |  |  | 2016-07-03 | 0 | 0
|  |  |  | 2016-07-04 | 0 | 0
|  |  |  | 2016-07-05 | 0 | 0
|  |  |  | 2016-07-06 | 0 | 0
|  |  |  | 2016-07-07 | 0.05 | 0.05
|  |  |  | 2016-07-08 | 0.3 | 0.3
|  |  |  | 2016-07-09 | 0 | 0
|  |  |  | 2016-07-10 | 0.04 | 0.04
|  |  |  | 2016-07-11 | 0 | 0
|  |  |  | 2016-07-12 | 0.11 | 0.11
|  |  |  | 2016-07-13 | 0.12 | 0.12
|  |  |  | 2016-07-14 | 0.11 | 0.11
|  |  |  | 2016-07-15 | 0.02 | 0.02
|  |  |  | 2016-07-16 | 0 | 0
|  |  |  | 2016-07-17 | 0 | 0
|  |  |  | 2016-07-18 | 0 | 0
|  |  |  | 2016-07-19 | 0 | 0
|  |  |  | 2016-07-20 | 0 | 0
|  |  |  | 2016-07-21 | 0 | 0
|  |  |  | 2016-07-22 | 0 | 0
|  |  |  | 2016-07-23 | 0 | 0
|  |  |  | 2016-07-24 | 0 | 0
|  |  |  | 2016-07-25 | 0 | 0
|  |  |  | 2016-07-26 | 0 | 0
|  |  |  | 2016-07-27 | 0 | 0
|  |  |  | 2016-07-28 | 0 | 0
|  |  |  | 2016-07-29 | 0 | 0
|  |  |  | 2016-07-30 | 0.22 | 0.22
|  |  |  | 2016-07-31 | 0.21 | 0.21
|  |  |  | 2016-08-01 | 0.5 | 0.5
|  |  |  | 2016-08-02 | 0.53 | 0.53
|  |  |  | 2016-08-03 | 0.01 | 0.01
|  |  |  | 2016-08-04 | 0 | 0
|  |  |  | 2016-08-05 | 0.25 | 0.25
|  |  |  | 2016-08-06 | 0 | 0
|  |  |  | 2016-08-07 | 0 | 0
|  |  |  | 2016-08-08 | 0 | 0
|  |  |  | 2016-08-09 | 0 | 0
|  |  |  | 2016-08-10 | 0.31 | 0.31
|  |  |  | 2016-08-11 | 0.18 | 0.18
|  |  |  | 2016-08-12 | 0.15 | 0.15
|  |  |  | 2016-08-13 | 0.33 | 0.33
|  |  |  | 2016-08-14 | 0.04 | 0.04
|  |  |  | 2016-08-15 | 0 | 0
|  |  |  | 2016-08-16 | 0 | 0
|  |  |  | 2016-08-17 | 0 | 0
|  |  |  | 2016-08-18 | 0.32 | 0.32
|  |  |  | 2016-08-19 | 0.25 | 0.25
|  |  |  | 2016-08-20 | 0.02 | 0.02
|  |  |  | 2016-08-21 | 0.07 | 0.07
|  |  |  | 2016-08-22 | 0 | 0
|  |  |  | 2016-08-23 | 0.52 | 0.52
|  |  |  | 2016-08-24 | 0.9 | 0.9
|  |  |  | 2016-08-25 | 0 | 0
|  |  |  | 2016-08-26 | 0.06 | 0.06
|  |  |  | 2016-08-27 | 0 | 0
|  |  |  | 2016-08-28 | 0.42 | 0.42
|  |  |  | 2016-08-29 | 0.13 | 0.13
|  |  |  | 2016-08-30 | 0.08 | 0.08
|  |  |  | 2016-08-31 | 0.06 | 0.06
|  |  |  | 2016-09-01 | 0 | 0
|  |  |  | 2016-09-02 | 0.04 | 0.04
|  |  |  | 2016-09-03 | 0 | 0
|  |  |  | 2016-09-04 | 0 | 0
|  |  |  | 2016-09-05 | 0 | 0
|  |  |  | 2016-09-06 | 0 | 0
|  |  |  | 2016-09-07 | 0 | 0
|  |  |  | 2016-09-08 | 0 | 0
|  |  |  | 2016-09-09 | 0 | 0
|  |  |  | 2016-09-10 | 0.07 | 0.07
|  |  |  | 2016-09-11 | 0 | 0
|  |  |  | 2016-09-12 | 0 | 0
|  |  |  | 2016-09-13 | 0.37 | 0.37
|  |  |  | 2016-09-14 | 0.02 | 0.02
|  |  |  | 2016-09-15 | 0 | 0
|  |  |  | 2016-09-16 | 0.03 | 0.03
|  |  |  | 2016-09-17 | 0.31 | 0.31
|  |  |  | 2016-09-18 | 0 | 0
|  |  |  | 2016-09-19 | 0.38 | 0.38
|  |  |  | 2016-09-20 | 0 | 0
|  |  |  | 2016-09-21 | 0 | 0
|  |  |  | 2016-09-22 | 0 | 0
|  |  |  | 2016-09-23 | 0 | 0
|  |  |  | 2016-09-24 | 0 | 0
|  |  |  | 2016-09-25 | 0.3 | 0.3
|  |  |  | 2016-09-26 | 0.31 | 0.31
|  |  |  | 2016-09-27 | 0.07 | 0.07
|  |  |  | 2016-09-28 | 0 | 0
|  |  |  | 2016-09-29 | 0 | 0
|  |  |  | 2016-09-30 | 0.02 | 0.02
|  |  |  | 2016-10-01 | 0.03 | 0.03
|  |  |  | 2016-10-02 | 0 | 0
|  |  |  | 2016-10-03 | 0 | 0
|  |  |  | 2016-10-04 | 0.09 | 0.09
|  |  |  | 2016-10-05 | 0 | 0
|  |  |  | 2016-10-06 | 0 | 0
|  |  |  | 2016-10-07 | 0 | 0
|  |  |  | 2016-10-08 | 0.07 | 0.07
|  |  |  | 2016-10-09 | 0 | 0
|  |  |  | 2016-10-10 | 0 | 0
|  |  |  | 2016-10-11 | 0 | 0
|  |  |  | 2016-10-12 | 0 | 0
|  |  |  | 2016-10-13 | 0 | 0
|  |  |  | 2016-10-14 | 0 | 0
|  |  |  | 2016-10-15 | 0 | 0
|  |  |  | 2016-10-16 | 0 | 0
|  |  |  | 2016-10-17 | 0 | 0
|  |  |  | 2016-10-18 | 0 | 0
|  |  |  | 2016-10-19 | 0 | 0
|  |  |  | 2016-10-20 | 0 | 0
|  |  |  | 2016-10-21 | 0 | 0
|  |  |  | 2016-10-22 | 0 | 0
|  |  |  | 2016-10-23 | 0 | 0
|  |  |  | 2016-10-24 | 0 | 0
|  |  |  | 2016-10-25 | 0.08 | 0.08
|  |  |  | 2016-10-26 | 0.04 | 0.04
|  |  |  | 2016-10-27 | 0 | 0
|  |  |  | 2016-10-28 | 0 | 0
|  |  |  | 2016-10-29 | 0 | 0
|  |  |  | 2016-10-30 | 0 | 0
|  |  |  | 2016-10-31 | 0 | 0
|  |  |  | 2016-11-01 | 0 | 0
|  |  |  | 2016-11-02 | 0 | 0
|  |  |  | 2016-11-03 | 0 | 0
|  |  |  | 2016-11-04 | 0.02 | 0.02
|  |  |  | 2016-11-05 | 0 | 0
|  |  |  | 2016-11-06 | 0 | 0
|  |  |  | 2016-11-07 | 0 | 0
|  |  |  | 2016-11-08 | 0 | 0
|  |  |  | 2016-11-09 | 0.03 | 0.03
|  |  |  | 2016-11-10 | 0 | 0
|  |  |  | 2016-11-11 | 0.15 | 0.15
|  |  |  | 2016-11-12 | 0 | 0
|  |  |  | 2016-11-13 | 0.01 | 0.01
|  |  |  | 2016-11-14 | 0 | 0
|  |  |  | 2016-11-15 | 0 | 0
|  |  |  | 2016-11-16 | 0 | 0
|  |  |  | 2016-11-17 | 0 | 0
|  |  |  | 2016-11-18 | 0 | 0
|  |  |  | 2016-11-19 | 0 | 0
|  |  |  | 2016-11-20 | 0 | 0
|  |  |  | 2016-11-21 | 0 | 0
|  |  |  | 2016-11-22 | 0 | 0
|  |  |  | 2016-11-23 | 0 | 0
|  |  |  | 2016-11-24 | 0 | 0
|  |  |  | 2016-11-25 | 0 | 0
|  |  |  | 2016-11-26 | 0 | 0
|  |  |  | 2016-11-27 | 0 | 0
|  |  |  | 2016-11-28 | 0 | 0
|  |  |  | 2016-11-29 | 0 | 0
|  |  |  | 2016-11-30 | 0 | 0
|  |  |  | 2016-12-01 | 0 | 0
|  |  |  | 2016-12-02 | 0 | 0
|  |  |  | 2016-12-03 | 0.18 | 0.18
|  |  |  | 2016-12-04 | 0.04 | 0.04
|  |  |  | 2016-12-05 | 0 | 0
|  |  |  | 2016-12-06 | 0 | 0
|  |  |  | 2016-12-07 | 0 | 0
|  |  |  | 2016-12-08 | 0 | 0
|  |  |  | 2016-12-09 | 0.01 | 0.01
|  |  |  | 2016-12-10 | 0 | 0
|  |  |  | 2016-12-11 | 0 | 0
|  |  |  | 2016-12-12 | 0 | 0
|  |  |  | 2016-12-13 | 0 | 0
|  |  |  | 2016-12-14 | 0 | 0
|  |  |  | 2016-12-15 | 0 | 0
|  |  |  | 2016-12-16 | 0 | 0
|  |  |  | 2016-12-17 | 0 | 0
|  |  |  | 2016-12-18 | 0 | 0
|  |  |  | 2016-12-19 | 0 | 0
|  |  |  | 2016-12-20 | 0 | 0
|  |  |  | 2016-12-21 | 0 | 0
|  |  |  | 2016-12-22 | 0 | 0
|  |  |  | 2016-12-23 | 0 | 0
|  |  |  | 2016-12-24 | 0 | 0
|  |  |  | 2016-12-25 | 0 | 0
|  |  |  | 2016-12-26 | 0 | 0
|  |  |  | 2016-12-27 | 0 | 0
|  |  |  | 2016-12-28 | 0 | 0
|  |  |  | 2016-12-29 | 0 | 0
|  |  |  | 2016-12-30 | 0.41 | 0.41
|  |  |  | 2016-12-31 | 0 | 0
|  |  |  | 2017-01-01 | 0.05 | 0.05
|  |  |  | 2017-01-02 | 0.06 | 0.06
|  |  |  | 2017-01-03 | 0 | 0
|  |  |  | 2017-01-04 | 0 | 0
|  |  |  | 2017-01-05 | 0 | 0
|  |  |  | 2017-01-06 | 0 | 0
|  |  |  | 2017-01-07 | 0 | 0
|  |  |  | 2017-01-08 | 0 | 0
|  |  |  | 2017-01-09 | 0 | 0
|  |  |  | 2017-01-10 | 0 | 0
|  |  |  | 2017-01-11 | 0 | 0
|  |  |  | 2017-01-12 | 0 | 0
|  |  |  | 2017-01-13 | 0 | 0
|  |  |  | 2017-01-14 | 0 | 0
|  |  |  | 2017-01-15 | 0.29 | 0.29
|  |  |  | 2017-01-16 | 0 | 0
|  |  |  | 2017-01-17 | 0 | 0
|  |  |  | 2017-01-18 | 0 | 0
|  |  |  | 2017-01-19 | 0 | 0
|  |  |  | 2017-01-20 | 0 | 0
|  |  |  | 2017-01-21 | 0.16 | 0.16
|  |  |  | 2017-01-22 | 0.05 | 0.05
|  |  |  | 2017-01-23 | 0 | 0
|  |  |  | 2017-01-24 | 0 | 0
|  |  |  | 2017-01-25 | 0 | 0
|  |  |  | 2017-01-26 | 0 | 0
|  |  |  | 2017-01-27 | 0 | 0
|  |  |  | 2017-01-28 | 0 | 0
|  |  |  | 2017-01-29 | 0 | 0
|  |  |  | 2017-01-30 | 0 | 0
|  |  |  | 2017-01-31 | 0 | 0
|  |  |  | 2017-02-01 | 0 | 0
|  |  |  | 2017-02-02 | 0 | 0
|  |  |  | 2017-02-03 | 0 | 0
|  |  |  | 2017-02-04 | 0 | 0
|  |  |  | 2017-02-05 | 0 | 0
|  |  |  | 2017-02-06 | 0 | 0
|  |  |  | 2017-02-07 | 0 | 0
|  |  |  | 2017-02-08 | 0 | 0
|  |  |  | 2017-02-09 | 0 | 0
|  |  |  | 2017-02-10 | 0 | 0
|  |  |  | 2017-02-11 | 0 | 0
|  |  |  | 2017-02-12 | 0 | 0
|  |  |  | 2017-02-13 | 0 | 0
|  |  |  | 2017-02-14 | 0 | 0
|  |  |  | 2017-02-15 | 0 | 0
|  |  |  | 2017-02-16 | 0 | 0
|  |  |  | 2017-02-17 | 0 | 0
|  |  |  | 2017-02-18 | 0 | 0
|  |  |  | 2017-02-19 | 0 | 0
|  |  |  | 2017-02-20 | 0 | 0
|  |  |  | 2017-02-21 | 0 | 0
|  |  |  | 2017-02-22 | 0 | 0
|  |  |  | 2017-02-23 | 0 | 0
|  |  |  | 2017-02-24 | 0 | 0
|  |  |  | 2017-02-25 | 0 | 0
|  |  |  | 2017-02-26 | 0 | 0
|  |  |  | 2017-02-27 | 0 | 0
|  |  |  | 2017-02-28 | 0 | 0
|  |  |  | 2017-03-01 | 0 | 0
|  |  |  | 2017-03-02 | 0 | 0
|  |  |  | 2017-03-03 | 0 | 0
|  |  |  | 2017-03-04 | 0 | 0
|  |  |  | 2017-03-05 | 0 | 0
|  |  |  | 2017-03-06 | 0 | 0
|  |  |  | 2017-03-07 | 0 | 0
|  |  |  | 2017-03-08 | 0 | 0
|  |  |  | 2017-03-09 | 0 | 0
|  |  |  | 2017-03-10 | 0 | 0
|  |  |  | 2017-03-11 | 0 | 0
|  |  |  | 2017-03-12 | 0 | 0
|  |  |  | 2017-03-13 | 0 | 0
|  |  |  | 2017-03-14 | 0 | 0
|  |  |  | 2017-03-15 | 0 | 0
|  |  |  | 2017-03-16 | 0 | 0
|  |  |  | 2017-03-17 | 0 | 0
|  |  |  | 2017-03-18 | 0.09 | 0.09
|  |  |  | 2017-03-19 | 0 | 0
|  |  |  | 2017-03-20 | 0 | 0
|  |  |  | 2017-03-21 | 0 | 0
|  |  |  | 2017-03-22 | 0 | 0
|  |  |  | 2017-03-23 | 0 | 0
|  |  |  | 2017-03-24 | 0 | 0
|  |  |  | 2017-03-25 | 0 | 0
|  |  |  | 2017-03-26 | 0 | 0
|  |  |  | 2017-03-27 | 0 | 0
|  |  |  | 2017-03-28 | 0 | 0
|  |  |  | 2017-03-29 | 0 | 0
|  |  |  | 2017-03-30 | 0 | 0
|  |  |  | 2017-03-31 | 0 | 0
|  |  |  | 2017-04-01 | 0 | 0
|  |  |  | 2017-04-02 | 0.66 | 0.66
|  |  |  | 2017-04-03 | 0 | 0
|  |  |  | 2017-04-04 | 0 | 0
|  |  |  | 2017-04-05 | 0 | 0
|  |  |  | 2017-04-06 | 0 | 0
|  |  |  | 2017-04-07 | 0 | 0
|  |  |  | 2017-04-08 | 0 | 0
|  |  |  | 2017-04-09 | 0 | 0
|  |  |  | 2017-04-10 | 0 | 0
|  |  |  | 2017-04-11 | 0 | 0
|  |  |  | 2017-04-12 | 0 | 0
|  |  |  | 2017-04-13 | 1.3 | 1.3
|  |  |  | 2017-04-14 | 0 | 0
|  |  |  | 2017-04-15 | 0 | 0
|  |  |  | 2017-04-16 | 0 | 0
|  |  |  | 2017-04-17 | 0.04 | 0.04
|  |  |  | 2017-04-18 | 0 | 0
|  |  |  | 2017-04-19 | 0 | 0
|  |  |  | 2017-04-20 | 0 | 0
|  |  |  | 2017-04-21 | 0 | 0
|  |  |  | 2017-04-22 | 0 | 0
|  |  |  | 2017-04-23 | 0 | 0
|  |  |  | 2017-04-24 | 0 | 0
|  |  |  | 2017-04-25 | 0 | 0
|  |  |  | 2017-04-26 | 0 | 0
|  |  |  | 2017-04-27 | 0 | 0
|  |  |  | 2017-04-28 | 0 | 0
|  |  |  | 2017-04-29 | 0 | 0
|  |  |  | 2017-04-30 | 0 | 0
|  |  |  | 2017-05-01 | 0 | 0
|  |  |  | 2017-05-02 | 0 | 0
|  |  |  | 2017-05-03 | 0 | 0
|  |  |  | 2017-05-04 | 0 | 0
|  |  |  | 2017-05-05 | 0 | 0
|  |  |  | 2017-05-06 | 0 | 0
|  |  |  | 2017-05-07 | 0 | 0
|  |  |  | 2017-05-08 | 0 | 0
|  |  |  | 2017-05-09 | 0 | 0
|  |  |  | 2017-05-10 | 0 | 0
|  |  |  | 2017-05-11 | 0 | 0
|  |  |  | 2017-05-12 | 0 | 0
|  |  |  | 2017-05-13 | 0 | 0
|  |  |  | 2017-05-14 | 0 | 0
|  |  |  | 2017-05-15 | 0 | 0
|  |  |  | 2017-05-16 | 0 | 0
|  |  |  | 2017-05-17 | 0 | 0
|  |  |  | 2017-05-18 | 0 | 0
|  |  |  | 2017-05-19 | 0 | 0
|  |  |  | 2017-05-20 | 0 | 0
|  |  |  | 2017-05-21 | 0 | 0
|  |  |  | 2017-05-22 | 0 | 0
|  |  |  | 2017-05-23 | 0 | 0
|  |  |  | 2017-05-24 | 0 | 0
|  |  |  | 2017-05-25 | 0 | 0
|  |  |  | 2017-05-26 | 0 | 0
|  |  |  | 2017-05-27 | 0 | 0
|  |  |  | 2017-05-28 | 0 | 0
|  |  |  | 2017-05-29 | 0 | 0
|  |  |  | 2017-05-30 | 0.1 | 0.1
|  |  |  | 2017-05-31 | 0.01 | 0.01
|  |  |  | 2017-06-01 | 0 | 0
|  |  |  | 2017-06-02 | 0.29 | 0.29
|  |  |  | 2017-06-03 | 0 | 0
|  |  |  | 2017-06-04 | 0 | 0
|  |  |  | 2017-06-05 | 0.01 | 0.01
|  |  |  | 2017-06-06 | 0 | 0
|  |  |  | 2017-06-07 | 0 | 0
|  |  |  | 2017-06-08 | 0.21 | 0.21
|  |  |  | 2017-06-09 | 0 | 0
|  |  |  | 2017-06-10 | 0.02 | 0.02
|  |  |  | 2017-06-11 | 0 | 0
|  |  |  | 2017-06-12 | 0 | 0
|  |  |  | 2017-06-13 | 0 | 0
|  |  |  | 2017-06-14 | 0 | 0
|  |  |  | 2017-06-15 | 0 | 0
|  |  |  | 2017-06-16 | 0 | 0
|  |  |  | 2017-06-17 | 0 | 0
|  |  |  | 2017-06-18 | 0 | 0
|  |  |  | 2017-06-19 | 0 | 0
|  |  |  | 2017-06-20 | 0 | 0
|  |  |  | 2017-06-21 | 0 | 0
|  |  |  | 2017-06-22 | 0 | 0
|  |  |  | 2017-06-23 | 0 | 0
|  |  |  | 2017-06-24 | 0.02 | 0.02
|  |  |  | 2017-06-25 | 0 | 0
|  |  |  | 2017-06-26 | 0 | 0
|  |  |  | 2017-06-27 | 0 | 0
|  |  |  | 2017-06-28 | 0 | 0
|  |  |  | 2017-06-29 | 0 | 0
|  |  |  | 2017-06-30 | 0 | 0
|  |  |  | 2017-07-01 | 0 | 0
|  |  |  | 2017-07-02 | 0 | 0
|  |  |  | 2017-07-03 | 0 | 0
|  |  |  | 2017-07-04 | 0.27 | 0.27
|  |  |  | 2017-07-05 | 0 | 0
|  |  |  | 2017-07-06 | 0.01 | 0.01
|  |  |  | 2017-07-07 | 0.21 | 0.21
|  |  |  | 2017-07-08 | 0.01 | 0.01
|  |  |  | 2017-07-09 | 0 | 0
|  |  |  | 2017-07-10 | 0 | 0
|  |  |  | 2017-07-11 | 0 | 0
|  |  |  | 2017-07-12 | 0 | 0
|  |  |  | 2017-07-13 | 0.05 | 0.05
|  |  |  | 2017-07-14 | 0.97 | 0.97
|  |  |  | 2017-07-15 | 0.76 | 0.76
|  |  |  | 2017-07-16 | 0.01 | 0.01
|  |  |  | 2017-07-17 | 0.09 | 0.09
|  |  |  | 2017-07-18 | 0.04 | 0.04
|  |  |  | 2017-07-19 | 0.41 | 0.41
|  |  |  | 2017-07-20 | 0 | 0
|  |  |  | 2017-07-21 | 0 | 0
|  |  |  | 2017-07-22 | 0.18 | 0.18
|  |  |  | 2017-07-23 | 0.1 | 0.1
|  |  |  | 2017-07-24 | 0.1 | 0.1
|  |  |  | 2017-07-25 | 0.02 | 0.02
|  |  |  | 2017-07-26 | 0 | 0
|  |  |  | 2017-07-27 | 0 | 0
|  |  |  | 2017-07-28 | 0 | 0
|  |  |  | 2017-07-29 | 0 | 0
|  |  |  | 2017-07-30 | 0.13 | 0.13
|  |  |  | 2017-07-31 | 0 | 0
|  |  |  | 2017-08-01 | 0.01 | 0.01
|  |  |  | 2017-08-02 | 0.03 | 0.03
|  |  |  | 2017-08-03 | 0 | 0
|  |  |  | 2017-08-04 | 0 | 0
|  |  |  | 2017-08-05 | 0 | 0
|  |  |  | 2017-08-06 | 0.03 | 0.03
|  |  |  | 2017-08-07 | 0.06 | 0.06
|  |  |  | 2017-08-08 | 0 | 0
|  |  |  | 2017-08-09 | 0 | 0
|  |  |  | 2017-08-10 | 0 | 0
|  |  |  | 2017-08-11 | 0 | 0
|  |  |  | 2017-08-12 | 0.48 | 0.48
|  |  |  | 2017-08-13 | 0.48 | 0.48
|  |  |  | 2017-08-14 | 0.02 | 0.02
|  |  |  | 2017-08-15 | 0 | 0
|  |  |  | 2017-08-16 | 0.11 | 0.11
|  |  |  | 2017-08-17 | 0 | 0
|  |  |  | 2017-08-18 | 0 | 0
|  |  |  | 2017-08-19 | 0 | 0
|  |  |  | 2017-08-20 | 0.01 | 0.01
|  |  |  | 2017-08-21 | 0.52 | 0.52
|  |  |  | 2017-08-22 | 0 | 0
|  |  |  | 2017-08-23 | 0 | 0
|  |  |  | 2017-08-24 | 0.19 | 0.19
|  |  |  | 2017-08-25 | 0.02 | 0.02
|  |  |  | 2017-08-26 | 0 | 0
|  |  |  | 2017-08-27 | 0 | 0
|  |  |  | 2017-08-28 | 0 | 0
|  |  |  | 2017-08-29 | 0 | 0
|  |  |  | 2017-08-30 | 0 | 0
|  |  |  | 2017-08-31 | 0 | 0
|  |  |  | 2017-09-01 | 0 | 0
|  |  |  | 2017-09-02 | 0 | 0
|  |  |  | 2017-09-03 | 0 | 0
|  |  |  | 2017-09-04 | 0 | 0
|  |  |  | 2017-09-05 | 0 | 0
|  |  |  | 2017-09-06 | 0 | 0
|  |  |  | 2017-09-07 | 0 | 0
|  |  |  | 2017-09-08 | 0 | 0
|  |  |  | 2017-09-09 | 0 | 0
|  |  |  | 2017-09-10 | 0 | 0
|  |  |  | 2017-09-11 | 0 | 0
|  |  |  | 2017-09-12 | 0 | 0
|  |  |  | 2017-09-13 | 0 | 0
|  |  |  | 2017-09-14 | 0 | 0
|  |  |  | 2017-09-15 | 0 | 0
|  |  |  | 2017-09-16 | 0.38 | 0.38
|  |  |  | 2017-09-17 | 0 | 0
|  |  |  | 2017-09-18 | 0 | 0
|  |  |  | 2017-09-19 | 0 | 0
|  |  |  | 2017-09-20 | 0 | 0
|  |  |  | 2017-09-21 | 0 | 0
|  |  |  | 2017-09-22 | 0 | 0
|  |  |  | 2017-09-23 | 0 | 0
|  |  |  | 2017-09-24 | 1 | 1
|  |  |  | 2017-09-25 | 0 | 0
|  |  |  | 2017-09-26 | 0.98 | 0.98
|  |  |  | 2017-09-27 | 0.08 | 0.08
|  |  |  | 2017-09-28 | 0 | 0
|  |  |  | 2017-09-29 | 0.06 | 0.06
|  |  |  | 2017-09-30 | 0.25 | 0.25
|  |  |  | 2017-10-01 | 0.01 | 0.01
|  |  |  | 2017-10-02 | 0 | 0
|  |  |  | 2017-10-03 | 0.05 | 0.05
|  |  |  | 2017-10-04 | 0.41 | 0.41
|  |  |  | 2017-10-05 | 0 | 0
|  |  |  | 2017-10-06 | 0 | 0
|  |  |  | 2017-10-07 | 0 | 0
|  |  |  | 2017-10-08 | 0 | 0
|  |  |  | 2017-10-09 | 0 | 0
|  |  |  | 2017-10-10 | 0 | 0
|  |  |  | 2017-10-11 | 0 | 0
|  |  |  | 2017-10-12 | 0 | 0
|  |  |  | 2017-10-13 | 0 | 0
|  |  |  | 2017-10-14 | 0 | 0
|  |  |  | 2017-10-15 | 0 | 0
|  |  |  | 2017-10-16 | 0 | 0
|  |  |  | 2017-10-17 | 0 | 0
|  |  |  | 2017-10-18 | 0 | 0
|  |  |  | 2017-10-19 | 0 | 0
|  |  |  | 2017-10-20 | 0.05 | 0.05
|  |  |  | 2017-10-21 | 0 | 0
|  |  |  | 2017-10-22 | 0 | 0
|  |  |  | 2017-10-23 | 0 | 0
|  |  |  | 2017-10-24 | 0 | 0
|  |  |  | 2017-10-25 | 0 | 0
|  |  |  | 2017-10-26 | 0 | 0
|  |  |  | 2017-10-27 | 0 | 0
|  |  |  | 2017-10-28 | 0 | 0
|  |  |  | 2017-10-29 | 0 | 0
|  |  |  | 2017-10-30 | 0 | 0
|  |  |  | 2017-10-31 | 0.02 | 0.02
|  |  |  | 2017-11-01 | 0 | 0
|  |  |  | 2017-11-02 | 0 | 0
|  |  |  | 2017-11-03 | 0 | 0
|  |  |  | 2017-11-04 | 0 | 0
|  |  |  | 2017-11-05 | 0 | 0
|  |  |  | 2017-11-06 | 0 | 0
|  |  |  | 2017-11-07 | 0 | 0
|  |  |  | 2017-11-08 | 0.14 | 0.14
|  |  |  | 2017-11-09 | 0 | 0
|  |  |  | 2017-11-10 | 0.01 | 0.01
|  |  |  | 2017-11-11 | 0 | 0
|  |  |  | 2017-11-12 | 0 | 0
|  |  |  | 2017-11-13 | 0 | 0
|  |  |  | 2017-11-14 | 0 | 0
|  |  |  | 2017-11-15 | 0 | 0
|  |  |  | 2017-11-16 | 0 | 0
|  |  |  | 2017-11-17 | 0 | 0
|  |  |  | 2017-11-18 | 0 | 0
|  |  |  | 2017-11-19 | 0 | 0
|  |  |  | 2017-11-20 | 0 | 0
|  |  |  | 2017-11-21 | 0 | 0
|  |  |  | 2017-11-22 | 0 | 0
|  |  |  | 2017-11-23 | 0 | 0
|  |  |  | 2017-11-24 | 0 | 0
|  |  |  | 2017-11-25 | 0 | 0
|  |  |  | 2017-11-26 | 0 | 0
|  |  |  | 2017-11-27 | 0 | 0
|  |  |  | 2017-11-28 | 0 | 0
|  |  |  | 2017-11-29 | 0 | 0
|  |  |  | 2017-11-30 | 0 | 0
|  |  |  | 2017-12-01 | 0 | 0
|  |  |  | 2017-12-02 | 0 | 0
|  |  |  | 2017-12-03 | 0 | 0
|  |  |  | 2017-12-04 | 0 | 0
|  |  |  | 2017-12-05 | 0 | 0
|  |  |  | 2017-12-06 | 0.38 | 0.38
|  |  |  | 2017-12-07 | 0.05 | 0.05
|  |  |  | 2017-12-08 | 0.2 | 0.2
|  |  |  | 2017-12-09 | 0 | 0
|  |  |  | 2017-12-10 | 0 | 0
|  |  |  | 2017-12-11 | 0 | 0
|  |  |  | 2017-12-12 | 0 | 0
|  |  |  | 2017-12-13 | 0 | 0
|  |  |  | 2017-12-14 | 0 | 0
|  |  |  | 2017-12-15 | 0 | 0
|  |  |  | 2017-12-16 | 0 | 0
|  |  |  | 2017-12-17 | 0 | 0
|  |  |  | 2017-12-18 | 0 | 0
|  |  |  | 2017-12-19 | 0 | 0
|  |  |  | 2017-12-20 | 0 | 0
|  |  |  | 2017-12-21 | 0 | 0
|  |  |  | 2017-12-22 | 0 | 0
|  |  |  | 2017-12-23 | 0 | 0
|  |  |  | 2017-12-24 | 0 | 0
|  |  |  | 2017-12-25 | 0 | 0
|  |  |  | 2017-12-26 | 0 | 0
|  |  |  | 2017-12-27 | 0 | 0
|  |  |  | 2017-12-28 | 0 | 0
|  |  |  | 2017-12-29 | 0 | 0
|  |  |  | 2017-12-30 | 0 | 0
|  |  |  | 2017-12-31 | 0 | 0
|  |  |  | 2018-01-01 | 0 | 0
|  |  |  | 2018-01-02 | 0 | 0
|  |  |  | 2018-01-03 | 0 | 0
|  |  |  | 2018-01-04 | 0 | 0
|  |  |  | 2018-01-05 | 0 | 0
|  |  |  | 2018-01-06 | 0 | 0
|  |  |  | 2018-01-07 | 0 | 0
|  |  |  | 2018-01-08 | 0 | 0
|  |  |  | 2018-01-09 | 0 | 0
|  |  |  | 2018-01-10 | 0 | 0
|  |  |  | 2018-01-11 | 0.02 | 0.02
|  |  |  | 2018-01-12 | 0 | 0
|  |  |  | 2018-01-13 | 0 | 0
|  |  |  | 2018-01-14 | 0 | 0
|  |  |  | 2018-01-15 | 0 | 0
|  |  |  | 2018-01-16 | 0 | 0
|  |  |  | 2018-01-17 | 0 | 0
|  |  |  | 2018-01-18 | 0 | 0
|  |  |  | 2018-01-19 | 0 | 0
|  |  |  | 2018-01-20 | 0 | 0
|  |  |  | 2018-01-21 | 0 | 0
|  |  |  | 2018-01-22 | 0 | 0
|  |  |  | 2018-01-23 | 0 | 0
|  |  |  | 2018-01-24 | 0 | 0
|  |  |  | 2018-01-25 | 0 | 0
|  |  |  | 2018-01-26 | 0 | 0
|  |  |  | 2018-01-27 | 0 | 0
|  |  |  | 2018-01-28 | 0 | 0
|  |  |  | 2018-01-29 | 0 | 0
|  |  |  | 2018-01-30 | 0 | 0
|  |  |  | 2018-01-31 | 0 | 0
|  |  |  | 2018-02-01 | 0 | 0
|  |  |  | 2018-02-02 | 0 | 0
|  |  |  | 2018-02-03 | 0 | 0
|  |  |  | 2018-02-04 | 0 | 0
|  |  |  | 2018-02-05 | 0 | 0
|  |  |  | 2018-02-06 | 0 | 0
|  |  |  | 2018-02-07 | 0 | 0
|  |  |  | 2018-02-08 | 0 | 0
|  |  |  | 2018-02-09 | 0 | 0
|  |  |  | 2018-02-10 | 0 | 0
|  |  |  | 2018-02-11 | 0 | 0
|  |  |  | 2018-02-12 | 0 | 0
|  |  |  | 2018-02-13 | 0 | 0
|  |  |  | 2018-02-14 | 0 | 0
|  |  |  | 2018-02-15 | 0 | 0
|  |  |  | 2018-02-16 | 0 | 0
|  |  |  | 2018-02-17 | 0 | 0
|  |  |  | 2018-02-18 | 0 | 0
|  |  |  | 2018-02-19 | 0 | 0
|  |  |  | 2018-02-20 | 0 | 0
|  |  |  | 2018-02-21 | 0 | 0
|  |  |  | 2018-02-22 | 0 | 0
|  |  |  | 2018-02-23 | 0 | 0
|  |  |  | 2018-02-24 | 0 | 0
|  |  |  | 2018-02-25 | 0 | 0
|  |  |  | 2018-02-26 | 0 | 0
|  |  |  | 2018-02-27 | 0 | 0
|  |  |  | 2018-02-28 | 0.01 | 0.01
|  |  |  | 2018-03-01 | 0 | 0
|  |  |  | 2018-03-02 | 0 | 0
|  |  |  | 2018-03-03 | 0 | 0
|  |  |  | 2018-03-04 | 0 | 0
|  |  |  | 2018-03-05 | 0 | 0
|  |  |  | 2018-03-06 | 0 | 0
|  |  |  | 2018-03-07 | 0 | 0
|  |  |  | 2018-03-08 | 0 | 0
|  |  |  | 2018-03-09 | 0 | 0
|  |  |  | 2018-03-10 | 0 | 0
|  |  |  | 2018-03-11 | 0 | 0
|  |  |  | 2018-03-12 | 0 | 0
|  |  |  | 2018-03-13 | 0 | 0
|  |  |  | 2018-03-14 | 0 | 0
|  |  |  | 2018-03-15 | 0 | 0
|  |  |  | 2018-03-16 | 0 | 0
|  |  |  | 2018-03-17 | 0 | 0
|  |  |  | 2018-03-18 | 0 | 0
|  |  |  | 2018-03-19 | 0 | 0
|  |  |  | 2018-03-20 | 0 | 0
|  |  |  | 2018-03-21 | 0 | 0
|  |  |  | 2018-03-22 | 0 | 0
|  |  |  | 2018-03-23 | 0 | 0
|  |  |  | 2018-03-24 | 0 | 0
|  |  |  | 2018-03-25 | 0 | 0
|  |  |  | 2018-03-26 | 0 | 0
|  |  |  | 2018-03-27 | 0 | 0
|  |  |  | 2018-03-28 | 0 | 0
|  |  |  | 2018-03-29 | 0 | 0
|  |  |  | 2018-03-30 | 0 | 0
|  |  |  | 2018-03-31 | 0 | 0
|  |  |  | 2018-04-01 | 0 | 0
|  |  |  | 2018-04-02 | 0 | 0
|  |  |  | 2018-04-03 | 0 | 0
|  |  |  | 2018-04-04 | 0 | 0
|  |  |  | 2018-04-05 | 0 | 0
|  |  |  | 2018-04-06 | 0 | 0
|  |  |  | 2018-04-07 | 0 | 0
|  |  |  | 2018-04-08 | 0 | 0
|  |  |  | 2018-04-09 | 0 | 0
|  |  |  | 2018-04-10 | 0 | 0
|  |  |  | 2018-04-11 | 0 | 0
|  |  |  | 2018-04-12 | 0 | 0
|  |  |  | 2018-04-13 | 0 | 0
|  |  |  | 2018-04-14 | 0 | 0
|  |  |  | 2018-04-15 | 0 | 0
|  |  |  | 2018-04-16 | 0 | 0
|  |  |  | 2018-04-17 | 0 | 0
|  |  |  | 2018-04-18 | 0 | 0
|  |  |  | 2018-04-19 | 0 | 0
|  |  |  | 2018-04-20 | 0 | 0
|  |  |  | 2018-04-21 | 0 | 0
|  |  |  | 2018-04-22 | 0 | 0
|  |  |  | 2018-04-23 | 0 | 0
|  |  |  | 2018-04-24 | 0 | 0
|  |  |  | 2018-04-25 | 0 | 0
|  |  |  | 2018-04-26 | 0 | 0
|  |  |  | 2018-04-27 | 0 | 0
|  |  |  | 2018-04-28 | 0 | 0
|  |  |  | 2018-04-29 | 0 | 0
|  |  |  | 2018-04-30 | 0.42 | 0.42
|  |  |  | 2018-05-01 | 0 | 0
|  |  |  | 2018-05-02 | 0 | 0
|  |  |  | 2018-05-03 | 0 | 0
|  |  |  | 2018-05-04 | 0 | 0
|  |  |  | 2018-05-05 | 0 | 0
|  |  |  | 2018-05-06 | 0 | 0
|  |  |  | 2018-05-07 | 0 | 0
|  |  |  | 2018-05-08 | 0 | 0
|  |  |  | 2018-05-09 | 0.02 | 0.02
|  |  |  | 2018-05-10 | 0 | 0
|  |  |  | 2018-05-11 | 0 | 0
|  |  |  | 2018-05-12 | 0 | 0
|  |  |  | 2018-05-13 | 0 | 0
|  |  |  | 2018-05-14 | 0 | 0
|  |  |  | 2018-05-15 | 0 | 0
|  |  |  | 2018-05-16 | 0 | 0
|  |  |  | 2018-05-17 | 0.11 | 0.11
|  |  |  | 2018-05-18 | 0 | 0
|  |  |  | 2018-05-19 | 0 | 0
|  |  |  | 2018-05-20 | 0 | 0
|  |  |  | 2018-05-21 | 0 | 0
|  |  |  | 2018-05-22 | 0 | 0
|  |  |  | 2018-05-23 | 0.98 | 0.98
|  |  |  | 2018-05-24 | 0.02 | 0.02
|  |  |  | 2018-05-25 | 0.8 | 0.8
|  |  |  | 2018-05-26 | 0 | 0
|  |  |  | 2018-05-27 | 0 | 0
|  |  |  | 2018-05-28 | 0 | 0
|  |  |  | 2018-05-29 | 0 | 0
|  |  |  | 2018-05-30 | 0 | 0
|  |  |  | 2018-05-31 | 0 | 0
|  |  |  | 2018-06-01 | 0 | 0
|  |  |  | 2018-06-02 | 0 | 0
|  |  |  | 2018-06-03 | 0 | 0
|  |  |  | 2018-06-04 | 0.6 | 0.6
|  |  |  | 2018-06-05 | 0 | 0
|  |  |  | 2018-06-06 | 0 | 0
|  |  |  | 2018-06-07 | 0 | 0
|  |  |  | 2018-06-08 | 0.01 | 0.01
|  |  |  | 2018-06-09 | 0 | 0
|  |  |  | 2018-06-10 | 0 | 0
|  |  |  | 2018-06-11 | 0 | 0
|  |  |  | 2018-06-12 | 0 | 0
|  |  |  | 2018-06-13 | 0 | 0
|  |  |  | 2018-06-14 | 0 | 0
|  |  |  | 2018-06-15 | 0 | 0
|  |  |  | 2018-06-16 | 0.02 | 0.02
|  |  |  | 2018-06-17 | 1.31 | 1.31
|  |  |  | 2018-06-18 | 0 | 0
|  |  |  | 2018-06-19 | 0 | 0
|  |  |  | 2018-06-20 | 0 | 0
|  |  |  | 2018-06-21 | 0 | 0
|  |  |  | 2018-06-22 | 0 | 0
|  |  |  | 2018-06-23 | 0 | 0
|  |  |  | 2018-06-24 | 0 | 0
|  |  |  | 2018-06-25 | 0 | 0
|  |  |  | 2018-06-26 | 0 | 0
|  |  |  | 2018-06-27 | 0 | 0
|  |  |  | 2018-06-28 | 0 | 0
|  |  |  | 2018-06-29 | 0 | 0
|  |  |  | 2018-06-30 | 0.13 | 0.13
|  |  |  | 2018-07-01 | 0 | 0
|  |  |  | 2018-07-02 | 0.13 | 0.13
|  |  |  | 2018-07-03 | 0.11 | 0.11
|  |  |  | 2018-07-04 | 0.23 | 0.23
|  |  |  | 2018-07-05 | 0 | 0
|  |  |  | 2018-07-06 | 0.07 | 0.07
|  |  |  | 2018-07-07 | 0 | 0
|  |  |  | 2018-07-08 | 0 | 0
|  |  |  | 2018-07-09 | 0.39 | 0.39
|  |  |  | 2018-07-10 | 0.47 | 0.47
|  |  |  | 2018-07-11 | 0.04 | 0.04
|  |  |  | 2018-07-12 | 0 | 0
|  |  |  | 2018-07-13 | 0.01 | 0.01
|  |  |  | 2018-07-14 | 0 | 0
|  |  |  | 2018-07-15 | 0 | 0
|  |  |  | 2018-07-16 | 0 | 0
|  |  |  | 2018-07-17 | 0 | 0
|  |  |  | 2018-07-18 | 0 | 0
|  |  |  | 2018-07-19 | 0 | 0
|  |  |  | 2018-07-20 | 0 | 0
|  |  |  | 2018-07-21 | 0 | 0
|  |  |  | 2018-07-22 | 0 | 0
|  |  |  | 2018-07-23 | 0 | 0
|  |  |  | 2018-07-24 | 0 | 0
|  |  |  | 2018-07-25 | 0 | 0
|  |  |  | 2018-07-26 | 0.01 | 0.01
|  |  |  | 2018-07-27 | 0.01 | 0.01
|  |  |  | 2018-07-28 | 0 | 0
|  |  |  | 2018-07-29 | 0 | 0
|  |  |  | 2018-07-30 | 0 | 0
|  |  |  | 2018-07-31 | 0.03 | 0.03
|  |  |  | 2018-08-01 | 0 | 0
|  |  |  | 2018-08-02 | 0 | 0
|  |  |  | 2018-08-03 | 0 | 0
|  |  |  | 2018-08-04 | 0 | 0
|  |  |  | 2018-08-05 | 0 | 0
|  |  |  | 2018-08-06 | 0 | 0
|  |  |  | 2018-08-07 | 0 | 0
|  |  |  | 2018-08-08 | 0 | 0
|  |  |  | 2018-08-09 | 0.01 | 0.01
|  |  |  | 2018-08-10 | 0.18 | 0.18
|  |  |  | 2018-08-11 | 0.16 | 0.16
|  |  |  | 2018-08-12 | 0 | 0
|  |  |  | 2018-08-13 | 0 | 0
|  |  |  | 2018-08-14 | 0.02 | 0.02
|  |  |  | 2018-08-15 | 0 | 0
|  |  |  | 2018-08-16 | 0.41 | 0.41
|  |  |  | 2018-08-17 | 0.07 | 0.07
|  |  |  | 2018-08-18 | 0.1 | 0.1
|  |  |  | 2018-08-19 | 0.01 | 0.01
|  |  |  | 2018-08-20 | 0.01 | 0.01
|  |  |  | 2018-08-21 | 0 | 0
|  |  |  | 2018-08-22 | 0 | 0
|  |  |  | 2018-08-23 | 0 | 0
|  |  |  | 2018-08-24 | 0 | 0
|  |  |  | 2018-08-25 | 0.05 | 0.05
|  |  |  | 2018-08-26 | 0 | 0
|  |  |  | 2018-08-27 | 0 | 0
|  |  |  | 2018-08-28 | 0.34 | 0.34
|  |  |  | 2018-08-29 | 0.01 | 0.01
|  |  |  | 2018-08-30 | 0 | 0
|  |  |  | 2018-08-31 | 0 | 0
|  |  |  | 2018-09-01 | 0 | 0
|  |  |  | 2018-09-02 | 0.44 | 0.44
|  |  |  | 2018-09-03 | 0 | 0
|  |  |  | 2018-09-04 | 0 | 0
|  |  |  | 2018-09-05 | 0 | 0
|  |  |  | 2018-09-06 | 0 | 0
|  |  |  | 2018-09-07 | 0.36 | 0.36
|  |  |  | 2018-09-08 | 0.24 | 0.24
|  |  |  | 2018-09-09 | 0.01 | 0.01
|  |  |  | 2018-09-10 | 0 | 0
|  |  |  | 2018-09-11 | 0 | 0
|  |  |  | 2018-09-12 | 0 | 0
|  |  |  | 2018-09-13 | 0 | 0
|  |  |  | 2018-09-14 | 0 | 0
|  |  |  | 2018-09-15 | 0 | 0
|  |  |  | 2018-09-16 | 0.02 | 0.02
|  |  |  | 2018-09-17 | 0.15 | 0.15
|  |  |  | 2018-09-18 | 0 | 0
|  |  |  | 2018-09-19 | 0.1 | 0.1
|  |  |  | 2018-09-20 | 0.02 | 0.02
|  |  |  | 2018-09-21 | 0.09 | 0.09
|  |  |  | 2018-09-22 | 0.1 | 0.1
|  |  |  | 2018-09-23 | 0 | 0
|  |  |  | 2018-09-24 | 0 | 0
|  |  |  | 2018-09-25 | 0 | 0
|  |  |  | 2018-09-26 | 0.21 | 0.21
|  |  |  | 2018-09-27 | 0 | 0
|  |  |  | 2018-09-28 | 0 | 0
|  |  |  | 2018-09-29 | 0 | 0
|  |  |  | 2018-09-30 | 0 | 0
|  |  |  | 2018-10-01 | 0 | 0
|  |  |  | 2018-10-02 | 0.27 | 0.27
|  |  |  | 2018-10-03 | 0 | 0
|  |  |  | 2018-10-04 | 0.02 | 0.02
|  |  |  | 2018-10-05 | 0 | 0
|  |  |  | 2018-10-06 | 0.99 | 0.99
|  |  |  | 2018-10-07 | 0 | 0
|  |  |  | 2018-10-08 | 0 | 0
|  |  |  | 2018-10-09 | 0 | 0
|  |  |  | 2018-10-10 | 0 | 0
|  |  |  | 2018-10-11 | 0 | 0
|  |  |  | 2018-10-12 | 0 | 0
|  |  |  | 2018-10-13 | 0.28 | 0.28
|  |  |  | 2018-10-14 | 0 | 0
|  |  |  | 2018-10-15 | 0 | 0
|  |  |  | 2018-10-16 | 0 | 0
|  |  |  | 2018-10-17 | 0 | 0
|  |  |  | 2018-10-18 | 0.3 | 0.3
|  |  |  | 2018-10-19 | 0.02 | 0.02
|  |  |  | 2018-10-20 | 0.19 | 0.19
|  |  |  | 2018-10-21 | 0.03 | 0.03
|  |  |  | 2018-10-22 | 0 | 0
|  |  |  | 2018-10-23 | 0 | 0
|  |  |  | 2018-10-24 | 0.73 | 0.73
|  |  |  | 2018-10-25 | 0 | 0
|  |  |  | 2018-10-26 | 0 | 0
|  |  |  | 2018-10-27 | 0 | 0
|  |  |  | 2018-10-28 | 0 | 0
|  |  |  | 2018-10-29 | 0 | 0
|  |  |  | 2018-10-30 | 0 | 0
|  |  |  | 2018-10-31 | 0.14 | 0.14
|  |  |  | 2018-11-01 | 0.03 | 0.03
|  |  |  | 2018-11-02 | 0 | 0
|  |  |  | 2018-11-03 | 0 | 0
|  |  |  | 2018-11-04 | 0 | 0
|  |  |  | 2018-11-05 | 0 | 0
|  |  |  | 2018-11-06 | 0 | 0
|  |  |  | 2018-11-07 | 0 | 0
|  |  |  | 2018-11-08 | 0 | 0
|  |  |  | 2018-11-09 | 0 | 0
|  |  |  | 2018-11-10 | 0 | 0
|  |  |  | 2018-11-11 | 0 | 0
|  |  |  | 2018-11-12 | 0 | 0
|  |  |  | 2018-11-13 | 0 | 0
|  |  |  | 2018-11-14 | 0 | 0
|  |  |  | 2018-11-15 | 0 | 0
|  |  |  | 2018-11-16 | 0 | 0
|  |  |  | 2018-11-17 | 0 | 0
|  |  |  | 2018-11-18 | 0 | 0
|  |  |  | 2018-11-19 | 0 | 0
|  |  |  | 2018-11-20 | 0 | 0
|  |  |  | 2018-11-21 | 0 | 0
|  |  |  | 2018-11-22 | 0 | 0
|  |  |  | 2018-11-23 | 0 | 0
|  |  |  | 2018-11-24 | 0 | 0
|  |  |  | 2018-11-25 | 0 | 0
|  |  |  | 2018-11-26 | 0 | 0
|  |  |  | 2018-11-27 | 0 | 0
|  |  |  | 2018-11-28 | 0 | 0
|  |  |  | 2018-11-29 | 0 | 0
|  |  |  | 2018-11-30 | 0 | 0
|  |  |  | 2018-12-01 | 0 | 0
|  |  |  | 2018-12-02 | 0 | 0
|  |  |  | 2018-12-03 | 0 | 0
|  |  |  | 2018-12-04 | 0 | 0
|  |  |  | 2018-12-05 | 0 | 0
|  |  |  | 2018-12-06 | 0 | 0
|  |  |  | 2018-12-07 | 0.08 | 0.08
|  |  |  | 2018-12-08 | 0.2 | 0.2
|  |  |  | 2018-12-09 | 0 | 0
|  |  |  | 2018-12-10 | 0.01 | 0.01
|  |  |  | 2018-12-11 | 0 | 0
|  |  |  | 2018-12-12 | 0 | 0
|  |  |  | 2018-12-13 | 0.05 | 0.05
|  |  |  | 2018-12-14 | 0 | 0
|  |  |  | 2018-12-15 | 0 | 0
|  |  |  | 2018-12-16 | 0 | 0
|  |  |  | 2018-12-17 | 0 | 0
|  |  |  | 2018-12-18 | 0 | 0
|  |  |  | 2018-12-19 | 0 | 0
|  |  |  | 2018-12-20 | 0 | 0
|  |  |  | 2018-12-21 | 0 | 0
|  |  |  | 2018-12-22 | 0 | 0
|  |  |  | 2018-12-23 | 0 | 0
|  |  |  | 2018-12-24 | 0 | 0
|  |  |  | 2018-12-25 | 0 | 0
|  |  |  | 2018-12-26 | 0 | 0
|  |  |  | 2018-12-27 | 0 | 0
|  |  |  | 2018-12-28 | 0 | 0
|  |  |  | 2018-12-29 | 0 | 0
|  |  |  | 2018-12-30 | 0 | 0
|  |  |  | 2018-12-31 | 0 | 0
|  |  |  | 2019-01-01 | 0 | 0
|  |  |  | 2019-01-02 | 0 | 0
|  |  |  | 2019-01-03 | 0 | 0
|  |  |  | 2019-01-04 | 0 | 0
|  |  |  | 2019-01-05 | 0 | 0
|  |  |  | 2019-01-06 | 0 | 0
|  |  |  | 2019-01-07 | 0 | 0
|  |  |  | 2019-01-08 | 0 | 0
|  |  |  | 2019-01-09 | 0 | 0
|  |  |  | 2019-01-10 | 0 | 0
|  |  |  | 2019-01-11 | 0.27 | 0.27
|  |  |  | 2019-01-12 | 0 | 0
|  |  |  | 2019-01-13 | 0 | 0
|  |  |  | 2019-01-14 | 0 | 0
|  |  |  | 2019-01-15 | 0 | 0
|  |  |  | 2019-01-16 | 0 | 0
|  |  |  | 2019-01-17 | 0 | 0
|  |  |  | 2019-01-18 | 0 | 0
|  |  |  | 2019-01-19 | 0 | 0
|  |  |  | 2019-01-20 | 0 | 0
|  |  |  | 2019-01-21 | 0 | 0
|  |  |  | 2019-01-22 | 0 | 0
|  |  |  | 2019-01-23 | 0 | 0
|  |  |  | 2019-01-24 | 0 | 0
|  |  |  | 2019-01-25 | 0 | 0
|  |  |  | 2019-01-26 | 0 | 0
|  |  |  | 2019-01-27 | 0 | 0
|  |  |  | 2019-01-28 | 0 | 0
|  |  |  | 2019-01-29 | 0 | 0
|  |  |  | 2019-01-30 | 0 | 0
|  |  |  | 2019-01-31 | 0 | 0
|  |  |  | 2019-02-01 | 0 | 0
|  |  |  | 2019-02-02 | 0 | 0
|  |  |  | 2019-02-03 | 0 | 0
|  |  |  | 2019-02-04 | 0 | 0
|  |  |  | 2019-02-05 | 0 | 0
|  |  |  | 2019-02-06 | 0 | 0
|  |  |  | 2019-02-07 | 0 | 0
|  |  |  | 2019-02-08 | 0 | 0
|  |  |  | 2019-02-09 | 0 | 0
|  |  |  | 2019-02-10 | 0 | 0
|  |  |  | 2019-02-11 | 0.26 | 0.26
|  |  |  | 2019-02-12 | 0 | 0
|  |  |  | 2019-02-13 | 0 | 0
|  |  |  | 2019-02-14 | 0 | 0
|  |  |  | 2019-02-15 | 0 | 0
|  |  |  | 2019-02-16 | 0 | 0
|  |  |  | 2019-02-17 | 0 | 0
|  |  |  | 2019-02-18 | 0 | 0
|  |  |  | 2019-02-19 | 0 | 0
|  |  |  | 2019-02-20 | 0 | 0
|  |  |  | 2019-02-21 | 0 | 0
|  |  |  | 2019-02-22 | 0 | 0
|  |  |  | 2019-02-23 | 0 | 0
|  |  |  | 2019-02-24 | 0 | 0
|  |  |  | 2019-02-25 | 0 | 0
|  |  |  | 2019-02-26 | 0 | 0
|  |  |  | 2019-02-27 | 0 | 0
|  |  |  | 2019-02-28 | 0 | 0
|  |  |  | 2019-03-01 | 0 | 0
|  |  |  | 2019-03-02 | 0 | 0
|  |  |  | 2019-03-03 | 0 | 0
|  |  |  | 2019-03-04 | 0 | 0
|  |  |  | 2019-03-05 | 0 | 0
|  |  |  | 2019-03-06 | 0 | 0
|  |  |  | 2019-03-07 | 0 | 0
|  |  |  | 2019-03-08 | 0 | 0
|  |  |  | 2019-03-09 | 0 | 0
|  |  |  | 2019-03-10 | 0 | 0
|  |  |  | 2019-03-11 | 0 | 0
|  |  |  | 2019-03-12 | 0 | 0
|  |  |  | 2019-03-13 | 0.36 | 0.36
|  |  |  | 2019-03-14 | 0 | 0
|  |  |  | 2019-03-15 | 0 | 0
|  |  |  | 2019-03-16 | 0 | 0
|  |  |  | 2019-03-17 | 0 | 0
|  |  |  | 2019-03-18 | 0 | 0
|  |  |  | 2019-03-19 | 0 | 0
|  |  |  | 2019-03-20 | 0 | 0
|  |  |  | 2019-03-21 | 0 | 0
|  |  |  | 2019-03-22 | 0 | 0
|  |  |  | 2019-03-23 | 0 | 0
|  |  |  | 2019-03-24 | 0 | 0
|  |  |  | 2019-03-25 | 0 | 0
|  |  |  | 2019-03-26 | 0 | 0
|  |  |  | 2019-03-27 | 0 | 0
|  |  |  | 2019-03-28 | 0 | 0
|  |  |  | 2019-03-29 | 0 | 0
|  |  |  | 2019-04-01 | 0 | 0
|  |  |  | 2019-04-02 | 0 | 0
|  |  |  | 2019-04-03 | 0 | 0
|  |  |  | 2019-04-04 | 0 | 0
|  |  |  | 2019-04-05 | 0 | 0
|  |  |  | 2019-04-06 | 0 | 0
|  |  |  | 2019-04-07 | 0 | 0
|  |  |  | 2019-04-08 | 0 | 0
|  |  |  | 2019-04-09 | 0 | 0
|  |  |  | 2019-04-10 | 0 | 0
|  |  |  | 2019-04-11 | 0 | 0
|  |  |  | 2019-04-12 | 0 | 0
|  |  |  | 2019-04-13 | 0 | 0
|  |  |  | 2019-04-14 | 0 | 0
|  |  |  | 2019-04-15 | 0 | 0
|  |  |  | 2019-04-16 | 0 | 0
|  |  |  | 2019-04-17 | 0 | 0
|  |  |  | 2019-04-18 | 0 | 0
|  |  |  | 2019-04-19 | 0 | 0
|  |  |  | 2019-04-20 | 0 | 0
|  |  |  | 2019-04-21 | 0 | 0
|  |  |  | 2019-04-22 | 0 | 0
|  |  |  | 2019-04-23 | 0 | 0
|  |  |  | 2019-04-24 | 0.57 | 0.57
|  |  |  | 2019-04-25 | 0 | 0
|  |  |  | 2019-04-26 | 0 | 0
|  |  |  | 2019-04-27 | 0 | 0
|  |  |  | 2019-04-28 | 0 | 0
|  |  |  | 2019-04-29 | 0 | 0
|  |  |  | 2019-04-30 | 0 | 0
|  |  |  | 2019-05-01 | 0 | 0
|  |  |  | 2019-05-02 | 0 | 0
|  |  |  | 2019-05-03 | 0 | 0
|  |  |  | 2019-05-04 | 0.05 | 0.05
|  |  |  | 2019-05-05 | 0.01 | 0.01
|  |  |  | 2019-05-06 | 0.24 | 0.24
|  |  |  | 2019-05-07 | 0.52 | 0.52
|  |  |  | 2019-05-08 | 0 | 0
|  |  |  | 2019-05-09 | 0 | 0
|  |  |  | 2019-05-10 | 0 | 0
|  |  |  | 2019-05-11 | 0.01 | 0.01
|  |  |  | 2019-05-12 | 0.55 | 0.55
|  |  |  | 2019-05-13 | 0.51 | 0.51
|  |  |  | 2019-05-14 | 0 | 0
|  |  |  | 2019-05-15 | 0 | 0
|  |  |  | 2019-05-16 | 0 | 0
|  |  |  | 2019-05-17 | 0 | 0
|  |  |  | 2019-05-18 | 0 | 0
|  |  |  | 2019-05-19 | 0 | 0
|  |  |  | 2019-05-20 | 0 | 0
|  |  |  | 2019-05-21 | 0 | 0
|  |  |  | 2019-05-22 | 0 | 0
|  |  |  | 2019-05-23 | 0 | 0
|  |  |  | 2019-05-24 | 0 | 0
|  |  |  | 2019-05-25 | 0 | 0
|  |  |  | 2019-05-26 | 0 | 0
|  |  |  | 2019-05-27 | 0 | 0
|  |  |  | 2019-05-28 | 0 | 0
|  |  |  | 2019-05-29 | 0 | 0
|  |  |  | 2019-05-30 | 0 | 0
|  |  |  | 2019-05-31 | 0 | 0
|  |  |  | 2019-06-01 | 0.8 | 0.8
|  |  |  | 2019-06-02 | 0.1 | 0.1
|  |  |  | 2019-06-03 | 1.74 | 1.74
|  |  |  | 2019-06-04 | 0.07 | 0.07
|  |  |  | 2019-06-05 | 0.44 | 0.44
|  |  |  | 2019-06-06 | 0.13 | 0.13
|  |  |  | 2019-06-07 | 0 | 0
|  |  |  | 2019-06-08 | 0 | 0
|  |  |  | 2019-06-09 | 0 | 0
|  |  |  | 2019-06-10 | 0 | 0
|  |  |  | 2019-06-11 | 0 | 0
|  |  |  | 2019-06-12 | 0 | 0
|  |  |  | 2019-06-13 | 0 | 0
|  |  |  | 2019-06-14 | 0.04 | 0.04
|  |  |  | 2019-06-15 | 0.03 | 0.03
|  |  |  | 2019-06-16 | 0 | 0
|  |  |  | 2019-06-17 | 0.56 | 0.56
|  |  |  | 2019-06-18 | 0.14 | 0.14
|  |  |  | 2019-06-19 | 0 | 0
|  |  |  | 2019-06-20 | 0 | 0
|  |  |  | 2019-06-21 | 0 | 0
|  |  |  | 2019-06-22 | 0 | 0
|  |  |  | 2019-06-23 | 0 | 0
|  |  |  | 2019-06-24 | 0 | 0
|  |  |  | 2019-06-25 | 0 | 0
|  |  |  | 2019-06-26 | 0 | 0
|  |  |  | 2019-06-27 | 0 | 0
|  |  |  | 2019-06-28 | 0 | 0
|  |  |  | 2019-06-29 | 0 | 0
|  |  |  | 2019-06-30 | 0 | 0
|  |  |  | 2019-07-01 | 0 | 0
|  |  |  | 2019-07-02 | 0 | 0
|  |  |  | 2019-07-03 | 0 | 0
|  |  |  | 2019-07-04 | 0 | 0
|  |  |  | 2019-07-05 | 0.13 | 0.13
|  |  |  | 2019-07-06 | 0 | 0
|  |  |  | 2019-07-07 | 0 | 0
|  |  |  | 2019-07-08 | 0 | 0
|  |  |  | 2019-07-09 | 0 | 0
|  |  |  | 2019-07-10 | 0 | 0
|  |  |  | 2019-07-11 | 0 | 0
|  |  |  | 2019-07-12 | 0 | 0
|  |  |  | 2019-07-13 | 0 | 0
|  |  |  | 2019-07-14 | 0 | 0
|  |  |  | 2019-07-15 | 0 | 0
|  |  |  | 2019-07-16 | 0 | 0
|  |  |  | 2019-07-17 | 0.04 | 0.04
|  |  |  | 2019-07-18 | 0 | 0
|  |  |  | 2019-07-19 | 0 | 0
|  |  |  | 2019-07-20 | 0 | 0
|  |  |  | 2019-07-21 | 0.01 | 0.01
|  |  |  | 2019-07-22 | 0 | 0
|  |  |  | 2019-07-23 | 0.03 | 0.03
|  |  |  | 2019-07-24 | 0 | 0
|  |  |  | 2019-07-25 | 0 | 0
|  |  |  | 2019-07-26 | 0 | 0
|  |  |  | 2019-07-27 | 0 | 0
|  |  |  | 2019-07-28 | 0 | 0
|  |  |  | 2019-07-29 | 0 | 0
|  |  |  | 2019-07-30 | 0 | 0
|  |  |  | 2019-07-31 | 0 | 0
|  |  |  | 2019-08-01 | 0 | 0
|  |  |  | 2019-08-02 | 0 | 0
|  |  |  | 2019-08-03 | 0 | 0
|  |  |  | 2019-08-04 | 0 | 0
|  |  |  | 2019-08-05 | 0 | 0
|  |  |  | 2019-08-06 | 0 | 0
|  |  |  | 2019-08-07 | 0 | 0
|  |  |  | 2019-08-08 | 0 | 0
|  |  |  | 2019-08-09 | 0 | 0
|  |  |  | 2019-08-10 | 0.36 | 0.36
|  |  |  | 2019-08-11 | 0 | 0
|  |  |  | 2019-08-12 | 0 | 0
|  |  |  | 2019-08-13 | 0 | 0
|  |  |  | 2019-08-14 | 0 | 0
|  |  |  | 2019-08-15 | 0 | 0
|  |  |  | 2019-08-16 | 0 | 0
|  |  |  | 2019-08-17 | 0.05 | 0.05
|  |  |  | 2019-08-18 | 0.39 | 0.39
|  |  |  | 2019-08-19 | 0 | 0
|  |  |  | 2019-08-20 | 0 | 0
|  |  |  | 2019-08-21 | 0 | 0
|  |  |  | 2019-08-22 | 0 | 0
|  |  |  | 2019-08-23 | 0.03 | 0.03
|  |  |  | 2019-08-24 | 0 | 0
|  |  |  | 2019-08-25 | 0.03 | 0.03
|  |  |  | 2019-08-26 | 0 | 0
|  |  |  | 2019-08-27 | 0 | 0
|  |  |  | 2019-08-28 | 0.18 | 0.18
|  |  |  | 2019-08-29 | 0 | 0
|  |  |  | 2019-08-30 | 0.09 | 0.09
|  |  |  | 2019-08-31 | 0.09 | 0.09
|  |  |  | 2019-09-01 | 0 | 0
|  |  |  | 2019-09-02 | 0 | 0
|  |  |  | 2019-09-03 | 0 | 0
|  |  |  | 2019-09-04 | 0 | 0
|  |  |  | 2019-09-05 | 0 | 0
|  |  |  | 2019-09-06 | 0 | 0
|  |  |  | 2019-09-07 | 0 | 0
|  |  |  | 2019-09-08 | 0 | 0
|  |  |  | 2019-09-09 | 0.2 | 0.2
|  |  |  | 2019-09-10 | 0.13 | 0.13
|  |  |  | 2019-09-11 | 0.01 | 0.01
|  |  |  | 2019-09-12 | 0.06 | 0.06
|  |  |  | 2019-09-13 | 0 | 0
|  |  |  | 2019-09-14 | 0 | 0
|  |  |  | 2019-09-15 | 0 | 0
|  |  |  | 2019-09-16 | 0 | 0
|  |  |  | 2019-09-17 | 0.02 | 0.02
|  |  |  | 2019-09-18 | 0.04 | 0.04
|  |  |  | 2019-09-19 | 0.08 | 0.08
|  |  |  | 2019-09-20 | 0.1 | 0.1
|  |  |  | 2019-09-21 | 0.02 | 0.02
|  |  |  | 2019-09-22 | 1.24 | 1.24
|  |  |  | 2019-09-23 | 0.1 | 0.1
|  |  |  | 2019-09-24 | 0.02 | 0.02
|  |  |  | 2019-09-25 | 0 | 0
|  |  |  | 2019-09-26 | 0 | 0
|  |  |  | 2019-09-27 | 0 | 0
|  |  |  | 2019-09-28 | 0 | 0
|  |  |  | 2019-09-29 | 0 | 0
|  |  |  | 2019-09-30 | 0 | 0
|  |  |  | 2019-10-01 | 0 | 0
|  |  |  | 2019-10-02 | 0 | 0
|  |  |  | 2019-10-03 | 0.91 | 0.91
|  |  |  | 2019-10-04 | 0 | 0
|  |  |  | 2019-10-05 | 0 | 0
|  |  |  | 2019-10-06 | 0.05 | 0.05
|  |  |  | 2019-10-07 | 0 | 0
|  |  |  | 2019-10-08 | 0 | 0
|  |  |  | 2019-10-09 | 0 | 0
|  |  |  | 2019-10-10 | 0 | 0
|  |  |  | 2019-10-11 | 0 | 0
|  |  |  | 2019-10-12 | 0 | 0
|  |  |  | 2019-10-13 | 0 | 0
|  |  |  | 2019-10-14 | 0.14 | 0.14
|  |  |  | 2019-10-15 | 0.34 | 0.34
|  |  |  | 2019-10-16 | 0.01 | 0.01
|  |  |  | 2019-10-17 | 0 | 0
|  |  |  | 2019-10-18 | 0 | 0
|  |  |  | 2019-10-19 | 0 | 0
|  |  |  | 2019-10-20 | 0 | 0
|  |  |  | 2019-10-21 | 0 | 0
|  |  |  | 2019-10-22 | 0 | 0
|  |  |  | 2019-10-23 | 0 | 0
|  |  |  | 2019-10-24 | 0 | 0
|  |  |  | 2019-10-25 | 0 | 0
|  |  |  | 2019-10-26 | 0 | 0
|  |  |  | 2019-10-27 | 0 | 0
|  |  |  | 2019-10-28 | 0 | 0
|  |  |  | 2019-10-29 | 0 | 0
|  |  |  | 2019-10-30 | 0 | 0
|  |  |  | 2019-10-31 | 0 | 0
|  |  |  | 2019-11-01 | 0 | 0
|  |  |  | 2019-11-02 | 0 | 0
|  |  |  | 2019-11-03 | 0 | 0
|  |  |  | 2019-11-04 | 0 | 0
|  |  |  | 2019-11-05 | 0 | 0
|  |  |  | 2019-11-06 | 0 | 0
|  |  |  | 2019-11-07 | 0.26 | 0.26
|  |  |  | 2019-11-08 | 0.03 | 0.03
|  |  |  | 2019-11-09 | 0 | 0
|  |  |  | 2019-11-10 | 0 | 0
|  |  |  | 2019-11-11 | 0.07 | 0.07
|  |  |  | 2019-11-12 | 0.06 | 0.06
|  |  |  | 2019-11-13 | 0 | 0
|  |  |  | 2019-11-14 | 0 | 0
|  |  |  | 2019-11-15 | 0 | 0
|  |  |  | 2019-11-16 | 0 | 0
|  |  |  | 2019-11-17 | 0 | 0
|  |  |  | 2019-11-18 | 0 | 0
|  |  |  | 2019-11-19 | 0 | 0
|  |  |  | 2019-11-20 | 0.02 | 0.02
|  |  |  | 2019-11-21 | 0 | 0
|  |  |  | 2019-11-22 | 0 | 0
|  |  |  | 2019-11-23 | 0 | 0
|  |  |  | 2019-11-24 | 0 | 0
|  |  |  | 2019-11-25 | 0 | 0
|  |  |  | 2019-11-26 | 0 | 0
|  |  |  | 2019-11-27 | 0.05 | 0.05
|  |  |  | 2019-11-28 | 0.2 | 0.2
|  |  |  | 2019-11-29 | 0 | 0
|  |  |  | 2019-11-30 | 0 | 0
|  |  |  | 2019-12-01 | 0 | 0
|  |  |  | 2019-12-02 | 0 | 0
|  |  |  | 2019-12-03 | 0 | 0
|  |  |  | 2019-12-04 | 0 | 0
|  |  |  | 2019-12-05 | 0 | 0
|  |  |  | 2019-12-06 | 0 | 0
|  |  |  | 2019-12-07 | 0 | 0
|  |  |  | 2019-12-08 | 0 | 0
|  |  |  | 2019-12-09 | 1.01 | 1.01
|  |  |  | 2019-12-10 | 0 | 0
|  |  |  | 2019-12-11 | 0.01 | 0.01
|  |  |  | 2019-12-12 | 0 | 0
|  |  |  | 2019-12-13 | 0 | 0
|  |  |  | 2019-12-14 | 0 | 0
|  |  |  | 2019-12-15 | 0 | 0
|  |  |  | 2019-12-16 | 0 | 0
|  |  |  | 2019-12-17 | 0 | 0
|  |  |  | 2019-12-18 | 0 | 0
|  |  |  | 2019-12-19 | 0 | 0
|  |  |  | 2019-12-20 | 0 | 0
|  |  |  | 2019-12-21 | 0 | 0
|  |  |  | 2019-12-22 | 0 | 0
|  |  |  | 2019-12-23 | 0 | 0
|  |  |  | 2019-12-24 | 0 | 0
|  |  |  | 2019-12-25 | 0 | 0
|  |  |  | 2019-12-26 | 0 | 0
|  |  |  | 2019-12-27 | 0 | 0
|  |  |  | 2019-12-28 | 0 | 0
|  |  |  | 2019-12-29 | 0 | 0
|  |  |  | 2019-12-30 | 0 | 0
|  |  |  | 2019-12-31 | 0 | 0
|  |  |  | 2020-01-01 | 0 | 0
|  |  |  | 2020-01-02 | 0 | 0
|  |  |  | 2020-01-03 | 0 | 0
|  |  |  | 2020-01-04 | 0 | 0
|  |  |  | 2020-01-05 | 0 | 0
|  |  |  | 2020-01-06 | 0 | 0
|  |  |  | 2020-01-07 | 0 | 0
|  |  |  | 2020-01-08 | 0 | 0
|  |  |  | 2020-01-09 | 0 | 0
|  |  |  | 2020-01-10 | 0 | 0
|  |  |  | 2020-01-11 | 0 | 0
|  |  |  | 2020-01-12 | 0 | 0
|  |  |  | 2020-01-13 | 0 | 0
|  |  |  | 2020-01-14 | 0 | 0
|  |  |  | 2020-01-15 | 0 | 0
|  |  |  | 2020-01-16 | 0 | 0
|  |  |  | 2020-01-17 | 0.58 | 0.58
|  |  |  | 2020-01-18 | 0 | 0
|  |  |  | 2020-01-19 | 0 | 0
|  |  |  | 2020-01-20 | 0 | 0
|  |  |  | 2020-01-21 | 0 | 0
|  |  |  | 2020-01-22 | 0 | 0
|  |  |  | 2020-01-23 | 0 | 0
|  |  |  | 2020-01-24 | 0 | 0
|  |  |  | 2020-01-25 | 0 | 0
|  |  |  | 2020-01-26 | 0 | 0
|  |  |  | 2020-01-27 | 0 | 0
|  |  |  | 2020-01-28 | 0.07 | 0.07
|  |  |  | 2020-01-29 | 0 | 0
|  |  |  | 2020-01-30 | 0 | 0
|  |  |  | 2020-01-31 | 0 | 0
|  |  |  | 2020-02-01 | 0 | 0
|  |  |  | 2020-02-02 | 0 | 0
|  |  |  | 2020-02-03 | 0 | 0
|  |  |  | 2020-02-04 | 0 | 0
|  |  |  | 2020-02-05 | 0.22 | 0.22
|  |  |  | 2020-02-06 | 0 | 0
|  |  |  | 2020-02-07 | 0 | 0
|  |  |  | 2020-02-08 | 0 | 0
|  |  |  | 2020-02-09 | 0 | 0
|  |  |  | 2020-02-10 | 0.37 | 0.37
|  |  |  | 2020-02-11 | 0.01 | 0.01
|  |  |  | 2020-02-12 | 0.03 | 0.03
|  |  |  | 2020-02-13 | 0 | 0
|  |  |  | 2020-02-14 | 0 | 0
|  |  |  | 2020-02-15 | 0 | 0
|  |  |  | 2020-02-16 | 0 | 0
|  |  |  | 2020-02-17 | 0 | 0
|  |  |  | 2020-02-18 | 0 | 0
|  |  |  | 2020-02-19 | 0 | 0
|  |  |  | 2020-02-20 | 0.03 | 0.03
|  |  |  | 2020-02-21 | 0 | 0
|  |  |  | 2020-02-22 | 0 | 0
|  |  |  | 2020-02-23 | 0 | 0
|  |  |  | 2020-02-24 | 0 | 0
|  |  |  | 2020-02-25 | 0 | 0
|  |  |  | 2020-02-26 | 0 | 0
|  |  |  | 2020-02-27 | 0 | 0
|  |  |  | 2020-02-28 | 0 | 0
|  |  |  | 2020-02-29 | 0 | 0
|  |  |  | 2020-03-01 | 0 | 0
|  |  |  | 2020-03-02 | 0 | 0
|  |  |  | 2020-03-03 | 0.33 | 0.33
|  |  |  | 2020-03-04 | 0.31 | 0.31
|  |  |  | 2020-03-05 | 0.04 | 0.04
|  |  |  | 2020-03-06 | 0 | 0
|  |  |  | 2020-03-07 | 0 | 0
|  |  |  | 2020-03-08 | 0 | 0
|  |  |  | 2020-03-09 | 0 | 0
|  |  |  | 2020-03-10 | 0 | 0
|  |  |  | 2020-03-11 | 0 | 0
|  |  |  | 2020-03-12 | 0 | 0
|  |  |  | 2020-03-13 | 0 | 0
|  |  |  | 2020-03-14 | 0 | 0
|  |  |  | 2020-03-15 | 0 | 0
|  |  |  | 2020-03-16 | 0 | 0
|  |  |  | 2020-03-17 | 0.05 | 0.05
|  |  |  | 2020-03-18 | 0 | 0
|  |  |  | 2020-03-19 | 0.05 | 0.05
|  |  |  | 2020-03-20 | 0 | 0
|  |  |  | 2020-03-21 | 0 | 0
|  |  |  | 2020-03-22 | 0 | 0
|  |  |  | 2020-03-23 | 0 | 0
|  |  |  | 2020-03-24 | 0 | 0
|  |  |  | 2020-03-25 | 0 | 0
|  |  |  | 2020-03-26 | 0 | 0
|  |  |  | 2020-03-27 | 0 | 0
|  |  |  | 2020-03-28 | 0 | 0
|  |  |  | 2020-03-29 | 0 | 0
|  |  |  | 2020-03-30 | 0 | 0
|  |  |  | 2020-03-31 | 0 | 0
|  |  |  | 2020-04-01 | 0 | 0
|  |  |  | 2020-04-02 | 0 | 0
|  |  |  | 2020-04-03 | 0 | 0
|  |  |  | 2020-04-04 | 0 | 0
|  |  |  | 2020-04-05 | 0 | 0
|  |  |  | 2020-04-06 | 0 | 0
|  |  |  | 2020-04-07 | 0 | 0
|  |  |  | 2020-04-08 | 0 | 0
|  |  |  | 2020-04-09 | 0 | 0
|  |  |  | 2020-04-10 | 0 | 0
|  |  |  | 2020-04-11 | 0 | 0
|  |  |  | 2020-04-12 | 0 | 0
|  |  |  | 2020-04-13 | 0 | 0
|  |  |  | 2020-04-14 | 0 | 0
|  |  |  | 2020-04-15 | 0 | 0
|  |  |  | 2020-04-16 | 0 | 0
|  |  |  | 2020-04-17 | 0 | 0
|  |  |  | 2020-04-18 | 0 | 0
|  |  |  | 2020-04-19 | 0 | 0
|  |  |  | 2020-04-20 | 0 | 0
|  |  |  | 2020-04-21 | 0 | 0
|  |  |  | 2020-04-22 | 0 | 0
|  |  |  | 2020-04-23 | 0 | 0
|  |  |  | 2020-04-24 | 0 | 0
|  |  |  | 2020-04-25 | 0 | 0
|  |  |  | 2020-04-26 | 0 | 0
|  |  |  | 2020-04-27 | 0 | 0
|  |  |  | 2020-04-28 | 0 | 0
|  |  |  | 2020-04-29 | 0 | 0
|  |  |  | 2020-04-30 | 0 | 0
|  |  |  | 2020-05-01 | 0 | 0
|  |  |  | 2020-05-02 | 0 | 0
|  |  |  | 2020-05-03 | 0 | 0
|  |  |  | 2020-05-04 | 0 | 0
|  |  |  | 2020-05-05 | 0 | 0
|  |  |  | 2020-05-06 | 0 | 0
|  |  |  | 2020-05-07 | 0 | 0
|  |  |  | 2020-05-08 | 0 | 0
|  |  |  | 2020-05-09 | 0 | 0
|  |  |  | 2020-05-10 | 0.02 | 0.02
|  |  |  | 2020-05-11 | 0.1 | 0.1
|  |  |  | 2020-05-12 | 0.3 | 0.3
|  |  |  | 2020-05-13 | 0 | 0
|  |  |  | 2020-05-14 | 0 | 0
|  |  |  | 2020-05-15 | 0 | 0
|  |  |  | 2020-05-16 | 0 | 0
|  |  |  | 2020-05-17 | 0 | 0
|  |  |  | 2020-05-18 | 0 | 0
|  |  |  | 2020-05-19 | 0 | 0
|  |  |  | 2020-05-20 | 0 | 0
|  |  |  | 2020-05-21 | 0 | 0
|  |  |  | 2020-05-22 | 0 | 0
|  |  |  | 2020-05-23 | 0 | 0
|  |  |  | 2020-05-24 | 0 | 0
|  |  |  | 2020-05-25 | 0 | 0
|  |  |  | 2020-05-26 | 0 | 0
|  |  |  | 2020-05-27 | 0 | 0
|  |  |  | 2020-05-28 | 0 | 0
|  |  |  | 2020-05-29 | 0 | 0
|  |  |  | 2020-05-30 | 0 | 0
|  |  |  | 2020-05-31 | 0 | 0
|  |  |  | 2020-06-01 | 0.25 | 0.25
|  |  |  | 2020-06-02 | 0 | 0
|  |  |  | 2020-06-03 | 0 | 0
|  |  |  | 2020-06-04 | 0 | 0
|  |  |  | 2020-06-05 | 0 | 0
|  |  |  | 2020-06-06 | 0 | 0
|  |  |  | 2020-06-07 | 0 | 0
|  |  |  | 2020-06-08 | 0.01 | 0.01
|  |  |  | 2020-06-09 | 0 | 0
|  |  |  | 2020-06-10 | 0 | 0
|  |  |  | 2020-06-11 | 0 | 0
|  |  |  | 2020-06-12 | 0 | 0
|  |  |  | 2020-06-13 | 0 | 0
|  |  |  | 2020-06-14 | 0 | 0
|  |  |  | 2020-06-15 | 0 | 0
|  |  |  | 2020-06-16 | 0 | 0
|  |  |  | 2020-06-17 | 0.06 | 0.06
|  |  |  | 2020-06-18 | 0.05 | 0.05
|  |  |  | 2020-06-19 | 0 | 0
|  |  |  | 2020-06-20 | 0 | 0
|  |  |  | 2020-06-21 | 0 | 0
|  |  |  | 2020-06-22 | 0 | 0
|  |  |  | 2020-06-23 | 0 | 0
|  |  |  | 2020-06-24 | 0.05 | 0.05
|  |  |  | 2020-06-25 | 0 | 0
|  |  |  | 2020-06-26 | 0 | 0
|  |  |  | 2020-06-27 | 1.13 | 1.13
|  |  |  | 2020-06-28 | 0 | 0
|  |  |  | 2020-06-29 | 0 | 0
|  |  |  | 2020-06-30 | 0 | 0
|  |  |  | 2020-07-01 | 0 | 0
|  |  |  | 2020-07-02 | 0 | 0
|  |  |  | 2020-07-03 | 0.04 | 0.04
|  |  |  | 2020-07-04 | 0 | 0
|  |  |  | 2020-07-05 | 0 | 0
|  |  |  | 2020-07-06 | 0.04 | 0.04
|  |  |  | 2020-07-07 | 0.27 | 0.27
|  |  |  | 2020-07-08 | 0 | 0
|  |  |  | 2020-07-09 | 0 | 0
|  |  |  | 2020-07-10 | 0 | 0
|  |  |  | 2020-07-11 | 0 | 0
|  |  |  | 2020-07-12 | 0 | 0
|  |  |  | 2020-07-13 | 0 | 0
|  |  |  | 2020-07-14 | 0 | 0
|  |  |  | 2020-07-15 | 0.1 | 0.1
|  |  |  | 2020-07-16 | 0 | 0
|  |  |  | 2020-07-17 | 0 | 0
|  |  |  | 2020-07-18 | 0.06 | 0.06
|  |  |  | 2020-07-19 | 0.09 | 0.09
|  |  |  | 2020-07-20 | 0 | 0
|  |  |  | 2020-07-21 | 0.39 | 0.39
|  |  |  | 2020-07-22 | 0 | 0
|  |  |  | 2020-07-23 | 0.06 | 0.06
|  |  |  | 2020-07-24 | 0 | 0
|  |  |  | 2020-07-25 | 0 | 0
|  |  |  | 2020-07-26 | 0.02 | 0.02
|  |  |  | 2020-07-27 | 0 | 0
|  |  |  | 2020-07-28 | 0 | 0
|  |  |  | 2020-07-29 | 0 | 0
|  |  |  | 2020-07-30 | 0 | 0
|  |  |  | 2020-08-01 | 0 | 0
|  |  |  | 2020-08-02 | 0 | 0
|  |  |  | 2020-08-03 | 0.07 | 0.07
|  |  |  | 2020-08-04 | 0 | 0
|  |  |  | 2020-08-05 | 0 | 0
|  |  |  | 2020-08-06 | 0 | 0
|  |  |  | 2020-08-07 | 0 | 0
|  |  |  | 2020-08-08 | 0 | 0
|  |  |  | 2020-08-09 | 0 | 0
|  |  |  | 2020-08-10 | 0.01 | 0.01
|  |  |  | 2020-08-11 | 0 | 0
|  |  |  | 2020-08-12 | 0 | 0
|  |  |  | 2020-08-13 | 0 | 0
|  |  |  | 2020-08-14 | 0 | 0
|  |  |  | 2020-08-15 | 0 | 0
|  |  |  | 2020-08-16 | 0.31 | 0.31
|  |  |  | 2020-08-17 | 0.06 | 0.06
|  |  |  | 2020-08-18 | 0.34 | 0.34
|  |  |  | 2020-08-19 | 0 | 0
|  |  |  | 2020-08-20 | 0 | 0
|  |  |  | 2020-08-21 | 0 | 0
|  |  |  | 2020-08-22 | 0 | 0
|  |  |  | 2020-08-23 | 0 | 0
|  |  |  | 2020-08-24 | 0 | 0
|  |  |  | 2020-08-25 | 0 | 0
|  |  |  | 2020-08-26 | 0 | 0
|  |  |  | 2020-08-27 | 0 | 0
|  |  |  | 2020-08-28 | 0 | 0
|  |  |  | 2020-08-29 | 0 | 0
|  |  |  | 2020-08-30 | 0 | 0
|  |  |  | 2020-09-01 | 0.09 | 0.09
|  |  |  | 2020-09-02 | 0 | 0
|  |  |  | 2020-09-03 | 0 | 0
|  |  |  | 2020-09-04 | 0 | 0
|  |  |  | 2020-09-05 | 0 | 0
|  |  |  | 2020-09-06 | 0 | 0
|  |  |  | 2020-09-07 | 0 | 0
|  |  |  | 2020-09-08 | 0 | 0
|  |  |  | 2020-09-09 | 0.19 | 0.19
|  |  |  | 2020-09-10 | 0.01 | 0.01
|  |  |  | 2020-09-11 | 0.01 | 0.01
|  |  |  | 2020-09-12 | 0 | 0
|  |  |  | 2020-09-13 | 0 | 0
|  |  |  | 2020-09-14 | 0.46 | 0.46
|  |  |  | 2020-09-15 | 0.09 | 0.09
|  |  |  | 2020-09-16 | 0.15 | 0.15
|  |  |  | 2020-09-17 | 0.21 | 0.21
|  |  |  | 2020-09-18 | 0 | 0
|  |  |  | 2020-09-19 | 0 | 0
|  |  |  | 2020-09-20 | 0 | 0
|  |  |  | 2020-09-21 | 0 | 0
|  |  |  | 2020-09-22 | 0 | 0
|  |  |  | 2020-09-23 | 0 | 0
|  |  |  | 2020-09-24 | 0 | 0
|  |  |  | 2020-09-25 | 0 | 0
|  |  |  | 2020-09-26 | 0 | 0
|  |  |  | 2020-09-27 | 0 | 0
|  |  |  | 2020-09-28 | 0 | 0
|  |  |  | 2020-09-29 | 0 | 0
|  |  |  | 2020-09-30 | 0 | 0
|  |  |  | 2020-10-01 | 0 | 0
|  |  |  | 2020-10-02 | 0 | 0
|  |  |  | 2020-10-03 | 0 | 0
|  |  |  | 2020-10-04 | 0 | 0
|  |  |  | 2020-10-05 | 0 | 0
|  |  |  | 2020-10-06 | 0 | 0
|  |  |  | 2020-10-07 | 0 | 0
|  |  |  | 2020-10-08 | 0 | 0
|  |  |  | 2020-10-09 | 0 | 0
|  |  |  | 2020-10-10 | 0 | 0
|  |  |  | 2020-10-11 | 0 | 0
|  |  |  | 2020-10-12 | 0 | 0
|  |  |  | 2020-10-13 | 0 | 0
|  |  |  | 2020-10-14 | 0 | 0
|  |  |  | 2020-10-15 | 0 | 0
|  |  |  | 2020-10-16 | 0 | 0
|  |  |  | 2020-10-17 | 0 | 0
|  |  |  | 2020-10-18 | 0 | 0
|  |  |  | 2020-10-19 | 0 | 0
|  |  |  | 2020-10-20 | 0 | 0
|  |  |  | 2020-10-21 | 0 | 0
|  |  |  | 2020-10-22 | 0.01 | 0.01
|  |  |  | 2020-10-23 | 0 | 0
|  |  |  | 2020-10-24 | 0 | 0
|  |  |  | 2020-10-25 | 0 | 0
|  |  |  | 2020-10-26 | 0 | 0
|  |  |  | 2020-10-27 | 0 | 0
|  |  |  | 2020-10-28 | 0 | 0
|  |  |  | 2020-10-29 | 0 | 0
|  |  |  | 2020-10-30 | 0 | 0
|  |  |  | 2020-10-31 | 0 | 0
|  |  |  | 2020-11-01 | 0 | 0
|  |  |  | 2020-11-02 | 0 | 0
|  |  |  | 2020-11-03 | 0 | 0
|  |  |  | 2020-11-04 | 0 | 0
|  |  |  | 2020-11-05 | 0 | 0
|  |  |  | 2020-11-06 | 0 | 0
|  |  |  | 2020-11-07 | 0 | 0
|  |  |  | 2020-11-08 | 0 | 0
|  |  |  | 2020-11-09 | 0 | 0
|  |  |  | 2020-11-10 | 0 | 0
|  |  |  | 2020-11-11 | 0 | 0
|  |  |  | 2020-11-12 | 0 | 0
|  |  |  | 2020-11-13 | 0 | 0
|  |  |  | 2020-11-14 | 0 | 0
|  |  |  | 2020-11-15 | 0 | 0
|  |  |  | 2020-11-16 | 0 | 0
|  |  |  | 2020-11-17 | 0 | 0
|  |  |  | 2020-11-18 | 0 | 0
|  |  |  | 2020-11-19 | 0 | 0
|  |  |  | 2020-11-20 | 0 | 0
|  |  |  | 2020-11-21 | 0 | 0
|  |  |  | 2020-11-22 | 0 | 0
|  |  |  | 2020-11-23 | 0 | 0
|  |  |  | 2020-11-24 | 0 | 0
|  |  |  | 2020-11-25 | 0 | 0
|  |  |  | 2020-11-26 | 0 | 0
|  |  |  | 2020-11-27 | 0 | 0
|  |  |  | 2020-11-28 | 0 | 0
|  |  |  | 2020-11-29 | 0 | 0
|  |  |  | 2020-11-30 | 0 | 0
|  |  |  | 2020-12-01 | 0 | 0
|  |  |  | 2020-12-02 | 0 | 0
|  |  |  | 2020-12-03 | 0 | 0
|  |  |  | 2020-12-04 | 0 | 0
|  |  |  | 2020-12-05 | 0.19 | 0.19
|  |  |  | 2020-12-06 | 0.01 | 0.01
|  |  |  | 2020-12-07 | 0 | 0
|  |  |  | 2020-12-08 | 0 | 0
|  |  |  | 2020-12-09 | 0 | 0
|  |  |  | 2020-12-10 | 0 | 0
|  |  |  | 2020-12-11 | 0 | 0
|  |  |  | 2020-12-12 | 0 | 0
|  |  |  | 2020-12-13 | 0 | 0
|  |  |  | 2020-12-14 | 0 | 0
|  |  |  | 2020-12-15 | 0 | 0
|  |  |  | 2020-12-16 | 0 | 0
|  |  |  | 2020-12-17 | 0 | 0
|  |  |  | 2020-12-18 | 0 | 0
|  |  |  | 2020-12-19 | 0 | 0
|  |  |  | 2020-12-20 | 0 | 0
|  |  |  | 2020-12-21 | 0 | 0
|  |  |  | 2020-12-22 | 0 | 0
|  |  |  | 2020-12-23 | 0 | 0
|  |  |  | 2020-12-24 | 0 | 0
|  |  |  | 2020-12-25 | 0 | 0
|  |  |  | 2020-12-26 | 0 | 0
|  |  |  | 2020-12-27 | 0 | 0
|  |  |  | 2020-12-28 | 0 | 0
|  |  |  | 2020-12-29 | 0 | 0
|  |  |  | 2020-12-30 | 0 | 0
|  |  |  | 2020-12-31 | 0.7 | 0.7
|  |  |  | 2021-01-01 | 0 | 0
|  |  |  | 2021-01-02 | 0 | 0
|  |  |  | 2021-01-03 | 0 | 0
|  |  |  | 2021-01-04 | 0 | 0
|  |  |  | 2021-01-05 | 0 | 0
|  |  |  | 2021-01-06 | 0 | 0
|  |  |  | 2021-01-07 | 0 | 0
|  |  |  | 2021-01-08 | 0 | 0
|  |  |  | 2021-01-09 | 0 | 0
|  |  |  | 2021-01-10 | 0 | 0
|  |  |  | 2021-01-11 | 0 | 0
|  |  |  | 2021-01-12 | 0 | 0
|  |  |  | 2021-01-13 | 0 | 0
|  |  |  | 2021-01-14 | 0 | 0
|  |  |  | 2021-01-15 | 0 | 0
|  |  |  | 2021-01-16 | 0 | 0
|  |  |  | 2021-01-17 | 0 | 0
|  |  |  | 2021-01-18 | 0 | 0
|  |  |  | 2021-01-19 | 0 | 0
|  |  |  | 2021-01-20 | 0.08 | 0.08
|  |  |  | 2021-01-21 | 0.16 | 0.16
|  |  |  | 2021-01-22 | 0.24 | 0.24
|  |  |  | 2021-01-23 | 0 | 0
|  |  |  | 2021-01-24 | 0 | 0
|  |  |  | 2021-01-25 | 0 | 0
|  |  |  | 2021-01-26 | 0 | 0
|  |  |  | 2021-01-27 | 0 | 0
|  |  |  | 2021-01-28 | 0 | 0
|  |  |  | 2021-01-29 | 0 | 0
|  |  |  | 2021-01-30 | 0 | 0
|  |  |  | 2021-01-31 | 0 | 0
|  |  |  | 2021-02-01 | 0 | 0
|  |  |  | 2021-02-02 | 0 | 0
|  |  |  | 2021-02-03 | 0 | 0
|  |  |  | 2021-02-04 | 0 | 0
|  |  |  | 2021-02-05 | 0 | 0
|  |  |  | 2021-02-06 | 0 | 0
|  |  |  | 2021-02-07 | 0 | 0
|  |  |  | 2021-02-08 | 0 | 0
|  |  |  | 2021-02-09 | 0 | 0
|  |  |  | 2021-02-10 | 0 | 0
|  |  |  | 2021-02-11 | 0 | 0
|  |  |  | 2021-02-12 | 0 | 0
|  |  |  | 2021-02-13 | 0 | 0
|  |  |  | 2021-02-14 | 0 | 0
|  |  |  | 2021-02-15 | 0.01 | 0.01
|  |  |  | 2021-02-16 | 0 | 0
|  |  |  | 2021-02-17 | 0.03 | 0.03
|  |  |  | 2021-02-18 | 0.05 | 0.05
|  |  |  | 2021-02-19 | 0 | 0
|  |  |  | 2021-02-20 | 0 | 0
|  |  |  | 2021-02-21 | 0 | 0
|  |  |  | 2021-02-22 | 0 | 0
|  |  |  | 2021-02-23 | 0 | 0
|  |  |  | 2021-02-24 | 0 | 0
|  |  |  | 2021-02-25 | 0 | 0
|  |  |  | 2021-02-26 | 0 | 0
|  |  |  | 2021-02-27 | 0 | 0
|  |  |  | 2021-02-28 | 0 | 0
|  |  |  | 2021-03-01 | 0 | 0
|  |  |  | 2021-03-02 | 0 | 0
|  |  |  | 2021-03-03 | 0 | 0
|  |  |  | 2021-03-04 | 0 | 0
|  |  |  | 2021-03-05 | 0 | 0
|  |  |  | 2021-03-06 | 0 | 0
|  |  |  | 2021-03-07 | 0 | 0
|  |  |  | 2021-03-08 | 0 | 0
|  |  |  | 2021-03-09 | 0 | 0
|  |  |  | 2021-03-10 | 0 | 0
|  |  |  | 2021-03-11 | 0 | 0
|  |  |  | 2021-03-12 | 0 | 0
|  |  |  | 2021-03-13 | 0 | 0
|  |  |  | 2021-03-14 | 0 | 0
|  |  |  | 2021-03-15 | 0 | 0
|  |  |  | 2021-03-16 | 0 | 0
|  |  |  | 2021-03-17 | 0 | 0
|  |  |  | 2021-03-18 | 0 | 0
|  |  |  | 2021-03-19 | 0 | 0
|  |  |  | 2021-03-20 | 0 | 0
|  |  |  | 2021-03-21 | 0 | 0
|  |  |  | 2021-03-22 | 0.04 | 0.04
|  |  |  | 2021-03-23 | 0 | 0
|  |  |  | 2021-03-24 | 0 | 0
|  |  |  | 2021-03-25 | 0 | 0
|  |  |  | 2021-03-26 | 0 | 0
|  |  |  | 2021-03-27 | 0 | 0
|  |  |  | 2021-03-28 | 0 | 0
|  |  |  | 2021-03-29 | 0 | 0
|  |  |  | 2021-03-30 | 0 | 0
|  |  |  | 2021-03-31 | 0 | 0
|  |  |  | 2021-04-01 | 0 | 0
|  |  |  | 2021-04-02 | 0 | 0
|  |  |  | 2021-04-03 | 0.08 | 0.08
|  |  |  | 2021-04-04 | 0.01 | 0.01
|  |  |  | 2021-04-05 | 0 | 0
|  |  |  | 2021-04-06 | 0 | 0
|  |  |  | 2021-04-07 | 0 | 0
|  |  |  | 2021-04-08 | 0 | 0
|  |  |  | 2021-04-09 | 0 | 0
|  |  |  | 2021-04-10 | 0 | 0
|  |  |  | 2021-04-11 | 0 | 0
|  |  |  | 2021-04-12 | 0 | 0
|  |  |  | 2021-04-13 | 0 | 0
|  |  |  | 2021-04-14 | 0 | 0
|  |  |  | 2021-04-15 | 0 | 0
|  |  |  | 2021-04-16 | 0 | 0
|  |  |  | 2021-04-17 | 0 | 0
|  |  |  | 2021-04-18 | 0 | 0
|  |  |  | 2021-04-19 | 0 | 0
|  |  |  | 2021-04-20 | 0 | 0
|  |  |  | 2021-04-21 | 0 | 0
|  |  |  | 2021-04-22 | 0 | 0
|  |  |  | 2021-04-23 | 0 | 0
|  |  |  | 2021-04-24 | 0 | 0
|  |  |  | 2021-04-25 | 0 | 0
|  |  |  | 2021-04-26 | 0 | 0
|  |  |  | 2021-04-27 | 0 | 0
|  |  |  | 2021-04-28 | 0 | 0
|  |  |  | 2021-04-29 | 0 | 0
|  |  |  | 2021-04-30 | 0.03 | 0.03
|  |  |  | 2021-05-01 | 0.08 | 0.08
|  |  |  | 2021-05-02 | 0 | 0
|  |  |  | 2021-05-03 | 0 | 0
|  |  |  | 2021-05-04 | 0 | 0
|  |  |  | 2021-05-05 | 0 | 0
|  |  |  | 2021-05-06 | 0 | 0
|  |  |  | 2021-05-07 | 0 | 0
|  |  |  | 2021-05-08 | 0.01 | 0.01
|  |  |  | 2021-05-09 | 0 | 0
|  |  |  | 2021-05-10 | 0 | 0
|  |  |  | 2021-05-11 | 0 | 0
|  |  |  | 2021-05-12 | 0 | 0
|  |  |  | 2021-05-13 | 0 | 0
|  |  |  | 2021-05-14 | 0 | 0
|  |  |  | 2021-05-15 | 0 | 0
|  |  |  | 2021-05-16 | 0 | 0
|  |  |  | 2021-05-17 | 0 | 0
|  |  |  | 2021-05-18 | 0 | 0
|  |  |  | 2021-05-19 | 0 | 0
|  |  |  | 2021-05-20 | 0.01 | 0.01
|  |  |  | 2021-05-21 | 0 | 0
|  |  |  | 2021-05-22 | 0 | 0
|  |  |  | 2021-05-23 | 0 | 0
|  |  |  | 2021-05-24 | 0.31 | 0.31
|  |  |  | 2021-05-25 | 0 | 0
|  |  |  | 2021-05-26 | 0 | 0
|  |  |  | 2021-05-27 | 0.03 | 0.03
|  |  |  | 2021-05-28 | 0 | 0
|  |  |  | 2021-05-29 | 0 | 0
|  |  |  | 2021-05-30 | 0.49 | 0.49
|  |  |  | 2021-05-31 | 0 | 0
|  |  |  | 2021-06-01 | 0 | 0
|  |  |  | 2021-06-02 | 0.64 | 0.64
|  |  |  | 2021-06-03 | 0.01 | 0.01
|  |  |  | 2021-06-04 | 0 | 0
|  |  |  | 2021-06-05 | 0 | 0
|  |  |  | 2021-06-06 | 0 | 0
|  |  |  | 2021-06-07 | 0 | 0
|  |  |  | 2021-06-08 | 0 | 0
|  |  |  | 2021-06-09 | 0 | 0
|  |  |  | 2021-06-10 | 0.03 | 0.03
|  |  |  | 2021-06-11 | 0 | 0
|  |  |  | 2021-06-12 | 0 | 0
|  |  |  | 2021-06-13 | 0 | 0
|  |  |  | 2021-06-14 | 0.1 | 0.1
|  |  |  | 2021-06-15 | 0 | 0
|  |  |  | 2021-06-16 | 0 | 0
|  |  |  | 2021-06-17 | 0 | 0
|  |  |  | 2021-06-18 | 0 | 0
|  |  |  | 2021-06-19 | 0 | 0
|  |  |  | 2021-06-20 | 0 | 0
|  |  |  | 2021-06-21 | 0 | 0
|  |  |  | 2021-06-22 | 0 | 0
|  |  |  | 2021-06-23 | 0 | 0
|  |  |  | 2021-06-24 | 0.4 | 0.4
|  |  |  | 2021-06-25 | 0 | 0
|  |  |  | 2021-06-26 | 0.14 | 0.14
|  |  |  | 2021-06-27 | 1.65 | 1.65
|  |  |  | 2021-06-28 | 0.01 | 0.01
|  |  |  | 2021-06-29 | 1.19 | 1.19
|  |  |  | 2021-06-30 | 0.02 | 0.02
|  |  |  | 2021-07-01 | 0 | 0
|  |  |  | 2021-07-02 | 1.09 | 1.09
|  |  |  | 2021-07-03 | 1.07 | 1.07
|  |  |  | 2021-07-04 | 0.31 | 0.31
|  |  |  | 2021-07-05 | 0 | 0
|  |  |  | 2021-07-06 | 0 | 0
|  |  |  | 2021-07-07 | 0.24 | 0.24
|  |  |  | 2021-07-08 | 0 | 0
|  |  |  | 2021-07-09 | 0 | 0
|  |  |  | 2021-07-10 | 0 | 0
|  |  |  | 2021-07-11 | 0 | 0
|  |  |  | 2021-07-12 | 0 | 0
|  |  |  | 2021-07-13 | 0 | 0
|  |  |  | 2021-07-14 | 0 | 0
|  |  |  | 2021-07-15 | 0 | 0
|  |  |  | 2021-07-16 | 0 | 0
|  |  |  | 2021-07-17 | 0.08 | 0.08
|  |  |  | 2021-07-18 | 0.19 | 0.19
|  |  |  | 2021-07-19 | 0 | 0
|  |  |  | 2021-07-20 | 0.05 | 0.05
|  |  |  | 2021-07-21 | 0 | 0
|  |  |  | 2021-07-22 | 0 | 0
|  |  |  | 2021-07-23 | 0 | 0
|  |  |  | 2021-07-24 | 0.16 | 0.16
|  |  |  | 2021-07-25 | 0.11 | 0.11
|  |  |  | 2021-07-26 | 0 | 0
|  |  |  | 2021-07-27 | 0 | 0
|  |  |  | 2021-07-28 | 0.22 | 0.22
|  |  |  | 2021-07-29 | 0 | 0
|  |  |  | 2021-07-30 | 0.09 | 0.09
|  |  |  | 2021-07-31 | 0 | 0
|  |  |  | 2021-08-01 | 0 | 0
|  |  |  | 2021-08-02 | 0.04 | 0.04
|  |  |  | 2021-08-03 | 0 | 0
|  |  |  | 2021-08-04 | 0 | 0
|  |  |  | 2021-08-05 | 0 | 0
|  |  |  | 2021-08-06 | 0 | 0
|  |  |  | 2021-08-07 | 0 | 0
|  |  |  | 2021-08-08 | 0.02 | 0.02
|  |  |  | 2021-08-09 | 0 | 0
|  |  |  | 2021-08-10 | 0 | 0
|  |  |  | 2021-08-11 | 0.01 | 0.01
|  |  |  | 2021-08-12 | 0 | 0
|  |  |  | 2021-08-13 | 0.04 | 0.04
|  |  |  | 2021-08-14 | 0.41 | 0.41
|  |  |  | 2021-08-15 | 0.22 | 0.22
|  |  |  | 2021-08-16 | 0 | 0
|  |  |  | 2021-08-17 | 0.15 | 0.15
|  |  |  | 2021-08-18 | 0.46 | 0.46
|  |  |  | 2021-08-19 | 0.66 | 0.66
|  |  |  | 2021-08-20 | 1.42 | 1.42
|  |  |  | 2021-08-21 | 0.18 | 0.18
|  |  |  | 2021-08-22 | 0.09 | 0.09
|  |  |  | 2021-08-23 | 0 | 0
|  |  |  | 2021-08-24 | 0 | 0
|  |  |  | 2021-08-25 | 0 | 0
|  |  |  | 2021-08-26 | 0 | 0
|  |  |  | 2021-08-27 | 0 | 0
|  |  |  | 2021-08-28 | 0 | 0
|  |  |  | 2021-08-29 | 0 | 0
|  |  |  | 2021-08-30 | 0.02 | 0.02
|  |  |  | 2021-08-31 | 0.62 | 0.62
|  |  |  | 2021-09-01 | 0.3 | 0.3
|  |  |  | 2021-09-02 | 0.36 | 0.36
|  |  |  | 2021-09-03 | 0.13 | 0.13
|  |  |  | 2021-09-04 | 0.01 | 0.01
|  |  |  | 2021-09-05 | 0.08 | 0.08
|  |  |  | 2021-09-06 | 0 | 0
|  |  |  | 2021-09-07 | 0 | 0
|  |  |  | 2021-09-08 | 0 | 0
|  |  |  | 2021-09-09 | 0 | 0
|  |  |  | 2021-09-10 | 0 | 0
|  |  |  | 2021-09-11 | 0 | 0
|  |  |  | 2021-09-12 | 0 | 0
|  |  |  | 2021-09-13 | 0 | 0
|  |  |  | 2021-09-14 | 0 | 0
|  |  |  | 2021-09-15 | 0 | 0
|  |  |  | 2021-09-16 | 0.08 | 0.08
|  |  |  | 2021-09-17 | 0.94 | 0.94
|  |  |  | 2021-09-18 | 0 | 0
|  |  |  | 2021-09-19 | 0 | 0
|  |  |  | 2021-09-20 | 0 | 0
|  |  |  | 2021-09-21 | 0 | 0
|  |  |  | 2021-09-22 | 0 | 0
|  |  |  | 2021-09-23 | 0 | 0
|  |  |  | 2021-09-24 | 0 | 0
|  |  |  | 2021-09-25 | 0 | 0
|  |  |  | 2021-09-26 | 0 | 0
|  |  |  | 2021-09-27 | 0.22 | 0.22
|  |  |  | 2021-09-28 | 0 | 0
|  |  |  | 2021-09-29 | 0 | 0
|  |  |  | 2021-09-30 | 0 | 0
|  |  |  | 2021-10-01 | 0.36 | 0.36
|  |  |  | 2021-10-02 | 0.01 | 0.01
|  |  |  | 2021-10-03 | 0 | 0
|  |  |  | 2021-10-04 | 0 | 0
|  |  |  | 2021-10-05 | 0 | 0
|  |  |  | 2021-10-06 | 0 | 0
|  |  |  | 2021-10-07 | 0 | 0
|  |  |  | 2021-10-08 | 0 | 0
|  |  |  | 2021-10-09 | 0 | 0
|  |  |  | 2021-11-01 | 0 | 0
|  |  |  | 2021-11-02 | 0 | 0
|  |  |  | 2021-11-03 | 0 | 0
|  |  |  | 2021-11-04 | 0 | 0
|  |  |  | 2021-11-05 | 0 | 0
|  |  |  | 2021-11-06 | 0 | 0
|  |  |  | 2021-11-07 | 0 | 0
|  |  |  | 2021-11-08 | 0 | 0
|  |  |  | 2021-11-09 | 0 | 0
|  |  |  | 2021-11-10 | 0 | 0
|  |  |  | 2021-11-11 | 0 | 0
|  |  |  | 2021-11-12 | 0 | 0
|  |  |  | 2021-11-13 | 0 | 0
|  |  |  | 2021-11-14 | 0 | 0
|  |  |  | 2021-11-15 | 0 | 0
|  |  |  | 2021-11-16 | 0 | 0
|  |  |  | 2021-11-17 | 0 | 0
|  |  |  | 2021-11-18 | 0 | 0
|  |  |  | 2021-11-19 | 0 | 0
|  |  |  | 2021-11-20 | 0 | 0
|  |  |  | 2021-11-21 | 0 | 0
|  |  |  | 2021-11-22 | 0 | 0
|  |  |  | 2021-11-23 | 0 | 0
|  |  |  | 2021-11-24 | 0 | 0
|  |  |  | 2021-11-25 | 0 | 0
|  |  |  | 2021-11-26 | 0 | 0
|  |  |  | 2022-07-01 | 0 | 0
|  |  |  | 2022-07-02 | 0 | 0
|  |  |  | 2022-07-03 | 0 | 0
|  |  |  | 2022-07-04 | 0 | 0
|  |  |  | 2022-07-05 | 0.36 | 0.36
|  |  |  | 2022-07-06 | 0.45 | 0.45
|  |  |  | 2022-07-07 | 0 | 0
|  |  |  | 2022-07-08 | 0 | 0
|  |  |  | 2022-07-09 | 0 | 0
|  |  |  | 2022-07-10 | 0 | 0
|  |  |  | 2022-07-11 | 0 | 0
|  |  |  | 2022-07-12 | 0 | 0
|  |  |  | 2022-07-13 | 0 | 0
|  |  |  | 2022-07-14 | 0.29 | 0.29
|  |  |  | 2022-07-15 | 0 | 0
|  |  |  | 2022-07-16 | 0 | 0
|  |  |  | 2022-07-17 | 0 | 0
|  |  |  | 2022-07-18 | 0 | 0
|  |  |  | 2022-07-19 | 0 | 0
|  |  |  | 2022-07-20 | 0 | 0
|  |  |  | 2022-07-21 | 0 | 0
|  |  |  | 2022-07-22 | 0 | 0
|  |  |  | 2022-07-23 | 0.14 | 0.14
|  |  |  | 2022-07-24 | 0.05 | 0.05
|  |  |  | 2022-07-25 | 0 | 0
|  |  |  | 2022-07-26 | 0.02 | 0.02
|  |  |  | 2022-07-27 | 0 | 0
|  |  |  | 2022-07-28 | 0 | 0
|  |  |  | 2022-07-29 | 0 | 0
|  |  |  | 2022-07-30 | 0 | 0
|  |  |  | 2022-07-31 | 0 | 0
|  |  |  | 2022-08-01 | 0 | 0
|  |  |  | 2022-08-02 | 0 | 0
|  |  |  | 2022-08-03 | 0 | 0
|  |  |  | 2022-08-04 | 0 | 0
|  |  |  | 2022-08-05 | 0 | 0
|  |  |  | 2022-08-06 | 0 | 0
|  |  |  | 2022-08-07 | 0 | 0
|  |  |  | 2022-08-08 | 0 | 0
|  |  |  | 2022-08-09 | 0.19 | 0.19
|  |  |  | 2022-08-10 | 0 | 0
|  |  |  | 2022-08-11 | 0 | 0
|  |  |  | 2022-08-12 | 0.08 | 0.08
|  |  |  | 2022-08-13 | 0 | 0
|  |  |  | 2022-08-14 | 0 | 0
|  |  |  | 2022-08-15 | 0 | 0
|  |  |  | 2022-08-16 | 0.74 | 0.74
|  |  |  | 2022-08-17 | 1.24 | 1.24
|  |  |  | 2022-08-18 | 0 | 0
|  |  |  | 2022-08-19 | 0.08 | 0.08
|  |  |  | 2022-08-20 | 0.81 | 0.81
|  |  |  | 2022-08-21 | 0.09 | 0.09
|  |  |  | 2022-08-22 | 0.01 | 0.01
|  |  |  | 2022-08-23 | 0.09 | 0.09
|  |  |  | 2022-08-24 | 0 | 0
|  |  |  | 2022-08-25 | 0 | 0
|  |  |  | 2022-08-26 | 0 | 0
|  |  |  | 2022-08-27 | 0 | 0
|  |  |  | 2022-08-28 | 0 | 0
|  |  |  | 2022-08-29 | 0.29 | 0.29
|  |  |  | 2022-08-30 | 0 | 0
|  |  |  | 2022-08-31 | 0.28 | 0.28
|  |  |  | 2022-09-01 | 0.91 | 0.91
|  |  |  | 2022-09-02 | 0.52 | 0.52
|  |  |  | 2022-09-03 | 0.08 | 0.08
|  |  |  | 2022-09-04 | 0 | 0
|  |  |  | 2022-09-05 | 0 | 0
|  |  |  | 2022-09-06 | 0 | 0
|  |  |  | 2022-09-07 | 0 | 0
|  |  |  | 2022-09-08 | 0 | 0
|  |  |  | 2022-09-09 | 0 | 0
|  |  |  | 2022-09-10 | 0 | 0
|  |  |  | 2022-09-11 | 0 | 0
|  |  |  | 2022-09-12 | 0 | 0
|  |  |  | 2022-09-13 | 0.02 | 0.02
|  |  |  | 2022-09-14 | 0.22 | 0.22
|  |  |  | 2022-09-15 | 0.46 | 0.46
|  |  |  | 2022-09-16 | 0 | 0
|  |  |  | 2022-09-17 | 0 | 0
|  |  |  | 2022-09-18 | 0 | 0
|  |  |  | 2022-09-19 | 0 | 0
|  |  |  | 2022-09-20 | 0 | 0
|  |  |  | 2022-09-21 | 0 | 0
|  |  |  | 2022-09-22 | 0 | 0
|  |  |  | 2022-09-23 | 0 | 0
|  |  |  | 2022-09-24 | 0 | 0
|  |  |  | 2022-09-25 | 0 | 0
|  |  |  | 2022-09-26 | 0 | 0
|  |  |  | 2022-09-27 | 0 | 0
|  |  |  | 2022-09-28 | 0 | 0
|  |  |  | 2022-09-29 | 0 | 0
|  |  |  | 2022-09-30 | 0 | 0
|  |  |  | 2022-10-01 | 0 | 0
|  |  |  | 2022-10-02 | 0 | 0
|  |  |  | 2022-10-03 | 0 | 0
|  |  |  | 2022-10-04 | 0 | 0
|  |  |  | 2022-10-05 | 0 | 0
|  |  |  | 2022-10-06 | 0.25 | 0.25
|  |  |  | 2022-10-07 | 0 | 0
|  |  |  | 2022-10-08 | 0 | 0
|  |  |  | 2022-10-09 | 0.3 | 0.3
|  |  |  | 2022-10-10 | 0.76 | 0.76
|  |  |  | 2022-10-11 | 1.16 | 1.16
|  |  |  | 2022-10-12 | 0 | 0
|  |  |  | 2022-10-13 | 0 | 0
|  |  |  | 2022-10-14 | 0 | 0
|  |  |  | 2022-10-15 | 0 | 0
|  |  |  | 2022-10-16 | 0.01 | 0.01
|  |  |  | 2022-10-17 | 0.14 | 0.14
|  |  |  | 2022-10-18 | 0.03 | 0.03
|  |  |  | 2022-10-19 | 0 | 0
|  |  |  | 2022-10-20 | 0 | 0
|  |  |  | 2022-10-21 | 0 | 0
|  |  |  | 2022-10-22 | 0 | 0
|  |  |  | 2022-10-23 | 0 | 0
|  |  |  | 2022-10-24 | 0 | 0
|  |  |  | 2022-10-25 | 0 | 0
|  |  |  | 2022-10-26 | 0 | 0
|  |  |  | 2022-10-27 | 0 | 0
|  |  |  | 2022-10-28 | 0 | 0
|  |  |  | 2022-10-29 | 0 | 0
|  |  |  | 2022-10-30 | 0 | 0
|  |  |  | 2022-10-31 | 0 | 0
|  |  |  | 2022-11-01 | 0 | 0
|  |  |  | 2022-11-02 | 0 | 0
|  |  |  | 2022-11-03 | 0 | 0
|  |  |  | 2022-11-04 | 0 | 0
|  |  |  | 2022-11-05 | 0 | 0
|  |  |  | 2022-11-06 | 0 | 0
|  |  |  | 2022-11-07 | 0 | 0
|  |  |  | 2022-11-08 | 0 | 0
|  |  |  | 2022-11-09 | 0 | 0
|  |  |  | 2022-11-10 | 0 | 0
|  |  |  | 2022-11-11 | 0 | 0
|  |  |  | 2022-11-12 | 0 | 0
|  |  |  | 2022-11-13 | 0 | 0
|  |  |  | 2022-11-14 | 0 | 0
|  |  |  | 2022-11-15 | 0 | 0
|  |  |  | 2022-11-16 | 0 | 0
|  |  |  | 2022-11-17 | 0 | 0
|  |  |  | 2022-11-18 | 0 | 0
|  |  |  | 2022-11-19 | 0 | 0
|  |  |  | 2022-11-20 | 0 | 0
|  |  |  | 2022-11-21 | 0 | 0
|  |  |  | 2022-11-22 | 0 | 0
|  |  |  | 2022-11-23 | 0 | 0
|  |  |  | 2022-11-24 | 0 | 0
|  |  |  | 2022-11-25 | 0.01 | 0.01
|  |  |  | 2022-11-26 | 0.14 | 0.14
|  |  |  | 2022-11-27 | 0 | 0
|  |  |  | 2022-11-28 | 0 | 0
|  |  |  | 2022-11-29 | 0 | 0
|  |  |  | 2022-11-30 | 0 | 0
|  |  |  | 2022-12-01 | 0 | 0
|  |  |  | 2022-12-02 | 0 | 0
|  |  |  | 2022-12-03 | 0 | 0
|  |  |  | 2022-12-04 | 0 | 0
|  |  |  | 2022-12-05 | 0 | 0
|  |  |  | 2022-12-06 | 0 | 0
|  |  |  | 2022-12-07 | 0 | 0
|  |  |  | 2022-12-08 | 0 | 0
|  |  |  | 2022-12-09 | 0 | 0
|  |  |  | 2022-12-10 | 0 | 0
|  |  |  | 2022-12-11 | 0.06 | 0.06
|  |  |  | 2022-12-12 | 0 | 0
|  |  |  | 2022-12-13 | 0 | 0
|  |  |  | 2022-12-14 | 0 | 0
|  |  |  | 2022-12-15 | 0 | 0
|  |  |  | 2022-12-16 | 0 | 0
|  |  |  | 2022-12-17 | 0 | 0
|  |  |  | 2022-12-18 | 0 | 0
|  |  |  | 2022-12-19 | 0 | 0
|  |  |  | 2022-12-20 | 0 | 0
|  |  |  | 2022-12-21 | 0 | 0
|  |  |  | 2022-12-22 | 0 | 0
|  |  |  | 2022-12-23 | 0 | 0
|  |  |  | 2022-12-24 | 0 | 0
|  |  |  | 2022-12-25 | 0 | 0
|  |  |  | 2022-12-26 | 0 | 0
|  |  |  | 2022-12-27 | 0 | 0
|  |  |  | 2022-12-28 | 0 | 0
|  |  |  | 2022-12-29 | 0 | 0
|  |  |  | 2022-12-30 | 0 | 0
|  |  |  | 2022-12-31 | 0 | 0
|  |  |  | 2023-01-01 | 0 | 0
|  |  |  | 2023-01-02 | 0 | 0
|  |  |  | 2023-01-03 | 0 | 0
|  |  |  | 2023-01-04 | 0 | 0
|  |  |  | 2023-01-05 | 0 | 0
|  |  |  | 2023-01-06 | 0 | 0
|  |  |  | 2023-01-07 | 0 | 0
|  |  |  | 2023-01-08 | 0 | 0
|  |  |  | 2023-01-09 | 0 | 0
|  |  |  | 2023-01-10 | 0 | 0
|  |  |  | 2023-01-11 | 0 | 0
|  |  |  | 2023-01-12 | 0 | 0
|  |  |  | 2023-01-13 | 0 | 0
|  |  |  | 2023-01-14 | 0 | 0
|  |  |  | 2023-01-15 | 0 | 0
|  |  |  | 2023-01-16 | 0 | 0
|  |  |  | 2023-01-17 | 0 | 0
|  |  |  | 2023-01-18 | 0.01 | 0.01
|  |  |  | 2023-01-19 | 0 | 0
|  |  |  | 2023-01-20 | 0 | 0
|  |  |  | 2023-01-21 | 0 | 0
|  |  |  | 2023-01-22 | 0 | 0
|  |  |  | 2023-01-23 | 0 | 0
|  |  |  | 2023-01-24 | 0.01 | 0.01
|  |  |  | 2023-01-25 | 0 | 0
|  |  |  | 2023-01-26 | 0 | 0
|  |  |  | 2023-01-27 | 0 | 0
|  |  |  | 2023-01-28 | 0 | 0
|  |  |  | 2023-01-29 | 0 | 0
|  |  |  | 2023-01-30 | 0 | 0
|  |  |  | 2023-01-31 | 0 | 0
|  |  |  | 2023-02-13 | 0 | 0
|  |  |  | 2023-02-14 | 0 | 0
|  |  |  | 2023-02-20 |  | 0
|  |  |  | 2023-02-21 | 0 | 0
|  |  |  | 2023-02-22 | 0.02 | 0.02

## back
date | precipitation | Vr | Vff | Vff v. precip | Vr-Vff-daily demand | Vr v. 0 | water in storage | water in storage v. zero | Is tank empty? | overflow
| ft | ft*ft*ft | ft*ft*ft | ft*ft*ft | ft*ft*ft | ft*ft*ft | ft*ft*ft | gallons | 1 = yes | ft*ft*ft | total # of days: | 36710 | Vr | = volume of precipitation from catchment
[7 empty] | 2005.215 |  |  | 55772.9157 | total # of empty days: | 0 | Vff | = volume of the first flush
1911-12-01 | 0 | 0 | 0 | 0 | -6.6845 | -6.6845 | 1998.5305 | 14949.0081 |  | 0
1911-12-02 | 0 | 0 | 0 | 0 | -6.6845 | -6.6845 | 1991.846 | 14899.0081 |  | 0
1911-12-03 | 0 | 0 | 0 | 0 | -6.6845 | -6.6845 | 1985.1615 | 14849.008 |  | 0
1911-12-04 | 0 | 0 | 0 | 0 | -6.6845 | -6.6845 | 1978.477 | 14799.008 |  | 0
1911-12-05 | 0 | 0 | 0 | 0 | -6.6845 | -6.6845 | 1971.7925 | 14749.0079 |  | 0
1911-12-06 | 0 | 0 | 0 | 0 | -6.6845 | -6.6845 | 1965.108 | 14699.0078 |  | 0
1911-12-07 | 0 | 0 | 0 | 0 | -6.6845 | -6.6845 | 1958.4235 | 14649.0078 |  | 0
1911-12-08 | 0 | 0 | 0 | 0 | -6.6845 | -6.6845 | 1951.739 | 14599.0077 |  | 0
1911-12-09 | 0 | 0 | 0 | 0 | -6.6845 | -6.6845 | 1945.0545 | 14549.0077 |  | 0
1911-12-10 | 0 | 0 | 0 | 0 | -6.6845 | -6.6845 | 1938.37 | 14499.0076 |  | 0
1911-12-11 | 0.0016667 | 4.1921 | 3.6551 | 3.6551 | -6.1474 | -6.1474 | 1932.2226 | 14453.0247 |  | 0
1911-12-12 | 0 | 0 | 0 | 0 | -6.6845 | -6.6845 | 1925.5381 | 14403.0246 |  | 0
1911-12-13 | 0 | 0 | 0 | 0 | -6.6845 | -6.6845 | 1918.8536 | 14353.0246 |  | 0
1911-12-14 | 0 | 0 | 0 | 0 | -6.6845 | -6.6845 | 1912.1691 | 14303.0245 |  | 0
1911-12-15 | 0.013333 | 33.5371 | 3.6551 | 3.6551 | 23.1975 | 23.1975 | 1935.3665 | 14476.5417 |  | 0
1911-12-16 | 0 | 0 | 0 | 0 | -6.6845 | -6.6845 | 1928.682 | 14426.5417 |  | 0
1911-12-17 | 0 | 0 | 0 | 0 | -6.6845 | -6.6845 | 1921.9975 | 14376.5416 |  | 0
1911-12-18 | 0 | 0 | 0 | 0 | -6.6845 | -6.6845 | 1915.313 | 14326.5415 |  | 0
1911-12-19 | 0 | 0 | 0 | 0 | -6.6845 | -6.6845 | 1908.6285 | 14276.5415 |  | 0
1911-12-20 | 0 | 0 | 0 | 0 | -6.6845 | -6.6845 | 1901.944 | 14226.5414 |  | 0
1911-12-21 | 0 | 0 | 0 | 0 | -6.6845 | -6.6845 | 1895.2595 | 14176.5414 |  | 0
1911-12-22 | 0.021667 | 54.4977 | 3.6551 | 3.6551 | 44.1582 | 44.1582 | 1939.4177 | 14506.8443 |  | 0
1911-12-23 | 0 | 0 | 0 | 0 | -6.6845 | -6.6845 | 1932.7332 | 14456.8443 |  | 0
1911-12-24 | 0 | 0 | 0 | 0 | -6.6845 | -6.6845 | 1926.0487 | 14406.8442 |  | 0
1911-12-25 | 0 | 0 | 0 | 0 | -6.6845 | -6.6845 | 1919.3642 | 14356.8442 |  | 0
1911-12-26 | 0 | 0 | 0 | 0 | -6.6845 | -6.6845 | 1912.6797 | 14306.8441 |  | 0
1911-12-27 | 0 | 0 | 0 | 0 | -6.6845 | -6.6845 | 1905.9952 | 14256.844 |  | 0
1911-12-28 | 0 | 0 | 0 | 0 | -6.6845 | -6.6845 | 1899.3107 | 14206.844 |  | 0
1911-12-29 | 0 | 0 | 0 | 0 | -6.6845 | -6.6845 | 1892.6262 | 14156.8439 |  | 0
1911-12-30 | 0 | 0 | 0 | 0 | -6.6845 | -6.6845 | 1885.9417 | 14106.8439 |  | 0
1911-12-31 | 0 | 0 | 0 | 0 | -6.6845 | -6.6845 | 1879.2572 | 14056.8438 |  | 0
1912-01-01 | 0 | 0 | 0 | 0 | -6.6845 | -6.6845 | 1872.5727 | 14006.8437 |  | 0
1912-01-02 | 0 | 0 | 0 | 0 | -6.6845 | -6.6845 | 1865.8882 | 13956.8437 |  | 0
1912-01-03 | 0 | 0 | 0 | 0 | -6.6845 | -6.6845 | 1859.2037 | 13906.8436 |  | 0
1912-01-04 | 0 | 0 | 0 | 0 | -6.6845 | -6.6845 | 1852.5192 | 13856.8436 |  | 0
1912-01-05 | 0 | 0 | 0 | 0 | -6.6845 | -6.6845 | 1845.8347 | 13806.8435 |  | 0
1912-01-06 | 0 | 0 | 0 | 0 | -6.6845 | -6.6845 | 1839.1502 | 13756.8434 |  | 0
1912-01-07 | 0 | 0 | 0 | 0 | -6.6845 | -6.6845 | 1832.4657 | 13706.8434 |  | 0
1912-01-08 | 0 | 0 | 0 | 0 | -6.6845 | -6.6845 | 1825.7812 | 13656.8433 |  | 0
1912-01-09 | 0 | 0 | 0 | 0 | -6.6845 | -6.6845 | 1819.0967 | 13606.8433 |  | 0
1912-01-10 | 0 | 0 | 0 | 0 | -6.6845 | -6.6845 | 1812.4122 | 13556.8432 |  | 0
1912-01-11 | 0 | 0 | 0 | 0 | -6.6845 | -6.6845 | 1805.7277 | 13506.8431 |  | 0
1912-01-12 | 0 | 0 | 0 | 0 | -6.6845 | -6.6845 | 1799.0432 | 13456.8431 |  | 0
1912-01-13 | 0 | 0 | 0 | 0 | -6.6845 | -6.6845 | 1792.3587 | 13406.843 |  | 0
1912-01-14 | 0 | 0 | 0 | 0 | -6.6845 | -6.6845 | 1785.6742 | 13356.843 |  | 0
1912-01-15 | 0 | 0 | 0 | 0 | -6.6845 | -6.6845 | 1778.9897 | 13306.8429 |  | 0
1912-01-16 | 0 | 0 | 0 | 0 | -6.6845 | -6.6845 | 1772.3052 | 13256.8428 |  | 0
1912-01-17 | 0 | 0 | 0 | 0 | -6.6845 | -6.6845 | 1765.6207 | 13206.8428 |  | 0
1912-01-18 | 0 | 0 | 0 | 0 | -6.6845 | -6.6845 | 1758.9362 | 13156.8427 |  | 0
1912-01-19 | 0 | 0 | 0 | 0 | -6.6845 | -6.6845 | 1752.2517 | 13106.8427 |  | 0
1912-01-20 | 0 | 0 | 0 | 0 | -6.6845 | -6.6845 | 1745.5672 | 13056.8426 |  | 0
1912-01-21 | 0 | 0 | 0 | 0 | -6.6845 | -6.6845 | 1738.8827 | 13006.8425 |  | 0
1912-01-22 | 0 | 0 | 0 | 0 | -6.6845 | -6.6845 | 1732.1982 | 12956.8425 |  | 0
1912-01-23 | 0 | 0 | 0 | 0 | -6.6845 | -6.6845 | 1725.5137 | 12906.8424 |  | 0
1912-01-24 | 0 | 0 | 0 | 0 | -6.6845 | -6.6845 | 1718.8292 | 12856.8424 |  | 0
1912-01-25 | 0 | 0 | 0 | 0 | -6.6845 | -6.6845 | 1712.1447 | 12806.8423 |  | 0
1912-01-26 | 0 | 0 | 0 | 0 | -6.6845 | -6.6845 | 1705.4602 | 12756.8422 |  | 0
1912-01-27 | 0 | 0 | 0 | 0 | -6.6845 | -6.6845 | 1698.7757 | 12706.8422 |  | 0
1912-01-28 | 0 | 0 | 0 | 0 | -6.6845 | -6.6845 | 1692.0912 | 12656.8421 |  | 0
1912-01-29 | 0 | 0 | 0 | 0 | -6.6845 | -6.6845 | 1685.4067 | 12606.8421 |  | 0
1912-01-30 | 0 | 0 | 0 | 0 | -6.6845 | -6.6845 | 1678.7222 | 12556.842 |  | 0
1912-01-31 | 0 | 0 | 0 | 0 | -6.6845 | -6.6845 | 1672.0377 | 12506.8419 |  | 0
1912-02-01 | 0 | 0 | 0 | 0 | -6.6845 | -6.6845 | 1665.3532 | 12456.8419 |  | 0
1912-02-02 | 0 | 0 | 0 | 0 | -6.6845 | -6.6845 | 1658.6687 | 12406.8418 |  | 0
1912-02-03 | 0 | 0 | 0 | 0 | -6.6845 | -6.6845 | 1651.9842 | 12356.8418 |  | 0
1912-02-04 | 0 | 0 | 0 | 0 | -6.6845 | -6.6845 | 1645.2997 | 12306.8417 |  | 0
1912-02-05 | 0 | 0 | 0 | 0 | -6.6845 | -6.6845 | 1638.6152 | 12256.8416 |  | 0
1912-02-06 | 0 | 0 | 0 | 0 | -6.6845 | -6.6845 | 1631.9307 | 12206.8416 |  | 0
1912-02-07 | 0 | 0 | 0 | 0 | -6.6845 | -6.6845 | 1625.2462 | 12156.8415 |  | 0
1912-02-08 | 0 | 0 | 0 | 0 | -6.6845 | -6.6845 | 1618.5617 | 12106.8415 |  | 0
1912-02-09 | 0 | 0 | 0 | 0 | -6.6845 | -6.6845 | 1611.8772 | 12056.8414 |  | 0
1912-02-10 | 0 | 0 | 0 | 0 | -6.6845 | -6.6845 | 1605.1927 | 12006.8413 |  | 0
1912-02-11 | 0 | 0 | 0 | 0 | -6.6845 | -6.6845 | 1598.5082 | 11956.8413 |  | 0
1912-02-12 | 0 | 0 | 0 | 0 | -6.6845 | -6.6845 | 1591.8237 | 11906.8412 |  | 0
1912-02-13 | 0 | 0 | 0 | 0 | -6.6845 | -6.6845 | 1585.1392 | 11856.8412 |  | 0
1912-02-14 | 0 | 0 | 0 | 0 | -6.6845 | -6.6845 | 1578.4547 | 11806.8411 |  | 0
1912-02-15 | 0 | 0 | 0 | 0 | -6.6845 | -6.6845 | 1571.7702 | 11756.841 |  | 0
1912-02-16 | 0 | 0 | 0 | 0 | -6.6845 | -6.6845 | 1565.0857 | 11706.841 |  | 0
1912-02-17 | 0 | 0 | 0 | 0 | -6.6845 | -6.6845 | 1558.4012 | 11656.8409 |  | 0
1912-02-18 | 0 | 0 | 0 | 0 | -6.6845 | -6.6845 | 1551.7167 | 11606.8409 |  | 0
1912-02-19 | 0 | 0 | 0 | 0 | -6.6845 | -6.6845 | 1545.0322 | 11556.8408 |  | 0
1912-02-20 | 0.0041667 | 10.4803 | 3.6551 | 3.6551 | 0.14075 | 0.14075 | 1545.1729 | 11557.8936 |  | 0
1912-02-21 | 0 | 0 | 0 | 0 | -6.6845 | -6.6845 | 1538.4884 | 11507.8936 |  | 0
1912-02-22 | 0 | 0 | 0 | 0 | -6.6845 | -6.6845 | 1531.8039 | 11457.8935 |  | 0
1912-02-23 | 0 | 0 | 0 | 0 | -6.6845 | -6.6845 | 1525.1194 | 11407.8935 |  | 0
1912-02-24 | 0 | 0 | 0 | 0 | -6.6845 | -6.6845 | 1518.4349 | 11357.8934 |  | 0
1912-02-25 | 0 | 0 | 0 | 0 | -6.6845 | -6.6845 | 1511.7504 | 11307.8933 |  | 0
1912-02-26 | 0 | 0 | 0 | 0 | -6.6845 | -6.6845 | 1505.0659 | 11257.8933 |  | 0
1912-02-27 | 0 | 0 | 0 | 0 | -6.6845 | -6.6845 | 1498.3814 | 11207.8932 |  | 0
1912-02-28 | 0 | 0 | 0 | 0 | -6.6845 | -6.6845 | 1491.6969 | 11157.8932 |  | 0
1912-02-29 | 0 | 0 | 0 | 0 | -6.6845 | -6.6845 | 1485.0124 | 11107.8931 |  | 0
1912-03-01 | 0 | 0 | 0 | 0 | -6.6845 | -6.6845 | 1478.3279 | 11057.893 |  | 0
1912-03-02 | 0 | 0 | 0 | 0 | -6.6845 | -6.6845 | 1471.6434 | 11007.893 |  | 0
1912-03-03 | 0 | 0 | 0 | 0 | -6.6845 | -6.6845 | 1464.9589 | 10957.8929 |  | 0
1912-03-04 | 0 | 0 | 0 | 0 | -6.6845 | -6.6845 | 1458.2744 | 10907.8929 |  | 0
1912-03-05 | 0 | 0 | 0 | 0 | -6.6845 | -6.6845 | 1451.5899 | 10857.8928 |  | 0
1912-03-06 | 0 | 0 | 0 | 0 | -6.6845 | -6.6845 | 1444.9054 | 10807.8927 |  | 0
1912-03-07 | 0 | 0 | 0 | 0 | -6.6845 | -6.6845 | 1438.2209 | 10757.8927 |  | 0
1912-03-08 | 0 | 0 | 0 | 0 | -6.6845 | -6.6845 | 1431.5364 | 10707.8926 |  | 0
1912-03-09 | 0 | 0 | 0 | 0 | -6.6845 | -6.6845 | 1424.8519 | 10657.8926 |  | 0
1912-03-10 | 0 | 0 | 0 | 0 | -6.6845 | -6.6845 | 1418.1674 | 10607.8925 |  | 0
1912-03-11 | 0 | 0 | 0 | 0 | -6.6845 | -6.6845 | 1411.4829 | 10557.8924 |  | 0
1912-03-12 | 0 | 0 | 0 | 0 | -6.6845 | -6.6845 | 1404.7984 | 10507.8924 |  | 0
1912-03-13 | 0 | 0 | 0 | 0 | -6.6845 | -6.6845 | 1398.1139 | 10457.8923 |  | 0
1912-03-14 | 0 | 0 | 0 | 0 | -6.6845 | -6.6845 | 1391.4294 | 10407.8923 |  | 0
1912-03-15 | 0 | 0 | 0 | 0 | -6.6845 | -6.6845 | 1384.7449 | 10357.8922 |  | 0
1912-03-16 | 0 | 0 | 0 | 0 | -6.6845 | -6.6845 | 1378.0604 | 10307.8921 |  | 0
1912-03-17 | 0 | 0 | 0 | 0 | -6.6845 | -6.6845 | 1371.3759 | 10257.8921 |  | 0
1912-03-18 | 0 | 0 | 0 | 0 | -6.6845 | -6.6845 | 1364.6914 | 10207.892 |  | 0
1912-03-19 | 0 | 0 | 0 | 0 | -6.6845 | -6.6845 | 1358.0069 | 10157.892 |  | 0
1912-03-20 | 0 | 0 | 0 | 0 | -6.6845 | -6.6845 | 1351.3224 | 10107.8919 |  | 0
1912-03-21 | 0 | 0 | 0 | 0 | -6.6845 | -6.6845 | 1344.6379 | 10057.8918 |  | 0
1912-03-22 | 0 | 0 | 0 | 0 | -6.6845 | -6.6845 | 1337.9534 | 10007.8918 |  | 0
1912-03-23 | 0 | 0 | 0 | 0 | -6.6845 | -6.6845 | 1331.2689 | 9957.8917 |  | 0
1912-03-24 | 0 | 0 | 0 | 0 | -6.6845 | -6.6845 | 1324.5844 | 9907.8917 |  | 0
1912-03-25 | 0 | 0 | 0 | 0 | -6.6845 | -6.6845 | 1317.8999 | 9857.8916 |  | 0
1912-03-26 | 0 | 0 | 0 | 0 | -6.6845 | -6.6845 | 1311.2154 | 9807.8915 |  | 0
1912-03-27 | 0 | 0 | 0 | 0 | -6.6845 | -6.6845 | 1304.5309 | 9757.8915 |  | 0
1912-03-28 | 0 | 0 | 0 | 0 | -6.6845 | -6.6845 | 1297.8464 | 9707.8914 |  | 0
1912-03-29 | 0 | 0 | 0 | 0 | -6.6845 | -6.6845 | 1291.1619 | 9657.8914 |  | 0
1912-03-30 | 0 | 0 | 0 | 0 | -6.6845 | -6.6845 | 1284.4774 | 9607.8913 |  | 0
1912-03-31 | 0 | 0 | 0 | 0 | -6.6845 | -6.6845 | 1277.7929 | 9557.8912 |  | 0
1912-04-01 | 0 | 0 | 0 | 0 | -6.6845 | -6.6845 | 1271.1084 | 9507.8912 |  | 0
1912-04-02 | 0 | 0 | 0 | 0 | -6.6845 | -6.6845 | 1264.4239 | 9457.8911 |  | 0
1912-04-03 | 0 | 0 | 0 | 0 | -6.6845 | -6.6845 | 1257.7394 | 9407.8911 |  | 0
1912-04-04 | 0 | 0 | 0 | 0 | -6.6845 | -6.6845 | 1251.0549 | 9357.891 |  | 0
1912-04-05 | 0 | 0 | 0 | 0 | -6.6845 | -6.6845 | 1244.3704 | 9307.8909 |  | 0
1912-04-06 | 0 | 0 | 0 | 0 | -6.6845 | -6.6845 | 1237.6859 | 9257.8909 |  | 0
1912-04-07 | 0.035 | 88.0348 | 3.6551 | 3.6551 | 77.6952 | 77.6952 | 1315.3812 | 9839.0511 |  | 0
1912-04-08 | 0 | 0 | 0 | 0 | -6.6845 | -6.6845 | 1308.6967 | 9789.0511 |  | 0
1912-04-09 | 0 | 0 | 0 | 0 | -6.6845 | -6.6845 | 1302.0122 | 9739.051 |  | 0
1912-04-10 | 0 | 0 | 0 | 0 | -6.6845 | -6.6845 | 1295.3277 | 9689.0509 |  | 0
1912-04-11 | 0 | 0 | 0 | 0 | -6.6845 | -6.6845 | 1288.6432 | 9639.0509 |  | 0
1912-04-12 | 0 | 0 | 0 | 0 | -6.6845 | -6.6845 | 1281.9587 | 9589.0508 |  | 0
1912-04-13 | 0 | 0 | 0 | 0 | -6.6845 | -6.6845 | 1275.2742 | 9539.0508 |  | 0
1912-04-14 | 0 | 0 | 0 | 0 | -6.6845 | -6.6845 | 1268.5897 | 9489.0507 |  | 0
1912-04-15 | 0 | 0 | 0 | 0 | -6.6845 | -6.6845 | 1261.9052 | 9439.0506 |  | 0
1912-04-16 | 0 | 0 | 0 | 0 | -6.6845 | -6.6845 | 1255.2207 | 9389.0506 |  | 0
1912-04-17 | 0 | 0 | 0 | 0 | -6.6845 | -6.6845 | 1248.5362 | 9339.0505 |  | 0
1912-04-18 | 0 | 0 | 0 | 0 | -6.6845 | -6.6845 | 1241.8517 | 9289.0505 |  | 0
1912-04-19 | 0 | 0 | 0 | 0 | -6.6845 | -6.6845 | 1235.1672 | 9239.0504 |  | 0
1912-04-20 | 0 | 0 | 0 | 0 | -6.6845 | -6.6845 | 1228.4827 | 9189.0503 |  | 0
1912-04-21 | 0 | 0 | 0 | 0 | -6.6845 | -6.6845 | 1221.7982 | 9139.0503 |  | 0
1912-04-22 | 0 | 0 | 0 | 0 | -6.6845 | -6.6845 | 1215.1137 | 9089.0502 |  | 0
1912-04-23 | 0 | 0 | 0 | 0 | -6.6845 | -6.6845 | 1208.4292 | 9039.0502 |  | 0
1912-04-24 | 0 | 0 | 0 | 0 | -6.6845 | -6.6845 | 1201.7447 | 8989.0501 |  | 0
1912-04-25 | 0 | 0 | 0 | 0 | -6.6845 | -6.6845 | 1195.0602 | 8939.05 |  | 0
1912-04-26 | 0 | 0 | 0 | 0 | -6.6845 | -6.6845 | 1188.3757 | 8889.05 |  | 0
1912-04-27 | 0 | 0 | 0 | 0 | -6.6845 | -6.6845 | 1181.6912 | 8839.0499 |  | 0
1912-04-28 | 0 | 0 | 0 | 0 | -6.6845 | -6.6845 | 1175.0067 | 8789.0499 |  | 0
1912-04-29 | 0 | 0 | 0 | 0 | -6.6845 | -6.6845 | 1168.3222 | 8739.0498 |  | 0
1912-04-30 | 0 | 0 | 0 | 0 | -6.6845 | -6.6845 | 1161.6377 | 8689.0497 |  | 0
1912-05-01 | 0 | 0 | 0 | 0 | -6.6845 | -6.6845 | 1154.9532 | 8639.0497 |  | 0
1912-05-02 | 0 | 0 | 0 | 0 | -6.6845 | -6.6845 | 1148.2687 | 8589.0496 |  | 0
1912-05-03 | 0 | 0 | 0 | 0 | -6.6845 | -6.6845 | 1141.5842 | 8539.0496 |  | 0
1912-05-04 | 0 | 0 | 0 | 0 | -6.6845 | -6.6845 | 1134.8997 | 8489.0495 |  | 0
1912-05-05 | 0 | 0 | 0 | 0 | -6.6845 | -6.6845 | 1128.2152 | 8439.0494 |  | 0
1912-05-06 | 0 | 0 | 0 | 0 | -6.6845 | -6.6845 | 1121.5307 | 8389.0494 |  | 0
1912-05-07 | 0 | 0 | 0 | 0 | -6.6845 | -6.6845 | 1114.8462 | 8339.0493 |  | 0
1912-05-08 | 0 | 0 | 0 | 0 | -6.6845 | -6.6845 | 1108.1617 | 8289.0493 |  | 0
1912-05-09 | 0 | 0 | 0 | 0 | -6.6845 | -6.6845 | 1101.4772 | 8239.0492 |  | 0
1912-05-10 | 0 | 0 | 0 | 0 | -6.6845 | -6.6845 | 1094.7927 | 8189.0491 |  | 0
1912-05-11 | 0 | 0 | 0 | 0 | -6.6845 | -6.6845 | 1088.1082 | 8139.0491 |  | 0
1912-05-12 | 0 | 0 | 0 | 0 | -6.6845 | -6.6845 | 1081.4237 | 8089.049 |  | 0
1912-05-13 | 0 | 0 | 0 | 0 | -6.6845 | -6.6845 | 1074.7392 | 8039.049 |  | 0
1912-05-14 | 0 | 0 | 0 | 0 | -6.6845 | -6.6845 | 1068.0547 | 7989.0489 |  | 0
1912-05-15 | 0 | 0 | 0 | 0 | -6.6845 | -6.6845 | 1061.3702 | 7939.0488 |  | 0
1912-05-16 | 0 | 0 | 0 | 0 | -6.6845 | -6.6845 | 1054.6857 | 7889.0488 |  | 0
1912-05-17 | 0 | 0 | 0 | 0 | -6.6845 | -6.6845 | 1048.0012 | 7839.0487 |  | 0
1912-05-18 | 0 | 0 | 0 | 0 | -6.6845 | -6.6845 | 1041.3167 | 7789.0487 |  | 0
1912-05-19 | 0 | 0 | 0 | 0 | -6.6845 | -6.6845 | 1034.6322 | 7739.0486 |  | 0
1912-05-20 | 0 | 0 | 0 | 0 | -6.6845 | -6.6845 | 1027.9477 | 7689.0485 |  | 0
1912-05-21 | 0 | 0 | 0 | 0 | -6.6845 | -6.6845 | 1021.2632 | 7639.0485 |  | 0
1912-05-22 | 0 | 0 | 0 | 0 | -6.6845 | -6.6845 | 1014.5787 | 7589.0484 |  | 0
1912-05-23 | 0 | 0 | 0 | 0 | -6.6845 | -6.6845 | 1007.8942 | 7539.0484 |  | 0
1912-05-24 | 0 | 0 | 0 | 0 | -6.6845 | -6.6845 | 1001.2097 | 7489.0483 |  | 0
1912-05-25 | 0 | 0 | 0 | 0 | -6.6845 | -6.6845 | 994.5252 | 7439.0482 |  | 0
1912-05-26 | 0 | 0 | 0 | 0 | -6.6845 | -6.6845 | 987.8407 | 7389.0482 |  | 0
1912-05-27 | 0 | 0 | 0 | 0 | -6.6845 | -6.6845 | 981.1562 | 7339.0481 |  | 0
1912-05-28 | 0 | 0 | 0 | 0 | -6.6845 | -6.6845 | 974.4717 | 7289.0481 |  | 0
1912-05-29 | 0.0125 | 31.441 | 3.6551 | 3.6551 | 21.1014 | 21.1014 | 995.5731 | 7446.8867 |  | 0
1912-05-30 | 0 | 0 | 0 | 0 | -6.6845 | -6.6845 | 988.8886 | 7396.8866 |  | 0
1912-05-31 | 0 | 0 | 0 | 0 | -6.6845 | -6.6845 | 982.2041 | 7346.8866 |  | 0
1912-06-01 | 0 | 0 | 0 | 0 | -6.6845 | -6.6845 | 975.5196 | 7296.8865 |  | 0
1912-06-02 | 0 | 0 | 0 | 0 | -6.6845 | -6.6845 | 968.8351 | 7246.8864 |  | 0
1912-06-03 | 0 | 0 | 0 | 0 | -6.6845 | -6.6845 | 962.1506 | 7196.8864 |  | 0
1912-06-04 | 0 | 0 | 0 | 0 | -6.6845 | -6.6845 | 955.4661 | 7146.8863 |  | 0
1912-06-05 | 0 | 0 | 0 | 0 | -6.6845 | -6.6845 | 948.7816 | 7096.8863 |  | 0
1912-06-06 | 0 | 0 | 0 | 0 | -6.6845 | -6.6845 | 942.0971 | 7046.8862 |  | 0
1912-06-07 | 0 | 0 | 0 | 0 | -6.6845 | -6.6845 | 935.4126 | 6996.8861 |  | 0
1912-06-08 | 0 | 0 | 0 | 0 | -6.6845 | -6.6845 | 928.7281 | 6946.8861 |  | 0
1912-06-09 | 0.060833 | 153.0129 | 3.6551 | 3.6551 | 142.6733 | 142.6733 | 1071.4014 | 8014.0823 |  | 0
1912-06-10 | 0.0041667 | 10.4803 | 3.6551 | 3.6551 | 0.14075 | 0.14075 | 1071.5421 | 8015.1351 |  | 0
1912-06-11 | 0 | 0 | 0 | 0 | -6.6845 | -6.6845 | 1064.8576 | 7965.135 |  | 0
1912-06-12 | 0 | 0 | 0 | 0 | -6.6845 | -6.6845 | 1058.1731 | 7915.135 |  | 0
1912-06-13 | 0 | 0 | 0 | 0 | -6.6845 | -6.6845 | 1051.4886 | 7865.1349 |  | 0
1912-06-14 | 0.0375 | 94.323 | 3.6551 | 3.6551 | 83.9834 | 83.9834 | 1135.472 | 8493.3309 |  | 0
1912-06-15 | 0 | 0 | 0 | 0 | -6.6845 | -6.6845 | 1128.7875 | 8443.3308 |  | 0
1912-06-16 | 0 | 0 | 0 | 0 | -6.6845 | -6.6845 | 1122.103 | 8393.3308 |  | 0
1912-06-17 | 0 | 0 | 0 | 0 | -6.6845 | -6.6845 | 1115.4185 | 8343.3307 |  | 0
1912-06-18 | 0 | 0 | 0 | 0 | -6.6845 | -6.6845 | 1108.734 | 8293.3307 |  | 0
1912-06-19 | 0 | 0 | 0 | 0 | -6.6845 | -6.6845 | 1102.0495 | 8243.3306 |  | 0
1912-06-20 | 0 | 0 | 0 | 0 | -6.6845 | -6.6845 | 1095.365 | 8193.3305 |  | 0
1912-06-21 | 0 | 0 | 0 | 0 | -6.6845 | -6.6845 | 1088.6805 | 8143.3305 |  | 0
1912-06-22 | 0 | 0 | 0 | 0 | -6.6845 | -6.6845 | 1081.996 | 8093.3304 |  | 0
1912-06-23 | 0 | 0 | 0 | 0 | -6.6845 | -6.6845 | 1075.3115 | 8043.3304 |  | 0
1912-06-24 | 0 | 0 | 0 | 0 | -6.6845 | -6.6845 | 1068.627 | 7993.3303 |  | 0
1912-06-25 | 0 | 0 | 0 | 0 | -6.6845 | -6.6845 | 1061.9425 | 7943.3302 |  | 0
1912-06-26 | 0 | 0 | 0 | 0 | -6.6845 | -6.6845 | 1055.258 | 7893.3302 |  | 0
1912-06-27 | 0 | 0 | 0 | 0 | -6.6845 | -6.6845 | 1048.5735 | 7843.3301 |  | 0
1912-06-28 | 0 | 0 | 0 | 0 | -6.6845 | -6.6845 | 1041.889 | 7793.3301 |  | 0
1912-06-29 | 0 | 0 | 0 | 0 | -6.6845 | -6.6845 | 1035.2045 | 7743.33 |  | 0
1912-06-30 | 0 | 0 | 0 | 0 | -6.6845 | -6.6845 | 1028.52 | 7693.3299 |  | 0
1912-07-01 | 0 | 0 | 0 | 0 | -6.6845 | -6.6845 | 1021.8355 | 7643.3299 |  | 0
1912-07-02 | 0 | 0 | 0 | 0 | -6.6845 | -6.6845 | 1015.151 | 7593.3298 |  | 0
1912-07-03 | 0 | 0 | 0 | 0 | -6.6845 | -6.6845 | 1008.4665 | 7543.3298 |  | 0
1912-07-04 | 0 | 0 | 0 | 0 | -6.6845 | -6.6845 | 1001.782 | 7493.3297 |  | 0
1912-07-05 | 0 | 0 | 0 | 0 | -6.6845 | -6.6845 | 995.0975 | 7443.3296 |  | 0
1912-07-06 | 0 | 0 | 0 | 0 | -6.6845 | -6.6845 | 988.413 | 7393.3296 |  | 0
1912-07-07 | 0 | 0 | 0 | 0 | -6.6845 | -6.6845 | 981.7285 | 7343.3295 |  | 0
1912-07-08 | 0 | 0 | 0 | 0 | -6.6845 | -6.6845 | 975.044 | 7293.3295 |  | 0
1912-07-09 | 0 | 0 | 0 | 0 | -6.6845 | -6.6845 | 968.3595 | 7243.3294 |  | 0
1912-07-10 | 0 | 0 | 0 | 0 | -6.6845 | -6.6845 | 961.675 | 7193.3293 |  | 0
1912-07-11 | 0 | 0 | 0 | 0 | -6.6845 | -6.6845 | 954.9905 | 7143.3293 |  | 0
1912-07-12 | 0.0125 | 31.441 | 3.6551 | 3.6551 | 21.1014 | 21.1014 | 976.092 | 7301.1679 |  | 0
1912-07-13 | 0 | 0 | 0 | 0 | -6.6845 | -6.6845 | 969.4075 | 7251.1678 |  | 0
1912-07-14 | 0.066667 | 167.6853 | 3.6551 | 3.6551 | 157.3458 | 157.3458 | 1126.7532 | 8428.1141 |  | 0
1912-07-15 | 0.05 | 125.764 | 3.6551 | 3.6551 | 115.4244 | 115.4244 | 1242.1776 | 9291.4887 |  | 0
1912-07-16 | 0 | 0 | 0 | 0 | -6.6845 | -6.6845 | 1235.4931 | 9241.4887 |  | 0
1912-07-17 | 0.020833 | 52.4017 | 3.6551 | 3.6551 | 42.0621 | 42.0621 | 1277.5552 | 9556.1131 |  | 0
1912-07-18 | 0 | 0 | 0 | 0 | -6.6845 | -6.6845 | 1270.8707 | 9506.113 |  | 0
1912-07-19 | 0 | 0 | 0 | 0 | -6.6845 | -6.6845 | 1264.1862 | 9456.113 |  | 0
1912-07-20 | 0.075 | 188.646 | 3.6551 | 3.6551 | 178.3064 | 178.3064 | 1442.4926 | 10789.845 |  | 0
1912-07-21 | 0 | 0 | 0 | 0 | -6.6845 | -6.6845 | 1435.8081 | 10739.8449 |  | 0
1912-07-22 | 0 | 0 | 0 | 0 | -6.6845 | -6.6845 | 1429.1236 | 10689.8449 |  | 0
1912-07-23 | 0 | 0 | 0 | 0 | -6.6845 | -6.6845 | 1422.4391 | 10639.8448 |  | 0
1912-07-24 | 0 | 0 | 0 | 0 | -6.6845 | -6.6845 | 1415.7546 | 10589.8447 |  | 0
1912-07-25 | 0.020833 | 52.4017 | 3.6551 | 3.6551 | 42.0621 | 42.0621 | 1457.8167 | 10904.4691 |  | 0
1912-07-26 | 0 | 0 | 0 | 0 | -6.6845 | -6.6845 | 1451.1322 | 10854.4691 |  | 0
1912-07-27 | 0 | 0 | 0 | 0 | -6.6845 | -6.6845 | 1444.4477 | 10804.469 |  | 0
1912-07-28 | 0.0125 | 31.441 | 3.6551 | 3.6551 | 21.1014 | 21.1014 | 1465.5491 | 10962.3076 |  | 0
1912-07-29 | 0 | 0 | 0 | 0 | -6.6845 | -6.6845 | 1458.8646 | 10912.3076 |  | 0
1912-07-30 | 0 | 0 | 0 | 0 | -6.6845 | -6.6845 | 1452.1801 | 10862.3075 |  | 0
1912-07-31 | 0 | 0 | 0 | 0 | -6.6845 | -6.6845 | 1445.4956 | 10812.3075 |  | 0
1912-10-01 | 0 | 0 | 0 | 0 | -6.6845 | -6.6845 | 1438.8111 | 10762.3074 |  | 0
1912-10-02 | 0 | 0 | 0 | 0 | -6.6845 | -6.6845 | 1432.1266 | 10712.3073 |  | 0
1912-10-03 | 0 | 0 | 0 | 0 | -6.6845 | -6.6845 | 1425.4421 | 10662.3073 |  | 0
1912-10-04 | 0 | 0 | 0 | 0 | -6.6845 | -6.6845 | 1418.7576 | 10612.3072 |  | 0
1912-10-05 | 0 | 0 | 0 | 0 | -6.6845 | -6.6845 | 1412.0731 | 10562.3072 |  | 0
1912-10-06 | 0 | 0 | 0 | 0 | -6.6845 | -6.6845 | 1405.3886 | 10512.3071 |  | 0
1912-10-07 | 0 | 0 | 0 | 0 | -6.6845 | -6.6845 | 1398.7041 | 10462.307 |  | 0
1912-10-08 | 0 | 0 | 0 | 0 | -6.6845 | -6.6845 | 1392.0196 | 10412.307 |  | 0
1912-10-09 | 0 | 0 | 0 | 0 | -6.6845 | -6.6845 | 1385.3351 | 10362.3069 |  | 0
1912-10-10 | 0 | 0 | 0 | 0 | -6.6845 | -6.6845 | 1378.6506 | 10312.3069 |  | 0
1912-10-11 | 0 | 0 | 0 | 0 | -6.6845 | -6.6845 | 1371.9661 | 10262.3068 |  | 0
1912-10-12 | 0 | 0 | 0 | 0 | -6.6845 | -6.6845 | 1365.2816 | 10212.3067 |  | 0
1912-10-13 | 0 | 0 | 0 | 0 | -6.6845 | -6.6845 | 1358.5971 | 10162.3067 |  | 0
1912-10-14 | 0 | 0 | 0 | 0 | -6.6845 | -6.6845 | 1351.9126 | 10112.3066 |  | 0
1912-10-15 | 0.0625 | 157.205 | 3.6551 | 3.6551 | 146.8654 | 146.8654 | 1498.7781 | 11210.86 |  | 0
1912-10-16 | 0 | 0 | 0 | 0 | -6.6845 | -6.6845 | 1492.0936 | 11160.8599 |  | 0
1912-10-17 | 0 | 0 | 0 | 0 | -6.6845 | -6.6845 | 1485.4091 | 11110.8598 |  | 0
1912-10-18 | 0 | 0 | 0 | 0 | -6.6845 | -6.6845 | 1478.7246 | 11060.8598 |  | 0
1912-10-19 | 0 | 0 | 0 | 0 | -6.6845 | -6.6845 | 1472.0401 | 11010.8597 |  | 0
1912-10-20 | 0 | 0 | 0 | 0 | -6.6845 | -6.6845 | 1465.3556 | 10960.8597 |  | 0
1912-10-21 | 0 | 0 | 0 | 0 | -6.6845 | -6.6845 | 1458.6711 | 10910.8596 |  | 0
1912-10-22 | 0 | 0 | 0 | 0 | -6.6845 | -6.6845 | 1451.9866 | 10860.8595 |  | 0
1912-10-23 | 0 | 0 | 0 | 0 | -6.6845 | -6.6845 | 1445.3021 | 10810.8595 |  | 0
1912-10-24 | 0.00083333 | 2.0961 | 3.6551 | 2.0961 | -6.6845 | -6.6845 | 1438.6176 | 10760.8594 |  | 0
1912-10-25 | 0 | 0 | 0 | 0 | -6.6845 | -6.6845 | 1431.9331 | 10710.8594 |  | 0
1912-10-26 | 0 | 0 | 0 | 0 | -6.6845 | -6.6845 | 1425.2486 | 10660.8593 |  | 0
1912-10-27 | 0 | 0 | 0 | 0 | -6.6845 | -6.6845 | 1418.5641 | 10610.8592 |  | 0
1912-10-28 | 0 | 0 | 0 | 0 | -6.6845 | -6.6845 | 1411.8796 | 10560.8592 |  | 0
1912-10-29 | 0 | 0 | 0 | 0 | -6.6845 | -6.6845 | 1405.1951 | 10510.8591 |  | 0
1912-10-30 | 0 | 0 | 0 | 0 | -6.6845 | -6.6845 | 1398.5106 | 10460.8591 |  | 0
1912-10-31 | 0 | 0 | 0 | 0 | -6.6845 | -6.6845 | 1391.8261 | 10410.859 |  | 0
1912-11-01 | 0 | 0 | 0 | 0 | -6.6845 | -6.6845 | 1385.1416 | 10360.8589 |  | 0
1912-11-02 | 0 | 0 | 0 | 0 | -6.6845 | -6.6845 | 1378.4571 | 10310.8589 |  | 0
1912-11-03 | 0 | 0 | 0 | 0 | -6.6845 | -6.6845 | 1371.7726 | 10260.8588 |  | 0
1912-11-04 | 0 | 0 | 0 | 0 | -6.6845 | -6.6845 | 1365.0881 | 10210.8588 |  | 0
1912-11-05 | 0 | 0 | 0 | 0 | -6.6845 | -6.6845 | 1358.4036 | 10160.8587 |  | 0
1912-11-06 | 0 | 0 | 0 | 0 | -6.6845 | -6.6845 | 1351.7191 | 10110.8586 |  | 0
1912-11-07 | 0 | 0 | 0 | 0 | -6.6845 | -6.6845 | 1345.0346 | 10060.8586 |  | 0
1912-11-08 | 0 | 0 | 0 | 0 | -6.6845 | -6.6845 | 1338.3501 | 10010.8585 |  | 0
1912-11-09 | 0 | 0 | 0 | 0 | -6.6845 | -6.6845 | 1331.6656 | 9960.8585 |  | 0
1912-11-10 | 0 | 0 | 0 | 0 | -6.6845 | -6.6845 | 1324.9811 | 9910.8584 |  | 0
1912-11-11 | 0 | 0 | 0 | 0 | -6.6845 | -6.6845 | 1318.2966 | 9860.8583 |  | 0
1912-11-12 | 0 | 0 | 0 | 0 | -6.6845 | -6.6845 | 1311.6121 | 9810.8583 |  | 0
1912-11-13 | 0 | 0 | 0 | 0 | -6.6845 | -6.6845 | 1304.9276 | 9760.8582 |  | 0
1912-11-14 | 0 | 0 | 0 | 0 | -6.6845 | -6.6845 | 1298.2431 | 9710.8582 |  | 0
1912-11-15 | 0.00083333 | 2.0961 | 3.6551 | 2.0961 | -6.6845 | -6.6845 | 1291.5586 | 9660.8581 |  | 0
1912-11-16 | 0.013333 | 33.5371 | 3.6551 | 3.6551 | 23.1975 | 23.1975 | 1314.7561 | 9834.3753 |  | 0
1912-11-17 | 0.10417 | 262.0083 | 3.6551 | 3.6551 | 251.6688 | 251.6688 | 1566.4248 | 11716.8576 |  | 0
1912-11-18 | 0 | 0 | 0 | 0 | -6.6845 | -6.6845 | 1559.7403 | 11666.8575 |  | 0
1912-11-19 | 0 | 0 | 0 | 0 | -6.6845 | -6.6845 | 1553.0558 | 11616.8575 |  | 0
1912-11-20 | 0 | 0 | 0 | 0 | -6.6845 | -6.6845 | 1546.3713 | 11566.8574 |  | 0
1912-11-21 | 0.021667 | 54.4977 | 3.6551 | 3.6551 | 44.1582 | 44.1582 | 1590.5295 | 11897.1604 |  | 0
1912-11-22 | 0 | 0 | 0 | 0 | -6.6845 | -6.6845 | 1583.845 | 11847.1603 |  | 0
1912-11-23 | 0 | 0 | 0 | 0 | -6.6845 | -6.6845 | 1577.1605 | 11797.1603 |  | 0
1912-11-24 | 0 | 0 | 0 | 0 | -6.6845 | -6.6845 | 1570.476 | 11747.1602 |  | 0
1912-11-25 | 0 | 0 | 0 | 0 | -6.6845 | -6.6845 | 1563.7915 | 11697.1601 |  | 0
1912-11-26 | 0 | 0 | 0 | 0 | -6.6845 | -6.6845 | 1557.107 | 11647.1601 |  | 0
1912-11-27 | 0 | 0 | 0 | 0 | -6.6845 | -6.6845 | 1550.4225 | 11597.16 |  | 0
1912-11-28 | 0 | 0 | 0 | 0 | -6.6845 | -6.6845 | 1543.738 | 11547.16 |  | 0
1912-11-29 | 0 | 0 | 0 | 0 | -6.6845 | -6.6845 | 1537.0535 | 11497.1599 |  | 0
1912-11-30 | 0 | 0 | 0 | 0 | -6.6845 | -6.6845 | 1530.369 | 11447.1598 |  | 0
1912-12-01 | 0 | 0 | 0 | 0 | -6.6845 | -6.6845 | 1523.6845 | 11397.1598 |  | 0
1912-12-02 | 0 | 0 | 0 | 0 | -6.6845 | -6.6845 | 1517 | 11347.1597 |  | 0
1912-12-03 | 0 | 0 | 0 | 0 | -6.6845 | -6.6845 | 1510.3155 | 11297.1597 |  | 0
1912-12-04 | 0.020833 | 52.4017 | 3.6551 | 3.6551 | 42.0621 | 42.0621 | 1552.3775 | 11611.7841 |  | 0
1912-12-05 | 0 | 0 | 0 | 0 | -6.6845 | -6.6845 | 1545.693 | 11561.784 |  | 0
1912-12-06 | 0 | 0 | 0 | 0 | -6.6845 | -6.6845 | 1539.0085 | 11511.7839 |  | 0
1912-12-07 | 0.091667 | 230.5673 | 3.6551 | 3.6551 | 220.2278 | 220.2278 | 1759.2363 | 13159.0875 |  | 0
1912-12-08 | 0 | 0 | 0 | 0 | -6.6845 | -6.6845 | 1752.5518 | 13109.0875 |  | 0
1912-12-09 | 0 | 0 | 0 | 0 | -6.6845 | -6.6845 | 1745.8673 | 13059.0874 |  | 0
1912-12-10 | 0 | 0 | 0 | 0 | -6.6845 | -6.6845 | 1739.1828 | 13009.0874 |  | 0
1912-12-11 | 0 | 0 | 0 | 0 | -6.6845 | -6.6845 | 1732.4983 | 12959.0873 |  | 0
1912-12-12 | 0 | 0 | 0 | 0 | -6.6845 | -6.6845 | 1725.8138 | 12909.0872 |  | 0
1912-12-13 | 0 | 0 | 0 | 0 | -6.6845 | -6.6845 | 1719.1293 | 12859.0872 |  | 0
1912-12-14 | 0 | 0 | 0 | 0 | -6.6845 | -6.6845 | 1712.4448 | 12809.0871 |  | 0
1912-12-15 | 0 | 0 | 0 | 0 | -6.6845 | -6.6845 | 1705.7603 | 12759.0871 |  | 0
1912-12-16 | 0 | 0 | 0 | 0 | -6.6845 | -6.6845 | 1699.0758 | 12709.087 |  | 0
1912-12-17 | 0 | 0 | 0 | 0 | -6.6845 | -6.6845 | 1692.3913 | 12659.0869 |  | 0
1912-12-18 | 0 | 0 | 0 | 0 | -6.6845 | -6.6845 | 1685.7068 | 12609.0869 |  | 0
1912-12-19 | 0 | 0 | 0 | 0 | -6.6845 | -6.6845 | 1679.0223 | 12559.0868 |  | 0
1912-12-20 | 0 | 0 | 0 | 0 | -6.6845 | -6.6845 | 1672.3378 | 12509.0868 |  | 0
1912-12-21 | 0 | 0 | 0 | 0 | -6.6845 | -6.6845 | 1665.6533 | 12459.0867 |  | 0
1912-12-22 | 0 | 0 | 0 | 0 | -6.6845 | -6.6845 | 1658.9688 | 12409.0866 |  | 0
1912-12-23 | 0 | 0 | 0 | 0 | -6.6845 | -6.6845 | 1652.2843 | 12359.0866 |  | 0
1912-12-24 | 0 | 0 | 0 | 0 | -6.6845 | -6.6845 | 1645.5998 | 12309.0865 |  | 0
1912-12-25 | 0 | 0 | 0 | 0 | -6.6845 | -6.6845 | 1638.9153 | 12259.0865 |  | 0
1912-12-26 | 0 | 0 | 0 | 0 | -6.6845 | -6.6845 | 1632.2308 | 12209.0864 |  | 0
1912-12-27 | 0 | 0 | 0 | 0 | -6.6845 | -6.6845 | 1625.5463 | 12159.0863 |  | 0
1912-12-28 | 0 | 0 | 0 | 0 | -6.6845 | -6.6845 | 1618.8618 | 12109.0863 |  | 0
1912-12-29 | 0 | 0 | 0 | 0 | -6.6845 | -6.6845 | 1612.1773 | 12059.0862 |  | 0
1912-12-30 | 0 | 0 | 0 | 0 | -6.6845 | -6.6845 | 1605.4928 | 12009.0862 |  | 0
1912-12-31 | 0 | 0 | 0 | 0 | -6.6845 | -6.6845 | 1598.8083 | 11959.0861 |  | 0
1913-01-01 | 0 | 0 | 0 | 0 | -6.6845 | -6.6845 | 1592.1238 | 11909.086 |  | 0
1913-01-02 | 0 | 0 | 0 | 0 | -6.6845 | -6.6845 | 1585.4393 | 11859.086 |  | 0
1913-01-03 | 0 | 0 | 0 | 0 | -6.6845 | -6.6845 | 1578.7548 | 11809.0859 |  | 0
1913-01-04 | 0 | 0 | 0 | 0 | -6.6845 | -6.6845 | 1572.0703 | 11759.0859 |  | 0
1913-01-05 | 0 | 0 | 0 | 0 | -6.6845 | -6.6845 | 1565.3858 | 11709.0858 |  | 0
1913-01-06 | 0 | 0 | 0 | 0 | -6.6845 | -6.6845 | 1558.7013 | 11659.0857 |  | 0
1913-01-07 | 0 | 0 | 0 | 0 | -6.6845 | -6.6845 | 1552.0168 | 11609.0857 |  | 0
1913-01-08 | 0 | 0 | 0 | 0 | -6.6845 | -6.6845 | 1545.3323 | 11559.0856 |  | 0
1913-01-09 | 0 | 0 | 0 | 0 | -6.6845 | -6.6845 | 1538.6478 | 11509.0856 |  | 0
1913-01-10 | 0 | 0 | 0 | 0 | -6.6845 | -6.6845 | 1531.9633 | 11459.0855 |  | 0
1913-01-11 | 0 | 0 | 0 | 0 | -6.6845 | -6.6845 | 1525.2788 | 11409.0854 |  | 0
1913-01-12 | 0 | 0 | 0 | 0 | -6.6845 | -6.6845 | 1518.5943 | 11359.0854 |  | 0
1913-01-13 | 0 | 0 | 0 | 0 | -6.6845 | -6.6845 | 1511.9098 | 11309.0853 |  | 0
1913-01-14 | 0 | 0 | 0 | 0 | -6.6845 | -6.6845 | 1505.2253 | 11259.0853 |  | 0
1913-01-15 | 0 | 0 | 0 | 0 | -6.6845 | -6.6845 | 1498.5408 | 11209.0852 |  | 0
1913-01-16 | 0 | 0 | 0 | 0 | -6.6845 | -6.6845 | 1491.8563 | 11159.0851 |  | 0
1913-01-17 | 0 | 0 | 0 | 0 | -6.6845 | -6.6845 | 1485.1718 | 11109.0851 |  | 0
1913-01-18 | 0 | 0 | 0 | 0 | -6.6845 | -6.6845 | 1478.4873 | 11059.085 |  | 0
1913-01-19 | 0 | 0 | 0 | 0 | -6.6845 | -6.6845 | 1471.8028 | 11009.085 |  | 0
1913-01-20 | 0 | 0 | 0 | 0 | -6.6845 | -6.6845 | 1465.1183 | 10959.0849 |  | 0
1913-01-21 | 0 | 0 | 0 | 0 | -6.6845 | -6.6845 | 1458.4338 | 10909.0848 |  | 0
1913-01-22 | 0 | 0 | 0 | 0 | -6.6845 | -6.6845 | 1451.7493 | 10859.0848 |  | 0
1913-01-23 | 0 | 0 | 0 | 0 | -6.6845 | -6.6845 | 1445.0648 | 10809.0847 |  | 0
1913-01-24 | 0 | 0 | 0 | 0 | -6.6845 | -6.6845 | 1438.3803 | 10759.0847 |  | 0
1913-01-25 | 0 | 0 | 0 | 0 | -6.6845 | -6.6845 | 1431.6958 | 10709.0846 |  | 0
1913-01-26 | 0 | 0 | 0 | 0 | -6.6845 | -6.6845 | 1425.0113 | 10659.0845 |  | 0
1913-01-27 | 0 | 0 | 0 | 0 | -6.6845 | -6.6845 | 1418.3268 | 10609.0845 |  | 0
1913-01-28 | 0 | 0 | 0 | 0 | -6.6845 | -6.6845 | 1411.6423 | 10559.0844 |  | 0
1913-01-29 | 0 | 0 | 0 | 0 | -6.6845 | -6.6845 | 1404.9578 | 10509.0844 |  | 0
1913-01-30 | 0 | 0 | 0 | 0 | -6.6845 | -6.6845 | 1398.2733 | 10459.0843 |  | 0
1913-01-31 | 0 | 0 | 0 | 0 | -6.6845 | -6.6845 | 1391.5888 | 10409.0842 |  | 0
1913-02-01 | 0 | 0 | 0 | 0 | -6.6845 | -6.6845 | 1384.9043 | 10359.0842 |  | 0
1913-02-02 | 0 | 0 | 0 | 0 | -6.6845 | -6.6845 | 1378.2198 | 10309.0841 |  | 0
1913-02-03 | 0 | 0 | 0 | 0 | -6.6845 | -6.6845 | 1371.5353 | 10259.0841 |  | 0
1913-02-04 | 0 | 0 | 0 | 0 | -6.6845 | -6.6845 | 1364.8508 | 10209.084 |  | 0
1913-02-05 | 0 | 0 | 0 | 0 | -6.6845 | -6.6845 | 1358.1663 | 10159.0839 |  | 0
1913-02-06 | 0 | 0 | 0 | 0 | -6.6845 | -6.6845 | 1351.4818 | 10109.0839 |  | 0
1913-02-07 | 0.0225 | 56.5938 | 3.6551 | 3.6551 | 46.2542 | 46.2542 | 1397.736 | 10455.0654 |  | 0
1913-02-08 | 0 | 0 | 0 | 0 | -6.6845 | -6.6845 | 1391.0515 | 10405.0654 |  | 0
1913-02-09 | 0 | 0 | 0 | 0 | -6.6845 | -6.6845 | 1384.367 | 10355.0653 |  | 0
1913-02-10 | 0 | 0 | 0 | 0 | -6.6845 | -6.6845 | 1377.6825 | 10305.0653 |  | 0
1913-02-11 | 0 | 0 | 0 | 0 | -6.6845 | -6.6845 | 1370.998 | 10255.0652 |  | 0
1913-02-12 | 0.0041667 | 10.4803 | 3.6551 | 3.6551 | 0.14075 | 0.14075 | 1371.1388 | 10256.118 |  | 0
1913-02-13 | 0 | 0 | 0 | 0 | -6.6845 | -6.6845 | 1364.4543 | 10206.118 |  | 0
1913-02-14 | 0 | 0 | 0 | 0 | -6.6845 | -6.6845 | 1357.7698 | 10156.1179 |  | 0
1913-02-15 | 0 | 0 | 0 | 0 | -6.6845 | -6.6845 | 1351.0853 | 10106.1179 |  | 0
1913-02-16 | 0 | 0 | 0 | 0 | -6.6845 | -6.6845 | 1344.4008 | 10056.1178 |  | 0
1913-02-17 | 0 | 0 | 0 | 0 | -6.6845 | -6.6845 | 1337.7163 | 10006.1177 |  | 0
1913-02-18 | 0 | 0 | 0 | 0 | -6.6845 | -6.6845 | 1331.0318 | 9956.1177 |  | 0
1913-02-19 | 0 | 0 | 0 | 0 | -6.6845 | -6.6845 | 1324.3473 | 9906.1176 |  | 0
1913-02-20 | 0 | 0 | 0 | 0 | -6.6845 | -6.6845 | 1317.6628 | 9856.1176 |  | 0
1913-02-21 | 0 | 0 | 0 | 0 | -6.6845 | -6.6845 | 1310.9783 | 9806.1175 |  | 0
1913-02-22 | 0 | 0 | 0 | 0 | -6.6845 | -6.6845 | 1304.2938 | 9756.1174 |  | 0
1913-02-23 | 0 | 0 | 0 | 0 | -6.6845 | -6.6845 | 1297.6093 | 9706.1174 |  | 0
1913-02-24 | 0 | 0 | 0 | 0 | -6.6845 | -6.6845 | 1290.9248 | 9656.1173 |  | 0
1913-02-25 | 0.005 | 12.5764 | 3.6551 | 3.6551 | 2.2368 | 2.2368 | 1293.1616 | 9672.8487 |  | 0
1913-02-26 | 0.0033333 | 8.3843 | 3.6551 | 3.6551 | -1.9553 | -1.9553 | 1291.2063 | 9658.223 |  | 0
1913-02-27 | 0 | 0 | 0 | 0 | -6.6845 | -6.6845 | 1284.5218 | 9608.2229 |  | 0
1913-02-28 | 0 | 0 | 0 | 0 | -6.6845 | -6.6845 | 1277.8373 | 9558.2229 |  | 0
1913-03-01 | 0 | 0 | 0 | 0 | -6.6845 | -6.6845 | 1271.1528 | 9508.2228 |  | 0
1913-03-02 | 0 | 0 | 0 | 0 | -6.6845 | -6.6845 | 1264.4683 | 9458.2227 |  | 0
1913-03-03 | 0 | 0 | 0 | 0 | -6.6845 | -6.6845 | 1257.7838 | 9408.2227 |  | 0
1913-03-04 | 0 | 0 | 0 | 0 | -6.6845 | -6.6845 | 1251.0993 | 9358.2226 |  | 0
1913-03-05 | 0 | 0 | 0 | 0 | -6.6845 | -6.6845 | 1244.4148 | 9308.2226 |  | 0
1913-03-06 | 0 | 0 | 0 | 0 | -6.6845 | -6.6845 | 1237.7303 | 9258.2225 |  | 0
1913-03-07 | 0 | 0 | 0 | 0 | -6.6845 | -6.6845 | 1231.0458 | 9208.2224 |  | 0
1913-03-08 | 0.016667 | 41.9213 | 3.6551 | 3.6551 | 31.5818 | 31.5818 | 1262.6275 | 9444.454 |  | 0
1913-03-09 | 0 | 0 | 0 | 0 | -6.6845 | -6.6845 | 1255.943 | 9394.4539 |  | 0
1913-03-10 | 0 | 0 | 0 | 0 | -6.6845 | -6.6845 | 1249.2585 | 9344.4538 |  | 0
1913-03-11 | 0 | 0 | 0 | 0 | -6.6845 | -6.6845 | 1242.574 | 9294.4538 |  | 0
1913-03-12 | 0 | 0 | 0 | 0 | -6.6845 | -6.6845 | 1235.8895 | 9244.4537 |  | 0
1913-03-13 | 0 | 0 | 0 | 0 | -6.6845 | -6.6845 | 1229.205 | 9194.4537 |  | 0
1913-03-14 | 0 | 0 | 0 | 0 | -6.6845 | -6.6845 | 1222.5205 | 9144.4536 |  | 0
1913-03-15 | 0 | 0 | 0 | 0 | -6.6845 | -6.6845 | 1215.836 | 9094.4535 |  | 0
1913-03-16 | 0 | 0 | 0 | 0 | -6.6845 | -6.6845 | 1209.1515 | 9044.4535 |  | 0
1913-03-17 | 0 | 0 | 0 | 0 | -6.6845 | -6.6845 | 1202.467 | 8994.4534 |  | 0
1913-03-18 | 0 | 0 | 0 | 0 | -6.6845 | -6.6845 | 1195.7825 | 8944.4534 |  | 0
1913-03-19 | 0 | 0 | 0 | 0 | -6.6845 | -6.6845 | 1189.098 | 8894.4533 |  | 0
1913-03-20 | 0 | 0 | 0 | 0 | -6.6845 | -6.6845 | 1182.4135 | 8844.4532 |  | 0
1913-03-21 | 0 | 0 | 0 | 0 | -6.6845 | -6.6845 | 1175.729 | 8794.4532 |  | 0
1913-03-22 | 0 | 0 | 0 | 0 | -6.6845 | -6.6845 | 1169.0445 | 8744.4531 |  | 0
1913-03-23 | 0 | 0 | 0 | 0 | -6.6845 | -6.6845 | 1162.36 | 8694.4531 |  | 0
1913-03-24 | 0 | 0 | 0 | 0 | -6.6845 | -6.6845 | 1155.6755 | 8644.453 |  | 0
1913-03-25 | 0 | 0 | 0 | 0 | -6.6845 | -6.6845 | 1148.991 | 8594.4529 |  | 0
1913-03-26 | 0 | 0 | 0 | 0 | -6.6845 | -6.6845 | 1142.3065 | 8544.4529 |  | 0
1913-03-27 | 0 | 0 | 0 | 0 | -6.6845 | -6.6845 | 1135.622 | 8494.4528 |  | 0
1913-03-28 | 0 | 0 | 0 | 0 | -6.6845 | -6.6845 | 1128.9375 | 8444.4528 |  | 0
1913-03-29 | 0 | 0 | 0 | 0 | -6.6845 | -6.6845 | 1122.253 | 8394.4527 |  | 0
1913-03-30 | 0 | 0 | 0 | 0 | -6.6845 | -6.6845 | 1115.5685 | 8344.4526 |  | 0
1913-03-31 | 0 | 0 | 0 | 0 | -6.6845 | -6.6845 | 1108.884 | 8294.4526 |  | 0
1913-04-01 | 0 | 0 | 0 | 0 | -6.6845 | -6.6845 | 1102.1995 | 8244.4525 |  | 0
1913-04-02 | 0 | 0 | 0 | 0 | -6.6845 | -6.6845 | 1095.515 | 8194.4525 |  | 0
1913-04-03 | 0 | 0 | 0 | 0 | -6.6845 | -6.6845 | 1088.8305 | 8144.4524 |  | 0
1913-04-04 | 0 | 0 | 0 | 0 | -6.6845 | -6.6845 | 1082.146 | 8094.4523 |  | 0
1913-04-05 | 0 | 0 | 0 | 0 | -6.6845 | -6.6845 | 1075.4615 | 8044.4523 |  | 0
1913-04-06 | 0 | 0 | 0 | 0 | -6.6845 | -6.6845 | 1068.777 | 7994.4522 |  | 0
1913-04-07 | 0 | 0 | 0 | 0 | -6.6845 | -6.6845 | 1062.0925 | 7944.4522 |  | 0
1913-04-08 | 0 | 0 | 0 | 0 | -6.6845 | -6.6845 | 1055.408 | 7894.4521 |  | 0
1913-04-09 | 0 | 0 | 0 | 0 | -6.6845 | -6.6845 | 1048.7235 | 7844.452 |  | 0
1913-04-10 | 0 | 0 | 0 | 0 | -6.6845 | -6.6845 | 1042.039 | 7794.452 |  | 0
1913-04-11 | 0 | 0 | 0 | 0 | -6.6845 | -6.6845 | 1035.3545 | 7744.4519 |  | 0
1913-04-12 | 0 | 0 | 0 | 0 | -6.6845 | -6.6845 | 1028.67 | 7694.4519 |  | 0
1913-04-13 | 0 | 0 | 0 | 0 | -6.6845 | -6.6845 | 1021.9855 | 7644.4518 |  | 0
1913-04-14 | 0 | 0 | 0 | 0 | -6.6845 | -6.6845 | 1015.301 | 7594.4517 |  | 0
1913-04-15 | 0 | 0 | 0 | 0 | -6.6845 | -6.6845 | 1008.6165 | 7544.4517 |  | 0
1913-04-16 | 0 | 0 | 0 | 0 | -6.6845 | -6.6845 | 1001.932 | 7494.4516 |  | 0
1913-04-17 | 0 | 0 | 0 | 0 | -6.6845 | -6.6845 | 995.2475 | 7444.4516 |  | 0
1913-04-18 | 0 | 0 | 0 | 0 | -6.6845 | -6.6845 | 988.563 | 7394.4515 |  | 0
1913-04-19 | 0 | 0 | 0 | 0 | -6.6845 | -6.6845 | 981.8785 | 7344.4514 |  | 0
1913-04-20 | 0 | 0 | 0 | 0 | -6.6845 | -6.6845 | 975.194 | 7294.4514 |  | 0
1913-04-21 | 0.11417 | 287.1611 | 3.6551 | 3.6551 | 276.8216 | 276.8216 | 1252.0156 | 9365.0766 |  | 0
1913-04-22 | 0 | 0 | 0 | 0 | -6.6845 | -6.6845 | 1245.3311 | 9315.0765 |  | 0
1913-04-23 | 0 | 0 | 0 | 0 | -6.6845 | -6.6845 | 1238.6466 | 9265.0765 |  | 0
1913-04-24 | 0 | 0 | 0 | 0 | -6.6845 | -6.6845 | 1231.9621 | 9215.0764 |  | 0
1913-04-25 | 0 | 0 | 0 | 0 | -6.6845 | -6.6845 | 1225.2776 | 9165.0764 |  | 0
1913-04-26 | 0 | 0 | 0 | 0 | -6.6845 | -6.6845 | 1218.5931 | 9115.0763 |  | 0
1913-04-27 | 0 | 0 | 0 | 0 | -6.6845 | -6.6845 | 1211.9086 | 9065.0762 |  | 0
1913-04-28 | 0 | 0 | 0 | 0 | -6.6845 | -6.6845 | 1205.2241 | 9015.0762 |  | 0
1913-04-29 | 0 | 0 | 0 | 0 | -6.6845 | -6.6845 | 1198.5396 | 8965.0761 |  | 0
1913-04-30 | 0 | 0 | 0 | 0 | -6.6845 | -6.6845 | 1191.8551 | 8915.0761 |  | 0
1913-05-01 | 0 | 0 | 0 | 0 | -6.6845 | -6.6845 | 1185.1706 | 8865.076 |  | 0
1913-05-02 | 0 | 0 | 0 | 0 | -6.6845 | -6.6845 | 1178.4861 | 8815.0759 |  | 0
1913-05-03 | 0 | 0 | 0 | 0 | -6.6845 | -6.6845 | 1171.8016 | 8765.0759 |  | 0
1913-05-04 | 0.0033333 | 8.3843 | 3.6551 | 3.6551 | -1.9553 | -1.9553 | 1169.8463 | 8750.4501 |  | 0
1913-05-05 | 0 | 0 | 0 | 0 | -6.6845 | -6.6845 | 1163.1618 | 8700.4501 |  | 0
1913-05-06 | 0 | 0 | 0 | 0 | -6.6845 | -6.6845 | 1156.4773 | 8650.45 |  | 0
1913-05-07 | 0 | 0 | 0 | 0 | -6.6845 | -6.6845 | 1149.7928 | 8600.4499 |  | 0
1913-05-08 | 0 | 0 | 0 | 0 | -6.6845 | -6.6845 | 1143.1083 | 8550.4499 |  | 0
1913-05-09 | 0 | 0 | 0 | 0 | -6.6845 | -6.6845 | 1136.4238 | 8500.4498 |  | 0
1913-05-10 | 0 | 0 | 0 | 0 | -6.6845 | -6.6845 | 1129.7393 | 8450.4498 |  | 0
1913-05-11 | 0 | 0 | 0 | 0 | -6.6845 | -6.6845 | 1123.0548 | 8400.4497 |  | 0
1913-05-12 | 0 | 0 | 0 | 0 | -6.6845 | -6.6845 | 1116.3703 | 8350.4496 |  | 0
1913-05-13 | 0 | 0 | 0 | 0 | -6.6845 | -6.6845 | 1109.6858 | 8300.4496 |  | 0
1913-05-14 | 0 | 0 | 0 | 0 | -6.6845 | -6.6845 | 1103.0013 | 8250.4495 |  | 0
1913-05-15 | 0 | 0 | 0 | 0 | -6.6845 | -6.6845 | 1096.3168 | 8200.4495 |  | 0
1913-05-16 | 0 | 0 | 0 | 0 | -6.6845 | -6.6845 | 1089.6323 | 8150.4494 |  | 0
1913-05-17 | 0 | 0 | 0 | 0 | -6.6845 | -6.6845 | 1082.9478 | 8100.4493 |  | 0
1913-05-18 | 0 | 0 | 0 | 0 | -6.6845 | -6.6845 | 1076.2633 | 8050.4493 |  | 0
1913-05-19 | 0 | 0 | 0 | 0 | -6.6845 | -6.6845 | 1069.5788 | 8000.4492 |  | 0
1913-05-20 | 0 | 0 | 0 | 0 | -6.6845 | -6.6845 | 1062.8943 | 7950.4492 |  | 0
1913-05-21 | 0 | 0 | 0 | 0 | -6.6845 | -6.6845 | 1056.2098 | 7900.4491 |  | 0
1913-05-22 | 0 | 0 | 0 | 0 | -6.6845 | -6.6845 | 1049.5253 | 7850.449 |  | 0
1913-05-23 | 0 | 0 | 0 | 0 | -6.6845 | -6.6845 | 1042.8408 | 7800.449 |  | 0
1913-05-24 | 0 | 0 | 0 | 0 | -6.6845 | -6.6845 | 1036.1563 | 7750.4489 |  | 0
1913-05-25 | 0 | 0 | 0 | 0 | -6.6845 | -6.6845 | 1029.4718 | 7700.4489 |  | 0
1913-05-26 | 0 | 0 | 0 | 0 | -6.6845 | -6.6845 | 1022.7873 | 7650.4488 |  | 0
1913-05-27 | 0 | 0 | 0 | 0 | -6.6845 | -6.6845 | 1016.1028 | 7600.4487 |  | 0
1913-05-28 | 0 | 0 | 0 | 0 | -6.6845 | -6.6845 | 1009.4183 | 7550.4487 |  | 0
1913-05-29 | 0 | 0 | 0 | 0 | -6.6845 | -6.6845 | 1002.7338 | 7500.4486 |  | 0
1913-05-30 | 0.030833 | 77.5545 | 3.6551 | 3.6551 | 67.2149 | 67.2149 | 1069.9487 | 8003.216 |  | 0
1913-05-31 | 0 | 0 | 0 | 0 | -6.6845 | -6.6845 | 1063.2642 | 7953.2159 |  | 0
1913-06-01 | 0 | 0 | 0 | 0 | -6.6845 | -6.6845 | 1056.5797 | 7903.2159 |  | 0
1913-06-02 | 0 | 0 | 0 | 0 | -6.6845 | -6.6845 | 1049.8952 | 7853.2158 |  | 0
1913-06-03 | 0.038333 | 96.4191 | 3.6551 | 3.6551 | 86.0795 | 86.0795 | 1135.9746 | 8497.0904 |  | 0
1913-06-04 | 0 | 0 | 0 | 0 | -6.6845 | -6.6845 | 1129.2901 | 8447.0903 |  | 0
1913-06-05 | 0 | 0 | 0 | 0 | -6.6845 | -6.6845 | 1122.6056 | 8397.0902 |  | 0
1913-06-06 | 0.028333 | 71.2663 | 3.6551 | 3.6551 | 60.9267 | 60.9267 | 1183.5323 | 8852.8219 |  | 0
1913-06-07 | 0 | 0 | 0 | 0 | -6.6845 | -6.6845 | 1176.8478 | 8802.8218 |  | 0
1913-06-08 | 0.0025 | 6.2882 | 3.6551 | 3.6551 | -4.0514 | -4.0514 | 1172.7965 | 8772.5175 |  | 0
1913-06-09 | 0.023333 | 58.6899 | 3.6551 | 3.6551 | 48.3503 | 48.3503 | 1221.1467 | 9134.1776 |  | 0
1913-06-10 | 0 | 0 | 0 | 0 | -6.6845 | -6.6845 | 1214.4622 | 9084.1776 |  | 0
1913-06-11 | 0 | 0 | 0 | 0 | -6.6845 | -6.6845 | 1207.7777 | 9034.1775 |  | 0
1913-06-12 | 0 | 0 | 0 | 0 | -6.6845 | -6.6845 | 1201.0932 | 8984.1774 |  | 0
1913-06-13 | 0 | 0 | 0 | 0 | -6.6845 | -6.6845 | 1194.4087 | 8934.1774 |  | 0
1913-06-14 | 0 | 0 | 0 | 0 | -6.6845 | -6.6845 | 1187.7242 | 8884.1773 |  | 0
1913-06-15 | 0 | 0 | 0 | 0 | -6.6845 | -6.6845 | 1181.0397 | 8834.1773 |  | 0
1913-06-16 | 0 | 0 | 0 | 0 | -6.6845 | -6.6845 | 1174.3552 | 8784.1772 |  | 0
1913-06-17 | 0 | 0 | 0 | 0 | -6.6845 | -6.6845 | 1167.6707 | 8734.1771 |  | 0
1913-06-18 | 0.031667 | 79.6505 | 3.6551 | 3.6551 | 69.311 | 69.311 | 1236.9817 | 9252.6231 |  | 0
1913-06-19 | 0.053333 | 134.1483 | 3.6551 | 3.6551 | 123.8087 | 123.8087 | 1360.7904 | 10178.712 |  | 0
1913-06-20 | 0.005 | 12.5764 | 3.6551 | 3.6551 | 2.2368 | 2.2368 | 1363.0272 | 10195.4434 |  | 0
1913-06-21 | 0 | 0 | 0 | 0 | -6.6845 | -6.6845 | 1356.3427 | 10145.4434 |  | 0
1913-06-22 | 0 | 0 | 0 | 0 | -6.6845 | -6.6845 | 1349.6582 | 10095.4433 |  | 0
1913-06-23 | 0.11833 | 297.6415 | 3.6551 | 3.6551 | 287.3019 | 287.3019 | 1636.9601 | 12244.4614 |  | 0
1913-06-24 | 0 | 0 | 0 | 0 | -6.6845 | -6.6845 | 1630.2756 | 12194.4614 |  | 0
1913-06-25 | 0 | 0 | 0 | 0 | -6.6845 | -6.6845 | 1623.5911 | 12144.4613 |  | 0
1913-06-26 | 0 | 0 | 0 | 0 | -6.6845 | -6.6845 | 1616.9066 | 12094.4613 |  | 0
1913-06-27 | 0 | 0 | 0 | 0 | -6.6845 | -6.6845 | 1610.2221 | 12044.4612 |  | 0
1913-06-28 | 0 | 0 | 0 | 0 | -6.6845 | -6.6845 | 1603.5376 | 11994.4611 |  | 0
1913-06-29 | 0 | 0 | 0 | 0 | -6.6845 | -6.6845 | 1596.8531 | 11944.4611 |  | 0
1913-06-30 | 0 | 0 | 0 | 0 | -6.6845 | -6.6845 | 1590.1686 | 11894.461 |  | 0
1913-07-01 | 0 | 0 | 0 | 0 | -6.6845 | -6.6845 | 1583.4841 | 11844.461 |  | 0
1913-07-02 | 0 | 0 | 0 | 0 | -6.6845 | -6.6845 | 1576.7996 | 11794.4609 |  | 0
1913-07-03 | 0 | 0 | 0 | 0 | -6.6845 | -6.6845 | 1570.1151 | 11744.4608 |  | 0
1913-07-04 | 0 | 0 | 0 | 0 | -6.6845 | -6.6845 | 1563.4306 | 11694.4608 |  | 0
1913-07-05 | 0 | 0 | 0 | 0 | -6.6845 | -6.6845 | 1556.7461 | 11644.4607 |  | 0
1913-07-06 | 0 | 0 | 0 | 0 | -6.6845 | -6.6845 | 1550.0616 | 11594.4607 |  | 0
1913-07-07 | 0 | 0 | 0 | 0 | -6.6845 | -6.6845 | 1543.3771 | 11544.4606 |  | 0
1913-07-08 | 0 | 0 | 0 | 0 | -6.6845 | -6.6845 | 1536.6926 | 11494.4605 |  | 0
1913-07-09 | 0 | 0 | 0 | 0 | -6.6845 | -6.6845 | 1530.0081 | 11444.4605 |  | 0
1913-07-10 | 0 | 0 | 0 | 0 | -6.6845 | -6.6845 | 1523.3236 | 11394.4604 |  | 0
1913-07-11 | 0 | 0 | 0 | 0 | -6.6845 | -6.6845 | 1516.6391 | 11344.4604 |  | 0
1913-07-12 | 0 | 0 | 0 | 0 | -6.6845 | -6.6845 | 1509.9546 | 11294.4603 |  | 0
1913-07-13 | 0 | 0 | 0 | 0 | -6.6845 | -6.6845 | 1503.2701 | 11244.4602 |  | 0
1913-07-14 | 0 | 0 | 0 | 0 | -6.6845 | -6.6845 | 1496.5856 | 11194.4602 |  | 0
1913-07-15 | 0 | 0 | 0 | 0 | -6.6845 | -6.6845 | 1489.9011 | 11144.4601 |  | 0
1913-07-16 | 0 | 0 | 0 | 0 | -6.6845 | -6.6845 | 1483.2166 | 11094.4601 |  | 0
1913-07-17 | 0 | 0 | 0 | 0 | -6.6845 | -6.6845 | 1476.5321 | 11044.46 |  | 0
1913-07-18 | 0 | 0 | 0 | 0 | -6.6845 | -6.6845 | 1469.8476 | 10994.4599 |  | 0
1913-07-19 | 0 | 0 | 0 | 0 | -6.6845 | -6.6845 | 1463.1631 | 10944.4599 |  | 0
1913-07-20 | 0.016667 | 41.9213 | 3.6551 | 3.6551 | 31.5818 | 31.5818 | 1494.7448 | 11180.6914 |  | 0
1913-07-21 | 0 | 0 | 0 | 0 | -6.6845 | -6.6845 | 1488.0603 | 11130.6913 |  | 0
1913-07-22 | 0.043333 | 108.9955 | 3.6551 | 3.6551 | 98.6559 | 98.6559 | 1586.7162 | 11868.6374 |  | 0
1913-07-23 | 0 | 0 | 0 | 0 | -6.6845 | -6.6845 | 1580.0317 | 11818.6373 |  | 0
1913-07-24 | 0 | 0 | 0 | 0 | -6.6845 | -6.6845 | 1573.3472 | 11768.6372 |  | 0
1913-07-25 | 0.0375 | 94.323 | 3.6551 | 3.6551 | 83.9834 | 83.9834 | 1657.3306 | 12396.8332 |  | 0
1913-07-26 | 0 | 0 | 0 | 0 | -6.6845 | -6.6845 | 1650.6461 | 12346.8332 |  | 0
1913-07-27 | 0 | 0 | 0 | 0 | -6.6845 | -6.6845 | 1643.9616 | 12296.8331 |  | 0
1913-07-28 | 0 | 0 | 0 | 0 | -6.6845 | -6.6845 | 1637.2771 | 12246.833 |  | 0
1913-07-29 | 0.010833 | 27.2489 | 3.6551 | 3.6551 | 16.9093 | 16.9093 | 1654.1864 | 12373.3145 |  | 0
1913-07-30 | 0 | 0 | 0 | 0 | -6.6845 | -6.6845 | 1647.5019 | 12323.3144 |  | 0
1913-07-31 | 0 | 0 | 0 | 0 | -6.6845 | -6.6845 | 1640.8174 | 12273.3144 |  | 0
1913-08-01 | 0.033333 | 83.8427 | 3.6551 | 3.6551 | 73.5031 | 73.5031 | 1714.3205 | 12823.1175 |  | 0
1913-08-02 | 0 | 0 | 0 | 0 | -6.6845 | -6.6845 | 1707.636 | 12773.1174 |  | 0
1913-08-03 | 0 | 0 | 0 | 0 | -6.6845 | -6.6845 | 1700.9515 | 12723.1174 |  | 0
1913-08-04 | 0.01 | 25.1528 | 3.6551 | 3.6551 | 14.8132 | 14.8132 | 1715.7647 | 12833.9202 |  | 0
1913-08-05 | 0 | 0 | 0 | 0 | -6.6845 | -6.6845 | 1709.0802 | 12783.9202 |  | 0
1913-08-06 | 0 | 0 | 0 | 0 | -6.6845 | -6.6845 | 1702.3957 | 12733.9201 |  | 0
1913-08-07 | 0.05 | 125.764 | 3.6551 | 3.6551 | 115.4244 | 115.4244 | 1817.8202 | 13597.2948 |  | 0
1913-08-08 | 0 | 0 | 0 | 0 | -6.6845 | -6.6845 | 1811.1357 | 13547.2947 |  | 0
1913-08-09 | 0.0225 | 56.5938 | 3.6551 | 3.6551 | 46.2542 | 46.2542 | 1857.3899 | 13893.2763 |  | 0
1913-08-10 | 0.0058333 | 14.6725 | 3.6551 | 3.6551 | 4.3329 | 4.3329 | 1861.7228 | 13925.6863 |  | 0
1913-08-11 | 0 | 0 | 0 | 0 | -6.6845 | -6.6845 | 1855.0383 | 13875.6862 |  | 0
1913-08-12 | 0.030833 | 77.5545 | 3.6551 | 3.6551 | 67.2149 | 67.2149 | 1922.2531 | 14378.4536 |  | 0
1913-08-13 | 0 | 0 | 0 | 0 | -6.6845 | -6.6845 | 1915.5686 | 14328.4535 |  | 0
1913-08-14 | 0 | 0 | 0 | 0 | -6.6845 | -6.6845 | 1908.8841 | 14278.4534 |  | 0
1913-08-15 | 0 | 0 | 0 | 0 | -6.6845 | -6.6845 | 1902.1996 | 14228.4534 |  | 0
1913-08-16 | 0 | 0 | 0 | 0 | -6.6845 | -6.6845 | 1895.5151 | 14178.4533 |  | 0
1913-08-17 | 0 | 0 | 0 | 0 | -6.6845 | -6.6845 | 1888.8306 | 14128.4533 |  | 0
1913-08-18 | 0 | 0 | 0 | 0 | -6.6845 | -6.6845 | 1882.1461 | 14078.4532 |  | 0
1913-08-19 | 0 | 0 | 0 | 0 | -6.6845 | -6.6845 | 1875.4616 | 14028.4531 |  | 0
1913-08-20 | 0 | 0 | 0 | 0 | -6.6845 | -6.6845 | 1868.7771 | 13978.4531 |  | 0
1913-08-21 | 0 | 0 | 0 | 0 | -6.6845 | -6.6845 | 1862.0926 | 13928.453 |  | 0
1913-08-22 | 0.059167 | 148.8207 | 3.6551 | 3.6551 | 138.4812 | 138.4812 | 2000.5738 | 14964.292 |  | 0
1913-08-23 | 0 | 0 | 0 | 0 | -6.6845 | -6.6845 | 1993.8893 | 14914.292 |  | 0
1913-08-24 | 0.014167 | 35.6331 | 3.6551 | 3.6551 | 25.2936 | 25.2936 | 2019.1829 | 15103.4878 |  | 0
1913-08-25 | 0 | 0 | 0 | 0 | -6.6845 | -6.6845 | 2012.4984 | 15053.4877 |  | 0
1913-08-26 | 0 | 0 | 0 | 0 | -6.6845 | -6.6845 | 2005.8139 | 15003.4876 |  | 0
1913-08-27 | 0 | 0 | 0 | 0 | -6.6845 | -6.6845 | 1999.1294 | 14953.4876 |  | 0
1913-08-28 | 0 | 0 | 0 | 0 | -6.6845 | -6.6845 | 1992.4449 | 14903.4875 |  | 0
1913-08-29 | 0 | 0 | 0 | 0 | -6.6845 | -6.6845 | 1985.7604 | 14853.4875 |  | 0
1913-08-30 | 0.06 | 150.9168 | 3.6551 | 3.6551 | 140.5772 | 140.5772 | 2126.3376 | 15905.0051 |  | 0
1913-08-31 | 0 | 0 | 0 | 0 | -6.6845 | -6.6845 | 2119.6531 | 15855.005 |  | 0
1913-09-01 | 0.014167 | 35.6331 | 3.6551 | 3.6551 | 25.2936 | 25.2936 | 2144.9466 | 16044.2008 |  | 0
1913-09-02 | 0 | 0 | 0 | 0 | -6.6845 | -6.6845 | 2138.2621 | 15994.2007 |  | 0
1913-09-03 | 0 | 0 | 0 | 0 | -6.6845 | -6.6845 | 2131.5776 | 15944.2007 |  | 0
1913-09-04 | 0.10917 | 274.5847 | 3.6551 | 3.6551 | 264.2452 | 264.2452 | 2395.8228 | 17920.7544 |  | 0
1913-09-05 | 0.060833 | 153.0129 | 3.6551 | 3.6551 | 142.6733 | 142.6733 | 2538.4961 | 18987.9506 |  | 0
1913-09-06 | 0 | 0 | 0 | 0 | -6.6845 | -6.6845 | 2531.8116 | 18937.9505 |  | 0
1913-09-07 | 0.025 | 62.882 | 3.6551 | 3.6551 | 52.5424 | 52.5424 | 2584.354 | 19330.9678 |  | 0
1913-09-08 | 0 | 0 | 0 | 0 | -6.6845 | -6.6845 | 2577.6695 | 19280.9678 |  | 0
1913-09-09 | 0 | 0 | 0 | 0 | -6.6845 | -6.6845 | 2570.985 | 19230.9677 |  | 0
1913-09-10 | 0 | 0 | 0 | 0 | -6.6845 | -6.6845 | 2564.3005 | 19180.9677 |  | 0
1913-09-11 | 0.0075 | 18.8646 | 3.6551 | 3.6551 | 8.525 | 8.525 | 2572.8255 | 19244.7348 |  | 0
1913-09-12 | 0 | 0 | 0 | 0 | -6.6845 | -6.6845 | 2566.141 | 19194.7347 |  | 0
1913-09-13 | 0.02 | 50.3056 | 3.6551 | 3.6551 | 39.966 | 39.966 | 2606.107 | 19493.6806 |  | 0
1913-09-14 | 0 | 0 | 0 | 0 | -6.6845 | -6.6845 | 2599.4225 | 19443.6805 |  | 0
1913-09-15 | 0 | 0 | 0 | 0 | -6.6845 | -6.6845 | 2592.738 | 19393.6804 |  | 0
1913-09-16 | 0 | 0 | 0 | 0 | -6.6845 | -6.6845 | 2586.0535 | 19343.6804 |  | 0
1913-09-17 | 0 | 0 | 0 | 0 | -6.6845 | -6.6845 | 2579.369 | 19293.6803 |  | 0
1913-09-18 | 0 | 0 | 0 | 0 | -6.6845 | -6.6845 | 2572.6845 | 19243.6803 |  | 0
1913-09-19 | 0 | 0 | 0 | 0 | -6.6845 | -6.6845 | 2566 | 19193.6802 |  | 0
1913-09-20 | 0 | 0 | 0 | 0 | -6.6845 | -6.6845 | 2559.3155 | 19143.6801 |  | 0
1913-09-21 | 0 | 0 | 0 | 0 | -6.6845 | -6.6845 | 2552.631 | 19093.6801 |  | 0
1913-09-22 | 0 | 0 | 0 | 0 | -6.6845 | -6.6845 | 2545.9465 | 19043.68 |  | 0
1913-09-23 | 0 | 0 | 0 | 0 | -6.6845 | -6.6845 | 2539.262 | 18993.68 |  | 0
1913-09-24 | 0 | 0 | 0 | 0 | -6.6845 | -6.6845 | 2532.5775 | 18943.6799 |  | 0
1913-09-25 | 0.033333 | 83.8427 | 3.6551 | 3.6551 | 73.5031 | 73.5031 | 2606.0806 | 19493.483 |  | 0
1913-09-26 | 0.084167 | 211.7027 | 3.6551 | 3.6551 | 201.3632 | 201.3632 | 2807.4438 | 20999.6794 |  | 0
1913-09-27 | 0 | 0 | 0 | 0 | -6.6845 | -6.6845 | 2800.7593 | 20949.6793 |  | 0
1913-09-28 | 0 | 0 | 0 | 0 | -6.6845 | -6.6845 | 2794.0748 | 20899.6793 |  | 0
1913-09-29 | 0 | 0 | 0 | 0 | -6.6845 | -6.6845 | 2787.3903 | 20849.6792 |  | 0
1913-09-30 | 0 | 0 | 0 | 0 | -6.6845 | -6.6845 | 2780.7058 | 20799.6791 |  | 0
1913-10-01 | 0.14333 | 360.5235 | 3.6551 | 3.6551 | 350.1839 | 350.1839 | 3130.8897 | 23419.0546 |  | 0
1913-10-02 | 0 | 0 | 0 | 0 | -6.6845 | -6.6845 | 3124.2052 | 23369.0546 |  | 0
1913-10-03 | 0 | 0 | 0 | 0 | -6.6845 | -6.6845 | 3117.5207 | 23319.0545 |  | 0
1913-10-04 | 0.0058333 | 14.6725 | 3.6551 | 3.6551 | 4.3329 | 4.3329 | 3121.8535 | 23351.4645 |  | 0
1913-10-05 | 0 | 0 | 0 | 0 | -6.6845 | -6.6845 | 3115.169 | 23301.4644 |  | 0
1913-10-06 | 0 | 0 | 0 | 0 | -6.6845 | -6.6845 | 3108.4845 | 23251.4644 |  | 0
1913-10-07 | 0 | 0 | 0 | 0 | -6.6845 | -6.6845 | 3101.8 | 23201.4643 |  | 0
1913-10-08 | 0 | 0 | 0 | 0 | -6.6845 | -6.6845 | 3095.1155 | 23151.4642 |  | 0
1913-10-09 | 0 | 0 | 0 | 0 | -6.6845 | -6.6845 | 3088.431 | 23101.4642 |  | 0
1913-10-10 | 0 | 0 | 0 | 0 | -6.6845 | -6.6845 | 3081.7465 | 23051.4641 |  | 0
1913-10-11 | 0 | 0 | 0 | 0 | -6.6845 | -6.6845 | 3075.062 | 23001.4641 |  | 0
1913-10-12 | 0 | 0 | 0 | 0 | -6.6845 | -6.6845 | 3068.3775 | 22951.464 |  | 0
1913-10-13 | 0 | 0 | 0 | 0 | -6.6845 | -6.6845 | 3061.693 | 22901.4639 |  | 0
1913-10-14 | 0 | 0 | 0 | 0 | -6.6845 | -6.6845 | 3055.0085 | 22851.4639 |  | 0
1913-10-15 | 0.036667 | 92.2269 | 3.6551 | 3.6551 | 81.8874 | 81.8874 | 3136.8959 | 23463.9813 |  | 0
1913-10-16 | 0 | 0 | 0 | 0 | -6.6845 | -6.6845 | 3130.2114 | 23413.9812 |  | 0
1913-10-17 | 0 | 0 | 0 | 0 | -6.6845 | -6.6845 | 3123.5269 | 23363.9812 |  | 0
1913-10-18 | 0 | 0 | 0 | 0 | -6.6845 | -6.6845 | 3116.8424 | 23313.9811 |  | 0
1913-10-19 | 0 | 0 | 0 | 0 | -6.6845 | -6.6845 | 3110.1579 | 23263.981 |  | 0
1913-10-20 | 0 | 0 | 0 | 0 | -6.6845 | -6.6845 | 3103.4734 | 23213.981 |  | 0
1913-10-21 | 0 | 0 | 0 | 0 | -6.6845 | -6.6845 | 3096.7889 | 23163.9809 |  | 0
1913-10-22 | 0 | 0 | 0 | 0 | -6.6845 | -6.6845 | 3090.1044 | 23113.9809 |  | 0
1913-10-23 | 0 | 0 | 0 | 0 | -6.6845 | -6.6845 | 3083.4199 | 23063.9808 |  | 0
1913-10-24 | 0 | 0 | 0 | 0 | -6.6845 | -6.6845 | 3076.7354 | 23013.9807 |  | 0
1913-10-25 | 0 | 0 | 0 | 0 | -6.6845 | -6.6845 | 3070.0509 | 22963.9807 |  | 0
1913-10-26 | 0 | 0 | 0 | 0 | -6.6845 | -6.6845 | 3063.3664 | 22913.9806 |  | 0
1913-10-27 | 0 | 0 | 0 | 0 | -6.6845 | -6.6845 | 3056.6819 | 22863.9806 |  | 0
1913-10-28 | 0 | 0 | 0 | 0 | -6.6845 | -6.6845 | 3049.9974 | 22813.9805 |  | 0
1913-10-29 | 0 | 0 | 0 | 0 | -6.6845 | -6.6845 | 3043.3129 | 22763.9804 |  | 0
1913-10-30 | 0 | 0 | 0 | 0 | -6.6845 | -6.6845 | 3036.6284 | 22713.9804 |  | 0
1913-10-31 | 0 | 0 | 0 | 0 | -6.6845 | -6.6845 | 3029.9439 | 22663.9803 |  | 0
1913-11-01 | 0 | 0 | 0 | 0 | -6.6845 | -6.6845 | 3023.2594 | 22613.9803 |  | 0
1913-11-02 | 0 | 0 | 0 | 0 | -6.6845 | -6.6845 | 3016.5749 | 22563.9802 |  | 0
1913-11-03 | 0 | 0 | 0 | 0 | -6.6845 | -6.6845 | 3009.8904 | 22513.9801 |  | 0
1913-11-04 | 0 | 0 | 0 | 0 | -6.6845 | -6.6845 | 3003.2059 | 22463.9801 |  | 0
1913-11-05 | 0 | 0 | 0 | 0 | -6.6845 | -6.6845 | 2996.5214 | 22413.98 |  | 0
1913-11-06 | 0 | 0 | 0 | 0 | -6.6845 | -6.6845 | 2989.8369 | 22363.98 |  | 0
1913-11-07 | 0 | 0 | 0 | 0 | -6.6845 | -6.6845 | 2983.1524 | 22313.9799 |  | 0
1913-11-08 | 0 | 0 | 0 | 0 | -6.6845 | -6.6845 | 2976.4679 | 22263.9798 |  | 0
1913-11-09 | 0 | 0 | 0 | 0 | -6.6845 | -6.6845 | 2969.7834 | 22213.9798 |  | 0
1913-11-10 | 0 | 0 | 0 | 0 | -6.6845 | -6.6845 | 2963.0989 | 22163.9797 |  | 0
1913-11-11 | 0 | 0 | 0 | 0 | -6.6845 | -6.6845 | 2956.4144 | 22113.9797 |  | 0
1913-11-12 | 0 | 0 | 0 | 0 | -6.6845 | -6.6845 | 2949.7299 | 22063.9796 |  | 0
1913-11-13 | 0 | 0 | 0 | 0 | -6.6845 | -6.6845 | 2943.0454 | 22013.9795 |  | 0
1913-11-14 | 0 | 0 | 0 | 0 | -6.6845 | -6.6845 | 2936.3609 | 21963.9795 |  | 0
1913-11-15 | 0 | 0 | 0 | 0 | -6.6845 | -6.6845 | 2929.6764 | 21913.9794 |  | 0
1913-11-16 | 0 | 0 | 0 | 0 | -6.6845 | -6.6845 | 2922.9919 | 21863.9794 |  | 0
1913-11-17 | 0.039167 | 98.5151 | 3.6551 | 3.6551 | 88.1756 | 88.1756 | 3011.1674 | 22523.5325 |  | 0
1913-11-18 | 0 | 0 | 0 | 0 | -6.6845 | -6.6845 | 3004.4829 | 22473.5324 |  | 0
1913-11-19 | 0 | 0 | 0 | 0 | -6.6845 | -6.6845 | 2997.7984 | 22423.5324 |  | 0
1913-11-20 | 0 | 0 | 0 | 0 | -6.6845 | -6.6845 | 2991.1139 | 22373.5323 |  | 0
1913-11-21 | 0 | 0 | 0 | 0 | -6.6845 | -6.6845 | 2984.4294 | 22323.5323 |  | 0
1913-11-22 | 0 | 0 | 0 | 0 | -6.6845 | -6.6845 | 2977.7449 | 22273.5322 |  | 0
1913-11-23 | 0 | 0 | 0 | 0 | -6.6845 | -6.6845 | 2971.0604 | 22223.5321 |  | 0
1913-11-24 | 0 | 0 | 0 | 0 | -6.6845 | -6.6845 | 2964.3759 | 22173.5321 |  | 0
1913-11-25 | 0 | 0 | 0 | 0 | -6.6845 | -6.6845 | 2957.6914 | 22123.532 |  | 0
1913-11-26 | 0 | 0 | 0 | 0 | -6.6845 | -6.6845 | 2951.0069 | 22073.532 |  | 0
1913-11-27 | 0.030833 | 77.5545 | 3.6551 | 3.6551 | 67.2149 | 67.2149 | 3018.2218 | 22576.2993 |  | 0
1913-11-28 | 0.010833 | 27.2489 | 3.6551 | 3.6551 | 16.9093 | 16.9093 | 3035.1311 | 22702.7808 |  | 0
1913-11-29 | 0 | 0 | 0 | 0 | -6.6845 | -6.6845 | 3028.4466 | 22652.7807 |  | 0
1913-11-30 | 0 | 0 | 0 | 0 | -6.6845 | -6.6845 | 3021.7621 | 22602.7807 |  | 0
1913-12-01 | 0 | 0 | 0 | 0 | -6.6845 | -6.6845 | 3015.0776 | 22552.7806 |  | 0
1913-12-02 | 0 | 0 | 0 | 0 | -6.6845 | -6.6845 | 3008.3931 | 22502.7805 |  | 0
1913-12-03 | 0 | 0 | 0 | 0 | -6.6845 | -6.6845 | 3001.7086 | 22452.7805 |  | 0
1913-12-04 | 0 | 0 | 0 | 0 | -6.6845 | -6.6845 | 2995.0241 | 22402.7804 |  | 0
1913-12-05 | 0 | 0 | 0 | 0 | -6.6845 | -6.6845 | 2988.3396 | 22352.7804 |  | 0
1913-12-06 | 0 | 0 | 0 | 0 | -6.6845 | -6.6845 | 2981.6551 | 22302.7803 |  | 0
1913-12-07 | 0 | 0 | 0 | 0 | -6.6845 | -6.6845 | 2974.9706 | 22252.7802 |  | 0
1913-12-08 | 0 | 0 | 0 | 0 | -6.6845 | -6.6845 | 2968.2861 | 22202.7802 |  | 0
1913-12-09 | 0 | 0 | 0 | 0 | -6.6845 | -6.6845 | 2961.6016 | 22152.7801 |  | 0
1913-12-10 | 0 | 0 | 0 | 0 | -6.6845 | -6.6845 | 2954.9171 | 22102.7801 |  | 0
1913-12-11 | 0 | 0 | 0 | 0 | -6.6845 | -6.6845 | 2948.2326 | 22052.78 |  | 0
1913-12-12 | 0 | 0 | 0 | 0 | -6.6845 | -6.6845 | 2941.5481 | 22002.7799 |  | 0
1913-12-13 | 0 | 0 | 0 | 0 | -6.6845 | -6.6845 | 2934.8636 | 21952.7799 |  | 0
1913-12-14 | 0 | 0 | 0 | 0 | -6.6845 | -6.6845 | 2928.1791 | 21902.7798 |  | 0
1913-12-15 | 0 | 0 | 0 | 0 | -6.6845 | -6.6845 | 2921.4946 | 21852.7798 |  | 0
1913-12-16 | 0.0525 | 132.0522 | 3.6551 | 3.6551 | 121.7126 | 121.7126 | 3043.2072 | 22763.1901 |  | 0
1913-12-17 | 0 | 0 | 0 | 0 | -6.6845 | -6.6845 | 3036.5227 | 22713.1901 |  | 0
1913-12-18 | 0 | 0 | 0 | 0 | -6.6845 | -6.6845 | 3029.8382 | 22663.19 |  | 0
1913-12-19 | 0 | 0 | 0 | 0 | -6.6845 | -6.6845 | 3023.1537 | 22613.19 |  | 0
1913-12-20 | 0 | 0 | 0 | 0 | -6.6845 | -6.6845 | 3016.4692 | 22563.1899 |  | 0
1913-12-21 | 0 | 0 | 0 | 0 | -6.6845 | -6.6845 | 3009.7847 | 22513.1898 |  | 0
1913-12-22 | 0 | 0 | 0 | 0 | -6.6845 | -6.6845 | 3003.1002 | 22463.1898 |  | 0
1913-12-23 | 0 | 0 | 0 | 0 | -6.6845 | -6.6845 | 2996.4157 | 22413.1897 |  | 0
1913-12-24 | 0 | 0 | 0 | 0 | -6.6845 | -6.6845 | 2989.7312 | 22363.1897 |  | 0
1913-12-25 | 0 | 0 | 0 | 0 | -6.6845 | -6.6845 | 2983.0467 | 22313.1896 |  | 0
1913-12-26 | 0 | 0 | 0 | 0 | -6.6845 | -6.6845 | 2976.3622 | 22263.1895 |  | 0
1913-12-27 | 0 | 0 | 0 | 0 | -6.6845 | -6.6845 | 2969.6777 | 22213.1895 |  | 0
1913-12-28 | 0 | 0 | 0 | 0 | -6.6845 | -6.6845 | 2962.9932 | 22163.1894 |  | 0
1913-12-29 | 0 | 0 | 0 | 0 | -6.6845 | -6.6845 | 2956.3087 | 22113.1894 |  | 0
1913-12-30 | 0 | 0 | 0 | 0 | -6.6845 | -6.6845 | 2949.6242 | 22063.1893 |  | 0
1913-12-31 | 0 | 0 | 0 | 0 | -6.6845 | -6.6845 | 2942.9397 | 22013.1892 |  | 0
1914-01-01 | 0 | 0 | 0 | 0 | -6.6845 | -6.6845 | 2936.2552 | 21963.1892 |  | 0
1914-01-02 | 0 | 0 | 0 | 0 | -6.6845 | -6.6845 | 2929.5707 | 21913.1891 |  | 0
1914-01-03 | 0 | 0 | 0 | 0 | -6.6845 | -6.6845 | 2922.8862 | 21863.1891 |  | 0
1914-01-04 | 0 | 0 | 0 | 0 | -6.6845 | -6.6845 | 2916.2017 | 21813.189 |  | 0
1914-01-05 | 0 | 0 | 0 | 0 | -6.6845 | -6.6845 | 2909.5172 | 21763.1889 |  | 0
1914-01-06 | 0 | 0 | 0 | 0 | -6.6845 | -6.6845 | 2902.8327 | 21713.1889 |  | 0
1914-01-07 | 0 | 0 | 0 | 0 | -6.6845 | -6.6845 | 2896.1482 | 21663.1888 |  | 0
1914-01-08 | 0 | 0 | 0 | 0 | -6.6845 | -6.6845 | 2889.4637 | 21613.1888 |  | 0
1914-01-09 | 0 | 0 | 0 | 0 | -6.6845 | -6.6845 | 2882.7792 | 21563.1887 |  | 0
1914-01-10 | 0 | 0 | 0 | 0 | -6.6845 | -6.6845 | 2876.0947 | 21513.1886 |  | 0
1914-01-11 | 0 | 0 | 0 | 0 | -6.6845 | -6.6845 | 2869.4102 | 21463.1886 |  | 0
1914-01-12 | 0 | 0 | 0 | 0 | -6.6845 | -6.6845 | 2862.7257 | 21413.1885 |  | 0
1914-01-13 | 0 | 0 | 0 | 0 | -6.6845 | -6.6845 | 2856.0412 | 21363.1885 |  | 0
1914-01-14 | 0 | 0 | 0 | 0 | -6.6845 | -6.6845 | 2849.3567 | 21313.1884 |  | 0
1914-01-15 | 0 | 0 | 0 | 0 | -6.6845 | -6.6845 | 2842.6722 | 21263.1883 |  | 0
1914-01-16 | 0 | 0 | 0 | 0 | -6.6845 | -6.6845 | 2835.9877 | 21213.1883 |  | 0
1914-01-17 | 0 | 0 | 0 | 0 | -6.6845 | -6.6845 | 2829.3032 | 21163.1882 |  | 0
1914-01-18 | 0 | 0 | 0 | 0 | -6.6845 | -6.6845 | 2822.6187 | 21113.1882 |  | 0
1914-01-19 | 0 | 0 | 0 | 0 | -6.6845 | -6.6845 | 2815.9342 | 21063.1881 |  | 0
1914-01-20 | 0 | 0 | 0 | 0 | -6.6845 | -6.6845 | 2809.2497 | 21013.188 |  | 0
1914-01-21 | 0 | 0 | 0 | 0 | -6.6845 | -6.6845 | 2802.5652 | 20963.188 |  | 0
1914-01-22 | 0 | 0 | 0 | 0 | -6.6845 | -6.6845 | 2795.8807 | 20913.1879 |  | 0
1914-01-23 | 0 | 0 | 0 | 0 | -6.6845 | -6.6845 | 2789.1962 | 20863.1879 |  | 0
1914-01-24 | 0 | 0 | 0 | 0 | -6.6845 | -6.6845 | 2782.5117 | 20813.1878 |  | 0
1914-01-25 | 0 | 0 | 0 | 0 | -6.6845 | -6.6845 | 2775.8272 | 20763.1877 |  | 0
1914-01-26 | 0 | 0 | 0 | 0 | -6.6845 | -6.6845 | 2769.1427 | 20713.1877 |  | 0
1914-01-27 | 0 | 0 | 0 | 0 | -6.6845 | -6.6845 | 2762.4582 | 20663.1876 |  | 0
1914-01-28 | 0 | 0 | 0 | 0 | -6.6845 | -6.6845 | 2755.7737 | 20613.1876 |  | 0
1914-01-29 | 0 | 0 | 0 | 0 | -6.6845 | -6.6845 | 2749.0892 | 20563.1875 |  | 0
1914-01-30 | 0 | 0 | 0 | 0 | -6.6845 | -6.6845 | 2742.4047 | 20513.1874 |  | 0
1914-01-31 | 0 | 0 | 0 | 0 | -6.6845 | -6.6845 | 2735.7202 | 20463.1874 |  | 0
1914-02-01 | 0 | 0 | 0 | 0 | -6.6845 | -6.6845 | 2729.0357 | 20413.1873 |  | 0
1914-02-02 | 0 | 0 | 0 | 0 | -6.6845 | -6.6845 | 2722.3512 | 20363.1873 |  | 0
1914-02-03 | 0 | 0 | 0 | 0 | -6.6845 | -6.6845 | 2715.6667 | 20313.1872 |  | 0
1914-02-04 | 0 | 0 | 0 | 0 | -6.6845 | -6.6845 | 2708.9822 | 20263.1871 |  | 0
1914-02-05 | 0 | 0 | 0 | 0 | -6.6845 | -6.6845 | 2702.2977 | 20213.1871 |  | 0
1914-02-06 | 0 | 0 | 0 | 0 | -6.6845 | -6.6845 | 2695.6132 | 20163.187 |  | 0
1914-02-07 | 0 | 0 | 0 | 0 | -6.6845 | -6.6845 | 2688.9287 | 20113.187 |  | 0
1914-02-08 | 0 | 0 | 0 | 0 | -6.6845 | -6.6845 | 2682.2442 | 20063.1869 |  | 0
1914-02-09 | 0 | 0 | 0 | 0 | -6.6845 | -6.6845 | 2675.5597 | 20013.1868 |  | 0
1914-02-10 | 0 | 0 | 0 | 0 | -6.6845 | -6.6845 | 2668.8752 | 19963.1868 |  | 0
1914-02-11 | 0 | 0 | 0 | 0 | -6.6845 | -6.6845 | 2662.1907 | 19913.1867 |  | 0
1914-02-12 | 0 | 0 | 0 | 0 | -6.6845 | -6.6845 | 2655.5062 | 19863.1867 |  | 0
1914-02-13 | 0 | 0 | 0 | 0 | -6.6845 | -6.6845 | 2648.8217 | 19813.1866 |  | 0
1914-02-14 | 0 | 0 | 0 | 0 | -6.6845 | -6.6845 | 2642.1372 | 19763.1865 |  | 0
1914-02-15 | 0 | 0 | 0 | 0 | -6.6845 | -6.6845 | 2635.4527 | 19713.1865 |  | 0
1914-02-16 | 0 | 0 | 0 | 0 | -6.6845 | -6.6845 | 2628.7682 | 19663.1864 |  | 0
1914-02-17 | 0.014167 | 35.6331 | 3.6551 | 3.6551 | 25.2936 | 25.2936 | 2654.0618 | 19852.3822 |  | 0
1914-02-18 | 0 | 0 | 0 | 0 | -6.6845 | -6.6845 | 2647.3773 | 19802.3821 |  | 0
1914-02-19 | 0 | 0 | 0 | 0 | -6.6845 | -6.6845 | 2640.6928 | 19752.3821 |  | 0
1914-02-20 | 0 | 0 | 0 | 0 | -6.6845 | -6.6845 | 2634.0083 | 19702.382 |  | 0
1914-02-21 | 0 | 0 | 0 | 0 | -6.6845 | -6.6845 | 2627.3238 | 19652.382 |  | 0
1914-02-22 | 0 | 0 | 0 | 0 | -6.6845 | -6.6845 | 2620.6393 | 19602.3819 |  | 0
1914-02-23 | 0 | 0 | 0 | 0 | -6.6845 | -6.6845 | 2613.9548 | 19552.3818 |  | 0
1914-02-24 | 0 | 0 | 0 | 0 | -6.6845 | -6.6845 | 2607.2703 | 19502.3818 |  | 0
1914-02-25 | 0 | 0 | 0 | 0 | -6.6845 | -6.6845 | 2600.5858 | 19452.3817 |  | 0
1914-02-26 | 0 | 0 | 0 | 0 | -6.6845 | -6.6845 | 2593.9013 | 19402.3817 |  | 0
1914-02-27 | 0 | 0 | 0 | 0 | -6.6845 | -6.6845 | 2587.2168 | 19352.3816 |  | 0
1914-02-28 | 0 | 0 | 0 | 0 | -6.6845 | -6.6845 | 2580.5323 | 19302.3815 |  | 0
1914-03-01 | 0 | 0 | 0 | 0 | -6.6845 | -6.6845 | 2573.8478 | 19252.3815 |  | 0
1914-03-02 | 0 | 0 | 0 | 0 | -6.6845 | -6.6845 | 2567.1633 | 19202.3814 |  | 0
1914-03-03 | 0.0041667 | 10.4803 | 3.6551 | 3.6551 | 0.14075 | 0.14075 | 2567.304 | 19203.4343 |  | 0
1914-03-04 | 0 | 0 | 0 | 0 | -6.6845 | -6.6845 | 2560.6195 | 19153.4342 |  | 0
1914-03-05 | 0 | 0 | 0 | 0 | -6.6845 | -6.6845 | 2553.935 | 19103.4341 |  | 0
1914-03-06 | 0 | 0 | 0 | 0 | -6.6845 | -6.6845 | 2547.2505 | 19053.4341 |  | 0
1914-03-07 | 0 | 0 | 0 | 0 | -6.6845 | -6.6845 | 2540.566 | 19003.434 |  | 0
1914-03-08 | 0 | 0 | 0 | 0 | -6.6845 | -6.6845 | 2533.8815 | 18953.434 |  | 0
1914-03-09 | 0 | 0 | 0 | 0 | -6.6845 | -6.6845 | 2527.197 | 18903.4339 |  | 0
1914-03-10 | 0 | 0 | 0 | 0 | -6.6845 | -6.6845 | 2520.5125 | 18853.4338 |  | 0
1914-03-11 | 0 | 0 | 0 | 0 | -6.6845 | -6.6845 | 2513.828 | 18803.4338 |  | 0
1914-03-12 | 0 | 0 | 0 | 0 | -6.6845 | -6.6845 | 2507.1435 | 18753.4337 |  | 0
1914-03-13 | 0.014167 | 35.6331 | 3.6551 | 3.6551 | 25.2936 | 25.2936 | 2532.4371 | 18942.6295 |  | 0
1914-03-14 | 0 | 0 | 0 | 0 | -6.6845 | -6.6845 | 2525.7526 | 18892.6294 |  | 0
1914-03-15 | 0 | 0 | 0 | 0 | -6.6845 | -6.6845 | 2519.0681 | 18842.6294 |  | 0
1914-03-16 | 0 | 0 | 0 | 0 | -6.6845 | -6.6845 | 2512.3836 | 18792.6293 |  | 0
1914-03-17 | 0 | 0 | 0 | 0 | -6.6845 | -6.6845 | 2505.6991 | 18742.6293 |  | 0
1914-03-18 | 0 | 0 | 0 | 0 | -6.6845 | -6.6845 | 2499.0146 | 18692.6292 |  | 0
1914-03-19 | 0 | 0 | 0 | 0 | -6.6845 | -6.6845 | 2492.3301 | 18642.6291 |  | 0
1914-03-20 | 0 | 0 | 0 | 0 | -6.6845 | -6.6845 | 2485.6456 | 18592.6291 |  | 0
1914-03-21 | 0 | 0 | 0 | 0 | -6.6845 | -6.6845 | 2478.9611 | 18542.629 |  | 0
1914-03-22 | 0 | 0 | 0 | 0 | -6.6845 | -6.6845 | 2472.2766 | 18492.629 |  | 0
1914-03-23 | 0 | 0 | 0 | 0 | -6.6845 | -6.6845 | 2465.5921 | 18442.6289 |  | 0
1914-03-24 | 0 | 0 | 0 | 0 | -6.6845 | -6.6845 | 2458.9076 | 18392.6288 |  | 0
1914-03-25 | 0 | 0 | 0 | 0 | -6.6845 | -6.6845 | 2452.2231 | 18342.6288 |  | 0
1914-03-26 | 0 | 0 | 0 | 0 | -6.6845 | -6.6845 | 2445.5386 | 18292.6287 |  | 0
1914-03-27 | 0 | 0 | 0 | 0 | -6.6845 | -6.6845 | 2438.8541 | 18242.6287 |  | 0
1914-03-28 | 0 | 0 | 0 | 0 | -6.6845 | -6.6845 | 2432.1696 | 18192.6286 |  | 0
1914-03-29 | 0 | 0 | 0 | 0 | -6.6845 | -6.6845 | 2425.4851 | 18142.6285 |  | 0
1914-03-30 | 0 | 0 | 0 | 0 | -6.6845 | -6.6845 | 2418.8006 | 18092.6285 |  | 0
1914-03-31 | 0 | 0 | 0 | 0 | -6.6845 | -6.6845 | 2412.1161 | 18042.6284 |  | 0
1914-04-01 | 0 | 0 | 0 | 0 | -6.6845 | -6.6845 | 2405.4316 | 17992.6284 |  | 0
1914-04-02 | 0 | 0 | 0 | 0 | -6.6845 | -6.6845 | 2398.7471 | 17942.6283 |  | 0
1914-04-03 | 0 | 0 | 0 | 0 | -6.6845 | -6.6845 | 2392.0626 | 17892.6282 |  | 0
1914-04-04 | 0 | 0 | 0 | 0 | -6.6845 | -6.6845 | 2385.3781 | 17842.6282 |  | 0
1914-04-05 | 0 | 0 | 0 | 0 | -6.6845 | -6.6845 | 2378.6936 | 17792.6281 |  | 0
1914-04-06 | 0 | 0 | 0 | 0 | -6.6845 | -6.6845 | 2372.0091 | 17742.6281 |  | 0
1914-04-07 | 0 | 0 | 0 | 0 | -6.6845 | -6.6845 | 2365.3246 | 17692.628 |  | 0
1914-04-08 | 0.031667 | 79.6505 | 3.6551 | 3.6551 | 69.311 | 69.311 | 2434.6356 | 18211.0739 |  | 0
1914-04-09 | 0 | 0 | 0 | 0 | -6.6845 | -6.6845 | 2427.9511 | 18161.0739 |  | 0
1914-04-10 | 0 | 0 | 0 | 0 | -6.6845 | -6.6845 | 2421.2666 | 18111.0738 |  | 0
1914-04-11 | 0 | 0 | 0 | 0 | -6.6845 | -6.6845 | 2414.5821 | 18061.0737 |  | 0
1914-04-12 | 0 | 0 | 0 | 0 | -6.6845 | -6.6845 | 2407.8976 | 18011.0737 |  | 0
1914-04-13 | 0 | 0 | 0 | 0 | -6.6845 | -6.6845 | 2401.2131 | 17961.0736 |  | 0
1914-04-14 | 0 | 0 | 0 | 0 | -6.6845 | -6.6845 | 2394.5286 | 17911.0736 |  | 0
1914-04-15 | 0 | 0 | 0 | 0 | -6.6845 | -6.6845 | 2387.8441 | 17861.0735 |  | 0
1914-04-16 | 0 | 0 | 0 | 0 | -6.6845 | -6.6845 | 2381.1596 | 17811.0734 |  | 0
1914-04-17 | 0 | 0 | 0 | 0 | -6.6845 | -6.6845 | 2374.4751 | 17761.0734 |  | 0
1914-04-18 | 0 | 0 | 0 | 0 | -6.6845 | -6.6845 | 2367.7906 | 17711.0733 |  | 0
1914-04-19 | 0 | 0 | 0 | 0 | -6.6845 | -6.6845 | 2361.1061 | 17661.0733 |  | 0
1914-04-20 | 0 | 0 | 0 | 0 | -6.6845 | -6.6845 | 2354.4216 | 17611.0732 |  | 0
1914-04-21 | 0 | 0 | 0 | 0 | -6.6845 | -6.6845 | 2347.7371 | 17561.0731 |  | 0
1914-04-22 | 0 | 0 | 0 | 0 | -6.6845 | -6.6845 | 2341.0526 | 17511.0731 |  | 0
1914-04-23 | 0 | 0 | 0 | 0 | -6.6845 | -6.6845 | 2334.3681 | 17461.073 |  | 0
1914-04-24 | 0 | 0 | 0 | 0 | -6.6845 | -6.6845 | 2327.6836 | 17411.073 |  | 0
1914-04-25 | 0 | 0 | 0 | 0 | -6.6845 | -6.6845 | 2320.9991 | 17361.0729 |  | 0
1914-04-26 | 0 | 0 | 0 | 0 | -6.6845 | -6.6845 | 2314.3146 | 17311.0728 |  | 0
1914-04-27 | 0 | 0 | 0 | 0 | -6.6845 | -6.6845 | 2307.6301 | 17261.0728 |  | 0
1914-04-28 | 0 | 0 | 0 | 0 | -6.6845 | -6.6845 | 2300.9456 | 17211.0727 |  | 0
1914-04-29 | 0 | 0 | 0 | 0 | -6.6845 | -6.6845 | 2294.2611 | 17161.0727 |  | 0
1914-04-30 | 0 | 0 | 0 | 0 | -6.6845 | -6.6845 | 2287.5766 | 17111.0726 |  | 0
1914-05-01 | 0 | 0 | 0 | 0 | -6.6845 | -6.6845 | 2280.8921 | 17061.0725 |  | 0
1914-05-02 | 0 | 0 | 0 | 0 | -6.6845 | -6.6845 | 2274.2076 | 17011.0725 |  | 0
1914-05-03 | 0 | 0 | 0 | 0 | -6.6845 | -6.6845 | 2267.5231 | 16961.0724 |  | 0
1914-05-04 | 0 | 0 | 0 | 0 | -6.6845 | -6.6845 | 2260.8386 | 16911.0724 |  | 0
1914-05-05 | 0 | 0 | 0 | 0 | -6.6845 | -6.6845 | 2254.1541 | 16861.0723 |  | 0
1914-05-06 | 0 | 0 | 0 | 0 | -6.6845 | -6.6845 | 2247.4696 | 16811.0722 |  | 0
1914-05-07 | 0.016667 | 41.9213 | 3.6551 | 3.6551 | 31.5818 | 31.5818 | 2279.0513 | 17047.3038 |  | 0
1914-05-08 | 0 | 0 | 0 | 0 | -6.6845 | -6.6845 | 2272.3668 | 16997.3037 |  | 0
1914-05-09 | 0 | 0 | 0 | 0 | -6.6845 | -6.6845 | 2265.6823 | 16947.3036 |  | 0
1914-05-10 | 0 | 0 | 0 | 0 | -6.6845 | -6.6845 | 2258.9978 | 16897.3036 |  | 0
1914-05-11 | 0 | 0 | 0 | 0 | -6.6845 | -6.6845 | 2252.3133 | 16847.3035 |  | 0
1914-05-12 | 0 | 0 | 0 | 0 | -6.6845 | -6.6845 | 2245.6288 | 16797.3035 |  | 0
1914-05-13 | 0 | 0 | 0 | 0 | -6.6845 | -6.6845 | 2238.9443 | 16747.3034 |  | 0
1914-05-14 | 0.005 | 12.5764 | 3.6551 | 3.6551 | 2.2368 | 2.2368 | 2241.1811 | 16764.0348 |  | 0
1914-05-15 | 0 | 0 | 0 | 0 | -6.6845 | -6.6845 | 2234.4966 | 16714.0348 |  | 0
1914-05-16 | 0 | 0 | 0 | 0 | -6.6845 | -6.6845 | 2227.8121 | 16664.0347 |  | 0
1914-05-17 | 0.035 | 88.0348 | 3.6551 | 3.6551 | 77.6952 | 77.6952 | 2305.5073 | 17245.1949 |  | 0
1914-05-18 | 0 | 0 | 0 | 0 | -6.6845 | -6.6845 | 2298.8228 | 17195.1949 |  | 0
1914-05-19 | 0 | 0 | 0 | 0 | -6.6845 | -6.6845 | 2292.1383 | 17145.1948 |  | 0
1914-05-20 | 0 | 0 | 0 | 0 | -6.6845 | -6.6845 | 2285.4538 | 17095.1948 |  | 0
1914-05-21 | 0 | 0 | 0 | 0 | -6.6845 | -6.6845 | 2278.7693 | 17045.1947 |  | 0
1914-05-22 | 0 | 0 | 0 | 0 | -6.6845 | -6.6845 | 2272.0848 | 16995.1946 |  | 0
1914-05-23 | 0 | 0 | 0 | 0 | -6.6845 | -6.6845 | 2265.4003 | 16945.1946 |  | 0
1914-05-24 | 0.0083333 | 20.9607 | 3.6551 | 3.6551 | 10.6211 | 10.6211 | 2276.0214 | 17024.6403 |  | 0
1914-05-25 | 0 | 0 | 0 | 0 | -6.6845 | -6.6845 | 2269.3369 | 16974.6402 |  | 0
1914-05-26 | 0.021667 | 54.4977 | 3.6551 | 3.6551 | 44.1582 | 44.1582 | 2313.4951 | 17304.9432 |  | 0
1914-05-27 | 0 | 0 | 0 | 0 | -6.6845 | -6.6845 | 2306.8106 | 17254.9432 |  | 0
1914-05-28 | 0 | 0 | 0 | 0 | -6.6845 | -6.6845 | 2300.1261 | 17204.9431 |  | 0
1914-05-29 | 0.25 | 628.82 | 3.6551 | 3.6551 | 618.4804 | 618.4804 | 2918.6065 | 21831.1766 |  | 0
1914-05-30 | 0 | 0 | 0 | 0 | -6.6845 | -6.6845 | 2911.922 | 21781.1766 |  | 0
1914-05-31 | 0.018333 | 46.1135 | 3.6551 | 3.6551 | 35.7739 | 35.7739 | 2947.6959 | 22048.7653 |  | 0
1914-06-01 | 0.019167 | 48.2095 | 3.6551 | 3.6551 | 37.87 | 37.87 | 2985.5658 | 22332.0325 |  | 0
1914-06-02 | 0 | 0 | 0 | 0 | -6.6845 | -6.6845 | 2978.8813 | 22282.0324 |  | 0
1914-06-03 | 0.033333 | 83.8427 | 3.6551 | 3.6551 | 73.5031 | 73.5031 | 3052.3844 | 22831.8355 |  | 0
1914-06-04 | 0 | 0 | 0 | 0 | -6.6845 | -6.6845 | 3045.6999 | 22781.8355 |  | 0
1914-06-05 | 0.026667 | 67.0741 | 3.6551 | 3.6551 | 56.7346 | 56.7346 | 3102.4345 | 23206.2099 |  | 0
1914-06-06 | 0 | 0 | 0 | 0 | -6.6845 | -6.6845 | 3095.75 | 23156.2099 |  | 0
1914-06-07 | 0.070833 | 178.1657 | 3.6551 | 3.6551 | 167.8261 | 167.8261 | 3263.5761 | 24411.549 |  | 0
1914-06-08 | 0.0125 | 31.441 | 3.6551 | 3.6551 | 21.1014 | 21.1014 | 3284.6775 | 24569.3876 |  | 0
1914-06-09 | 0 | 0 | 0 | 0 | -6.6845 | -6.6845 | 3277.993 | 24519.3876 |  | 0
1914-06-10 | 0 | 0 | 0 | 0 | -6.6845 | -6.6845 | 3271.3085 | 24469.3875 |  | 0
1914-06-11 | 0 | 0 | 0 | 0 | -6.6845 | -6.6845 | 3264.624 | 24419.3874 |  | 0
1914-06-12 | 0.025 | 62.882 | 3.6551 | 3.6551 | 52.5424 | 52.5424 | 3317.1664 | 24812.4047 |  | 0
1914-06-13 | 0 | 0 | 0 | 0 | -6.6845 | -6.6845 | 3310.4819 | 24762.4047 |  | 0
1914-06-14 | 0.0375 | 94.323 | 3.6551 | 3.6551 | 83.9834 | 83.9834 | 3394.4653 | 25390.6007 |  | 0
1914-06-15 | 0.0125 | 31.441 | 3.6551 | 3.6551 | 21.1014 | 21.1014 | 3415.5667 | 25548.4393 |  | 0
1914-06-16 | 0.014167 | 35.6331 | 3.6551 | 3.6551 | 25.2936 | 25.2936 | 3440.8603 | 25737.6351 |  | 0
1914-06-17 | 0 | 0 | 0 | 0 | -6.6845 | -6.6845 | 3434.1758 | 25687.635 |  | 0
1914-06-18 | 0 | 0 | 0 | 0 | -6.6845 | -6.6845 | 3427.4913 | 25637.6349 |  | 0
1914-06-19 | 0 | 0 | 0 | 0 | -6.6845 | -6.6845 | 3420.8068 | 25587.6349 |  | 0
1914-06-20 | 0.025 | 62.882 | 3.6551 | 3.6551 | 52.5424 | 52.5424 | 3473.3492 | 25980.6522 |  | 0
1914-06-21 | 0 | 0 | 0 | 0 | -6.6845 | -6.6845 | 3466.6647 | 25930.6521 |  | 0
1914-06-22 | 0 | 0 | 0 | 0 | -6.6845 | -6.6845 | 3459.9802 | 25880.6521 |  | 0
1914-06-23 | 0 | 0 | 0 | 0 | -6.6845 | -6.6845 | 3453.2957 | 25830.652 |  | 0
1914-06-24 | 0 | 0 | 0 | 0 | -6.6845 | -6.6845 | 3446.6112 | 25780.6519 |  | 0
1914-06-25 | 0 | 0 | 0 | 0 | -6.6845 | -6.6845 | 3439.9267 | 25730.6519 |  | 0
1914-06-26 | 0 | 0 | 0 | 0 | -6.6845 | -6.6845 | 3433.2422 | 25680.6518 |  | 0
1914-06-27 | 0 | 0 | 0 | 0 | -6.6845 | -6.6845 | 3426.5577 | 25630.6518 |  | 0
1914-06-28 | 0 | 0 | 0 | 0 | -6.6845 | -6.6845 | 3419.8732 | 25580.6517 |  | 0
1914-06-29 | 0 | 0 | 0 | 0 | -6.6845 | -6.6845 | 3413.1887 | 25530.6516 |  | 0
1914-06-30 | 0 | 0 | 0 | 0 | -6.6845 | -6.6845 | 3406.5042 | 25480.6516 |  | 0
1914-07-01 | 0 | 0 | 0 | 0 | -6.6845 | -6.6845 | 3399.8197 | 25430.6515 |  | 0
1914-07-02 | 0.095833 | 241.0477 | 3.6551 | 3.6551 | 230.7081 | 230.7081 | 3630.5278 | 27156.348 |  | 0
1914-07-03 | 0 | 0 | 0 | 0 | -6.6845 | -6.6845 | 3623.8433 | 27106.3479 |  | 0
1914-07-04 | 0.18417 | 463.2307 | 3.6551 | 3.6551 | 452.8912 | 452.8912 | 4003.7455 | 29948.0163 |  | 66.3045
1914-07-05 | 0 | 0 | 0 | 0 | -6.6845 | -6.6845 | 3997.061 | 29898.0163 |  | 0
1914-07-06 | 0.045833 | 115.2837 | 3.6551 | 3.6551 | 104.9441 | 104.9441 | 4003.7455 | 29948.0163 |  | 91.5751
1914-07-07 | 0 | 0 | 0 | 0 | -6.6845 | -6.6845 | 3997.061 | 29898.0163 |  | 0
1914-07-08 | 0 | 0 | 0 | 0 | -6.6845 | -6.6845 | 3990.3765 | 29848.0162 |  | 0
1914-07-09 | 0.050833 | 127.8601 | 3.6551 | 3.6551 | 117.5205 | 117.5205 | 4003.7455 | 29948.0163 |  | 97.467
1914-07-10 | 0.011667 | 29.3449 | 3.6551 | 3.6551 | 19.0054 | 19.0054 | 4003.7455 | 29948.0163 |  | 12.3209
1914-07-11 | 0 | 0 | 0 | 0 | -6.6845 | -6.6845 | 3997.061 | 29898.0163 |  | 0
1914-07-12 | 0 | 0 | 0 | 0 | -6.6845 | -6.6845 | 3990.3765 | 29848.0162 |  | 0
1914-07-13 | 0 | 0 | 0 | 0 | -6.6845 | -6.6845 | 3983.692 | 29798.0162 |  | 0
1914-07-14 | 0 | 0 | 0 | 0 | -6.6845 | -6.6845 | 3977.0075 | 29748.0161 |  | 0
1914-07-15 | 0 | 0 | 0 | 0 | -6.6845 | -6.6845 | 3970.323 | 29698.016 |  | 0
1914-07-16 | 0.045 | 113.1876 | 3.6551 | 3.6551 | 102.848 | 102.848 | 4003.7455 | 29948.0163 |  | 62.741
1914-07-17 | 0.013333 | 33.5371 | 3.6551 | 3.6551 | 23.1975 | 23.1975 | 4003.7455 | 29948.0163 |  | 16.513
1914-07-18 | 0 | 0 | 0 | 0 | -6.6845 | -6.6845 | 3997.061 | 29898.0163 |  | 0
1914-07-19 | 0 | 0 | 0 | 0 | -6.6845 | -6.6845 | 3990.3765 | 29848.0162 |  | 0
1914-07-20 | 0 | 0 | 0 | 0 | -6.6845 | -6.6845 | 3983.692 | 29798.0162 |  | 0
1914-07-21 | 0 | 0 | 0 | 0 | -6.6845 | -6.6845 | 3977.0075 | 29748.0161 |  | 0
1914-07-22 | 0 | 0 | 0 | 0 | -6.6845 | -6.6845 | 3970.323 | 29698.016 |  | 0
1914-07-23 | 0 | 0 | 0 | 0 | -6.6845 | -6.6845 | 3963.6385 | 29648.016 |  | 0
1914-07-24 | 0.0125 | 31.441 | 3.6551 | 3.6551 | 21.1014 | 21.1014 | 3984.7399 | 29805.8546 |  | 0
1914-07-25 | 0 | 0 | 0 | 0 | -6.6845 | -6.6845 | 3978.0554 | 29755.8545 |  | 0
1914-07-26 | 0 | 0 | 0 | 0 | -6.6845 | -6.6845 | 3971.3709 | 29705.8545 |  | 0
1914-07-27 | 0 | 0 | 0 | 0 | -6.6845 | -6.6845 | 3964.6864 | 29655.8544 |  | 0
1914-07-28 | 0 | 0 | 0 | 0 | -6.6845 | -6.6845 | 3958.0019 | 29605.8544 |  | 0
1914-07-29 | 0 | 0 | 0 | 0 | -6.6845 | -6.6845 | 3951.3174 | 29555.8543 |  | 0
1914-07-30 | 0 | 0 | 0 | 0 | -6.6845 | -6.6845 | 3944.6329 | 29505.8542 |  | 0
1914-07-31 | 0 | 0 | 0 | 0 | -6.6845 | -6.6845 | 3937.9484 | 29455.8542 |  | 0
1914-08-01 | 0 | 0 | 0 | 0 | -6.6845 | -6.6845 | 3931.2639 | 29405.8541 |  | 0
1914-08-02 | 0 | 0 | 0 | 0 | -6.6845 | -6.6845 | 3924.5794 | 29355.8541 |  | 0
1914-08-03 | 0.025 | 62.882 | 3.6551 | 3.6551 | 52.5424 | 52.5424 | 3977.1218 | 29748.8714 |  | 0
1914-08-04 | 0.015 | 37.7292 | 3.6551 | 3.6551 | 27.3896 | 27.3896 | 4004.5115 | 29953.7457 |  | 0
1914-08-05 | 0 | 0 | 0 | 0 | -6.6845 | -6.6845 | 3997.827 | 29903.7457 |  | 0
1914-08-06 | 0 | 0 | 0 | 0 | -6.6845 | -6.6845 | 3991.1425 | 29853.7456 |  | 0
1914-08-07 | 0 | 0 | 0 | 0 | -6.6845 | -6.6845 | 3984.458 | 29803.7455 |  | 0
1914-08-08 | 0 | 0 | 0 | 0 | -6.6845 | -6.6845 | 3977.7735 | 29753.7455 |  | 0
1914-08-09 | 0 | 0 | 0 | 0 | -6.6845 | -6.6845 | 3971.089 | 29703.7454 |  | 0
1914-08-10 | 0 | 0 | 0 | 0 | -6.6845 | -6.6845 | 3964.4045 | 29653.7454 |  | 0
1914-08-11 | 0 | 0 | 0 | 0 | -6.6845 | -6.6845 | 3957.72 | 29603.7453 |  | 0
1914-08-12 | 0.046667 | 117.3797 | 3.6551 | 3.6551 | 107.0402 | 107.0402 | 4003.7455 | 29948.0163 |  | 54.3301
1914-08-13 | 0 | 0 | 0 | 0 | -6.6845 | -6.6845 | 3997.061 | 29898.0163 |  | 0
1914-08-14 | 0 | 0 | 0 | 0 | -6.6845 | -6.6845 | 3990.3765 | 29848.0162 |  | 0
1914-08-15 | 0 | 0 | 0 | 0 | -6.6845 | -6.6845 | 3983.692 | 29798.0162 |  | 0
1914-08-16 | 0 | 0 | 0 | 0 | -6.6845 | -6.6845 | 3977.0075 | 29748.0161 |  | 0
1914-08-17 | 0 | 0 | 0 | 0 | -6.6845 | -6.6845 | 3970.323 | 29698.016 |  | 0
1914-08-18 | 0 | 0 | 0 | 0 | -6.6845 | -6.6845 | 3963.6385 | 29648.016 |  | 0
1914-08-19 | 0 | 0 | 0 | 0 | -6.6845 | -6.6845 | 3956.954 | 29598.0159 |  | 0
1914-08-20 | 0 | 0 | 0 | 0 | -6.6845 | -6.6845 | 3950.2695 | 29548.0159 |  | 0
1914-08-21 | 0 | 0 | 0 | 0 | -6.6845 | -6.6845 | 3943.585 | 29498.0158 |  | 0
1914-08-22 | 0 | 0 | 0 | 0 | -6.6845 | -6.6845 | 3936.9005 | 29448.0157 |  | 0
1914-08-23 | 0.033333 | 83.8427 | 3.6551 | 3.6551 | 73.5031 | 73.5031 | 4010.4036 | 29997.8188 |  | 0
1914-08-24 | 0.064167 | 161.3971 | 3.6551 | 3.6551 | 151.0576 | 151.0576 | 4003.7455 | 29948.0163 |  | 151.0311
1914-08-25 | 0 | 0 | 0 | 0 | -6.6845 | -6.6845 | 3997.061 | 29898.0163 |  | 0
1914-08-26 | 0.011667 | 29.3449 | 3.6551 | 3.6551 | 19.0054 | 19.0054 | 4003.7455 | 29948.0163 |  | 5.6364
1914-08-27 | 0.016667 | 41.9213 | 3.6551 | 3.6551 | 31.5818 | 31.5818 | 4003.7455 | 29948.0163 |  | 24.8973
1914-08-28 | 0.033333 | 83.8427 | 3.6551 | 3.6551 | 73.5031 | 73.5031 | 4003.7455 | 29948.0163 |  | 66.8186
1914-08-29 | 0 | 0 | 0 | 0 | -6.6845 | -6.6845 | 3997.061 | 29898.0163 |  | 0
1914-08-30 | 0.046667 | 117.3797 | 3.6551 | 3.6551 | 107.0402 | 107.0402 | 4003.7455 | 29948.0163 |  | 93.6712
1914-08-31 | 0.050833 | 127.8601 | 3.6551 | 3.6551 | 117.5205 | 117.5205 | 4003.7455 | 29948.0163 |  | 110.836
1914-09-01 | 0.0175 | 44.0174 | 3.6551 | 3.6551 | 33.6778 | 33.6778 | 4003.7455 | 29948.0163 |  | 26.9933
1914-09-02 | 0.046667 | 117.3797 | 3.6551 | 3.6551 | 107.0402 | 107.0402 | 4003.7455 | 29948.0163 |  | 100.3557
1914-09-03 | 0 | 0 | 0 | 0 | -6.6845 | -6.6845 | 3997.061 | 29898.0163 |  | 0
1914-09-04 | 0 | 0 | 0 | 0 | -6.6845 | -6.6845 | 3990.3765 | 29848.0162 |  | 0
1914-09-05 | 0 | 0 | 0 | 0 | -6.6845 | -6.6845 | 3983.692 | 29798.0162 |  | 0
1914-09-06 | 0 | 0 | 0 | 0 | -6.6845 | -6.6845 | 3977.0075 | 29748.0161 |  | 0
1914-09-07 | 0 | 0 | 0 | 0 | -6.6845 | -6.6845 | 3970.323 | 29698.016 |  | 0
1914-09-08 | 0 | 0 | 0 | 0 | -6.6845 | -6.6845 | 3963.6385 | 29648.016 |  | 0
1914-09-09 | 0 | 0 | 0 | 0 | -6.6845 | -6.6845 | 3956.954 | 29598.0159 |  | 0
1914-09-10 | 0 | 0 | 0 | 0 | -6.6845 | -6.6845 | 3950.2695 | 29548.0159 |  | 0
1914-09-11 | 0 | 0 | 0 | 0 | -6.6845 | -6.6845 | 3943.585 | 29498.0158 |  | 0
1914-09-12 | 0 | 0 | 0 | 0 | -6.6845 | -6.6845 | 3936.9005 | 29448.0157 |  | 0
1914-09-13 | 0 | 0 | 0 | 0 | -6.6845 | -6.6845 | 3930.216 | 29398.0157 |  | 0
1914-09-14 | 0 | 0 | 0 | 0 | -6.6845 | -6.6845 | 3923.5315 | 29348.0156 |  | 0
1914-09-15 | 0.1 | 251.528 | 3.6551 | 3.6551 | 241.1884 | 241.1884 | 4003.7455 | 29948.0163 |  | 154.2899
1914-09-16 | 0 | 0 | 0 | 0 | -6.6845 | -6.6845 | 3997.061 | 29898.0163 |  | 0
1914-09-17 | 0 | 0 | 0 | 0 | -6.6845 | -6.6845 | 3990.3765 | 29848.0162 |  | 0
1914-09-18 | 0 | 0 | 0 | 0 | -6.6845 | -6.6845 | 3983.692 | 29798.0162 |  | 0
1914-09-19 | 0 | 0 | 0 | 0 | -6.6845 | -6.6845 | 3977.0075 | 29748.0161 |  | 0
1914-09-20 | 0.034167 | 85.9387 | 3.6551 | 3.6551 | 75.5992 | 75.5992 | 4003.7455 | 29948.0163 |  | 42.1767
1914-09-21 | 0 | 0 | 0 | 0 | -6.6845 | -6.6845 | 3997.061 | 29898.0163 |  | 0
1914-09-22 | 0 | 0 | 0 | 0 | -6.6845 | -6.6845 | 3990.3765 | 29848.0162 |  | 0
1914-09-23 | 0 | 0 | 0 | 0 | -6.6845 | -6.6845 | 3983.692 | 29798.0162 |  | 0
1914-09-24 | 0 | 0 | 0 | 0 | -6.6845 | -6.6845 | 3977.0075 | 29748.0161 |  | 0
1914-09-25 | 0 | 0 | 0 | 0 | -6.6845 | -6.6845 | 3970.323 | 29698.016 |  | 0
1914-09-26 | 0 | 0 | 0 | 0 | -6.6845 | -6.6845 | 3963.6385 | 29648.016 |  | 0
1914-09-27 | 0 | 0 | 0 | 0 | -6.6845 | -6.6845 | 3956.954 | 29598.0159 |  | 0
1914-09-28 | 0 | 0 | 0 | 0 | -6.6845 | -6.6845 | 3950.2695 | 29548.0159 |  | 0
1914-09-29 | 0 | 0 | 0 | 0 | -6.6845 | -6.6845 | 3943.585 | 29498.0158 |  | 0
1914-09-30 | 0 | 0 | 0 | 0 | -6.6845 | -6.6845 | 3936.9005 | 29448.0157 |  | 0
1914-10-01 | 0 | 0 | 0 | 0 | -6.6845 | -6.6845 | 3930.216 | 29398.0157 |  | 0
1914-10-02 | 0 | 0 | 0 | 0 | -6.6845 | -6.6845 | 3923.5315 | 29348.0156 |  | 0
1914-10-03 | 0 | 0 | 0 | 0 | -6.6845 | -6.6845 | 3916.847 | 29298.0156 |  | 0
1914-10-04 | 0 | 0 | 0 | 0 | -6.6845 | -6.6845 | 3910.1625 | 29248.0155 |  | 0
1914-10-05 | 0 | 0 | 0 | 0 | -6.6845 | -6.6845 | 3903.478 | 29198.0154 |  | 0
1914-10-06 | 0 | 0 | 0 | 0 | -6.6845 | -6.6845 | 3896.7935 | 29148.0154 |  | 0
1914-10-07 | 0 | 0 | 0 | 0 | -6.6845 | -6.6845 | 3890.109 | 29098.0153 |  | 0
1914-10-08 | 0 | 0 | 0 | 0 | -6.6845 | -6.6845 | 3883.4245 | 29048.0153 |  | 0
1914-10-09 | 0 | 0 | 0 | 0 | -6.6845 | -6.6845 | 3876.74 | 28998.0152 |  | 0
1914-10-10 | 0 | 0 | 0 | 0 | -6.6845 | -6.6845 | 3870.0555 | 28948.0151 |  | 0
1914-10-11 | 0 | 0 | 0 | 0 | -6.6845 | -6.6845 | 3863.371 | 28898.0151 |  | 0
1914-10-12 | 0 | 0 | 0 | 0 | -6.6845 | -6.6845 | 3856.6865 | 28848.015 |  | 0
1914-10-13 | 0 | 0 | 0 | 0 | -6.6845 | -6.6845 | 3850.002 | 28798.015 |  | 0
1914-10-14 | 0 | 0 | 0 | 0 | -6.6845 | -6.6845 | 3843.3175 | 28748.0149 |  | 0
1914-10-15 | 0 | 0 | 0 | 0 | -6.6845 | -6.6845 | 3836.633 | 28698.0148 |  | 0
1914-10-16 | 0 | 0 | 0 | 0 | -6.6845 | -6.6845 | 3829.9485 | 28648.0148 |  | 0
1914-10-17 | 0 | 0 | 0 | 0 | -6.6845 | -6.6845 | 3823.264 | 28598.0147 |  | 0
1914-10-18 | 0 | 0 | 0 | 0 | -6.6845 | -6.6845 | 3816.5795 | 28548.0147 |  | 0
1914-10-19 | 0 | 0 | 0 | 0 | -6.6845 | -6.6845 | 3809.895 | 28498.0146 |  | 0
1914-10-20 | 0.069167 | 173.9735 | 3.6551 | 3.6551 | 163.634 | 163.634 | 3973.529 | 29721.9966 |  | 0
1914-10-21 | 0 | 0 | 0 | 0 | -6.6845 | -6.6845 | 3966.8445 | 29671.9965 |  | 0
1914-10-22 | 0.030833 | 77.5545 | 3.6551 | 3.6551 | 67.2149 | 67.2149 | 4003.7455 | 29948.0163 |  | 23.6293
1914-10-23 | 0 | 0 | 0 | 0 | -6.6845 | -6.6845 | 3997.061 | 29898.0163 |  | 0
1914-10-24 | 0.02 | 50.3056 | 3.6551 | 3.6551 | 39.966 | 39.966 | 4003.7455 | 29948.0163 |  | 26.597
1914-10-25 | 0.016667 | 41.9213 | 3.6551 | 3.6551 | 31.5818 | 31.5818 | 4003.7455 | 29948.0163 |  | 24.8973
1914-10-26 | 0 | 0 | 0 | 0 | -6.6845 | -6.6845 | 3997.061 | 29898.0163 |  | 0
1914-10-27 | 0 | 0 | 0 | 0 | -6.6845 | -6.6845 | 3990.3765 | 29848.0162 |  | 0
1914-10-28 | 0 | 0 | 0 | 0 | -6.6845 | -6.6845 | 3983.692 | 29798.0162 |  | 0
1914-10-29 | 0 | 0 | 0 | 0 | -6.6845 | -6.6845 | 3977.0075 | 29748.0161 |  | 0
1914-10-30 | 0 | 0 | 0 | 0 | -6.6845 | -6.6845 | 3970.323 | 29698.016 |  | 0
1914-10-31 | 0 | 0 | 0 | 0 | -6.6845 | -6.6845 | 3963.6385 | 29648.016 |  | 0
1914-11-01 | 0.015 | 37.7292 | 3.6551 | 3.6551 | 27.3896 | 27.3896 | 3991.0281 | 29852.8903 |  | 0
1914-11-02 | 0 | 0 | 0 | 0 | -6.6845 | -6.6845 | 3984.3436 | 29802.8903 |  | 0
1914-11-03 | 0 | 0 | 0 | 0 | -6.6845 | -6.6845 | 3977.6591 | 29752.8902 |  | 0
1914-11-04 | 0 | 0 | 0 | 0 | -6.6845 | -6.6845 | 3970.9746 | 29702.8902 |  | 0
1914-11-05 | 0 | 0 | 0 | 0 | -6.6845 | -6.6845 | 3964.2901 | 29652.8901 |  | 0
1914-11-06 | 0.018333 | 46.1135 | 3.6551 | 3.6551 | 35.7739 | 35.7739 | 4000.064 | 29920.4788 |  | 0
1914-11-07 | 0 | 0 | 0 | 0 | -6.6845 | -6.6845 | 3993.3795 | 29870.4787 |  | 0
1914-11-08 | 0 | 0 | 0 | 0 | -6.6845 | -6.6845 | 3986.695 | 29820.4786 |  | 0
1914-11-09 | 0 | 0 | 0 | 0 | -6.6845 | -6.6845 | 3980.0105 | 29770.4786 |  | 0
1914-11-10 | 0.025833 | 64.9781 | 3.6551 | 3.6551 | 54.6385 | 54.6385 | 4003.7455 | 29948.0163 |  | 24.219
1914-11-11 | 0 | 0 | 0 | 0 | -6.6845 | -6.6845 | 3997.061 | 29898.0163 |  | 0
1914-11-12 | 0 | 0 | 0 | 0 | -6.6845 | -6.6845 | 3990.3765 | 29848.0162 |  | 0
1914-11-13 | 0 | 0 | 0 | 0 | -6.6845 | -6.6845 | 3983.692 | 29798.0162 |  | 0
1914-11-14 | 0 | 0 | 0 | 0 | -6.6845 | -6.6845 | 3977.0075 | 29748.0161 |  | 0
1914-11-15 | 0 | 0 | 0 | 0 | -6.6845 | -6.6845 | 3970.323 | 29698.016 |  | 0
1914-11-16 | 0 | 0 | 0 | 0 | -6.6845 | -6.6845 | 3963.6385 | 29648.016 |  | 0
1914-11-17 | 0 | 0 | 0 | 0 | -6.6845 | -6.6845 | 3956.954 | 29598.0159 |  | 0
1914-11-18 | 0 | 0 | 0 | 0 | -6.6845 | -6.6845 | 3950.2695 | 29548.0159 |  | 0
1914-11-19 | 0 | 0 | 0 | 0 | -6.6845 | -6.6845 | 3943.585 | 29498.0158 |  | 0
1914-11-20 | 0 | 0 | 0 | 0 | -6.6845 | -6.6845 | 3936.9005 | 29448.0157 |  | 0
1914-11-21 | 0 | 0 | 0 | 0 | -6.6845 | -6.6845 | 3930.216 | 29398.0157 |  | 0
1914-11-22 | 0.015 | 37.7292 | 3.6551 | 3.6551 | 27.3896 | 27.3896 | 3957.6056 | 29602.89 |  | 0
1914-11-23 | 0.0041667 | 10.4803 | 3.6551 | 3.6551 | 0.14075 | 0.14075 | 3957.7464 | 29603.9429 |  | 0
1914-11-24 | 0 | 0 | 0 | 0 | -6.6845 | -6.6845 | 3951.0619 | 29553.9428 |  | 0
1914-11-25 | 0 | 0 | 0 | 0 | -6.6845 | -6.6845 | 3944.3774 | 29503.9427 |  | 0
1914-11-26 | 0 | 0 | 0 | 0 | -6.6845 | -6.6845 | 3937.6929 | 29453.9427 |  | 0
1914-11-27 | 0 | 0 | 0 | 0 | -6.6845 | -6.6845 | 3931.0084 | 29403.9426 |  | 0
1914-11-28 | 0 | 0 | 0 | 0 | -6.6845 | -6.6845 | 3924.3239 | 29353.9426 |  | 0
1914-11-29 | 0 | 0 | 0 | 0 | -6.6845 | -6.6845 | 3917.6394 | 29303.9425 |  | 0
1914-11-30 | 0 | 0 | 0 | 0 | -6.6845 | -6.6845 | 3910.9549 | 29253.9424 |  | 0
1914-12-01 | 0.014167 | 35.6331 | 3.6551 | 3.6551 | 25.2936 | 25.2936 | 3936.2484 | 29443.1382 |  | 0
1914-12-02 | 0.0058333 | 14.6725 | 3.6551 | 3.6551 | 4.3329 | 4.3329 | 3940.5813 | 29475.5482 |  | 0
1914-12-03 | 0 | 0 | 0 | 0 | -6.6845 | -6.6845 | 3933.8968 | 29425.5482 |  | 0
1914-12-04 | 0 | 0 | 0 | 0 | -6.6845 | -6.6845 | 3927.2123 | 29375.5481 |  | 0
1914-12-05 | 0 | 0 | 0 | 0 | -6.6845 | -6.6845 | 3920.5278 | 29325.548 |  | 0
1914-12-06 | 0 | 0 | 0 | 0 | -6.6845 | -6.6845 | 3913.8433 | 29275.548 |  | 0
1914-12-07 | 0 | 0 | 0 | 0 | -6.6845 | -6.6845 | 3907.1588 | 29225.5479 |  | 0
1914-12-08 | 0 | 0 | 0 | 0 | -6.6845 | -6.6845 | 3900.4743 | 29175.5479 |  | 0
1914-12-09 | 0.014167 | 35.6331 | 3.6551 | 3.6551 | 25.2936 | 25.2936 | 3925.7679 | 29364.7436 |  | 0
1914-12-10 | 0 | 0 | 0 | 0 | -6.6845 | -6.6845 | 3919.0834 | 29314.7436 |  | 0
1914-12-11 | 0 | 0 | 0 | 0 | -6.6845 | -6.6845 | 3912.3989 | 29264.7435 |  | 0
1914-12-12 | 0 | 0 | 0 | 0 | -6.6845 | -6.6845 | 3905.7144 | 29214.7435 |  | 0
1914-12-13 | 0 | 0 | 0 | 0 | -6.6845 | -6.6845 | 3899.0299 | 29164.7434 |  | 0
1914-12-14 | 0 | 0 | 0 | 0 | -6.6845 | -6.6845 | 3892.3454 | 29114.7433 |  | 0
1914-12-15 | 0 | 0 | 0 | 0 | -6.6845 | -6.6845 | 3885.6609 | 29064.7433 |  | 0
1914-12-16 | 0 | 0 | 0 | 0 | -6.6845 | -6.6845 | 3878.9764 | 29014.7432 |  | 0
1914-12-17 | 0 | 0 | 0 | 0 | -6.6845 | -6.6845 | 3872.2919 | 28964.7432 |  | 0
1914-12-18 | 0 | 0 | 0 | 0 | -6.6845 | -6.6845 | 3865.6074 | 28914.7431 |  | 0
1914-12-19 | 0 | 0 | 0 | 0 | -6.6845 | -6.6845 | 3858.9229 | 28864.743 |  | 0
1914-12-20 | 0 | 0 | 0 | 0 | -6.6845 | -6.6845 | 3852.2384 | 28814.743 |  | 0
1914-12-21 | 0 | 0 | 0 | 0 | -6.6845 | -6.6845 | 3845.5539 | 28764.7429 |  | 0
1914-12-22 | 0 | 0 | 0 | 0 | -6.6845 | -6.6845 | 3838.8694 | 28714.7429 |  | 0
1914-12-23 | 0.05 | 125.764 | 3.6551 | 3.6551 | 115.4244 | 115.4244 | 3954.2938 | 29578.1175 |  | 0
1914-12-24 | 0 | 0 | 0 | 0 | -6.6845 | -6.6845 | 3947.6093 | 29528.1175 |  | 0
1914-12-25 | 0 | 0 | 0 | 0 | -6.6845 | -6.6845 | 3940.9248 | 29478.1174 |  | 0
1914-12-26 | 0 | 0 | 0 | 0 | -6.6845 | -6.6845 | 3934.2403 | 29428.1173 |  | 0
1914-12-27 | 0 | 0 | 0 | 0 | -6.6845 | -6.6845 | 3927.5558 | 29378.1173 |  | 0
1914-12-28 | 0 | 0 | 0 | 0 | -6.6845 | -6.6845 | 3920.8713 | 29328.1172 |  | 0
1914-12-29 | 0 | 0 | 0 | 0 | -6.6845 | -6.6845 | 3914.1868 | 29278.1172 |  | 0
1914-12-30 | 0 | 0 | 0 | 0 | -6.6845 | -6.6845 | 3907.5023 | 29228.1171 |  | 0
1914-12-31 | 0 | 0 | 0 | 0 | -6.6845 | -6.6845 | 3900.8178 | 29178.117 |  | 0
1915-01-01 | 0 | 0 | 0 | 0 | -6.6845 | -6.6845 | 3894.1333 | 29128.117 |  | 0
1915-01-02 | 0 | 0 | 0 | 0 | -6.6845 | -6.6845 | 3887.4488 | 29078.1169 |  | 0
1915-01-03 | 0 | 0 | 0 | 0 | -6.6845 | -6.6845 | 3880.7643 | 29028.1169 |  | 0
1915-01-04 | 0 | 0 | 0 | 0 | -6.6845 | -6.6845 | 3874.0798 | 28978.1168 |  | 0
1915-01-05 | 0 | 0 | 0 | 0 | -6.6845 | -6.6845 | 3867.3953 | 28928.1167 |  | 0
1915-01-06 | 0 | 0 | 0 | 0 | -6.6845 | -6.6845 | 3860.7108 | 28878.1167 |  | 0
1915-01-07 | 0 | 0 | 0 | 0 | -6.6845 | -6.6845 | 3854.0263 | 28828.1166 |  | 0
1915-01-08 | 0 | 0 | 0 | 0 | -6.6845 | -6.6845 | 3847.3418 | 28778.1166 |  | 0
1915-01-09 | 0 | 0 | 0 | 0 | -6.6845 | -6.6845 | 3840.6573 | 28728.1165 |  | 0
1915-01-10 | 0 | 0 | 0 | 0 | -6.6845 | -6.6845 | 3833.9728 | 28678.1164 |  | 0
1915-01-11 | 0 | 0 | 0 | 0 | -6.6845 | -6.6845 | 3827.2883 | 28628.1164 |  | 0
1915-01-12 | 0 | 0 | 0 | 0 | -6.6845 | -6.6845 | 3820.6038 | 28578.1163 |  | 0
1915-01-13 | 0 | 0 | 0 | 0 | -6.6845 | -6.6845 | 3813.9193 | 28528.1163 |  | 0
1915-01-14 | 0 | 0 | 0 | 0 | -6.6845 | -6.6845 | 3807.2348 | 28478.1162 |  | 0
1915-01-15 | 0 | 0 | 0 | 0 | -6.6845 | -6.6845 | 3800.5503 | 28428.1161 |  | 0
1915-01-16 | 0 | 0 | 0 | 0 | -6.6845 | -6.6845 | 3793.8658 | 28378.1161 |  | 0
1915-01-17 | 0.025 | 62.882 | 3.6551 | 3.6551 | 52.5424 | 52.5424 | 3846.4082 | 28771.1334 |  | 0
1915-01-18 | 0 | 0 | 0 | 0 | -6.6845 | -6.6845 | 3839.7237 | 28721.1333 |  | 0
1915-01-19 | 0 | 0 | 0 | 0 | -6.6845 | -6.6845 | 3833.0392 | 28671.1333 |  | 0
1915-01-20 | 0 | 0 | 0 | 0 | -6.6845 | -6.6845 | 3826.3547 | 28621.1332 |  | 0
1915-01-21 | 0 | 0 | 0 | 0 | -6.6845 | -6.6845 | 3819.6702 | 28571.1331 |  | 0
1915-01-22 | 0 | 0 | 0 | 0 | -6.6845 | -6.6845 | 3812.9857 | 28521.1331 |  | 0
1915-01-23 | 0.0083333 | 20.9607 | 3.6551 | 3.6551 | 10.6211 | 10.6211 | 3823.6068 | 28600.5788 |  | 0
1915-01-24 | 0 | 0 | 0 | 0 | -6.6845 | -6.6845 | 3816.9223 | 28550.5787 |  | 0
1915-01-25 | 0 | 0 | 0 | 0 | -6.6845 | -6.6845 | 3810.2378 | 28500.5787 |  | 0
1915-01-26 | 0 | 0 | 0 | 0 | -6.6845 | -6.6845 | 3803.5533 | 28450.5786 |  | 0
1915-01-27 | 0 | 0 | 0 | 0 | -6.6845 | -6.6845 | 3796.8688 | 28400.5786 |  | 0
1915-01-28 | 0 | 0 | 0 | 0 | -6.6845 | -6.6845 | 3790.1843 | 28350.5785 |  | 0
1915-01-29 | 0 | 0 | 0 | 0 | -6.6845 | -6.6845 | 3783.4998 | 28300.5784 |  | 0
1915-01-30 | 0.015 | 37.7292 | 3.6551 | 3.6551 | 27.3896 | 27.3896 | 3810.8894 | 28505.4528 |  | 0
1915-01-31 | 0 | 0 | 0 | 0 | -6.6845 | -6.6845 | 3804.2049 | 28455.4527 |  | 0
1915-02-01 | 0 | 0 | 0 | 0 | -6.6845 | -6.6845 | 3797.5204 | 28405.4527 |  | 0
1915-02-02 | 0 | 0 | 0 | 0 | -6.6845 | -6.6845 | 3790.8359 | 28355.4526 |  | 0
1915-02-03 | 0 | 0 | 0 | 0 | -6.6845 | -6.6845 | 3784.1514 | 28305.4526 |  | 0
1915-02-04 | 0 | 0 | 0 | 0 | -6.6845 | -6.6845 | 3777.4669 | 28255.4525 |  | 0
1915-02-05 | 0 | 0 | 0 | 0 | -6.6845 | -6.6845 | 3770.7824 | 28205.4524 |  | 0
1915-02-06 | 0 | 0 | 0 | 0 | -6.6845 | -6.6845 | 3764.0979 | 28155.4524 |  | 0
1915-02-07 | 0 | 0 | 0 | 0 | -6.6845 | -6.6845 | 3757.4134 | 28105.4523 |  | 0
1915-02-08 | 0 | 0 | 0 | 0 | -6.6845 | -6.6845 | 3750.7289 | 28055.4523 |  | 0
1915-02-09 | 0 | 0 | 0 | 0 | -6.6845 | -6.6845 | 3744.0444 | 28005.4522 |  | 0
1915-02-10 | 0 | 0 | 0 | 0 | -6.6845 | -6.6845 | 3737.3599 | 27955.4521 |  | 0
1915-02-11 | 0 | 0 | 0 | 0 | -6.6845 | -6.6845 | 3730.6754 | 27905.4521 |  | 0
1915-02-12 | 0 | 0 | 0 | 0 | -6.6845 | -6.6845 | 3723.9909 | 27855.452 |  | 0
1915-02-13 | 0 | 0 | 0 | 0 | -6.6845 | -6.6845 | 3717.3064 | 27805.452 |  | 0
1915-02-14 | 0 | 0 | 0 | 0 | -6.6845 | -6.6845 | 3710.6219 | 27755.4519 |  | 0
1915-02-15 | 0 | 0 | 0 | 0 | -6.6845 | -6.6845 | 3703.9374 | 27705.4518 |  | 0
1915-02-16 | 0 | 0 | 0 | 0 | -6.6845 | -6.6845 | 3697.2529 | 27655.4518 |  | 0
1915-02-17 | 0 | 0 | 0 | 0 | -6.6845 | -6.6845 | 3690.5684 | 27605.4517 |  | 0
1915-02-18 | 0 | 0 | 0 | 0 | -6.6845 | -6.6845 | 3683.8839 | 27555.4517 |  | 0
1915-02-19 | 0.021667 | 54.4977 | 3.6551 | 3.6551 | 44.1582 | 44.1582 | 3728.0421 | 27885.7546 |  | 0
1915-02-20 | 0 | 0 | 0 | 0 | -6.6845 | -6.6845 | 3721.3576 | 27835.7546 |  | 0
1915-02-21 | 0 | 0 | 0 | 0 | -6.6845 | -6.6845 | 3714.6731 | 27785.7545 |  | 0
1915-02-22 | 0 | 0 | 0 | 0 | -6.6845 | -6.6845 | 3707.9886 | 27735.7545 |  | 0
1915-02-23 | 0 | 0 | 0 | 0 | -6.6845 | -6.6845 | 3701.3041 | 27685.7544 |  | 0
1915-02-24 | 0 | 0 | 0 | 0 | -6.6845 | -6.6845 | 3694.6196 | 27635.7543 |  | 0
1915-02-25 | 0 | 0 | 0 | 0 | -6.6845 | -6.6845 | 3687.9351 | 27585.7543 |  | 0
1915-02-26 | 0.020833 | 52.4017 | 3.6551 | 3.6551 | 42.0621 | 42.0621 | 3729.9972 | 27900.3787 |  | 0
1915-02-27 | 0 | 0 | 0 | 0 | -6.6845 | -6.6845 | 3723.3127 | 27850.3786 |  | 0
1915-02-28 | 0 | 0 | 0 | 0 | -6.6845 | -6.6845 | 3716.6282 | 27800.3786 |  | 0
1915-03-01 | 0 | 0 | 0 | 0 | -6.6845 | -6.6845 | 3709.9437 | 27750.3785 |  | 0
1915-03-02 | 0.0175 | 44.0174 | 3.6551 | 3.6551 | 33.6778 | 33.6778 | 3743.6215 | 28002.2886 |  | 0
1915-03-03 | 0 | 0 | 0 | 0 | -6.6845 | -6.6845 | 3736.937 | 27952.2885 |  | 0
1915-03-04 | 0.0016667 | 4.1921 | 3.6551 | 3.6551 | -6.1474 | -6.1474 | 3730.7895 | 27906.3056 |  | 0
1915-03-05 | 0 | 0 | 0 | 0 | -6.6845 | -6.6845 | 3724.105 | 27856.3056 |  | 0
1915-03-06 | 0 | 0 | 0 | 0 | -6.6845 | -6.6845 | 3717.4205 | 27806.3055 |  | 0
1915-03-07 | 0 | 0 | 0 | 0 | -6.6845 | -6.6845 | 3710.736 | 27756.3055 |  | 0
1915-03-08 | 0.011667 | 29.3449 | 3.6551 | 3.6551 | 19.0054 | 19.0054 | 3729.7414 | 27898.4655 |  | 0
1915-03-09 | 0 | 0 | 0 | 0 | -6.6845 | -6.6845 | 3723.0569 | 27848.4654 |  | 0
1915-03-10 | 0 | 0 | 0 | 0 | -6.6845 | -6.6845 | 3716.3724 | 27798.4654 |  | 0
1915-03-11 | 0 | 0 | 0 | 0 | -6.6845 | -6.6845 | 3709.6879 | 27748.4653 |  | 0
1915-03-12 | 0 | 0 | 0 | 0 | -6.6845 | -6.6845 | 3703.0034 | 27698.4653 |  | 0
1915-03-13 | 0 | 0 | 0 | 0 | -6.6845 | -6.6845 | 3696.3189 | 27648.4652 |  | 0
1915-03-14 | 0 | 0 | 0 | 0 | -6.6845 | -6.6845 | 3689.6344 | 27598.4651 |  | 0
1915-03-15 | 0 | 0 | 0 | 0 | -6.6845 | -6.6845 | 3682.9499 | 27548.4651 |  | 0
1915-03-16 | 0 | 0 | 0 | 0 | -6.6845 | -6.6845 | 3676.2654 | 27498.465 |  | 0
1915-03-17 | 0.005 | 12.5764 | 3.6551 | 3.6551 | 2.2368 | 2.2368 | 3678.5022 | 27515.1964 |  | 0
1915-03-18 | 0 | 0 | 0 | 0 | -6.6845 | -6.6845 | 3671.8177 | 27465.1964 |  | 0
1915-03-19 | 0 | 0 | 0 | 0 | -6.6845 | -6.6845 | 3665.1332 | 27415.1963 |  | 0
1915-03-20 | 0 | 0 | 0 | 0 | -6.6845 | -6.6845 | 3658.4487 | 27365.1963 |  | 0
1915-03-21 | 0 | 0 | 0 | 0 | -6.6845 | -6.6845 | 3651.7642 | 27315.1962 |  | 0
1915-03-22 | 0 | 0 | 0 | 0 | -6.6845 | -6.6845 | 3645.0797 | 27265.1961 |  | 0
1915-03-23 | 0 | 0 | 0 | 0 | -6.6845 | -6.6845 | 3638.3952 | 27215.1961 |  | 0
1915-03-24 | 0 | 0 | 0 | 0 | -6.6845 | -6.6845 | 3631.7107 | 27165.196 |  | 0
1915-03-25 | 0 | 0 | 0 | 0 | -6.6845 | -6.6845 | 3625.0262 | 27115.196 |  | 0
1915-03-26 | 0 | 0 | 0 | 0 | -6.6845 | -6.6845 | 3618.3417 | 27065.1959 |  | 0
1915-03-27 | 0 | 0 | 0 | 0 | -6.6845 | -6.6845 | 3611.6572 | 27015.1958 |  | 0
1915-03-28 | 0 | 0 | 0 | 0 | -6.6845 | -6.6845 | 3604.9727 | 26965.1958 |  | 0
1915-03-29 | 0 | 0 | 0 | 0 | -6.6845 | -6.6845 | 3598.2882 | 26915.1957 |  | 0
1915-03-30 | 0 | 0 | 0 | 0 | -6.6845 | -6.6845 | 3591.6037 | 26865.1957 |  | 0
1915-03-31 | 0.018333 | 46.1135 | 3.6551 | 3.6551 | 35.7739 | 35.7739 | 3627.3776 | 27132.7843 |  | 0
1915-04-01 | 0 | 0 | 0 | 0 | -6.6845 | -6.6845 | 3620.6931 | 27082.7843 |  | 0
1915-04-02 | 0 | 0 | 0 | 0 | -6.6845 | -6.6845 | 3614.0086 | 27032.7842 |  | 0
1915-04-03 | 0 | 0 | 0 | 0 | -6.6845 | -6.6845 | 3607.3241 | 26982.7841 |  | 0
1915-04-04 | 0 | 0 | 0 | 0 | -6.6845 | -6.6845 | 3600.6396 | 26932.7841 |  | 0
1915-04-05 | 0 | 0 | 0 | 0 | -6.6845 | -6.6845 | 3593.9551 | 26882.784 |  | 0
1915-04-06 | 0 | 0 | 0 | 0 | -6.6845 | -6.6845 | 3587.2706 | 26832.784 |  | 0
1915-04-07 | 0 | 0 | 0 | 0 | -6.6845 | -6.6845 | 3580.5861 | 26782.7839 |  | 0
1915-04-08 | 0 | 0 | 0 | 0 | -6.6845 | -6.6845 | 3573.9016 | 26732.7838 |  | 0
1915-04-09 | 0 | 0 | 0 | 0 | -6.6845 | -6.6845 | 3567.2171 | 26682.7838 |  | 0
1915-04-10 | 0 | 0 | 0 | 0 | -6.6845 | -6.6845 | 3560.5326 | 26632.7837 |  | 0
1915-04-11 | 0 | 0 | 0 | 0 | -6.6845 | -6.6845 | 3553.8481 | 26582.7837 |  | 0
1915-04-12 | 0 | 0 | 0 | 0 | -6.6845 | -6.6845 | 3547.1636 | 26532.7836 |  | 0
1915-04-13 | 0.0083333 | 20.9607 | 3.6551 | 3.6551 | 10.6211 | 10.6211 | 3557.7847 | 26612.2293 |  | 0
1915-04-14 | 0 | 0 | 0 | 0 | -6.6845 | -6.6845 | 3551.1002 | 26562.2293 |  | 0
1915-04-15 | 0 | 0 | 0 | 0 | -6.6845 | -6.6845 | 3544.4157 | 26512.2292 |  | 0
1915-04-16 | 0.031667 | 79.6505 | 3.6551 | 3.6551 | 69.311 | 69.311 | 3613.7266 | 27030.6751 |  | 0
1915-04-17 | 0 | 0 | 0 | 0 | -6.6845 | -6.6845 | 3607.0421 | 26980.6751 |  | 0
1915-04-18 | 0 | 0 | 0 | 0 | -6.6845 | -6.6845 | 3600.3576 | 26930.675 |  | 0
1915-04-19 | 0 | 0 | 0 | 0 | -6.6845 | -6.6845 | 3593.6731 | 26880.675 |  | 0
1915-04-20 | 0 | 0 | 0 | 0 | -6.6845 | -6.6845 | 3586.9886 | 26830.6749 |  | 0
1915-04-21 | 0 | 0 | 0 | 0 | -6.6845 | -6.6845 | 3580.3041 | 26780.6748 |  | 0
1915-04-22 | 0 | 0 | 0 | 0 | -6.6845 | -6.6845 | 3573.6196 | 26730.6748 |  | 0
1915-04-23 | 0 | 0 | 0 | 0 | -6.6845 | -6.6845 | 3566.9351 | 26680.6747 |  | 0
1915-04-24 | 0 | 0 | 0 | 0 | -6.6845 | -6.6845 | 3560.2506 | 26630.6747 |  | 0
1915-04-25 | 0 | 0 | 0 | 0 | -6.6845 | -6.6845 | 3553.5661 | 26580.6746 |  | 0
1915-04-26 | 0 | 0 | 0 | 0 | -6.6845 | -6.6845 | 3546.8816 | 26530.6745 |  | 0
1915-04-27 | 0 | 0 | 0 | 0 | -6.6845 | -6.6845 | 3540.1971 | 26480.6745 |  | 0
1915-04-28 | 0 | 0 | 0 | 0 | -6.6845 | -6.6845 | 3533.5126 | 26430.6744 |  | 0
1915-04-29 | 0.075833 | 190.7421 | 3.6551 | 3.6551 | 180.4025 | 180.4025 | 3713.9151 | 27780.085 |  | 0
1915-04-30 | 0.010833 | 27.2489 | 3.6551 | 3.6551 | 16.9093 | 16.9093 | 3730.8244 | 27906.5665 |  | 0
1915-05-01 | 0 | 0 | 0 | 0 | -6.6845 | -6.6845 | 3724.1399 | 27856.5664 |  | 0
1915-05-02 | 0 | 0 | 0 | 0 | -6.6845 | -6.6845 | 3717.4554 | 27806.5664 |  | 0
1915-05-03 | 0 | 0 | 0 | 0 | -6.6845 | -6.6845 | 3710.7709 | 27756.5663 |  | 0
1915-05-04 | 0 | 0 | 0 | 0 | -6.6845 | -6.6845 | 3704.0864 | 27706.5662 |  | 0
1915-05-05 | 0 | 0 | 0 | 0 | -6.6845 | -6.6845 | 3697.4019 | 27656.5662 |  | 0
1915-05-06 | 0 | 0 | 0 | 0 | -6.6845 | -6.6845 | 3690.7174 | 27606.5661 |  | 0
1915-05-07 | 0 | 0 | 0 | 0 | -6.6845 | -6.6845 | 3684.0329 | 27556.5661 |  | 0
1915-05-08 | 0 | 0 | 0 | 0 | -6.6845 | -6.6845 | 3677.3484 | 27506.566 |  | 0
1915-05-09 | 0 | 0 | 0 | 0 | -6.6845 | -6.6845 | 3670.6639 | 27456.5659 |  | 0
1915-05-10 | 0 | 0 | 0 | 0 | -6.6845 | -6.6845 | 3663.9794 | 27406.5659 |  | 0
1915-05-11 | 0 | 0 | 0 | 0 | -6.6845 | -6.6845 | 3657.2949 | 27356.5658 |  | 0
1915-05-12 | 0 | 0 | 0 | 0 | -6.6845 | -6.6845 | 3650.6104 | 27306.5658 |  | 0
1915-05-13 | 0 | 0 | 0 | 0 | -6.6845 | -6.6845 | 3643.9259 | 27256.5657 |  | 0
1915-05-14 | 0 | 0 | 0 | 0 | -6.6845 | -6.6845 | 3637.2414 | 27206.5656 |  | 0
1915-05-15 | 0 | 0 | 0 | 0 | -6.6845 | -6.6845 | 3630.5569 | 27156.5656 |  | 0
1915-05-16 | 0 | 0 | 0 | 0 | -6.6845 | -6.6845 | 3623.8724 | 27106.5655 |  | 0
1915-05-17 | 0 | 0 | 0 | 0 | -6.6845 | -6.6845 | 3617.1879 | 27056.5655 |  | 0
1915-05-18 | 0 | 0 | 0 | 0 | -6.6845 | -6.6845 | 3610.5034 | 27006.5654 |  | 0
1915-05-19 | 0 | 0 | 0 | 0 | -6.6845 | -6.6845 | 3603.8189 | 26956.5653 |  | 0
1915-05-20 | 0 | 0 | 0 | 0 | -6.6845 | -6.6845 | 3597.1344 | 26906.5653 |  | 0
1915-05-21 | 0 | 0 | 0 | 0 | -6.6845 | -6.6845 | 3590.4499 | 26856.5652 |  | 0
1915-05-22 | 0.0925 | 232.6634 | 3.6551 | 3.6551 | 222.3238 | 222.3238 | 3812.7737 | 28519.5474 |  | 0
1915-05-23 | 0.0066667 | 16.7685 | 3.6551 | 3.6551 | 6.429 | 6.429 | 3819.2027 | 28567.636 |  | 0
1915-05-24 | 0 | 0 | 0 | 0 | -6.6845 | -6.6845 | 3812.5182 | 28517.6359 |  | 0
1915-05-25 | 0 | 0 | 0 | 0 | -6.6845 | -6.6845 | 3805.8337 | 28467.6358 |  | 0
1915-05-26 | 0 | 0 | 0 | 0 | -6.6845 | -6.6845 | 3799.1492 | 28417.6358 |  | 0
1915-05-27 | 0 | 0 | 0 | 0 | -6.6845 | -6.6845 | 3792.4647 | 28367.6357 |  | 0
1915-05-28 | 0 | 0 | 0 | 0 | -6.6845 | -6.6845 | 3785.7802 | 28317.6357 |  | 0
1915-05-29 | 0 | 0 | 0 | 0 | -6.6845 | -6.6845 | 3779.0957 | 28267.6356 |  | 0
1915-05-30 | 0 | 0 | 0 | 0 | -6.6845 | -6.6845 | 3772.4112 | 28217.6355 |  | 0
1915-05-31 | 0 | 0 | 0 | 0 | -6.6845 | -6.6845 | 3765.7267 | 28167.6355 |  | 0
1915-06-01 | 0 | 0 | 0 | 0 | -6.6845 | -6.6845 | 3759.0422 | 28117.6354 |  | 0
1915-06-02 | 0 | 0 | 0 | 0 | -6.6845 | -6.6845 | 3752.3577 | 28067.6354 |  | 0
1915-06-03 | 0 | 0 | 0 | 0 | -6.6845 | -6.6845 | 3745.6732 | 28017.6353 |  | 0
1915-06-04 | 0 | 0 | 0 | 0 | -6.6845 | -6.6845 | 3738.9887 | 27967.6352 |  | 0
1915-06-05 | 0 | 0 | 0 | 0 | -6.6845 | -6.6845 | 3732.3042 | 27917.6352 |  | 0
1915-06-06 | 0 | 0 | 0 | 0 | -6.6845 | -6.6845 | 3725.6197 | 27867.6351 |  | 0
1915-06-07 | 0 | 0 | 0 | 0 | -6.6845 | -6.6845 | 3718.9352 | 27817.6351 |  | 0
1915-06-08 | 0 | 0 | 0 | 0 | -6.6845 | -6.6845 | 3712.2507 | 27767.635 |  | 0
1915-06-09 | 0 | 0 | 0 | 0 | -6.6845 | -6.6845 | 3705.5662 | 27717.6349 |  | 0
1915-06-10 | 0 | 0 | 0 | 0 | -6.6845 | -6.6845 | 3698.8817 | 27667.6349 |  | 0
1915-06-11 | 0 | 0 | 0 | 0 | -6.6845 | -6.6845 | 3692.1972 | 27617.6348 |  | 0
1915-06-12 | 0 | 0 | 0 | 0 | -6.6845 | -6.6845 | 3685.5127 | 27567.6348 |  | 0
1915-06-13 | 0 | 0 | 0 | 0 | -6.6845 | -6.6845 | 3678.8282 | 27517.6347 |  | 0
1915-06-14 | 0 | 0 | 0 | 0 | -6.6845 | -6.6845 | 3672.1437 | 27467.6346 |  | 0
1915-06-15 | 0 | 0 | 0 | 0 | -6.6845 | -6.6845 | 3665.4592 | 27417.6346 |  | 0
1915-06-16 | 0 | 0 | 0 | 0 | -6.6845 | -6.6845 | 3658.7747 | 27367.6345 |  | 0
1915-06-17 | 0 | 0 | 0 | 0 | -6.6845 | -6.6845 | 3652.0902 | 27317.6345 |  | 0
1915-06-18 | 0 | 0 | 0 | 0 | -6.6845 | -6.6845 | 3645.4057 | 27267.6344 |  | 0
1915-06-19 | 0 | 0 | 0 | 0 | -6.6845 | -6.6845 | 3638.7212 | 27217.6343 |  | 0
1915-06-20 | 0 | 0 | 0 | 0 | -6.6845 | -6.6845 | 3632.0367 | 27167.6343 |  | 0
1915-06-21 | 0 | 0 | 0 | 0 | -6.6845 | -6.6845 | 3625.3522 | 27117.6342 |  | 0
1915-06-22 | 0 | 0 | 0 | 0 | -6.6845 | -6.6845 | 3618.6677 | 27067.6342 |  | 0
1915-06-23 | 0 | 0 | 0 | 0 | -6.6845 | -6.6845 | 3611.9832 | 27017.6341 |  | 0
1915-06-24 | 0 | 0 | 0 | 0 | -6.6845 | -6.6845 | 3605.2987 | 26967.634 |  | 0
1915-06-25 | 0.041667 | 104.8033 | 3.6551 | 3.6551 | 94.4638 | 94.4638 | 3699.7624 | 27674.2229 |  | 0
1915-06-26 | 0 | 0 | 0 | 0 | -6.6845 | -6.6845 | 3693.0779 | 27624.2229 |  | 0
1915-06-27 | 0 | 0 | 0 | 0 | -6.6845 | -6.6845 | 3686.3934 | 27574.2228 |  | 0
1915-06-28 | 0 | 0 | 0 | 0 | -6.6845 | -6.6845 | 3679.7089 | 27524.2227 |  | 0
1915-06-29 | 0 | 0 | 0 | 0 | -6.6845 | -6.6845 | 3673.0244 | 27474.2227 |  | 0
1915-06-30 | 0 | 0 | 0 | 0 | -6.6845 | -6.6845 | 3666.3399 | 27424.2226 |  | 0
1915-07-01 | 0 | 0 | 0 | 0 | -6.6845 | -6.6845 | 3659.6554 | 27374.2226 |  | 0
1915-07-02 | 0 | 0 | 0 | 0 | -6.6845 | -6.6845 | 3652.9709 | 27324.2225 |  | 0
1915-07-03 | 0 | 0 | 0 | 0 | -6.6845 | -6.6845 | 3646.2864 | 27274.2224 |  | 0
1915-07-04 | 0 | 0 | 0 | 0 | -6.6845 | -6.6845 | 3639.6019 | 27224.2224 |  | 0
1915-07-05 | 0 | 0 | 0 | 0 | -6.6845 | -6.6845 | 3632.9174 | 27174.2223 |  | 0
1915-07-06 | 0 | 0 | 0 | 0 | -6.6845 | -6.6845 | 3626.2329 | 27124.2223 |  | 0
1915-07-07 | 0 | 0 | 0 | 0 | -6.6845 | -6.6845 | 3619.5484 | 27074.2222 |  | 0
1915-07-08 | 0 | 0 | 0 | 0 | -6.6845 | -6.6845 | 3612.8639 | 27024.2221 |  | 0
1915-07-09 | 0 | 0 | 0 | 0 | -6.6845 | -6.6845 | 3606.1794 | 26974.2221 |  | 0
1915-07-10 | 0 | 0 | 0 | 0 | -6.6845 | -6.6845 | 3599.4949 | 26924.222 |  | 0
1915-07-11 | 0 | 0 | 0 | 0 | -6.6845 | -6.6845 | 3592.8104 | 26874.222 |  | 0
1915-07-12 | 0 | 0 | 0 | 0 | -6.6845 | -6.6845 | 3586.1259 | 26824.2219 |  | 0
1915-07-13 | 0 | 0 | 0 | 0 | -6.6845 | -6.6845 | 3579.4414 | 26774.2218 |  | 0
1915-07-14 | 0 | 0 | 0 | 0 | -6.6845 | -6.6845 | 3572.7569 | 26724.2218 |  | 0
1915-07-15 | 0.029167 | 73.3623 | 3.6551 | 3.6551 | 63.0228 | 63.0228 | 3635.7797 | 27195.632 |  | 0
1915-07-16 | 0 | 0 | 0 | 0 | -6.6845 | -6.6845 | 3629.0952 | 27145.6319 |  | 0
1915-07-17 | 0.0091667 | 23.0567 | 3.6551 | 3.6551 | 12.7172 | 12.7172 | 3641.8123 | 27240.7562 |  | 0
1915-07-18 | 0 | 0 | 0 | 0 | -6.6845 | -6.6845 | 3635.1278 | 27190.7562 |  | 0
1915-07-19 | 0 | 0 | 0 | 0 | -6.6845 | -6.6845 | 3628.4433 | 27140.7561 |  | 0
1915-07-20 | 0.0175 | 44.0174 | 3.6551 | 3.6551 | 33.6778 | 33.6778 | 3662.1211 | 27392.6662 |  | 0
1915-07-21 | 0.01 | 25.1528 | 3.6551 | 3.6551 | 14.8132 | 14.8132 | 3676.9344 | 27503.4691 |  | 0
1915-07-22 | 0 | 0 | 0 | 0 | -6.6845 | -6.6845 | 3670.2499 | 27453.469 |  | 0
1915-07-23 | 0 | 0 | 0 | 0 | -6.6845 | -6.6845 | 3663.5654 | 27403.4689 |  | 0
1915-07-24 | 0 | 0 | 0 | 0 | -6.6845 | -6.6845 | 3656.8809 | 27353.4689 |  | 0
1915-07-25 | 0 | 0 | 0 | 0 | -6.6845 | -6.6845 | 3650.1964 | 27303.4688 |  | 0
1915-07-26 | 0 | 0 | 0 | 0 | -6.6845 | -6.6845 | 3643.5119 | 27253.4688 |  | 0
1915-07-27 | 0.080833 | 203.3185 | 3.6551 | 3.6551 | 192.9789 | 192.9789 | 3836.4908 | 28696.9508 |  | 0
1915-07-28 | 0.005 | 12.5764 | 3.6551 | 3.6551 | 2.2368 | 2.2368 | 3838.7276 | 28713.6823 |  | 0
1915-07-29 | 0 | 0 | 0 | 0 | -6.6845 | -6.6845 | 3832.0431 | 28663.6822 |  | 0
1915-07-30 | 0 | 0 | 0 | 0 | -6.6845 | -6.6845 | 3825.3586 | 28613.6821 |  | 0
1915-07-31 | 0 | 0 | 0 | 0 | -6.6845 | -6.6845 | 3818.6741 | 28563.6821 |  | 0
1915-08-01 | 0 | 0 | 0 | 0 | -6.6845 | -6.6845 | 3811.9896 | 28513.682 |  | 0
1915-08-02 | 0.04 | 100.6112 | 3.6551 | 3.6551 | 90.2716 | 90.2716 | 3902.2612 | 29188.9137 |  | 0
1915-08-03 | 0.035833 | 90.1309 | 3.6551 | 3.6551 | 79.7913 | 79.7913 | 3982.0525 | 29785.7526 |  | 0
1915-08-04 | 0 | 0 | 0 | 0 | -6.6845 | -6.6845 | 3975.368 | 29735.7525 |  | 0
1915-08-05 | 0 | 0 | 0 | 0 | -6.6845 | -6.6845 | 3968.6835 | 29685.7524 |  | 0
1915-08-06 | 0 | 0 | 0 | 0 | -6.6845 | -6.6845 | 3961.999 | 29635.7524 |  | 0
1915-08-07 | 0 | 0 | 0 | 0 | -6.6845 | -6.6845 | 3955.3145 | 29585.7523 |  | 0
1915-08-08 | 0.0083333 | 20.9607 | 3.6551 | 3.6551 | 10.6211 | 10.6211 | 3965.9356 | 29665.198 |  | 0
1915-08-09 | 0 | 0 | 0 | 0 | -6.6845 | -6.6845 | 3959.2511 | 29615.198 |  | 0
1915-08-10 | 0 | 0 | 0 | 0 | -6.6845 | -6.6845 | 3952.5666 | 29565.1979 |  | 0
1915-08-11 | 0 | 0 | 0 | 0 | -6.6845 | -6.6845 | 3945.8821 | 29515.1979 |  | 0
1915-08-12 | 0 | 0 | 0 | 0 | -6.6845 | -6.6845 | 3939.1976 | 29465.1978 |  | 0
1915-08-13 | 0 | 0 | 0 | 0 | -6.6845 | -6.6845 | 3932.5131 | 29415.1977 |  | 0
1915-08-14 | 0 | 0 | 0 | 0 | -6.6845 | -6.6845 | 3925.8286 | 29365.1977 |  | 0
1915-08-15 | 0 | 0 | 0 | 0 | -6.6845 | -6.6845 | 3919.1441 | 29315.1976 |  | 0
1915-08-16 | 0 | 0 | 0 | 0 | -6.6845 | -6.6845 | 3912.4596 | 29265.1976 |  | 0
1915-08-17 | 0 | 0 | 0 | 0 | -6.6845 | -6.6845 | 3905.7751 | 29215.1975 |  | 0
1915-08-18 | 0 | 0 | 0 | 0 | -6.6845 | -6.6845 | 3899.0906 | 29165.1974 |  | 0
1915-08-19 | 0 | 0 | 0 | 0 | -6.6845 | -6.6845 | 3892.4061 | 29115.1974 |  | 0
1915-08-20 | 0.025 | 62.882 | 3.6551 | 3.6551 | 52.5424 | 52.5424 | 3944.9485 | 29508.2147 |  | 0
1915-08-21 | 0 | 0 | 0 | 0 | -6.6845 | -6.6845 | 3938.264 | 29458.2146 |  | 0
1915-08-22 | 0 | 0 | 0 | 0 | -6.6845 | -6.6845 | 3931.5795 | 29408.2146 |  | 0
1915-08-23 | 0.016667 | 41.9213 | 3.6551 | 3.6551 | 31.5818 | 31.5818 | 3963.1612 | 29644.4461 |  | 0
1915-08-24 | 0 | 0 | 0 | 0 | -6.6845 | -6.6845 | 3956.4767 | 29594.446 |  | 0
1915-08-25 | 0 | 0 | 0 | 0 | -6.6845 | -6.6845 | 3949.7922 | 29544.446 |  | 0
1915-08-26 | 0 | 0 | 0 | 0 | -6.6845 | -6.6845 | 3943.1077 | 29494.4459 |  | 0
1915-08-27 | 0 | 0 | 0 | 0 | -6.6845 | -6.6845 | 3936.4232 | 29444.4458 |  | 0
1915-08-28 | 0 | 0 | 0 | 0 | -6.6845 | -6.6845 | 3929.7387 | 29394.4458 |  | 0
1915-08-29 | 0 | 0 | 0 | 0 | -6.6845 | -6.6845 | 3923.0542 | 29344.4457 |  | 0
1915-08-30 | 0 | 0 | 0 | 0 | -6.6845 | -6.6845 | 3916.3697 | 29294.4457 |  | 0
1915-08-31 | 0 | 0 | 0 | 0 | -6.6845 | -6.6845 | 3909.6852 | 29244.4456 |  | 0
1915-09-01 | 0 | 0 | 0 | 0 | -6.6845 | -6.6845 | 3903.0007 | 29194.4455 |  | 0
1915-09-02 | 0.005 | 12.5764 | 3.6551 | 3.6551 | 2.2368 | 2.2368 | 3905.2376 | 29211.1769 |  | 0
1915-09-03 | 0.005 | 12.5764 | 3.6551 | 3.6551 | 2.2368 | 2.2368 | 3907.4744 | 29227.9084 |  | 0
1915-09-04 | 0 | 0 | 0 | 0 | -6.6845 | -6.6845 | 3900.7899 | 29177.9083 |  | 0
1915-09-05 | 0.019167 | 48.2095 | 3.6551 | 3.6551 | 37.87 | 37.87 | 3938.6598 | 29461.1755 |  | 0
1915-09-06 | 0 | 0 | 0 | 0 | -6.6845 | -6.6845 | 3931.9753 | 29411.1755 |  | 0
1915-09-07 | 0 | 0 | 0 | 0 | -6.6845 | -6.6845 | 3925.2908 | 29361.1754 |  | 0
1915-09-08 | 0 | 0 | 0 | 0 | -6.6845 | -6.6845 | 3918.6063 | 29311.1754 |  | 0
1915-09-09 | 0 | 0 | 0 | 0 | -6.6845 | -6.6845 | 3911.9218 | 29261.1753 |  | 0
1915-09-10 | 0 | 0 | 0 | 0 | -6.6845 | -6.6845 | 3905.2373 | 29211.1752 |  | 0
1915-09-11 | 0 | 0 | 0 | 0 | -6.6845 | -6.6845 | 3898.5528 | 29161.1752 |  | 0
1915-09-12 | 0 | 0 | 0 | 0 | -6.6845 | -6.6845 | 3891.8683 | 29111.1751 |  | 0
1915-09-13 | 0 | 0 | 0 | 0 | -6.6845 | -6.6845 | 3885.1838 | 29061.1751 |  | 0
1915-09-14 | 0.0125 | 31.441 | 3.6551 | 3.6551 | 21.1014 | 21.1014 | 3906.2853 | 29219.0137 |  | 0
1915-09-15 | 0 | 0 | 0 | 0 | -6.6845 | -6.6845 | 3899.6008 | 29169.0136 |  | 0
1915-09-16 | 0 | 0 | 0 | 0 | -6.6845 | -6.6845 | 3892.9163 | 29119.0136 |  | 0
1915-09-17 | 0 | 0 | 0 | 0 | -6.6845 | -6.6845 | 3886.2318 | 29069.0135 |  | 0
1915-09-18 | 0 | 0 | 0 | 0 | -6.6845 | -6.6845 | 3879.5473 | 29019.0134 |  | 0
1915-09-19 | 0 | 0 | 0 | 0 | -6.6845 | -6.6845 | 3872.8628 | 28969.0134 |  | 0
1915-09-20 | 0 | 0 | 0 | 0 | -6.6845 | -6.6845 | 3866.1783 | 28919.0133 |  | 0
1915-09-21 | 0 | 0 | 0 | 0 | -6.6845 | -6.6845 | 3859.4938 | 28869.0133 |  | 0
1915-09-22 | 0.025 | 62.882 | 3.6551 | 3.6551 | 52.5424 | 52.5424 | 3912.0362 | 29262.0306 |  | 0
1915-09-23 | 0.025833 | 64.9781 | 3.6551 | 3.6551 | 54.6385 | 54.6385 | 3966.6747 | 29670.7264 |  | 0
1915-09-24 | 0.12333 | 310.2179 | 3.6551 | 3.6551 | 299.8783 | 299.8783 | 4003.7455 | 29948.0163 |  | 256.1229
1915-09-25 | 0.016667 | 41.9213 | 3.6551 | 3.6551 | 31.5818 | 31.5818 | 4003.7455 | 29948.0163 |  | 24.8973
1915-09-26 | 0 | 0 | 0 | 0 | -6.6845 | -6.6845 | 3997.061 | 29898.0163 |  | 0
1915-09-27 | 0 | 0 | 0 | 0 | -6.6845 | -6.6845 | 3990.3765 | 29848.0162 |  | 0
1915-09-28 | 0 | 0 | 0 | 0 | -6.6845 | -6.6845 | 3983.692 | 29798.0162 |  | 0
1915-09-29 | 0 | 0 | 0 | 0 | -6.6845 | -6.6845 | 3977.0075 | 29748.0161 |  | 0
1915-09-30 | 0.059167 | 148.8207 | 3.6551 | 3.6551 | 138.4812 | 138.4812 | 4003.7455 | 29948.0163 |  | 105.0587
1915-10-01 | 0 | 0 | 0 | 0 | -6.6845 | -6.6845 | 3997.061 | 29898.0163 |  | 0
1915-10-02 | 0 | 0 | 0 | 0 | -6.6845 | -6.6845 | 3990.3765 | 29848.0162 |  | 0
1915-10-03 | 0 | 0 | 0 | 0 | -6.6845 | -6.6845 | 3983.692 | 29798.0162 |  | 0
1915-10-04 | 0 | 0 | 0 | 0 | -6.6845 | -6.6845 | 3977.0075 | 29748.0161 |  | 0
1915-10-05 | 0 | 0 | 0 | 0 | -6.6845 | -6.6845 | 3970.323 | 29698.016 |  | 0
1915-10-06 | 0 | 0 | 0 | 0 | -6.6845 | -6.6845 | 3963.6385 | 29648.016 |  | 0
1915-10-07 | 0 | 0 | 0 | 0 | -6.6845 | -6.6845 | 3956.954 | 29598.0159 |  | 0
1915-10-08 | 0 | 0 | 0 | 0 | -6.6845 | -6.6845 | 3950.2695 | 29548.0159 |  | 0
1915-10-09 | 0 | 0 | 0 | 0 | -6.6845 | -6.6845 | 3943.585 | 29498.0158 |  | 0
1915-10-10 | 0 | 0 | 0 | 0 | -6.6845 | -6.6845 | 3936.9005 | 29448.0157 |  | 0
1915-10-11 | 0 | 0 | 0 | 0 | -6.6845 | -6.6845 | 3930.216 | 29398.0157 |  | 0
1915-10-12 | 0 | 0 | 0 | 0 | -6.6845 | -6.6845 | 3923.5315 | 29348.0156 |  | 0
1915-10-13 | 0 | 0 | 0 | 0 | -6.6845 | -6.6845 | 3916.847 | 29298.0156 |  | 0
1915-10-14 | 0 | 0 | 0 | 0 | -6.6845 | -6.6845 | 3910.1625 | 29248.0155 |  | 0
1915-10-15 | 0 | 0 | 0 | 0 | -6.6845 | -6.6845 | 3903.478 | 29198.0154 |  | 0
1915-10-16 | 0 | 0 | 0 | 0 | -6.6845 | -6.6845 | 3896.7935 | 29148.0154 |  | 0
1915-10-17 | 0 | 0 | 0 | 0 | -6.6845 | -6.6845 | 3890.109 | 29098.0153 |  | 0
1915-10-18 | 0 | 0 | 0 | 0 | -6.6845 | -6.6845 | 3883.4245 | 29048.0153 |  | 0
1915-10-19 | 0 | 0 | 0 | 0 | -6.6845 | -6.6845 | 3876.74 | 28998.0152 |  | 0
1915-10-20 | 0 | 0 | 0 | 0 | -6.6845 | -6.6845 | 3870.0555 | 28948.0151 |  | 0
1915-10-21 | 0 | 0 | 0 | 0 | -6.6845 | -6.6845 | 3863.371 | 28898.0151 |  | 0
1915-10-22 | 0 | 0 | 0 | 0 | -6.6845 | -6.6845 | 3856.6865 | 28848.015 |  | 0
1915-10-23 | 0 | 0 | 0 | 0 | -6.6845 | -6.6845 | 3850.002 | 28798.015 |  | 0
1915-10-24 | 0 | 0 | 0 | 0 | -6.6845 | -6.6845 | 3843.3175 | 28748.0149 |  | 0
1915-10-25 | 0 | 0 | 0 | 0 | -6.6845 | -6.6845 | 3836.633 | 28698.0148 |  | 0
1915-10-26 | 0 | 0 | 0 | 0 | -6.6845 | -6.6845 | 3829.9485 | 28648.0148 |  | 0
1915-10-27 | 0 | 0 | 0 | 0 | -6.6845 | -6.6845 | 3823.264 | 28598.0147 |  | 0
1915-10-28 | 0 | 0 | 0 | 0 | -6.6845 | -6.6845 | 3816.5795 | 28548.0147 |  | 0
1915-10-29 | 0 | 0 | 0 | 0 | -6.6845 | -6.6845 | 3809.895 | 28498.0146 |  | 0
1915-10-30 | 0 | 0 | 0 | 0 | -6.6845 | -6.6845 | 3803.2105 | 28448.0145 |  | 0
1915-10-31 | 0 | 0 | 0 | 0 | -6.6845 | -6.6845 | 3796.526 | 28398.0145 |  | 0
1915-11-01 | 0 | 0 | 0 | 0 | -6.6845 | -6.6845 | 3789.8415 | 28348.0144 |  | 0
1915-11-02 | 0 | 0 | 0 | 0 | -6.6845 | -6.6845 | 3783.157 | 28298.0144 |  | 0
1915-11-03 | 0 | 0 | 0 | 0 | -6.6845 | -6.6845 | 3776.4725 | 28248.0143 |  | 0
1915-11-04 | 0 | 0 | 0 | 0 | -6.6845 | -6.6845 | 3769.788 | 28198.0142 |  | 0
1915-11-05 | 0 | 0 | 0 | 0 | -6.6845 | -6.6845 | 3763.1035 | 28148.0142 |  | 0
1915-11-06 | 0 | 0 | 0 | 0 | -6.6845 | -6.6845 | 3756.419 | 28098.0141 |  | 0
1915-11-07 | 0 | 0 | 0 | 0 | -6.6845 | -6.6845 | 3749.7345 | 28048.0141 |  | 0
1915-11-08 | 0 | 0 | 0 | 0 | -6.6845 | -6.6845 | 3743.05 | 27998.014 |  | 0
1915-11-09 | 0 | 0 | 0 | 0 | -6.6845 | -6.6845 | 3736.3655 | 27948.0139 |  | 0
1915-11-10 | 0 | 0 | 0 | 0 | -6.6845 | -6.6845 | 3729.681 | 27898.0139 |  | 0
1915-11-11 | 0 | 0 | 0 | 0 | -6.6845 | -6.6845 | 3722.9965 | 27848.0138 |  | 0
1915-11-12 | 0 | 0 | 0 | 0 | -6.6845 | -6.6845 | 3716.312 | 27798.0138 |  | 0
1915-11-13 | 0 | 0 | 0 | 0 | -6.6845 | -6.6845 | 3709.6275 | 27748.0137 |  | 0
1915-11-14 | 0 | 0 | 0 | 0 | -6.6845 | -6.6845 | 3702.943 | 27698.0136 |  | 0
1915-11-15 | 0 | 0 | 0 | 0 | -6.6845 | -6.6845 | 3696.2585 | 27648.0136 |  | 0
1915-11-16 | 0 | 0 | 0 | 0 | -6.6845 | -6.6845 | 3689.574 | 27598.0135 |  | 0
1915-11-17 | 0 | 0 | 0 | 0 | -6.6845 | -6.6845 | 3682.8895 | 27548.0135 |  | 0
1915-11-18 | 0 | 0 | 0 | 0 | -6.6845 | -6.6845 | 3676.205 | 27498.0134 |  | 0
1915-11-19 | 0 | 0 | 0 | 0 | -6.6845 | -6.6845 | 3669.5205 | 27448.0133 |  | 0
1915-11-20 | 0 | 0 | 0 | 0 | -6.6845 | -6.6845 | 3662.836 | 27398.0133 |  | 0
1915-11-21 | 0 | 0 | 0 | 0 | -6.6845 | -6.6845 | 3656.1515 | 27348.0132 |  | 0
1915-11-22 | 0 | 0 | 0 | 0 | -6.6845 | -6.6845 | 3649.467 | 27298.0132 |  | 0
1915-11-23 | 0 | 0 | 0 | 0 | -6.6845 | -6.6845 | 3642.7825 | 27248.0131 |  | 0
1915-11-24 | 0 | 0 | 0 | 0 | -6.6845 | -6.6845 | 3636.098 | 27198.013 |  | 0
1915-11-25 | 0 | 0 | 0 | 0 | -6.6845 | -6.6845 | 3629.4135 | 27148.013 |  | 0
1915-11-26 | 0 | 0 | 0 | 0 | -6.6845 | -6.6845 | 3622.729 | 27098.0129 |  | 0
1915-11-27 | 0 | 0 | 0 | 0 | -6.6845 | -6.6845 | 3616.0445 | 27048.0129 |  | 0
1915-11-28 | 0 | 0 | 0 | 0 | -6.6845 | -6.6845 | 3609.36 | 26998.0128 |  | 0
1915-11-29 | 0 | 0 | 0 | 0 | -6.6845 | -6.6845 | 3602.6755 | 26948.0127 |  | 0
1915-11-30 | 0 | 0 | 0 | 0 | -6.6845 | -6.6845 | 3595.991 | 26898.0127 |  | 0
1915-12-01 | 0 | 0 | 0 | 0 | -6.6845 | -6.6845 | 3589.3065 | 26848.0126 |  | 0
1915-12-02 | 0 | 0 | 0 | 0 | -6.6845 | -6.6845 | 3582.622 | 26798.0126 |  | 0
1915-12-03 | 0 | 0 | 0 | 0 | -6.6845 | -6.6845 | 3575.9375 | 26748.0125 |  | 0
1915-12-04 | 0 | 0 | 0 | 0 | -6.6845 | -6.6845 | 3569.253 | 26698.0124 |  | 0
1915-12-05 | 0.013333 | 33.5371 | 3.6551 | 3.6551 | 23.1975 | 23.1975 | 3592.4505 | 26871.5296 |  | 0
1915-12-06 | 0 | 0 | 0 | 0 | -6.6845 | -6.6845 | 3585.766 | 26821.5296 |  | 0
1915-12-07 | 0.0033333 | 8.3843 | 3.6551 | 3.6551 | -1.9553 | -1.9553 | 3583.8107 | 26806.9038 |  | 0
1915-12-08 | 0 | 0 | 0 | 0 | -6.6845 | -6.6845 | 3577.1262 | 26756.9038 |  | 0
1915-12-09 | 0 | 0 | 0 | 0 | -6.6845 | -6.6845 | 3570.4417 | 26706.9037 |  | 0
1915-12-10 | 0 | 0 | 0 | 0 | -6.6845 | -6.6845 | 3563.7572 | 26656.9037 |  | 0
1915-12-11 | 0 | 0 | 0 | 0 | -6.6845 | -6.6845 | 3557.0727 | 26606.9036 |  | 0
1915-12-12 | 0 | 0 | 0 | 0 | -6.6845 | -6.6845 | 3550.3882 | 26556.9035 |  | 0
1915-12-13 | 0 | 0 | 0 | 0 | -6.6845 | -6.6845 | 3543.7037 | 26506.9035 |  | 0
1915-12-14 | 0 | 0 | 0 | 0 | -6.6845 | -6.6845 | 3537.0192 | 26456.9034 |  | 0
1915-12-15 | 0 | 0 | 0 | 0 | -6.6845 | -6.6845 | 3530.3347 | 26406.9034 |  | 0
1915-12-16 | 0 | 0 | 0 | 0 | -6.6845 | -6.6845 | 3523.6502 | 26356.9033 |  | 0
1915-12-17 | 0 | 0 | 0 | 0 | -6.6845 | -6.6845 | 3516.9657 | 26306.9032 |  | 0
1915-12-18 | 0 | 0 | 0 | 0 | -6.6845 | -6.6845 | 3510.2812 | 26256.9032 |  | 0
1915-12-19 | 0 | 0 | 0 | 0 | -6.6845 | -6.6845 | 3503.5967 | 26206.9031 |  | 0
1915-12-20 | 0 | 0 | 0 | 0 | -6.6845 | -6.6845 | 3496.9122 | 26156.9031 |  | 0
1915-12-21 | 0 | 0 | 0 | 0 | -6.6845 | -6.6845 | 3490.2277 | 26106.903 |  | 0
1915-12-22 | 0 | 0 | 0 | 0 | -6.6845 | -6.6845 | 3483.5432 | 26056.9029 |  | 0
1915-12-23 | 0 | 0 | 0 | 0 | -6.6845 | -6.6845 | 3476.8587 | 26006.9029 |  | 0
1915-12-24 | 0 | 0 | 0 | 0 | -6.6845 | -6.6845 | 3470.1742 | 25956.9028 |  | 0
1915-12-25 | 0 | 0 | 0 | 0 | -6.6845 | -6.6845 | 3463.4897 | 25906.9028 |  | 0
1915-12-26 | 0 | 0 | 0 | 0 | -6.6845 | -6.6845 | 3456.8052 | 25856.9027 |  | 0
1915-12-27 | 0 | 0 | 0 | 0 | -6.6845 | -6.6845 | 3450.1207 | 25806.9026 |  | 0
1915-12-28 | 0 | 0 | 0 | 0 | -6.6845 | -6.6845 | 3443.4362 | 25756.9026 |  | 0
1915-12-29 | 0 | 0 | 0 | 0 | -6.6845 | -6.6845 | 3436.7517 | 25706.9025 |  | 0
1915-12-30 | 0 | 0 | 0 | 0 | -6.6845 | -6.6845 | 3430.0672 | 25656.9025 |  | 0
1915-12-31 | 0 | 0 | 0 | 0 | -6.6845 | -6.6845 | 3423.3827 | 25606.9024 |  | 0
1916-01-01 | 0 | 0 | 0 | 0 | -6.6845 | -6.6845 | 3416.6982 | 25556.9023 |  | 0
1916-01-02 | 0 | 0 | 0 | 0 | -6.6845 | -6.6845 | 3410.0137 | 25506.9023 |  | 0
1916-01-03 | 0 | 0 | 0 | 0 | -6.6845 | -6.6845 | 3403.3292 | 25456.9022 |  | 0
1916-01-04 | 0 | 0 | 0 | 0 | -6.6845 | -6.6845 | 3396.6447 | 25406.9022 |  | 0
1916-01-05 | 0 | 0 | 0 | 0 | -6.6845 | -6.6845 | 3389.9602 | 25356.9021 |  | 0
1916-01-06 | 0 | 0 | 0 | 0 | -6.6845 | -6.6845 | 3383.2757 | 25306.902 |  | 0
1916-01-07 | 0 | 0 | 0 | 0 | -6.6845 | -6.6845 | 3376.5912 | 25256.902 |  | 0
1916-01-08 | 0 | 0 | 0 | 0 | -6.6845 | -6.6845 | 3369.9067 | 25206.9019 |  | 0
1916-01-09 | 0 | 0 | 0 | 0 | -6.6845 | -6.6845 | 3363.2222 | 25156.9019 |  | 0
1916-01-10 | 0 | 0 | 0 | 0 | -6.6845 | -6.6845 | 3356.5377 | 25106.9018 |  | 0
1916-01-11 | 0 | 0 | 0 | 0 | -6.6845 | -6.6845 | 3349.8532 | 25056.9017 |  | 0
1916-01-12 | 0 | 0 | 0 | 0 | -6.6845 | -6.6845 | 3343.1687 | 25006.9017 |  | 0
1916-01-13 | 0 | 0 | 0 | 0 | -6.6845 | -6.6845 | 3336.4842 | 24956.9016 |  | 0
1916-01-14 | 0 | 0 | 0 | 0 | -6.6845 | -6.6845 | 3329.7997 | 24906.9016 |  | 0
1916-01-15 | 0 | 0 | 0 | 0 | -6.6845 | -6.6845 | 3323.1152 | 24856.9015 |  | 0
1916-01-16 | 0 | 0 | 0 | 0 | -6.6845 | -6.6845 | 3316.4307 | 24806.9014 |  | 0
1916-01-17 | 0 | 0 | 0 | 0 | -6.6845 | -6.6845 | 3309.7462 | 24756.9014 |  | 0
1916-01-18 | 0 | 0 | 0 | 0 | -6.6845 | -6.6845 | 3303.0617 | 24706.9013 |  | 0
1916-01-19 | 0 | 0 | 0 | 0 | -6.6845 | -6.6845 | 3296.3772 | 24656.9013 |  | 0
1916-01-20 | 0 | 0 | 0 | 0 | -6.6845 | -6.6845 | 3289.6927 | 24606.9012 |  | 0
1916-01-21 | 0 | 0 | 0 | 0 | -6.6845 | -6.6845 | 3283.0082 | 24556.9011 |  | 0
1916-01-22 | 0 | 0 | 0 | 0 | -6.6845 | -6.6845 | 3276.3237 | 24506.9011 |  | 0
1916-01-23 | 0 | 0 | 0 | 0 | -6.6845 | -6.6845 | 3269.6392 | 24456.901 |  | 0
1916-01-24 | 0.0083333 | 20.9607 | 3.6551 | 3.6551 | 10.6211 | 10.6211 | 3280.2603 | 24536.3467 |  | 0
1916-01-25 | 0 | 0 | 0 | 0 | -6.6845 | -6.6845 | 3273.5758 | 24486.3467 |  | 0
1916-01-26 | 0 | 0 | 0 | 0 | -6.6845 | -6.6845 | 3266.8913 | 24436.3466 |  | 0
1916-01-27 | 0 | 0 | 0 | 0 | -6.6845 | -6.6845 | 3260.2068 | 24386.3466 |  | 0
1916-01-28 | 0 | 0 | 0 | 0 | -6.6845 | -6.6845 | 3253.5223 | 24336.3465 |  | 0
1916-01-29 | 0 | 0 | 0 | 0 | -6.6845 | -6.6845 | 3246.8378 | 24286.3464 |  | 0
1916-01-30 | 0 | 0 | 0 | 0 | -6.6845 | -6.6845 | 3240.1533 | 24236.3464 |  | 0
1916-01-31 | 0 | 0 | 0 | 0 | -6.6845 | -6.6845 | 3233.4688 | 24186.3463 |  | 0
1916-02-01 | 0.021667 | 54.4977 | 3.6551 | 3.6551 | 44.1582 | 44.1582 | 3277.6269 | 24516.6493 |  | 0
1916-02-02 | 0 | 0 | 0 | 0 | -6.6845 | -6.6845 | 3270.9424 | 24466.6492 |  | 0
1916-02-03 | 0 | 0 | 0 | 0 | -6.6845 | -6.6845 | 3264.2579 | 24416.6492 |  | 0
1916-02-04 | 0 | 0 | 0 | 0 | -6.6845 | -6.6845 | 3257.5734 | 24366.6491 |  | 0
1916-02-05 | 0 | 0 | 0 | 0 | -6.6845 | -6.6845 | 3250.8889 | 24316.6491 |  | 0
1916-02-06 | 0 | 0 | 0 | 0 | -6.6845 | -6.6845 | 3244.2044 | 24266.649 |  | 0
1916-02-07 | 0 | 0 | 0 | 0 | -6.6845 | -6.6845 | 3237.5199 | 24216.6489 |  | 0
1916-02-08 | 0 | 0 | 0 | 0 | -6.6845 | -6.6845 | 3230.8354 | 24166.6489 |  | 0
1916-02-09 | 0 | 0 | 0 | 0 | -6.6845 | -6.6845 | 3224.1509 | 24116.6488 |  | 0
1916-02-10 | 0 | 0 | 0 | 0 | -6.6845 | -6.6845 | 3217.4664 | 24066.6488 |  | 0
1916-02-11 | 0 | 0 | 0 | 0 | -6.6845 | -6.6845 | 3210.7819 | 24016.6487 |  | 0
1916-02-12 | 0 | 0 | 0 | 0 | -6.6845 | -6.6845 | 3204.0974 | 23966.6486 |  | 0
1916-02-13 | 0 | 0 | 0 | 0 | -6.6845 | -6.6845 | 3197.4129 | 23916.6486 |  | 0
1916-02-14 | 0 | 0 | 0 | 0 | -6.6845 | -6.6845 | 3190.7284 | 23866.6485 |  | 0
1916-02-15 | 0 | 0 | 0 | 0 | -6.6845 | -6.6845 | 3184.0439 | 23816.6485 |  | 0
1916-02-16 | 0 | 0 | 0 | 0 | -6.6845 | -6.6845 | 3177.3594 | 23766.6484 |  | 0
1916-02-17 | 0 | 0 | 0 | 0 | -6.6845 | -6.6845 | 3170.6749 | 23716.6483 |  | 0
1916-02-18 | 0 | 0 | 0 | 0 | -6.6845 | -6.6845 | 3163.9904 | 23666.6483 |  | 0
1916-02-19 | 0 | 0 | 0 | 0 | -6.6845 | -6.6845 | 3157.3059 | 23616.6482 |  | 0
1916-02-20 | 0 | 0 | 0 | 0 | -6.6845 | -6.6845 | 3150.6214 | 23566.6482 |  | 0
1916-02-21 | 0 | 0 | 0 | 0 | -6.6845 | -6.6845 | 3143.9369 | 23516.6481 |  | 0
1916-02-22 | 0 | 0 | 0 | 0 | -6.6845 | -6.6845 | 3137.2524 | 23466.648 |  | 0
1916-02-23 | 0 | 0 | 0 | 0 | -6.6845 | -6.6845 | 3130.5679 | 23416.648 |  | 0
1916-02-24 | 0 | 0 | 0 | 0 | -6.6845 | -6.6845 | 3123.8834 | 23366.6479 |  | 0
1916-02-25 | 0 | 0 | 0 | 0 | -6.6845 | -6.6845 | 3117.1989 | 23316.6479 |  | 0
1916-02-26 | 0 | 0 | 0 | 0 | -6.6845 | -6.6845 | 3110.5144 | 23266.6478 |  | 0
1916-02-27 | 0 | 0 | 0 | 0 | -6.6845 | -6.6845 | 3103.8299 | 23216.6477 |  | 0
1916-02-28 | 0 | 0 | 0 | 0 | -6.6845 | -6.6845 | 3097.1454 | 23166.6477 |  | 0
1916-02-29 | 0 | 0 | 0 | 0 | -6.6845 | -6.6845 | 3090.4609 | 23116.6476 |  | 0
1916-03-01 | 0 | 0 | 0 | 0 | -6.6845 | -6.6845 | 3083.7764 | 23066.6476 |  | 0
1916-03-02 | 0 | 0 | 0 | 0 | -6.6845 | -6.6845 | 3077.0919 | 23016.6475 |  | 0
1916-03-03 | 0 | 0 | 0 | 0 | -6.6845 | -6.6845 | 3070.4074 | 22966.6474 |  | 0
1916-03-04 | 0 | 0 | 0 | 0 | -6.6845 | -6.6845 | 3063.7229 | 22916.6474 |  | 0
1916-03-05 | 0 | 0 | 0 | 0 | -6.6845 | -6.6845 | 3057.0384 | 22866.6473 |  | 0
1916-03-06 | 0 | 0 | 0 | 0 | -6.6845 | -6.6845 | 3050.3539 | 22816.6473 |  | 0
1916-03-07 | 0 | 0 | 0 | 0 | -6.6845 | -6.6845 | 3043.6694 | 22766.6472 |  | 0
1916-03-08 | 0 | 0 | 0 | 0 | -6.6845 | -6.6845 | 3036.9849 | 22716.6471 |  | 0
1916-03-09 | 0 | 0 | 0 | 0 | -6.6845 | -6.6845 | 3030.3004 | 22666.6471 |  | 0
1916-03-10 | 0 | 0 | 0 | 0 | -6.6845 | -6.6845 | 3023.6159 | 22616.647 |  | 0
1916-03-11 | 0 | 0 | 0 | 0 | -6.6845 | -6.6845 | 3016.9314 | 22566.647 |  | 0
1916-03-12 | 0 | 0 | 0 | 0 | -6.6845 | -6.6845 | 3010.2469 | 22516.6469 |  | 0
1916-03-13 | 0 | 0 | 0 | 0 | -6.6845 | -6.6845 | 3003.5624 | 22466.6468 |  | 0
1916-03-14 | 0 | 0 | 0 | 0 | -6.6845 | -6.6845 | 2996.8779 | 22416.6468 |  | 0
1916-03-15 | 0 | 0 | 0 | 0 | -6.6845 | -6.6845 | 2990.1934 | 22366.6467 |  | 0
1916-03-16 | 0 | 0 | 0 | 0 | -6.6845 | -6.6845 | 2983.5089 | 22316.6467 |  | 0
1916-03-17 | 0 | 0 | 0 | 0 | -6.6845 | -6.6845 | 2976.8244 | 22266.6466 |  | 0
1916-03-18 | 0 | 0 | 0 | 0 | -6.6845 | -6.6845 | 2970.1399 | 22216.6465 |  | 0
1916-03-19 | 0 | 0 | 0 | 0 | -6.6845 | -6.6845 | 2963.4554 | 22166.6465 |  | 0
1916-03-20 | 0 | 0 | 0 | 0 | -6.6845 | -6.6845 | 2956.7709 | 22116.6464 |  | 0
1916-03-21 | 0 | 0 | 0 | 0 | -6.6845 | -6.6845 | 2950.0864 | 22066.6464 |  | 0
1916-03-22 | 0 | 0 | 0 | 0 | -6.6845 | -6.6845 | 2943.4019 | 22016.6463 |  | 0
1916-03-23 | 0.0083333 | 20.9607 | 3.6551 | 3.6551 | 10.6211 | 10.6211 | 2954.023 | 22096.092 |  | 0
1916-03-24 | 0 | 0 | 0 | 0 | -6.6845 | -6.6845 | 2947.3385 | 22046.092 |  | 0
1916-03-25 | 0 | 0 | 0 | 0 | -6.6845 | -6.6845 | 2940.654 | 21996.0919 |  | 0
1916-03-26 | 0 | 0 | 0 | 0 | -6.6845 | -6.6845 | 2933.9695 | 21946.0919 |  | 0
1916-03-27 | 0 | 0 | 0 | 0 | -6.6845 | -6.6845 | 2927.285 | 21896.0918 |  | 0
1916-03-28 | 0 | 0 | 0 | 0 | -6.6845 | -6.6845 | 2920.6005 | 21846.0917 |  | 0
1916-03-29 | 0 | 0 | 0 | 0 | -6.6845 | -6.6845 | 2913.916 | 21796.0917 |  | 0
1916-03-30 | 0 | 0 | 0 | 0 | -6.6845 | -6.6845 | 2907.2315 | 21746.0916 |  | 0
1916-03-31 | 0 | 0 | 0 | 0 | -6.6845 | -6.6845 | 2900.547 | 21696.0916 |  | 0
1916-04-01 | 0.041667 | 104.8033 | 3.6551 | 3.6551 | 94.4638 | 94.4638 | 2995.0108 | 22402.6804 |  | 0
1916-04-02 | 0 | 0 | 0 | 0 | -6.6845 | -6.6845 | 2988.3263 | 22352.6804 |  | 0
1916-04-03 | 0 | 0 | 0 | 0 | -6.6845 | -6.6845 | 2981.6418 | 22302.6803 |  | 0
1916-04-04 | 0 | 0 | 0 | 0 | -6.6845 | -6.6845 | 2974.9573 | 22252.6802 |  | 0
1916-04-05 | 0 | 0 | 0 | 0 | -6.6845 | -6.6845 | 2968.2728 | 22202.6802 |  | 0
1916-04-06 | 0 | 0 | 0 | 0 | -6.6845 | -6.6845 | 2961.5883 | 22152.6801 |  | 0
1916-04-07 | 0 | 0 | 0 | 0 | -6.6845 | -6.6845 | 2954.9038 | 22102.6801 |  | 0
1916-04-08 | 0 | 0 | 0 | 0 | -6.6845 | -6.6845 | 2948.2193 | 22052.68 |  | 0
1916-04-09 | 0 | 0 | 0 | 0 | -6.6845 | -6.6845 | 2941.5348 | 22002.6799 |  | 0
1916-04-10 | 0 | 0 | 0 | 0 | -6.6845 | -6.6845 | 2934.8503 | 21952.6799 |  | 0
1916-04-11 | 0 | 0 | 0 | 0 | -6.6845 | -6.6845 | 2928.1658 | 21902.6798 |  | 0
1916-04-12 | 0 | 0 | 0 | 0 | -6.6845 | -6.6845 | 2921.4813 | 21852.6798 |  | 0
1916-04-13 | 0 | 0 | 0 | 0 | -6.6845 | -6.6845 | 2914.7968 | 21802.6797 |  | 0
1916-04-14 | 0 | 0 | 0 | 0 | -6.6845 | -6.6845 | 2908.1123 | 21752.6796 |  | 0
1916-04-15 | 0 | 0 | 0 | 0 | -6.6845 | -6.6845 | 2901.4278 | 21702.6796 |  | 0
1916-04-16 | 0 | 0 | 0 | 0 | -6.6845 | -6.6845 | 2894.7433 | 21652.6795 |  | 0
1916-04-17 | 0 | 0 | 0 | 0 | -6.6845 | -6.6845 | 2888.0588 | 21602.6795 |  | 0
1916-04-18 | 0 | 0 | 0 | 0 | -6.6845 | -6.6845 | 2881.3743 | 21552.6794 |  | 0
1916-04-19 | 0 | 0 | 0 | 0 | -6.6845 | -6.6845 | 2874.6898 | 21502.6793 |  | 0
1916-04-20 | 0 | 0 | 0 | 0 | -6.6845 | -6.6845 | 2868.0053 | 21452.6793 |  | 0
1916-04-21 | 0 | 0 | 0 | 0 | -6.6845 | -6.6845 | 2861.3208 | 21402.6792 |  | 0
1916-04-22 | 0 | 0 | 0 | 0 | -6.6845 | -6.6845 | 2854.6363 | 21352.6792 |  | 0
1916-04-23 | 0 | 0 | 0 | 0 | -6.6845 | -6.6845 | 2847.9518 | 21302.6791 |  | 0
1916-04-24 | 0 | 0 | 0 | 0 | -6.6845 | -6.6845 | 2841.2673 | 21252.679 |  | 0
1916-04-25 | 0 | 0 | 0 | 0 | -6.6845 | -6.6845 | 2834.5828 | 21202.679 |  | 0
1916-04-26 | 0 | 0 | 0 | 0 | -6.6845 | -6.6845 | 2827.8983 | 21152.6789 |  | 0
1916-04-27 | 0 | 0 | 0 | 0 | -6.6845 | -6.6845 | 2821.2138 | 21102.6789 |  | 0
1916-04-28 | 0 | 0 | 0 | 0 | -6.6845 | -6.6845 | 2814.5293 | 21052.6788 |  | 0
1916-04-29 | 0 | 0 | 0 | 0 | -6.6845 | -6.6845 | 2807.8448 | 21002.6787 |  | 0
1916-04-30 | 0 | 0 | 0 | 0 | -6.6845 | -6.6845 | 2801.1603 | 20952.6787 |  | 0
1916-05-01 | 0 | 0 | 0 | 0 | -6.6845 | -6.6845 | 2794.4758 | 20902.6786 |  | 0
1916-05-02 | 0 | 0 | 0 | 0 | -6.6845 | -6.6845 | 2787.7913 | 20852.6786 |  | 0
1916-05-03 | 0 | 0 | 0 | 0 | -6.6845 | -6.6845 | 2781.1068 | 20802.6785 |  | 0
1916-05-04 | 0 | 0 | 0 | 0 | -6.6845 | -6.6845 | 2774.4223 | 20752.6784 |  | 0
1916-05-05 | 0 | 0 | 0 | 0 | -6.6845 | -6.6845 | 2767.7378 | 20702.6784 |  | 0
1916-05-06 | 0 | 0 | 0 | 0 | -6.6845 | -6.6845 | 2761.0533 | 20652.6783 |  | 0
1916-05-07 | 0 | 0 | 0 | 0 | -6.6845 | -6.6845 | 2754.3688 | 20602.6783 |  | 0
1916-05-08 | 0 | 0 | 0 | 0 | -6.6845 | -6.6845 | 2747.6843 | 20552.6782 |  | 0
1916-05-09 | 0 | 0 | 0 | 0 | -6.6845 | -6.6845 | 2740.9998 | 20502.6781 |  | 0
1916-05-10 | 0 | 0 | 0 | 0 | -6.6845 | -6.6845 | 2734.3153 | 20452.6781 |  | 0
1916-05-11 | 0 | 0 | 0 | 0 | -6.6845 | -6.6845 | 2727.6308 | 20402.678 |  | 0
1916-05-12 | 0 | 0 | 0 | 0 | -6.6845 | -6.6845 | 2720.9463 | 20352.678 |  | 0
1916-05-13 | 0 | 0 | 0 | 0 | -6.6845 | -6.6845 | 2714.2618 | 20302.6779 |  | 0
1916-05-14 | 0 | 0 | 0 | 0 | -6.6845 | -6.6845 | 2707.5773 | 20252.6778 |  | 0
1916-05-15 | 0 | 0 | 0 | 0 | -6.6845 | -6.6845 | 2700.8928 | 20202.6778 |  | 0
1916-05-16 | 0 | 0 | 0 | 0 | -6.6845 | -6.6845 | 2694.2083 | 20152.6777 |  | 0
1916-05-17 | 0 | 0 | 0 | 0 | -6.6845 | -6.6845 | 2687.5238 | 20102.6777 |  | 0
1916-05-18 | 0 | 0 | 0 | 0 | -6.6845 | -6.6845 | 2680.8393 | 20052.6776 |  | 0
1916-05-19 | 0 | 0 | 0 | 0 | -6.6845 | -6.6845 | 2674.1548 | 20002.6775 |  | 0
1916-05-20 | 0 | 0 | 0 | 0 | -6.6845 | -6.6845 | 2667.4703 | 19952.6775 |  | 0
1916-05-21 | 0 | 0 | 0 | 0 | -6.6845 | -6.6845 | 2660.7858 | 19902.6774 |  | 0
1916-05-22 | 0 | 0 | 0 | 0 | -6.6845 | -6.6845 | 2654.1013 | 19852.6774 |  | 0
1916-05-23 | 0 | 0 | 0 | 0 | -6.6845 | -6.6845 | 2647.4168 | 19802.6773 |  | 0
1916-05-24 | 0 | 0 | 0 | 0 | -6.6845 | -6.6845 | 2640.7323 | 19752.6772 |  | 0
1916-05-25 | 0 | 0 | 0 | 0 | -6.6845 | -6.6845 | 2634.0478 | 19702.6772 |  | 0
1916-05-26 | 0 | 0 | 0 | 0 | -6.6845 | -6.6845 | 2627.3633 | 19652.6771 |  | 0
1916-05-27 | 0 | 0 | 0 | 0 | -6.6845 | -6.6845 | 2620.6788 | 19602.6771 |  | 0
1916-05-28 | 0 | 0 | 0 | 0 | -6.6845 | -6.6845 | 2613.9943 | 19552.677 |  | 0
1916-05-29 | 0 | 0 | 0 | 0 | -6.6845 | -6.6845 | 2607.3098 | 19502.6769 |  | 0
1916-05-30 | 0 | 0 | 0 | 0 | -6.6845 | -6.6845 | 2600.6253 | 19452.6769 |  | 0
1916-05-31 | 0 | 0 | 0 | 0 | -6.6845 | -6.6845 | 2593.9408 | 19402.6768 |  | 0
1916-06-01 | 0 | 0 | 0 | 0 | -6.6845 | -6.6845 | 2587.2563 | 19352.6768 |  | 0
1916-06-02 | 0 | 0 | 0 | 0 | -6.6845 | -6.6845 | 2580.5718 | 19302.6767 |  | 0
1916-06-03 | 0 | 0 | 0 | 0 | -6.6845 | -6.6845 | 2573.8873 | 19252.6766 |  | 0
1916-06-04 | 0 | 0 | 0 | 0 | -6.6845 | -6.6845 | 2567.2028 | 19202.6766 |  | 0
1916-06-05 | 0 | 0 | 0 | 0 | -6.6845 | -6.6845 | 2560.5183 | 19152.6765 |  | 0
1916-06-06 | 0 | 0 | 0 | 0 | -6.6845 | -6.6845 | 2553.8338 | 19102.6765 |  | 0
1916-06-07 | 0 | 0 | 0 | 0 | -6.6845 | -6.6845 | 2547.1493 | 19052.6764 |  | 0
1916-06-08 | 0.0033333 | 8.3843 | 3.6551 | 3.6551 | -1.9553 | -1.9553 | 2545.1939 | 19038.0507 |  | 0
1916-06-09 | 0 | 0 | 0 | 0 | -6.6845 | -6.6845 | 2538.5094 | 18988.0506 |  | 0
1916-06-10 | 0.011667 | 29.3449 | 3.6551 | 3.6551 | 19.0054 | 19.0054 | 2557.5148 | 19130.2106 |  | 0
1916-06-11 | 0 | 0 | 0 | 0 | -6.6845 | -6.6845 | 2550.8303 | 19080.2106 |  | 0
1916-06-12 | 0 | 0 | 0 | 0 | -6.6845 | -6.6845 | 2544.1458 | 19030.2105 |  | 0
1916-06-13 | 0 | 0 | 0 | 0 | -6.6845 | -6.6845 | 2537.4613 | 18980.2105 |  | 0
1916-06-14 | 0 | 0 | 0 | 0 | -6.6845 | -6.6845 | 2530.7768 | 18930.2104 |  | 0
1916-06-15 | 0 | 0 | 0 | 0 | -6.6845 | -6.6845 | 2524.0923 | 18880.2103 |  | 0
1916-06-16 | 0.036667 | 92.2269 | 3.6551 | 3.6551 | 81.8874 | 81.8874 | 2605.9796 | 19492.7277 |  | 0
1916-06-17 | 0 | 0 | 0 | 0 | -6.6845 | -6.6845 | 2599.2951 | 19442.7277 |  | 0
1916-06-18 | 0 | 0 | 0 | 0 | -6.6845 | -6.6845 | 2592.6106 | 19392.7276 |  | 0
1916-06-19 | 0 | 0 | 0 | 0 | -6.6845 | -6.6845 | 2585.9261 | 19342.7276 |  | 0
1916-06-20 | 0 | 0 | 0 | 0 | -6.6845 | -6.6845 | 2579.2416 | 19292.7275 |  | 0
1916-06-21 | 0 | 0 | 0 | 0 | -6.6845 | -6.6845 | 2572.5571 | 19242.7274 |  | 0
1916-06-22 | 0 | 0 | 0 | 0 | -6.6845 | -6.6845 | 2565.8726 | 19192.7274 |  | 0
1916-06-23 | 0 | 0 | 0 | 0 | -6.6845 | -6.6845 | 2559.1881 | 19142.7273 |  | 0
1916-06-24 | 0 | 0 | 0 | 0 | -6.6845 | -6.6845 | 2552.5036 | 19092.7273 |  | 0
1916-06-25 | 0.0041667 | 10.4803 | 3.6551 | 3.6551 | 0.14075 | 0.14075 | 2552.6444 | 19093.7801 |  | 0
1916-06-26 | 0 | 0 | 0 | 0 | -6.6845 | -6.6845 | 2545.9599 | 19043.78 |  | 0
1916-06-27 | 0 | 0 | 0 | 0 | -6.6845 | -6.6845 | 2539.2754 | 18993.78 |  | 0
1916-06-28 | 0 | 0 | 0 | 0 | -6.6845 | -6.6845 | 2532.5909 | 18943.7799 |  | 0
1916-06-29 | 0 | 0 | 0 | 0 | -6.6845 | -6.6845 | 2525.9064 | 18893.7799 |  | 0
1916-06-30 | 0 | 0 | 0 | 0 | -6.6845 | -6.6845 | 2519.2219 | 18843.7798 |  | 0
1916-07-01 | 0 | 0 | 0 | 0 | -6.6845 | -6.6845 | 2512.5374 | 18793.7797 |  | 0
1916-07-02 | 0 | 0 | 0 | 0 | -6.6845 | -6.6845 | 2505.8529 | 18743.7797 |  | 0
1916-07-03 | 0 | 0 | 0 | 0 | -6.6845 | -6.6845 | 2499.1684 | 18693.7796 |  | 0
1916-07-04 | 0 | 0 | 0 | 0 | -6.6845 | -6.6845 | 2492.4839 | 18643.7796 |  | 0
1916-07-05 | 0 | 0 | 0 | 0 | -6.6845 | -6.6845 | 2485.7994 | 18593.7795 |  | 0
1916-07-06 | 0.041667 | 104.8033 | 3.6551 | 3.6551 | 94.4638 | 94.4638 | 2580.2632 | 19300.3684 |  | 0
1916-07-07 | 0 | 0 | 0 | 0 | -6.6845 | -6.6845 | 2573.5787 | 19250.3683 |  | 0
1916-07-08 | 0 | 0 | 0 | 0 | -6.6845 | -6.6845 | 2566.8942 | 19200.3682 |  | 0
1916-07-09 | 0 | 0 | 0 | 0 | -6.6845 | -6.6845 | 2560.2097 | 19150.3682 |  | 0
1916-07-10 | 0 | 0 | 0 | 0 | -6.6845 | -6.6845 | 2553.5252 | 19100.3681 |  | 0
1916-07-11 | 0 | 0 | 0 | 0 | -6.6845 | -6.6845 | 2546.8407 | 19050.3681 |  | 0
1916-07-12 | 0 | 0 | 0 | 0 | -6.6845 | -6.6845 | 2540.1562 | 19000.368 |  | 0
1916-07-13 | 0 | 0 | 0 | 0 | -6.6845 | -6.6845 | 2533.4717 | 18950.3679 |  | 0
1916-07-14 | 0 | 0 | 0 | 0 | -6.6845 | -6.6845 | 2526.7872 | 18900.3679 |  | 0
1916-07-15 | 0 | 0 | 0 | 0 | -6.6845 | -6.6845 | 2520.1027 | 18850.3678 |  | 0
1916-07-16 | 0.125 | 314.41 | 3.6551 | 3.6551 | 304.0704 | 304.0704 | 2824.1731 | 21124.8146 |  | 0
1916-07-17 | 0 | 0 | 0 | 0 | -6.6845 | -6.6845 | 2817.4886 | 21074.8145 |  | 0
1916-07-18 | 0 | 0 | 0 | 0 | -6.6845 | -6.6845 | 2810.8041 | 21024.8144 |  | 0
1916-07-19 | 0 | 0 | 0 | 0 | -6.6845 | -6.6845 | 2804.1196 | 20974.8144 |  | 0
1916-07-20 | 0 | 0 | 0 | 0 | -6.6845 | -6.6845 | 2797.4351 | 20924.8143 |  | 0
1916-07-21 | 0.034167 | 85.9387 | 3.6551 | 3.6551 | 75.5992 | 75.5992 | 2873.0342 | 21490.296 |  | 0
1916-07-22 | 0 | 0 | 0 | 0 | -6.6845 | -6.6845 | 2866.3497 | 21440.2959 |  | 0
1916-07-23 | 0 | 0 | 0 | 0 | -6.6845 | -6.6845 | 2859.6652 | 21390.2959 |  | 0
1916-07-24 | 0 | 0 | 0 | 0 | -6.6845 | -6.6845 | 2852.9807 | 21340.2958 |  | 0
1916-07-25 | 0 | 0 | 0 | 0 | -6.6845 | -6.6845 | 2846.2962 | 21290.2958 |  | 0
1916-07-26 | 0 | 0 | 0 | 0 | -6.6845 | -6.6845 | 2839.6117 | 21240.2957 |  | 0
1916-07-27 | 0 | 0 | 0 | 0 | -6.6845 | -6.6845 | 2832.9272 | 21190.2956 |  | 0
1916-07-28 | 0.014167 | 35.6331 | 3.6551 | 3.6551 | 25.2936 | 25.2936 | 2858.2208 | 21379.4914 |  | 0
1916-07-29 | 0.0375 | 94.323 | 3.6551 | 3.6551 | 83.9834 | 83.9834 | 2942.2042 | 22007.6874 |  | 0
1916-07-30 | 0.0125 | 31.441 | 3.6551 | 3.6551 | 21.1014 | 21.1014 | 2963.3056 | 22165.526 |  | 0
1916-07-31 | 0 | 0 | 0 | 0 | -6.6845 | -6.6845 | 2956.6211 | 22115.526 |  | 0
1916-08-01 | 0 | 0 | 0 | 0 | -6.6845 | -6.6845 | 2949.9366 | 22065.5259 |  | 0
1916-08-02 | 0 | 0 | 0 | 0 | -6.6845 | -6.6845 | 2943.2521 | 22015.5258 |  | 0
1916-08-03 | 0 | 0 | 0 | 0 | -6.6845 | -6.6845 | 2936.5676 | 21965.5258 |  | 0
1916-08-04 | 0 | 0 | 0 | 0 | -6.6845 | -6.6845 | 2929.8831 | 21915.5257 |  | 0
1916-08-05 | 0 | 0 | 0 | 0 | -6.6845 | -6.6845 | 2923.1986 | 21865.5257 |  | 0
1916-08-06 | 0.079167 | 199.1263 | 3.6551 | 3.6551 | 188.7868 | 188.7868 | 3111.9854 | 23277.6506 |  | 0
1916-08-07 | 0 | 0 | 0 | 0 | -6.6845 | -6.6845 | 3105.3009 | 23227.6505 |  | 0
1916-08-08 | 0 | 0 | 0 | 0 | -6.6845 | -6.6845 | 3098.6164 | 23177.6504 |  | 0
1916-08-09 | 0 | 0 | 0 | 0 | -6.6845 | -6.6845 | 3091.9319 | 23127.6504 |  | 0
1916-08-10 | 0 | 0 | 0 | 0 | -6.6845 | -6.6845 | 3085.2474 | 23077.6503 |  | 0
1916-08-11 | 0 | 0 | 0 | 0 | -6.6845 | -6.6845 | 3078.5629 | 23027.6503 |  | 0
1916-08-12 | 0 | 0 | 0 | 0 | -6.6845 | -6.6845 | 3071.8784 | 22977.6502 |  | 0
1916-08-13 | 0 | 0 | 0 | 0 | -6.6845 | -6.6845 | 3065.1939 | 22927.6501 |  | 0
1916-08-14 | 0 | 0 | 0 | 0 | -6.6845 | -6.6845 | 3058.5094 | 22877.6501 |  | 0
1916-08-15 | 0 | 0 | 0 | 0 | -6.6845 | -6.6845 | 3051.8249 | 22827.65 |  | 0
1916-08-16 | 0 | 0 | 0 | 0 | -6.6845 | -6.6845 | 3045.1404 | 22777.65 |  | 0
1916-08-17 | 0.083333 | 209.6067 | 3.6551 | 3.6551 | 199.2671 | 199.2671 | 3244.4075 | 24268.1678 |  | 0
1916-08-18 | 0 | 0 | 0 | 0 | -6.6845 | -6.6845 | 3237.723 | 24218.1677 |  | 0
1916-08-19 | 0.030833 | 77.5545 | 3.6551 | 3.6551 | 67.2149 | 67.2149 | 3304.9378 | 24720.9351 |  | 0
1916-08-20 | 0.0083333 | 20.9607 | 3.6551 | 3.6551 | 10.6211 | 10.6211 | 3315.5589 | 24800.3808 |  | 0
1916-08-21 | 0 | 0 | 0 | 0 | -6.6845 | -6.6845 | 3308.8744 | 24750.3807 |  | 0
1916-08-22 | 0 | 0 | 0 | 0 | -6.6845 | -6.6845 | 3302.1899 | 24700.3807 |  | 0
1916-08-23 | 0 | 0 | 0 | 0 | -6.6845 | -6.6845 | 3295.5054 | 24650.3806 |  | 0
1916-08-24 | 0 | 0 | 0 | 0 | -6.6845 | -6.6845 | 3288.8209 | 24600.3805 |  | 0
1916-08-25 | 0 | 0 | 0 | 0 | -6.6845 | -6.6845 | 3282.1364 | 24550.3805 |  | 0
1916-08-26 | 0 | 0 | 0 | 0 | -6.6845 | -6.6845 | 3275.4519 | 24500.3804 |  | 0
1916-08-27 | 0 | 0 | 0 | 0 | -6.6845 | -6.6845 | 3268.7674 | 24450.3804 |  | 0
1916-08-28 | 0 | 0 | 0 | 0 | -6.6845 | -6.6845 | 3262.0829 | 24400.3803 |  | 0
1916-08-29 | 0 | 0 | 0 | 0 | -6.6845 | -6.6845 | 3255.3984 | 24350.3802 |  | 0
1916-08-30 | 0.020833 | 52.4017 | 3.6551 | 3.6551 | 42.0621 | 42.0621 | 3297.4605 | 24665.0047 |  | 0
1916-08-31 | 0.018333 | 46.1135 | 3.6551 | 3.6551 | 35.7739 | 35.7739 | 3333.2344 | 24932.5933 |  | 0
1916-09-01 | 0 | 0 | 0 | 0 | -6.6845 | -6.6845 | 3326.5499 | 24882.5933 |  | 0
1916-09-02 | 0 | 0 | 0 | 0 | -6.6845 | -6.6845 | 3319.8654 | 24832.5932 |  | 0
1916-09-03 | 0 | 0 | 0 | 0 | -6.6845 | -6.6845 | 3313.1809 | 24782.5931 |  | 0
1916-09-04 | 0 | 0 | 0 | 0 | -6.6845 | -6.6845 | 3306.4964 | 24732.5931 |  | 0
1916-09-05 | 0 | 0 | 0 | 0 | -6.6845 | -6.6845 | 3299.8119 | 24682.593 |  | 0
1916-09-06 | 0 | 0 | 0 | 0 | -6.6845 | -6.6845 | 3293.1274 | 24632.593 |  | 0
1916-09-07 | 0 | 0 | 0 | 0 | -6.6845 | -6.6845 | 3286.4429 | 24582.5929 |  | 0
1916-09-08 | 0.05 | 125.764 | 3.6551 | 3.6551 | 115.4244 | 115.4244 | 3401.8673 | 25445.9676 |  | 0
1916-09-09 | 0 | 0 | 0 | 0 | -6.6845 | -6.6845 | 3395.1828 | 25395.9675 |  | 0
1916-09-10 | 0 | 0 | 0 | 0 | -6.6845 | -6.6845 | 3388.4983 | 25345.9674 |  | 0
1916-09-11 | 0 | 0 | 0 | 0 | -6.6845 | -6.6845 | 3381.8138 | 25295.9674 |  | 0
1916-09-12 | 0 | 0 | 0 | 0 | -6.6845 | -6.6845 | 3375.1293 | 25245.9673 |  | 0
1916-09-13 | 0 | 0 | 0 | 0 | -6.6845 | -6.6845 | 3368.4448 | 25195.9673 |  | 0
1916-09-14 | 0 | 0 | 0 | 0 | -6.6845 | -6.6845 | 3361.7603 | 25145.9672 |  | 0
1916-09-15 | 0 | 0 | 0 | 0 | -6.6845 | -6.6845 | 3355.0758 | 25095.9671 |  | 0
1916-09-16 | 0 | 0 | 0 | 0 | -6.6845 | -6.6845 | 3348.3913 | 25045.9671 |  | 0
1916-09-17 | 0 | 0 | 0 | 0 | -6.6845 | -6.6845 | 3341.7068 | 24995.967 |  | 0
1916-09-18 | 0 | 0 | 0 | 0 | -6.6845 | -6.6845 | 3335.0223 | 24945.967 |  | 0
1916-09-19 | 0 | 0 | 0 | 0 | -6.6845 | -6.6845 | 3328.3378 | 24895.9669 |  | 0
1916-09-20 | 0 | 0 | 0 | 0 | -6.6845 | -6.6845 | 3321.6533 | 24845.9668 |  | 0
1916-09-21 | 0 | 0 | 0 | 0 | -6.6845 | -6.6845 | 3314.9688 | 24795.9668 |  | 0
1916-09-22 | 0 | 0 | 0 | 0 | -6.6845 | -6.6845 | 3308.2843 | 24745.9667 |  | 0
1916-09-23 | 0 | 0 | 0 | 0 | -6.6845 | -6.6845 | 3301.5998 | 24695.9667 |  | 0
1916-09-24 | 0 | 0 | 0 | 0 | -6.6845 | -6.6845 | 3294.9153 | 24645.9666 |  | 0
1916-09-25 | 0 | 0 | 0 | 0 | -6.6845 | -6.6845 | 3288.2308 | 24595.9665 |  | 0
1916-09-26 | 0 | 0 | 0 | 0 | -6.6845 | -6.6845 | 3281.5463 | 24545.9665 |  | 0
1916-09-27 | 0 | 0 | 0 | 0 | -6.6845 | -6.6845 | 3274.8618 | 24495.9664 |  | 0
1916-09-28 | 0 | 0 | 0 | 0 | -6.6845 | -6.6845 | 3268.1773 | 24445.9664 |  | 0
1916-09-29 | 0 | 0 | 0 | 0 | -6.6845 | -6.6845 | 3261.4928 | 24395.9663 |  | 0
1916-09-30 | 0 | 0 | 0 | 0 | -6.6845 | -6.6845 | 3254.8083 | 24345.9662 |  | 0
1916-10-01 | 0 | 0 | 0 | 0 | -6.6845 | -6.6845 | 3248.1238 | 24295.9662 |  | 0
1916-10-02 | 0 | 0 | 0 | 0 | -6.6845 | -6.6845 | 3241.4393 | 24245.9661 |  | 0
1916-10-03 | 0 | 0 | 0 | 0 | -6.6845 | -6.6845 | 3234.7548 | 24195.9661 |  | 0
1916-10-04 | 0 | 0 | 0 | 0 | -6.6845 | -6.6845 | 3228.0703 | 24145.966 |  | 0
1916-10-05 | 0 | 0 | 0 | 0 | -6.6845 | -6.6845 | 3221.3858 | 24095.9659 |  | 0
1916-10-06 | 0 | 0 | 0 | 0 | -6.6845 | -6.6845 | 3214.7013 | 24045.9659 |  | 0
1916-10-07 | 0 | 0 | 0 | 0 | -6.6845 | -6.6845 | 3208.0168 | 23995.9658 |  | 0
1916-10-08 | 0 | 0 | 0 | 0 | -6.6845 | -6.6845 | 3201.3323 | 23945.9658 |  | 0
1916-10-09 | 0 | 0 | 0 | 0 | -6.6845 | -6.6845 | 3194.6478 | 23895.9657 |  | 0
1916-10-10 | 0 | 0 | 0 | 0 | -6.6845 | -6.6845 | 3187.9633 | 23845.9656 |  | 0
1916-10-11 | 0.15 | 377.292 | 3.6551 | 3.6551 | 366.9524 | 366.9524 | 3554.9157 | 26590.7697 |  | 0
1916-10-12 | 0 | 0 | 0 | 0 | -6.6845 | -6.6845 | 3548.2312 | 26540.7697 |  | 0
1916-10-13 | 0 | 0 | 0 | 0 | -6.6845 | -6.6845 | 3541.5467 | 26490.7696 |  | 0
1916-10-14 | 0 | 0 | 0 | 0 | -6.6845 | -6.6845 | 3534.8622 | 26440.7696 |  | 0
1916-10-15 | 0 | 0 | 0 | 0 | -6.6845 | -6.6845 | 3528.1777 | 26390.7695 |  | 0
1916-10-16 | 0 | 0 | 0 | 0 | -6.6845 | -6.6845 | 3521.4932 | 26340.7694 |  | 0
1916-10-17 | 0 | 0 | 0 | 0 | -6.6845 | -6.6845 | 3514.8087 | 26290.7694 |  | 0
1916-10-18 | 0 | 0 | 0 | 0 | -6.6845 | -6.6845 | 3508.1242 | 26240.7693 |  | 0
1916-10-19 | 0 | 0 | 0 | 0 | -6.6845 | -6.6845 | 3501.4397 | 26190.7693 |  | 0
1916-10-20 | 0 | 0 | 0 | 0 | -6.6845 | -6.6845 | 3494.7552 | 26140.7692 |  | 0
1916-10-21 | 0 | 0 | 0 | 0 | -6.6845 | -6.6845 | 3488.0707 | 26090.7691 |  | 0
1916-10-22 | 0 | 0 | 0 | 0 | -6.6845 | -6.6845 | 3481.3862 | 26040.7691 |  | 0
1916-10-23 | 0 | 0 | 0 | 0 | -6.6845 | -6.6845 | 3474.7017 | 25990.769 |  | 0
1916-10-24 | 0 | 0 | 0 | 0 | -6.6845 | -6.6845 | 3468.0172 | 25940.769 |  | 0
1916-10-25 | 0 | 0 | 0 | 0 | -6.6845 | -6.6845 | 3461.3327 | 25890.7689 |  | 0
1916-10-26 | 0 | 0 | 0 | 0 | -6.6845 | -6.6845 | 3454.6482 | 25840.7688 |  | 0
1916-10-27 | 0 | 0 | 0 | 0 | -6.6845 | -6.6845 | 3447.9637 | 25790.7688 |  | 0
1916-10-28 | 0 | 0 | 0 | 0 | -6.6845 | -6.6845 | 3441.2792 | 25740.7687 |  | 0
1916-10-29 | 0 | 0 | 0 | 0 | -6.6845 | -6.6845 | 3434.5947 | 25690.7687 |  | 0
1916-10-30 | 0 | 0 | 0 | 0 | -6.6845 | -6.6845 | 3427.9102 | 25640.7686 |  | 0
1916-10-31 | 0 | 0 | 0 | 0 | -6.6845 | -6.6845 | 3421.2257 | 25590.7685 |  | 0
1916-11-01 | 0 | 0 | 0 | 0 | -6.6845 | -6.6845 | 3414.5412 | 25540.7685 |  | 0
1916-11-02 | 0 | 0 | 0 | 0 | -6.6845 | -6.6845 | 3407.8567 | 25490.7684 |  | 0
1916-11-03 | 0 | 0 | 0 | 0 | -6.6845 | -6.6845 | 3401.1722 | 25440.7684 |  | 0
1916-11-04 | 0 | 0 | 0 | 0 | -6.6845 | -6.6845 | 3394.4877 | 25390.7683 |  | 0
1916-11-05 | 0 | 0 | 0 | 0 | -6.6845 | -6.6845 | 3387.8032 | 25340.7682 |  | 0
1916-11-06 | 0 | 0 | 0 | 0 | -6.6845 | -6.6845 | 3381.1187 | 25290.7682 |  | 0
1916-11-07 | 0 | 0 | 0 | 0 | -6.6845 | -6.6845 | 3374.4342 | 25240.7681 |  | 0
1916-11-08 | 0 | 0 | 0 | 0 | -6.6845 | -6.6845 | 3367.7497 | 25190.7681 |  | 0
1916-11-09 | 0 | 0 | 0 | 0 | -6.6845 | -6.6845 | 3361.0652 | 25140.768 |  | 0
1916-11-10 | 0 | 0 | 0 | 0 | -6.6845 | -6.6845 | 3354.3807 | 25090.7679 |  | 0
1916-11-11 | 0 | 0 | 0 | 0 | -6.6845 | -6.6845 | 3347.6962 | 25040.7679 |  | 0
1916-11-12 | 0 | 0 | 0 | 0 | -6.6845 | -6.6845 | 3341.0117 | 24990.7678 |  | 0
1916-11-13 | 0 | 0 | 0 | 0 | -6.6845 | -6.6845 | 3334.3272 | 24940.7678 |  | 0
1916-11-14 | 0 | 0 | 0 | 0 | -6.6845 | -6.6845 | 3327.6427 | 24890.7677 |  | 0
1916-11-15 | 0 | 0 | 0 | 0 | -6.6845 | -6.6845 | 3320.9582 | 24840.7676 |  | 0
1916-11-16 | 0 | 0 | 0 | 0 | -6.6845 | -6.6845 | 3314.2737 | 24790.7676 |  | 0
1916-11-17 | 0 | 0 | 0 | 0 | -6.6845 | -6.6845 | 3307.5892 | 24740.7675 |  | 0
1916-11-18 | 0 | 0 | 0 | 0 | -6.6845 | -6.6845 | 3300.9047 | 24690.7675 |  | 0
1916-11-19 | 0 | 0 | 0 | 0 | -6.6845 | -6.6845 | 3294.2202 | 24640.7674 |  | 0
1916-11-20 | 0 | 0 | 0 | 0 | -6.6845 | -6.6845 | 3287.5357 | 24590.7673 |  | 0
1916-11-21 | 0 | 0 | 0 | 0 | -6.6845 | -6.6845 | 3280.8512 | 24540.7673 |  | 0
1916-11-22 | 0 | 0 | 0 | 0 | -6.6845 | -6.6845 | 3274.1667 | 24490.7672 |  | 0
1916-11-23 | 0 | 0 | 0 | 0 | -6.6845 | -6.6845 | 3267.4822 | 24440.7672 |  | 0
1916-11-24 | 0 | 0 | 0 | 0 | -6.6845 | -6.6845 | 3260.7977 | 24390.7671 |  | 0
1916-11-25 | 0 | 0 | 0 | 0 | -6.6845 | -6.6845 | 3254.1132 | 24340.767 |  | 0
1916-11-26 | 0 | 0 | 0 | 0 | -6.6845 | -6.6845 | 3247.4287 | 24290.767 |  | 0
1916-11-27 | 0 | 0 | 0 | 0 | -6.6845 | -6.6845 | 3240.7442 | 24240.7669 |  | 0
1916-11-28 | 0 | 0 | 0 | 0 | -6.6845 | -6.6845 | 3234.0597 | 24190.7669 |  | 0
1916-11-29 | 0 | 0 | 0 | 0 | -6.6845 | -6.6845 | 3227.3752 | 24140.7668 |  | 0
1916-11-30 | 0 | 0 | 0 | 0 | -6.6845 | -6.6845 | 3220.6907 | 24090.7667 |  | 0
1916-12-01 | 0 | 0 | 0 | 0 | -6.6845 | -6.6845 | 3214.0062 | 24040.7667 |  | 0
1916-12-02 | 0 | 0 | 0 | 0 | -6.6845 | -6.6845 | 3207.3217 | 23990.7666 |  | 0
1916-12-03 | 0 | 0 | 0 | 0 | -6.6845 | -6.6845 | 3200.6372 | 23940.7666 |  | 0
1916-12-04 | 0 | 0 | 0 | 0 | -6.6845 | -6.6845 | 3193.9527 | 23890.7665 |  | 0
1916-12-05 | 0 | 0 | 0 | 0 | -6.6845 | -6.6845 | 3187.2682 | 23840.7664 |  | 0
1916-12-06 | 0 | 0 | 0 | 0 | -6.6845 | -6.6845 | 3180.5837 | 23790.7664 |  | 0
1916-12-07 | 0 | 0 | 0 | 0 | -6.6845 | -6.6845 | 3173.8992 | 23740.7663 |  | 0
1916-12-08 | 0 | 0 | 0 | 0 | -6.6845 | -6.6845 | 3167.2147 | 23690.7663 |  | 0
1916-12-09 | 0 | 0 | 0 | 0 | -6.6845 | -6.6845 | 3160.5302 | 23640.7662 |  | 0
1916-12-10 | 0 | 0 | 0 | 0 | -6.6845 | -6.6845 | 3153.8457 | 23590.7661 |  | 0
1916-12-11 | 0 | 0 | 0 | 0 | -6.6845 | -6.6845 | 3147.1612 | 23540.7661 |  | 0
1916-12-12 | 0 | 0 | 0 | 0 | -6.6845 | -6.6845 | 3140.4767 | 23490.766 |  | 0
1916-12-13 | 0 | 0 | 0 | 0 | -6.6845 | -6.6845 | 3133.7922 | 23440.766 |  | 0
1916-12-14 | 0 | 0 | 0 | 0 | -6.6845 | -6.6845 | 3127.1077 | 23390.7659 |  | 0
1916-12-15 | 0 | 0 | 0 | 0 | -6.6845 | -6.6845 | 3120.4232 | 23340.7658 |  | 0
1916-12-16 | 0 | 0 | 0 | 0 | -6.6845 | -6.6845 | 3113.7387 | 23290.7658 |  | 0
1916-12-17 | 0 | 0 | 0 | 0 | -6.6845 | -6.6845 | 3107.0542 | 23240.7657 |  | 0
1916-12-18 | 0 | 0 | 0 | 0 | -6.6845 | -6.6845 | 3100.3697 | 23190.7657 |  | 0
1916-12-19 | 0 | 0 | 0 | 0 | -6.6845 | -6.6845 | 3093.6852 | 23140.7656 |  | 0
1916-12-20 | 0 | 0 | 0 | 0 | -6.6845 | -6.6845 | 3087.0007 | 23090.7655 |  | 0
1916-12-21 | 0 | 0 | 0 | 0 | -6.6845 | -6.6845 | 3080.3162 | 23040.7655 |  | 0
1916-12-22 | 0 | 0 | 0 | 0 | -6.6845 | -6.6845 | 3073.6317 | 22990.7654 |  | 0
1916-12-23 | 0 | 0 | 0 | 0 | -6.6845 | -6.6845 | 3066.9472 | 22940.7654 |  | 0
1916-12-24 | 0 | 0 | 0 | 0 | -6.6845 | -6.6845 | 3060.2627 | 22890.7653 |  | 0
1916-12-25 | 0 | 0 | 0 | 0 | -6.6845 | -6.6845 | 3053.5782 | 22840.7652 |  | 0
1916-12-26 | 0 | 0 | 0 | 0 | -6.6845 | -6.6845 | 3046.8937 | 22790.7652 |  | 0
1916-12-27 | 0 | 0 | 0 | 0 | -6.6845 | -6.6845 | 3040.2092 | 22740.7651 |  | 0
1916-12-28 | 0 | 0 | 0 | 0 | -6.6845 | -6.6845 | 3033.5247 | 22690.7651 |  | 0
1916-12-29 | 0 | 0 | 0 | 0 | -6.6845 | -6.6845 | 3026.8402 | 22640.765 |  | 0
1916-12-30 | 0 | 0 | 0 | 0 | -6.6845 | -6.6845 | 3020.1557 | 22590.7649 |  | 0
1916-12-31 | 0 | 0 | 0 | 0 | -6.6845 | -6.6845 | 3013.4712 | 22540.7649 |  | 0
1917-01-01 | 0 | 0 | 0 | 0 | -6.6845 | -6.6845 | 3006.7867 | 22490.7648 |  | 0
1917-01-02 | 0 | 0 | 0 | 0 | -6.6845 | -6.6845 | 3000.1022 | 22440.7648 |  | 0
1917-01-03 | 0 | 0 | 0 | 0 | -6.6845 | -6.6845 | 2993.4177 | 22390.7647 |  | 0
1917-01-04 | 0 | 0 | 0 | 0 | -6.6845 | -6.6845 | 2986.7332 | 22340.7646 |  | 0
1917-01-05 | 0 | 0 | 0 | 0 | -6.6845 | -6.6845 | 2980.0487 | 22290.7646 |  | 0
1917-01-06 | 0 | 0 | 0 | 0 | -6.6845 | -6.6845 | 2973.3642 | 22240.7645 |  | 0
1917-01-07 | 0 | 0 | 0 | 0 | -6.6845 | -6.6845 | 2966.6797 | 22190.7645 |  | 0
1917-01-08 | 0 | 0 | 0 | 0 | -6.6845 | -6.6845 | 2959.9952 | 22140.7644 |  | 0
1917-01-09 | 0 | 0 | 0 | 0 | -6.6845 | -6.6845 | 2953.3107 | 22090.7643 |  | 0
1917-01-10 | 0 | 0 | 0 | 0 | -6.6845 | -6.6845 | 2946.6262 | 22040.7643 |  | 0
1917-01-11 | 0 | 0 | 0 | 0 | -6.6845 | -6.6845 | 2939.9417 | 21990.7642 |  | 0
1917-01-12 | 0 | 0 | 0 | 0 | -6.6845 | -6.6845 | 2933.2572 | 21940.7642 |  | 0
1917-01-13 | 0 | 0 | 0 | 0 | -6.6845 | -6.6845 | 2926.5727 | 21890.7641 |  | 0
1917-01-14 | 0.025 | 62.882 | 3.6551 | 3.6551 | 52.5424 | 52.5424 | 2979.1152 | 22283.7814 |  | 0
1917-01-15 | 0 | 0 | 0 | 0 | -6.6845 | -6.6845 | 2972.4307 | 22233.7813 |  | 0
1917-01-16 | 0 | 0 | 0 | 0 | -6.6845 | -6.6845 | 2965.7462 | 22183.7813 |  | 0
1917-01-17 | 0 | 0 | 0 | 0 | -6.6845 | -6.6845 | 2959.0617 | 22133.7812 |  | 0
1917-01-18 | 0.019167 | 48.2095 | 3.6551 | 3.6551 | 37.87 | 37.87 | 2996.9316 | 22417.0485 |  | 0
1917-01-19 | 0 | 0 | 0 | 0 | -6.6845 | -6.6845 | 2990.2471 | 22367.0484 |  | 0
1917-01-20 | 0 | 0 | 0 | 0 | -6.6845 | -6.6845 | 2983.5626 | 22317.0484 |  | 0
1917-01-21 | 0 | 0 | 0 | 0 | -6.6845 | -6.6845 | 2976.8781 | 22267.0483 |  | 0
1917-01-22 | 0 | 0 | 0 | 0 | -6.6845 | -6.6845 | 2970.1936 | 22217.0482 |  | 0
1917-01-23 | 0 | 0 | 0 | 0 | -6.6845 | -6.6845 | 2963.5091 | 22167.0482 |  | 0
1917-01-24 | 0 | 0 | 0 | 0 | -6.6845 | -6.6845 | 2956.8246 | 22117.0481 |  | 0
1917-01-25 | 0 | 0 | 0 | 0 | -6.6845 | -6.6845 | 2950.1401 | 22067.0481 |  | 0
1917-01-26 | 0 | 0 | 0 | 0 | -6.6845 | -6.6845 | 2943.4556 | 22017.048 |  | 0
1917-01-27 | 0 | 0 | 0 | 0 | -6.6845 | -6.6845 | 2936.7711 | 21967.0479 |  | 0
1917-01-28 | 0 | 0 | 0 | 0 | -6.6845 | -6.6845 | 2930.0866 | 21917.0479 |  | 0
1917-01-29 | 0 | 0 | 0 | 0 | -6.6845 | -6.6845 | 2923.4021 | 21867.0478 |  | 0
1917-01-30 | 0 | 0 | 0 | 0 | -6.6845 | -6.6845 | 2916.7176 | 21817.0478 |  | 0
1917-01-31 | 0 | 0 | 0 | 0 | -6.6845 | -6.6845 | 2910.0331 | 21767.0477 |  | 0
1917-02-01 | 0 | 0 | 0 | 0 | -6.6845 | -6.6845 | 2903.3486 | 21717.0476 |  | 0
1917-02-02 | 0 | 0 | 0 | 0 | -6.6845 | -6.6845 | 2896.6641 | 21667.0476 |  | 0
1917-02-03 | 0 | 0 | 0 | 0 | -6.6845 | -6.6845 | 2889.9796 | 21617.0475 |  | 0
1917-02-04 | 0 | 0 | 0 | 0 | -6.6845 | -6.6845 | 2883.2951 | 21567.0475 |  | 0
1917-02-05 | 0 | 0 | 0 | 0 | -6.6845 | -6.6845 | 2876.6106 | 21517.0474 |  | 0
1917-02-06 | 0 | 0 | 0 | 0 | -6.6845 | -6.6845 | 2869.9261 | 21467.0473 |  | 0
1917-02-07 | 0 | 0 | 0 | 0 | -6.6845 | -6.6845 | 2863.2416 | 21417.0473 |  | 0
1917-02-08 | 0 | 0 | 0 | 0 | -6.6845 | -6.6845 | 2856.5571 | 21367.0472 |  | 0
1917-02-09 | 0 | 0 | 0 | 0 | -6.6845 | -6.6845 | 2849.8726 | 21317.0472 |  | 0
1917-02-10 | 0 | 0 | 0 | 0 | -6.6845 | -6.6845 | 2843.1881 | 21267.0471 |  | 0
1917-02-11 | 0 | 0 | 0 | 0 | -6.6845 | -6.6845 | 2836.5036 | 21217.047 |  | 0
1917-02-12 | 0 | 0 | 0 | 0 | -6.6845 | -6.6845 | 2829.8191 | 21167.047 |  | 0
1917-02-13 | 0 | 0 | 0 | 0 | -6.6845 | -6.6845 | 2823.1346 | 21117.0469 |  | 0
1917-02-14 | 0 | 0 | 0 | 0 | -6.6845 | -6.6845 | 2816.4501 | 21067.0469 |  | 0
1917-02-15 | 0 | 0 | 0 | 0 | -6.6845 | -6.6845 | 2809.7656 | 21017.0468 |  | 0
1917-02-16 | 0 | 0 | 0 | 0 | -6.6845 | -6.6845 | 2803.0811 | 20967.0467 |  | 0
1917-02-17 | 0 | 0 | 0 | 0 | -6.6845 | -6.6845 | 2796.3966 | 20917.0467 |  | 0
1917-02-18 | 0 | 0 | 0 | 0 | -6.6845 | -6.6845 | 2789.7121 | 20867.0466 |  | 0
1917-02-19 | 0 | 0 | 0 | 0 | -6.6845 | -6.6845 | 2783.0276 | 20817.0466 |  | 0
1917-02-20 | 0 | 0 | 0 | 0 | -6.6845 | -6.6845 | 2776.3431 | 20767.0465 |  | 0
1917-02-21 | 0 | 0 | 0 | 0 | -6.6845 | -6.6845 | 2769.6586 | 20717.0464 |  | 0
1917-02-22 | 0 | 0 | 0 | 0 | -6.6845 | -6.6845 | 2762.9741 | 20667.0464 |  | 0
1917-02-23 | 0 | 0 | 0 | 0 | -6.6845 | -6.6845 | 2756.2896 | 20617.0463 |  | 0
1917-02-24 | 0 | 0 | 0 | 0 | -6.6845 | -6.6845 | 2749.6051 | 20567.0463 |  | 0
1917-02-25 | 0 | 0 | 0 | 0 | -6.6845 | -6.6845 | 2742.9206 | 20517.0462 |  | 0
1917-02-26 | 0 | 0 | 0 | 0 | -6.6845 | -6.6845 | 2736.2361 | 20467.0461 |  | 0
1917-02-27 | 0 | 0 | 0 | 0 | -6.6845 | -6.6845 | 2729.5516 | 20417.0461 |  | 0
1917-02-28 | 0 | 0 | 0 | 0 | -6.6845 | -6.6845 | 2722.8671 | 20367.046 |  | 0
1917-03-01 | 0 | 0 | 0 | 0 | -6.6845 | -6.6845 | 2716.1826 | 20317.046 |  | 0
1917-03-02 | 0 | 0 | 0 | 0 | -6.6845 | -6.6845 | 2709.4981 | 20267.0459 |  | 0
1917-03-03 | 0 | 0 | 0 | 0 | -6.6845 | -6.6845 | 2702.8136 | 20217.0458 |  | 0
1917-03-04 | 0 | 0 | 0 | 0 | -6.6845 | -6.6845 | 2696.1291 | 20167.0458 |  | 0
1917-03-05 | 0 | 0 | 0 | 0 | -6.6845 | -6.6845 | 2689.4446 | 20117.0457 |  | 0
1917-03-06 | 0 | 0 | 0 | 0 | -6.6845 | -6.6845 | 2682.7601 | 20067.0457 |  | 0
1917-03-07 | 0 | 0 | 0 | 0 | -6.6845 | -6.6845 | 2676.0756 | 20017.0456 |  | 0
1917-03-08 | 0 | 0 | 0 | 0 | -6.6845 | -6.6845 | 2669.3911 | 19967.0455 |  | 0
1917-03-09 | 0 | 0 | 0 | 0 | -6.6845 | -6.6845 | 2662.7066 | 19917.0455 |  | 0
1917-03-10 | 0 | 0 | 0 | 0 | -6.6845 | -6.6845 | 2656.0221 | 19867.0454 |  | 0
1917-03-11 | 0 | 0 | 0 | 0 | -6.6845 | -6.6845 | 2649.3376 | 19817.0454 |  | 0
1917-03-12 | 0 | 0 | 0 | 0 | -6.6845 | -6.6845 | 2642.6531 | 19767.0453 |  | 0
1917-03-13 | 0 | 0 | 0 | 0 | -6.6845 | -6.6845 | 2635.9686 | 19717.0452 |  | 0
1917-03-14 | 0 | 0 | 0 | 0 | -6.6845 | -6.6845 | 2629.2841 | 19667.0452 |  | 0
1917-03-15 | 0 | 0 | 0 | 0 | -6.6845 | -6.6845 | 2622.5996 | 19617.0451 |  | 0
1917-03-16 | 0 | 0 | 0 | 0 | -6.6845 | -6.6845 | 2615.9151 | 19567.0451 |  | 0
1917-03-17 | 0 | 0 | 0 | 0 | -6.6845 | -6.6845 | 2609.2306 | 19517.045 |  | 0
1917-03-18 | 0 | 0 | 0 | 0 | -6.6845 | -6.6845 | 2602.5461 | 19467.0449 |  | 0
1917-03-19 | 0 | 0 | 0 | 0 | -6.6845 | -6.6845 | 2595.8616 | 19417.0449 |  | 0
1917-03-20 | 0 | 0 | 0 | 0 | -6.6845 | -6.6845 | 2589.1771 | 19367.0448 |  | 0
1917-03-21 | 0 | 0 | 0 | 0 | -6.6845 | -6.6845 | 2582.4926 | 19317.0448 |  | 0
1917-03-22 | 0 | 0 | 0 | 0 | -6.6845 | -6.6845 | 2575.8081 | 19267.0447 |  | 0
1917-03-23 | 0 | 0 | 0 | 0 | -6.6845 | -6.6845 | 2569.1236 | 19217.0446 |  | 0
1917-03-24 | 0 | 0 | 0 | 0 | -6.6845 | -6.6845 | 2562.4391 | 19167.0446 |  | 0
1917-03-25 | 0 | 0 | 0 | 0 | -6.6845 | -6.6845 | 2555.7546 | 19117.0445 |  | 0
1917-03-26 | 0 | 0 | 0 | 0 | -6.6845 | -6.6845 | 2549.0701 | 19067.0445 |  | 0
1917-03-27 | 0 | 0 | 0 | 0 | -6.6845 | -6.6845 | 2542.3856 | 19017.0444 |  | 0
1917-03-28 | 0 | 0 | 0 | 0 | -6.6845 | -6.6845 | 2535.7011 | 18967.0443 |  | 0
1917-03-29 | 0 | 0 | 0 | 0 | -6.6845 | -6.6845 | 2529.0166 | 18917.0443 |  | 0
1917-03-30 | 0 | 0 | 0 | 0 | -6.6845 | -6.6845 | 2522.3321 | 18867.0442 |  | 0
1917-03-31 | 0 | 0 | 0 | 0 | -6.6845 | -6.6845 | 2515.6476 | 18817.0442 |  | 0
1917-04-01 | 0 | 0 | 0 | 0 | -6.6845 | -6.6845 | 2508.9631 | 18767.0441 |  | 0
1917-04-02 | 0 | 0 | 0 | 0 | -6.6845 | -6.6845 | 2502.2786 | 18717.044 |  | 0
1917-04-03 | 0 | 0 | 0 | 0 | -6.6845 | -6.6845 | 2495.5941 | 18667.044 |  | 0
1917-04-04 | 0 | 0 | 0 | 0 | -6.6845 | -6.6845 | 2488.9096 | 18617.0439 |  | 0
1917-04-05 | 0 | 0 | 0 | 0 | -6.6845 | -6.6845 | 2482.2251 | 18567.0439 |  | 0
1917-04-06 | 0 | 0 | 0 | 0 | -6.6845 | -6.6845 | 2475.5406 | 18517.0438 |  | 0
1917-04-07 | 0 | 0 | 0 | 0 | -6.6845 | -6.6845 | 2468.8561 | 18467.0437 |  | 0
1917-04-08 | 0 | 0 | 0 | 0 | -6.6845 | -6.6845 | 2462.1716 | 18417.0437 |  | 0
1917-04-09 | 0 | 0 | 0 | 0 | -6.6845 | -6.6845 | 2455.4871 | 18367.0436 |  | 0
1917-04-10 | 0 | 0 | 0 | 0 | -6.6845 | -6.6845 | 2448.8026 | 18317.0436 |  | 0
1917-04-11 | 0 | 0 | 0 | 0 | -6.6845 | -6.6845 | 2442.1181 | 18267.0435 |  | 0
1917-04-12 | 0 | 0 | 0 | 0 | -6.6845 | -6.6845 | 2435.4336 | 18217.0434 |  | 0
1917-04-13 | 0 | 0 | 0 | 0 | -6.6845 | -6.6845 | 2428.7491 | 18167.0434 |  | 0
1917-04-14 | 0 | 0 | 0 | 0 | -6.6845 | -6.6845 | 2422.0646 | 18117.0433 |  | 0
1917-04-15 | 0 | 0 | 0 | 0 | -6.6845 | -6.6845 | 2415.3801 | 18067.0433 |  | 0
1917-04-16 | 0 | 0 | 0 | 0 | -6.6845 | -6.6845 | 2408.6956 | 18017.0432 |  | 0
1917-04-17 | 0 | 0 | 0 | 0 | -6.6845 | -6.6845 | 2402.0111 | 17967.0431 |  | 0
1917-04-18 | 0 | 0 | 0 | 0 | -6.6845 | -6.6845 | 2395.3266 | 17917.0431 |  | 0
1917-04-19 | 0 | 0 | 0 | 0 | -6.6845 | -6.6845 | 2388.6421 | 17867.043 |  | 0
1917-04-20 | 0 | 0 | 0 | 0 | -6.6845 | -6.6845 | 2381.9576 | 17817.043 |  | 0
1917-04-21 | 0 | 0 | 0 | 0 | -6.6845 | -6.6845 | 2375.2731 | 17767.0429 |  | 0
1917-04-22 | 0 | 0 | 0 | 0 | -6.6845 | -6.6845 | 2368.5886 | 17717.0428 |  | 0
1917-04-23 | 0 | 0 | 0 | 0 | -6.6845 | -6.6845 | 2361.9041 | 17667.0428 |  | 0
1917-04-24 | 0 | 0 | 0 | 0 | -6.6845 | -6.6845 | 2355.2196 | 17617.0427 |  | 0
1917-04-25 | 0 | 0 | 0 | 0 | -6.6845 | -6.6845 | 2348.5351 | 17567.0427 |  | 0
1917-04-26 | 0 | 0 | 0 | 0 | -6.6845 | -6.6845 | 2341.8506 | 17517.0426 |  | 0
1917-04-27 | 0 | 0 | 0 | 0 | -6.6845 | -6.6845 | 2335.1661 | 17467.0425 |  | 0
1917-04-28 | 0 | 0 | 0 | 0 | -6.6845 | -6.6845 | 2328.4816 | 17417.0425 |  | 0
1917-04-29 | 0 | 0 | 0 | 0 | -6.6845 | -6.6845 | 2321.7971 | 17367.0424 |  | 0
1917-04-30 | 0 | 0 | 0 | 0 | -6.6845 | -6.6845 | 2315.1126 | 17317.0424 |  | 0
1917-05-01 | 0 | 0 | 0 | 0 | -6.6845 | -6.6845 | 2308.4281 | 17267.0423 |  | 0
1917-05-02 | 0 | 0 | 0 | 0 | -6.6845 | -6.6845 | 2301.7436 | 17217.0422 |  | 0
1917-05-03 | 0 | 0 | 0 | 0 | -6.6845 | -6.6845 | 2295.0591 | 17167.0422 |  | 0
1917-05-04 | 0 | 0 | 0 | 0 | -6.6845 | -6.6845 | 2288.3746 | 17117.0421 |  | 0
1917-05-05 | 0 | 0 | 0 | 0 | -6.6845 | -6.6845 | 2281.6901 | 17067.0421 |  | 0
1917-05-06 | 0 | 0 | 0 | 0 | -6.6845 | -6.6845 | 2275.0056 | 17017.042 |  | 0
1917-05-07 | 0 | 0 | 0 | 0 | -6.6845 | -6.6845 | 2268.3211 | 16967.0419 |  | 0
1917-05-08 | 0 | 0 | 0 | 0 | -6.6845 | -6.6845 | 2261.6366 | 16917.0419 |  | 0
1917-05-09 | 0 | 0 | 0 | 0 | -6.6845 | -6.6845 | 2254.9521 | 16867.0418 |  | 0
1917-05-10 | 0 | 0 | 0 | 0 | -6.6845 | -6.6845 | 2248.2676 | 16817.0418 |  | 0
1917-05-11 | 0 | 0 | 0 | 0 | -6.6845 | -6.6845 | 2241.5831 | 16767.0417 |  | 0
1917-05-12 | 0.026667 | 67.0741 | 3.6551 | 3.6551 | 56.7346 | 56.7346 | 2298.3177 | 17191.4162 |  | 0
1917-05-13 | 0 | 0 | 0 | 0 | -6.6845 | -6.6845 | 2291.6332 | 17141.4161 |  | 0
1917-05-14 | 0 | 0 | 0 | 0 | -6.6845 | -6.6845 | 2284.9487 | 17091.416 |  | 0
1917-05-15 | 0 | 0 | 0 | 0 | -6.6845 | -6.6845 | 2278.2642 | 17041.416 |  | 0
1917-05-16 | 0 | 0 | 0 | 0 | -6.6845 | -6.6845 | 2271.5797 | 16991.4159 |  | 0
1917-05-17 | 0 | 0 | 0 | 0 | -6.6845 | -6.6845 | 2264.8952 | 16941.4159 |  | 0
1917-05-18 | 0 | 0 | 0 | 0 | -6.6845 | -6.6845 | 2258.2107 | 16891.4158 |  | 0
1917-05-19 | 0 | 0 | 0 | 0 | -6.6845 | -6.6845 | 2251.5262 | 16841.4157 |  | 0
1917-05-20 | 0 | 0 | 0 | 0 | -6.6845 | -6.6845 | 2244.8417 | 16791.4157 |  | 0
1917-05-21 | 0 | 0 | 0 | 0 | -6.6845 | -6.6845 | 2238.1572 | 16741.4156 |  | 0
1917-05-22 | 0 | 0 | 0 | 0 | -6.6845 | -6.6845 | 2231.4727 | 16691.4156 |  | 0
1917-05-23 | 0 | 0 | 0 | 0 | -6.6845 | -6.6845 | 2224.7882 | 16641.4155 |  | 0
1917-05-24 | 0 | 0 | 0 | 0 | -6.6845 | -6.6845 | 2218.1037 | 16591.4154 |  | 0
1917-05-25 | 0 | 0 | 0 | 0 | -6.6845 | -6.6845 | 2211.4192 | 16541.4154 |  | 0
1917-05-26 | 0 | 0 | 0 | 0 | -6.6845 | -6.6845 | 2204.7347 | 16491.4153 |  | 0
1917-05-27 | 0 | 0 | 0 | 0 | -6.6845 | -6.6845 | 2198.0502 | 16441.4153 |  | 0
1917-05-28 | 0 | 0 | 0 | 0 | -6.6845 | -6.6845 | 2191.3657 | 16391.4152 |  | 0
1917-05-29 | 0 | 0 | 0 | 0 | -6.6845 | -6.6845 | 2184.6812 | 16341.4151 |  | 0
1917-05-30 | 0 | 0 | 0 | 0 | -6.6845 | -6.6845 | 2177.9967 | 16291.4151 |  | 0
1917-05-31 | 0 | 0 | 0 | 0 | -6.6845 | -6.6845 | 2171.3122 | 16241.415 |  | 0
1917-06-01 | 0 | 0 | 0 | 0 | -6.6845 | -6.6845 | 2164.6277 | 16191.415 |  | 0
1917-06-02 | 0 | 0 | 0 | 0 | -6.6845 | -6.6845 | 2157.9432 | 16141.4149 |  | 0
1917-06-03 | 0 | 0 | 0 | 0 | -6.6845 | -6.6845 | 2151.2587 | 16091.4148 |  | 0
1917-06-04 | 0 | 0 | 0 | 0 | -6.6845 | -6.6845 | 2144.5742 | 16041.4148 |  | 0
1917-06-05 | 0 | 0 | 0 | 0 | -6.6845 | -6.6845 | 2137.8897 | 15991.4147 |  | 0
1917-06-06 | 0 | 0 | 0 | 0 | -6.6845 | -6.6845 | 2131.2052 | 15941.4147 |  | 0
1917-06-07 | 0 | 0 | 0 | 0 | -6.6845 | -6.6845 | 2124.5207 | 15891.4146 |  | 0
1917-06-08 | 0 | 0 | 0 | 0 | -6.6845 | -6.6845 | 2117.8362 | 15841.4145 |  | 0
1917-06-09 | 0 | 0 | 0 | 0 | -6.6845 | -6.6845 | 2111.1517 | 15791.4145 |  | 0
1917-06-10 | 0 | 0 | 0 | 0 | -6.6845 | -6.6845 | 2104.4672 | 15741.4144 |  | 0
1917-06-11 | 0 | 0 | 0 | 0 | -6.6845 | -6.6845 | 2097.7827 | 15691.4144 |  | 0
1917-06-12 | 0 | 0 | 0 | 0 | -6.6845 | -6.6845 | 2091.0982 | 15641.4143 |  | 0
1917-06-13 | 0 | 0 | 0 | 0 | -6.6845 | -6.6845 | 2084.4137 | 15591.4142 |  | 0
1917-06-14 | 0 | 0 | 0 | 0 | -6.6845 | -6.6845 | 2077.7292 | 15541.4142 |  | 0
1917-06-15 | 0 | 0 | 0 | 0 | -6.6845 | -6.6845 | 2071.0447 | 15491.4141 |  | 0
1917-06-16 | 0 | 0 | 0 | 0 | -6.6845 | -6.6845 | 2064.3602 | 15441.4141 |  | 0
1917-06-17 | 0 | 0 | 0 | 0 | -6.6845 | -6.6845 | 2057.6757 | 15391.414 |  | 0
1917-06-18 | 0 | 0 | 0 | 0 | -6.6845 | -6.6845 | 2050.9912 | 15341.4139 |  | 0
1917-06-19 | 0 | 0 | 0 | 0 | -6.6845 | -6.6845 | 2044.3067 | 15291.4139 |  | 0
1917-06-20 | 0 | 0 | 0 | 0 | -6.6845 | -6.6845 | 2037.6222 | 15241.4138 |  | 0
1917-06-21 | 0 | 0 | 0 | 0 | -6.6845 | -6.6845 | 2030.9377 | 15191.4138 |  | 0
1917-06-22 | 0 | 0 | 0 | 0 | -6.6845 | -6.6845 | 2024.2532 | 15141.4137 |  | 0
1917-06-23 | 0 | 0 | 0 | 0 | -6.6845 | -6.6845 | 2017.5687 | 15091.4136 |  | 0
1917-06-24 | 0.049167 | 123.6679 | 3.6551 | 3.6551 | 113.3284 | 113.3284 | 2130.897 | 15939.1097 |  | 0
1917-06-25 | 0 | 0 | 0 | 0 | -6.6845 | -6.6845 | 2124.2125 | 15889.1097 |  | 0
1917-06-26 | 0 | 0 | 0 | 0 | -6.6845 | -6.6845 | 2117.528 | 15839.1096 |  | 0
1917-06-27 | 0 | 0 | 0 | 0 | -6.6845 | -6.6845 | 2110.8435 | 15789.1095 |  | 0
1917-06-28 | 0 | 0 | 0 | 0 | -6.6845 | -6.6845 | 2104.159 | 15739.1095 |  | 0
1917-06-29 | 0 | 0 | 0 | 0 | -6.6845 | -6.6845 | 2097.4745 | 15689.1094 |  | 0
1917-06-30 | 0 | 0 | 0 | 0 | -6.6845 | -6.6845 | 2090.79 | 15639.1094 |  | 0
1917-07-01 | 0 | 0 | 0 | 0 | -6.6845 | -6.6845 | 2084.1055 | 15589.1093 |  | 0
1917-07-02 | 0 | 0 | 0 | 0 | -6.6845 | -6.6845 | 2077.421 | 15539.1092 |  | 0
1917-07-03 | 0 | 0 | 0 | 0 | -6.6845 | -6.6845 | 2070.7365 | 15489.1092 |  | 0
1917-07-04 | 0 | 0 | 0 | 0 | -6.6845 | -6.6845 | 2064.052 | 15439.1091 |  | 0
1917-07-05 | 0 | 0 | 0 | 0 | -6.6845 | -6.6845 | 2057.3675 | 15389.1091 |  | 0
1917-07-06 | 0 | 0 | 0 | 0 | -6.6845 | -6.6845 | 2050.683 | 15339.109 |  | 0
1917-07-07 | 0.02 | 50.3056 | 3.6551 | 3.6551 | 39.966 | 39.966 | 2090.649 | 15638.0548 |  | 0
1917-07-08 | 0 | 0 | 0 | 0 | -6.6845 | -6.6845 | 2083.9645 | 15588.0548 |  | 0
1917-07-09 | 0 | 0 | 0 | 0 | -6.6845 | -6.6845 | 2077.28 | 15538.0547 |  | 0
1917-07-10 | 0 | 0 | 0 | 0 | -6.6845 | -6.6845 | 2070.5955 | 15488.0546 |  | 0
1917-07-11 | 0 | 0 | 0 | 0 | -6.6845 | -6.6845 | 2063.911 | 15438.0546 |  | 0
1917-07-12 | 0 | 0 | 0 | 0 | -6.6845 | -6.6845 | 2057.2265 | 15388.0545 |  | 0
1917-07-13 | 0 | 0 | 0 | 0 | -6.6845 | -6.6845 | 2050.542 | 15338.0545 |  | 0
1917-07-14 | 0 | 0 | 0 | 0 | -6.6845 | -6.6845 | 2043.8575 | 15288.0544 |  | 0
1917-07-15 | 0 | 0 | 0 | 0 | -6.6845 | -6.6845 | 2037.173 | 15238.0543 |  | 0
1917-07-16 | 0 | 0 | 0 | 0 | -6.6845 | -6.6845 | 2030.4885 | 15188.0543 |  | 0
1917-07-17 | 0 | 0 | 0 | 0 | -6.6845 | -6.6845 | 2023.804 | 15138.0542 |  | 0
1917-07-18 | 0 | 0 | 0 | 0 | -6.6845 | -6.6845 | 2017.1195 | 15088.0542 |  | 0
1917-07-19 | 0 | 0 | 0 | 0 | -6.6845 | -6.6845 | 2010.435 | 15038.0541 |  | 0
1917-07-20 | 0 | 0 | 0 | 0 | -6.6845 | -6.6845 | 2003.7505 | 14988.054 |  | 0
1917-07-21 | 0 | 0 | 0 | 0 | -6.6845 | -6.6845 | 1997.066 | 14938.054 |  | 0
1917-07-22 | 0 | 0 | 0 | 0 | -6.6845 | -6.6845 | 1990.3815 | 14888.0539 |  | 0
1917-07-23 | 0 | 0 | 0 | 0 | -6.6845 | -6.6845 | 1983.697 | 14838.0539 |  | 0
1917-07-24 | 0 | 0 | 0 | 0 | -6.6845 | -6.6845 | 1977.0125 | 14788.0538 |  | 0
1917-07-25 | 0 | 0 | 0 | 0 | -6.6845 | -6.6845 | 1970.328 | 14738.0537 |  | 0
1917-07-26 | 0 | 0 | 0 | 0 | -6.6845 | -6.6845 | 1963.6435 | 14688.0537 |  | 0
1917-07-27 | 0 | 0 | 0 | 0 | -6.6845 | -6.6845 | 1956.959 | 14638.0536 |  | 0
1917-07-28 | 0 | 0 | 0 | 0 | -6.6845 | -6.6845 | 1950.2745 | 14588.0536 |  | 0
1917-07-29 | 0 | 0 | 0 | 0 | -6.6845 | -6.6845 | 1943.59 | 14538.0535 |  | 0
1917-07-30 | 0 | 0 | 0 | 0 | -6.6845 | -6.6845 | 1936.9055 | 14488.0534 |  | 0
1917-07-31 | 0.063333 | 159.3011 | 3.6551 | 3.6551 | 148.9615 | 148.9615 | 2085.867 | 15602.2854 |  | 0
1917-08-01 | 0.0475 | 119.4758 | 3.6551 | 3.6551 | 109.1362 | 109.1362 | 2195.0032 | 16418.6243 |  | 0
1917-08-02 | 0.063333 | 159.3011 | 3.6551 | 3.6551 | 148.9615 | 148.9615 | 2343.9647 | 17532.8562 |  | 0
1917-08-03 | 0 | 0 | 0 | 0 | -6.6845 | -6.6845 | 2337.2802 | 17482.8561 |  | 0
1917-08-04 | 0 | 0 | 0 | 0 | -6.6845 | -6.6845 | 2330.5957 | 17432.8561 |  | 0
1917-08-05 | 0 | 0 | 0 | 0 | -6.6845 | -6.6845 | 2323.9112 | 17382.856 |  | 0
1917-08-06 | 0 | 0 | 0 | 0 | -6.6845 | -6.6845 | 2317.2267 | 17332.856 |  | 0
1917-08-07 | 0 | 0 | 0 | 0 | -6.6845 | -6.6845 | 2310.5422 | 17282.8559 |  | 0
1917-08-08 | 0 | 0 | 0 | 0 | -6.6845 | -6.6845 | 2303.8577 | 17232.8558 |  | 0
1917-08-09 | 0 | 0 | 0 | 0 | -6.6845 | -6.6845 | 2297.1732 | 17182.8558 |  | 0
1917-08-10 | 0 | 0 | 0 | 0 | -6.6845 | -6.6845 | 2290.4887 | 17132.8557 |  | 0
1917-08-11 | 0 | 0 | 0 | 0 | -6.6845 | -6.6845 | 2283.8042 | 17082.8557 |  | 0
1917-08-12 | 0 | 0 | 0 | 0 | -6.6845 | -6.6845 | 2277.1197 | 17032.8556 |  | 0
1917-08-13 | 0 | 0 | 0 | 0 | -6.6845 | -6.6845 | 2270.4352 | 16982.8555 |  | 0
1917-08-14 | 0 | 0 | 0 | 0 | -6.6845 | -6.6845 | 2263.7507 | 16932.8555 |  | 0
1917-08-15 | 0 | 0 | 0 | 0 | -6.6845 | -6.6845 | 2257.0662 | 16882.8554 |  | 0
1917-08-16 | 0 | 0 | 0 | 0 | -6.6845 | -6.6845 | 2250.3817 | 16832.8554 |  | 0
1917-08-17 | 0.05 | 125.764 | 3.6551 | 3.6551 | 115.4244 | 115.4244 | 2365.8062 | 17696.23 |  | 0
1917-08-18 | 0.041667 | 104.8033 | 3.6551 | 3.6551 | 94.4638 | 94.4638 | 2460.2699 | 18402.8189 |  | 0
1917-08-19 | 0.058333 | 146.7247 | 3.6551 | 3.6551 | 136.3851 | 136.3851 | 2596.655 | 19422.9793 |  | 0
1917-08-20 | 0 | 0 | 0 | 0 | -6.6845 | -6.6845 | 2589.9705 | 19372.9793 |  | 0
1917-08-21 | 0 | 0 | 0 | 0 | -6.6845 | -6.6845 | 2583.286 | 19322.9792 |  | 0
1917-08-22 | 0 | 0 | 0 | 0 | -6.6845 | -6.6845 | 2576.6015 | 19272.9792 |  | 0
1917-08-23 | 0 | 0 | 0 | 0 | -6.6845 | -6.6845 | 2569.917 | 19222.9791 |  | 0
1917-08-24 | 0 | 0 | 0 | 0 | -6.6845 | -6.6845 | 2563.2325 | 19172.979 |  | 0
1917-08-25 | 0 | 0 | 0 | 0 | -6.6845 | -6.6845 | 2556.548 | 19122.979 |  | 0
1917-08-26 | 0.028333 | 71.2663 | 3.6551 | 3.6551 | 60.9267 | 60.9267 | 2617.4747 | 19578.7106 |  | 0
1917-08-27 | 0 | 0 | 0 | 0 | -6.6845 | -6.6845 | 2610.7902 | 19528.7105 |  | 0
1917-08-28 | 0 | 0 | 0 | 0 | -6.6845 | -6.6845 | 2604.1057 | 19478.7105 |  | 0
1917-08-29 | 0 | 0 | 0 | 0 | -6.6845 | -6.6845 | 2597.4212 | 19428.7104 |  | 0
1917-08-30 | 0.055833 | 140.4365 | 3.6551 | 3.6551 | 130.0969 | 130.0969 | 2727.5181 | 20401.8351 |  | 0
1917-08-31 | 0 | 0 | 0 | 0 | -6.6845 | -6.6845 | 2720.8336 | 20351.8351 |  | 0
1917-09-01 | 0 | 0 | 0 | 0 | -6.6845 | -6.6845 | 2714.1491 | 20301.835 |  | 0
1917-09-02 | 0 | 0 | 0 | 0 | -6.6845 | -6.6845 | 2707.4646 | 20251.8349 |  | 0
1917-09-03 | 0.033333 | 83.8427 | 3.6551 | 3.6551 | 73.5031 | 73.5031 | 2780.9677 | 20801.638 |  | 0
1917-09-04 | 0 | 0 | 0 | 0 | -6.6845 | -6.6845 | 2774.2832 | 20751.638 |  | 0
1917-09-05 | 0 | 0 | 0 | 0 | -6.6845 | -6.6845 | 2767.5987 | 20701.6379 |  | 0
1917-09-06 | 0 | 0 | 0 | 0 | -6.6845 | -6.6845 | 2760.9142 | 20651.6379 |  | 0
1917-09-07 | 0 | 0 | 0 | 0 | -6.6845 | -6.6845 | 2754.2297 | 20601.6378 |  | 0
1917-09-08 | 0 | 0 | 0 | 0 | -6.6845 | -6.6845 | 2747.5452 | 20551.6377 |  | 0
1917-09-09 | 0 | 0 | 0 | 0 | -6.6845 | -6.6845 | 2740.8607 | 20501.6377 |  | 0
1917-09-10 | 0 | 0 | 0 | 0 | -6.6845 | -6.6845 | 2734.1762 | 20451.6376 |  | 0
1917-09-11 | 0 | 0 | 0 | 0 | -6.6845 | -6.6845 | 2727.4917 | 20401.6376 |  | 0
1917-09-12 | 0 | 0 | 0 | 0 | -6.6845 | -6.6845 | 2720.8072 | 20351.6375 |  | 0
1917-09-13 | 0 | 0 | 0 | 0 | -6.6845 | -6.6845 | 2714.1227 | 20301.6374 |  | 0
1917-09-14 | 0.05 | 125.764 | 3.6551 | 3.6551 | 115.4244 | 115.4244 | 2829.5471 | 21165.0121 |  | 0
1917-09-15 | 0 | 0 | 0 | 0 | -6.6845 | -6.6845 | 2822.8626 | 21115.012 |  | 0
1917-09-16 | 0.011667 | 29.3449 | 3.6551 | 3.6551 | 19.0054 | 19.0054 | 2841.8679 | 21257.1721 |  | 0
1917-09-17 | 0.0125 | 31.441 | 3.6551 | 3.6551 | 21.1014 | 21.1014 | 2862.9693 | 21415.0107 |  | 0
1917-09-18 | 0.030833 | 77.5545 | 3.6551 | 3.6551 | 67.2149 | 67.2149 | 2930.1842 | 21917.778 |  | 0
1917-09-19 | 0 | 0 | 0 | 0 | -6.6845 | -6.6845 | 2923.4997 | 21867.778 |  | 0
1917-09-20 | 0.080833 | 203.3185 | 3.6551 | 3.6551 | 192.9789 | 192.9789 | 3116.4786 | 23311.2601 |  | 0
1917-09-21 | 0 | 0 | 0 | 0 | -6.6845 | -6.6845 | 3109.7941 | 23261.26 |  | 0
1917-09-22 | 0 | 0 | 0 | 0 | -6.6845 | -6.6845 | 3103.1096 | 23211.2599 |  | 0
1917-09-23 | 0.011667 | 29.3449 | 3.6551 | 3.6551 | 19.0054 | 19.0054 | 3122.115 | 23353.42 |  | 0
1917-09-24 | 0 | 0 | 0 | 0 | -6.6845 | -6.6845 | 3115.4305 | 23303.4199 |  | 0
1917-09-25 | 0 | 0 | 0 | 0 | -6.6845 | -6.6845 | 3108.746 | 23253.4199 |  | 0
1917-09-26 | 0 | 0 | 0 | 0 | -6.6845 | -6.6845 | 3102.0615 | 23203.4198 |  | 0
1917-09-27 | 0 | 0 | 0 | 0 | -6.6845 | -6.6845 | 3095.377 | 23153.4197 |  | 0
1917-09-28 | 0 | 0 | 0 | 0 | -6.6845 | -6.6845 | 3088.6925 | 23103.4197 |  | 0
1917-09-29 | 0 | 0 | 0 | 0 | -6.6845 | -6.6845 | 3082.008 | 23053.4196 |  | 0
1917-09-30 | 0 | 0 | 0 | 0 | -6.6845 | -6.6845 | 3075.3235 | 23003.4196 |  | 0
1917-10-01 | 0 | 0 | 0 | 0 | -6.6845 | -6.6845 | 3068.639 | 22953.4195 |  | 0
1917-10-02 | 0 | 0 | 0 | 0 | -6.6845 | -6.6845 | 3061.9545 | 22903.4194 |  | 0
1917-10-03 | 0 | 0 | 0 | 0 | -6.6845 | -6.6845 | 3055.27 | 22853.4194 |  | 0
1917-10-04 | 0 | 0 | 0 | 0 | -6.6845 | -6.6845 | 3048.5855 | 22803.4193 |  | 0
1917-10-05 | 0 | 0 | 0 | 0 | -6.6845 | -6.6845 | 3041.901 | 22753.4193 |  | 0
1917-10-06 | 0 | 0 | 0 | 0 | -6.6845 | -6.6845 | 3035.2165 | 22703.4192 |  | 0
1917-10-07 | 0 | 0 | 0 | 0 | -6.6845 | -6.6845 | 3028.532 | 22653.4191 |  | 0
1917-10-08 | 0 | 0 | 0 | 0 | -6.6845 | -6.6845 | 3021.8475 | 22603.4191 |  | 0
1917-10-09 | 0 | 0 | 0 | 0 | -6.6845 | -6.6845 | 3015.163 | 22553.419 |  | 0
1917-10-10 | 0 | 0 | 0 | 0 | -6.6845 | -6.6845 | 3008.4785 | 22503.419 |  | 0
1917-10-11 | 0 | 0 | 0 | 0 | -6.6845 | -6.6845 | 3001.794 | 22453.4189 |  | 0
1917-10-12 | 0 | 0 | 0 | 0 | -6.6845 | -6.6845 | 2995.1095 | 22403.4188 |  | 0
1917-10-13 | 0 | 0 | 0 | 0 | -6.6845 | -6.6845 | 2988.425 | 22353.4188 |  | 0
1917-10-14 | 0 | 0 | 0 | 0 | -6.6845 | -6.6845 | 2981.7405 | 22303.4187 |  | 0
1917-10-15 | 0 | 0 | 0 | 0 | -6.6845 | -6.6845 | 2975.056 | 22253.4187 |  | 0
1917-10-16 | 0 | 0 | 0 | 0 | -6.6845 | -6.6845 | 2968.3715 | 22203.4186 |  | 0
1917-10-17 | 0 | 0 | 0 | 0 | -6.6845 | -6.6845 | 2961.687 | 22153.4185 |  | 0
1917-10-18 | 0 | 0 | 0 | 0 | -6.6845 | -6.6845 | 2955.0025 | 22103.4185 |  | 0
1917-10-19 | 0 | 0 | 0 | 0 | -6.6845 | -6.6845 | 2948.318 | 22053.4184 |  | 0
1917-10-20 | 0 | 0 | 0 | 0 | -6.6845 | -6.6845 | 2941.6335 | 22003.4184 |  | 0
1917-10-21 | 0 | 0 | 0 | 0 | -6.6845 | -6.6845 | 2934.949 | 21953.4183 |  | 0
1917-10-22 | 0 | 0 | 0 | 0 | -6.6845 | -6.6845 | 2928.2645 | 21903.4182 |  | 0
1917-10-23 | 0 | 0 | 0 | 0 | -6.6845 | -6.6845 | 2921.58 | 21853.4182 |  | 0
1917-10-24 | 0 | 0 | 0 | 0 | -6.6845 | -6.6845 | 2914.8955 | 21803.4181 |  | 0
1917-10-25 | 0 | 0 | 0 | 0 | -6.6845 | -6.6845 | 2908.211 | 21753.4181 |  | 0
1917-10-26 | 0 | 0 | 0 | 0 | -6.6845 | -6.6845 | 2901.5265 | 21703.418 |  | 0
1917-10-27 | 0 | 0 | 0 | 0 | -6.6845 | -6.6845 | 2894.842 | 21653.4179 |  | 0
1917-10-28 | 0 | 0 | 0 | 0 | -6.6845 | -6.6845 | 2888.1575 | 21603.4179 |  | 0
1917-10-29 | 0 | 0 | 0 | 0 | -6.6845 | -6.6845 | 2881.473 | 21553.4178 |  | 0
1917-10-30 | 0 | 0 | 0 | 0 | -6.6845 | -6.6845 | 2874.7885 | 21503.4178 |  | 0
1917-10-31 | 0 | 0 | 0 | 0 | -6.6845 | -6.6845 | 2868.104 | 21453.4177 |  | 0
1917-11-01 | 0 | 0 | 0 | 0 | -6.6845 | -6.6845 | 2861.4195 | 21403.4176 |  | 0
1917-11-02 | 0 | 0 | 0 | 0 | -6.6845 | -6.6845 | 2854.735 | 21353.4176 |  | 0
1917-11-03 | 0 | 0 | 0 | 0 | -6.6845 | -6.6845 | 2848.0505 | 21303.4175 |  | 0
1917-11-04 | 0 | 0 | 0 | 0 | -6.6845 | -6.6845 | 2841.366 | 21253.4175 |  | 0
1917-11-05 | 0 | 0 | 0 | 0 | -6.6845 | -6.6845 | 2834.6815 | 21203.4174 |  | 0
1917-11-06 | 0 | 0 | 0 | 0 | -6.6845 | -6.6845 | 2827.997 | 21153.4173 |  | 0
1917-11-07 | 0 | 0 | 0 | 0 | -6.6845 | -6.6845 | 2821.3125 | 21103.4173 |  | 0
1917-11-08 | 0 | 0 | 0 | 0 | -6.6845 | -6.6845 | 2814.628 | 21053.4172 |  | 0
1917-11-09 | 0 | 0 | 0 | 0 | -6.6845 | -6.6845 | 2807.9435 | 21003.4172 |  | 0
1917-11-10 | 0 | 0 | 0 | 0 | -6.6845 | -6.6845 | 2801.259 | 20953.4171 |  | 0
1917-11-11 | 0 | 0 | 0 | 0 | -6.6845 | -6.6845 | 2794.5745 | 20903.417 |  | 0
1917-11-12 | 0 | 0 | 0 | 0 | -6.6845 | -6.6845 | 2787.89 | 20853.417 |  | 0
1917-11-13 | 0 | 0 | 0 | 0 | -6.6845 | -6.6845 | 2781.2055 | 20803.4169 |  | 0
1917-11-14 | 0 | 0 | 0 | 0 | -6.6845 | -6.6845 | 2774.521 | 20753.4169 |  | 0
1917-11-15 | 0 | 0 | 0 | 0 | -6.6845 | -6.6845 | 2767.8365 | 20703.4168 |  | 0
1917-11-16 | 0 | 0 | 0 | 0 | -6.6845 | -6.6845 | 2761.152 | 20653.4167 |  | 0
1917-11-17 | 0 | 0 | 0 | 0 | -6.6845 | -6.6845 | 2754.4675 | 20603.4167 |  | 0
1917-11-18 | 0 | 0 | 0 | 0 | -6.6845 | -6.6845 | 2747.783 | 20553.4166 |  | 0
1917-11-19 | 0 | 0 | 0 | 0 | -6.6845 | -6.6845 | 2741.0985 | 20503.4166 |  | 0
1917-11-20 | 0 | 0 | 0 | 0 | -6.6845 | -6.6845 | 2734.414 | 20453.4165 |  | 0
1917-11-21 | 0 | 0 | 0 | 0 | -6.6845 | -6.6845 | 2727.7295 | 20403.4164 |  | 0
1917-11-22 | 0 | 0 | 0 | 0 | -6.6845 | -6.6845 | 2721.045 | 20353.4164 |  | 0
1917-11-23 | 0 | 0 | 0 | 0 | -6.6845 | -6.6845 | 2714.3605 | 20303.4163 |  | 0
1917-11-24 | 0 | 0 | 0 | 0 | -6.6845 | -6.6845 | 2707.676 | 20253.4163 |  | 0
1917-11-25 | 0 | 0 | 0 | 0 | -6.6845 | -6.6845 | 2700.9915 | 20203.4162 |  | 0
1917-11-26 | 0 | 0 | 0 | 0 | -6.6845 | -6.6845 | 2694.307 | 20153.4161 |  | 0
1917-11-27 | 0 | 0 | 0 | 0 | -6.6845 | -6.6845 | 2687.6225 | 20103.4161 |  | 0
1917-11-28 | 0 | 0 | 0 | 0 | -6.6845 | -6.6845 | 2680.938 | 20053.416 |  | 0
1917-11-29 | 0 | 0 | 0 | 0 | -6.6845 | -6.6845 | 2674.2535 | 20003.416 |  | 0
1917-11-30 | 0 | 0 | 0 | 0 | -6.6845 | -6.6845 | 2667.569 | 19953.4159 |  | 0
1917-12-01 | 0 | 0 | 0 | 0 | -6.6845 | -6.6845 | 2660.8845 | 19903.4158 |  | 0
1917-12-02 | 0 | 0 | 0 | 0 | -6.6845 | -6.6845 | 2654.2 | 19853.4158 |  | 0
1917-12-03 | 0 | 0 | 0 | 0 | -6.6845 | -6.6845 | 2647.5155 | 19803.4157 |  | 0
1917-12-04 | 0 | 0 | 0 | 0 | -6.6845 | -6.6845 | 2640.831 | 19753.4157 |  | 0
1917-12-05 | 0 | 0 | 0 | 0 | -6.6845 | -6.6845 | 2634.1465 | 19703.4156 |  | 0
1917-12-06 | 0 | 0 | 0 | 0 | -6.6845 | -6.6845 | 2627.462 | 19653.4155 |  | 0
1917-12-07 | 0 | 0 | 0 | 0 | -6.6845 | -6.6845 | 2620.7775 | 19603.4155 |  | 0
1917-12-08 | 0 | 0 | 0 | 0 | -6.6845 | -6.6845 | 2614.093 | 19553.4154 |  | 0
1917-12-09 | 0 | 0 | 0 | 0 | -6.6845 | -6.6845 | 2607.4085 | 19503.4154 |  | 0
1917-12-10 | 0 | 0 | 0 | 0 | -6.6845 | -6.6845 | 2600.724 | 19453.4153 |  | 0
1917-12-11 | 0 | 0 | 0 | 0 | -6.6845 | -6.6845 | 2594.0395 | 19403.4152 |  | 0
1917-12-12 | 0 | 0 | 0 | 0 | -6.6845 | -6.6845 | 2587.355 | 19353.4152 |  | 0
1917-12-13 | 0 | 0 | 0 | 0 | -6.6845 | -6.6845 | 2580.6705 | 19303.4151 |  | 0
1917-12-14 | 0 | 0 | 0 | 0 | -6.6845 | -6.6845 | 2573.986 | 19253.4151 |  | 0
1917-12-15 | 0 | 0 | 0 | 0 | -6.6845 | -6.6845 | 2567.3015 | 19203.415 |  | 0
1917-12-16 | 0 | 0 | 0 | 0 | -6.6845 | -6.6845 | 2560.617 | 19153.4149 |  | 0
1917-12-17 | 0 | 0 | 0 | 0 | -6.6845 | -6.6845 | 2553.9325 | 19103.4149 |  | 0
1917-12-18 | 0 | 0 | 0 | 0 | -6.6845 | -6.6845 | 2547.248 | 19053.4148 |  | 0
1917-12-19 | 0 | 0 | 0 | 0 | -6.6845 | -6.6845 | 2540.5635 | 19003.4148 |  | 0
1917-12-20 | 0 | 0 | 0 | 0 | -6.6845 | -6.6845 | 2533.879 | 18953.4147 |  | 0
1917-12-21 | 0 | 0 | 0 | 0 | -6.6845 | -6.6845 | 2527.1945 | 18903.4146 |  | 0
1917-12-22 | 0 | 0 | 0 | 0 | -6.6845 | -6.6845 | 2520.51 | 18853.4146 |  | 0
1917-12-23 | 0 | 0 | 0 | 0 | -6.6845 | -6.6845 | 2513.8255 | 18803.4145 |  | 0
1917-12-24 | 0 | 0 | 0 | 0 | -6.6845 | -6.6845 | 2507.141 | 18753.4145 |  | 0
1917-12-25 | 0 | 0 | 0 | 0 | -6.6845 | -6.6845 | 2500.4565 | 18703.4144 |  | 0
1917-12-26 | 0 | 0 | 0 | 0 | -6.6845 | -6.6845 | 2493.772 | 18653.4143 |  | 0
1917-12-27 | 0 | 0 | 0 | 0 | -6.6845 | -6.6845 | 2487.0875 | 18603.4143 |  | 0
1917-12-28 | 0 | 0 | 0 | 0 | -6.6845 | -6.6845 | 2480.403 | 18553.4142 |  | 0
1917-12-29 | 0 | 0 | 0 | 0 | -6.6845 | -6.6845 | 2473.7185 | 18503.4142 |  | 0
1917-12-30 | 0 | 0 | 0 | 0 | -6.6845 | -6.6845 | 2467.034 | 18453.4141 |  | 0
1917-12-31 | 0 | 0 | 0 | 0 | -6.6845 | -6.6845 | 2460.3495 | 18403.414 |  | 0
1918-01-01 | 0 | 0 | 0 | 0 | -6.6845 | -6.6845 | 2453.665 | 18353.414 |  | 0
1918-01-02 | 0 | 0 | 0 | 0 | -6.6845 | -6.6845 | 2446.9805 | 18303.4139 |  | 0
1918-01-03 | 0 | 0 | 0 | 0 | -6.6845 | -6.6845 | 2440.296 | 18253.4139 |  | 0
1918-01-04 | 0 | 0 | 0 | 0 | -6.6845 | -6.6845 | 2433.6115 | 18203.4138 |  | 0
1918-01-05 | 0 | 0 | 0 | 0 | -6.6845 | -6.6845 | 2426.927 | 18153.4137 |  | 0
1918-01-06 | 0.025 | 62.882 | 3.6551 | 3.6551 | 52.5424 | 52.5424 | 2479.4694 | 18546.431 |  | 0
1918-01-07 | 0 | 0 | 0 | 0 | -6.6845 | -6.6845 | 2472.7849 | 18496.431 |  | 0
1918-01-08 | 0 | 0 | 0 | 0 | -6.6845 | -6.6845 | 2466.1004 | 18446.4309 |  | 0
1918-01-09 | 0 | 0 | 0 | 0 | -6.6845 | -6.6845 | 2459.4159 | 18396.4309 |  | 0
1918-01-10 | 0.033333 | 83.8427 | 3.6551 | 3.6551 | 73.5031 | 73.5031 | 2532.919 | 18946.2339 |  | 0
1918-01-11 | 0 | 0 | 0 | 0 | -6.6845 | -6.6845 | 2526.2345 | 18896.2339 |  | 0
1918-01-12 | 0 | 0 | 0 | 0 | -6.6845 | -6.6845 | 2519.55 | 18846.2338 |  | 0
1918-01-13 | 0 | 0 | 0 | 0 | -6.6845 | -6.6845 | 2512.8655 | 18796.2338 |  | 0
1918-01-14 | 0 | 0 | 0 | 0 | -6.6845 | -6.6845 | 2506.181 | 18746.2337 |  | 0
1918-01-15 | 0 | 0 | 0 | 0 | -6.6845 | -6.6845 | 2499.4965 | 18696.2336 |  | 0
1918-01-16 | 0 | 0 | 0 | 0 | -6.6845 | -6.6845 | 2492.812 | 18646.2336 |  | 0
1918-01-17 | 0 | 0 | 0 | 0 | -6.6845 | -6.6845 | 2486.1275 | 18596.2335 |  | 0
1918-01-18 | 0 | 0 | 0 | 0 | -6.6845 | -6.6845 | 2479.443 | 18546.2335 |  | 0
1918-01-19 | 0 | 0 | 0 | 0 | -6.6845 | -6.6845 | 2472.7585 | 18496.2334 |  | 0
1918-01-20 | 0 | 0 | 0 | 0 | -6.6845 | -6.6845 | 2466.074 | 18446.2333 |  | 0
1918-01-21 | 0.033333 | 83.8427 | 3.6551 | 3.6551 | 73.5031 | 73.5031 | 2539.5771 | 18996.0364 |  | 0
1918-01-22 | 0 | 0 | 0 | 0 | -6.6845 | -6.6845 | 2532.8926 | 18946.0364 |  | 0
1918-01-23 | 0 | 0 | 0 | 0 | -6.6845 | -6.6845 | 2526.2081 | 18896.0363 |  | 0
1918-01-24 | 0 | 0 | 0 | 0 | -6.6845 | -6.6845 | 2519.5236 | 18846.0363 |  | 0
1918-01-25 | 0 | 0 | 0 | 0 | -6.6845 | -6.6845 | 2512.8391 | 18796.0362 |  | 0
1918-01-26 | 0 | 0 | 0 | 0 | -6.6845 | -6.6845 | 2506.1546 | 18746.0361 |  | 0
1918-01-27 | 0 | 0 | 0 | 0 | -6.6845 | -6.6845 | 2499.4701 | 18696.0361 |  | 0
1918-01-28 | 0 | 0 | 0 | 0 | -6.6845 | -6.6845 | 2492.7856 | 18646.036 |  | 0
1918-01-29 | 0 | 0 | 0 | 0 | -6.6845 | -6.6845 | 2486.1011 | 18596.036 |  | 0
1918-01-30 | 0 | 0 | 0 | 0 | -6.6845 | -6.6845 | 2479.4166 | 18546.0359 |  | 0
1918-01-31 | 0 | 0 | 0 | 0 | -6.6845 | -6.6845 | 2472.7321 | 18496.0358 |  | 0
1918-02-01 | 0 | 0 | 0 | 0 | -6.6845 | -6.6845 | 2466.0476 | 18446.0358 |  | 0
1918-02-02 | 0 | 0 | 0 | 0 | -6.6845 | -6.6845 | 2459.3631 | 18396.0357 |  | 0
1918-02-03 | 0 | 0 | 0 | 0 | -6.6845 | -6.6845 | 2452.6786 | 18346.0357 |  | 0
1918-02-04 | 0 | 0 | 0 | 0 | -6.6845 | -6.6845 | 2445.9941 | 18296.0356 |  | 0
1918-02-05 | 0 | 0 | 0 | 0 | -6.6845 | -6.6845 | 2439.3096 | 18246.0355 |  | 0
1918-02-06 | 0 | 0 | 0 | 0 | -6.6845 | -6.6845 | 2432.6251 | 18196.0355 |  | 0
1918-02-07 | 0 | 0 | 0 | 0 | -6.6845 | -6.6845 | 2425.9406 | 18146.0354 |  | 0
1918-02-08 | 0 | 0 | 0 | 0 | -6.6845 | -6.6845 | 2419.2561 | 18096.0354 |  | 0
1918-02-09 | 0 | 0 | 0 | 0 | -6.6845 | -6.6845 | 2412.5716 | 18046.0353 |  | 0
1918-02-10 | 0 | 0 | 0 | 0 | -6.6845 | -6.6845 | 2405.8871 | 17996.0352 |  | 0
1918-02-11 | 0 | 0 | 0 | 0 | -6.6845 | -6.6845 | 2399.2026 | 17946.0352 |  | 0
1918-02-12 | 0 | 0 | 0 | 0 | -6.6845 | -6.6845 | 2392.5181 | 17896.0351 |  | 0
1918-02-13 | 0 | 0 | 0 | 0 | -6.6845 | -6.6845 | 2385.8336 | 17846.0351 |  | 0
1918-02-14 | 0 | 0 | 0 | 0 | -6.6845 | -6.6845 | 2379.1491 | 17796.035 |  | 0
1918-02-15 | 0 | 0 | 0 | 0 | -6.6845 | -6.6845 | 2372.4646 | 17746.0349 |  | 0
1918-02-16 | 0 | 0 | 0 | 0 | -6.6845 | -6.6845 | 2365.7801 | 17696.0349 |  | 0
1918-02-17 | 0 | 0 | 0 | 0 | -6.6845 | -6.6845 | 2359.0956 | 17646.0348 |  | 0
1918-02-18 | 0 | 0 | 0 | 0 | -6.6845 | -6.6845 | 2352.4111 | 17596.0348 |  | 0
1918-02-19 | 0 | 0 | 0 | 0 | -6.6845 | -6.6845 | 2345.7266 | 17546.0347 |  | 0
1918-02-20 | 0 | 0 | 0 | 0 | -6.6845 | -6.6845 | 2339.0421 | 17496.0346 |  | 0
1918-02-21 | 0 | 0 | 0 | 0 | -6.6845 | -6.6845 | 2332.3576 | 17446.0346 |  | 0
1918-02-22 | 0 | 0 | 0 | 0 | -6.6845 | -6.6845 | 2325.6731 | 17396.0345 |  | 0
1918-02-23 | 0 | 0 | 0 | 0 | -6.6845 | -6.6845 | 2318.9886 | 17346.0345 |  | 0
1918-02-24 | 0 | 0 | 0 | 0 | -6.6845 | -6.6845 | 2312.3041 | 17296.0344 |  | 0
1918-02-25 | 0 | 0 | 0 | 0 | -6.6845 | -6.6845 | 2305.6196 | 17246.0343 |  | 0
1918-02-26 | 0 | 0 | 0 | 0 | -6.6845 | -6.6845 | 2298.9351 | 17196.0343 |  | 0
1918-02-27 | 0 | 0 | 0 | 0 | -6.6845 | -6.6845 | 2292.2506 | 17146.0342 |  | 0
1918-02-28 | 0 | 0 | 0 | 0 | -6.6845 | -6.6845 | 2285.5661 | 17096.0342 |  | 0
1918-03-01 | 0 | 0 | 0 | 0 | -6.6845 | -6.6845 | 2278.8816 | 17046.0341 |  | 0
1918-03-02 | 0 | 0 | 0 | 0 | -6.6845 | -6.6845 | 2272.1971 | 16996.034 |  | 0
1918-03-03 | 0 | 0 | 0 | 0 | -6.6845 | -6.6845 | 2265.5126 | 16946.034 |  | 0
1918-03-04 | 0 | 0 | 0 | 0 | -6.6845 | -6.6845 | 2258.8281 | 16896.0339 |  | 0
1918-03-05 | 0 | 0 | 0 | 0 | -6.6845 | -6.6845 | 2252.1436 | 16846.0339 |  | 0
1918-03-06 | 0 | 0 | 0 | 0 | -6.6845 | -6.6845 | 2245.4591 | 16796.0338 |  | 0
1918-03-07 | 0 | 0 | 0 | 0 | -6.6845 | -6.6845 | 2238.7746 | 16746.0337 |  | 0
1918-03-08 | 0 | 0 | 0 | 0 | -6.6845 | -6.6845 | 2232.0901 | 16696.0337 |  | 0
1918-03-09 | 0 | 0 | 0 | 0 | -6.6845 | -6.6845 | 2225.4056 | 16646.0336 |  | 0
1918-03-10 | 0 | 0 | 0 | 0 | -6.6845 | -6.6845 | 2218.7211 | 16596.0336 |  | 0
1918-03-11 | 0 | 0 | 0 | 0 | -6.6845 | -6.6845 | 2212.0366 | 16546.0335 |  | 0
1918-03-12 | 0 | 0 | 0 | 0 | -6.6845 | -6.6845 | 2205.3521 | 16496.0334 |  | 0
1918-03-13 | 0 | 0 | 0 | 0 | -6.6845 | -6.6845 | 2198.6676 | 16446.0334 |  | 0
1918-03-14 | 0 | 0 | 0 | 0 | -6.6845 | -6.6845 | 2191.9831 | 16396.0333 |  | 0
1918-03-15 | 0 | 0 | 0 | 0 | -6.6845 | -6.6845 | 2185.2986 | 16346.0333 |  | 0
1918-03-16 | 0 | 0 | 0 | 0 | -6.6845 | -6.6845 | 2178.6141 | 16296.0332 |  | 0
1918-03-17 | 0 | 0 | 0 | 0 | -6.6845 | -6.6845 | 2171.9296 | 16246.0331 |  | 0
1918-03-18 | 0 | 0 | 0 | 0 | -6.6845 | -6.6845 | 2165.2451 | 16196.0331 |  | 0
1918-03-19 | 0 | 0 | 0 | 0 | -6.6845 | -6.6845 | 2158.5606 | 16146.033 |  | 0
1918-03-20 | 0 | 0 | 0 | 0 | -6.6845 | -6.6845 | 2151.8761 | 16096.033 |  | 0
1918-03-21 | 0 | 0 | 0 | 0 | -6.6845 | -6.6845 | 2145.1916 | 16046.0329 |  | 0
1918-03-22 | 0.041667 | 104.8033 | 3.6551 | 3.6551 | 94.4638 | 94.4638 | 2239.6553 | 16752.6218 |  | 0
1918-03-23 | 0 | 0 | 0 | 0 | -6.6845 | -6.6845 | 2232.9708 | 16702.6217 |  | 0
1918-03-24 | 0 | 0 | 0 | 0 | -6.6845 | -6.6845 | 2226.2863 | 16652.6216 |  | 0
1918-03-25 | 0 | 0 | 0 | 0 | -6.6845 | -6.6845 | 2219.6018 | 16602.6216 |  | 0
1918-03-26 | 0 | 0 | 0 | 0 | -6.6845 | -6.6845 | 2212.9173 | 16552.6215 |  | 0
1918-03-27 | 0 | 0 | 0 | 0 | -6.6845 | -6.6845 | 2206.2328 | 16502.6215 |  | 0
1918-03-28 | 0 | 0 | 0 | 0 | -6.6845 | -6.6845 | 2199.5483 | 16452.6214 |  | 0
1918-03-29 | 0 | 0 | 0 | 0 | -6.6845 | -6.6845 | 2192.8638 | 16402.6213 |  | 0
1918-03-30 | 0 | 0 | 0 | 0 | -6.6845 | -6.6845 | 2186.1793 | 16352.6213 |  | 0
1918-03-31 | 0 | 0 | 0 | 0 | -6.6845 | -6.6845 | 2179.4948 | 16302.6212 |  | 0
1918-04-01 | 0 | 0 | 0 | 0 | -6.6845 | -6.6845 | 2172.8103 | 16252.6212 |  | 0
1918-04-02 | 0 | 0 | 0 | 0 | -6.6845 | -6.6845 | 2166.1258 | 16202.6211 |  | 0
1918-04-03 | 0 | 0 | 0 | 0 | -6.6845 | -6.6845 | 2159.4413 | 16152.621 |  | 0
1918-04-04 | 0 | 0 | 0 | 0 | -6.6845 | -6.6845 | 2152.7568 | 16102.621 |  | 0
1918-04-05 | 0 | 0 | 0 | 0 | -6.6845 | -6.6845 | 2146.0723 | 16052.6209 |  | 0
1918-04-06 | 0 | 0 | 0 | 0 | -6.6845 | -6.6845 | 2139.3878 | 16002.6209 |  | 0
1918-04-07 | 0 | 0 | 0 | 0 | -6.6845 | -6.6845 | 2132.7033 | 15952.6208 |  | 0
1918-04-08 | 0 | 0 | 0 | 0 | -6.6845 | -6.6845 | 2126.0188 | 15902.6207 |  | 0
1918-04-09 | 0 | 0 | 0 | 0 | -6.6845 | -6.6845 | 2119.3343 | 15852.6207 |  | 0
1918-04-10 | 0 | 0 | 0 | 0 | -6.6845 | -6.6845 | 2112.6498 | 15802.6206 |  | 0
1918-04-11 | 0 | 0 | 0 | 0 | -6.6845 | -6.6845 | 2105.9653 | 15752.6206 |  | 0
1918-04-12 | 0 | 0 | 0 | 0 | -6.6845 | -6.6845 | 2099.2808 | 15702.6205 |  | 0
1918-04-13 | 0 | 0 | 0 | 0 | -6.6845 | -6.6845 | 2092.5963 | 15652.6204 |  | 0
1918-04-14 | 0 | 0 | 0 | 0 | -6.6845 | -6.6845 | 2085.9118 | 15602.6204 |  | 0
1918-04-15 | 0 | 0 | 0 | 0 | -6.6845 | -6.6845 | 2079.2273 | 15552.6203 |  | 0
1918-04-16 | 0 | 0 | 0 | 0 | -6.6845 | -6.6845 | 2072.5428 | 15502.6203 |  | 0
1918-04-17 | 0 | 0 | 0 | 0 | -6.6845 | -6.6845 | 2065.8583 | 15452.6202 |  | 0
1918-04-18 | 0 | 0 | 0 | 0 | -6.6845 | -6.6845 | 2059.1738 | 15402.6201 |  | 0
1918-04-19 | 0 | 0 | 0 | 0 | -6.6845 | -6.6845 | 2052.4893 | 15352.6201 |  | 0
1918-04-20 | 0 | 0 | 0 | 0 | -6.6845 | -6.6845 | 2045.8048 | 15302.62 |  | 0
1918-04-21 | 0 | 0 | 0 | 0 | -6.6845 | -6.6845 | 2039.1203 | 15252.62 |  | 0
1918-04-22 | 0 | 0 | 0 | 0 | -6.6845 | -6.6845 | 2032.4358 | 15202.6199 |  | 0
1918-04-23 | 0 | 0 | 0 | 0 | -6.6845 | -6.6845 | 2025.7513 | 15152.6198 |  | 0
1918-04-24 | 0 | 0 | 0 | 0 | -6.6845 | -6.6845 | 2019.0668 | 15102.6198 |  | 0
1918-04-25 | 0 | 0 | 0 | 0 | -6.6845 | -6.6845 | 2012.3823 | 15052.6197 |  | 0
1918-04-26 | 0 | 0 | 0 | 0 | -6.6845 | -6.6845 | 2005.6978 | 15002.6197 |  | 0
1918-04-27 | 0 | 0 | 0 | 0 | -6.6845 | -6.6845 | 1999.0133 | 14952.6196 |  | 0
1918-04-28 | 0 | 0 | 0 | 0 | -6.6845 | -6.6845 | 1992.3288 | 14902.6195 |  | 0
1918-04-29 | 0 | 0 | 0 | 0 | -6.6845 | -6.6845 | 1985.6443 | 14852.6195 |  | 0
1918-04-30 | 0 | 0 | 0 | 0 | -6.6845 | -6.6845 | 1978.9598 | 14802.6194 |  | 0
1918-05-01 | 0 | 0 | 0 | 0 | -6.6845 | -6.6845 | 1972.2753 | 14752.6194 |  | 0
1918-05-02 | 0.058333 | 146.7247 | 3.6551 | 3.6551 | 136.3851 | 136.3851 | 2108.6604 | 15772.7798 |  | 0
1918-05-03 | 0.05 | 125.764 | 3.6551 | 3.6551 | 115.4244 | 115.4244 | 2224.0848 | 16636.1545 |  | 0
1918-05-04 | 0.039167 | 98.5151 | 3.6551 | 3.6551 | 88.1756 | 88.1756 | 2312.2604 | 17295.7076 |  | 0
1918-05-05 | 0 | 0 | 0 | 0 | -6.6845 | -6.6845 | 2305.5759 | 17245.7076 |  | 0
1918-05-06 | 0 | 0 | 0 | 0 | -6.6845 | -6.6845 | 2298.8914 | 17195.7075 |  | 0
1918-05-07 | 0 | 0 | 0 | 0 | -6.6845 | -6.6845 | 2292.2069 | 17145.7074 |  | 0
1918-05-08 | 0 | 0 | 0 | 0 | -6.6845 | -6.6845 | 2285.5224 | 17095.7074 |  | 0
1918-05-09 | 0 | 0 | 0 | 0 | -6.6845 | -6.6845 | 2278.8379 | 17045.7073 |  | 0
1918-05-10 | 0 | 0 | 0 | 0 | -6.6845 | -6.6845 | 2272.1534 | 16995.7073 |  | 0
1918-05-11 | 0 | 0 | 0 | 0 | -6.6845 | -6.6845 | 2265.4689 | 16945.7072 |  | 0
1918-05-12 | 0 | 0 | 0 | 0 | -6.6845 | -6.6845 | 2258.7844 | 16895.7071 |  | 0
1918-05-13 | 0 | 0 | 0 | 0 | -6.6845 | -6.6845 | 2252.0999 | 16845.7071 |  | 0
1918-05-14 | 0 | 0 | 0 | 0 | -6.6845 | -6.6845 | 2245.4154 | 16795.707 |  | 0
1918-05-15 | 0 | 0 | 0 | 0 | -6.6845 | -6.6845 | 2238.7309 | 16745.707 |  | 0
1918-05-16 | 0 | 0 | 0 | 0 | -6.6845 | -6.6845 | 2232.0464 | 16695.7069 |  | 0
1918-05-17 | 0 | 0 | 0 | 0 | -6.6845 | -6.6845 | 2225.3619 | 16645.7068 |  | 0
1918-05-18 | 0 | 0 | 0 | 0 | -6.6845 | -6.6845 | 2218.6774 | 16595.7068 |  | 0
1918-05-19 | 0 | 0 | 0 | 0 | -6.6845 | -6.6845 | 2211.9929 | 16545.7067 |  | 0
1918-05-20 | 0 | 0 | 0 | 0 | -6.6845 | -6.6845 | 2205.3084 | 16495.7067 |  | 0
1918-05-21 | 0 | 0 | 0 | 0 | -6.6845 | -6.6845 | 2198.6239 | 16445.7066 |  | 0
1918-05-22 | 0.0625 | 157.205 | 3.6551 | 3.6551 | 146.8654 | 146.8654 | 2345.4893 | 17544.2599 |  | 0
1918-05-23 | 0 | 0 | 0 | 0 | -6.6845 | -6.6845 | 2338.8048 | 17494.2599 |  | 0
1918-05-24 | 0 | 0 | 0 | 0 | -6.6845 | -6.6845 | 2332.1203 | 17444.2598 |  | 0
1918-05-25 | 0.015 | 37.7292 | 3.6551 | 3.6551 | 27.3896 | 27.3896 | 2359.5099 | 17649.1342 |  | 0
1918-05-26 | 0 | 0 | 0 | 0 | -6.6845 | -6.6845 | 2352.8254 | 17599.1341 |  | 0
1918-05-27 | 0 | 0 | 0 | 0 | -6.6845 | -6.6845 | 2346.1409 | 17549.134 |  | 0
1918-05-28 | 0 | 0 | 0 | 0 | -6.6845 | -6.6845 | 2339.4564 | 17499.134 |  | 0
1918-05-29 | 0 | 0 | 0 | 0 | -6.6845 | -6.6845 | 2332.7719 | 17449.1339 |  | 0
1918-05-30 | 0 | 0 | 0 | 0 | -6.6845 | -6.6845 | 2326.0874 | 17399.1339 |  | 0
1918-05-31 | 0 | 0 | 0 | 0 | -6.6845 | -6.6845 | 2319.4029 | 17349.1338 |  | 0
1918-06-01 | 0 | 0 | 0 | 0 | -6.6845 | -6.6845 | 2312.7184 | 17299.1337 |  | 0
1918-06-02 | 0 | 0 | 0 | 0 | -6.6845 | -6.6845 | 2306.0339 | 17249.1337 |  | 0
1918-06-03 | 0 | 0 | 0 | 0 | -6.6845 | -6.6845 | 2299.3494 | 17199.1336 |  | 0
1918-06-04 | 0.031667 | 79.6505 | 3.6551 | 3.6551 | 69.311 | 69.311 | 2368.6604 | 17717.5796 |  | 0
1918-06-05 | 0.011667 | 29.3449 | 3.6551 | 3.6551 | 19.0054 | 19.0054 | 2387.6657 | 17859.7396 |  | 0
1918-06-06 | 0.033333 | 83.8427 | 3.6551 | 3.6551 | 73.5031 | 73.5031 | 2461.1688 | 18409.5427 |  | 0
1918-06-07 | 0.018333 | 46.1135 | 3.6551 | 3.6551 | 35.7739 | 35.7739 | 2496.9427 | 18677.1314 |  | 0
1918-06-08 | 0 | 0 | 0 | 0 | -6.6845 | -6.6845 | 2490.2582 | 18627.1313 |  | 0
1918-06-09 | 0.0425 | 106.8994 | 3.6551 | 3.6551 | 96.5598 | 96.5598 | 2586.818 | 19349.3987 |  | 0
1918-06-10 | 0 | 0 | 0 | 0 | -6.6845 | -6.6845 | 2580.1335 | 19299.3987 |  | 0
1918-06-11 | 0 | 0 | 0 | 0 | -6.6845 | -6.6845 | 2573.449 | 19249.3986 |  | 0
1918-06-12 | 0 | 0 | 0 | 0 | -6.6845 | -6.6845 | 2566.7645 | 19199.3986 |  | 0
1918-06-13 | 0 | 0 | 0 | 0 | -6.6845 | -6.6845 | 2560.08 | 19149.3985 |  | 0
1918-06-14 | 0 | 0 | 0 | 0 | -6.6845 | -6.6845 | 2553.3955 | 19099.3984 |  | 0
1918-06-15 | 0 | 0 | 0 | 0 | -6.6845 | -6.6845 | 2546.711 | 19049.3984 |  | 0
1918-06-16 | 0 | 0 | 0 | 0 | -6.6845 | -6.6845 | 2540.0265 | 18999.3983 |  | 0
1918-06-17 | 0 | 0 | 0 | 0 | -6.6845 | -6.6845 | 2533.342 | 18949.3983 |  | 0
1918-06-18 | 0 | 0 | 0 | 0 | -6.6845 | -6.6845 | 2526.6575 | 18899.3982 |  | 0
1918-06-19 | 0 | 0 | 0 | 0 | -6.6845 | -6.6845 | 2519.973 | 18849.3981 |  | 0
1918-06-20 | 0 | 0 | 0 | 0 | -6.6845 | -6.6845 | 2513.2885 | 18799.3981 |  | 0
1918-06-21 | 0 | 0 | 0 | 0 | -6.6845 | -6.6845 | 2506.604 | 18749.398 |  | 0
1918-06-22 | 0 | 0 | 0 | 0 | -6.6845 | -6.6845 | 2499.9195 | 18699.398 |  | 0
1918-06-23 | 0 | 0 | 0 | 0 | -6.6845 | -6.6845 | 2493.235 | 18649.3979 |  | 0
1918-06-24 | 0 | 0 | 0 | 0 | -6.6845 | -6.6845 | 2486.5505 | 18599.3978 |  | 0
1918-06-25 | 0 | 0 | 0 | 0 | -6.6845 | -6.6845 | 2479.866 | 18549.3978 |  | 0
1918-06-26 | 0 | 0 | 0 | 0 | -6.6845 | -6.6845 | 2473.1815 | 18499.3977 |  | 0
1918-06-27 | 0 | 0 | 0 | 0 | -6.6845 | -6.6845 | 2466.497 | 18449.3977 |  | 0
1918-06-28 | 0 | 0 | 0 | 0 | -6.6845 | -6.6845 | 2459.8125 | 18399.3976 |  | 0
1918-06-29 | 0 | 0 | 0 | 0 | -6.6845 | -6.6845 | 2453.128 | 18349.3975 |  | 0
1918-06-30 | 0 | 0 | 0 | 0 | -6.6845 | -6.6845 | 2446.4435 | 18299.3975 |  | 0
1918-07-01 | 0 | 0 | 0 | 0 | -6.6845 | -6.6845 | 2439.759 | 18249.3974 |  | 0
1918-07-02 | 0 | 0 | 0 | 0 | -6.6845 | -6.6845 | 2433.0745 | 18199.3974 |  | 0
1918-07-03 | 0 | 0 | 0 | 0 | -6.6845 | -6.6845 | 2426.39 | 18149.3973 |  | 0
1918-07-04 | 0 | 0 | 0 | 0 | -6.6845 | -6.6845 | 2419.7055 | 18099.3972 |  | 0
1918-07-05 | 0 | 0 | 0 | 0 | -6.6845 | -6.6845 | 2413.021 | 18049.3972 |  | 0
1918-07-06 | 0 | 0 | 0 | 0 | -6.6845 | -6.6845 | 2406.3365 | 17999.3971 |  | 0
1918-07-07 | 0 | 0 | 0 | 0 | -6.6845 | -6.6845 | 2399.652 | 17949.3971 |  | 0
1918-07-08 | 0 | 0 | 0 | 0 | -6.6845 | -6.6845 | 2392.9675 | 17899.397 |  | 0
1918-07-09 | 0 | 0 | 0 | 0 | -6.6845 | -6.6845 | 2386.283 | 17849.3969 |  | 0
1918-07-10 | 0 | 0 | 0 | 0 | -6.6845 | -6.6845 | 2379.5985 | 17799.3969 |  | 0
1918-07-11 | 0 | 0 | 0 | 0 | -6.6845 | -6.6845 | 2372.914 | 17749.3968 |  | 0
1918-07-12 | 0.020833 | 52.4017 | 3.6551 | 3.6551 | 42.0621 | 42.0621 | 2414.9761 | 18064.0212 |  | 0
1918-07-13 | 0.02 | 50.3056 | 3.6551 | 3.6551 | 39.966 | 39.966 | 2454.9421 | 18362.9671 |  | 0
1918-07-14 | 0.015 | 37.7292 | 3.6551 | 3.6551 | 27.3896 | 27.3896 | 2482.3317 | 18567.8414 |  | 0
1918-07-15 | 0.005 | 12.5764 | 3.6551 | 3.6551 | 2.2368 | 2.2368 | 2484.5686 | 18584.5728 |  | 0
1918-07-16 | 0 | 0 | 0 | 0 | -6.6845 | -6.6845 | 2477.8841 | 18534.5728 |  | 0
1918-07-17 | 0 | 0 | 0 | 0 | -6.6845 | -6.6845 | 2471.1996 | 18484.5727 |  | 0
1918-07-18 | 0 | 0 | 0 | 0 | -6.6845 | -6.6845 | 2464.5151 | 18434.5726 |  | 0
1918-07-19 | 0 | 0 | 0 | 0 | -6.6845 | -6.6845 | 2457.8306 | 18384.5726 |  | 0
1918-07-20 | 0 | 0 | 0 | 0 | -6.6845 | -6.6845 | 2451.1461 | 18334.5725 |  | 0
1918-07-21 | 0 | 0 | 0 | 0 | -6.6845 | -6.6845 | 2444.4616 | 18284.5725 |  | 0
1918-07-22 | 0.01 | 25.1528 | 3.6551 | 3.6551 | 14.8132 | 14.8132 | 2459.2748 | 18395.3754 |  | 0
1918-07-23 | 0 | 0 | 0 | 0 | -6.6845 | -6.6845 | 2452.5903 | 18345.3753 |  | 0
1918-07-24 | 0 | 0 | 0 | 0 | -6.6845 | -6.6845 | 2445.9058 | 18295.3752 |  | 0
1918-07-25 | 0.10417 | 262.0083 | 3.6551 | 3.6551 | 251.6688 | 251.6688 | 2697.5745 | 20177.8575 |  | 0
1918-07-26 | 0 | 0 | 0 | 0 | -6.6845 | -6.6845 | 2690.89 | 20127.8574 |  | 0
1918-07-27 | 0 | 0 | 0 | 0 | -6.6845 | -6.6845 | 2684.2055 | 20077.8574 |  | 0
1918-07-28 | 0.0041667 | 10.4803 | 3.6551 | 3.6551 | 0.14075 | 0.14075 | 2684.3463 | 20078.9102 |  | 0
1918-07-29 | 0 | 0 | 0 | 0 | -6.6845 | -6.6845 | 2677.6618 | 20028.9102 |  | 0
1918-07-30 | 0 | 0 | 0 | 0 | -6.6845 | -6.6845 | 2670.9773 | 19978.9101 |  | 0
1918-07-31 | 0 | 0 | 0 | 0 | -6.6845 | -6.6845 | 2664.2928 | 19928.91 |  | 0
1918-08-01 | 0 | 0 | 0 | 0 | -6.6845 | -6.6845 | 2657.6083 | 19878.91 |  | 0
1918-08-02 | 0 | 0 | 0 | 0 | -6.6845 | -6.6845 | 2650.9238 | 19828.9099 |  | 0
1918-08-03 | 0.0066667 | 16.7685 | 3.6551 | 3.6551 | 6.429 | 6.429 | 2657.3527 | 19876.9985 |  | 0
1918-08-04 | 0 | 0 | 0 | 0 | -6.6845 | -6.6845 | 2650.6682 | 19826.9984 |  | 0
1918-08-05 | 0 | 0 | 0 | 0 | -6.6845 | -6.6845 | 2643.9837 | 19776.9984 |  | 0
1918-08-06 | 0.010833 | 27.2489 | 3.6551 | 3.6551 | 16.9093 | 16.9093 | 2660.893 | 19903.4798 |  | 0
1918-08-07 | 0 | 0 | 0 | 0 | -6.6845 | -6.6845 | 2654.2085 | 19853.4798 |  | 0
1918-08-08 | 0 | 0 | 0 | 0 | -6.6845 | -6.6845 | 2647.524 | 19803.4797 |  | 0
1918-08-09 | 0 | 0 | 0 | 0 | -6.6845 | -6.6845 | 2640.8395 | 19753.4797 |  | 0
1918-08-10 | 0 | 0 | 0 | 0 | -6.6845 | -6.6845 | 2634.155 | 19703.4796 |  | 0
1918-08-11 | 0 | 0 | 0 | 0 | -6.6845 | -6.6845 | 2627.4705 | 19653.4795 |  | 0
1918-08-12 | 0 | 0 | 0 | 0 | -6.6845 | -6.6845 | 2620.786 | 19603.4795 |  | 0
1918-08-13 | 0.016667 | 41.9213 | 3.6551 | 3.6551 | 31.5818 | 31.5818 | 2652.3678 | 19839.711 |  | 0
1918-08-14 | 0.059167 | 148.8207 | 3.6551 | 3.6551 | 138.4812 | 138.4812 | 2790.8489 | 20875.55 |  | 0
1918-08-15 | 0.0375 | 94.323 | 3.6551 | 3.6551 | 83.9834 | 83.9834 | 2874.8324 | 21503.746 |  | 0
1918-08-16 | 0.0375 | 94.323 | 3.6551 | 3.6551 | 83.9834 | 83.9834 | 2958.8158 | 22131.942 |  | 0
1918-08-17 | 0.05 | 125.764 | 3.6551 | 3.6551 | 115.4244 | 115.4244 | 3074.2402 | 22995.3166 |  | 0
1918-08-18 | 0.021667 | 54.4977 | 3.6551 | 3.6551 | 44.1582 | 44.1582 | 3118.3983 | 23325.6196 |  | 0
1918-08-19 | 0 | 0 | 0 | 0 | -6.6845 | -6.6845 | 3111.7138 | 23275.6196 |  | 0
1918-08-20 | 0 | 0 | 0 | 0 | -6.6845 | -6.6845 | 3105.0293 | 23225.6195 |  | 0
1918-08-21 | 0 | 0 | 0 | 0 | -6.6845 | -6.6845 | 3098.3448 | 23175.6194 |  | 0
1918-08-22 | 0 | 0 | 0 | 0 | -6.6845 | -6.6845 | 3091.6603 | 23125.6194 |  | 0
1918-08-23 | 0 | 0 | 0 | 0 | -6.6845 | -6.6845 | 3084.9758 | 23075.6193 |  | 0
1918-08-24 | 0 | 0 | 0 | 0 | -6.6845 | -6.6845 | 3078.2913 | 23025.6193 |  | 0
1918-08-25 | 0 | 0 | 0 | 0 | -6.6845 | -6.6845 | 3071.6068 | 22975.6192 |  | 0
1918-08-26 | 0.0625 | 157.205 | 3.6551 | 3.6551 | 146.8654 | 146.8654 | 3218.4723 | 24074.1725 |  | 0
1918-08-27 | 0 | 0 | 0 | 0 | -6.6845 | -6.6845 | 3211.7878 | 24024.1725 |  | 0
1918-08-28 | 0 | 0 | 0 | 0 | -6.6845 | -6.6845 | 3205.1033 | 23974.1724 |  | 0
1918-08-29 | 0 | 0 | 0 | 0 | -6.6845 | -6.6845 | 3198.4188 | 23924.1724 |  | 0
1918-08-30 | 0 | 0 | 0 | 0 | -6.6845 | -6.6845 | 3191.7343 | 23874.1723 |  | 0
1918-08-31 | 0 | 0 | 0 | 0 | -6.6845 | -6.6845 | 3185.0498 | 23824.1722 |  | 0
1918-09-01 | 0 | 0 | 0 | 0 | -6.6845 | -6.6845 | 3178.3653 | 23774.1722 |  | 0
1918-09-02 | 0 | 0 | 0 | 0 | -6.6845 | -6.6845 | 3171.6808 | 23724.1721 |  | 0
1918-09-03 | 0 | 0 | 0 | 0 | -6.6845 | -6.6845 | 3164.9963 | 23674.1721 |  | 0
1918-09-04 | 0 | 0 | 0 | 0 | -6.6845 | -6.6845 | 3158.3118 | 23624.172 |  | 0
1918-09-05 | 0 | 0 | 0 | 0 | -6.6845 | -6.6845 | 3151.6273 | 23574.1719 |  | 0
1918-09-06 | 0 | 0 | 0 | 0 | -6.6845 | -6.6845 | 3144.9428 | 23524.1719 |  | 0
1918-09-07 | 0 | 0 | 0 | 0 | -6.6845 | -6.6845 | 3138.2583 | 23474.1718 |  | 0
1918-09-08 | 0 | 0 | 0 | 0 | -6.6845 | -6.6845 | 3131.5738 | 23424.1718 |  | 0
1918-09-09 | 0 | 0 | 0 | 0 | -6.6845 | -6.6845 | 3124.8893 | 23374.1717 |  | 0
1918-09-10 | 0 | 0 | 0 | 0 | -6.6845 | -6.6845 | 3118.2048 | 23324.1716 |  | 0
1918-09-11 | 0 | 0 | 0 | 0 | -6.6845 | -6.6845 | 3111.5203 | 23274.1716 |  | 0
1918-09-12 | 0 | 0 | 0 | 0 | -6.6845 | -6.6845 | 3104.8358 | 23224.1715 |  | 0
1918-09-13 | 0 | 0 | 0 | 0 | -6.6845 | -6.6845 | 3098.1513 | 23174.1715 |  | 0
1918-09-14 | 0 | 0 | 0 | 0 | -6.6845 | -6.6845 | 3091.4668 | 23124.1714 |  | 0
1918-09-15 | 0 | 0 | 0 | 0 | -6.6845 | -6.6845 | 3084.7823 | 23074.1713 |  | 0
1918-09-16 | 0 | 0 | 0 | 0 | -6.6845 | -6.6845 | 3078.0978 | 23024.1713 |  | 0
1918-09-17 | 0 | 0 | 0 | 0 | -6.6845 | -6.6845 | 3071.4133 | 22974.1712 |  | 0
1918-09-18 | 0 | 0 | 0 | 0 | -6.6845 | -6.6845 | 3064.7288 | 22924.1712 |  | 0
1918-09-19 | 0 | 0 | 0 | 0 | -6.6845 | -6.6845 | 3058.0443 | 22874.1711 |  | 0
1918-09-20 | 0 | 0 | 0 | 0 | -6.6845 | -6.6845 | 3051.3598 | 22824.171 |  | 0
1918-09-21 | 0 | 0 | 0 | 0 | -6.6845 | -6.6845 | 3044.6753 | 22774.171 |  | 0
1918-09-22 | 0 | 0 | 0 | 0 | -6.6845 | -6.6845 | 3037.9908 | 22724.1709 |  | 0
1918-09-23 | 0 | 0 | 0 | 0 | -6.6845 | -6.6845 | 3031.3063 | 22674.1709 |  | 0
1918-09-24 | 0 | 0 | 0 | 0 | -6.6845 | -6.6845 | 3024.6218 | 22624.1708 |  | 0
1918-09-25 | 0 | 0 | 0 | 0 | -6.6845 | -6.6845 | 3017.9373 | 22574.1707 |  | 0
1918-09-26 | 0 | 0 | 0 | 0 | -6.6845 | -6.6845 | 3011.2528 | 22524.1707 |  | 0
1918-09-27 | 0 | 0 | 0 | 0 | -6.6845 | -6.6845 | 3004.5683 | 22474.1706 |  | 0
1918-09-28 | 0 | 0 | 0 | 0 | -6.6845 | -6.6845 | 2997.8838 | 22424.1706 |  | 0
1918-09-29 | 0 | 0 | 0 | 0 | -6.6845 | -6.6845 | 2991.1993 | 22374.1705 |  | 0
1918-09-30 | 0 | 0 | 0 | 0 | -6.6845 | -6.6845 | 2984.5148 | 22324.1704 |  | 0
1918-10-01 | 0 | 0 | 0 | 0 | -6.6845 | -6.6845 | 2977.8303 | 22274.1704 |  | 0
1918-10-02 | 0 | 0 | 0 | 0 | -6.6845 | -6.6845 | 2971.1458 | 22224.1703 |  | 0
1918-10-03 | 0 | 0 | 0 | 0 | -6.6845 | -6.6845 | 2964.4613 | 22174.1703 |  | 0
1918-10-04 | 0 | 0 | 0 | 0 | -6.6845 | -6.6845 | 2957.7768 | 22124.1702 |  | 0
1918-10-05 | 0 | 0 | 0 | 0 | -6.6845 | -6.6845 | 2951.0923 | 22074.1701 |  | 0
1918-10-06 | 0 | 0 | 0 | 0 | -6.6845 | -6.6845 | 2944.4078 | 22024.1701 |  | 0
1918-10-07 | 0 | 0 | 0 | 0 | -6.6845 | -6.6845 | 2937.7233 | 21974.17 |  | 0
1918-10-08 | 0 | 0 | 0 | 0 | -6.6845 | -6.6845 | 2931.0388 | 21924.17 |  | 0
1918-10-09 | 0 | 0 | 0 | 0 | -6.6845 | -6.6845 | 2924.3543 | 21874.1699 |  | 0
1918-10-10 | 0 | 0 | 0 | 0 | -6.6845 | -6.6845 | 2917.6698 | 21824.1698 |  | 0
1918-10-11 | 0 | 0 | 0 | 0 | -6.6845 | -6.6845 | 2910.9853 | 21774.1698 |  | 0
1918-10-12 | 0 | 0 | 0 | 0 | -6.6845 | -6.6845 | 2904.3008 | 21724.1697 |  | 0
1918-10-13 | 0 | 0 | 0 | 0 | -6.6845 | -6.6845 | 2897.6163 | 21674.1697 |  | 0
1918-10-14 | 0 | 0 | 0 | 0 | -6.6845 | -6.6845 | 2890.9318 | 21624.1696 |  | 0
1918-10-15 | 0 | 0 | 0 | 0 | -6.6845 | -6.6845 | 2884.2473 | 21574.1695 |  | 0
1918-10-16 | 0 | 0 | 0 | 0 | -6.6845 | -6.6845 | 2877.5628 | 21524.1695 |  | 0
1918-10-17 | 0 | 0 | 0 | 0 | -6.6845 | -6.6845 | 2870.8783 | 21474.1694 |  | 0
1918-10-18 | 0 | 0 | 0 | 0 | -6.6845 | -6.6845 | 2864.1938 | 21424.1694 |  | 0
1918-10-19 | 0 | 0 | 0 | 0 | -6.6845 | -6.6845 | 2857.5093 | 21374.1693 |  | 0
1918-10-20 | 0 | 0 | 0 | 0 | -6.6845 | -6.6845 | 2850.8248 | 21324.1692 |  | 0
1918-10-21 | 0 | 0 | 0 | 0 | -6.6845 | -6.6845 | 2844.1403 | 21274.1692 |  | 0
1918-10-22 | 0 | 0 | 0 | 0 | -6.6845 | -6.6845 | 2837.4558 | 21224.1691 |  | 0
1918-10-23 | 0 | 0 | 0 | 0 | -6.6845 | -6.6845 | 2830.7713 | 21174.1691 |  | 0
1918-10-24 | 0 | 0 | 0 | 0 | -6.6845 | -6.6845 | 2824.0868 | 21124.169 |  | 0
1918-10-25 | 0 | 0 | 0 | 0 | -6.6845 | -6.6845 | 2817.4023 | 21074.1689 |  | 0
1918-10-26 | 0 | 0 | 0 | 0 | -6.6845 | -6.6845 | 2810.7178 | 21024.1689 |  | 0
1918-10-27 | 0 | 0 | 0 | 0 | -6.6845 | -6.6845 | 2804.0333 | 20974.1688 |  | 0
1918-10-28 | 0 | 0 | 0 | 0 | -6.6845 | -6.6845 | 2797.3488 | 20924.1688 |  | 0
1918-10-29 | 0 | 0 | 0 | 0 | -6.6845 | -6.6845 | 2790.6643 | 20874.1687 |  | 0
1918-10-30 | 0 | 0 | 0 | 0 | -6.6845 | -6.6845 | 2783.9798 | 20824.1686 |  | 0
1918-10-31 | 0 | 0 | 0 | 0 | -6.6845 | -6.6845 | 2777.2953 | 20774.1686 |  | 0
1918-11-01 | 0 | 0 | 0 | 0 | -6.6845 | -6.6845 | 2770.6108 | 20724.1685 |  | 0
1918-11-02 | 0 | 0 | 0 | 0 | -6.6845 | -6.6845 | 2763.9263 | 20674.1685 |  | 0
1918-11-03 | 0 | 0 | 0 | 0 | -6.6845 | -6.6845 | 2757.2418 | 20624.1684 |  | 0
1918-11-04 | 0 | 0 | 0 | 0 | -6.6845 | -6.6845 | 2750.5573 | 20574.1683 |  | 0
1918-11-05 | 0 | 0 | 0 | 0 | -6.6845 | -6.6845 | 2743.8728 | 20524.1683 |  | 0
1918-11-06 | 0 | 0 | 0 | 0 | -6.6845 | -6.6845 | 2737.1883 | 20474.1682 |  | 0
1918-11-07 | 0 | 0 | 0 | 0 | -6.6845 | -6.6845 | 2730.5038 | 20424.1682 |  | 0
1918-11-08 | 0 | 0 | 0 | 0 | -6.6845 | -6.6845 | 2723.8193 | 20374.1681 |  | 0
1918-11-09 | 0 | 0 | 0 | 0 | -6.6845 | -6.6845 | 2717.1348 | 20324.168 |  | 0
1918-11-10 | 0 | 0 | 0 | 0 | -6.6845 | -6.6845 | 2710.4503 | 20274.168 |  | 0
1918-11-11 | 0 | 0 | 0 | 0 | -6.6845 | -6.6845 | 2703.7658 | 20224.1679 |  | 0
1918-11-12 | 0 | 0 | 0 | 0 | -6.6845 | -6.6845 | 2697.0813 | 20174.1679 |  | 0
1918-11-13 | 0 | 0 | 0 | 0 | -6.6845 | -6.6845 | 2690.3968 | 20124.1678 |  | 0
1918-11-14 | 0.054167 | 136.2443 | 3.6551 | 3.6551 | 125.9048 | 125.9048 | 2816.3015 | 21065.9353 |  | 0
1918-11-15 | 0 | 0 | 0 | 0 | -6.6845 | -6.6845 | 2809.617 | 21015.9353 |  | 0
1918-11-16 | 0 | 0 | 0 | 0 | -6.6845 | -6.6845 | 2802.9325 | 20965.9352 |  | 0
1918-11-17 | 0 | 0 | 0 | 0 | -6.6845 | -6.6845 | 2796.248 | 20915.9352 |  | 0
1918-11-18 | 0 | 0 | 0 | 0 | -6.6845 | -6.6845 | 2789.5635 | 20865.9351 |  | 0
1918-11-19 | 0 | 0 | 0 | 0 | -6.6845 | -6.6845 | 2782.879 | 20815.935 |  | 0
1918-11-20 | 0 | 0 | 0 | 0 | -6.6845 | -6.6845 | 2776.1945 | 20765.935 |  | 0
1918-11-21 | 0.04 | 100.6112 | 3.6551 | 3.6551 | 90.2716 | 90.2716 | 2866.4661 | 21441.1667 |  | 0
1918-11-22 | 0 | 0 | 0 | 0 | -6.6845 | -6.6845 | 2859.7816 | 21391.1666 |  | 0
1918-11-23 | 0 | 0 | 0 | 0 | -6.6845 | -6.6845 | 2853.0971 | 21341.1666 |  | 0
1918-11-24 | 0 | 0 | 0 | 0 | -6.6845 | -6.6845 | 2846.4126 | 21291.1665 |  | 0
1918-11-25 | 0.0375 | 94.323 | 3.6551 | 3.6551 | 83.9834 | 83.9834 | 2930.3961 | 21919.3625 |  | 0
1918-11-26 | 0 | 0 | 0 | 0 | -6.6845 | -6.6845 | 2923.7116 | 21869.3624 |  | 0
1918-11-27 | 0 | 0 | 0 | 0 | -6.6845 | -6.6845 | 2917.0271 | 21819.3624 |  | 0
1918-11-28 | 0 | 0 | 0 | 0 | -6.6845 | -6.6845 | 2910.3426 | 21769.3623 |  | 0
1918-11-29 | 0 | 0 | 0 | 0 | -6.6845 | -6.6845 | 2903.6581 | 21719.3623 |  | 0
1918-11-30 | 0.033333 | 83.8427 | 3.6551 | 3.6551 | 73.5031 | 73.5031 | 2977.1611 | 22269.1654 |  | 0
1918-12-01 | 0 | 0 | 0 | 0 | -6.6845 | -6.6845 | 2970.4766 | 22219.1653 |  | 0
1918-12-02 | 0 | 0 | 0 | 0 | -6.6845 | -6.6845 | 2963.7921 | 22169.1652 |  | 0
1918-12-03 | 0 | 0 | 0 | 0 | -6.6845 | -6.6845 | 2957.1076 | 22119.1652 |  | 0
1918-12-04 | 0 | 0 | 0 | 0 | -6.6845 | -6.6845 | 2950.4231 | 22069.1651 |  | 0
1918-12-05 | 0 | 0 | 0 | 0 | -6.6845 | -6.6845 | 2943.7386 | 22019.1651 |  | 0
1918-12-06 | 0 | 0 | 0 | 0 | -6.6845 | -6.6845 | 2937.0541 | 21969.165 |  | 0
1918-12-07 | 0 | 0 | 0 | 0 | -6.6845 | -6.6845 | 2930.3696 | 21919.1649 |  | 0
1918-12-08 | 0 | 0 | 0 | 0 | -6.6845 | -6.6845 | 2923.6851 | 21869.1649 |  | 0
1918-12-09 | 0 | 0 | 0 | 0 | -6.6845 | -6.6845 | 2917.0006 | 21819.1648 |  | 0
1918-12-10 | 0 | 0 | 0 | 0 | -6.6845 | -6.6845 | 2910.3161 | 21769.1648 |  | 0
1918-12-11 | 0 | 0 | 0 | 0 | -6.6845 | -6.6845 | 2903.6316 | 21719.1647 |  | 0
1918-12-12 | 0 | 0 | 0 | 0 | -6.6845 | -6.6845 | 2896.9471 | 21669.1646 |  | 0
1918-12-13 | 0 | 0 | 0 | 0 | -6.6845 | -6.6845 | 2890.2626 | 21619.1646 |  | 0
1918-12-14 | 0 | 0 | 0 | 0 | -6.6845 | -6.6845 | 2883.5781 | 21569.1645 |  | 0
1918-12-15 | 0 | 0 | 0 | 0 | -6.6845 | -6.6845 | 2876.8936 | 21519.1645 |  | 0
1918-12-16 | 0 | 0 | 0 | 0 | -6.6845 | -6.6845 | 2870.2091 | 21469.1644 |  | 0
1918-12-17 | 0 | 0 | 0 | 0 | -6.6845 | -6.6845 | 2863.5246 | 21419.1643 |  | 0
1918-12-18 | 0 | 0 | 0 | 0 | -6.6845 | -6.6845 | 2856.8401 | 21369.1643 |  | 0
1918-12-19 | 0 | 0 | 0 | 0 | -6.6845 | -6.6845 | 2850.1556 | 21319.1642 |  | 0
1918-12-20 | 0 | 0 | 0 | 0 | -6.6845 | -6.6845 | 2843.4711 | 21269.1642 |  | 0
1918-12-21 | 0 | 0 | 0 | 0 | -6.6845 | -6.6845 | 2836.7866 | 21219.1641 |  | 0
1918-12-22 | 0.033333 | 83.8427 | 3.6551 | 3.6551 | 73.5031 | 73.5031 | 2910.2897 | 21768.9672 |  | 0
1918-12-23 | 0 | 0 | 0 | 0 | -6.6845 | -6.6845 | 2903.6052 | 21718.9671 |  | 0
1918-12-24 | 0 | 0 | 0 | 0 | -6.6845 | -6.6845 | 2896.9207 | 21668.9671 |  | 0
1918-12-25 | 0 | 0 | 0 | 0 | -6.6845 | -6.6845 | 2890.2362 | 21618.967 |  | 0
1918-12-26 | 0 | 0 | 0 | 0 | -6.6845 | -6.6845 | 2883.5517 | 21568.9669 |  | 0
1918-12-27 | 0 | 0 | 0 | 0 | -6.6845 | -6.6845 | 2876.8672 | 21518.9669 |  | 0
1918-12-28 | 0 | 0 | 0 | 0 | -6.6845 | -6.6845 | 2870.1827 | 21468.9668 |  | 0
1918-12-29 | 0 | 0 | 0 | 0 | -6.6845 | -6.6845 | 2863.4982 | 21418.9668 |  | 0
1918-12-30 | 0 | 0 | 0 | 0 | -6.6845 | -6.6845 | 2856.8137 | 21368.9667 |  | 0
1918-12-31 | 0.015833 | 39.8253 | 3.6551 | 3.6551 | 29.4857 | 29.4857 | 2886.2994 | 21589.5196 |  | 0
1919-01-01 | 0 | 0 | 0 | 0 | -6.6845 | -6.6845 | 2879.6149 | 21539.5196 |  | 0
1919-01-02 | 0 | 0 | 0 | 0 | -6.6845 | -6.6845 | 2872.9304 | 21489.5195 |  | 0
1919-01-03 | 0 | 0 | 0 | 0 | -6.6845 | -6.6845 | 2866.2459 | 21439.5195 |  | 0
1919-01-04 | 0 | 0 | 0 | 0 | -6.6845 | -6.6845 | 2859.5614 | 21389.5194 |  | 0
1919-01-05 | 0 | 0 | 0 | 0 | -6.6845 | -6.6845 | 2852.8769 | 21339.5193 |  | 0
1919-01-06 | 0 | 0 | 0 | 0 | -6.6845 | -6.6845 | 2846.1924 | 21289.5193 |  | 0
1919-01-07 | 0 | 0 | 0 | 0 | -6.6845 | -6.6845 | 2839.5079 | 21239.5192 |  | 0
1919-01-08 | 0.015 | 37.7292 | 3.6551 | 3.6551 | 27.3896 | 27.3896 | 2866.8975 | 21444.3936 |  | 0
1919-01-09 | 0 | 0 | 0 | 0 | -6.6845 | -6.6845 | 2860.213 | 21394.3935 |  | 0
1919-01-10 | 0 | 0 | 0 | 0 | -6.6845 | -6.6845 | 2853.5285 | 21344.3934 |  | 0
1919-01-11 | 0 | 0 | 0 | 0 | -6.6845 | -6.6845 | 2846.844 | 21294.3934 |  | 0
1919-01-12 | 0 | 0 | 0 | 0 | -6.6845 | -6.6845 | 2840.1595 | 21244.3933 |  | 0
1919-01-13 | 0 | 0 | 0 | 0 | -6.6845 | -6.6845 | 2833.475 | 21194.3933 |  | 0
1919-01-14 | 0.0066667 | 16.7685 | 3.6551 | 3.6551 | 6.429 | 6.429 | 2839.904 | 21242.4818 |  | 0
1919-01-15 | 0 | 0 | 0 | 0 | -6.6845 | -6.6845 | 2833.2195 | 21192.4818 |  | 0
1919-01-16 | 0 | 0 | 0 | 0 | -6.6845 | -6.6845 | 2826.535 | 21142.4817 |  | 0
1919-01-17 | 0 | 0 | 0 | 0 | -6.6845 | -6.6845 | 2819.8505 | 21092.4817 |  | 0
1919-01-18 | 0 | 0 | 0 | 0 | -6.6845 | -6.6845 | 2813.166 | 21042.4816 |  | 0
1919-01-19 | 0 | 0 | 0 | 0 | -6.6845 | -6.6845 | 2806.4815 | 20992.4815 |  | 0
1919-01-20 | 0 | 0 | 0 | 0 | -6.6845 | -6.6845 | 2799.797 | 20942.4815 |  | 0
1919-01-21 | 0 | 0 | 0 | 0 | -6.6845 | -6.6845 | 2793.1125 | 20892.4814 |  | 0
1919-01-22 | 0 | 0 | 0 | 0 | -6.6845 | -6.6845 | 2786.428 | 20842.4814 |  | 0
1919-01-23 | 0 | 0 | 0 | 0 | -6.6845 | -6.6845 | 2779.7435 | 20792.4813 |  | 0
1919-01-24 | 0 | 0 | 0 | 0 | -6.6845 | -6.6845 | 2773.059 | 20742.4812 |  | 0
1919-01-25 | 0 | 0 | 0 | 0 | -6.6845 | -6.6845 | 2766.3745 | 20692.4812 |  | 0
1919-01-26 | 0 | 0 | 0 | 0 | -6.6845 | -6.6845 | 2759.69 | 20642.4811 |  | 0
1919-01-27 | 0 | 0 | 0 | 0 | -6.6845 | -6.6845 | 2753.0055 | 20592.4811 |  | 0
1919-01-28 | 0 | 0 | 0 | 0 | -6.6845 | -6.6845 | 2746.321 | 20542.481 |  | 0
1919-01-29 | 0 | 0 | 0 | 0 | -6.6845 | -6.6845 | 2739.6365 | 20492.4809 |  | 0
1919-01-30 | 0 | 0 | 0 | 0 | -6.6845 | -6.6845 | 2732.952 | 20442.4809 |  | 0
1919-01-31 | 0 | 0 | 0 | 0 | -6.6845 | -6.6845 | 2726.2675 | 20392.4808 |  | 0
1919-02-01 | 0.0058333 | 14.6725 | 3.6551 | 3.6551 | 4.3329 | 4.3329 | 2730.6004 | 20424.8908 |  | 0
1919-02-02 | 0 | 0 | 0 | 0 | -6.6845 | -6.6845 | 2723.9159 | 20374.8907 |  | 0
1919-02-03 | 0 | 0 | 0 | 0 | -6.6845 | -6.6845 | 2717.2314 | 20324.8907 |  | 0
1919-02-04 | 0 | 0 | 0 | 0 | -6.6845 | -6.6845 | 2710.5469 | 20274.8906 |  | 0
1919-02-05 | 0 | 0 | 0 | 0 | -6.6845 | -6.6845 | 2703.8624 | 20224.8906 |  | 0
1919-02-06 | 0 | 0 | 0 | 0 | -6.6845 | -6.6845 | 2697.1779 | 20174.8905 |  | 0
1919-02-07 | 0 | 0 | 0 | 0 | -6.6845 | -6.6845 | 2690.4934 | 20124.8904 |  | 0
1919-02-08 | 0 | 0 | 0 | 0 | -6.6845 | -6.6845 | 2683.8089 | 20074.8904 |  | 0
1919-02-09 | 0 | 0 | 0 | 0 | -6.6845 | -6.6845 | 2677.1244 | 20024.8903 |  | 0
1919-02-10 | 0 | 0 | 0 | 0 | -6.6845 | -6.6845 | 2670.4399 | 19974.8903 |  | 0
1919-02-11 | 0 | 0 | 0 | 0 | -6.6845 | -6.6845 | 2663.7554 | 19924.8902 |  | 0
1919-02-12 | 0 | 0 | 0 | 0 | -6.6845 | -6.6845 | 2657.0709 | 19874.8901 |  | 0
1919-02-13 | 0 | 0 | 0 | 0 | -6.6845 | -6.6845 | 2650.3864 | 19824.8901 |  | 0
1919-02-14 | 0 | 0 | 0 | 0 | -6.6845 | -6.6845 | 2643.7019 | 19774.89 |  | 0
1919-02-15 | 0 | 0 | 0 | 0 | -6.6845 | -6.6845 | 2637.0174 | 19724.89 |  | 0
1919-02-16 | 0 | 0 | 0 | 0 | -6.6845 | -6.6845 | 2630.3329 | 19674.8899 |  | 0
1919-02-17 | 0 | 0 | 0 | 0 | -6.6845 | -6.6845 | 2623.6484 | 19624.8898 |  | 0
1919-02-18 | 0 | 0 | 0 | 0 | -6.6845 | -6.6845 | 2616.9639 | 19574.8898 |  | 0
1919-02-19 | 0 | 0 | 0 | 0 | -6.6845 | -6.6845 | 2610.2794 | 19524.8897 |  | 0
1919-02-20 | 0 | 0 | 0 | 0 | -6.6845 | -6.6845 | 2603.5949 | 19474.8897 |  | 0
1919-02-21 | 0 | 0 | 0 | 0 | -6.6845 | -6.6845 | 2596.9104 | 19424.8896 |  | 0
1919-02-22 | 0 | 0 | 0 | 0 | -6.6845 | -6.6845 | 2590.2259 | 19374.8895 |  | 0
1919-02-23 | 0 | 0 | 0 | 0 | -6.6845 | -6.6845 | 2583.5414 | 19324.8895 |  | 0
1919-02-24 | 0.0041667 | 10.4803 | 3.6551 | 3.6551 | 0.14075 | 0.14075 | 2583.6821 | 19325.9423 |  | 0
1919-02-25 | 0 | 0 | 0 | 0 | -6.6845 | -6.6845 | 2576.9976 | 19275.9423 |  | 0
1919-02-26 | 0 | 0 | 0 | 0 | -6.6845 | -6.6845 | 2570.3131 | 19225.9422 |  | 0
1919-02-27 | 0 | 0 | 0 | 0 | -6.6845 | -6.6845 | 2563.6286 | 19175.9421 |  | 0
1919-02-28 | 0 | 0 | 0 | 0 | -6.6845 | -6.6845 | 2556.9441 | 19125.9421 |  | 0
1919-03-01 | 0 | 0 | 0 | 0 | -6.6845 | -6.6845 | 2550.2596 | 19075.942 |  | 0
1919-03-02 | 0 | 0 | 0 | 0 | -6.6845 | -6.6845 | 2543.5751 | 19025.942 |  | 0
1919-03-03 | 0 | 0 | 0 | 0 | -6.6845 | -6.6845 | 2536.8906 | 18975.9419 |  | 0
1919-03-04 | 0 | 0 | 0 | 0 | -6.6845 | -6.6845 | 2530.2061 | 18925.9418 |  | 0
1919-03-05 | 0 | 0 | 0 | 0 | -6.6845 | -6.6845 | 2523.5216 | 18875.9418 |  | 0
1919-03-06 | 0 | 0 | 0 | 0 | -6.6845 | -6.6845 | 2516.8371 | 18825.9417 |  | 0
1919-03-07 | 0 | 0 | 0 | 0 | -6.6845 | -6.6845 | 2510.1526 | 18775.9417 |  | 0
1919-03-08 | 0 | 0 | 0 | 0 | -6.6845 | -6.6845 | 2503.4681 | 18725.9416 |  | 0
1919-03-09 | 0 | 0 | 0 | 0 | -6.6845 | -6.6845 | 2496.7836 | 18675.9415 |  | 0
1919-03-10 | 0 | 0 | 0 | 0 | -6.6845 | -6.6845 | 2490.0991 | 18625.9415 |  | 0
1919-03-11 | 0 | 0 | 0 | 0 | -6.6845 | -6.6845 | 2483.4146 | 18575.9414 |  | 0
1919-03-12 | 0 | 0 | 0 | 0 | -6.6845 | -6.6845 | 2476.7301 | 18525.9414 |  | 0
1919-03-13 | 0 | 0 | 0 | 0 | -6.6845 | -6.6845 | 2470.0456 | 18475.9413 |  | 0
1919-03-14 | 0 | 0 | 0 | 0 | -6.6845 | -6.6845 | 2463.3611 | 18425.9412 |  | 0
1919-03-15 | 0 | 0 | 0 | 0 | -6.6845 | -6.6845 | 2456.6766 | 18375.9412 |  | 0
1919-03-16 | 0 | 0 | 0 | 0 | -6.6845 | -6.6845 | 2449.9921 | 18325.9411 |  | 0
1919-03-17 | 0 | 0 | 0 | 0 | -6.6845 | -6.6845 | 2443.3076 | 18275.9411 |  | 0
1919-03-18 | 0 | 0 | 0 | 0 | -6.6845 | -6.6845 | 2436.6231 | 18225.941 |  | 0
1919-03-19 | 0 | 0 | 0 | 0 | -6.6845 | -6.6845 | 2429.9386 | 18175.9409 |  | 0
1919-03-20 | 0.0375 | 94.323 | 3.6551 | 3.6551 | 83.9834 | 83.9834 | 2513.922 | 18804.1369 |  | 0
1919-03-21 | 0 | 0 | 0 | 0 | -6.6845 | -6.6845 | 2507.2375 | 18754.1369 |  | 0
1919-03-22 | 0 | 0 | 0 | 0 | -6.6845 | -6.6845 | 2500.553 | 18704.1368 |  | 0
1919-03-23 | 0 | 0 | 0 | 0 | -6.6845 | -6.6845 | 2493.8685 | 18654.1367 |  | 0
1919-03-24 | 0.05 | 125.764 | 3.6551 | 3.6551 | 115.4244 | 115.4244 | 2609.293 | 19517.5114 |  | 0
1919-03-25 | 0 | 0 | 0 | 0 | -6.6845 | -6.6845 | 2602.6085 | 19467.5113 |  | 0
1919-03-26 | 0 | 0 | 0 | 0 | -6.6845 | -6.6845 | 2595.924 | 19417.5113 |  | 0
1919-03-27 | 0 | 0 | 0 | 0 | -6.6845 | -6.6845 | 2589.2395 | 19367.5112 |  | 0
1919-03-28 | 0 | 0 | 0 | 0 | -6.6845 | -6.6845 | 2582.555 | 19317.5112 |  | 0
1919-03-29 | 0 | 0 | 0 | 0 | -6.6845 | -6.6845 | 2575.8705 | 19267.5111 |  | 0
1919-03-30 | 0 | 0 | 0 | 0 | -6.6845 | -6.6845 | 2569.186 | 19217.511 |  | 0
1919-03-31 | 0 | 0 | 0 | 0 | -6.6845 | -6.6845 | 2562.5015 | 19167.511 |  | 0
1919-04-01 | 0 | 0 | 0 | 0 | -6.6845 | -6.6845 | 2555.817 | 19117.5109 |  | 0
1919-04-02 | 0.028333 | 71.2663 | 3.6551 | 3.6551 | 60.9267 | 60.9267 | 2616.7437 | 19573.2425 |  | 0
1919-04-03 | 0 | 0 | 0 | 0 | -6.6845 | -6.6845 | 2610.0592 | 19523.2425 |  | 0
1919-04-04 | 0 | 0 | 0 | 0 | -6.6845 | -6.6845 | 2603.3747 | 19473.2424 |  | 0
1919-04-05 | 0 | 0 | 0 | 0 | -6.6845 | -6.6845 | 2596.6902 | 19423.2424 |  | 0
1919-04-06 | 0 | 0 | 0 | 0 | -6.6845 | -6.6845 | 2590.0057 | 19373.2423 |  | 0
1919-04-07 | 0 | 0 | 0 | 0 | -6.6845 | -6.6845 | 2583.3212 | 19323.2422 |  | 0
1919-04-08 | 0 | 0 | 0 | 0 | -6.6845 | -6.6845 | 2576.6367 | 19273.2422 |  | 0
1919-04-09 | 0 | 0 | 0 | 0 | -6.6845 | -6.6845 | 2569.9522 | 19223.2421 |  | 0
1919-04-10 | 0 | 0 | 0 | 0 | -6.6845 | -6.6845 | 2563.2677 | 19173.2421 |  | 0
1919-04-11 | 0 | 0 | 0 | 0 | -6.6845 | -6.6845 | 2556.5832 | 19123.242 |  | 0
1919-04-12 | 0 | 0 | 0 | 0 | -6.6845 | -6.6845 | 2549.8987 | 19073.2419 |  | 0
1919-04-13 | 0 | 0 | 0 | 0 | -6.6845 | -6.6845 | 2543.2142 | 19023.2419 |  | 0
1919-04-14 | 0 | 0 | 0 | 0 | -6.6845 | -6.6845 | 2536.5297 | 18973.2418 |  | 0
1919-04-15 | 0 | 0 | 0 | 0 | -6.6845 | -6.6845 | 2529.8452 | 18923.2418 |  | 0
1919-04-16 | 0 | 0 | 0 | 0 | -6.6845 | -6.6845 | 2523.1607 | 18873.2417 |  | 0
1919-04-17 | 0 | 0 | 0 | 0 | -6.6845 | -6.6845 | 2516.4762 | 18823.2416 |  | 0
1919-04-18 | 0 | 0 | 0 | 0 | -6.6845 | -6.6845 | 2509.7917 | 18773.2416 |  | 0
1919-04-19 | 0 | 0 | 0 | 0 | -6.6845 | -6.6845 | 2503.1072 | 18723.2415 |  | 0
1919-04-20 | 0 | 0 | 0 | 0 | -6.6845 | -6.6845 | 2496.4227 | 18673.2415 |  | 0
1919-04-21 | 0 | 0 | 0 | 0 | -6.6845 | -6.6845 | 2489.7382 | 18623.2414 |  | 0
1919-04-22 | 0 | 0 | 0 | 0 | -6.6845 | -6.6845 | 2483.0537 | 18573.2413 |  | 0
1919-04-23 | 0 | 0 | 0 | 0 | -6.6845 | -6.6845 | 2476.3692 | 18523.2413 |  | 0
1919-04-24 | 0.033333 | 83.8427 | 3.6551 | 3.6551 | 73.5031 | 73.5031 | 2549.8722 | 19073.0444 |  | 0
1919-04-25 | 0 | 0 | 0 | 0 | -6.6845 | -6.6845 | 2543.1877 | 19023.0443 |  | 0
1919-04-26 | 0 | 0 | 0 | 0 | -6.6845 | -6.6845 | 2536.5032 | 18973.0442 |  | 0
1919-04-27 | 0 | 0 | 0 | 0 | -6.6845 | -6.6845 | 2529.8187 | 18923.0442 |  | 0
1919-04-28 | 0 | 0 | 0 | 0 | -6.6845 | -6.6845 | 2523.1342 | 18873.0441 |  | 0
1919-04-29 | 0 | 0 | 0 | 0 | -6.6845 | -6.6845 | 2516.4497 | 18823.0441 |  | 0
1919-04-30 | 0 | 0 | 0 | 0 | -6.6845 | -6.6845 | 2509.7652 | 18773.044 |  | 0
1919-05-01 | 0 | 0 | 0 | 0 | -6.6845 | -6.6845 | 2503.0807 | 18723.0439 |  | 0
1919-05-02 | 0 | 0 | 0 | 0 | -6.6845 | -6.6845 | 2496.3962 | 18673.0439 |  | 0
1919-05-03 | 0 | 0 | 0 | 0 | -6.6845 | -6.6845 | 2489.7117 | 18623.0438 |  | 0
1919-05-04 | 0 | 0 | 0 | 0 | -6.6845 | -6.6845 | 2483.0272 | 18573.0438 |  | 0
1919-05-05 | 0 | 0 | 0 | 0 | -6.6845 | -6.6845 | 2476.3427 | 18523.0437 |  | 0
1919-05-06 | 0 | 0 | 0 | 0 | -6.6845 | -6.6845 | 2469.6582 | 18473.0436 |  | 0
1919-05-07 | 0 | 0 | 0 | 0 | -6.6845 | -6.6845 | 2462.9737 | 18423.0436 |  | 0
1919-05-08 | 0.056667 | 142.5325 | 3.6551 | 3.6551 | 132.193 | 132.193 | 2595.1667 | 19411.8469 |  | 0
1919-05-09 | 0.039167 | 98.5151 | 3.6551 | 3.6551 | 88.1756 | 88.1756 | 2683.3422 | 20071.4 |  | 0
1919-05-10 | 0 | 0 | 0 | 0 | -6.6845 | -6.6845 | 2676.6577 | 20021.4 |  | 0
1919-05-11 | 0 | 0 | 0 | 0 | -6.6845 | -6.6845 | 2669.9732 | 19971.3999 |  | 0
1919-05-12 | 0 | 0 | 0 | 0 | -6.6845 | -6.6845 | 2663.2887 | 19921.3998 |  | 0
1919-05-13 | 0 | 0 | 0 | 0 | -6.6845 | -6.6845 | 2656.6042 | 19871.3998 |  | 0
1919-05-14 | 0 | 0 | 0 | 0 | -6.6845 | -6.6845 | 2649.9197 | 19821.3997 |  | 0
1919-05-15 | 0 | 0 | 0 | 0 | -6.6845 | -6.6845 | 2643.2352 | 19771.3997 |  | 0
1919-05-16 | 0 | 0 | 0 | 0 | -6.6845 | -6.6845 | 2636.5507 | 19721.3996 |  | 0
1919-05-17 | 0 | 0 | 0 | 0 | -6.6845 | -6.6845 | 2629.8662 | 19671.3995 |  | 0
1919-05-18 | 0 | 0 | 0 | 0 | -6.6845 | -6.6845 | 2623.1817 | 19621.3995 |  | 0
1919-05-19 | 0.033333 | 83.8427 | 3.6551 | 3.6551 | 73.5031 | 73.5031 | 2696.6848 | 20171.2026 |  | 0
1919-05-20 | 0 | 0 | 0 | 0 | -6.6845 | -6.6845 | 2690.0003 | 20121.2025 |  | 0
1919-05-21 | 0 | 0 | 0 | 0 | -6.6845 | -6.6845 | 2683.3158 | 20071.2024 |  | 0
1919-05-22 | 0 | 0 | 0 | 0 | -6.6845 | -6.6845 | 2676.6313 | 20021.2024 |  | 0
1919-05-23 | 0 | 0 | 0 | 0 | -6.6845 | -6.6845 | 2669.9468 | 19971.2023 |  | 0
1919-05-24 | 0 | 0 | 0 | 0 | -6.6845 | -6.6845 | 2663.2623 | 19921.2023 |  | 0
1919-05-25 | 0 | 0 | 0 | 0 | -6.6845 | -6.6845 | 2656.5778 | 19871.2022 |  | 0
1919-05-26 | 0 | 0 | 0 | 0 | -6.6845 | -6.6845 | 2649.8933 | 19821.2021 |  | 0
1919-05-27 | 0 | 0 | 0 | 0 | -6.6845 | -6.6845 | 2643.2088 | 19771.2021 |  | 0
1919-05-28 | 0 | 0 | 0 | 0 | -6.6845 | -6.6845 | 2636.5243 | 19721.202 |  | 0
1919-05-29 | 0 | 0 | 0 | 0 | -6.6845 | -6.6845 | 2629.8398 | 19671.202 |  | 0
1919-05-30 | 0 | 0 | 0 | 0 | -6.6845 | -6.6845 | 2623.1553 | 19621.2019 |  | 0
1919-05-31 | 0 | 0 | 0 | 0 | -6.6845 | -6.6845 | 2616.4708 | 19571.2018 |  | 0
1919-06-01 | 0 | 0 | 0 | 0 | -6.6845 | -6.6845 | 2609.7863 | 19521.2018 |  | 0
1919-06-02 | 0.038333 | 96.4191 | 3.6551 | 3.6551 | 86.0795 | 86.0795 | 2695.8658 | 20165.0763 |  | 0
1919-06-03 | 0 | 0 | 0 | 0 | -6.6845 | -6.6845 | 2689.1813 | 20115.0763 |  | 0
1919-06-04 | 0 | 0 | 0 | 0 | -6.6845 | -6.6845 | 2682.4968 | 20065.0762 |  | 0
1919-06-05 | 0 | 0 | 0 | 0 | -6.6845 | -6.6845 | 2675.8123 | 20015.0762 |  | 0
1919-06-06 | 0 | 0 | 0 | 0 | -6.6845 | -6.6845 | 2669.1278 | 19965.0761 |  | 0
1919-06-07 | 0 | 0 | 0 | 0 | -6.6845 | -6.6845 | 2662.4433 | 19915.076 |  | 0
1919-06-08 | 0 | 0 | 0 | 0 | -6.6845 | -6.6845 | 2655.7588 | 19865.076 |  | 0
1919-06-09 | 0 | 0 | 0 | 0 | -6.6845 | -6.6845 | 2649.0743 | 19815.0759 |  | 0
1919-06-10 | 0 | 0 | 0 | 0 | -6.6845 | -6.6845 | 2642.3898 | 19765.0759 |  | 0
1919-06-11 | 0 | 0 | 0 | 0 | -6.6845 | -6.6845 | 2635.7053 | 19715.0758 |  | 0
1919-06-12 | 0.015833 | 39.8253 | 3.6551 | 3.6551 | 29.4857 | 29.4857 | 2665.191 | 19935.6287 |  | 0
1919-06-13 | 0.125 | 314.41 | 3.6551 | 3.6551 | 304.0704 | 304.0704 | 2969.2614 | 22210.0755 |  | 0
1919-06-14 | 0 | 0 | 0 | 0 | -6.6845 | -6.6845 | 2962.5769 | 22160.0754 |  | 0
1919-06-15 | 0 | 0 | 0 | 0 | -6.6845 | -6.6845 | 2955.8924 | 22110.0754 |  | 0
1919-06-16 | 0 | 0 | 0 | 0 | -6.6845 | -6.6845 | 2949.2079 | 22060.0753 |  | 0
1919-06-17 | 0 | 0 | 0 | 0 | -6.6845 | -6.6845 | 2942.5234 | 22010.0752 |  | 0
1919-06-18 | 0 | 0 | 0 | 0 | -6.6845 | -6.6845 | 2935.8389 | 21960.0752 |  | 0
1919-06-19 | 0 | 0 | 0 | 0 | -6.6845 | -6.6845 | 2929.1544 | 21910.0751 |  | 0
1919-06-20 | 0 | 0 | 0 | 0 | -6.6845 | -6.6845 | 2922.4699 | 21860.0751 |  | 0
1919-06-21 | 0.0225 | 56.5938 | 3.6551 | 3.6551 | 46.2542 | 46.2542 | 2968.7241 | 22206.0566 |  | 0
1919-06-22 | 0 | 0 | 0 | 0 | -6.6845 | -6.6845 | 2962.0396 | 22156.0566 |  | 0
1919-06-23 | 0 | 0 | 0 | 0 | -6.6845 | -6.6845 | 2955.3551 | 22106.0565 |  | 0
1919-06-24 | 0 | 0 | 0 | 0 | -6.6845 | -6.6845 | 2948.6706 | 22056.0564 |  | 0
1919-06-25 | 0 | 0 | 0 | 0 | -6.6845 | -6.6845 | 2941.9861 | 22006.0564 |  | 0
1919-06-26 | 0 | 0 | 0 | 0 | -6.6845 | -6.6845 | 2935.3016 | 21956.0563 |  | 0
1919-06-27 | 0 | 0 | 0 | 0 | -6.6845 | -6.6845 | 2928.6171 | 21906.0563 |  | 0
1919-06-28 | 0 | 0 | 0 | 0 | -6.6845 | -6.6845 | 2921.9326 | 21856.0562 |  | 0
1919-06-29 | 0 | 0 | 0 | 0 | -6.6845 | -6.6845 | 2915.2481 | 21806.0561 |  | 0
1919-06-30 | 0.0125 | 31.441 | 3.6551 | 3.6551 | 21.1014 | 21.1014 | 2936.3496 | 21963.8948 |  | 0
1919-07-01 | 0 | 0 | 0 | 0 | -6.6845 | -6.6845 | 2929.6651 | 21913.8947 |  | 0
1919-07-02 | 0 | 0 | 0 | 0 | -6.6845 | -6.6845 | 2922.9806 | 21863.8946 |  | 0
1919-07-03 | 0 | 0 | 0 | 0 | -6.6845 | -6.6845 | 2916.2961 | 21813.8946 |  | 0
1919-07-04 | 0 | 0 | 0 | 0 | -6.6845 | -6.6845 | 2909.6116 | 21763.8945 |  | 0
1919-07-05 | 0 | 0 | 0 | 0 | -6.6845 | -6.6845 | 2902.9271 | 21713.8945 |  | 0
1919-07-06 | 0 | 0 | 0 | 0 | -6.6845 | -6.6845 | 2896.2426 | 21663.8944 |  | 0
1919-07-07 | 0 | 0 | 0 | 0 | -6.6845 | -6.6845 | 2889.5581 | 21613.8943 |  | 0
1919-07-08 | 0.029167 | 73.3623 | 3.6551 | 3.6551 | 63.0228 | 63.0228 | 2952.5808 | 22085.3045 |  | 0
1919-07-09 | 0.063333 | 159.3011 | 3.6551 | 3.6551 | 148.9615 | 148.9615 | 3101.5423 | 23199.5364 |  | 0
1919-07-10 | 0 | 0 | 0 | 0 | -6.6845 | -6.6845 | 3094.8578 | 23149.5364 |  | 0
1919-07-11 | 0 | 0 | 0 | 0 | -6.6845 | -6.6845 | 3088.1733 | 23099.5363 |  | 0
1919-07-12 | 0 | 0 | 0 | 0 | -6.6845 | -6.6845 | 3081.4888 | 23049.5363 |  | 0
1919-07-13 | 0.029167 | 73.3623 | 3.6551 | 3.6551 | 63.0228 | 63.0228 | 3144.5116 | 23520.9465 |  | 0
1919-07-14 | 0.053333 | 134.1483 | 3.6551 | 3.6551 | 123.8087 | 123.8087 | 3268.3202 | 24447.0354 |  | 0
1919-07-15 | 0.0175 | 44.0174 | 3.6551 | 3.6551 | 33.6778 | 33.6778 | 3301.9981 | 24698.9455 |  | 0
1919-07-16 | 0 | 0 | 0 | 0 | -6.6845 | -6.6845 | 3295.3136 | 24648.9455 |  | 0
1919-07-17 | 0 | 0 | 0 | 0 | -6.6845 | -6.6845 | 3288.6291 | 24598.9454 |  | 0
1919-07-18 | 0 | 0 | 0 | 0 | -6.6845 | -6.6845 | 3281.9446 | 24548.9453 |  | 0
1919-07-19 | 0 | 0 | 0 | 0 | -6.6845 | -6.6845 | 3275.2601 | 24498.9453 |  | 0
1919-07-20 | 0 | 0 | 0 | 0 | -6.6845 | -6.6845 | 3268.5756 | 24448.9452 |  | 0
1919-07-21 | 0 | 0 | 0 | 0 | -6.6845 | -6.6845 | 3261.8911 | 24398.9452 |  | 0
1919-07-22 | 0 | 0 | 0 | 0 | -6.6845 | -6.6845 | 3255.2066 | 24348.9451 |  | 0
1919-07-23 | 0 | 0 | 0 | 0 | -6.6845 | -6.6845 | 3248.5221 | 24298.945 |  | 0
1919-07-24 | 0 | 0 | 0 | 0 | -6.6845 | -6.6845 | 3241.8376 | 24248.945 |  | 0
1919-07-25 | 0 | 0 | 0 | 0 | -6.6845 | -6.6845 | 3235.1531 | 24198.9449 |  | 0
1919-07-26 | 0 | 0 | 0 | 0 | -6.6845 | -6.6845 | 3228.4686 | 24148.9449 |  | 0
1919-07-27 | 0 | 0 | 0 | 0 | -6.6845 | -6.6845 | 3221.7841 | 24098.9448 |  | 0
1919-07-28 | 0 | 0 | 0 | 0 | -6.6845 | -6.6845 | 3215.0996 | 24048.9447 |  | 0
1919-07-29 | 0 | 0 | 0 | 0 | -6.6845 | -6.6845 | 3208.4151 | 23998.9447 |  | 0
1919-07-30 | 0 | 0 | 0 | 0 | -6.6845 | -6.6845 | 3201.7306 | 23948.9446 |  | 0
1919-07-31 | 0 | 0 | 0 | 0 | -6.6845 | -6.6845 | 3195.0461 | 23898.9446 |  | 0
1919-08-01 | 0 | 0 | 0 | 0 | -6.6845 | -6.6845 | 3188.3616 | 23848.9445 |  | 0
1919-08-02 | 0.0125 | 31.441 | 3.6551 | 3.6551 | 21.1014 | 21.1014 | 3209.463 | 24006.7831 |  | 0
1919-08-03 | 0.0425 | 106.8994 | 3.6551 | 3.6551 | 96.5598 | 96.5598 | 3306.0228 | 24729.0506 |  | 0
1919-08-04 | 0 | 0 | 0 | 0 | -6.6845 | -6.6845 | 3299.3383 | 24679.0505 |  | 0
1919-08-05 | 0 | 0 | 0 | 0 | -6.6845 | -6.6845 | 3292.6538 | 24629.0505 |  | 0
1919-08-06 | 0 | 0 | 0 | 0 | -6.6845 | -6.6845 | 3285.9693 | 24579.0504 |  | 0
1919-08-07 | 0 | 0 | 0 | 0 | -6.6845 | -6.6845 | 3279.2848 | 24529.0503 |  | 0
1919-08-08 | 0 | 0 | 0 | 0 | -6.6845 | -6.6845 | 3272.6003 | 24479.0503 |  | 0
1919-08-09 | 0 | 0 | 0 | 0 | -6.6845 | -6.6845 | 3265.9158 | 24429.0502 |  | 0
1919-08-10 | 0 | 0 | 0 | 0 | -6.6845 | -6.6845 | 3259.2313 | 24379.0502 |  | 0
1919-08-11 | 0 | 0 | 0 | 0 | -6.6845 | -6.6845 | 3252.5468 | 24329.0501 |  | 0
1919-08-12 | 0 | 0 | 0 | 0 | -6.6845 | -6.6845 | 3245.8623 | 24279.05 |  | 0
1919-08-13 | 0 | 0 | 0 | 0 | -6.6845 | -6.6845 | 3239.1778 | 24229.05 |  | 0
1919-08-14 | 0 | 0 | 0 | 0 | -6.6845 | -6.6845 | 3232.4933 | 24179.0499 |  | 0
1919-08-15 | 0 | 0 | 0 | 0 | -6.6845 | -6.6845 | 3225.8088 | 24129.0499 |  | 0
1919-08-16 | 0 | 0 | 0 | 0 | -6.6845 | -6.6845 | 3219.1243 | 24079.0498 |  | 0
1919-08-17 | 0 | 0 | 0 | 0 | -6.6845 | -6.6845 | 3212.4398 | 24029.0497 |  | 0
1919-08-18 | 0 | 0 | 0 | 0 | -6.6845 | -6.6845 | 3205.7553 | 23979.0497 |  | 0
1919-08-19 | 0 | 0 | 0 | 0 | -6.6845 | -6.6845 | 3199.0708 | 23929.0496 |  | 0
1919-08-20 | 0 | 0 | 0 | 0 | -6.6845 | -6.6845 | 3192.3863 | 23879.0496 |  | 0
1919-08-21 | 0 | 0 | 0 | 0 | -6.6845 | -6.6845 | 3185.7018 | 23829.0495 |  | 0
1919-08-22 | 0 | 0 | 0 | 0 | -6.6845 | -6.6845 | 3179.0173 | 23779.0494 |  | 0
1919-08-23 | 0 | 0 | 0 | 0 | -6.6845 | -6.6845 | 3172.3328 | 23729.0494 |  | 0
1919-08-24 | 0 | 0 | 0 | 0 | -6.6845 | -6.6845 | 3165.6483 | 23679.0493 |  | 0
1919-08-25 | 0 | 0 | 0 | 0 | -6.6845 | -6.6845 | 3158.9638 | 23629.0493 |  | 0
1919-08-26 | 0.020833 | 52.4017 | 3.6551 | 3.6551 | 42.0621 | 42.0621 | 3201.0259 | 23943.6737 |  | 0
1919-08-27 | 0 | 0 | 0 | 0 | -6.6845 | -6.6845 | 3194.3414 | 23893.6736 |  | 0
1919-08-28 | 0 | 0 | 0 | 0 | -6.6845 | -6.6845 | 3187.6569 | 23843.6735 |  | 0
1919-08-29 | 0 | 0 | 0 | 0 | -6.6845 | -6.6845 | 3180.9724 | 23793.6735 |  | 0
1919-08-30 | 0.0875 | 220.087 | 3.6551 | 3.6551 | 209.7474 | 209.7474 | 3390.7198 | 25362.5842 |  | 0
1919-08-31 | 0 | 0 | 0 | 0 | -6.6845 | -6.6845 | 3384.0353 | 25312.5841 |  | 0
1919-09-01 | 0 | 0 | 0 | 0 | -6.6845 | -6.6845 | 3377.3508 | 25262.5841 |  | 0
1919-09-02 | 0 | 0 | 0 | 0 | -6.6845 | -6.6845 | 3370.6663 | 25212.584 |  | 0
1919-09-03 | 0 | 0 | 0 | 0 | -6.6845 | -6.6845 | 3363.9818 | 25162.5839 |  | 0
1919-09-04 | 0 | 0 | 0 | 0 | -6.6845 | -6.6845 | 3357.2973 | 25112.5839 |  | 0
1919-09-05 | 0 | 0 | 0 | 0 | -6.6845 | -6.6845 | 3350.6128 | 25062.5838 |  | 0
1919-09-06 | 0 | 0 | 0 | 0 | -6.6845 | -6.6845 | 3343.9283 | 25012.5838 |  | 0
1919-09-07 | 0 | 0 | 0 | 0 | -6.6845 | -6.6845 | 3337.2438 | 24962.5837 |  | 0
1919-09-08 | 0.054167 | 136.2443 | 3.6551 | 3.6551 | 125.9048 | 125.9048 | 3463.1486 | 25904.3513 |  | 0
1919-09-09 | 0 | 0 | 0 | 0 | -6.6845 | -6.6845 | 3456.4641 | 25854.3512 |  | 0
1919-09-10 | 0 | 0 | 0 | 0 | -6.6845 | -6.6845 | 3449.7796 | 25804.3511 |  | 0
1919-09-11 | 0.0175 | 44.0174 | 3.6551 | 3.6551 | 33.6778 | 33.6778 | 3483.4574 | 26056.2612 |  | 0
1919-09-12 | 0 | 0 | 0 | 0 | -6.6845 | -6.6845 | 3476.7729 | 26006.2612 |  | 0
1919-09-13 | 0 | 0 | 0 | 0 | -6.6845 | -6.6845 | 3470.0884 | 25956.2611 |  | 0
1919-09-14 | 0 | 0 | 0 | 0 | -6.6845 | -6.6845 | 3463.4039 | 25906.2611 |  | 0
1919-09-15 | 0.20333 | 511.4403 | 3.6551 | 3.6551 | 501.1007 | 501.1007 | 3964.5046 | 29654.4942 |  | 0
1919-09-16 | 0 | 0 | 0 | 0 | -6.6845 | -6.6845 | 3957.8201 | 29604.4941 |  | 0
1919-09-17 | 0 | 0 | 0 | 0 | -6.6845 | -6.6845 | 3951.1356 | 29554.4941 |  | 0
1919-09-18 | 0.019167 | 48.2095 | 3.6551 | 3.6551 | 37.87 | 37.87 | 3989.0055 | 29837.7613 |  | 0
1919-09-19 | 0 | 0 | 0 | 0 | -6.6845 | -6.6845 | 3982.321 | 29787.7613 |  | 0
1919-09-20 | 0.0175 | 44.0174 | 3.6551 | 3.6551 | 33.6778 | 33.6778 | 4003.7455 | 29948.0163 |  | 5.5688
1919-09-21 | 0.059167 | 148.8207 | 3.6551 | 3.6551 | 138.4812 | 138.4812 | 4003.7455 | 29948.0163 |  | 131.7967
1919-09-22 | 0 | 0 | 0 | 0 | -6.6845 | -6.6845 | 3997.061 | 29898.0163 |  | 0
1919-09-23 | 0.10417 | 262.0083 | 3.6551 | 3.6551 | 251.6688 | 251.6688 | 4003.7455 | 29948.0163 |  | 238.2998
1919-09-24 | 0 | 0 | 0 | 0 | -6.6845 | -6.6845 | 3997.061 | 29898.0163 |  | 0
1919-09-25 | 0.01 | 25.1528 | 3.6551 | 3.6551 | 14.8132 | 14.8132 | 4003.7455 | 29948.0163 |  | 1.4442
1919-09-26 | 0 | 0 | 0 | 0 | -6.6845 | -6.6845 | 3997.061 | 29898.0163 |  | 0
1919-09-27 | 0.076667 | 192.8381 | 3.6551 | 3.6551 | 182.4986 | 182.4986 | 4003.7455 | 29948.0163 |  | 169.1296
1919-09-28 | 0 | 0 | 0 | 0 | -6.6845 | -6.6845 | 3997.061 | 29898.0163 |  | 0
1919-09-29 | 0 | 0 | 0 | 0 | -6.6845 | -6.6845 | 3990.3765 | 29848.0162 |  | 0
1919-09-30 | 0 | 0 | 0 | 0 | -6.6845 | -6.6845 | 3983.692 | 29798.0162 |  | 0
1919-10-01 | 0 | 0 | 0 | 0 | -6.6845 | -6.6845 | 3977.0075 | 29748.0161 |  | 0
1919-10-02 | 0 | 0 | 0 | 0 | -6.6845 | -6.6845 | 3970.323 | 29698.016 |  | 0
1919-10-03 | 0 | 0 | 0 | 0 | -6.6845 | -6.6845 | 3963.6385 | 29648.016 |  | 0
1919-10-04 | 0 | 0 | 0 | 0 | -6.6845 | -6.6845 | 3956.954 | 29598.0159 |  | 0
1919-10-05 | 0 | 0 | 0 | 0 | -6.6845 | -6.6845 | 3950.2695 | 29548.0159 |  | 0
1919-10-06 | 0 | 0 | 0 | 0 | -6.6845 | -6.6845 | 3943.585 | 29498.0158 |  | 0
1919-10-07 | 0 | 0 | 0 | 0 | -6.6845 | -6.6845 | 3936.9005 | 29448.0157 |  | 0
1919-10-08 | 0 | 0 | 0 | 0 | -6.6845 | -6.6845 | 3930.216 | 29398.0157 |  | 0
1919-10-09 | 0 | 0 | 0 | 0 | -6.6845 | -6.6845 | 3923.5315 | 29348.0156 |  | 0
1919-10-10 | 0.029167 | 73.3623 | 3.6551 | 3.6551 | 63.0228 | 63.0228 | 3986.5543 | 29819.4258 |  | 0
1919-10-11 | 0 | 0 | 0 | 0 | -6.6845 | -6.6845 | 3979.8698 | 29769.4258 |  | 0
1919-10-12 | 0.018333 | 46.1135 | 3.6551 | 3.6551 | 35.7739 | 35.7739 | 4003.7455 | 29948.0163 |  | 5.2136
1919-10-13 | 0 | 0 | 0 | 0 | -6.6845 | -6.6845 | 3997.061 | 29898.0163 |  | 0
1919-10-14 | 0 | 0 | 0 | 0 | -6.6845 | -6.6845 | 3990.3765 | 29848.0162 |  | 0
1919-10-15 | 0 | 0 | 0 | 0 | -6.6845 | -6.6845 | 3983.692 | 29798.0162 |  | 0
1919-10-16 | 0.039167 | 98.5151 | 3.6551 | 3.6551 | 88.1756 | 88.1756 | 4003.7455 | 29948.0163 |  | 61.4376
1919-10-17 | 0.015 | 37.7292 | 3.6551 | 3.6551 | 27.3896 | 27.3896 | 4003.7455 | 29948.0163 |  | 20.7051
1919-10-18 | 0 | 0 | 0 | 0 | -6.6845 | -6.6845 | 3997.061 | 29898.0163 |  | 0
1919-10-19 | 0 | 0 | 0 | 0 | -6.6845 | -6.6845 | 3990.3765 | 29848.0162 |  | 0
1919-10-20 | 0 | 0 | 0 | 0 | -6.6845 | -6.6845 | 3983.692 | 29798.0162 |  | 0
1919-10-21 | 0.015833 | 39.8253 | 3.6551 | 3.6551 | 29.4857 | 29.4857 | 4003.7455 | 29948.0163 |  | 2.7477
1919-10-22 | 0 | 0 | 0 | 0 | -6.6845 | -6.6845 | 3997.061 | 29898.0163 |  | 0
1919-10-23 | 0 | 0 | 0 | 0 | -6.6845 | -6.6845 | 3990.3765 | 29848.0162 |  | 0
1919-10-24 | 0 | 0 | 0 | 0 | -6.6845 | -6.6845 | 3983.692 | 29798.0162 |  | 0
1919-10-25 | 0 | 0 | 0 | 0 | -6.6845 | -6.6845 | 3977.0075 | 29748.0161 |  | 0
1919-10-26 | 0 | 0 | 0 | 0 | -6.6845 | -6.6845 | 3970.323 | 29698.016 |  | 0
1919-10-27 | 0 | 0 | 0 | 0 | -6.6845 | -6.6845 | 3963.6385 | 29648.016 |  | 0
1919-10-28 | 0.085 | 213.7988 | 3.6551 | 3.6551 | 203.4592 | 203.4592 | 4003.7455 | 29948.0163 |  | 156.6677
1919-10-29 | 0 | 0 | 0 | 0 | -6.6845 | -6.6845 | 3997.061 | 29898.0163 |  | 0
1919-10-30 | 0 | 0 | 0 | 0 | -6.6845 | -6.6845 | 3990.3765 | 29848.0162 |  | 0
1919-10-31 | 0 | 0 | 0 | 0 | -6.6845 | -6.6845 | 3983.692 | 29798.0162 |  | 0
1919-11-01 | 0 | 0 | 0 | 0 | -6.6845 | -6.6845 | 3977.0075 | 29748.0161 |  | 0
1919-11-02 | 0 | 0 | 0 | 0 | -6.6845 | -6.6845 | 3970.323 | 29698.016 |  | 0
1919-11-03 | 0 | 0 | 0 | 0 | -6.6845 | -6.6845 | 3963.6385 | 29648.016 |  | 0
1919-11-04 | 0 | 0 | 0 | 0 | -6.6845 | -6.6845 | 3956.954 | 29598.0159 |  | 0
1919-11-05 | 0 | 0 | 0 | 0 | -6.6845 | -6.6845 | 3950.2695 | 29548.0159 |  | 0
1919-11-06 | 0 | 0 | 0 | 0 | -6.6845 | -6.6845 | 3943.585 | 29498.0158 |  | 0
1919-11-07 | 0 | 0 | 0 | 0 | -6.6845 | -6.6845 | 3936.9005 | 29448.0157 |  | 0
1919-11-08 | 0 | 0 | 0 | 0 | -6.6845 | -6.6845 | 3930.216 | 29398.0157 |  | 0
1919-11-09 | 0 | 0 | 0 | 0 | -6.6845 | -6.6845 | 3923.5315 | 29348.0156 |  | 0
1919-11-10 | 0 | 0 | 0 | 0 | -6.6845 | -6.6845 | 3916.847 | 29298.0156 |  | 0
1919-11-11 | 0 | 0 | 0 | 0 | -6.6845 | -6.6845 | 3910.1625 | 29248.0155 |  | 0
1919-11-12 | 0 | 0 | 0 | 0 | -6.6845 | -6.6845 | 3903.478 | 29198.0154 |  | 0
1919-11-13 | 0 | 0 | 0 | 0 | -6.6845 | -6.6845 | 3896.7935 | 29148.0154 |  | 0
1919-11-14 | 0 | 0 | 0 | 0 | -6.6845 | -6.6845 | 3890.109 | 29098.0153 |  | 0
1919-11-15 | 0 | 0 | 0 | 0 | -6.6845 | -6.6845 | 3883.4245 | 29048.0153 |  | 0
1919-11-16 | 0 | 0 | 0 | 0 | -6.6845 | -6.6845 | 3876.74 | 28998.0152 |  | 0
1919-11-17 | 0 | 0 | 0 | 0 | -6.6845 | -6.6845 | 3870.0555 | 28948.0151 |  | 0
1919-11-18 | 0 | 0 | 0 | 0 | -6.6845 | -6.6845 | 3863.371 | 28898.0151 |  | 0
1919-11-19 | 0 | 0 | 0 | 0 | -6.6845 | -6.6845 | 3856.6865 | 28848.015 |  | 0
1919-11-20 | 0 | 0 | 0 | 0 | -6.6845 | -6.6845 | 3850.002 | 28798.015 |  | 0
1919-11-21 | 0 | 0 | 0 | 0 | -6.6845 | -6.6845 | 3843.3175 | 28748.0149 |  | 0
1919-11-22 | 0 | 0 | 0 | 0 | -6.6845 | -6.6845 | 3836.633 | 28698.0148 |  | 0
1919-11-23 | 0 | 0 | 0 | 0 | -6.6845 | -6.6845 | 3829.9485 | 28648.0148 |  | 0
1919-11-24 | 0.031667 | 79.6505 | 3.6551 | 3.6551 | 69.311 | 69.311 | 3899.2595 | 29166.4607 |  | 0
1919-11-25 | 0 | 0 | 0 | 0 | -6.6845 | -6.6845 | 3892.575 | 29116.4606 |  | 0
1919-11-26 | 0.0091667 | 23.0567 | 3.6551 | 3.6551 | 12.7172 | 12.7172 | 3905.2921 | 29211.585 |  | 0
1919-11-27 | 0 | 0 | 0 | 0 | -6.6845 | -6.6845 | 3898.6076 | 29161.5849 |  | 0
1919-11-28 | 0 | 0 | 0 | 0 | -6.6845 | -6.6845 | 3891.9231 | 29111.5848 |  | 0
1919-11-29 | 0 | 0 | 0 | 0 | -6.6845 | -6.6845 | 3885.2386 | 29061.5848 |  | 0
1919-11-30 | 0 | 0 | 0 | 0 | -6.6845 | -6.6845 | 3878.5541 | 29011.5847 |  | 0
1919-12-01 | 0 | 0 | 0 | 0 | -6.6845 | -6.6845 | 3871.8696 | 28961.5847 |  | 0
1919-12-02 | 0 | 0 | 0 | 0 | -6.6845 | -6.6845 | 3865.1851 | 28911.5846 |  | 0
1919-12-03 | 0 | 0 | 0 | 0 | -6.6845 | -6.6845 | 3858.5006 | 28861.5845 |  | 0
1919-12-04 | 0 | 0 | 0 | 0 | -6.6845 | -6.6845 | 3851.8161 | 28811.5845 |  | 0
1919-12-05 | 0 | 0 | 0 | 0 | -6.6845 | -6.6845 | 3845.1316 | 28761.5844 |  | 0
1919-12-06 | 0 | 0 | 0 | 0 | -6.6845 | -6.6845 | 3838.4471 | 28711.5844 |  | 0
1919-12-07 | 0 | 0 | 0 | 0 | -6.6845 | -6.6845 | 3831.7626 | 28661.5843 |  | 0
1919-12-08 | 0 | 0 | 0 | 0 | -6.6845 | -6.6845 | 3825.0781 | 28611.5842 |  | 0
1919-12-09 | 0 | 0 | 0 | 0 | -6.6845 | -6.6845 | 3818.3936 | 28561.5842 |  | 0
1919-12-10 | 0 | 0 | 0 | 0 | -6.6845 | -6.6845 | 3811.7091 | 28511.5841 |  | 0
1919-12-11 | 0 | 0 | 0 | 0 | -6.6845 | -6.6845 | 3805.0246 | 28461.5841 |  | 0
1919-12-12 | 0 | 0 | 0 | 0 | -6.6845 | -6.6845 | 3798.3401 | 28411.584 |  | 0
1919-12-13 | 0 | 0 | 0 | 0 | -6.6845 | -6.6845 | 3791.6556 | 28361.5839 |  | 0
1919-12-14 | 0 | 0 | 0 | 0 | -6.6845 | -6.6845 | 3784.9711 | 28311.5839 |  | 0
1919-12-15 | 0 | 0 | 0 | 0 | -6.6845 | -6.6845 | 3778.2866 | 28261.5838 |  | 0
1919-12-16 | 0 | 0 | 0 | 0 | -6.6845 | -6.6845 | 3771.6021 | 28211.5838 |  | 0
1919-12-17 | 0 | 0 | 0 | 0 | -6.6845 | -6.6845 | 3764.9176 | 28161.5837 |  | 0
1919-12-18 | 0 | 0 | 0 | 0 | -6.6845 | -6.6845 | 3758.2331 | 28111.5836 |  | 0
1919-12-19 | 0 | 0 | 0 | 0 | -6.6845 | -6.6845 | 3751.5486 | 28061.5836 |  | 0
1919-12-20 | 0 | 0 | 0 | 0 | -6.6845 | -6.6845 | 3744.8641 | 28011.5835 |  | 0
1919-12-21 | 0 | 0 | 0 | 0 | -6.6845 | -6.6845 | 3738.1796 | 27961.5835 |  | 0
1919-12-22 | 0 | 0 | 0 | 0 | -6.6845 | -6.6845 | 3731.4951 | 27911.5834 |  | 0
1919-12-23 | 0 | 0 | 0 | 0 | -6.6845 | -6.6845 | 3724.8106 | 27861.5833 |  | 0
1919-12-24 | 0 | 0 | 0 | 0 | -6.6845 | -6.6845 | 3718.1261 | 27811.5833 |  | 0
1919-12-25 | 0 | 0 | 0 | 0 | -6.6845 | -6.6845 | 3711.4416 | 27761.5832 |  | 0
1919-12-26 | 0 | 0 | 0 | 0 | -6.6845 | -6.6845 | 3704.7571 | 27711.5832 |  | 0
1919-12-27 | 0 | 0 | 0 | 0 | -6.6845 | -6.6845 | 3698.0726 | 27661.5831 |  | 0
1919-12-28 | 0 | 0 | 0 | 0 | -6.6845 | -6.6845 | 3691.3881 | 27611.583 |  | 0
1919-12-29 | 0 | 0 | 0 | 0 | -6.6845 | -6.6845 | 3684.7036 | 27561.583 |  | 0
1919-12-30 | 0 | 0 | 0 | 0 | -6.6845 | -6.6845 | 3678.0191 | 27511.5829 |  | 0
1919-12-31 | 0 | 0 | 0 | 0 | -6.6845 | -6.6845 | 3671.3346 | 27461.5829 |  | 0
1920-01-01 | 0 | 0 | 0 | 0 | -6.6845 | -6.6845 | 3664.6501 | 27411.5828 |  | 0
1920-01-02 | 0 | 0 | 0 | 0 | -6.6845 | -6.6845 | 3657.9656 | 27361.5827 |  | 0
1920-01-03 | 0 | 0 | 0 | 0 | -6.6845 | -6.6845 | 3651.2811 | 27311.5827 |  | 0
1920-01-04 | 0.0275 | 69.1702 | 3.6551 | 3.6551 | 58.8306 | 58.8306 | 3710.1117 | 27751.6357 |  | 0
1920-01-05 | 0 | 0 | 0 | 0 | -6.6845 | -6.6845 | 3703.4272 | 27701.6357 |  | 0
1920-01-06 | 0 | 0 | 0 | 0 | -6.6845 | -6.6845 | 3696.7427 | 27651.6356 |  | 0
1920-01-07 | 0 | 0 | 0 | 0 | -6.6845 | -6.6845 | 3690.0582 | 27601.6355 |  | 0
1920-01-08 | 0 | 0 | 0 | 0 | -6.6845 | -6.6845 | 3683.3737 | 27551.6355 |  | 0
1920-01-09 | 0 | 0 | 0 | 0 | -6.6845 | -6.6845 | 3676.6892 | 27501.6354 |  | 0
1920-01-10 | 0 | 0 | 0 | 0 | -6.6845 | -6.6845 | 3670.0047 | 27451.6354 |  | 0
1920-01-11 | 0 | 0 | 0 | 0 | -6.6845 | -6.6845 | 3663.3202 | 27401.6353 |  | 0
1920-01-12 | 0 | 0 | 0 | 0 | -6.6845 | -6.6845 | 3656.6357 | 27351.6352 |  | 0
1920-01-13 | 0 | 0 | 0 | 0 | -6.6845 | -6.6845 | 3649.9512 | 27301.6352 |  | 0
1920-01-14 | 0.015833 | 39.8253 | 3.6551 | 3.6551 | 29.4857 | 29.4857 | 3679.4369 | 27522.1881 |  | 0
1920-01-15 | 0 | 0 | 0 | 0 | -6.6845 | -6.6845 | 3672.7524 | 27472.188 |  | 0
1920-01-16 | 0 | 0 | 0 | 0 | -6.6845 | -6.6845 | 3666.0679 | 27422.188 |  | 0
1920-01-17 | 0 | 0 | 0 | 0 | -6.6845 | -6.6845 | 3659.3834 | 27372.1879 |  | 0
1920-01-18 | 0 | 0 | 0 | 0 | -6.6845 | -6.6845 | 3652.6989 | 27322.1879 |  | 0
1920-01-19 | 0 | 0 | 0 | 0 | -6.6845 | -6.6845 | 3646.0144 | 27272.1878 |  | 0
1920-01-20 | 0 | 0 | 0 | 0 | -6.6845 | -6.6845 | 3639.3299 | 27222.1877 |  | 0
1920-01-21 | 0.010833 | 27.2489 | 3.6551 | 3.6551 | 16.9093 | 16.9093 | 3656.2392 | 27348.6692 |  | 0
1920-01-22 | 0 | 0 | 0 | 0 | -6.6845 | -6.6845 | 3649.5547 | 27298.6691 |  | 0
1920-01-23 | 0.018333 | 46.1135 | 3.6551 | 3.6551 | 35.7739 | 35.7739 | 3685.3286 | 27566.2578 |  | 0
1920-01-24 | 0 | 0 | 0 | 0 | -6.6845 | -6.6845 | 3678.6441 | 27516.2578 |  | 0
1920-01-25 | 0 | 0 | 0 | 0 | -6.6845 | -6.6845 | 3671.9596 | 27466.2577 |  | 0
1920-01-26 | 0 | 0 | 0 | 0 | -6.6845 | -6.6845 | 3665.2751 | 27416.2576 |  | 0
1920-01-27 | 0 | 0 | 0 | 0 | -6.6845 | -6.6845 | 3658.5906 | 27366.2576 |  | 0
1920-01-28 | 0 | 0 | 0 | 0 | -6.6845 | -6.6845 | 3651.9061 | 27316.2575 |  | 0
1920-01-29 | 0 | 0 | 0 | 0 | -6.6845 | -6.6845 | 3645.2216 | 27266.2575 |  | 0
1920-01-30 | 0 | 0 | 0 | 0 | -6.6845 | -6.6845 | 3638.5371 | 27216.2574 |  | 0
1920-01-31 | 0 | 0 | 0 | 0 | -6.6845 | -6.6845 | 3631.8526 | 27166.2573 |  | 0
1920-02-01 | 0 | 0 | 0 | 0 | -6.6845 | -6.6845 | 3625.1681 | 27116.2573 |  | 0
1920-02-02 | 0 | 0 | 0 | 0 | -6.6845 | -6.6845 | 3618.4836 | 27066.2572 |  | 0
1920-02-03 | 0 | 0 | 0 | 0 | -6.6845 | -6.6845 | 3611.7991 | 27016.2572 |  | 0
1920-02-04 | 0 | 0 | 0 | 0 | -6.6845 | -6.6845 | 3605.1146 | 26966.2571 |  | 0
1920-02-05 | 0 | 0 | 0 | 0 | -6.6845 | -6.6845 | 3598.4301 | 26916.257 |  | 0
1920-02-06 | 0.016667 | 41.9213 | 3.6551 | 3.6551 | 31.5818 | 31.5818 | 3630.0118 | 27152.4886 |  | 0
1920-02-07 | 0 | 0 | 0 | 0 | -6.6845 | -6.6845 | 3623.3273 | 27102.4885 |  | 0
1920-02-08 | 0.0125 | 31.441 | 3.6551 | 3.6551 | 21.1014 | 21.1014 | 3644.4288 | 27260.3271 |  | 0
1920-02-09 | 0 | 0 | 0 | 0 | -6.6845 | -6.6845 | 3637.7443 | 27210.3271 |  | 0
1920-02-10 | 0 | 0 | 0 | 0 | -6.6845 | -6.6845 | 3631.0598 | 27160.327 |  | 0
1920-02-11 | 0 | 0 | 0 | 0 | -6.6845 | -6.6845 | 3624.3753 | 27110.3269 |  | 0
1920-02-12 | 0 | 0 | 0 | 0 | -6.6845 | -6.6845 | 3617.6908 | 27060.3269 |  | 0
1920-02-13 | 0 | 0 | 0 | 0 | -6.6845 | -6.6845 | 3611.0063 | 27010.3268 |  | 0
1920-02-14 | 0 | 0 | 0 | 0 | -6.6845 | -6.6845 | 3604.3218 | 26960.3268 |  | 0
1920-02-15 | 0 | 0 | 0 | 0 | -6.6845 | -6.6845 | 3597.6373 | 26910.3267 |  | 0
1920-02-16 | 0 | 0 | 0 | 0 | -6.6845 | -6.6845 | 3590.9528 | 26860.3266 |  | 0
1920-02-17 | 0 | 0 | 0 | 0 | -6.6845 | -6.6845 | 3584.2683 | 26810.3266 |  | 0
1920-02-18 | 0 | 0 | 0 | 0 | -6.6845 | -6.6845 | 3577.5838 | 26760.3265 |  | 0
1920-02-19 | 0 | 0 | 0 | 0 | -6.6845 | -6.6845 | 3570.8993 | 26710.3265 |  | 0
1920-02-20 | 0 | 0 | 0 | 0 | -6.6845 | -6.6845 | 3564.2148 | 26660.3264 |  | 0
1920-02-21 | 0 | 0 | 0 | 0 | -6.6845 | -6.6845 | 3557.5303 | 26610.3263 |  | 0
1920-02-22 | 0 | 0 | 0 | 0 | -6.6845 | -6.6845 | 3550.8458 | 26560.3263 |  | 0
1920-02-23 | 0 | 0 | 0 | 0 | -6.6845 | -6.6845 | 3544.1613 | 26510.3262 |  | 0
1920-02-24 | 0 | 0 | 0 | 0 | -6.6845 | -6.6845 | 3537.4768 | 26460.3262 |  | 0
1920-02-25 | 0 | 0 | 0 | 0 | -6.6845 | -6.6845 | 3530.7923 | 26410.3261 |  | 0
1920-02-26 | 0 | 0 | 0 | 0 | -6.6845 | -6.6845 | 3524.1078 | 26360.326 |  | 0
1920-02-27 | 0 | 0 | 0 | 0 | -6.6845 | -6.6845 | 3517.4233 | 26310.326 |  | 0
1920-02-28 | 0 | 0 | 0 | 0 | -6.6845 | -6.6845 | 3510.7388 | 26260.3259 |  | 0
1920-02-29 | 0 | 0 | 0 | 0 | -6.6845 | -6.6845 | 3504.0543 | 26210.3259 |  | 0
1920-04-01 | 0 | 0 | 0 | 0 | -6.6845 | -6.6845 | 3497.3698 | 26160.3258 |  | 0
1920-04-02 | 0 | 0 | 0 | 0 | -6.6845 | -6.6845 | 3490.6853 | 26110.3257 |  | 0
1920-04-03 | 0 | 0 | 0 | 0 | -6.6845 | -6.6845 | 3484.0008 | 26060.3257 |  | 0
1920-04-04 | 0 | 0 | 0 | 0 | -6.6845 | -6.6845 | 3477.3163 | 26010.3256 |  | 0
1920-04-05 | 0 | 0 | 0 | 0 | -6.6845 | -6.6845 | 3470.6318 | 25960.3256 |  | 0
1920-04-06 | 0 | 0 | 0 | 0 | -6.6845 | -6.6845 | 3463.9473 | 25910.3255 |  | 0
1920-04-07 | 0 | 0 | 0 | 0 | -6.6845 | -6.6845 | 3457.2628 | 25860.3254 |  | 0
1920-04-08 | 0 | 0 | 0 | 0 | -6.6845 | -6.6845 | 3450.5783 | 25810.3254 |  | 0
1920-04-09 | 0 | 0 | 0 | 0 | -6.6845 | -6.6845 | 3443.8938 | 25760.3253 |  | 0
1920-04-10 | 0 | 0 | 0 | 0 | -6.6845 | -6.6845 | 3437.2093 | 25710.3253 |  | 0
1920-04-11 | 0 | 0 | 0 | 0 | -6.6845 | -6.6845 | 3430.5248 | 25660.3252 |  | 0
1920-04-12 | 0 | 0 | 0 | 0 | -6.6845 | -6.6845 | 3423.8403 | 25610.3251 |  | 0
1920-04-13 | 0 | 0 | 0 | 0 | -6.6845 | -6.6845 | 3417.1558 | 25560.3251 |  | 0
1920-04-14 | 0 | 0 | 0 | 0 | -6.6845 | -6.6845 | 3410.4713 | 25510.325 |  | 0
1920-04-15 | 0 | 0 | 0 | 0 | -6.6845 | -6.6845 | 3403.7868 | 25460.325 |  | 0
1920-04-16 | 0 | 0 | 0 | 0 | -6.6845 | -6.6845 | 3397.1023 | 25410.3249 |  | 0
1920-04-17 | 0.018333 | 46.1135 | 3.6551 | 3.6551 | 35.7739 | 35.7739 | 3432.8761 | 25677.9136 |  | 0
1920-04-18 | 0 | 0 | 0 | 0 | -6.6845 | -6.6845 | 3426.1916 | 25627.9135 |  | 0
1920-04-19 | 0 | 0 | 0 | 0 | -6.6845 | -6.6845 | 3419.5071 | 25577.9134 |  | 0
1920-04-20 | 0 | 0 | 0 | 0 | -6.6845 | -6.6845 | 3412.8226 | 25527.9134 |  | 0
1920-04-21 | 0 | 0 | 0 | 0 | -6.6845 | -6.6845 | 3406.1381 | 25477.9133 |  | 0
1920-04-22 | 0 | 0 | 0 | 0 | -6.6845 | -6.6845 | 3399.4536 | 25427.9133 |  | 0
1920-04-23 | 0 | 0 | 0 | 0 | -6.6845 | -6.6845 | 3392.7691 | 25377.9132 |  | 0
1920-04-24 | 0 | 0 | 0 | 0 | -6.6845 | -6.6845 | 3386.0846 | 25327.9131 |  | 0
1920-04-25 | 0 | 0 | 0 | 0 | -6.6845 | -6.6845 | 3379.4001 | 25277.9131 |  | 0
1920-04-26 | 0 | 0 | 0 | 0 | -6.6845 | -6.6845 | 3372.7156 | 25227.913 |  | 0
1920-04-27 | 0 | 0 | 0 | 0 | -6.6845 | -6.6845 | 3366.0311 | 25177.913 |  | 0
1920-04-28 | 0 | 0 | 0 | 0 | -6.6845 | -6.6845 | 3359.3466 | 25127.9129 |  | 0
1920-04-29 | 0 | 0 | 0 | 0 | -6.6845 | -6.6845 | 3352.6621 | 25077.9128 |  | 0
1920-04-30 | 0 | 0 | 0 | 0 | -6.6845 | -6.6845 | 3345.9776 | 25027.9128 |  | 0
1920-05-01 | 0 | 0 | 0 | 0 | -6.6845 | -6.6845 | 3339.2931 | 24977.9127 |  | 0
1920-05-02 | 0 | 0 | 0 | 0 | -6.6845 | -6.6845 | 3332.6086 | 24927.9127 |  | 0
1920-05-03 | 0 | 0 | 0 | 0 | -6.6845 | -6.6845 | 3325.9241 | 24877.9126 |  | 0
1920-05-04 | 0 | 0 | 0 | 0 | -6.6845 | -6.6845 | 3319.2396 | 24827.9125 |  | 0
1920-05-05 | 0 | 0 | 0 | 0 | -6.6845 | -6.6845 | 3312.5551 | 24777.9125 |  | 0
1920-05-06 | 0 | 0 | 0 | 0 | -6.6845 | -6.6845 | 3305.8706 | 24727.9124 |  | 0
1920-05-07 | 0 | 0 | 0 | 0 | -6.6845 | -6.6845 | 3299.1861 | 24677.9124 |  | 0
1920-05-08 | 0 | 0 | 0 | 0 | -6.6845 | -6.6845 | 3292.5016 | 24627.9123 |  | 0
1920-05-09 | 0 | 0 | 0 | 0 | -6.6845 | -6.6845 | 3285.8171 | 24577.9122 |  | 0
1920-05-10 | 0 | 0 | 0 | 0 | -6.6845 | -6.6845 | 3279.1326 | 24527.9122 |  | 0
1920-05-11 | 0 | 0 | 0 | 0 | -6.6845 | -6.6845 | 3272.4481 | 24477.9121 |  | 0
1920-05-12 | 0 | 0 | 0 | 0 | -6.6845 | -6.6845 | 3265.7636 | 24427.9121 |  | 0
1920-05-13 | 0 | 0 | 0 | 0 | -6.6845 | -6.6845 | 3259.0791 | 24377.912 |  | 0
1920-05-14 | 0 | 0 | 0 | 0 | -6.6845 | -6.6845 | 3252.3946 | 24327.9119 |  | 0
1920-05-15 | 0 | 0 | 0 | 0 | -6.6845 | -6.6845 | 3245.7101 | 24277.9119 |  | 0
1920-05-16 | 0 | 0 | 0 | 0 | -6.6845 | -6.6845 | 3239.0256 | 24227.9118 |  | 0
1920-05-17 | 0 | 0 | 0 | 0 | -6.6845 | -6.6845 | 3232.3411 | 24177.9118 |  | 0
1920-05-18 | 0 | 0 | 0 | 0 | -6.6845 | -6.6845 | 3225.6566 | 24127.9117 |  | 0
1920-05-19 | 0 | 0 | 0 | 0 | -6.6845 | -6.6845 | 3218.9721 | 24077.9116 |  | 0
1920-05-20 | 0 | 0 | 0 | 0 | -6.6845 | -6.6845 | 3212.2876 | 24027.9116 |  | 0
1920-05-21 | 0.059167 | 148.8207 | 3.6551 | 3.6551 | 138.4812 | 138.4812 | 3350.7688 | 25063.7506 |  | 0
1920-05-22 | 0.13083 | 329.0825 | 3.6551 | 3.6551 | 318.7429 | 318.7429 | 3669.5117 | 27447.9474 |  | 0
1920-05-23 | 0 | 0 | 0 | 0 | -6.6845 | -6.6845 | 3662.8272 | 27397.9473 |  | 0
1920-05-24 | 0 | 0 | 0 | 0 | -6.6845 | -6.6845 | 3656.1427 | 27347.9473 |  | 0
1920-05-25 | 0 | 0 | 0 | 0 | -6.6845 | -6.6845 | 3649.4582 | 27297.9472 |  | 0
1920-05-26 | 0.013333 | 33.5371 | 3.6551 | 3.6551 | 23.1975 | 23.1975 | 3672.6557 | 27471.4644 |  | 0
1920-05-27 | 0 | 0 | 0 | 0 | -6.6845 | -6.6845 | 3665.9712 | 27421.4644 |  | 0
1920-05-28 | 0.015 | 37.7292 | 3.6551 | 3.6551 | 27.3896 | 27.3896 | 3693.3608 | 27626.3387 |  | 0
1920-05-29 | 0 | 0 | 0 | 0 | -6.6845 | -6.6845 | 3686.6763 | 27576.3387 |  | 0
1920-05-30 | 0 | 0 | 0 | 0 | -6.6845 | -6.6845 | 3679.9918 | 27526.3386 |  | 0
1920-05-31 | 0 | 0 | 0 | 0 | -6.6845 | -6.6845 | 3673.3073 | 27476.3385 |  | 0
1920-06-01 | 0 | 0 | 0 | 0 | -6.6845 | -6.6845 | 3666.6228 | 27426.3385 |  | 0
1920-06-02 | 0 | 0 | 0 | 0 | -6.6845 | -6.6845 | 3659.9383 | 27376.3384 |  | 0
1920-06-03 | 0 | 0 | 0 | 0 | -6.6845 | -6.6845 | 3653.2538 | 27326.3384 |  | 0
1920-06-04 | 0.0225 | 56.5938 | 3.6551 | 3.6551 | 46.2542 | 46.2542 | 3699.508 | 27672.3199 |  | 0
1920-06-05 | 0.020833 | 52.4017 | 3.6551 | 3.6551 | 42.0621 | 42.0621 | 3741.5701 | 27986.9443 |  | 0
1920-06-06 | 0.0125 | 31.441 | 3.6551 | 3.6551 | 21.1014 | 21.1014 | 3762.6715 | 28144.7829 |  | 0
1920-06-07 | 0 | 0 | 0 | 0 | -6.6845 | -6.6845 | 3755.987 | 28094.7829 |  | 0
1920-06-08 | 0 | 0 | 0 | 0 | -6.6845 | -6.6845 | 3749.3025 | 28044.7828 |  | 0
1920-06-09 | 0 | 0 | 0 | 0 | -6.6845 | -6.6845 | 3742.618 | 27994.7828 |  | 0
1920-06-10 | 0 | 0 | 0 | 0 | -6.6845 | -6.6845 | 3735.9335 | 27944.7827 |  | 0
1920-06-11 | 0 | 0 | 0 | 0 | -6.6845 | -6.6845 | 3729.249 | 27894.7826 |  | 0
1920-06-12 | 0.07 | 176.0696 | 3.6551 | 3.6551 | 165.73 | 165.73 | 3894.979 | 29134.4432 |  | 0
1920-06-13 | 0.024167 | 60.7859 | 3.6551 | 3.6551 | 50.4464 | 50.4464 | 3945.4254 | 29511.7819 |  | 0
1920-06-14 | 0 | 0 | 0 | 0 | -6.6845 | -6.6845 | 3938.7409 | 29461.7819 |  | 0
1920-06-15 | 0 | 0 | 0 | 0 | -6.6845 | -6.6845 | 3932.0564 | 29411.7818 |  | 0
1920-06-16 | 0 | 0 | 0 | 0 | -6.6845 | -6.6845 | 3925.3719 | 29361.7817 |  | 0
1920-06-17 | 0 | 0 | 0 | 0 | -6.6845 | -6.6845 | 3918.6874 | 29311.7817 |  | 0
1920-06-18 | 0 | 0 | 0 | 0 | -6.6845 | -6.6845 | 3912.0029 | 29261.7816 |  | 0
1920-06-19 | 0 | 0 | 0 | 0 | -6.6845 | -6.6845 | 3905.3184 | 29211.7816 |  | 0
1920-06-20 | 0 | 0 | 0 | 0 | -6.6845 | -6.6845 | 3898.6339 | 29161.7815 |  | 0
1920-06-21 | 0 | 0 | 0 | 0 | -6.6845 | -6.6845 | 3891.9494 | 29111.7814 |  | 0
1920-06-22 | 0.02 | 50.3056 | 3.6551 | 3.6551 | 39.966 | 39.966 | 3931.9154 | 29410.7273 |  | 0
1920-06-23 | 0 | 0 | 0 | 0 | -6.6845 | -6.6845 | 3925.2309 | 29360.7272 |  | 0
1920-06-24 | 0 | 0 | 0 | 0 | -6.6845 | -6.6845 | 3918.5464 | 29310.7271 |  | 0
1920-06-25 | 0 | 0 | 0 | 0 | -6.6845 | -6.6845 | 3911.8619 | 29260.7271 |  | 0
1920-06-26 | 0 | 0 | 0 | 0 | -6.6845 | -6.6845 | 3905.1774 | 29210.727 |  | 0
1920-06-27 | 0.0225 | 56.5938 | 3.6551 | 3.6551 | 46.2542 | 46.2542 | 3951.4316 | 29556.7086 |  | 0
1920-06-28 | 0 | 0 | 0 | 0 | -6.6845 | -6.6845 | 3944.7471 | 29506.7085 |  | 0
1920-06-29 | 0.091667 | 230.5673 | 3.6551 | 3.6551 | 220.2278 | 220.2278 | 4003.7455 | 29948.0163 |  | 154.5449
1920-06-30 | 0 | 0 | 0 | 0 | -6.6845 | -6.6845 | 3997.061 | 29898.0163 |  | 0
1920-07-01 | 0 | 0 | 0 | 0 | -6.6845 | -6.6845 | 3990.3765 | 29848.0162 |  | 0
1920-07-02 | 0 | 0 | 0 | 0 | -6.6845 | -6.6845 | 3983.692 | 29798.0162 |  | 0
1920-07-03 | 0 | 0 | 0 | 0 | -6.6845 | -6.6845 | 3977.0075 | 29748.0161 |  | 0
1920-07-04 | 0 | 0 | 0 | 0 | -6.6845 | -6.6845 | 3970.323 | 29698.016 |  | 0
1920-07-05 | 0 | 0 | 0 | 0 | -6.6845 | -6.6845 | 3963.6385 | 29648.016 |  | 0
1920-07-06 | 0 | 0 | 0 | 0 | -6.6845 | -6.6845 | 3956.954 | 29598.0159 |  | 0
1920-07-07 | 0 | 0 | 0 | 0 | -6.6845 | -6.6845 | 3950.2695 | 29548.0159 |  | 0
1920-07-08 | 0 | 0 | 0 | 0 | -6.6845 | -6.6845 | 3943.585 | 29498.0158 |  | 0
1920-07-09 | 0 | 0 | 0 | 0 | -6.6845 | -6.6845 | 3936.9005 | 29448.0157 |  | 0
1920-07-10 | 0 | 0 | 0 | 0 | -6.6845 | -6.6845 | 3930.216 | 29398.0157 |  | 0
1920-07-11 | 0 | 0 | 0 | 0 | -6.6845 | -6.6845 | 3923.5315 | 29348.0156 |  | 0
1920-07-12 | 0 | 0 | 0 | 0 | -6.6845 | -6.6845 | 3916.847 | 29298.0156 |  | 0
1920-07-13 | 0 | 0 | 0 | 0 | -6.6845 | -6.6845 | 3910.1625 | 29248.0155 |  | 0
1920-07-14 | 0 | 0 | 0 | 0 | -6.6845 | -6.6845 | 3903.478 | 29198.0154 |  | 0
1920-07-15 | 0 | 0 | 0 | 0 | -6.6845 | -6.6845 | 3896.7935 | 29148.0154 |  | 0
1920-07-16 | 0 | 0 | 0 | 0 | -6.6845 | -6.6845 | 3890.109 | 29098.0153 |  | 0
1920-07-17 | 0 | 0 | 0 | 0 | -6.6845 | -6.6845 | 3883.4245 | 29048.0153 |  | 0
1920-07-18 | 0 | 0 | 0 | 0 | -6.6845 | -6.6845 | 3876.74 | 28998.0152 |  | 0
1920-07-19 | 0 | 0 | 0 | 0 | -6.6845 | -6.6845 | 3870.0555 | 28948.0151 |  | 0
1920-07-20 | 0.023333 | 58.6899 | 3.6551 | 3.6551 | 48.3503 | 48.3503 | 3918.4058 | 29309.6753 |  | 0
1920-07-21 | 0.016667 | 41.9213 | 3.6551 | 3.6551 | 31.5818 | 31.5818 | 3949.9875 | 29545.9068 |  | 0
1920-07-22 | 0 | 0 | 0 | 0 | -6.6845 | -6.6845 | 3943.303 | 29495.9067 |  | 0
1920-07-23 | 0 | 0 | 0 | 0 | -6.6845 | -6.6845 | 3936.6185 | 29445.9067 |  | 0
1920-07-24 | 0 | 0 | 0 | 0 | -6.6845 | -6.6845 | 3929.934 | 29395.9066 |  | 0
1920-07-25 | 0 | 0 | 0 | 0 | -6.6845 | -6.6845 | 3923.2495 | 29345.9066 |  | 0
1920-07-26 | 0 | 0 | 0 | 0 | -6.6845 | -6.6845 | 3916.565 | 29295.9065 |  | 0
1920-07-27 | 0.035 | 88.0348 | 3.6551 | 3.6551 | 77.6952 | 77.6952 | 3994.2603 | 29877.0667 |  | 0
1920-07-28 | 0.035 | 88.0348 | 3.6551 | 3.6551 | 77.6952 | 77.6952 | 4003.7455 | 29948.0163 |  | 61.5255
1920-07-29 | 0.035833 | 90.1309 | 3.6551 | 3.6551 | 79.7913 | 79.7913 | 4003.7455 | 29948.0163 |  | 73.1068
1920-07-30 | 0 | 0 | 0 | 0 | -6.6845 | -6.6845 | 3997.061 | 29898.0163 |  | 0
1920-07-31 | 0 | 0 | 0 | 0 | -6.6845 | -6.6845 | 3990.3765 | 29848.0162 |  | 0
1920-08-01 | 0 | 0 | 0 | 0 | -6.6845 | -6.6845 | 3983.692 | 29798.0162 |  | 0
1920-08-02 | 0 | 0 | 0 | 0 | -6.6845 | -6.6845 | 3977.0075 | 29748.0161 |  | 0
1920-08-03 | 0 | 0 | 0 | 0 | -6.6845 | -6.6845 | 3970.323 | 29698.016 |  | 0
1920-08-04 | 0.029167 | 73.3623 | 3.6551 | 3.6551 | 63.0228 | 63.0228 | 4003.7455 | 29948.0163 |  | 22.9158
1920-08-05 | 0.025 | 62.882 | 3.6551 | 3.6551 | 52.5424 | 52.5424 | 4003.7455 | 29948.0163 |  | 45.8579
1920-08-06 | 0.023333 | 58.6899 | 3.6551 | 3.6551 | 48.3503 | 48.3503 | 4003.7455 | 29948.0163 |  | 41.6658
1920-08-07 | 0 | 0 | 0 | 0 | -6.6845 | -6.6845 | 3997.061 | 29898.0163 |  | 0
1920-08-08 | 0 | 0 | 0 | 0 | -6.6845 | -6.6845 | 3990.3765 | 29848.0162 |  | 0
1920-08-09 | 0 | 0 | 0 | 0 | -6.6845 | -6.6845 | 3983.692 | 29798.0162 |  | 0
1920-08-10 | 0 | 0 | 0 | 0 | -6.6845 | -6.6845 | 3977.0075 | 29748.0161 |  | 0
1920-08-11 | 0 | 0 | 0 | 0 | -6.6845 | -6.6845 | 3970.323 | 29698.016 |  | 0
1920-08-12 | 0 | 0 | 0 | 0 | -6.6845 | -6.6845 | 3963.6385 | 29648.016 |  | 0
1920-08-13 | 0.075 | 188.646 | 3.6551 | 3.6551 | 178.3064 | 178.3064 | 4003.7455 | 29948.0163 |  | 131.5149
1920-08-14 | 0 | 0 | 0 | 0 | -6.6845 | -6.6845 | 3997.061 | 29898.0163 |  | 0
1920-08-15 | 0.14167 | 356.3313 | 3.6551 | 3.6551 | 345.9918 | 345.9918 | 4003.7455 | 29948.0163 |  | 332.6228
1920-08-16 | 0.17167 | 431.7897 | 3.6551 | 3.6551 | 421.4502 | 421.4502 | 4003.7455 | 29948.0163 |  | 414.7657
1920-08-17 | 0.0175 | 44.0174 | 3.6551 | 3.6551 | 33.6778 | 33.6778 | 4003.7455 | 29948.0163 |  | 26.9933
1920-08-18 | 0 | 0 | 0 | 0 | -6.6845 | -6.6845 | 3997.061 | 29898.0163 |  | 0
1920-08-19 | 0 | 0 | 0 | 0 | -6.6845 | -6.6845 | 3990.3765 | 29848.0162 |  | 0
1920-08-20 | 0 | 0 | 0 | 0 | -6.6845 | -6.6845 | 3983.692 | 29798.0162 |  | 0
1920-08-21 | 0 | 0 | 0 | 0 | -6.6845 | -6.6845 | 3977.0075 | 29748.0161 |  | 0
1920-08-22 | 0 | 0 | 0 | 0 | -6.6845 | -6.6845 | 3970.323 | 29698.016 |  | 0
1920-08-23 | 0.079167 | 199.1263 | 3.6551 | 3.6551 | 188.7868 | 188.7868 | 4003.7455 | 29948.0163 |  | 148.6798
1920-08-24 | 0.020833 | 52.4017 | 3.6551 | 3.6551 | 42.0621 | 42.0621 | 4003.7455 | 29948.0163 |  | 35.3776
1920-08-25 | 0 | 0 | 0 | 0 | -6.6845 | -6.6845 | 3997.061 | 29898.0163 |  | 0
1920-08-26 | 0 | 0 | 0 | 0 | -6.6845 | -6.6845 | 3990.3765 | 29848.0162 |  | 0
1920-08-27 | 0.10833 | 272.4887 | 3.6551 | 3.6551 | 262.1491 | 262.1491 | 4003.7455 | 29948.0163 |  | 242.0956
1920-08-28 | 0 | 0 | 0 | 0 | -6.6845 | -6.6845 | 3997.061 | 29898.0163 |  | 0
1920-08-29 | 0 | 0 | 0 | 0 | -6.6845 | -6.6845 | 3990.3765 | 29848.0162 |  | 0
1920-08-30 | 0.079167 | 199.1263 | 3.6551 | 3.6551 | 188.7868 | 188.7868 | 4003.7455 | 29948.0163 |  | 168.7333
1920-08-31 | 0.06 | 150.9168 | 3.6551 | 3.6551 | 140.5772 | 140.5772 | 4003.7455 | 29948.0163 |  | 133.8927
1920-09-01 | 0.023333 | 58.6899 | 3.6551 | 3.6551 | 48.3503 | 48.3503 | 4003.7455 | 29948.0163 |  | 41.6658
1920-09-02 | 0 | 0 | 0 | 0 | -6.6845 | -6.6845 | 3997.061 | 29898.0163 |  | 0
1920-09-03 | 0 | 0 | 0 | 0 | -6.6845 | -6.6845 | 3990.3765 | 29848.0162 |  | 0
1920-09-04 | 0 | 0 | 0 | 0 | -6.6845 | -6.6845 | 3983.692 | 29798.0162 |  | 0
1920-09-05 | 0 | 0 | 0 | 0 | -6.6845 | -6.6845 | 3977.0075 | 29748.0161 |  | 0
1920-09-06 | 0 | 0 | 0 | 0 | -6.6845 | -6.6845 | 3970.323 | 29698.016 |  | 0
1920-09-07 | 0 | 0 | 0 | 0 | -6.6845 | -6.6845 | 3963.6385 | 29648.016 |  | 0
1920-09-08 | 0 | 0 | 0 | 0 | -6.6845 | -6.6845 | 3956.954 | 29598.0159 |  | 0
1920-09-09 | 0 | 0 | 0 | 0 | -6.6845 | -6.6845 | 3950.2695 | 29548.0159 |  | 0
1920-09-10 | 0.013333 | 33.5371 | 3.6551 | 3.6551 | 23.1975 | 23.1975 | 3973.467 | 29721.5331 |  | 0
1920-09-11 | 0 | 0 | 0 | 0 | -6.6845 | -6.6845 | 3966.7825 | 29671.533 |  | 0
1920-09-12 | 0 | 0 | 0 | 0 | -6.6845 | -6.6845 | 3960.098 | 29621.5329 |  | 0
1920-09-13 | 0 | 0 | 0 | 0 | -6.6845 | -6.6845 | 3953.4135 | 29571.5329 |  | 0
1920-09-14 | 0.05 | 125.764 | 3.6551 | 3.6551 | 115.4244 | 115.4244 | 4003.7455 | 29948.0163 |  | 58.4079
1920-09-15 | 0 | 0 | 0 | 0 | -6.6845 | -6.6845 | 3997.061 | 29898.0163 |  | 0
1920-09-16 | 0 | 0 | 0 | 0 | -6.6845 | -6.6845 | 3990.3765 | 29848.0162 |  | 0
1920-09-17 | 0 | 0 | 0 | 0 | -6.6845 | -6.6845 | 3983.692 | 29798.0162 |  | 0
1920-09-18 | 0 | 0 | 0 | 0 | -6.6845 | -6.6845 | 3977.0075 | 29748.0161 |  | 0
1920-09-19 | 0 | 0 | 0 | 0 | -6.6845 | -6.6845 | 3970.323 | 29698.016 |  | 0
1920-09-20 | 0 | 0 | 0 | 0 | -6.6845 | -6.6845 | 3963.6385 | 29648.016 |  | 0
1920-09-21 | 0 | 0 | 0 | 0 | -6.6845 | -6.6845 | 3956.954 | 29598.0159 |  | 0
1920-09-22 | 0 | 0 | 0 | 0 | -6.6845 | -6.6845 | 3950.2695 | 29548.0159 |  | 0
1920-09-23 | 0 | 0 | 0 | 0 | -6.6845 | -6.6845 | 3943.585 | 29498.0158 |  | 0
1920-09-24 | 0 | 0 | 0 | 0 | -6.6845 | -6.6845 | 3936.9005 | 29448.0157 |  | 0
1920-09-25 | 0 | 0 | 0 | 0 | -6.6845 | -6.6845 | 3930.216 | 29398.0157 |  | 0
1920-09-26 | 0 | 0 | 0 | 0 | -6.6845 | -6.6845 | 3923.5315 | 29348.0156 |  | 0
1920-09-27 | 0 | 0 | 0 | 0 | -6.6845 | -6.6845 | 3916.847 | 29298.0156 |  | 0
1920-09-28 | 0 | 0 | 0 | 0 | -6.6845 | -6.6845 | 3910.1625 | 29248.0155 |  | 0
1920-09-29 | 0 | 0 | 0 | 0 | -6.6845 | -6.6845 | 3903.478 | 29198.0154 |  | 0
1920-09-30 | 0 | 0 | 0 | 0 | -6.6845 | -6.6845 | 3896.7935 | 29148.0154 |  | 0
1920-10-01 | 0 | 0 | 0 | 0 | -6.6845 | -6.6845 | 3890.109 | 29098.0153 |  | 0
1920-10-02 | 0 | 0 | 0 | 0 | -6.6845 | -6.6845 | 3883.4245 | 29048.0153 |  | 0
1920-10-03 | 0 | 0 | 0 | 0 | -6.6845 | -6.6845 | 3876.74 | 28998.0152 |  | 0
1920-10-04 | 0 | 0 | 0 | 0 | -6.6845 | -6.6845 | 3870.0555 | 28948.0151 |  | 0
1920-10-05 | 0 | 0 | 0 | 0 | -6.6845 | -6.6845 | 3863.371 | 28898.0151 |  | 0
1920-10-06 | 0 | 0 | 0 | 0 | -6.6845 | -6.6845 | 3856.6865 | 28848.015 |  | 0
1920-10-07 | 0 | 0 | 0 | 0 | -6.6845 | -6.6845 | 3850.002 | 28798.015 |  | 0
1920-10-08 | 0 | 0 | 0 | 0 | -6.6845 | -6.6845 | 3843.3175 | 28748.0149 |  | 0
1920-10-09 | 0 | 0 | 0 | 0 | -6.6845 | -6.6845 | 3836.633 | 28698.0148 |  | 0
1920-10-10 | 0 | 0 | 0 | 0 | -6.6845 | -6.6845 | 3829.9485 | 28648.0148 |  | 0
1920-10-11 | 0 | 0 | 0 | 0 | -6.6845 | -6.6845 | 3823.264 | 28598.0147 |  | 0
1920-10-12 | 0 | 0 | 0 | 0 | -6.6845 | -6.6845 | 3816.5795 | 28548.0147 |  | 0
1920-10-13 | 0 | 0 | 0 | 0 | -6.6845 | -6.6845 | 3809.895 | 28498.0146 |  | 0
1920-10-14 | 0 | 0 | 0 | 0 | -6.6845 | -6.6845 | 3803.2105 | 28448.0145 |  | 0
1920-10-15 | 0 | 0 | 0 | 0 | -6.6845 | -6.6845 | 3796.526 | 28398.0145 |  | 0
1920-10-16 | 0 | 0 | 0 | 0 | -6.6845 | -6.6845 | 3789.8415 | 28348.0144 |  | 0
1920-10-17 | 0 | 0 | 0 | 0 | -6.6845 | -6.6845 | 3783.157 | 28298.0144 |  | 0
1920-10-18 | 0 | 0 | 0 | 0 | -6.6845 | -6.6845 | 3776.4725 | 28248.0143 |  | 0
1920-10-19 | 0 | 0 | 0 | 0 | -6.6845 | -6.6845 | 3769.788 | 28198.0142 |  | 0
1920-10-20 | 0 | 0 | 0 | 0 | -6.6845 | -6.6845 | 3763.1035 | 28148.0142 |  | 0
1920-10-21 | 0 | 0 | 0 | 0 | -6.6845 | -6.6845 | 3756.419 | 28098.0141 |  | 0
1920-10-22 | 0 | 0 | 0 | 0 | -6.6845 | -6.6845 | 3749.7345 | 28048.0141 |  | 0
1920-10-23 | 0 | 0 | 0 | 0 | -6.6845 | -6.6845 | 3743.05 | 27998.014 |  | 0
1920-10-24 | 0.055 | 138.3404 | 3.6551 | 3.6551 | 128.0008 | 128.0008 | 3871.0508 | 28955.4601 |  | 0
1920-10-25 | 0 | 0 | 0 | 0 | -6.6845 | -6.6845 | 3864.3663 | 28905.4601 |  | 0
1920-10-26 | 0 | 0 | 0 | 0 | -6.6845 | -6.6845 | 3857.6818 | 28855.46 |  | 0
1920-10-27 | 0 | 0 | 0 | 0 | -6.6845 | -6.6845 | 3850.9973 | 28805.46 |  | 0
1920-10-28 | 0 | 0 | 0 | 0 | -6.6845 | -6.6845 | 3844.3128 | 28755.4599 |  | 0
1920-10-29 | 0 | 0 | 0 | 0 | -6.6845 | -6.6845 | 3837.6283 | 28705.4598 |  | 0
1920-10-30 | 0 | 0 | 0 | 0 | -6.6845 | -6.6845 | 3830.9438 | 28655.4598 |  | 0
1920-10-31 | 0 | 0 | 0 | 0 | -6.6845 | -6.6845 | 3824.2593 | 28605.4597 |  | 0
1920-11-01 | 0 | 0 | 0 | 0 | -6.6845 | -6.6845 | 3817.5748 | 28555.4597 |  | 0
1920-11-02 | 0 | 0 | 0 | 0 | -6.6845 | -6.6845 | 3810.8903 | 28505.4596 |  | 0
1920-11-03 | 0 | 0 | 0 | 0 | -6.6845 | -6.6845 | 3804.2058 | 28455.4595 |  | 0
1920-11-04 | 0 | 0 | 0 | 0 | -6.6845 | -6.6845 | 3797.5213 | 28405.4595 |  | 0
1920-11-05 | 0 | 0 | 0 | 0 | -6.6845 | -6.6845 | 3790.8368 | 28355.4594 |  | 0
1920-11-06 | 0 | 0 | 0 | 0 | -6.6845 | -6.6845 | 3784.1523 | 28305.4594 |  | 0
1920-11-07 | 0.10917 | 274.5847 | 3.6551 | 3.6551 | 264.2452 | 264.2452 | 4003.7455 | 29948.0163 |  | 37.9675
1920-11-08 | 0 | 0 | 0 | 0 | -6.6845 | -6.6845 | 3997.061 | 29898.0163 |  | 0
1920-11-09 | 0 | 0 | 0 | 0 | -6.6845 | -6.6845 | 3990.3765 | 29848.0162 |  | 0
1920-11-10 | 0 | 0 | 0 | 0 | -6.6845 | -6.6845 | 3983.692 | 29798.0162 |  | 0
1920-11-11 | 0 | 0 | 0 | 0 | -6.6845 | -6.6845 | 3977.0075 | 29748.0161 |  | 0
1920-11-12 | 0 | 0 | 0 | 0 | -6.6845 | -6.6845 | 3970.323 | 29698.016 |  | 0
1920-11-13 | 0 | 0 | 0 | 0 | -6.6845 | -6.6845 | 3963.6385 | 29648.016 |  | 0
1920-11-14 | 0 | 0 | 0 | 0 | -6.6845 | -6.6845 | 3956.954 | 29598.0159 |  | 0
1920-11-15 | 0 | 0 | 0 | 0 | -6.6845 | -6.6845 | 3950.2695 | 29548.0159 |  | 0
1920-11-16 | 0 | 0 | 0 | 0 | -6.6845 | -6.6845 | 3943.585 | 29498.0158 |  | 0
1920-11-17 | 0 | 0 | 0 | 0 | -6.6845 | -6.6845 | 3936.9005 | 29448.0157 |  | 0
1920-11-18 | 0 | 0 | 0 | 0 | -6.6845 | -6.6845 | 3930.216 | 29398.0157 |  | 0
1920-11-19 | 0 | 0 | 0 | 0 | -6.6845 | -6.6845 | 3923.5315 | 29348.0156 |  | 0
1920-11-20 | 0 | 0 | 0 | 0 | -6.6845 | -6.6845 | 3916.847 | 29298.0156 |  | 0
1920-11-21 | 0 | 0 | 0 | 0 | -6.6845 | -6.6845 | 3910.1625 | 29248.0155 |  | 0
1920-11-22 | 0 | 0 | 0 | 0 | -6.6845 | -6.6845 | 3903.478 | 29198.0154 |  | 0
1920-11-23 | 0 | 0 | 0 | 0 | -6.6845 | -6.6845 | 3896.7935 | 29148.0154 |  | 0
1920-11-24 | 0 | 0 | 0 | 0 | -6.6845 | -6.6845 | 3890.109 | 29098.0153 |  | 0
1920-11-25 | 0 | 0 | 0 | 0 | -6.6845 | -6.6845 | 3883.4245 | 29048.0153 |  | 0
1920-11-26 | 0 | 0 | 0 | 0 | -6.6845 | -6.6845 | 3876.74 | 28998.0152 |  | 0
1920-11-27 | 0 | 0 | 0 | 0 | -6.6845 | -6.6845 | 3870.0555 | 28948.0151 |  | 0
1920-11-28 | 0 | 0 | 0 | 0 | -6.6845 | -6.6845 | 3863.371 | 28898.0151 |  | 0
1920-11-29 | 0 | 0 | 0 | 0 | -6.6845 | -6.6845 | 3856.6865 | 28848.015 |  | 0
1920-11-30 | 0 | 0 | 0 | 0 | -6.6845 | -6.6845 | 3850.002 | 28798.015 |  | 0
1920-12-01 | 0 | 0 | 0 | 0 | -6.6845 | -6.6845 | 3843.3175 | 28748.0149 |  | 0
1920-12-02 | 0 | 0 | 0 | 0 | -6.6845 | -6.6845 | 3836.633 | 28698.0148 |  | 0
1920-12-03 | 0 | 0 | 0 | 0 | -6.6845 | -6.6845 | 3829.9485 | 28648.0148 |  | 0
1920-12-04 | 0 | 0 | 0 | 0 | -6.6845 | -6.6845 | 3823.264 | 28598.0147 |  | 0
1920-12-05 | 0 | 0 | 0 | 0 | -6.6845 | -6.6845 | 3816.5795 | 28548.0147 |  | 0
1920-12-06 | 0 | 0 | 0 | 0 | -6.6845 | -6.6845 | 3809.895 | 28498.0146 |  | 0
1920-12-07 | 0 | 0 | 0 | 0 | -6.6845 | -6.6845 | 3803.2105 | 28448.0145 |  | 0
1920-12-08 | 0 | 0 | 0 | 0 | -6.6845 | -6.6845 | 3796.526 | 28398.0145 |  | 0
1920-12-09 | 0 | 0 | 0 | 0 | -6.6845 | -6.6845 | 3789.8415 | 28348.0144 |  | 0
1920-12-10 | 0 | 0 | 0 | 0 | -6.6845 | -6.6845 | 3783.157 | 28298.0144 |  | 0
1920-12-11 | 0 | 0 | 0 | 0 | -6.6845 | -6.6845 | 3776.4725 | 28248.0143 |  | 0
1920-12-12 | 0 | 0 | 0 | 0 | -6.6845 | -6.6845 | 3769.788 | 28198.0142 |  | 0
1920-12-13 | 0 | 0 | 0 | 0 | -6.6845 | -6.6845 | 3763.1035 | 28148.0142 |  | 0
1920-12-14 | 0 | 0 | 0 | 0 | -6.6845 | -6.6845 | 3756.419 | 28098.0141 |  | 0
1920-12-15 | 0 | 0 | 0 | 0 | -6.6845 | -6.6845 | 3749.7345 | 28048.0141 |  | 0
1920-12-16 | 0 | 0 | 0 | 0 | -6.6845 | -6.6845 | 3743.05 | 27998.014 |  | 0
1920-12-17 | 0 | 0 | 0 | 0 | -6.6845 | -6.6845 | 3736.3655 | 27948.0139 |  | 0
1920-12-18 | 0 | 0 | 0 | 0 | -6.6845 | -6.6845 | 3729.681 | 27898.0139 |  | 0
1920-12-19 | 0 | 0 | 0 | 0 | -6.6845 | -6.6845 | 3722.9965 | 27848.0138 |  | 0
1920-12-20 | 0 | 0 | 0 | 0 | -6.6845 | -6.6845 | 3716.312 | 27798.0138 |  | 0
1920-12-21 | 0 | 0 | 0 | 0 | -6.6845 | -6.6845 | 3709.6275 | 27748.0137 |  | 0
1920-12-22 | 0 | 0 | 0 | 0 | -6.6845 | -6.6845 | 3702.943 | 27698.0136 |  | 0
1920-12-23 | 0 | 0 | 0 | 0 | -6.6845 | -6.6845 | 3696.2585 | 27648.0136 |  | 0
1920-12-24 | 0 | 0 | 0 | 0 | -6.6845 | -6.6845 | 3689.574 | 27598.0135 |  | 0
1920-12-25 | 0 | 0 | 0 | 0 | -6.6845 | -6.6845 | 3682.8895 | 27548.0135 |  | 0
1920-12-26 | 0 | 0 | 0 | 0 | -6.6845 | -6.6845 | 3676.205 | 27498.0134 |  | 0
1920-12-27 | 0 | 0 | 0 | 0 | -6.6845 | -6.6845 | 3669.5205 | 27448.0133 |  | 0
1920-12-28 | 0 | 0 | 0 | 0 | -6.6845 | -6.6845 | 3662.836 | 27398.0133 |  | 0
1920-12-29 | 0 | 0 | 0 | 0 | -6.6845 | -6.6845 | 3656.1515 | 27348.0132 |  | 0
1920-12-30 | 0 | 0 | 0 | 0 | -6.6845 | -6.6845 | 3649.467 | 27298.0132 |  | 0
1920-12-31 | 0 | 0 | 0 | 0 | -6.6845 | -6.6845 | 3642.7825 | 27248.0131 |  | 0
1921-01-01 | 0 | 0 | 0 | 0 | -6.6845 | -6.6845 | 3636.098 | 27198.013 |  | 0
1921-01-02 | 0 | 0 | 0 | 0 | -6.6845 | -6.6845 | 3629.4135 | 27148.013 |  | 0
1921-01-03 | 0 | 0 | 0 | 0 | -6.6845 | -6.6845 | 3622.729 | 27098.0129 |  | 0
1921-01-04 | 0 | 0 | 0 | 0 | -6.6845 | -6.6845 | 3616.0445 | 27048.0129 |  | 0
1921-01-05 | 0 | 0 | 0 | 0 | -6.6845 | -6.6845 | 3609.36 | 26998.0128 |  | 0
1921-01-06 | 0 | 0 | 0 | 0 | -6.6845 | -6.6845 | 3602.6755 | 26948.0127 |  | 0
1921-01-07 | 0 | 0 | 0 | 0 | -6.6845 | -6.6845 | 3595.991 | 26898.0127 |  | 0
1921-01-08 | 0 | 0 | 0 | 0 | -6.6845 | -6.6845 | 3589.3065 | 26848.0126 |  | 0
1921-01-09 | 0 | 0 | 0 | 0 | -6.6845 | -6.6845 | 3582.622 | 26798.0126 |  | 0
1921-01-10 | 0 | 0 | 0 | 0 | -6.6845 | -6.6845 | 3575.9375 | 26748.0125 |  | 0
1921-01-11 | 0 | 0 | 0 | 0 | -6.6845 | -6.6845 | 3569.253 | 26698.0124 |  | 0
1921-01-12 | 0 | 0 | 0 | 0 | -6.6845 | -6.6845 | 3562.5685 | 26648.0124 |  | 0
1921-01-13 | 0 | 0 | 0 | 0 | -6.6845 | -6.6845 | 3555.884 | 26598.0123 |  | 0
1921-01-14 | 0 | 0 | 0 | 0 | -6.6845 | -6.6845 | 3549.1995 | 26548.0123 |  | 0
1921-01-15 | 0 | 0 | 0 | 0 | -6.6845 | -6.6845 | 3542.515 | 26498.0122 |  | 0
1921-01-16 | 0 | 0 | 0 | 0 | -6.6845 | -6.6845 | 3535.8305 | 26448.0121 |  | 0
1921-01-17 | 0 | 0 | 0 | 0 | -6.6845 | -6.6845 | 3529.146 | 26398.0121 |  | 0
1921-01-18 | 0 | 0 | 0 | 0 | -6.6845 | -6.6845 | 3522.4615 | 26348.012 |  | 0
1921-01-19 | 0 | 0 | 0 | 0 | -6.6845 | -6.6845 | 3515.777 | 26298.012 |  | 0
1921-01-20 | 0 | 0 | 0 | 0 | -6.6845 | -6.6845 | 3509.0925 | 26248.0119 |  | 0
1921-01-21 | 0 | 0 | 0 | 0 | -6.6845 | -6.6845 | 3502.408 | 26198.0118 |  | 0
1921-01-22 | 0 | 0 | 0 | 0 | -6.6845 | -6.6845 | 3495.7235 | 26148.0118 |  | 0
1921-01-23 | 0 | 0 | 0 | 0 | -6.6845 | -6.6845 | 3489.039 | 26098.0117 |  | 0
1921-01-24 | 0 | 0 | 0 | 0 | -6.6845 | -6.6845 | 3482.3545 | 26048.0117 |  | 0
1921-01-25 | 0 | 0 | 0 | 0 | -6.6845 | -6.6845 | 3475.67 | 25998.0116 |  | 0
1921-01-26 | 0 | 0 | 0 | 0 | -6.6845 | -6.6845 | 3468.9855 | 25948.0115 |  | 0
1921-01-27 | 0.0075 | 18.8646 | 3.6551 | 3.6551 | 8.525 | 8.525 | 3477.5105 | 26011.7787 |  | 0
1921-01-28 | 0 | 0 | 0 | 0 | -6.6845 | -6.6845 | 3470.826 | 25961.7786 |  | 0
1921-01-29 | 0 | 0 | 0 | 0 | -6.6845 | -6.6845 | 3464.1415 | 25911.7786 |  | 0
1921-01-30 | 0 | 0 | 0 | 0 | -6.6845 | -6.6845 | 3457.457 | 25861.7785 |  | 0
1921-01-31 | 0 | 0 | 0 | 0 | -6.6845 | -6.6845 | 3450.7725 | 25811.7784 |  | 0
1921-02-01 | 0 | 0 | 0 | 0 | -6.6845 | -6.6845 | 3444.088 | 25761.7784 |  | 0
1921-02-02 | 0 | 0 | 0 | 0 | -6.6845 | -6.6845 | 3437.4035 | 25711.7783 |  | 0
1921-02-03 | 0 | 0 | 0 | 0 | -6.6845 | -6.6845 | 3430.719 | 25661.7783 |  | 0
1921-02-04 | 0 | 0 | 0 | 0 | -6.6845 | -6.6845 | 3424.0345 | 25611.7782 |  | 0
1921-02-05 | 0 | 0 | 0 | 0 | -6.6845 | -6.6845 | 3417.35 | 25561.7781 |  | 0
1921-02-06 | 0 | 0 | 0 | 0 | -6.6845 | -6.6845 | 3410.6655 | 25511.7781 |  | 0
1921-02-07 | 0 | 0 | 0 | 0 | -6.6845 | -6.6845 | 3403.981 | 25461.778 |  | 0
1921-02-08 | 0 | 0 | 0 | 0 | -6.6845 | -6.6845 | 3397.2965 | 25411.778 |  | 0
1921-02-09 | 0 | 0 | 0 | 0 | -6.6845 | -6.6845 | 3390.612 | 25361.7779 |  | 0
1921-02-10 | 0 | 0 | 0 | 0 | -6.6845 | -6.6845 | 3383.9275 | 25311.7778 |  | 0
1921-02-11 | 0 | 0 | 0 | 0 | -6.6845 | -6.6845 | 3377.243 | 25261.7778 |  | 0
1921-02-12 | 0 | 0 | 0 | 0 | -6.6845 | -6.6845 | 3370.5585 | 25211.7777 |  | 0
1921-02-13 | 0 | 0 | 0 | 0 | -6.6845 | -6.6845 | 3363.874 | 25161.7777 |  | 0
1921-02-14 | 0 | 0 | 0 | 0 | -6.6845 | -6.6845 | 3357.1895 | 25111.7776 |  | 0
1921-02-15 | 0 | 0 | 0 | 0 | -6.6845 | -6.6845 | 3350.505 | 25061.7775 |  | 0
1921-02-16 | 0 | 0 | 0 | 0 | -6.6845 | -6.6845 | 3343.8205 | 25011.7775 |  | 0
1921-02-17 | 0 | 0 | 0 | 0 | -6.6845 | -6.6845 | 3337.136 | 24961.7774 |  | 0
1921-02-18 | 0 | 0 | 0 | 0 | -6.6845 | -6.6845 | 3330.4515 | 24911.7774 |  | 0
1921-02-19 | 0 | 0 | 0 | 0 | -6.6845 | -6.6845 | 3323.767 | 24861.7773 |  | 0
1921-02-20 | 0 | 0 | 0 | 0 | -6.6845 | -6.6845 | 3317.0825 | 24811.7772 |  | 0
1921-02-21 | 0 | 0 | 0 | 0 | -6.6845 | -6.6845 | 3310.398 | 24761.7772 |  | 0
1921-02-22 | 0 | 0 | 0 | 0 | -6.6845 | -6.6845 | 3303.7135 | 24711.7771 |  | 0
1921-02-23 | 0 | 0 | 0 | 0 | -6.6845 | -6.6845 | 3297.029 | 24661.7771 |  | 0
1921-02-24 | 0 | 0 | 0 | 0 | -6.6845 | -6.6845 | 3290.3445 | 24611.777 |  | 0
1921-02-25 | 0 | 0 | 0 | 0 | -6.6845 | -6.6845 | 3283.66 | 24561.7769 |  | 0
1921-02-26 | 0 | 0 | 0 | 0 | -6.6845 | -6.6845 | 3276.9755 | 24511.7769 |  | 0
1921-02-27 | 0.0175 | 44.0174 | 3.6551 | 3.6551 | 33.6778 | 33.6778 | 3310.6533 | 24763.687 |  | 0
1921-02-28 | 0 | 0 | 0 | 0 | -6.6845 | -6.6845 | 3303.9688 | 24713.6869 |  | 0
1921-03-01 | 0 | 0 | 0 | 0 | -6.6845 | -6.6845 | 3297.2843 | 24663.6869 |  | 0
1921-03-02 | 0 | 0 | 0 | 0 | -6.6845 | -6.6845 | 3290.5998 | 24613.6868 |  | 0
1921-03-03 | 0 | 0 | 0 | 0 | -6.6845 | -6.6845 | 3283.9153 | 24563.6867 |  | 0
1921-03-04 | 0 | 0 | 0 | 0 | -6.6845 | -6.6845 | 3277.2308 | 24513.6867 |  | 0
1921-03-05 | 0 | 0 | 0 | 0 | -6.6845 | -6.6845 | 3270.5463 | 24463.6866 |  | 0
1921-03-06 | 0 | 0 | 0 | 0 | -6.6845 | -6.6845 | 3263.8618 | 24413.6866 |  | 0
1921-03-07 | 0 | 0 | 0 | 0 | -6.6845 | -6.6845 | 3257.1773 | 24363.6865 |  | 0
1921-03-08 | 0 | 0 | 0 | 0 | -6.6845 | -6.6845 | 3250.4928 | 24313.6864 |  | 0
1921-03-09 | 0 | 0 | 0 | 0 | -6.6845 | -6.6845 | 3243.8083 | 24263.6864 |  | 0
1921-03-10 | 0 | 0 | 0 | 0 | -6.6845 | -6.6845 | 3237.1238 | 24213.6863 |  | 0
1921-03-11 | 0 | 0 | 0 | 0 | -6.6845 | -6.6845 | 3230.4393 | 24163.6863 |  | 0
1921-03-12 | 0 | 0 | 0 | 0 | -6.6845 | -6.6845 | 3223.7548 | 24113.6862 |  | 0
1921-03-13 | 0 | 0 | 0 | 0 | -6.6845 | -6.6845 | 3217.0703 | 24063.6861 |  | 0
1921-03-14 | 0 | 0 | 0 | 0 | -6.6845 | -6.6845 | 3210.3858 | 24013.6861 |  | 0
1921-03-15 | 0 | 0 | 0 | 0 | -6.6845 | -6.6845 | 3203.7013 | 23963.686 |  | 0
1921-03-16 | 0 | 0 | 0 | 0 | -6.6845 | -6.6845 | 3197.0168 | 23913.686 |  | 0
1921-03-17 | 0 | 0 | 0 | 0 | -6.6845 | -6.6845 | 3190.3323 | 23863.6859 |  | 0
1921-03-18 | 0 | 0 | 0 | 0 | -6.6845 | -6.6845 | 3183.6478 | 23813.6858 |  | 0
1921-03-19 | 0.034167 | 85.9387 | 3.6551 | 3.6551 | 75.5992 | 75.5992 | 3259.247 | 24379.1675 |  | 0
1921-03-20 | 0 | 0 | 0 | 0 | -6.6845 | -6.6845 | 3252.5625 | 24329.1674 |  | 0
1921-03-21 | 0 | 0 | 0 | 0 | -6.6845 | -6.6845 | 3245.878 | 24279.1674 |  | 0
1921-03-22 | 0 | 0 | 0 | 0 | -6.6845 | -6.6845 | 3239.1935 | 24229.1673 |  | 0
1921-03-23 | 0 | 0 | 0 | 0 | -6.6845 | -6.6845 | 3232.509 | 24179.1673 |  | 0
1921-03-24 | 0 | 0 | 0 | 0 | -6.6845 | -6.6845 | 3225.8245 | 24129.1672 |  | 0
1921-03-25 | 0 | 0 | 0 | 0 | -6.6845 | -6.6845 | 3219.14 | 24079.1671 |  | 0
1921-03-26 | 0 | 0 | 0 | 0 | -6.6845 | -6.6845 | 3212.4555 | 24029.1671 |  | 0
1921-03-27 | 0 | 0 | 0 | 0 | -6.6845 | -6.6845 | 3205.771 | 23979.167 |  | 0
1921-03-28 | 0 | 0 | 0 | 0 | -6.6845 | -6.6845 | 3199.0865 | 23929.167 |  | 0
1921-03-29 | 0 | 0 | 0 | 0 | -6.6845 | -6.6845 | 3192.402 | 23879.1669 |  | 0
1921-03-30 | 0 | 0 | 0 | 0 | -6.6845 | -6.6845 | 3185.7175 | 23829.1668 |  | 0
1921-03-31 | 0 | 0 | 0 | 0 | -6.6845 | -6.6845 | 3179.033 | 23779.1668 |  | 0
1921-04-01 | 0 | 0 | 0 | 0 | -6.6845 | -6.6845 | 3172.3485 | 23729.1667 |  | 0
1921-04-02 | 0 | 0 | 0 | 0 | -6.6845 | -6.6845 | 3165.664 | 23679.1667 |  | 0
1921-04-03 | 0 | 0 | 0 | 0 | -6.6845 | -6.6845 | 3158.9795 | 23629.1666 |  | 0
1921-04-04 | 0 | 0 | 0 | 0 | -6.6845 | -6.6845 | 3152.295 | 23579.1665 |  | 0
1921-04-05 | 0 | 0 | 0 | 0 | -6.6845 | -6.6845 | 3145.6105 | 23529.1665 |  | 0
1921-04-06 | 0 | 0 | 0 | 0 | -6.6845 | -6.6845 | 3138.926 | 23479.1664 |  | 0
1921-04-07 | 0 | 0 | 0 | 0 | -6.6845 | -6.6845 | 3132.2415 | 23429.1664 |  | 0
1921-04-08 | 0 | 0 | 0 | 0 | -6.6845 | -6.6845 | 3125.557 | 23379.1663 |  | 0
1921-04-09 | 0 | 0 | 0 | 0 | -6.6845 | -6.6845 | 3118.8725 | 23329.1662 |  | 0
1921-04-10 | 0 | 0 | 0 | 0 | -6.6845 | -6.6845 | 3112.188 | 23279.1662 |  | 0
1921-04-11 | 0 | 0 | 0 | 0 | -6.6845 | -6.6845 | 3105.5035 | 23229.1661 |  | 0
1921-04-12 | 0 | 0 | 0 | 0 | -6.6845 | -6.6845 | 3098.819 | 23179.1661 |  | 0
1921-04-13 | 0 | 0 | 0 | 0 | -6.6845 | -6.6845 | 3092.1345 | 23129.166 |  | 0
1921-04-14 | 0 | 0 | 0 | 0 | -6.6845 | -6.6845 | 3085.45 | 23079.1659 |  | 0
1921-04-15 | 0 | 0 | 0 | 0 | -6.6845 | -6.6845 | 3078.7655 | 23029.1659 |  | 0
1921-04-16 | 0 | 0 | 0 | 0 | -6.6845 | -6.6845 | 3072.081 | 22979.1658 |  | 0
1921-04-17 | 0 | 0 | 0 | 0 | -6.6845 | -6.6845 | 3065.3965 | 22929.1658 |  | 0
1921-04-18 | 0 | 0 | 0 | 0 | -6.6845 | -6.6845 | 3058.712 | 22879.1657 |  | 0
1921-04-19 | 0 | 0 | 0 | 0 | -6.6845 | -6.6845 | 3052.0275 | 22829.1656 |  | 0
1921-04-20 | 0 | 0 | 0 | 0 | -6.6845 | -6.6845 | 3045.343 | 22779.1656 |  | 0
1921-04-21 | 0 | 0 | 0 | 0 | -6.6845 | -6.6845 | 3038.6585 | 22729.1655 |  | 0
1921-04-22 | 0 | 0 | 0 | 0 | -6.6845 | -6.6845 | 3031.974 | 22679.1655 |  | 0
1921-04-23 | 0 | 0 | 0 | 0 | -6.6845 | -6.6845 | 3025.2895 | 22629.1654 |  | 0
1921-04-24 | 0 | 0 | 0 | 0 | -6.6845 | -6.6845 | 3018.605 | 22579.1653 |  | 0
1921-04-25 | 0 | 0 | 0 | 0 | -6.6845 | -6.6845 | 3011.9205 | 22529.1653 |  | 0
1921-04-26 | 0 | 0 | 0 | 0 | -6.6845 | -6.6845 | 3005.236 | 22479.1652 |  | 0
1921-04-27 | 0 | 0 | 0 | 0 | -6.6845 | -6.6845 | 2998.5515 | 22429.1652 |  | 0
1921-04-28 | 0 | 0 | 0 | 0 | -6.6845 | -6.6845 | 2991.867 | 22379.1651 |  | 0
1921-04-29 | 0 | 0 | 0 | 0 | -6.6845 | -6.6845 | 2985.1825 | 22329.165 |  | 0
1921-04-30 | 0 | 0 | 0 | 0 | -6.6845 | -6.6845 | 2978.498 | 22279.165 |  | 0
1921-05-01 | 0 | 0 | 0 | 0 | -6.6845 | -6.6845 | 2971.8135 | 22229.1649 |  | 0
1921-05-02 | 0 | 0 | 0 | 0 | -6.6845 | -6.6845 | 2965.129 | 22179.1649 |  | 0
1921-05-03 | 0 | 0 | 0 | 0 | -6.6845 | -6.6845 | 2958.4445 | 22129.1648 |  | 0
1921-05-04 | 0 | 0 | 0 | 0 | -6.6845 | -6.6845 | 2951.76 | 22079.1647 |  | 0
1921-05-05 | 0 | 0 | 0 | 0 | -6.6845 | -6.6845 | 2945.0755 | 22029.1647 |  | 0
1921-05-06 | 0 | 0 | 0 | 0 | -6.6845 | -6.6845 | 2938.391 | 21979.1646 |  | 0
1921-05-07 | 0 | 0 | 0 | 0 | -6.6845 | -6.6845 | 2931.7065 | 21929.1646 |  | 0
1921-05-08 | 0 | 0 | 0 | 0 | -6.6845 | -6.6845 | 2925.022 | 21879.1645 |  | 0
1921-05-09 | 0 | 0 | 0 | 0 | -6.6845 | -6.6845 | 2918.3375 | 21829.1644 |  | 0
1921-05-10 | 0 | 0 | 0 | 0 | -6.6845 | -6.6845 | 2911.653 | 21779.1644 |  | 0
1921-05-11 | 0 | 0 | 0 | 0 | -6.6845 | -6.6845 | 2904.9685 | 21729.1643 |  | 0
1921-05-12 | 0 | 0 | 0 | 0 | -6.6845 | -6.6845 | 2898.284 | 21679.1643 |  | 0
1921-05-13 | 0.0175 | 44.0174 | 3.6551 | 3.6551 | 33.6778 | 33.6778 | 2931.9618 | 21931.0744 |  | 0
1921-05-14 | 0 | 0 | 0 | 0 | -6.6845 | -6.6845 | 2925.2773 | 21881.0743 |  | 0
1921-05-15 | 0 | 0 | 0 | 0 | -6.6845 | -6.6845 | 2918.5928 | 21831.0742 |  | 0
1921-05-16 | 0 | 0 | 0 | 0 | -6.6845 | -6.6845 | 2911.9083 | 21781.0742 |  | 0
1921-05-17 | 0 | 0 | 0 | 0 | -6.6845 | -6.6845 | 2905.2238 | 21731.0741 |  | 0
1921-05-18 | 0 | 0 | 0 | 0 | -6.6845 | -6.6845 | 2898.5393 | 21681.0741 |  | 0
1921-05-19 | 0 | 0 | 0 | 0 | -6.6845 | -6.6845 | 2891.8548 | 21631.074 |  | 0
1921-05-20 | 0 | 0 | 0 | 0 | -6.6845 | -6.6845 | 2885.1703 | 21581.0739 |  | 0
1921-05-21 | 0 | 0 | 0 | 0 | -6.6845 | -6.6845 | 2878.4858 | 21531.0739 |  | 0
1921-05-22 | 0 | 0 | 0 | 0 | -6.6845 | -6.6845 | 2871.8013 | 21481.0738 |  | 0
1921-05-23 | 0 | 0 | 0 | 0 | -6.6845 | -6.6845 | 2865.1168 | 21431.0738 |  | 0
1921-05-24 | 0 | 0 | 0 | 0 | -6.6845 | -6.6845 | 2858.4323 | 21381.0737 |  | 0
1921-05-25 | 0.0625 | 157.205 | 3.6551 | 3.6551 | 146.8654 | 146.8654 | 3005.2977 | 22479.627 |  | 0
1921-05-26 | 0.0091667 | 23.0567 | 3.6551 | 3.6551 | 12.7172 | 12.7172 | 3018.0149 | 22574.7513 |  | 0
1921-05-27 | 0 | 0 | 0 | 0 | -6.6845 | -6.6845 | 3011.3304 | 22524.7513 |  | 0
1921-05-28 | 0 | 0 | 0 | 0 | -6.6845 | -6.6845 | 3004.6459 | 22474.7512 |  | 0
1921-05-29 | 0.014167 | 35.6331 | 3.6551 | 3.6551 | 25.2936 | 25.2936 | 3029.9394 | 22663.947 |  | 0
1921-05-30 | 0.055833 | 140.4365 | 3.6551 | 3.6551 | 130.0969 | 130.0969 | 3160.0363 | 23637.0717 |  | 0
1921-05-31 | 0 | 0 | 0 | 0 | -6.6845 | -6.6845 | 3153.3518 | 23587.0717 |  | 0
1921-06-01 | 0 | 0 | 0 | 0 | -6.6845 | -6.6845 | 3146.6673 | 23537.0716 |  | 0
1921-06-02 | 0 | 0 | 0 | 0 | -6.6845 | -6.6845 | 3139.9828 | 23487.0715 |  | 0
1921-06-03 | 0.013333 | 33.5371 | 3.6551 | 3.6551 | 23.1975 | 23.1975 | 3163.1803 | 23660.5887 |  | 0
1921-06-04 | 0 | 0 | 0 | 0 | -6.6845 | -6.6845 | 3156.4958 | 23610.5887 |  | 0
1921-06-05 | 0.078333 | 197.0303 | 3.6551 | 3.6551 | 186.6907 | 186.6907 | 3343.1865 | 25007.035 |  | 0
1921-06-06 | 0.014167 | 35.6331 | 3.6551 | 3.6551 | 25.2936 | 25.2936 | 3368.4801 | 25196.2308 |  | 0
1921-06-07 | 0 | 0 | 0 | 0 | -6.6845 | -6.6845 | 3361.7956 | 25146.2307 |  | 0
1921-06-08 | 0.020833 | 52.4017 | 3.6551 | 3.6551 | 42.0621 | 42.0621 | 3403.8576 | 25460.8551 |  | 0
1921-06-09 | 0 | 0 | 0 | 0 | -6.6845 | -6.6845 | 3397.1731 | 25410.8551 |  | 0
1921-06-10 | 0.043333 | 108.9955 | 3.6551 | 3.6551 | 98.6559 | 98.6559 | 3495.829 | 26148.8011 |  | 0
1921-06-11 | 0 | 0 | 0 | 0 | -6.6845 | -6.6845 | 3489.1445 | 26098.801 |  | 0
1921-06-12 | 0 | 0 | 0 | 0 | -6.6845 | -6.6845 | 3482.46 | 26048.801 |  | 0
1921-06-13 | 0 | 0 | 0 | 0 | -6.6845 | -6.6845 | 3475.7755 | 25998.8009 |  | 0
1921-06-19 | 0.0725 | 182.3578 | 3.6551 | 3.6551 | 172.0182 | 172.0182 | 3647.7937 | 27285.4972 |  | 0
1921-06-20 | 0 | 0 | 0 | 0 | -6.6845 | -6.6845 | 3641.1092 | 27235.4971 |  | 0
1921-06-21 | 0.10583 | 266.2005 | 3.6551 | 3.6551 | 255.8609 | 255.8609 | 3896.9701 | 29149.3366 |  | 0
1921-06-22 | 0 | 0 | 0 | 0 | -6.6845 | -6.6845 | 3890.2856 | 29099.3365 |  | 0
1921-06-23 | 0 | 0 | 0 | 0 | -6.6845 | -6.6845 | 3883.6011 | 29049.3365 |  | 0
1921-06-24 | 0 | 0 | 0 | 0 | -6.6845 | -6.6845 | 3876.9166 | 28999.3364 |  | 0
1921-06-25 | 0.020833 | 52.4017 | 3.6551 | 3.6551 | 42.0621 | 42.0621 | 3918.9787 | 29313.9608 |  | 0
1921-06-26 | 0 | 0 | 0 | 0 | -6.6845 | -6.6845 | 3912.2942 | 29263.9607 |  | 0
1921-06-27 | 0 | 0 | 0 | 0 | -6.6845 | -6.6845 | 3905.6097 | 29213.9607 |  | 0
1921-06-28 | 0 | 0 | 0 | 0 | -6.6845 | -6.6845 | 3898.9252 | 29163.9606 |  | 0
1921-06-29 | 0 | 0 | 0 | 0 | -6.6845 | -6.6845 | 3892.2407 | 29113.9606 |  | 0
1921-06-30 | 0 | 0 | 0 | 0 | -6.6845 | -6.6845 | 3885.5562 | 29063.9605 |  | 0
1921-07-01 | 0 | 0 | 0 | 0 | -6.6845 | -6.6845 | 3878.8717 | 29013.9604 |  | 0
1921-07-02 | 0.030833 | 77.5545 | 3.6551 | 3.6551 | 67.2149 | 67.2149 | 3946.0866 | 29516.7278 |  | 0
1921-07-03 | 0 | 0 | 0 | 0 | -6.6845 | -6.6845 | 3939.4021 | 29466.7277 |  | 0
1921-07-04 | 0 | 0 | 0 | 0 | -6.6845 | -6.6845 | 3932.7176 | 29416.7277 |  | 0
1921-07-05 | 0.115 | 289.2572 | 3.6551 | 3.6551 | 278.9176 | 278.9176 | 4003.7455 | 29948.0163 |  | 201.2052
1921-07-06 | 0 | 0 | 0 | 0 | -6.6845 | -6.6845 | 3997.061 | 29898.0163 |  | 0
1921-07-07 | 0 | 0 | 0 | 0 | -6.6845 | -6.6845 | 3990.3765 | 29848.0162 |  | 0
1921-07-08 | 0 | 0 | 0 | 0 | -6.6845 | -6.6845 | 3983.692 | 29798.0162 |  | 0
1921-07-09 | 0 | 0 | 0 | 0 | -6.6845 | -6.6845 | 3977.0075 | 29748.0161 |  | 0
1921-07-10 | 0 | 0 | 0 | 0 | -6.6845 | -6.6845 | 3970.323 | 29698.016 |  | 0
1921-07-11 | 0 | 0 | 0 | 0 | -6.6845 | -6.6845 | 3963.6385 | 29648.016 |  | 0
1921-07-12 | 0 | 0 | 0 | 0 | -6.6845 | -6.6845 | 3956.954 | 29598.0159 |  | 0
1921-07-13 | 0 | 0 | 0 | 0 | -6.6845 | -6.6845 | 3950.2695 | 29548.0159 |  | 0
1921-07-14 | 0 | 0 | 0 | 0 | -6.6845 | -6.6845 | 3943.585 | 29498.0158 |  | 0
1921-07-15 | 0 | 0 | 0 | 0 | -6.6845 | -6.6845 | 3936.9005 | 29448.0157 |  | 0
1921-07-16 | 0.034167 | 85.9387 | 3.6551 | 3.6551 | 75.5992 | 75.5992 | 4003.7455 | 29948.0163 |  | 2.0697
1921-07-17 | 0 | 0 | 0 | 0 | -6.6845 | -6.6845 | 3997.061 | 29898.0163 |  | 0
1921-07-18 | 0 | 0 | 0 | 0 | -6.6845 | -6.6845 | 3990.3765 | 29848.0162 |  | 0
1921-07-19 | 0 | 0 | 0 | 0 | -6.6845 | -6.6845 | 3983.692 | 29798.0162 |  | 0
1921-07-20 | 0 | 0 | 0 | 0 | -6.6845 | -6.6845 | 3977.0075 | 29748.0161 |  | 0
1921-07-21 | 0 | 0 | 0 | 0 | -6.6845 | -6.6845 | 3970.323 | 29698.016 |  | 0
1921-07-22 | 0 | 0 | 0 | 0 | -6.6845 | -6.6845 | 3963.6385 | 29648.016 |  | 0
1921-07-23 | 0 | 0 | 0 | 0 | -6.6845 | -6.6845 | 3956.954 | 29598.0159 |  | 0
1921-07-24 | 0 | 0 | 0 | 0 | -6.6845 | -6.6845 | 3950.2695 | 29548.0159 |  | 0
1921-07-25 | 0 | 0 | 0 | 0 | -6.6845 | -6.6845 | 3943.585 | 29498.0158 |  | 0
1921-07-26 | 0 | 0 | 0 | 0 | -6.6845 | -6.6845 | 3936.9005 | 29448.0157 |  | 0
1921-07-27 | 0 | 0 | 0 | 0 | -6.6845 | -6.6845 | 3930.216 | 29398.0157 |  | 0
1921-07-28 | 0 | 0 | 0 | 0 | -6.6845 | -6.6845 | 3923.5315 | 29348.0156 |  | 0
1921-07-29 | 0 | 0 | 0 | 0 | -6.6845 | -6.6845 | 3916.847 | 29298.0156 |  | 0
1921-07-30 | 0 | 0 | 0 | 0 | -6.6845 | -6.6845 | 3910.1625 | 29248.0155 |  | 0
1921-07-31 | 0.015 | 37.7292 | 3.6551 | 3.6551 | 27.3896 | 27.3896 | 3937.5521 | 29452.8899 |  | 0
1921-08-01 | 0 | 0 | 0 | 0 | -6.6845 | -6.6845 | 3930.8676 | 29402.8898 |  | 0
1921-08-02 | 0 | 0 | 0 | 0 | -6.6845 | -6.6845 | 3924.1831 | 29352.8897 |  | 0
1921-08-03 | 0 | 0 | 0 | 0 | -6.6845 | -6.6845 | 3917.4986 | 29302.8897 |  | 0
1921-08-04 | 0 | 0 | 0 | 0 | -6.6845 | -6.6845 | 3910.8141 | 29252.8896 |  | 0
1921-08-05 | 0 | 0 | 0 | 0 | -6.6845 | -6.6845 | 3904.1296 | 29202.8896 |  | 0
1921-08-06 | 0 | 0 | 0 | 0 | -6.6845 | -6.6845 | 3897.4451 | 29152.8895 |  | 0
1921-08-07 | 0 | 0 | 0 | 0 | -6.6845 | -6.6845 | 3890.7606 | 29102.8894 |  | 0
1921-08-08 | 0 | 0 | 0 | 0 | -6.6845 | -6.6845 | 3884.0761 | 29052.8894 |  | 0
1921-08-09 | 0 | 0 | 0 | 0 | -6.6845 | -6.6845 | 3877.3916 | 29002.8893 |  | 0
1921-08-10 | 0 | 0 | 0 | 0 | -6.6845 | -6.6845 | 3870.7071 | 28952.8893 |  | 0
1921-08-11 | 0 | 0 | 0 | 0 | -6.6845 | -6.6845 | 3864.0226 | 28902.8892 |  | 0
1921-08-12 | 0 | 0 | 0 | 0 | -6.6845 | -6.6845 | 3857.3381 | 28852.8891 |  | 0
1921-08-13 | 0 | 0 | 0 | 0 | -6.6845 | -6.6845 | 3850.6536 | 28802.8891 |  | 0
1921-08-14 | 0 | 0 | 0 | 0 | -6.6845 | -6.6845 | 3843.9691 | 28752.889 |  | 0
1921-08-15 | 0 | 0 | 0 | 0 | -6.6845 | -6.6845 | 3837.2846 | 28702.889 |  | 0
1921-08-16 | 0.016667 | 41.9213 | 3.6551 | 3.6551 | 31.5818 | 31.5818 | 3868.8664 | 28939.1205 |  | 0 | 1
1921-08-17 | 0.016667 | 41.9213 | 3.6551 | 3.6551 | 31.5818 | 31.5818 | 3900.4481 | 29175.352 |  | 0
1921-08-18 | 0.010833 | 27.2489 | 3.6551 | 3.6551 | 16.9093 | 16.9093 | 3917.3574 | 29301.8334 |  | 0
1921-08-19 | 0 | 0 | 0 | 0 | -6.6845 | -6.6845 | 3910.6729 | 29251.8334 |  | 0
1921-08-20 | 0 | 0 | 0 | 0 | -6.6845 | -6.6845 | 3903.9884 | 29201.8333 |  | 0
1921-08-21 | 0 | 0 | 0 | 0 | -6.6845 | -6.6845 | 3897.3039 | 29151.8333 |  | 0
1921-08-22 | 0 | 0 | 0 | 0 | -6.6845 | -6.6845 | 3890.6194 | 29101.8332 |  | 0
1921-08-23 | 0 | 0 | 0 | 0 | -6.6845 | -6.6845 | 3883.9349 | 29051.8331 |  | 0
1921-08-24 | 0 | 0 | 0 | 0 | -6.6845 | -6.6845 | 3877.2504 | 29001.8331 |  | 0
1921-08-25 | 0 | 0 | 0 | 0 | -6.6845 | -6.6845 | 3870.5659 | 28951.833 |  | 0
1921-08-26 | 0 | 0 | 0 | 0 | -6.6845 | -6.6845 | 3863.8814 | 28901.833 |  | 0
1921-08-27 | 0 | 0 | 0 | 0 | -6.6845 | -6.6845 | 3857.1969 | 28851.8329 |  | 0
1921-08-28 | 0 | 0 | 0 | 0 | -6.6845 | -6.6845 | 3850.5124 | 28801.8328 |  | 0
1921-08-29 | 0 | 0 | 0 | 0 | -6.6845 | -6.6845 | 3843.8279 | 28751.8328 |  | 0
1921-08-30 | 0 | 0 | 0 | 0 | -6.6845 | -6.6845 | 3837.1434 | 28701.8327 |  | 0
1921-08-31 | 0 | 0 | 0 | 0 | -6.6845 | -6.6845 | 3830.4589 | 28651.8327 |  | 0
1921-09-01 | 0 | 0 | 0 | 0 | -6.6845 | -6.6845 | 3823.7744 | 28601.8326 |  | 0
1921-09-02 | 0 | 0 | 0 | 0 | -6.6845 | -6.6845 | 3817.0899 | 28551.8325 |  | 0
1921-09-03 | 0 | 0 | 0 | 0 | -6.6845 | -6.6845 | 3810.4054 | 28501.8325 |  | 0
1921-09-04 | 0 | 0 | 0 | 0 | -6.6845 | -6.6845 | 3803.7209 | 28451.8324 |  | 0
1921-09-05 | 0 | 0 | 0 | 0 | -6.6845 | -6.6845 | 3797.0364 | 28401.8324 |  | 0
1921-09-06 | 0 | 0 | 0 | 0 | -6.6845 | -6.6845 | 3790.3519 | 28351.8323 |  | 0
1921-09-07 | 0 | 0 | 0 | 0 | -6.6845 | -6.6845 | 3783.6674 | 28301.8322 |  | 0
1921-09-08 | 0 | 0 | 0 | 0 | -6.6845 | -6.6845 | 3776.9829 | 28251.8322 |  | 0
1921-09-09 | 0 | 0 | 0 | 0 | -6.6845 | -6.6845 | 3770.2984 | 28201.8321 |  | 0
1921-09-10 | 0 | 0 | 0 | 0 | -6.6845 | -6.6845 | 3763.6139 | 28151.8321 |  | 0
1921-09-11 | 0 | 0 | 0 | 0 | -6.6845 | -6.6845 | 3756.9294 | 28101.832 |  | 0
1921-09-12 | 0 | 0 | 0 | 0 | -6.6845 | -6.6845 | 3750.2449 | 28051.8319 |  | 0
1921-09-13 | 0 | 0 | 0 | 0 | -6.6845 | -6.6845 | 3743.5604 | 28001.8319 |  | 0
1921-09-14 | 0 | 0 | 0 | 0 | -6.6845 | -6.6845 | 3736.8759 | 27951.8318 |  | 0
1921-09-15 | 0 | 0 | 0 | 0 | -6.6845 | -6.6845 | 3730.1914 | 27901.8318 |  | 0
1921-09-16 | 0 | 0 | 0 | 0 | -6.6845 | -6.6845 | 3723.5069 | 27851.8317 |  | 0
1921-09-17 | 0 | 0 | 0 | 0 | -6.6845 | -6.6845 | 3716.8224 | 27801.8316 |  | 0
1921-09-18 | 0 | 0 | 0 | 0 | -6.6845 | -6.6845 | 3710.1379 | 27751.8316 |  | 0
1921-09-19 | 0 | 0 | 0 | 0 | -6.6845 | -6.6845 | 3703.4534 | 27701.8315 |  | 0
1921-09-20 | 0 | 0 | 0 | 0 | -6.6845 | -6.6845 | 3696.7689 | 27651.8315 |  | 0
1921-09-21 | 0 | 0 | 0 | 0 | -6.6845 | -6.6845 | 3690.0844 | 27601.8314 |  | 0
1921-09-22 | 0 | 0 | 0 | 0 | -6.6845 | -6.6845 | 3683.3999 | 27551.8313 |  | 0
1921-09-23 | 0 | 0 | 0 | 0 | -6.6845 | -6.6845 | 3676.7154 | 27501.8313 |  | 0
1921-09-24 | 0 | 0 | 0 | 0 | -6.6845 | -6.6845 | 3670.0309 | 27451.8312 |  | 0
1921-09-25 | 0 | 0 | 0 | 0 | -6.6845 | -6.6845 | 3663.3464 | 27401.8312 |  | 0
1921-09-26 | 0 | 0 | 0 | 0 | -6.6845 | -6.6845 | 3656.6619 | 27351.8311 |  | 0
1921-09-27 | 0 | 0 | 0 | 0 | -6.6845 | -6.6845 | 3649.9774 | 27301.831 |  | 0
1921-09-28 | 0 | 0 | 0 | 0 | -6.6845 | -6.6845 | 3643.2929 | 27251.831 |  | 0
1921-09-29 | 0 | 0 | 0 | 0 | -6.6845 | -6.6845 | 3636.6084 | 27201.8309 |  | 0
1921-09-30 | 0 | 0 | 0 | 0 | -6.6845 | -6.6845 | 3629.9239 | 27151.8309 |  | 0
1921-10-01 | 0 | 0 | 0 | 0 | -6.6845 | -6.6845 | 3623.2394 | 27101.8308 |  | 0
1921-10-02 | 0 | 0 | 0 | 0 | -6.6845 | -6.6845 | 3616.5549 | 27051.8307 |  | 0
1921-10-03 | 0 | 0 | 0 | 0 | -6.6845 | -6.6845 | 3609.8704 | 27001.8307 |  | 0
1921-10-04 | 0 | 0 | 0 | 0 | -6.6845 | -6.6845 | 3603.1859 | 26951.8306 |  | 0
1921-10-05 | 0 | 0 | 0 | 0 | -6.6845 | -6.6845 | 3596.5014 | 26901.8306 |  | 0
1921-10-06 | 0 | 0 | 0 | 0 | -6.6845 | -6.6845 | 3589.8169 | 26851.8305 |  | 0
1921-10-07 | 0 | 0 | 0 | 0 | -6.6845 | -6.6845 | 3583.1324 | 26801.8304 |  | 0
1921-10-08 | 0 | 0 | 0 | 0 | -6.6845 | -6.6845 | 3576.4479 | 26751.8304 |  | 0
1921-10-09 | 0 | 0 | 0 | 0 | -6.6845 | -6.6845 | 3569.7634 | 26701.8303 |  | 0
1921-10-10 | 0 | 0 | 0 | 0 | -6.6845 | -6.6845 | 3563.0789 | 26651.8303 |  | 0
1921-10-11 | 0 | 0 | 0 | 0 | -6.6845 | -6.6845 | 3556.3944 | 26601.8302 |  | 0
1921-10-12 | 0 | 0 | 0 | 0 | -6.6845 | -6.6845 | 3549.7099 | 26551.8301 |  | 0
1921-10-13 | 0 | 0 | 0 | 0 | -6.6845 | -6.6845 | 3543.0254 | 26501.8301 |  | 0
1921-10-14 | 0 | 0 | 0 | 0 | -6.6845 | -6.6845 | 3536.3409 | 26451.83 |  | 0
1921-10-15 | 0 | 0 | 0 | 0 | -6.6845 | -6.6845 | 3529.6564 | 26401.83 |  | 0
1921-10-16 | 0 | 0 | 0 | 0 | -6.6845 | -6.6845 | 3522.9719 | 26351.8299 |  | 0
1921-10-17 | 0 | 0 | 0 | 0 | -6.6845 | -6.6845 | 3516.2874 | 26301.8298 |  | 0
1921-10-18 | 0 | 0 | 0 | 0 | -6.6845 | -6.6845 | 3509.6029 | 26251.8298 |  | 0
1921-10-19 | 0 | 0 | 0 | 0 | -6.6845 | -6.6845 | 3502.9184 | 26201.8297 |  | 0
1921-10-20 | 0 | 0 | 0 | 0 | -6.6845 | -6.6845 | 3496.2339 | 26151.8297 |  | 0
1921-10-21 | 0 | 0 | 0 | 0 | -6.6845 | -6.6845 | 3489.5494 | 26101.8296 |  | 0
1921-10-22 | 0 | 0 | 0 | 0 | -6.6845 | -6.6845 | 3482.8649 | 26051.8295 |  | 0
1921-10-23 | 0 | 0 | 0 | 0 | -6.6845 | -6.6845 | 3476.1804 | 26001.8295 |  | 0
1921-10-24 | 0 | 0 | 0 | 0 | -6.6845 | -6.6845 | 3469.4959 | 25951.8294 |  | 0
1921-10-25 | 0 | 0 | 0 | 0 | -6.6845 | -6.6845 | 3462.8114 | 25901.8294 |  | 0
1921-10-26 | 0 | 0 | 0 | 0 | -6.6845 | -6.6845 | 3456.1269 | 25851.8293 |  | 0
1921-10-27 | 0 | 0 | 0 | 0 | -6.6845 | -6.6845 | 3449.4424 | 25801.8292 |  | 0
1921-10-28 | 0 | 0 | 0 | 0 | -6.6845 | -6.6845 | 3442.7579 | 25751.8292 |  | 0
1921-10-29 | 0 | 0 | 0 | 0 | -6.6845 | -6.6845 | 3436.0734 | 25701.8291 |  | 0
1921-10-30 | 0 | 0 | 0 | 0 | -6.6845 | -6.6845 | 3429.3889 | 25651.8291 |  | 0
1921-10-31 | 0 | 0 | 0 | 0 | -6.6845 | -6.6845 | 3422.7044 | 25601.829 |  | 0
1921-11-01 | 0 | 0 | 0 | 0 | -6.6845 | -6.6845 | 3416.0199 | 25551.8289 |  | 0
1921-11-02 | 0 | 0 | 0 | 0 | -6.6845 | -6.6845 | 3409.3354 | 25501.8289 |  | 0
1921-11-03 | 0 | 0 | 0 | 0 | -6.6845 | -6.6845 | 3402.6509 | 25451.8288 |  | 0
1921-11-04 | 0 | 0 | 0 | 0 | -6.6845 | -6.6845 | 3395.9664 | 25401.8288 |  | 0
1921-11-05 | 0 | 0 | 0 | 0 | -6.6845 | -6.6845 | 3389.2819 | 25351.8287 |  | 0
1921-11-06 | 0 | 0 | 0 | 0 | -6.6845 | -6.6845 | 3382.5974 | 25301.8286 |  | 0
1921-11-07 | 0 | 0 | 0 | 0 | -6.6845 | -6.6845 | 3375.9129 | 25251.8286 |  | 0
1921-11-08 | 0 | 0 | 0 | 0 | -6.6845 | -6.6845 | 3369.2284 | 25201.8285 |  | 0
1921-11-09 | 0 | 0 | 0 | 0 | -6.6845 | -6.6845 | 3362.5439 | 25151.8285 |  | 0
1921-11-10 | 0 | 0 | 0 | 0 | -6.6845 | -6.6845 | 3355.8594 | 25101.8284 |  | 0
1921-11-11 | 0 | 0 | 0 | 0 | -6.6845 | -6.6845 | 3349.1749 | 25051.8283 |  | 0
1921-11-12 | 0 | 0 | 0 | 0 | -6.6845 | -6.6845 | 3342.4904 | 25001.8283 |  | 0
1921-11-13 | 0 | 0 | 0 | 0 | -6.6845 | -6.6845 | 3335.8059 | 24951.8282 |  | 0
1921-11-14 | 0 | 0 | 0 | 0 | -6.6845 | -6.6845 | 3329.1214 | 24901.8282 |  | 0
1921-11-15 | 0 | 0 | 0 | 0 | -6.6845 | -6.6845 | 3322.4369 | 24851.8281 |  | 0
1921-11-16 | 0 | 0 | 0 | 0 | -6.6845 | -6.6845 | 3315.7524 | 24801.828 |  | 0
1921-11-17 | 0 | 0 | 0 | 0 | -6.6845 | -6.6845 | 3309.0679 | 24751.828 |  | 0
1921-11-18 | 0 | 0 | 0 | 0 | -6.6845 | -6.6845 | 3302.3834 | 24701.8279 |  | 0
1921-11-19 | 0 | 0 | 0 | 0 | -6.6845 | -6.6845 | 3295.6989 | 24651.8279 |  | 0
1921-11-20 | 0 | 0 | 0 | 0 | -6.6845 | -6.6845 | 3289.0144 | 24601.8278 |  | 0
1921-11-21 | 0 | 0 | 0 | 0 | -6.6845 | -6.6845 | 3282.3299 | 24551.8277 |  | 0
1921-11-22 | 0 | 0 | 0 | 0 | -6.6845 | -6.6845 | 3275.6454 | 24501.8277 |  | 0
1921-11-23 | 0 | 0 | 0 | 0 | -6.6845 | -6.6845 | 3268.9609 | 24451.8276 |  | 0
1921-11-24 | 0 | 0 | 0 | 0 | -6.6845 | -6.6845 | 3262.2764 | 24401.8276 |  | 0
1921-11-25 | 0 | 0 | 0 | 0 | -6.6845 | -6.6845 | 3255.5919 | 24351.8275 |  | 0
1921-11-26 | 0 | 0 | 0 | 0 | -6.6845 | -6.6845 | 3248.9074 | 24301.8274 |  | 0
1921-11-27 | 0 | 0 | 0 | 0 | -6.6845 | -6.6845 | 3242.2229 | 24251.8274 |  | 0
1921-11-28 | 0 | 0 | 0 | 0 | -6.6845 | -6.6845 | 3235.5384 | 24201.8273 |  | 0
1921-11-29 | 0 | 0 | 0 | 0 | -6.6845 | -6.6845 | 3228.8539 | 24151.8273 |  | 0
1921-11-30 | 0 | 0 | 0 | 0 | -6.6845 | -6.6845 | 3222.1694 | 24101.8272 |  | 0
1921-12-01 | 0 | 0 | 0 | 0 | -6.6845 | -6.6845 | 3215.4849 | 24051.8271 |  | 0
1921-12-02 | 0 | 0 | 0 | 0 | -6.6845 | -6.6845 | 3208.8004 | 24001.8271 |  | 0
1921-12-03 | 0 | 0 | 0 | 0 | -6.6845 | -6.6845 | 3202.1159 | 23951.827 |  | 0
1921-12-04 | 0 | 0 | 0 | 0 | -6.6845 | -6.6845 | 3195.4314 | 23901.827 |  | 0
1921-12-05 | 0 | 0 | 0 | 0 | -6.6845 | -6.6845 | 3188.7469 | 23851.8269 |  | 0
1921-12-06 | 0 | 0 | 0 | 0 | -6.6845 | -6.6845 | 3182.0624 | 23801.8268 |  | 0
1921-12-07 | 0 | 0 | 0 | 0 | -6.6845 | -6.6845 | 3175.3779 | 23751.8268 |  | 0
1921-12-08 | 0 | 0 | 0 | 0 | -6.6845 | -6.6845 | 3168.6934 | 23701.8267 |  | 0
1921-12-09 | 0 | 0 | 0 | 0 | -6.6845 | -6.6845 | 3162.0089 | 23651.8267 |  | 0
1921-12-10 | 0 | 0 | 0 | 0 | -6.6845 | -6.6845 | 3155.3244 | 23601.8266 |  | 0
1921-12-11 | 0 | 0 | 0 | 0 | -6.6845 | -6.6845 | 3148.6399 | 23551.8265 |  | 0
1921-12-12 | 0 | 0 | 0 | 0 | -6.6845 | -6.6845 | 3141.9554 | 23501.8265 |  | 0
1921-12-13 | 0 | 0 | 0 | 0 | -6.6845 | -6.6845 | 3135.2709 | 23451.8264 |  | 0
1921-12-14 | 0 | 0 | 0 | 0 | -6.6845 | -6.6845 | 3128.5864 | 23401.8264 |  | 0
1921-12-15 | 0 | 0 | 0 | 0 | -6.6845 | -6.6845 | 3121.9019 | 23351.8263 |  | 0
1921-12-16 | 0 | 0 | 0 | 0 | -6.6845 | -6.6845 | 3115.2174 | 23301.8262 |  | 0
1921-12-17 | 0 | 0 | 0 | 0 | -6.6845 | -6.6845 | 3108.5329 | 23251.8262 |  | 0
1921-12-18 | 0 | 0 | 0 | 0 | -6.6845 | -6.6845 | 3101.8484 | 23201.8261 |  | 0
1921-12-19 | 0 | 0 | 0 | 0 | -6.6845 | -6.6845 | 3095.1639 | 23151.8261 |  | 0
1921-12-20 | 0 | 0 | 0 | 0 | -6.6845 | -6.6845 | 3088.4794 | 23101.826 |  | 0
1921-12-21 | 0 | 0 | 0 | 0 | -6.6845 | -6.6845 | 3081.7949 | 23051.8259 |  | 0
1921-12-22 | 0 | 0 | 0 | 0 | -6.6845 | -6.6845 | 3075.1104 | 23001.8259 |  | 0
1921-12-23 | 0 | 0 | 0 | 0 | -6.6845 | -6.6845 | 3068.4259 | 22951.8258 |  | 0
1921-12-24 | 0 | 0 | 0 | 0 | -6.6845 | -6.6845 | 3061.7414 | 22901.8258 |  | 0
1921-12-25 | 0 | 0 | 0 | 0 | -6.6845 | -6.6845 | 3055.0569 | 22851.8257 |  | 0
1921-12-26 | 0 | 0 | 0 | 0 | -6.6845 | -6.6845 | 3048.3724 | 22801.8256 |  | 0
1921-12-27 | 0 | 0 | 0 | 0 | -6.6845 | -6.6845 | 3041.6879 | 22751.8256 |  | 0
1921-12-28 | 0 | 0 | 0 | 0 | -6.6845 | -6.6845 | 3035.0034 | 22701.8255 |  | 0
1921-12-29 | 0 | 0 | 0 | 0 | -6.6845 | -6.6845 | 3028.3189 | 22651.8255 |  | 0
1921-12-30 | 0 | 0 | 0 | 0 | -6.6845 | -6.6845 | 3021.6344 | 22601.8254 |  | 0
1921-12-31 | 0 | 0 | 0 | 0 | -6.6845 | -6.6845 | 3014.9499 | 22551.8253 |  | 0
1922-01-01 | 0 | 0 | 0 | 0 | -6.6845 | -6.6845 | 3008.2654 | 22501.8253 |  | 0
1922-01-02 | 0 | 0 | 0 | 0 | -6.6845 | -6.6845 | 3001.5809 | 22451.8252 |  | 0
1922-01-03 | 0 | 0 | 0 | 0 | -6.6845 | -6.6845 | 2994.8964 | 22401.8252 |  | 0
1922-01-04 | 0 | 0 | 0 | 0 | -6.6845 | -6.6845 | 2988.2119 | 22351.8251 |  | 0
1922-01-05 | 0 | 0 | 0 | 0 | -6.6845 | -6.6845 | 2981.5274 | 22301.825 |  | 0
1922-01-06 | 0 | 0 | 0 | 0 | -6.6845 | -6.6845 | 2974.8429 | 22251.825 |  | 0
1922-01-07 | 0 | 0 | 0 | 0 | -6.6845 | -6.6845 | 2968.1584 | 22201.8249 |  | 0
1922-01-08 | 0 | 0 | 0 | 0 | -6.6845 | -6.6845 | 2961.4739 | 22151.8249 |  | 0
1922-01-09 | 0 | 0 | 0 | 0 | -6.6845 | -6.6845 | 2954.7894 | 22101.8248 |  | 0
1922-01-10 | 0 | 0 | 0 | 0 | -6.6845 | -6.6845 | 2948.1049 | 22051.8247 |  | 0
1922-01-11 | 0 | 0 | 0 | 0 | -6.6845 | -6.6845 | 2941.4204 | 22001.8247 |  | 0
1922-01-12 | 0 | 0 | 0 | 0 | -6.6845 | -6.6845 | 2934.7359 | 21951.8246 |  | 0
1922-01-13 | 0 | 0 | 0 | 0 | -6.6845 | -6.6845 | 2928.0514 | 21901.8246 |  | 0
1922-01-14 | 0 | 0 | 0 | 0 | -6.6845 | -6.6845 | 2921.3669 | 21851.8245 |  | 0
1922-01-15 | 0 | 0 | 0 | 0 | -6.6845 | -6.6845 | 2914.6824 | 21801.8244 |  | 0
1922-01-16 | 0 | 0 | 0 | 0 | -6.6845 | -6.6845 | 2907.9979 | 21751.8244 |  | 0
1922-01-17 | 0 | 0 | 0 | 0 | -6.6845 | -6.6845 | 2901.3134 | 21701.8243 |  | 0
1922-01-18 | 0 | 0 | 0 | 0 | -6.6845 | -6.6845 | 2894.6289 | 21651.8243 |  | 0
1922-01-19 | 0 | 0 | 0 | 0 | -6.6845 | -6.6845 | 2887.9444 | 21601.8242 |  | 0
1922-01-20 | 0 | 0 | 0 | 0 | -6.6845 | -6.6845 | 2881.2599 | 21551.8241 |  | 0
1922-01-21 | 0 | 0 | 0 | 0 | -6.6845 | -6.6845 | 2874.5754 | 21501.8241 |  | 0
1922-01-22 | 0 | 0 | 0 | 0 | -6.6845 | -6.6845 | 2867.8909 | 21451.824 |  | 0
1922-01-23 | 0 | 0 | 0 | 0 | -6.6845 | -6.6845 | 2861.2064 | 21401.824 |  | 0
1922-01-24 | 0 | 0 | 0 | 0 | -6.6845 | -6.6845 | 2854.5219 | 21351.8239 |  | 0
1922-01-25 | 0 | 0 | 0 | 0 | -6.6845 | -6.6845 | 2847.8374 | 21301.8238 |  | 0
1922-01-26 | 0 | 0 | 0 | 0 | -6.6845 | -6.6845 | 2841.1529 | 21251.8238 |  | 0
1922-01-27 | 0 | 0 | 0 | 0 | -6.6845 | -6.6845 | 2834.4684 | 21201.8237 |  | 0
1922-01-28 | 0 | 0 | 0 | 0 | -6.6845 | -6.6845 | 2827.7839 | 21151.8237 |  | 0
1922-01-29 | 0 | 0 | 0 | 0 | -6.6845 | -6.6845 | 2821.0994 | 21101.8236 |  | 0
1922-01-30 | 0.0083333 | 20.9607 | 3.6551 | 3.6551 | 10.6211 | 10.6211 | 2831.7205 | 21181.2693 |  | 0
1922-01-31 | 0 | 0 | 0 | 0 | -6.6845 | -6.6845 | 2825.036 | 21131.2693 |  | 0
1922-02-01 | 0 | 0 | 0 | 0 | -6.6845 | -6.6845 | 2818.3515 | 21081.2692 |  | 0
1922-02-02 | 0 | 0 | 0 | 0 | -6.6845 | -6.6845 | 2811.667 | 21031.2692 |  | 0
1922-02-03 | 0 | 0 | 0 | 0 | -6.6845 | -6.6845 | 2804.9825 | 20981.2691 |  | 0
1922-02-04 | 0 | 0 | 0 | 0 | -6.6845 | -6.6845 | 2798.298 | 20931.269 |  | 0
1922-02-05 | 0 | 0 | 0 | 0 | -6.6845 | -6.6845 | 2791.6135 | 20881.269 |  | 0
1922-02-06 | 0 | 0 | 0 | 0 | -6.6845 | -6.6845 | 2784.929 | 20831.2689 |  | 0
1922-02-07 | 0 | 0 | 0 | 0 | -6.6845 | -6.6845 | 2778.2445 | 20781.2689 |  | 0
1922-02-08 | 0 | 0 | 0 | 0 | -6.6845 | -6.6845 | 2771.56 | 20731.2688 |  | 0
1922-02-09 | 0 | 0 | 0 | 0 | -6.6845 | -6.6845 | 2764.8755 | 20681.2687 |  | 0
1922-02-10 | 0 | 0 | 0 | 0 | -6.6845 | -6.6845 | 2758.191 | 20631.2687 |  | 0
1922-02-11 | 0 | 0 | 0 | 0 | -6.6845 | -6.6845 | 2751.5065 | 20581.2686 |  | 0
1922-02-12 | 0 | 0 | 0 | 0 | -6.6845 | -6.6845 | 2744.822 | 20531.2686 |  | 0
1922-02-13 | 0 | 0 | 0 | 0 | -6.6845 | -6.6845 | 2738.1375 | 20481.2685 |  | 0
1922-02-14 | 0 | 0 | 0 | 0 | -6.6845 | -6.6845 | 2731.453 | 20431.2684 |  | 0
1922-02-15 | 0 | 0 | 0 | 0 | -6.6845 | -6.6845 | 2724.7685 | 20381.2684 |  | 0
1922-02-16 | 0 | 0 | 0 | 0 | -6.6845 | -6.6845 | 2718.084 | 20331.2683 |  | 0
1922-02-17 | 0 | 0 | 0 | 0 | -6.6845 | -6.6845 | 2711.3995 | 20281.2683 |  | 0
1922-02-18 | 0 | 0 | 0 | 0 | -6.6845 | -6.6845 | 2704.715 | 20231.2682 |  | 0
1922-02-19 | 0 | 0 | 0 | 0 | -6.6845 | -6.6845 | 2698.0305 | 20181.2681 |  | 0
1922-02-20 | 0 | 0 | 0 | 0 | -6.6845 | -6.6845 | 2691.346 | 20131.2681 |  | 0
1922-02-21 | 0 | 0 | 0 | 0 | -6.6845 | -6.6845 | 2684.6615 | 20081.268 |  | 0
1922-02-22 | 0 | 0 | 0 | 0 | -6.6845 | -6.6845 | 2677.977 | 20031.268 |  | 0
1922-02-23 | 0 | 0 | 0 | 0 | -6.6845 | -6.6845 | 2671.2925 | 19981.2679 |  | 0
1922-02-24 | 0 | 0 | 0 | 0 | -6.6845 | -6.6845 | 2664.608 | 19931.2678 |  | 0
1922-02-25 | 0 | 0 | 0 | 0 | -6.6845 | -6.6845 | 2657.9235 | 19881.2678 |  | 0
1922-02-26 | 0 | 0 | 0 | 0 | -6.6845 | -6.6845 | 2651.239 | 19831.2677 |  | 0
1922-02-27 | 0 | 0 | 0 | 0 | -6.6845 | -6.6845 | 2644.5545 | 19781.2677 |  | 0
1922-02-28 | 0.0041667 | 10.4803 | 3.6551 | 3.6551 | 0.14075 | 0.14075 | 2644.6953 | 19782.3205 |  | 0
1922-03-01 | 0 | 0 | 0 | 0 | -6.6845 | -6.6845 | 2638.0108 | 19732.3204 |  | 0
1922-03-02 | 0 | 0 | 0 | 0 | -6.6845 | -6.6845 | 2631.3263 | 19682.3204 |  | 0
1922-03-03 | 0 | 0 | 0 | 0 | -6.6845 | -6.6845 | 2624.6418 | 19632.3203 |  | 0
1922-03-04 | 0 | 0 | 0 | 0 | -6.6845 | -6.6845 | 2617.9573 | 19582.3202 |  | 0
1922-03-05 | 0 | 0 | 0 | 0 | -6.6845 | -6.6845 | 2611.2728 | 19532.3202 |  | 0
1922-03-06 | 0 | 0 | 0 | 0 | -6.6845 | -6.6845 | 2604.5883 | 19482.3201 |  | 0
1922-03-07 | 0 | 0 | 0 | 0 | -6.6845 | -6.6845 | 2597.9038 | 19432.3201 |  | 0
1922-03-08 | 0 | 0 | 0 | 0 | -6.6845 | -6.6845 | 2591.2193 | 19382.32 |  | 0
1922-03-09 | 0 | 0 | 0 | 0 | -6.6845 | -6.6845 | 2584.5348 | 19332.3199 |  | 0
1922-03-10 | 0 | 0 | 0 | 0 | -6.6845 | -6.6845 | 2577.8503 | 19282.3199 |  | 0
1922-03-11 | 0 | 0 | 0 | 0 | -6.6845 | -6.6845 | 2571.1658 | 19232.3198 |  | 0
1922-03-12 | 0 | 0 | 0 | 0 | -6.6845 | -6.6845 | 2564.4813 | 19182.3198 |  | 0
1922-03-13 | 0 | 0 | 0 | 0 | -6.6845 | -6.6845 | 2557.7968 | 19132.3197 |  | 0
1922-03-14 | 0 | 0 | 0 | 0 | -6.6845 | -6.6845 | 2551.1123 | 19082.3196 |  | 0
1922-03-15 | 0 | 0 | 0 | 0 | -6.6845 | -6.6845 | 2544.4278 | 19032.3196 |  | 0
1922-03-16 | 0 | 0 | 0 | 0 | -6.6845 | -6.6845 | 2537.7433 | 18982.3195 |  | 0
1922-03-17 | 0 | 0 | 0 | 0 | -6.6845 | -6.6845 | 2531.0588 | 18932.3195 |  | 0
1922-03-18 | 0 | 0 | 0 | 0 | -6.6845 | -6.6845 | 2524.3743 | 18882.3194 |  | 0
1922-03-19 | 0 | 0 | 0 | 0 | -6.6845 | -6.6845 | 2517.6898 | 18832.3193 |  | 0
1922-03-20 | 0 | 0 | 0 | 0 | -6.6845 | -6.6845 | 2511.0053 | 18782.3193 |  | 0
1922-03-21 | 0 | 0 | 0 | 0 | -6.6845 | -6.6845 | 2504.3208 | 18732.3192 |  | 0
1922-03-22 | 0 | 0 | 0 | 0 | -6.6845 | -6.6845 | 2497.6363 | 18682.3192 |  | 0
1922-03-23 | 0 | 0 | 0 | 0 | -6.6845 | -6.6845 | 2490.9518 | 18632.3191 |  | 0
1922-03-24 | 0 | 0 | 0 | 0 | -6.6845 | -6.6845 | 2484.2673 | 18582.319 |  | 0
1922-03-25 | 0 | 0 | 0 | 0 | -6.6845 | -6.6845 | 2477.5828 | 18532.319 |  | 0
1922-03-26 | 0 | 0 | 0 | 0 | -6.6845 | -6.6845 | 2470.8983 | 18482.3189 |  | 0
1922-03-27 | 0 | 0 | 0 | 0 | -6.6845 | -6.6845 | 2464.2138 | 18432.3189 |  | 0
1922-03-28 | 0 | 0 | 0 | 0 | -6.6845 | -6.6845 | 2457.5293 | 18382.3188 |  | 0
1922-03-29 | 0 | 0 | 0 | 0 | -6.6845 | -6.6845 | 2450.8448 | 18332.3187 |  | 0
1922-03-30 | 0 | 0 | 0 | 0 | -6.6845 | -6.6845 | 2444.1603 | 18282.3187 |  | 0
1922-03-31 | 0 | 0 | 0 | 0 | -6.6845 | -6.6845 | 2437.4758 | 18232.3186 |  | 0
1922-04-01 | 0 | 0 | 0 | 0 | -6.6845 | -6.6845 | 2430.7913 | 18182.3186 |  | 0
1922-04-02 | 0 | 0 | 0 | 0 | -6.6845 | -6.6845 | 2424.1068 | 18132.3185 |  | 0
1922-04-03 | 0 | 0 | 0 | 0 | -6.6845 | -6.6845 | 2417.4223 | 18082.3184 |  | 0
1922-04-04 | 0 | 0 | 0 | 0 | -6.6845 | -6.6845 | 2410.7378 | 18032.3184 |  | 0
1922-04-05 | 0 | 0 | 0 | 0 | -6.6845 | -6.6845 | 2404.0533 | 17982.3183 |  | 0
1922-04-06 | 0 | 0 | 0 | 0 | -6.6845 | -6.6845 | 2397.3688 | 17932.3183 |  | 0
1922-04-07 | 0 | 0 | 0 | 0 | -6.6845 | -6.6845 | 2390.6843 | 17882.3182 |  | 0
1922-04-08 | 0 | 0 | 0 | 0 | -6.6845 | -6.6845 | 2383.9998 | 17832.3181 |  | 0
1922-04-09 | 0 | 0 | 0 | 0 | -6.6845 | -6.6845 | 2377.3153 | 17782.3181 |  | 0
1922-04-10 | 0 | 0 | 0 | 0 | -6.6845 | -6.6845 | 2370.6308 | 17732.318 |  | 0
1922-04-11 | 0 | 0 | 0 | 0 | -6.6845 | -6.6845 | 2363.9463 | 17682.318 |  | 0
1922-04-12 | 0 | 0 | 0 | 0 | -6.6845 | -6.6845 | 2357.2618 | 17632.3179 |  | 0
1922-04-13 | 0 | 0 | 0 | 0 | -6.6845 | -6.6845 | 2350.5773 | 17582.3178 |  | 0
1922-04-14 | 0 | 0 | 0 | 0 | -6.6845 | -6.6845 | 2343.8928 | 17532.3178 |  | 0
1922-04-15 | 0 | 0 | 0 | 0 | -6.6845 | -6.6845 | 2337.2083 | 17482.3177 |  | 0
1922-04-16 | 0 | 0 | 0 | 0 | -6.6845 | -6.6845 | 2330.5238 | 17432.3177 |  | 0
1922-04-17 | 0 | 0 | 0 | 0 | -6.6845 | -6.6845 | 2323.8393 | 17382.3176 |  | 0
1922-04-18 | 0 | 0 | 0 | 0 | -6.6845 | -6.6845 | 2317.1548 | 17332.3175 |  | 0
1922-04-19 | 0 | 0 | 0 | 0 | -6.6845 | -6.6845 | 2310.4703 | 17282.3175 |  | 0
1922-04-20 | 0 | 0 | 0 | 0 | -6.6845 | -6.6845 | 2303.7858 | 17232.3174 |  | 0
1922-04-21 | 0 | 0 | 0 | 0 | -6.6845 | -6.6845 | 2297.1013 | 17182.3174 |  | 0
1922-04-22 | 0.10417 | 262.0083 | 3.6551 | 3.6551 | 251.6688 | 251.6688 | 2548.77 | 19064.7996 |  | 0
1922-04-23 | 0.0058333 | 14.6725 | 3.6551 | 3.6551 | 4.3329 | 4.3329 | 2553.1029 | 19097.2096 |  | 0
1922-04-24 | 0 | 0 | 0 | 0 | -6.6845 | -6.6845 | 2546.4184 | 19047.2096 |  | 0
1922-04-25 | 0.013333 | 33.5371 | 3.6551 | 3.6551 | 23.1975 | 23.1975 | 2569.6159 | 19220.7268 |  | 0
1922-04-26 | 0.068333 | 171.8775 | 3.6551 | 3.6551 | 161.5379 | 161.5379 | 2731.1538 | 20429.0302 |  | 0
1922-04-27 | 0 | 0 | 0 | 0 | -6.6845 | -6.6845 | 2724.4693 | 20379.0301 |  | 0
1922-04-28 | 0 | 0 | 0 | 0 | -6.6845 | -6.6845 | 2717.7848 | 20329.03 |  | 0
1922-04-29 | 0 | 0 | 0 | 0 | -6.6845 | -6.6845 | 2711.1003 | 20279.03 |  | 0
1922-04-30 | 0.0275 | 69.1702 | 3.6551 | 3.6551 | 58.8306 | 58.8306 | 2769.9309 | 20719.083 |  | 0
1922-05-01 | 0.0066667 | 16.7685 | 3.6551 | 3.6551 | 6.429 | 6.429 | 2776.3598 | 20767.1716 |  | 0
1922-05-02 | 0.025 | 62.882 | 3.6551 | 3.6551 | 52.5424 | 52.5424 | 2828.9023 | 21160.1889 |  | 0
1922-05-03 | 0 | 0 | 0 | 0 | -6.6845 | -6.6845 | 2822.2178 | 21110.1888 |  | 0
1922-05-04 | 0 | 0 | 0 | 0 | -6.6845 | -6.6845 | 2815.5333 | 21060.1888 |  | 0
1922-05-05 | 0 | 0 | 0 | 0 | -6.6845 | -6.6845 | 2808.8488 | 21010.1887 |  | 0
1922-05-06 | 0 | 0 | 0 | 0 | -6.6845 | -6.6845 | 2802.1643 | 20960.1886 |  | 0
1922-05-07 | 0 | 0 | 0 | 0 | -6.6845 | -6.6845 | 2795.4798 | 20910.1886 |  | 0
1922-05-08 | 0 | 0 | 0 | 0 | -6.6845 | -6.6845 | 2788.7953 | 20860.1885 |  | 0
1922-05-09 | 0.020833 | 52.4017 | 3.6551 | 3.6551 | 42.0621 | 42.0621 | 2830.8573 | 21174.8129 |  | 0
1922-05-10 | 0 | 0 | 0 | 0 | -6.6845 | -6.6845 | 2824.1728 | 21124.8129 |  | 0
1922-05-11 | 0 | 0 | 0 | 0 | -6.6845 | -6.6845 | 2817.4883 | 21074.8128 |  | 0
1922-05-12 | 0 | 0 | 0 | 0 | -6.6845 | -6.6845 | 2810.8038 | 21024.8128 |  | 0
1922-05-13 | 0 | 0 | 0 | 0 | -6.6845 | -6.6845 | 2804.1193 | 20974.8127 |  | 0
1922-05-14 | 0 | 0 | 0 | 0 | -6.6845 | -6.6845 | 2797.4348 | 20924.8126 |  | 0
1922-05-15 | 0 | 0 | 0 | 0 | -6.6845 | -6.6845 | 2790.7503 | 20874.8126 |  | 0
1922-05-16 | 0 | 0 | 0 | 0 | -6.6845 | -6.6845 | 2784.0658 | 20824.8125 |  | 0
1922-05-17 | 0 | 0 | 0 | 0 | -6.6845 | -6.6845 | 2777.3813 | 20774.8125 |  | 0
1922-05-18 | 0 | 0 | 0 | 0 | -6.6845 | -6.6845 | 2770.6968 | 20724.8124 |  | 0
1922-05-19 | 0 | 0 | 0 | 0 | -6.6845 | -6.6845 | 2764.0123 | 20674.8123 |  | 0
1922-05-20 | 0 | 0 | 0 | 0 | -6.6845 | -6.6845 | 2757.3278 | 20624.8123 |  | 0
1922-05-21 | 0 | 0 | 0 | 0 | -6.6845 | -6.6845 | 2750.6433 | 20574.8122 |  | 0
1922-05-22 | 0 | 0 | 0 | 0 | -6.6845 | -6.6845 | 2743.9588 | 20524.8122 |  | 0
1922-05-23 | 0 | 0 | 0 | 0 | -6.6845 | -6.6845 | 2737.2743 | 20474.8121 |  | 0
1922-05-24 | 0 | 0 | 0 | 0 | -6.6845 | -6.6845 | 2730.5898 | 20424.812 |  | 0
1922-05-25 | 0 | 0 | 0 | 0 | -6.6845 | -6.6845 | 2723.9053 | 20374.812 |  | 0
1922-05-26 | 0 | 0 | 0 | 0 | -6.6845 | -6.6845 | 2717.2208 | 20324.8119 |  | 0
1922-05-27 | 0.033333 | 83.8427 | 3.6551 | 3.6551 | 73.5031 | 73.5031 | 2790.7239 | 20874.615 |  | 0
1922-05-28 | 0 | 0 | 0 | 0 | -6.6845 | -6.6845 | 2784.0394 | 20824.6149 |  | 0
1922-05-29 | 0 | 0 | 0 | 0 | -6.6845 | -6.6845 | 2777.3549 | 20774.6149 |  | 0
1922-05-30 | 0 | 0 | 0 | 0 | -6.6845 | -6.6845 | 2770.6704 | 20724.6148 |  | 0
1922-05-31 | 0.033333 | 83.8427 | 3.6551 | 3.6551 | 73.5031 | 73.5031 | 2844.1735 | 21274.4179 |  | 0
1922-06-01 | 0.020833 | 52.4017 | 3.6551 | 3.6551 | 42.0621 | 42.0621 | 2886.2356 | 21589.0423 |  | 0
1922-06-02 | 0 | 0 | 0 | 0 | -6.6845 | -6.6845 | 2879.5511 | 21539.0423 |  | 0
1922-06-03 | 0 | 0 | 0 | 0 | -6.6845 | -6.6845 | 2872.8666 | 21489.0422 |  | 0
1922-06-04 | 0.016667 | 41.9213 | 3.6551 | 3.6551 | 31.5818 | 31.5818 | 2904.4484 | 21725.2737 |  | 0
1922-06-05 | 0 | 0 | 0 | 0 | -6.6845 | -6.6845 | 2897.7639 | 21675.2736 |  | 0
1922-06-06 | 0 | 0 | 0 | 0 | -6.6845 | -6.6845 | 2891.0794 | 21625.2736 |  | 0
1922-06-07 | 0 | 0 | 0 | 0 | -6.6845 | -6.6845 | 2884.3949 | 21575.2735 |  | 0
1922-06-08 | 0 | 0 | 0 | 0 | -6.6845 | -6.6845 | 2877.7104 | 21525.2735 |  | 0
1922-06-09 | 0 | 0 | 0 | 0 | -6.6845 | -6.6845 | 2871.0259 | 21475.2734 |  | 0
1922-06-10 | 0 | 0 | 0 | 0 | -6.6845 | -6.6845 | 2864.3414 | 21425.2733 |  | 0
1922-06-11 | 0.033333 | 83.8427 | 3.6551 | 3.6551 | 73.5031 | 73.5031 | 2937.8444 | 21975.0764 |  | 0
1922-06-12 | 0.025833 | 64.9781 | 3.6551 | 3.6551 | 54.6385 | 54.6385 | 2992.4829 | 22383.7723 |  | 0
1922-06-13 | 0 | 0 | 0 | 0 | -6.6845 | -6.6845 | 2985.7984 | 22333.7722 |  | 0
1922-06-14 | 0 | 0 | 0 | 0 | -6.6845 | -6.6845 | 2979.1139 | 22283.7722 |  | 0
1922-06-15 | 0 | 0 | 0 | 0 | -6.6845 | -6.6845 | 2972.4294 | 22233.7721 |  | 0
1922-06-16 | 0 | 0 | 0 | 0 | -6.6845 | -6.6845 | 2965.7449 | 22183.7721 |  | 0
1922-06-17 | 0 | 0 | 0 | 0 | -6.6845 | -6.6845 | 2959.0604 | 22133.772 |  | 0
1922-06-18 | 0 | 0 | 0 | 0 | -6.6845 | -6.6845 | 2952.3759 | 22083.7719 |  | 0
1922-06-19 | 0 | 0 | 0 | 0 | -6.6845 | -6.6845 | 2945.6914 | 22033.7719 |  | 0
1922-06-20 | 0 | 0 | 0 | 0 | -6.6845 | -6.6845 | 2939.0069 | 21983.7718 |  | 0
1922-06-21 | 0 | 0 | 0 | 0 | -6.6845 | -6.6845 | 2932.3224 | 21933.7718 |  | 0
1922-06-22 | 0 | 0 | 0 | 0 | -6.6845 | -6.6845 | 2925.6379 | 21883.7717 |  | 0
1922-06-23 | 0 | 0 | 0 | 0 | -6.6845 | -6.6845 | 2918.9534 | 21833.7716 |  | 0
1922-06-24 | 0 | 0 | 0 | 0 | -6.6845 | -6.6845 | 2912.2689 | 21783.7716 |  | 0
1922-06-25 | 0 | 0 | 0 | 0 | -6.6845 | -6.6845 | 2905.5844 | 21733.7715 |  | 0
1922-06-26 | 0 | 0 | 0 | 0 | -6.6845 | -6.6845 | 2898.8999 | 21683.7715 |  | 0
1922-06-27 | 0.0425 | 106.8994 | 3.6551 | 3.6551 | 96.5598 | 96.5598 | 2995.4597 | 22406.0389 |  | 0
1922-06-28 | 0 | 0 | 0 | 0 | -6.6845 | -6.6845 | 2988.7752 | 22356.0389 |  | 0
1922-06-29 | 0 | 0 | 0 | 0 | -6.6845 | -6.6845 | 2982.0907 | 22306.0388 |  | 0
1922-06-30 | 0.0075 | 18.8646 | 3.6551 | 3.6551 | 8.525 | 8.525 | 2990.6158 | 22369.8059 |  | 0
1922-07-01 | 0.0125 | 31.441 | 3.6551 | 3.6551 | 21.1014 | 21.1014 | 3011.7172 | 22527.6446 |  | 0
1922-07-02 | 0 | 0 | 0 | 0 | -6.6845 | -6.6845 | 3005.0327 | 22477.6445 |  | 0
1922-07-03 | 0.06 | 150.9168 | 3.6551 | 3.6551 | 140.5772 | 140.5772 | 3145.6099 | 23529.1621 |  | 0
1922-07-04 | 0 | 0 | 0 | 0 | -6.6845 | -6.6845 | 3138.9254 | 23479.1621 |  | 0
1922-07-05 | 0 | 0 | 0 | 0 | -6.6845 | -6.6845 | 3132.2409 | 23429.162 |  | 0
1922-07-06 | 0 | 0 | 0 | 0 | -6.6845 | -6.6845 | 3125.5564 | 23379.1619 |  | 0
1922-07-07 | 0 | 0 | 0 | 0 | -6.6845 | -6.6845 | 3118.8719 | 23329.1619 |  | 0
1922-07-08 | 0.043333 | 108.9955 | 3.6551 | 3.6551 | 98.6559 | 98.6559 | 3217.5278 | 24067.1079 |  | 0
1922-07-09 | 0 | 0 | 0 | 0 | -6.6845 | -6.6845 | 3210.8433 | 24017.1078 |  | 0
1922-07-10 | 0 | 0 | 0 | 0 | -6.6845 | -6.6845 | 3204.1588 | 23967.1078 |  | 0
1922-07-11 | 0 | 0 | 0 | 0 | -6.6845 | -6.6845 | 3197.4743 | 23917.1077 |  | 0
1922-07-12 | 0 | 0 | 0 | 0 | -6.6845 | -6.6845 | 3190.7898 | 23867.1077 |  | 0
1922-07-13 | 0 | 0 | 0 | 0 | -6.6845 | -6.6845 | 3184.1053 | 23817.1076 |  | 0
1922-07-14 | 0 | 0 | 0 | 0 | -6.6845 | -6.6845 | 3177.4208 | 23767.1075 |  | 0
1922-07-15 | 0 | 0 | 0 | 0 | -6.6845 | -6.6845 | 3170.7363 | 23717.1075 |  | 0
1922-07-16 | 0 | 0 | 0 | 0 | -6.6845 | -6.6845 | 3164.0518 | 23667.1074 |  | 0
1922-07-17 | 0 | 0 | 0 | 0 | -6.6845 | -6.6845 | 3157.3673 | 23617.1074 |  | 0
1922-07-18 | 0 | 0 | 0 | 0 | -6.6845 | -6.6845 | 3150.6828 | 23567.1073 |  | 0
1922-07-19 | 0 | 0 | 0 | 0 | -6.6845 | -6.6845 | 3143.9983 | 23517.1072 |  | 0
1922-07-20 | 0 | 0 | 0 | 0 | -6.6845 | -6.6845 | 3137.3138 | 23467.1072 |  | 0
1922-07-21 | 0 | 0 | 0 | 0 | -6.6845 | -6.6845 | 3130.6293 | 23417.1071 |  | 0
1922-07-22 | 0 | 0 | 0 | 0 | -6.6845 | -6.6845 | 3123.9448 | 23367.1071 |  | 0
1922-07-23 | 0 | 0 | 0 | 0 | -6.6845 | -6.6845 | 3117.2603 | 23317.107 |  | 0
1922-07-24 | 0.05 | 125.764 | 3.6551 | 3.6551 | 115.4244 | 115.4244 | 3232.6847 | 24180.4817 |  | 0
1922-07-25 | 0.019167 | 48.2095 | 3.6551 | 3.6551 | 37.87 | 37.87 | 3270.5547 | 24463.7489 |  | 0
1922-07-26 | 0 | 0 | 0 | 0 | -6.6845 | -6.6845 | 3263.8702 | 24413.7489 |  | 0
1922-07-27 | 0 | 0 | 0 | 0 | -6.6845 | -6.6845 | 3257.1857 | 24363.7488 |  | 0
1922-07-28 | 0 | 0 | 0 | 0 | -6.6845 | -6.6845 | 3250.5012 | 24313.7487 |  | 0
1922-07-29 | 0 | 0 | 0 | 0 | -6.6845 | -6.6845 | 3243.8167 | 24263.7487 |  | 0
1922-07-30 | 0 | 0 | 0 | 0 | -6.6845 | -6.6845 | 3237.1322 | 24213.7486 |  | 0
1922-07-31 | 0 | 0 | 0 | 0 | -6.6845 | -6.6845 | 3230.4477 | 24163.7486 |  | 0
1922-08-01 | 0 | 0 | 0 | 0 | -6.6845 | -6.6845 | 3223.7632 | 24113.7485 |  | 0
1922-08-02 | 0 | 0 | 0 | 0 | -6.6845 | -6.6845 | 3217.0787 | 24063.7484 |  | 0
1922-08-03 | 0 | 0 | 0 | 0 | -6.6845 | -6.6845 | 3210.3942 | 24013.7484 |  | 0
1922-08-04 | 0 | 0 | 0 | 0 | -6.6845 | -6.6845 | 3203.7097 | 23963.7483 |  | 0
1922-08-05 | 0 | 0 | 0 | 0 | -6.6845 | -6.6845 | 3197.0252 | 23913.7483 |  | 0
1922-08-06 | 0 | 0 | 0 | 0 | -6.6845 | -6.6845 | 3190.3407 | 23863.7482 |  | 0
1922-08-07 | 0 | 0 | 0 | 0 | -6.6845 | -6.6845 | 3183.6562 | 23813.7481 |  | 0
1922-08-08 | 0 | 0 | 0 | 0 | -6.6845 | -6.6845 | 3176.9717 | 23763.7481 |  | 0
1922-08-09 | 0 | 0 | 0 | 0 | -6.6845 | -6.6845 | 3170.2872 | 23713.748 |  | 0
1922-08-10 | 0 | 0 | 0 | 0 | -6.6845 | -6.6845 | 3163.6027 | 23663.748 |  | 0
1922-08-11 | 0 | 0 | 0 | 0 | -6.6845 | -6.6845 | 3156.9182 | 23613.7479 |  | 0
1922-08-12 | 0 | 0 | 0 | 0 | -6.6845 | -6.6845 | 3150.2337 | 23563.7478 |  | 0
1922-08-13 | 0 | 0 | 0 | 0 | -6.6845 | -6.6845 | 3143.5492 | 23513.7478 |  | 0
1922-08-14 | 0 | 0 | 0 | 0 | -6.6845 | -6.6845 | 3136.8647 | 23463.7477 |  | 0
1922-08-15 | 0 | 0 | 0 | 0 | -6.6845 | -6.6845 | 3130.1802 | 23413.7477 |  | 0
1922-08-16 | 0 | 0 | 0 | 0 | -6.6845 | -6.6845 | 3123.4957 | 23363.7476 |  | 0
1922-08-17 | 0.033333 | 83.8427 | 3.6551 | 3.6551 | 73.5031 | 73.5031 | 3196.9988 | 23913.5507 |  | 0
1922-08-18 | 0 | 0 | 0 | 0 | -6.6845 | -6.6845 | 3190.3143 | 23863.5506 |  | 0
1922-08-19 | 0.044167 | 111.0915 | 3.6551 | 3.6551 | 100.752 | 100.752 | 3291.0662 | 24617.1752 |  | 0
1922-08-20 | 0 | 0 | 0 | 0 | -6.6845 | -6.6845 | 3284.3817 | 24567.1752 |  | 0
1922-08-21 | 0 | 0 | 0 | 0 | -6.6845 | -6.6845 | 3277.6972 | 24517.1751 |  | 0
1922-08-22 | 0 | 0 | 0 | 0 | -6.6845 | -6.6845 | 3271.0127 | 24467.175 |  | 0
1922-08-23 | 0 | 0 | 0 | 0 | -6.6845 | -6.6845 | 3264.3282 | 24417.175 |  | 0
1922-08-24 | 0 | 0 | 0 | 0 | -6.6845 | -6.6845 | 3257.6437 | 24367.1749 |  | 0
1922-08-25 | 0 | 0 | 0 | 0 | -6.6845 | -6.6845 | 3250.9592 | 24317.1749 |  | 0
1922-08-26 | 0 | 0 | 0 | 0 | -6.6845 | -6.6845 | 3244.2747 | 24267.1748 |  | 0
1922-08-27 | 0 | 0 | 0 | 0 | -6.6845 | -6.6845 | 3237.5902 | 24217.1747 |  | 0
1922-08-28 | 0 | 0 | 0 | 0 | -6.6845 | -6.6845 | 3230.9057 | 24167.1747 |  | 0
1922-08-29 | 0 | 0 | 0 | 0 | -6.6845 | -6.6845 | 3224.2212 | 24117.1746 |  | 0
1922-08-30 | 0 | 0 | 0 | 0 | -6.6845 | -6.6845 | 3217.5367 | 24067.1746 |  | 0
1922-08-31 | 0 | 0 | 0 | 0 | -6.6845 | -6.6845 | 3210.8522 | 24017.1745 |  | 0
1922-09-01 | 0 | 0 | 0 | 0 | -6.6845 | -6.6845 | 3204.1677 | 23967.1744 |  | 0
1922-09-02 | 0 | 0 | 0 | 0 | -6.6845 | -6.6845 | 3197.4832 | 23917.1744 |  | 0
1922-09-03 | 0 | 0 | 0 | 0 | -6.6845 | -6.6845 | 3190.7987 | 23867.1743 |  | 0
1922-09-04 | 0 | 0 | 0 | 0 | -6.6845 | -6.6845 | 3184.1142 | 23817.1743 |  | 0
1922-09-05 | 0 | 0 | 0 | 0 | -6.6845 | -6.6845 | 3177.4297 | 23767.1742 |  | 0
1922-09-06 | 0 | 0 | 0 | 0 | -6.6845 | -6.6845 | 3170.7452 | 23717.1741 |  | 0
1922-09-07 | 0 | 0 | 0 | 0 | -6.6845 | -6.6845 | 3164.0607 | 23667.1741 |  | 0
1922-09-08 | 0 | 0 | 0 | 0 | -6.6845 | -6.6845 | 3157.3762 | 23617.174 |  | 0
1922-09-09 | 0 | 0 | 0 | 0 | -6.6845 | -6.6845 | 3150.6917 | 23567.174 |  | 0
1922-09-10 | 0.06 | 150.9168 | 3.6551 | 3.6551 | 140.5772 | 140.5772 | 3291.2689 | 24618.6916 |  | 0
1922-09-11 | 0 | 0 | 0 | 0 | -6.6845 | -6.6845 | 3284.5844 | 24568.6915 |  | 0
1922-09-12 | 0 | 0 | 0 | 0 | -6.6845 | -6.6845 | 3277.8999 | 24518.6915 |  | 0
1922-09-13 | 0 | 0 | 0 | 0 | -6.6845 | -6.6845 | 3271.2154 | 24468.6914 |  | 0
1922-09-14 | 0 | 0 | 0 | 0 | -6.6845 | -6.6845 | 3264.5309 | 24418.6913 |  | 0
1922-09-15 | 0 | 0 | 0 | 0 | -6.6845 | -6.6845 | 3257.8464 | 24368.6913 |  | 0
1922-09-16 | 0 | 0 | 0 | 0 | -6.6845 | -6.6845 | 3251.1619 | 24318.6912 |  | 0
1922-09-17 | 0 | 0 | 0 | 0 | -6.6845 | -6.6845 | 3244.4774 | 24268.6912 |  | 0
1922-09-18 | 0 | 0 | 0 | 0 | -6.6845 | -6.6845 | 3237.7929 | 24218.6911 |  | 0
1922-09-19 | 0.04 | 100.6112 | 3.6551 | 3.6551 | 90.2716 | 90.2716 | 3328.0645 | 24893.9228 |  | 0
1922-09-20 | 0 | 0 | 0 | 0 | -6.6845 | -6.6845 | 3321.38 | 24843.9227 |  | 0
1922-09-21 | 0 | 0 | 0 | 0 | -6.6845 | -6.6845 | 3314.6955 | 24793.9227 |  | 0
1922-09-22 | 0 | 0 | 0 | 0 | -6.6845 | -6.6845 | 3308.011 | 24743.9226 |  | 0
1922-09-23 | 0 | 0 | 0 | 0 | -6.6845 | -6.6845 | 3301.3265 | 24693.9226 |  | 0
1922-09-24 | 0 | 0 | 0 | 0 | -6.6845 | -6.6845 | 3294.642 | 24643.9225 |  | 0
1922-09-25 | 0 | 0 | 0 | 0 | -6.6845 | -6.6845 | 3287.9575 | 24593.9224 |  | 0
1922-09-26 | 0 | 0 | 0 | 0 | -6.6845 | -6.6845 | 3281.273 | 24543.9224 |  | 0
1922-09-27 | 0 | 0 | 0 | 0 | -6.6845 | -6.6845 | 3274.5885 | 24493.9223 |  | 0
1922-09-28 | 0 | 0 | 0 | 0 | -6.6845 | -6.6845 | 3267.904 | 24443.9223 |  | 0
1922-09-29 | 0 | 0 | 0 | 0 | -6.6845 | -6.6845 | 3261.2195 | 24393.9222 |  | 0
1922-09-30 | 0 | 0 | 0 | 0 | -6.6845 | -6.6845 | 3254.535 | 24343.9221 |  | 0
1922-10-01 | 0 | 0 | 0 | 0 | -6.6845 | -6.6845 | 3247.8505 | 24293.9221 |  | 0
1922-10-02 | 0 | 0 | 0 | 0 | -6.6845 | -6.6845 | 3241.166 | 24243.922 |  | 0
1922-10-03 | 0 | 0 | 0 | 0 | -6.6845 | -6.6845 | 3234.4815 | 24193.922 |  | 0
1922-10-04 | 0 | 0 | 0 | 0 | -6.6845 | -6.6845 | 3227.797 | 24143.9219 |  | 0
1922-10-05 | 0 | 0 | 0 | 0 | -6.6845 | -6.6845 | 3221.1125 | 24093.9218 |  | 0
1922-10-06 | 0 | 0 | 0 | 0 | -6.6845 | -6.6845 | 3214.428 | 24043.9218 |  | 0
1922-10-07 | 0 | 0 | 0 | 0 | -6.6845 | -6.6845 | 3207.7435 | 23993.9217 |  | 0
1922-10-08 | 0 | 0 | 0 | 0 | -6.6845 | -6.6845 | 3201.059 | 23943.9217 |  | 0
1922-10-09 | 0 | 0 | 0 | 0 | -6.6845 | -6.6845 | 3194.3745 | 23893.9216 |  | 0
1922-10-10 | 0 | 0 | 0 | 0 | -6.6845 | -6.6845 | 3187.69 | 23843.9215 |  | 0
1922-10-11 | 0 | 0 | 0 | 0 | -6.6845 | -6.6845 | 3181.0055 | 23793.9215 |  | 0
1922-10-12 | 0 | 0 | 0 | 0 | -6.6845 | -6.6845 | 3174.321 | 23743.9214 |  | 0
1922-10-13 | 0 | 0 | 0 | 0 | -6.6845 | -6.6845 | 3167.6365 | 23693.9214 |  | 0
1922-10-14 | 0 | 0 | 0 | 0 | -6.6845 | -6.6845 | 3160.952 | 23643.9213 |  | 0
1922-10-15 | 0 | 0 | 0 | 0 | -6.6845 | -6.6845 | 3154.2675 | 23593.9212 |  | 0
1922-10-16 | 0 | 0 | 0 | 0 | -6.6845 | -6.6845 | 3147.583 | 23543.9212 |  | 0
1922-10-17 | 0 | 0 | 0 | 0 | -6.6845 | -6.6845 | 3140.8985 | 23493.9211 |  | 0
1922-10-18 | 0 | 0 | 0 | 0 | -6.6845 | -6.6845 | 3134.214 | 23443.9211 |  | 0
1922-10-19 | 0 | 0 | 0 | 0 | -6.6845 | -6.6845 | 3127.5295 | 23393.921 |  | 0
1922-10-20 | 0 | 0 | 0 | 0 | -6.6845 | -6.6845 | 3120.845 | 23343.9209 |  | 0
1922-10-21 | 0 | 0 | 0 | 0 | -6.6845 | -6.6845 | 3114.1605 | 23293.9209 |  | 0
1922-10-22 | 0.026667 | 67.0741 | 3.6551 | 3.6551 | 56.7346 | 56.7346 | 3170.8951 | 23718.2953 |  | 0
1922-10-23 | 0 | 0 | 0 | 0 | -6.6845 | -6.6845 | 3164.2106 | 23668.2953 |  | 0
1922-10-24 | 0.011667 | 29.3449 | 3.6551 | 3.6551 | 19.0054 | 19.0054 | 3183.216 | 23810.4553 |  | 0
1922-10-25 | 0 | 0 | 0 | 0 | -6.6845 | -6.6845 | 3176.5315 | 23760.4553 |  | 0
1922-10-26 | 0 | 0 | 0 | 0 | -6.6845 | -6.6845 | 3169.847 | 23710.4552 |  | 0
1922-10-27 | 0 | 0 | 0 | 0 | -6.6845 | -6.6845 | 3163.1625 | 23660.4551 |  | 0
1922-10-28 | 0 | 0 | 0 | 0 | -6.6845 | -6.6845 | 3156.478 | 23610.4551 |  | 0
1922-10-29 | 0 | 0 | 0 | 0 | -6.6845 | -6.6845 | 3149.7935 | 23560.455 |  | 0
1922-10-30 | 0.020833 | 52.4017 | 3.6551 | 3.6551 | 42.0621 | 42.0621 | 3191.8555 | 23875.0794 |  | 0
1922-10-31 | 0 | 0 | 0 | 0 | -6.6845 | -6.6845 | 3185.171 | 23825.0794 |  | 0
1922-11-01 | 0 | 0 | 0 | 0 | -6.6845 | -6.6845 | 3178.4865 | 23775.0793 |  | 0
1922-11-02 | 0 | 0 | 0 | 0 | -6.6845 | -6.6845 | 3171.802 | 23725.0793 |  | 0
1922-11-03 | 0 | 0 | 0 | 0 | -6.6845 | -6.6845 | 3165.1175 | 23675.0792 |  | 0
1922-11-04 | 0 | 0 | 0 | 0 | -6.6845 | -6.6845 | 3158.433 | 23625.0791 |  | 0
1922-11-05 | 0 | 0 | 0 | 0 | -6.6845 | -6.6845 | 3151.7485 | 23575.0791 |  | 0
1922-11-06 | 0 | 0 | 0 | 0 | -6.6845 | -6.6845 | 3145.064 | 23525.079 |  | 0
1922-11-07 | 0 | 0 | 0 | 0 | -6.6845 | -6.6845 | 3138.3795 | 23475.079 |  | 0
1922-11-08 | 0 | 0 | 0 | 0 | -6.6845 | -6.6845 | 3131.695 | 23425.0789 |  | 0
1922-11-09 | 0 | 0 | 0 | 0 | -6.6845 | -6.6845 | 3125.0105 | 23375.0788 |  | 0
1922-11-10 | 0 | 0 | 0 | 0 | -6.6845 | -6.6845 | 3118.326 | 23325.0788 |  | 0
1922-11-11 | 0 | 0 | 0 | 0 | -6.6845 | -6.6845 | 3111.6415 | 23275.0787 |  | 0
1922-11-12 | 0 | 0 | 0 | 0 | -6.6845 | -6.6845 | 3104.957 | 23225.0787 |  | 0
1922-11-13 | 0 | 0 | 0 | 0 | -6.6845 | -6.6845 | 3098.2725 | 23175.0786 |  | 0
1922-11-14 | 0 | 0 | 0 | 0 | -6.6845 | -6.6845 | 3091.588 | 23125.0785 |  | 0
1922-11-15 | 0 | 0 | 0 | 0 | -6.6845 | -6.6845 | 3084.9035 | 23075.0785 |  | 0
1922-11-16 | 0 | 0 | 0 | 0 | -6.6845 | -6.6845 | 3078.219 | 23025.0784 |  | 0
1922-11-17 | 0 | 0 | 0 | 0 | -6.6845 | -6.6845 | 3071.5345 | 22975.0784 |  | 0
1922-11-18 | 0 | 0 | 0 | 0 | -6.6845 | -6.6845 | 3064.85 | 22925.0783 |  | 0
1922-11-19 | 0 | 0 | 0 | 0 | -6.6845 | -6.6845 | 3058.1655 | 22875.0782 |  | 0
1922-11-20 | 0 | 0 | 0 | 0 | -6.6845 | -6.6845 | 3051.481 | 22825.0782 |  | 0
1922-11-21 | 0 | 0 | 0 | 0 | -6.6845 | -6.6845 | 3044.7965 | 22775.0781 |  | 0
1922-11-22 | 0 | 0 | 0 | 0 | -6.6845 | -6.6845 | 3038.112 | 22725.0781 |  | 0
1922-11-23 | 0 | 0 | 0 | 0 | -6.6845 | -6.6845 | 3031.4275 | 22675.078 |  | 0
1922-11-24 | 0 | 0 | 0 | 0 | -6.6845 | -6.6845 | 3024.743 | 22625.0779 |  | 0
1922-11-25 | 0 | 0 | 0 | 0 | -6.6845 | -6.6845 | 3018.0585 | 22575.0779 |  | 0
1922-11-26 | 0 | 0 | 0 | 0 | -6.6845 | -6.6845 | 3011.374 | 22525.0778 |  | 0
1922-11-27 | 0 | 0 | 0 | 0 | -6.6845 | -6.6845 | 3004.6895 | 22475.0778 |  | 0
1922-11-28 | 0 | 0 | 0 | 0 | -6.6845 | -6.6845 | 2998.005 | 22425.0777 |  | 0
1922-11-29 | 0.031667 | 79.6505 | 3.6551 | 3.6551 | 69.311 | 69.311 | 3067.316 | 22943.5236 |  | 0
1922-11-30 | 0 | 0 | 0 | 0 | -6.6845 | -6.6845 | 3060.6315 | 22893.5236 |  | 0
1923-01-01 | 0 | 0 | 0 | 0 | -6.6845 | -6.6845 | 3053.947 | 22843.5235 |  | 0
1923-01-02 | 0 | 0 | 0 | 0 | -6.6845 | -6.6845 | 3047.2625 | 22793.5234 |  | 0
1923-01-03 | 0 | 0 | 0 | 0 | -6.6845 | -6.6845 | 3040.578 | 22743.5234 |  | 0
1923-01-04 | 0 | 0 | 0 | 0 | -6.6845 | -6.6845 | 3033.8935 | 22693.5233 |  | 0
1923-01-05 | 0 | 0 | 0 | 0 | -6.6845 | -6.6845 | 3027.209 | 22643.5233 |  | 0
1923-01-06 | 0 | 0 | 0 | 0 | -6.6845 | -6.6845 | 3020.5245 | 22593.5232 |  | 0
1923-01-07 | 0 | 0 | 0 | 0 | -6.6845 | -6.6845 | 3013.84 | 22543.5231 |  | 0
1923-01-08 | 0 | 0 | 0 | 0 | -6.6845 | -6.6845 | 3007.1555 | 22493.5231 |  | 0
1923-01-09 | 0 | 0 | 0 | 0 | -6.6845 | -6.6845 | 3000.471 | 22443.523 |  | 0
1923-01-10 | 0 | 0 | 0 | 0 | -6.6845 | -6.6845 | 2993.7865 | 22393.523 |  | 0
1923-01-11 | 0 | 0 | 0 | 0 | -6.6845 | -6.6845 | 2987.102 | 22343.5229 |  | 0
1923-01-12 | 0 | 0 | 0 | 0 | -6.6845 | -6.6845 | 2980.4175 | 22293.5228 |  | 0
1923-01-13 | 0 | 0 | 0 | 0 | -6.6845 | -6.6845 | 2973.733 | 22243.5228 |  | 0
1923-01-14 | 0 | 0 | 0 | 0 | -6.6845 | -6.6845 | 2967.0485 | 22193.5227 |  | 0
1923-01-15 | 0 | 0 | 0 | 0 | -6.6845 | -6.6845 | 2960.364 | 22143.5227 |  | 0
1923-01-16 | 0.035833 | 90.1309 | 3.6551 | 3.6551 | 79.7913 | 79.7913 | 3040.1553 | 22740.3615 |  | 0
1923-01-17 | 0 | 0 | 0 | 0 | -6.6845 | -6.6845 | 3033.4708 | 22690.3614 |  | 0
1923-01-18 | 0 | 0 | 0 | 0 | -6.6845 | -6.6845 | 3026.7863 | 22640.3614 |  | 0
1923-01-19 | 0 | 0 | 0 | 0 | -6.6845 | -6.6845 | 3020.1018 | 22590.3613 |  | 0
1923-01-20 | 0 | 0 | 0 | 0 | -6.6845 | -6.6845 | 3013.4173 | 22540.3612 |  | 0
1923-01-21 | 0.036667 | 92.2269 | 3.6551 | 3.6551 | 81.8874 | 81.8874 | 3095.3046 | 23152.8786 |  | 0
1923-01-22 | 0 | 0 | 0 | 0 | -6.6845 | -6.6845 | 3088.6201 | 23102.8786 |  | 0
1923-01-23 | 0 | 0 | 0 | 0 | -6.6845 | -6.6845 | 3081.9356 | 23052.8785 |  | 0
1923-01-24 | 0 | 0 | 0 | 0 | -6.6845 | -6.6845 | 3075.2511 | 23002.8785 |  | 0
1923-01-25 | 0 | 0 | 0 | 0 | -6.6845 | -6.6845 | 3068.5666 | 22952.8784 |  | 0
1923-01-26 | 0 | 0 | 0 | 0 | -6.6845 | -6.6845 | 3061.8821 | 22902.8783 |  | 0
1923-01-27 | 0 | 0 | 0 | 0 | -6.6845 | -6.6845 | 3055.1976 | 22852.8783 |  | 0
1923-01-28 | 0 | 0 | 0 | 0 | -6.6845 | -6.6845 | 3048.5131 | 22802.8782 |  | 0
1923-01-29 | 0 | 0 | 0 | 0 | -6.6845 | -6.6845 | 3041.8286 | 22752.8782 |  | 0
1923-01-30 | 0 | 0 | 0 | 0 | -6.6845 | -6.6845 | 3035.1441 | 22702.8781 |  | 0
1923-01-31 | 0 | 0 | 0 | 0 | -6.6845 | -6.6845 | 3028.4596 | 22652.878 |  | 0
1923-02-01 | 0 | 0 | 0 | 0 | -6.6845 | -6.6845 | 3021.7751 | 22602.878 |  | 0
1923-02-02 | 0 | 0 | 0 | 0 | -6.6845 | -6.6845 | 3015.0906 | 22552.8779 |  | 0
1923-02-03 | 0 | 0 | 0 | 0 | -6.6845 | -6.6845 | 3008.4061 | 22502.8779 |  | 0
1923-02-04 | 0 | 0 | 0 | 0 | -6.6845 | -6.6845 | 3001.7216 | 22452.8778 |  | 0
1923-02-05 | 0 | 0 | 0 | 0 | -6.6845 | -6.6845 | 2995.0371 | 22402.8777 |  | 0
1923-02-06 | 0 | 0 | 0 | 0 | -6.6845 | -6.6845 | 2988.3526 | 22352.8777 |  | 0
1923-02-07 | 0 | 0 | 0 | 0 | -6.6845 | -6.6845 | 2981.6681 | 22302.8776 |  | 0
1923-02-08 | 0 | 0 | 0 | 0 | -6.6845 | -6.6845 | 2974.9836 | 22252.8776 |  | 0
1923-02-09 | 0 | 0 | 0 | 0 | -6.6845 | -6.6845 | 2968.2991 | 22202.8775 |  | 0
1923-02-10 | 0 | 0 | 0 | 0 | -6.6845 | -6.6845 | 2961.6146 | 22152.8774 |  | 0
1923-02-11 | 0 | 0 | 0 | 0 | -6.6845 | -6.6845 | 2954.9301 | 22102.8774 |  | 0
1923-02-12 | 0 | 0 | 0 | 0 | -6.6845 | -6.6845 | 2948.2456 | 22052.8773 |  | 0
1923-02-13 | 0 | 0 | 0 | 0 | -6.6845 | -6.6845 | 2941.5611 | 22002.8773 |  | 0
1923-02-14 | 0 | 0 | 0 | 0 | -6.6845 | -6.6845 | 2934.8766 | 21952.8772 |  | 0
1923-02-15 | 0 | 0 | 0 | 0 | -6.6845 | -6.6845 | 2928.1921 | 21902.8771 |  | 0
1923-02-16 | 0.0625 | 157.205 | 3.6551 | 3.6551 | 146.8654 | 146.8654 | 3075.0576 | 23001.4305 |  | 0
1923-02-17 | 0 | 0 | 0 | 0 | -6.6845 | -6.6845 | 3068.3731 | 22951.4304 |  | 0
1923-02-18 | 0 | 0 | 0 | 0 | -6.6845 | -6.6845 | 3061.6886 | 22901.4304 |  | 0
1923-02-19 | 0 | 0 | 0 | 0 | -6.6845 | -6.6845 | 3055.0041 | 22851.4303 |  | 0
1923-02-20 | 0 | 0 | 0 | 0 | -6.6845 | -6.6845 | 3048.3196 | 22801.4302 |  | 0
1923-02-21 | 0 | 0 | 0 | 0 | -6.6845 | -6.6845 | 3041.6351 | 22751.4302 |  | 0
1923-02-22 | 0 | 0 | 0 | 0 | -6.6845 | -6.6845 | 3034.9506 | 22701.4301 |  | 0
1923-02-23 | 0 | 0 | 0 | 0 | -6.6845 | -6.6845 | 3028.2661 | 22651.4301 |  | 0
1923-02-24 | 0.031667 | 79.6505 | 3.6551 | 3.6551 | 69.311 | 69.311 | 3097.577 | 23169.876 |  | 0
1923-02-25 | 0 | 0 | 0 | 0 | -6.6845 | -6.6845 | 3090.8925 | 23119.8759 |  | 0
1923-02-26 | 0 | 0 | 0 | 0 | -6.6845 | -6.6845 | 3084.208 | 23069.8759 |  | 0
1923-02-27 | 0.010833 | 27.2489 | 3.6551 | 3.6551 | 16.9093 | 16.9093 | 3101.1173 | 23196.3573 |  | 0
1923-02-28 | 0 | 0 | 0 | 0 | -6.6845 | -6.6845 | 3094.4328 | 23146.3573 |  | 0
1923-03-01 | 0 | 0 | 0 | 0 | -6.6845 | -6.6845 | 3087.7483 | 23096.3572 |  | 0
1923-03-02 | 0.013333 | 33.5371 | 3.6551 | 3.6551 | 23.1975 | 23.1975 | 3110.9458 | 23269.8744 |  | 0
1923-03-03 | 0 | 0 | 0 | 0 | -6.6845 | -6.6845 | 3104.2613 | 23219.8744 |  | 0
1923-03-04 | 0 | 0 | 0 | 0 | -6.6845 | -6.6845 | 3097.5768 | 23169.8743 |  | 0
1923-03-05 | 0 | 0 | 0 | 0 | -6.6845 | -6.6845 | 3090.8923 | 23119.8742 |  | 0
1923-03-06 | 0 | 0 | 0 | 0 | -6.6845 | -6.6845 | 3084.2078 | 23069.8742 |  | 0
1923-03-07 | 0 | 0 | 0 | 0 | -6.6845 | -6.6845 | 3077.5233 | 23019.8741 |  | 0
1923-03-08 | 0 | 0 | 0 | 0 | -6.6845 | -6.6845 | 3070.8388 | 22969.8741 |  | 0
1923-03-09 | 0 | 0 | 0 | 0 | -6.6845 | -6.6845 | 3064.1543 | 22919.874 |  | 0
1923-03-10 | 0 | 0 | 0 | 0 | -6.6845 | -6.6845 | 3057.4698 | 22869.8739 |  | 0
1923-03-11 | 0 | 0 | 0 | 0 | -6.6845 | -6.6845 | 3050.7853 | 22819.8739 |  | 0
1923-03-12 | 0 | 0 | 0 | 0 | -6.6845 | -6.6845 | 3044.1008 | 22769.8738 |  | 0
1923-03-13 | 0 | 0 | 0 | 0 | -6.6845 | -6.6845 | 3037.4163 | 22719.8738 |  | 0
1923-03-14 | 0 | 0 | 0 | 0 | -6.6845 | -6.6845 | 3030.7318 | 22669.8737 |  | 0
1923-03-15 | 0 | 0 | 0 | 0 | -6.6845 | -6.6845 | 3024.0473 | 22619.8736 |  | 0
1923-03-16 | 0 | 0 | 0 | 0 | -6.6845 | -6.6845 | 3017.3628 | 22569.8736 |  | 0
1923-03-17 | 0 | 0 | 0 | 0 | -6.6845 | -6.6845 | 3010.6783 | 22519.8735 |  | 0
1923-03-18 | 0 | 0 | 0 | 0 | -6.6845 | -6.6845 | 3003.9938 | 22469.8735 |  | 0
1923-03-19 | 0 | 0 | 0 | 0 | -6.6845 | -6.6845 | 2997.3093 | 22419.8734 |  | 0
1923-03-20 | 0 | 0 | 0 | 0 | -6.6845 | -6.6845 | 2990.6248 | 22369.8733 |  | 0
1923-03-21 | 0 | 0 | 0 | 0 | -6.6845 | -6.6845 | 2983.9403 | 22319.8733 |  | 0
1923-03-22 | 0 | 0 | 0 | 0 | -6.6845 | -6.6845 | 2977.2558 | 22269.8732 |  | 0
1923-03-23 | 0 | 0 | 0 | 0 | -6.6845 | -6.6845 | 2970.5713 | 22219.8732 |  | 0
1923-03-24 | 0 | 0 | 0 | 0 | -6.6845 | -6.6845 | 2963.8868 | 22169.8731 |  | 0
1923-03-25 | 0 | 0 | 0 | 0 | -6.6845 | -6.6845 | 2957.2023 | 22119.873 |  | 0
1923-03-26 | 0 | 0 | 0 | 0 | -6.6845 | -6.6845 | 2950.5178 | 22069.873 |  | 0
1923-03-27 | 0 | 0 | 0 | 0 | -6.6845 | -6.6845 | 2943.8333 | 22019.8729 |  | 0
1923-03-28 | 0.05 | 125.764 | 3.6551 | 3.6551 | 115.4244 | 115.4244 | 3059.2577 | 22883.2476 |  | 0
1923-03-29 | 0 | 0 | 0 | 0 | -6.6845 | -6.6845 | 3052.5732 | 22833.2475 |  | 0
1923-03-30 | 0 | 0 | 0 | 0 | -6.6845 | -6.6845 | 3045.8887 | 22783.2475 |  | 0
1923-03-31 | 0 | 0 | 0 | 0 | -6.6845 | -6.6845 | 3039.2042 | 22733.2474 |  | 0
1923-04-01 | 0 | 0 | 0 | 0 | -6.6845 | -6.6845 | 3032.5197 | 22683.2473 |  | 0
1923-04-02 | 0 | 0 | 0 | 0 | -6.6845 | -6.6845 | 3025.8352 | 22633.2473 |  | 0
1923-04-03 | 0 | 0 | 0 | 0 | -6.6845 | -6.6845 | 3019.1507 | 22583.2472 |  | 0
1923-04-04 | 0 | 0 | 0 | 0 | -6.6845 | -6.6845 | 3012.4662 | 22533.2472 |  | 0
1923-04-05 | 0 | 0 | 0 | 0 | -6.6845 | -6.6845 | 3005.7817 | 22483.2471 |  | 0
1923-04-06 | 0 | 0 | 0 | 0 | -6.6845 | -6.6845 | 2999.0972 | 22433.247 |  | 0
1923-04-07 | 0 | 0 | 0 | 0 | -6.6845 | -6.6845 | 2992.4127 | 22383.247 |  | 0
1923-04-08 | 0 | 0 | 0 | 0 | -6.6845 | -6.6845 | 2985.7282 | 22333.2469 |  | 0
1923-04-09 | 0 | 0 | 0 | 0 | -6.6845 | -6.6845 | 2979.0437 | 22283.2469 |  | 0
1923-04-10 | 0 | 0 | 0 | 0 | -6.6845 | -6.6845 | 2972.3592 | 22233.2468 |  | 0
1923-04-11 | 0 | 0 | 0 | 0 | -6.6845 | -6.6845 | 2965.6747 | 22183.2467 |  | 0
1923-04-12 | 0.04 | 100.6112 | 3.6551 | 3.6551 | 90.2716 | 90.2716 | 3055.9463 | 22858.4785 |  | 0
1923-04-13 | 0 | 0 | 0 | 0 | -6.6845 | -6.6845 | 3049.2618 | 22808.4784 |  | 0
1923-04-14 | 0 | 0 | 0 | 0 | -6.6845 | -6.6845 | 3042.5773 | 22758.4783 |  | 0
1923-04-15 | 0 | 0 | 0 | 0 | -6.6845 | -6.6845 | 3035.8928 | 22708.4783 |  | 0
1923-04-16 | 0 | 0 | 0 | 0 | -6.6845 | -6.6845 | 3029.2083 | 22658.4782 |  | 0
1923-04-17 | 0 | 0 | 0 | 0 | -6.6845 | -6.6845 | 3022.5238 | 22608.4782 |  | 0
1923-04-18 | 0 | 0 | 0 | 0 | -6.6845 | -6.6845 | 3015.8393 | 22558.4781 |  | 0
1923-04-19 | 0 | 0 | 0 | 0 | -6.6845 | -6.6845 | 3009.1548 | 22508.478 |  | 0
1923-04-20 | 0 | 0 | 0 | 0 | -6.6845 | -6.6845 | 3002.4703 | 22458.478 |  | 0
1923-04-21 | 0 | 0 | 0 | 0 | -6.6845 | -6.6845 | 2995.7858 | 22408.4779 |  | 0
1923-04-22 | 0 | 0 | 0 | 0 | -6.6845 | -6.6845 | 2989.1013 | 22358.4779 |  | 0
1923-04-23 | 0 | 0 | 0 | 0 | -6.6845 | -6.6845 | 2982.4168 | 22308.4778 |  | 0
1923-04-24 | 0 | 0 | 0 | 0 | -6.6845 | -6.6845 | 2975.7323 | 22258.4777 |  | 0
1923-04-25 | 0 | 0 | 0 | 0 | -6.6845 | -6.6845 | 2969.0478 | 22208.4777 |  | 0
1923-04-26 | 0 | 0 | 0 | 0 | -6.6845 | -6.6845 | 2962.3633 | 22158.4776 |  | 0
1923-04-27 | 0 | 0 | 0 | 0 | -6.6845 | -6.6845 | 2955.6788 | 22108.4776 |  | 0
1923-04-28 | 0 | 0 | 0 | 0 | -6.6845 | -6.6845 | 2948.9943 | 22058.4775 |  | 0
1923-04-29 | 0 | 0 | 0 | 0 | -6.6845 | -6.6845 | 2942.3098 | 22008.4774 |  | 0
1923-04-30 | 0 | 0 | 0 | 0 | -6.6845 | -6.6845 | 2935.6253 | 21958.4774 |  | 0
1923-05-01 | 0 | 0 | 0 | 0 | -6.6845 | -6.6845 | 2928.9408 | 21908.4773 |  | 0
1923-05-02 | 0 | 0 | 0 | 0 | -6.6845 | -6.6845 | 2922.2563 | 21858.4773 |  | 0
1923-05-03 | 0 | 0 | 0 | 0 | -6.6845 | -6.6845 | 2915.5718 | 21808.4772 |  | 0
1923-05-04 | 0 | 0 | 0 | 0 | -6.6845 | -6.6845 | 2908.8873 | 21758.4771 |  | 0
1923-05-05 | 0 | 0 | 0 | 0 | -6.6845 | -6.6845 | 2902.2028 | 21708.4771 |  | 0
1923-05-06 | 0 | 0 | 0 | 0 | -6.6845 | -6.6845 | 2895.5183 | 21658.477 |  | 0
1923-05-07 | 0 | 0 | 0 | 0 | -6.6845 | -6.6845 | 2888.8338 | 21608.477 |  | 0
1923-05-08 | 0 | 0 | 0 | 0 | -6.6845 | -6.6845 | 2882.1493 | 21558.4769 |  | 0
1923-05-09 | 0 | 0 | 0 | 0 | -6.6845 | -6.6845 | 2875.4648 | 21508.4768 |  | 0
1923-05-10 | 0 | 0 | 0 | 0 | -6.6845 | -6.6845 | 2868.7803 | 21458.4768 |  | 0
1923-05-11 | 0 | 0 | 0 | 0 | -6.6845 | -6.6845 | 2862.0958 | 21408.4767 |  | 0
1923-05-12 | 0 | 0 | 0 | 0 | -6.6845 | -6.6845 | 2855.4113 | 21358.4767 |  | 0
1923-05-13 | 0 | 0 | 0 | 0 | -6.6845 | -6.6845 | 2848.7268 | 21308.4766 |  | 0
1923-05-14 | 0 | 0 | 0 | 0 | -6.6845 | -6.6845 | 2842.0423 | 21258.4765 |  | 0
1923-05-15 | 0 | 0 | 0 | 0 | -6.6845 | -6.6845 | 2835.3578 | 21208.4765 |  | 0
1923-05-16 | 0 | 0 | 0 | 0 | -6.6845 | -6.6845 | 2828.6733 | 21158.4764 |  | 0
1923-05-17 | 0 | 0 | 0 | 0 | -6.6845 | -6.6845 | 2821.9888 | 21108.4764 |  | 0
1923-05-18 | 0 | 0 | 0 | 0 | -6.6845 | -6.6845 | 2815.3043 | 21058.4763 |  | 0
1923-05-19 | 0 | 0 | 0 | 0 | -6.6845 | -6.6845 | 2808.6198 | 21008.4762 |  | 0
1923-05-20 | 0 | 0 | 0 | 0 | -6.6845 | -6.6845 | 2801.9353 | 20958.4762 |  | 0
1923-05-21 | 0 | 0 | 0 | 0 | -6.6845 | -6.6845 | 2795.2508 | 20908.4761 |  | 0
1923-05-22 | 0 | 0 | 0 | 0 | -6.6845 | -6.6845 | 2788.5663 | 20858.4761 |  | 0
1923-05-23 | 0 | 0 | 0 | 0 | -6.6845 | -6.6845 | 2781.8818 | 20808.476 |  | 0
1923-05-24 | 0 | 0 | 0 | 0 | -6.6845 | -6.6845 | 2775.1973 | 20758.4759 |  | 0
1923-05-25 | 0 | 0 | 0 | 0 | -6.6845 | -6.6845 | 2768.5128 | 20708.4759 |  | 0
1923-05-26 | 0 | 0 | 0 | 0 | -6.6845 | -6.6845 | 2761.8283 | 20658.4758 |  | 0
1923-05-27 | 0 | 0 | 0 | 0 | -6.6845 | -6.6845 | 2755.1438 | 20608.4758 |  | 0
1923-05-28 | 0 | 0 | 0 | 0 | -6.6845 | -6.6845 | 2748.4593 | 20558.4757 |  | 0
1923-05-29 | 0 | 0 | 0 | 0 | -6.6845 | -6.6845 | 2741.7748 | 20508.4756 |  | 0
1923-05-30 | 0 | 0 | 0 | 0 | -6.6845 | -6.6845 | 2735.0903 | 20458.4756 |  | 0
1923-05-31 | 0 | 0 | 0 | 0 | -6.6845 | -6.6845 | 2728.4058 | 20408.4755 |  | 0
1923-06-01 | 0 | 0 | 0 | 0 | -6.6845 | -6.6845 | 2721.7213 | 20358.4755 |  | 0
1923-06-02 | 0.01 | 25.1528 | 3.6551 | 3.6551 | 14.8132 | 14.8132 | 2736.5345 | 20469.2783 |  | 0
1923-06-03 | 0 | 0 | 0 | 0 | -6.6845 | -6.6845 | 2729.85 | 20419.2783 |  | 0
1923-06-04 | 0 | 0 | 0 | 0 | -6.6845 | -6.6845 | 2723.1655 | 20369.2782 |  | 0
1923-06-05 | 0 | 0 | 0 | 0 | -6.6845 | -6.6845 | 2716.481 | 20319.2782 |  | 0
1923-06-06 | 0 | 0 | 0 | 0 | -6.6845 | -6.6845 | 2709.7965 | 20269.2781 |  | 0
1923-06-07 | 0 | 0 | 0 | 0 | -6.6845 | -6.6845 | 2703.112 | 20219.278 |  | 0
1923-06-08 | 0 | 0 | 0 | 0 | -6.6845 | -6.6845 | 2696.4275 | 20169.278 |  | 0
1923-06-09 | 0 | 0 | 0 | 0 | -6.6845 | -6.6845 | 2689.743 | 20119.2779 |  | 0
1923-06-10 | 0 | 0 | 0 | 0 | -6.6845 | -6.6845 | 2683.0585 | 20069.2779 |  | 0
1923-06-11 | 0 | 0 | 0 | 0 | -6.6845 | -6.6845 | 2676.374 | 20019.2778 |  | 0
1923-06-12 | 0 | 0 | 0 | 0 | -6.6845 | -6.6845 | 2669.6895 | 19969.2777 |  | 0
1923-06-13 | 0 | 0 | 0 | 0 | -6.6845 | -6.6845 | 2663.005 | 19919.2777 |  | 0
1923-06-14 | 0 | 0 | 0 | 0 | -6.6845 | -6.6845 | 2656.3205 | 19869.2776 |  | 0
1923-06-15 | 0 | 0 | 0 | 0 | -6.6845 | -6.6845 | 2649.636 | 19819.2776 |  | 0
1923-06-16 | 0 | 0 | 0 | 0 | -6.6845 | -6.6845 | 2642.9515 | 19769.2775 |  | 0
1923-06-17 | 0 | 0 | 0 | 0 | -6.6845 | -6.6845 | 2636.267 | 19719.2774 |  | 0
1923-06-18 | 0.078333 | 197.0303 | 3.6551 | 3.6551 | 186.6907 | 186.6907 | 2822.9577 | 21115.7238 |  | 0
1923-06-19 | 0.0083333 | 20.9607 | 3.6551 | 3.6551 | 10.6211 | 10.6211 | 2833.5788 | 21195.1695 |  | 0
1923-06-20 | 0.035 | 88.0348 | 3.6551 | 3.6551 | 77.6952 | 77.6952 | 2911.274 | 21776.3297 |  | 0
1923-06-21 | 0.016667 | 41.9213 | 3.6551 | 3.6551 | 31.5818 | 31.5818 | 2942.8558 | 22012.5613 |  | 0
1923-06-22 | 0 | 0 | 0 | 0 | -6.6845 | -6.6845 | 2936.1713 | 21962.5612 |  | 0
1923-06-23 | 0 | 0 | 0 | 0 | -6.6845 | -6.6845 | 2929.4868 | 21912.5611 |  | 0
1923-06-24 | 0 | 0 | 0 | 0 | -6.6845 | -6.6845 | 2922.8023 | 21862.5611 |  | 0
1923-06-25 | 0 | 0 | 0 | 0 | -6.6845 | -6.6845 | 2916.1178 | 21812.561 |  | 0
1923-06-26 | 0 | 0 | 0 | 0 | -6.6845 | -6.6845 | 2909.4333 | 21762.561 |  | 0
1923-06-27 | 0 | 0 | 0 | 0 | -6.6845 | -6.6845 | 2902.7488 | 21712.5609 |  | 0
1923-06-28 | 0 | 0 | 0 | 0 | -6.6845 | -6.6845 | 2896.0643 | 21662.5608 |  | 0
1923-06-29 | 0 | 0 | 0 | 0 | -6.6845 | -6.6845 | 2889.3798 | 21612.5608 |  | 0
1923-06-30 | 0 | 0 | 0 | 0 | -6.6845 | -6.6845 | 2882.6953 | 21562.5607 |  | 0
1923-07-01 | 0 | 0 | 0 | 0 | -6.6845 | -6.6845 | 2876.0108 | 21512.5607 |  | 0
1923-07-02 | 0 | 0 | 0 | 0 | -6.6845 | -6.6845 | 2869.3263 | 21462.5606 |  | 0
1923-07-03 | 0 | 0 | 0 | 0 | -6.6845 | -6.6845 | 2862.6418 | 21412.5605 |  | 0
1923-07-04 | 0 | 0 | 0 | 0 | -6.6845 | -6.6845 | 2855.9573 | 21362.5605 |  | 0
1923-07-05 | 0 | 0 | 0 | 0 | -6.6845 | -6.6845 | 2849.2728 | 21312.5604 |  | 0
1923-07-06 | 0 | 0 | 0 | 0 | -6.6845 | -6.6845 | 2842.5883 | 21262.5604 |  | 0
1923-07-07 | 0.051667 | 129.9561 | 3.6551 | 3.6551 | 119.6166 | 119.6166 | 2962.2048 | 22157.2922 |  | 0
1923-07-08 | 0 | 0 | 0 | 0 | -6.6845 | -6.6845 | 2955.5203 | 22107.2921 |  | 0
1923-07-09 | 0.033333 | 83.8427 | 3.6551 | 3.6551 | 73.5031 | 73.5031 | 3029.0234 | 22657.0952 |  | 0
1923-07-10 | 0 | 0 | 0 | 0 | -6.6845 | -6.6845 | 3022.3389 | 22607.0951 |  | 0
1923-07-11 | 0 | 0 | 0 | 0 | -6.6845 | -6.6845 | 3015.6544 | 22557.0951 |  | 0
1923-07-12 | 0 | 0 | 0 | 0 | -6.6845 | -6.6845 | 3008.9699 | 22507.095 |  | 0
1923-07-13 | 0 | 0 | 0 | 0 | -6.6845 | -6.6845 | 3002.2854 | 22457.095 |  | 0
1923-07-14 | 0 | 0 | 0 | 0 | -6.6845 | -6.6845 | 2995.6009 | 22407.0949 |  | 0
1923-07-15 | 0 | 0 | 0 | 0 | -6.6845 | -6.6845 | 2988.9164 | 22357.0948 |  | 0
1923-07-16 | 0 | 0 | 0 | 0 | -6.6845 | -6.6845 | 2982.2319 | 22307.0948 |  | 0
1923-07-17 | 0 | 0 | 0 | 0 | -6.6845 | -6.6845 | 2975.5474 | 22257.0947 |  | 0
1923-07-18 | 0 | 0 | 0 | 0 | -6.6845 | -6.6845 | 2968.8629 | 22207.0947 |  | 0
1923-07-19 | 0 | 0 | 0 | 0 | -6.6845 | -6.6845 | 2962.1784 | 22157.0946 |  | 0
1923-07-20 | 0.041667 | 104.8033 | 3.6551 | 3.6551 | 94.4638 | 94.4638 | 3056.6422 | 22863.6835 |  | 0
1923-07-21 | 0.0975 | 245.2398 | 3.6551 | 3.6551 | 234.9002 | 234.9002 | 3291.5424 | 24620.7371 |  | 0
1923-07-22 | 0 | 0 | 0 | 0 | -6.6845 | -6.6845 | 3284.8579 | 24570.7371 |  | 0
1923-07-23 | 0 | 0 | 0 | 0 | -6.6845 | -6.6845 | 3278.1734 | 24520.737 |  | 0
1923-07-24 | 0 | 0 | 0 | 0 | -6.6845 | -6.6845 | 3271.4889 | 24470.7369 |  | 0
1923-07-25 | 0.01 | 25.1528 | 3.6551 | 3.6551 | 14.8132 | 14.8132 | 3286.3021 | 24581.5398 |  | 0
1923-07-26 | 0 | 0 | 0 | 0 | -6.6845 | -6.6845 | 3279.6176 | 24531.5398 |  | 0
1923-07-27 | 0 | 0 | 0 | 0 | -6.6845 | -6.6845 | 3272.9331 | 24481.5397 |  | 0
1923-07-28 | 0 | 0 | 0 | 0 | -6.6845 | -6.6845 | 3266.2486 | 24431.5396 |  | 0
1923-07-29 | 0 | 0 | 0 | 0 | -6.6845 | -6.6845 | 3259.5641 | 24381.5396 |  | 0
1923-07-30 | 0 | 0 | 0 | 0 | -6.6845 | -6.6845 | 3252.8796 | 24331.5395 |  | 0
1923-07-31 | 0 | 0 | 0 | 0 | -6.6845 | -6.6845 | 3246.1951 | 24281.5395 |  | 0
1923-08-01 | 0 | 0 | 0 | 0 | -6.6845 | -6.6845 | 3239.5106 | 24231.5394 |  | 0
1923-08-02 | 0 | 0 | 0 | 0 | -6.6845 | -6.6845 | 3232.8261 | 24181.5393 |  | 0
1923-08-03 | 0 | 0 | 0 | 0 | -6.6845 | -6.6845 | 3226.1416 | 24131.5393 |  | 0
1923-08-04 | 0 | 0 | 0 | 0 | -6.6845 | -6.6845 | 3219.4571 | 24081.5392 |  | 0
1923-08-05 | 0 | 0 | 0 | 0 | -6.6845 | -6.6845 | 3212.7726 | 24031.5392 |  | 0
1923-08-06 | 0.083333 | 209.6067 | 3.6551 | 3.6551 | 199.2671 | 199.2671 | 3412.0397 | 25522.057 |  | 0
1923-08-07 | 0.035 | 88.0348 | 3.6551 | 3.6551 | 77.6952 | 77.6952 | 3489.7349 | 26103.2172 |  | 0
1923-08-08 | 0 | 0 | 0 | 0 | -6.6845 | -6.6845 | 3483.0504 | 26053.2172 |  | 0
1923-08-09 | 0 | 0 | 0 | 0 | -6.6845 | -6.6845 | 3476.3659 | 26003.2171 |  | 0
1923-08-10 | 0 | 0 | 0 | 0 | -6.6845 | -6.6845 | 3469.6814 | 25953.217 |  | 0
1923-08-11 | 0 | 0 | 0 | 0 | -6.6845 | -6.6845 | 3462.9969 | 25903.217 |  | 0
1923-08-12 | 0 | 0 | 0 | 0 | -6.6845 | -6.6845 | 3456.3124 | 25853.2169 |  | 0
1923-08-13 | 0 | 0 | 0 | 0 | -6.6845 | -6.6845 | 3449.6279 | 25803.2169 |  | 0
1923-08-14 | 0 | 0 | 0 | 0 | -6.6845 | -6.6845 | 3442.9434 | 25753.2168 |  | 0
1923-08-15 | 0 | 0 | 0 | 0 | -6.6845 | -6.6845 | 3436.2589 | 25703.2167 |  | 0
1923-08-16 | 0 | 0 | 0 | 0 | -6.6845 | -6.6845 | 3429.5744 | 25653.2167 |  | 0
1923-08-17 | 0 | 0 | 0 | 0 | -6.6845 | -6.6845 | 3422.8899 | 25603.2166 |  | 0
1923-08-18 | 0.044167 | 111.0915 | 3.6551 | 3.6551 | 100.752 | 100.752 | 3523.6419 | 26356.8412 |  | 0
1923-08-19 | 0.035833 | 90.1309 | 3.6551 | 3.6551 | 79.7913 | 79.7913 | 3603.4332 | 26953.68 |  | 0
1923-08-20 | 0 | 0 | 0 | 0 | -6.6845 | -6.6845 | 3596.7487 | 26903.68 |  | 0
1923-08-21 | 0 | 0 | 0 | 0 | -6.6845 | -6.6845 | 3590.0642 | 26853.6799 |  | 0
1923-08-22 | 0 | 0 | 0 | 0 | -6.6845 | -6.6845 | 3583.3797 | 26803.6799 |  | 0
1923-08-23 | 0 | 0 | 0 | 0 | -6.6845 | -6.6845 | 3576.6952 | 26753.6798 |  | 0
1923-08-24 | 0.053333 | 134.1483 | 3.6551 | 3.6551 | 123.8087 | 123.8087 | 3700.5038 | 27679.7688 |  | 0
1923-08-25 | 0.0825 | 207.5106 | 3.6551 | 3.6551 | 197.171 | 197.171 | 3897.6749 | 29154.608 |  | 0
1923-08-26 | 0 | 0 | 0 | 0 | -6.6845 | -6.6845 | 3890.9904 | 29104.6079 |  | 0
1923-08-27 | 0 | 0 | 0 | 0 | -6.6845 | -6.6845 | 3884.3059 | 29054.6079 |  | 0
1923-08-28 | 0 | 0 | 0 | 0 | -6.6845 | -6.6845 | 3877.6214 | 29004.6078 |  | 0
1923-08-29 | 0 | 0 | 0 | 0 | -6.6845 | -6.6845 | 3870.9369 | 28954.6078 |  | 0
1923-08-30 | 0 | 0 | 0 | 0 | -6.6845 | -6.6845 | 3864.2524 | 28904.6077 |  | 0
1923-08-31 | 0.07 | 176.0696 | 3.6551 | 3.6551 | 165.73 | 165.73 | 4003.7455 | 29948.0163 |  | 19.5524
1923-09-01 | 0 | 0 | 0 | 0 | -6.6845 | -6.6845 | 3997.061 | 29898.0163 |  | 0
1923-09-02 | 0 | 0 | 0 | 0 | -6.6845 | -6.6845 | 3990.3765 | 29848.0162 |  | 0
1923-09-03 | 0.0066667 | 16.7685 | 3.6551 | 3.6551 | 6.429 | 6.429 | 3996.8055 | 29896.1048 |  | 0
1923-09-04 | 0 | 0 | 0 | 0 | -6.6845 | -6.6845 | 3990.121 | 29846.1047 |  | 0
1923-09-05 | 0 | 0 | 0 | 0 | -6.6845 | -6.6845 | 3983.4365 | 29796.1047 |  | 0
1923-09-06 | 0 | 0 | 0 | 0 | -6.6845 | -6.6845 | 3976.752 | 29746.1046 |  | 0
1923-09-07 | 0 | 0 | 0 | 0 | -6.6845 | -6.6845 | 3970.0675 | 29696.1045 |  | 0
1923-09-08 | 0 | 0 | 0 | 0 | -6.6845 | -6.6845 | 3963.383 | 29646.1045 |  | 0
1923-09-09 | 0 | 0 | 0 | 0 | -6.6845 | -6.6845 | 3956.6985 | 29596.1044 |  | 0
1923-09-10 | 0 | 0 | 0 | 0 | -6.6845 | -6.6845 | 3950.014 | 29546.1044 |  | 0
1923-09-11 | 0 | 0 | 0 | 0 | -6.6845 | -6.6845 | 3943.3295 | 29496.1043 |  | 0
1923-09-12 | 0 | 0 | 0 | 0 | -6.6845 | -6.6845 | 3936.645 | 29446.1042 |  | 0
1923-09-13 | 0 | 0 | 0 | 0 | -6.6845 | -6.6845 | 3929.9605 | 29396.1042 |  | 0
1923-09-14 | 0 | 0 | 0 | 0 | -6.6845 | -6.6845 | 3923.276 | 29346.1041 |  | 0
1923-09-15 | 0 | 0 | 0 | 0 | -6.6845 | -6.6845 | 3916.5915 | 29296.1041 |  | 0
1923-09-16 | 0 | 0 | 0 | 0 | -6.6845 | -6.6845 | 3909.907 | 29246.104 |  | 0
1923-09-17 | 0.11333 | 285.0651 | 3.6551 | 3.6551 | 274.7255 | 274.7255 | 4003.7455 | 29948.0163 |  | 174.2024
1923-09-18 | 0 | 0 | 0 | 0 | -6.6845 | -6.6845 | 3997.061 | 29898.0163 |  | 0
1923-09-19 | 0 | 0 | 0 | 0 | -6.6845 | -6.6845 | 3990.3765 | 29848.0162 |  | 0
1923-09-20 | 0 | 0 | 0 | 0 | -6.6845 | -6.6845 | 3983.692 | 29798.0162 |  | 0
1923-09-21 | 0 | 0 | 0 | 0 | -6.6845 | -6.6845 | 3977.0075 | 29748.0161 |  | 0
1923-09-22 | 0 | 0 | 0 | 0 | -6.6845 | -6.6845 | 3970.323 | 29698.016 |  | 0
1923-09-23 | 0 | 0 | 0 | 0 | -6.6845 | -6.6845 | 3963.6385 | 29648.016 |  | 0
1923-09-24 | 0 | 0 | 0 | 0 | -6.6845 | -6.6845 | 3956.954 | 29598.0159 |  | 0
1923-09-25 | 0 | 0 | 0 | 0 | -6.6845 | -6.6845 | 3950.2695 | 29548.0159 |  | 0
1923-09-26 | 0 | 0 | 0 | 0 | -6.6845 | -6.6845 | 3943.585 | 29498.0158 |  | 0
1923-09-27 | 0 | 0 | 0 | 0 | -6.6845 | -6.6845 | 3936.9005 | 29448.0157 |  | 0
1923-09-28 | 0 | 0 | 0 | 0 | -6.6845 | -6.6845 | 3930.216 | 29398.0157 |  | 0
1923-09-29 | 0 | 0 | 0 | 0 | -6.6845 | -6.6845 | 3923.5315 | 29348.0156 |  | 0
1923-09-30 | 0 | 0 | 0 | 0 | -6.6845 | -6.6845 | 3916.847 | 29298.0156 |  | 0
1923-10-01 | 0 | 0 | 0 | 0 | -6.6845 | -6.6845 | 3910.1625 | 29248.0155 |  | 0
1923-10-02 | 0 | 0 | 0 | 0 | -6.6845 | -6.6845 | 3903.478 | 29198.0154 |  | 0
1923-10-03 | 0 | 0 | 0 | 0 | -6.6845 | -6.6845 | 3896.7935 | 29148.0154 |  | 0
1923-10-04 | 0 | 0 | 0 | 0 | -6.6845 | -6.6845 | 3890.109 | 29098.0153 |  | 0
1923-10-05 | 0 | 0 | 0 | 0 | -6.6845 | -6.6845 | 3883.4245 | 29048.0153 |  | 0
1923-10-06 | 0 | 0 | 0 | 0 | -6.6845 | -6.6845 | 3876.74 | 28998.0152 |  | 0
1923-10-07 | 0 | 0 | 0 | 0 | -6.6845 | -6.6845 | 3870.0555 | 28948.0151 |  | 0
1923-10-08 | 0 | 0 | 0 | 0 | -6.6845 | -6.6845 | 3863.371 | 28898.0151 |  | 0
1923-10-09 | 0 | 0 | 0 | 0 | -6.6845 | -6.6845 | 3856.6865 | 28848.015 |  | 0
1923-10-10 | 0 | 0 | 0 | 0 | -6.6845 | -6.6845 | 3850.002 | 28798.015 |  | 0
1923-10-11 | 0 | 0 | 0 | 0 | -6.6845 | -6.6845 | 3843.3175 | 28748.0149 |  | 0
1923-10-12 | 0 | 0 | 0 | 0 | -6.6845 | -6.6845 | 3836.633 | 28698.0148 |  | 0
1923-10-13 | 0 | 0 | 0 | 0 | -6.6845 | -6.6845 | 3829.9485 | 28648.0148 |  | 0
1923-10-14 | 0 | 0 | 0 | 0 | -6.6845 | -6.6845 | 3823.264 | 28598.0147 |  | 0
1923-10-15 | 0 | 0 | 0 | 0 | -6.6845 | -6.6845 | 3816.5795 | 28548.0147 |  | 0
1923-10-16 | 0 | 0 | 0 | 0 | -6.6845 | -6.6845 | 3809.895 | 28498.0146 |  | 0
1923-10-17 | 0 | 0 | 0 | 0 | -6.6845 | -6.6845 | 3803.2105 | 28448.0145 |  | 0
1923-10-18 | 0 | 0 | 0 | 0 | -6.6845 | -6.6845 | 3796.526 | 28398.0145 |  | 0
1923-10-19 | 0 | 0 | 0 | 0 | -6.6845 | -6.6845 | 3789.8415 | 28348.0144 |  | 0
1923-10-20 | 0 | 0 | 0 | 0 | -6.6845 | -6.6845 | 3783.157 | 28298.0144 |  | 0
1923-10-21 | 0 | 0 | 0 | 0 | -6.6845 | -6.6845 | 3776.4725 | 28248.0143 |  | 0
1923-10-22 | 0 | 0 | 0 | 0 | -6.6845 | -6.6845 | 3769.788 | 28198.0142 |  | 0
1923-10-23 | 0 | 0 | 0 | 0 | -6.6845 | -6.6845 | 3763.1035 | 28148.0142 |  | 0
1923-10-24 | 0 | 0 | 0 | 0 | -6.6845 | -6.6845 | 3756.419 | 28098.0141 |  | 0
1923-10-25 | 0 | 0 | 0 | 0 | -6.6845 | -6.6845 | 3749.7345 | 28048.0141 |  | 0
1923-10-26 | 0 | 0 | 0 | 0 | -6.6845 | -6.6845 | 3743.05 | 27998.014 |  | 0
1923-10-27 | 0 | 0 | 0 | 0 | -6.6845 | -6.6845 | 3736.3655 | 27948.0139 |  | 0
1923-10-28 | 0.089167 | 224.2791 | 3.6551 | 3.6551 | 213.9396 | 213.9396 | 3950.3051 | 29548.2818 |  | 0
1923-10-29 | 0 | 0 | 0 | 0 | -6.6845 | -6.6845 | 3943.6206 | 29498.2817 |  | 0
1923-10-30 | 0 | 0 | 0 | 0 | -6.6845 | -6.6845 | 3936.9361 | 29448.2817 |  | 0
1923-10-31 | 0.080833 | 203.3185 | 3.6551 | 3.6551 | 192.9789 | 192.9789 | 4003.7455 | 29948.0163 |  | 119.4849
1923-11-01 | 0 | 0 | 0 | 0 | -6.6845 | -6.6845 | 3997.061 | 29898.0163 |  | 0
1923-11-02 | 0 | 0 | 0 | 0 | -6.6845 | -6.6845 | 3990.3765 | 29848.0162 |  | 0
1923-11-03 | 0 | 0 | 0 | 0 | -6.6845 | -6.6845 | 3983.692 | 29798.0162 |  | 0
1923-11-04 | 0 | 0 | 0 | 0 | -6.6845 | -6.6845 | 3977.0075 | 29748.0161 |  | 0
1923-11-05 | 0 | 0 | 0 | 0 | -6.6845 | -6.6845 | 3970.323 | 29698.016 |  | 0
1923-11-06 | 0 | 0 | 0 | 0 | -6.6845 | -6.6845 | 3963.6385 | 29648.016 |  | 0
1923-11-07 | 0 | 0 | 0 | 0 | -6.6845 | -6.6845 | 3956.954 | 29598.0159 |  | 0
1923-11-08 | 0 | 0 | 0 | 0 | -6.6845 | -6.6845 | 3950.2695 | 29548.0159 |  | 0
1923-11-09 | 0 | 0 | 0 | 0 | -6.6845 | -6.6845 | 3943.585 | 29498.0158 |  | 0
1923-11-10 | 0 | 0 | 0 | 0 | -6.6845 | -6.6845 | 3936.9005 | 29448.0157 |  | 0
1923-11-11 | 0 | 0 | 0 | 0 | -6.6845 | -6.6845 | 3930.216 | 29398.0157 |  | 0
1923-11-12 | 0 | 0 | 0 | 0 | -6.6845 | -6.6845 | 3923.5315 | 29348.0156 |  | 0
1923-11-13 | 0.0675 | 169.7814 | 3.6551 | 3.6551 | 159.4418 | 159.4418 | 4003.7455 | 29948.0163 |  | 72.5433
1923-11-14 | 0 | 0 | 0 | 0 | -6.6845 | -6.6845 | 3997.061 | 29898.0163 |  | 0
1923-11-15 | 0 | 0 | 0 | 0 | -6.6845 | -6.6845 | 3990.3765 | 29848.0162 |  | 0
1923-11-16 | 0 | 0 | 0 | 0 | -6.6845 | -6.6845 | 3983.692 | 29798.0162 |  | 0
1923-11-17 | 0 | 0 | 0 | 0 | -6.6845 | -6.6845 | 3977.0075 | 29748.0161 |  | 0
1923-11-18 | 0 | 0 | 0 | 0 | -6.6845 | -6.6845 | 3970.323 | 29698.016 |  | 0
1923-11-19 | 0 | 0 | 0 | 0 | -6.6845 | -6.6845 | 3963.6385 | 29648.016 |  | 0
1923-11-20 | 0.0091667 | 23.0567 | 3.6551 | 3.6551 | 12.7172 | 12.7172 | 3976.3557 | 29743.1403 |  | 0
1923-11-21 | 0 | 0 | 0 | 0 | -6.6845 | -6.6845 | 3969.6712 | 29693.1402 |  | 0
1923-11-22 | 0 | 0 | 0 | 0 | -6.6845 | -6.6845 | 3962.9867 | 29643.1402 |  | 0
1923-11-23 | 0 | 0 | 0 | 0 | -6.6845 | -6.6845 | 3956.3022 | 29593.1401 |  | 0
1923-11-24 | 0 | 0 | 0 | 0 | -6.6845 | -6.6845 | 3949.6177 | 29543.14 |  | 0
1923-11-25 | 0 | 0 | 0 | 0 | -6.6845 | -6.6845 | 3942.9332 | 29493.14 |  | 0
1923-11-26 | 0 | 0 | 0 | 0 | -6.6845 | -6.6845 | 3936.2487 | 29443.1399 |  | 0
1923-11-27 | 0 | 0 | 0 | 0 | -6.6845 | -6.6845 | 3929.5642 | 29393.1399 |  | 0
1923-11-28 | 0 | 0 | 0 | 0 | -6.6845 | -6.6845 | 3922.8797 | 29343.1398 |  | 0
1923-11-29 | 0 | 0 | 0 | 0 | -6.6845 | -6.6845 | 3916.1952 | 29293.1397 |  | 0
1923-11-30 | 0 | 0 | 0 | 0 | -6.6845 | -6.6845 | 3909.5107 | 29243.1397 |  | 0
1923-12-01 | 0 | 0 | 0 | 0 | -6.6845 | -6.6845 | 3902.8262 | 29193.1396 |  | 0
1923-12-02 | 0.030833 | 77.5545 | 3.6551 | 3.6551 | 67.2149 | 67.2149 | 3970.041 | 29695.907 |  | 0
1923-12-03 | 0 | 0 | 0 | 0 | -6.6845 | -6.6845 | 3963.3565 | 29645.9069 |  | 0
1923-12-04 | 0 | 0 | 0 | 0 | -6.6845 | -6.6845 | 3956.672 | 29595.9069 |  | 0
1923-12-05 | 0 | 0 | 0 | 0 | -6.6845 | -6.6845 | 3949.9875 | 29545.9068 |  | 0
1923-12-06 | 0 | 0 | 0 | 0 | -6.6845 | -6.6845 | 3943.303 | 29495.9067 |  | 0
1923-12-07 | 0 | 0 | 0 | 0 | -6.6845 | -6.6845 | 3936.6185 | 29445.9067 |  | 0
1923-12-08 | 0 | 0 | 0 | 0 | -6.6845 | -6.6845 | 3929.934 | 29395.9066 |  | 0
1923-12-09 | 0 | 0 | 0 | 0 | -6.6845 | -6.6845 | 3923.2495 | 29345.9066 |  | 0
1923-12-10 | 0.021667 | 54.4977 | 3.6551 | 3.6551 | 44.1582 | 44.1582 | 3967.4077 | 29676.2095 |  | 0
1923-12-11 | 0 | 0 | 0 | 0 | -6.6845 | -6.6845 | 3960.7232 | 29626.2095 |  | 0
1923-12-12 | 0 | 0 | 0 | 0 | -6.6845 | -6.6845 | 3954.0387 | 29576.2094 |  | 0
1923-12-13 | 0 | 0 | 0 | 0 | -6.6845 | -6.6845 | 3947.3542 | 29526.2094 |  | 0
1923-12-14 | 0 | 0 | 0 | 0 | -6.6845 | -6.6845 | 3940.6697 | 29476.2093 |  | 0
1923-12-15 | 0 | 0 | 0 | 0 | -6.6845 | -6.6845 | 3933.9852 | 29426.2092 |  | 0
1923-12-16 | 0 | 0 | 0 | 0 | -6.6845 | -6.6845 | 3927.3007 | 29376.2092 |  | 0
1923-12-17 | 0.0275 | 69.1702 | 3.6551 | 3.6551 | 58.8306 | 58.8306 | 3986.1313 | 29816.2622 |  | 0
1923-12-18 | 0 | 0 | 0 | 0 | -6.6845 | -6.6845 | 3979.4468 | 29766.2622 |  | 0
1923-12-19 | 0 | 0 | 0 | 0 | -6.6845 | -6.6845 | 3972.7623 | 29716.2621 |  | 0
1923-12-20 | 0 | 0 | 0 | 0 | -6.6845 | -6.6845 | 3966.0778 | 29666.262 |  | 0
1923-12-21 | 0 | 0 | 0 | 0 | -6.6845 | -6.6845 | 3959.3933 | 29616.262 |  | 0
1923-12-22 | 0 | 0 | 0 | 0 | -6.6845 | -6.6845 | 3952.7088 | 29566.2619 |  | 0
1923-12-23 | 0 | 0 | 0 | 0 | -6.6845 | -6.6845 | 3946.0243 | 29516.2619 |  | 0
1923-12-24 | 0 | 0 | 0 | 0 | -6.6845 | -6.6845 | 3939.3398 | 29466.2618 |  | 0
1923-12-25 | 0 | 0 | 0 | 0 | -6.6845 | -6.6845 | 3932.6553 | 29416.2617 |  | 0
1923-12-26 | 0 | 0 | 0 | 0 | -6.6845 | -6.6845 | 3925.9708 | 29366.2617 |  | 0
1923-12-27 | 0 | 0 | 0 | 0 | -6.6845 | -6.6845 | 3919.2863 | 29316.2616 |  | 0
1923-12-28 | 0 | 0 | 0 | 0 | -6.6845 | -6.6845 | 3912.6018 | 29266.2616 |  | 0
1923-12-29 | 0 | 0 | 0 | 0 | -6.6845 | -6.6845 | 3905.9173 | 29216.2615 |  | 0
1923-12-30 | 0 | 0 | 0 | 0 | -6.6845 | -6.6845 | 3899.2328 | 29166.2614 |  | 0
1923-12-31 | 0 | 0 | 0 | 0 | -6.6845 | -6.6845 | 3892.5483 | 29116.2614 |  | 0
1924-02-01 | 0 | 0 | 0 | 0 | -6.6845 | -6.6845 | 3885.8638 | 29066.2613 |  | 0
1924-02-02 | 0 | 0 | 0 | 0 | -6.6845 | -6.6845 | 3879.1793 | 29016.2613 |  | 0
1924-02-03 | 0 | 0 | 0 | 0 | -6.6845 | -6.6845 | 3872.4948 | 28966.2612 |  | 0
1924-02-04 | 0 | 0 | 0 | 0 | -6.6845 | -6.6845 | 3865.8103 | 28916.2611 |  | 0
1924-02-05 | 0 | 0 | 0 | 0 | -6.6845 | -6.6845 | 3859.1258 | 28866.2611 |  | 0
1924-02-06 | 0 | 0 | 0 | 0 | -6.6845 | -6.6845 | 3852.4413 | 28816.261 |  | 0
1924-02-07 | 0 | 0 | 0 | 0 | -6.6845 | -6.6845 | 3845.7568 | 28766.261 |  | 0
1924-02-08 | 0 | 0 | 0 | 0 | -6.6845 | -6.6845 | 3839.0723 | 28716.2609 |  | 0
1924-02-09 | 0 | 0 | 0 | 0 | -6.6845 | -6.6845 | 3832.3878 | 28666.2608 |  | 0
1924-02-10 | 0 | 0 | 0 | 0 | -6.6845 | -6.6845 | 3825.7033 | 28616.2608 |  | 0
1924-02-11 | 0 | 0 | 0 | 0 | -6.6845 | -6.6845 | 3819.0188 | 28566.2607 |  | 0
1924-02-12 | 0 | 0 | 0 | 0 | -6.6845 | -6.6845 | 3812.3343 | 28516.2607 |  | 0
1924-02-13 | 0 | 0 | 0 | 0 | -6.6845 | -6.6845 | 3805.6498 | 28466.2606 |  | 0
1924-02-14 | 0 | 0 | 0 | 0 | -6.6845 | -6.6845 | 3798.9653 | 28416.2605 |  | 0
1924-02-15 | 0 | 0 | 0 | 0 | -6.6845 | -6.6845 | 3792.2808 | 28366.2605 |  | 0
1924-02-16 | 0.063333 | 159.3011 | 3.6551 | 3.6551 | 148.9615 | 148.9615 | 3941.2423 | 29480.4924 |  | 0
1924-02-17 | 0 | 0 | 0 | 0 | -6.6845 | -6.6845 | 3934.5578 | 29430.4923 |  | 0
1924-02-18 | 0 | 0 | 0 | 0 | -6.6845 | -6.6845 | 3927.8733 | 29380.4923 |  | 0
1924-02-19 | 0 | 0 | 0 | 0 | -6.6845 | -6.6845 | 3921.1888 | 29330.4922 |  | 0
1924-02-20 | 0 | 0 | 0 | 0 | -6.6845 | -6.6845 | 3914.5043 | 29280.4922 |  | 0
1924-02-21 | 0 | 0 | 0 | 0 | -6.6845 | -6.6845 | 3907.8198 | 29230.4921 |  | 0
1924-02-22 | 0 | 0 | 0 | 0 | -6.6845 | -6.6845 | 3901.1353 | 29180.492 |  | 0
1924-02-23 | 0 | 0 | 0 | 0 | -6.6845 | -6.6845 | 3894.4508 | 29130.492 |  | 0
1924-02-24 | 0 | 0 | 0 | 0 | -6.6845 | -6.6845 | 3887.7663 | 29080.4919 |  | 0
1924-02-25 | 0.05 | 125.764 | 3.6551 | 3.6551 | 115.4244 | 115.4244 | 4003.1907 | 29943.8666 |  | 0
1924-02-26 | 0 | 0 | 0 | 0 | -6.6845 | -6.6845 | 3996.5062 | 29893.8665 |  | 0
1924-02-27 | 0 | 0 | 0 | 0 | -6.6845 | -6.6845 | 3989.8217 | 29843.8665 |  | 0
1924-02-28 | 0.05 | 125.764 | 3.6551 | 3.6551 | 115.4244 | 115.4244 | 4003.7455 | 29948.0163 |  | 94.8161
1924-02-29 | 0 | 0 | 0 | 0 | -6.6845 | -6.6845 | 3997.061 | 29898.0163 |  | 0
1924-03-01 | 0 | 0 | 0 | 0 | -6.6845 | -6.6845 | 3990.3765 | 29848.0162 |  | 0
1924-03-02 | 0 | 0 | 0 | 0 | -6.6845 | -6.6845 | 3983.692 | 29798.0162 |  | 0
1924-03-03 | 0 | 0 | 0 | 0 | -6.6845 | -6.6845 | 3977.0075 | 29748.0161 |  | 0
1924-03-04 | 0 | 0 | 0 | 0 | -6.6845 | -6.6845 | 3970.323 | 29698.016 |  | 0
1924-03-05 | 0 | 0 | 0 | 0 | -6.6845 | -6.6845 | 3963.6385 | 29648.016 |  | 0
1924-03-06 | 0 | 0 | 0 | 0 | -6.6845 | -6.6845 | 3956.954 | 29598.0159 |  | 0
1924-03-07 | 0 | 0 | 0 | 0 | -6.6845 | -6.6845 | 3950.2695 | 29548.0159 |  | 0
1924-03-08 | 0 | 0 | 0 | 0 | -6.6845 | -6.6845 | 3943.585 | 29498.0158 |  | 0
1924-03-09 | 0 | 0 | 0 | 0 | -6.6845 | -6.6845 | 3936.9005 | 29448.0157 |  | 0
1924-03-10 | 0 | 0 | 0 | 0 | -6.6845 | -6.6845 | 3930.216 | 29398.0157 |  | 0
1924-03-11 | 0 | 0 | 0 | 0 | -6.6845 | -6.6845 | 3923.5315 | 29348.0156 |  | 0
1924-03-12 | 0 | 0 | 0 | 0 | -6.6845 | -6.6845 | 3916.847 | 29298.0156 |  | 0
1924-03-13 | 0 | 0 | 0 | 0 | -6.6845 | -6.6845 | 3910.1625 | 29248.0155 |  | 0
1924-03-14 | 0 | 0 | 0 | 0 | -6.6845 | -6.6845 | 3903.478 | 29198.0154 |  | 0
1924-03-15 | 0 | 0 | 0 | 0 | -6.6845 | -6.6845 | 3896.7935 | 29148.0154 |  | 0
1924-03-16 | 0 | 0 | 0 | 0 | -6.6845 | -6.6845 | 3890.109 | 29098.0153 |  | 0
1924-03-17 | 0 | 0 | 0 | 0 | -6.6845 | -6.6845 | 3883.4245 | 29048.0153 |  | 0
1924-03-18 | 0 | 0 | 0 | 0 | -6.6845 | -6.6845 | 3876.74 | 28998.0152 |  | 0
1924-03-19 | 0.025 | 62.882 | 3.6551 | 3.6551 | 52.5424 | 52.5424 | 3929.2824 | 29391.0325 |  | 0
1924-03-20 | 0 | 0 | 0 | 0 | -6.6845 | -6.6845 | 3922.5979 | 29341.0324 |  | 0
1924-03-21 | 0 | 0 | 0 | 0 | -6.6845 | -6.6845 | 3915.9134 | 29291.0324 |  | 0
1924-03-22 | 0 | 0 | 0 | 0 | -6.6845 | -6.6845 | 3909.2289 | 29241.0323 |  | 0
1924-03-23 | 0 | 0 | 0 | 0 | -6.6845 | -6.6845 | 3902.5444 | 29191.0323 |  | 0
1924-03-24 | 0 | 0 | 0 | 0 | -6.6845 | -6.6845 | 3895.8599 | 29141.0322 |  | 0
1924-03-25 | 0 | 0 | 0 | 0 | -6.6845 | -6.6845 | 3889.1754 | 29091.0321 |  | 0
1924-03-26 | 0 | 0 | 0 | 0 | -6.6845 | -6.6845 | 3882.4909 | 29041.0321 |  | 0
1924-03-27 | 0 | 0 | 0 | 0 | -6.6845 | -6.6845 | 3875.8064 | 28991.032 |  | 0
1924-03-28 | 0 | 0 | 0 | 0 | -6.6845 | -6.6845 | 3869.1219 | 28941.032 |  | 0
1924-03-29 | 0 | 0 | 0 | 0 | -6.6845 | -6.6845 | 3862.4374 | 28891.0319 |  | 0
1924-03-30 | 0 | 0 | 0 | 0 | -6.6845 | -6.6845 | 3855.7529 | 28841.0318 |  | 0
1924-03-31 | 0 | 0 | 0 | 0 | -6.6845 | -6.6845 | 3849.0684 | 28791.0318 |  | 0
1924-04-01 | 0 | 0 | 0 | 0 | -6.6845 | -6.6845 | 3842.3839 | 28741.0317 |  | 0
1924-04-02 | 0 | 0 | 0 | 0 | -6.6845 | -6.6845 | 3835.6994 | 28691.0317 |  | 0
1924-04-03 | 0 | 0 | 0 | 0 | -6.6845 | -6.6845 | 3829.0149 | 28641.0316 |  | 0
1924-04-04 | 0 | 0 | 0 | 0 | -6.6845 | -6.6845 | 3822.3304 | 28591.0315 |  | 0
1924-04-05 | 0 | 0 | 0 | 0 | -6.6845 | -6.6845 | 3815.6459 | 28541.0315 |  | 0
1924-04-06 | 0 | 0 | 0 | 0 | -6.6845 | -6.6845 | 3808.9614 | 28491.0314 |  | 0
1924-04-07 | 0 | 0 | 0 | 0 | -6.6845 | -6.6845 | 3802.2769 | 28441.0314 |  | 0
1924-04-08 | 0 | 0 | 0 | 0 | -6.6845 | -6.6845 | 3795.5924 | 28391.0313 |  | 0
1924-04-09 | 0 | 0 | 0 | 0 | -6.6845 | -6.6845 | 3788.9079 | 28341.0312 |  | 0
1924-04-10 | 0 | 0 | 0 | 0 | -6.6845 | -6.6845 | 3782.2234 | 28291.0312 |  | 0
1924-04-11 | 0 | 0 | 0 | 0 | -6.6845 | -6.6845 | 3775.5389 | 28241.0311 |  | 0
1924-04-12 | 0 | 0 | 0 | 0 | -6.6845 | -6.6845 | 3768.8544 | 28191.0311 |  | 0
1924-04-13 | 0 | 0 | 0 | 0 | -6.6845 | -6.6845 | 3762.1699 | 28141.031 |  | 0
1924-04-14 | 0 | 0 | 0 | 0 | -6.6845 | -6.6845 | 3755.4854 | 28091.0309 |  | 0
1924-04-15 | 0 | 0 | 0 | 0 | -6.6845 | -6.6845 | 3748.8009 | 28041.0309 |  | 0
1924-04-16 | 0 | 0 | 0 | 0 | -6.6845 | -6.6845 | 3742.1164 | 27991.0308 |  | 0
1924-04-17 | 0 | 0 | 0 | 0 | -6.6845 | -6.6845 | 3735.4319 | 27941.0308 |  | 0
1924-04-18 | 0 | 0 | 0 | 0 | -6.6845 | -6.6845 | 3728.7474 | 27891.0307 |  | 0
1924-04-19 | 0 | 0 | 0 | 0 | -6.6845 | -6.6845 | 3722.0629 | 27841.0306 |  | 0
1924-04-20 | 0 | 0 | 0 | 0 | -6.6845 | -6.6845 | 3715.3784 | 27791.0306 |  | 0
1924-04-21 | 0 | 0 | 0 | 0 | -6.6845 | -6.6845 | 3708.6939 | 27741.0305 |  | 0
1924-04-22 | 0 | 0 | 0 | 0 | -6.6845 | -6.6845 | 3702.0094 | 27691.0305 |  | 0
1924-04-23 | 0 | 0 | 0 | 0 | -6.6845 | -6.6845 | 3695.3249 | 27641.0304 |  | 0
1924-04-24 | 0 | 0 | 0 | 0 | -6.6845 | -6.6845 | 3688.6404 | 27591.0303 |  | 0
1924-04-25 | 0 | 0 | 0 | 0 | -6.6845 | -6.6845 | 3681.9559 | 27541.0303 |  | 0
1924-04-26 | 0 | 0 | 0 | 0 | -6.6845 | -6.6845 | 3675.2714 | 27491.0302 |  | 0
1924-04-27 | 0 | 0 | 0 | 0 | -6.6845 | -6.6845 | 3668.5869 | 27441.0302 |  | 0
1924-04-28 | 0 | 0 | 0 | 0 | -6.6845 | -6.6845 | 3661.9024 | 27391.0301 |  | 0
1924-04-29 | 0 | 0 | 0 | 0 | -6.6845 | -6.6845 | 3655.2179 | 27341.03 |  | 0
1924-04-30 | 0 | 0 | 0 | 0 | -6.6845 | -6.6845 | 3648.5334 | 27291.03 |  | 0
1924-05-01 | 0 | 0 | 0 | 0 | -6.6845 | -6.6845 | 3641.8489 | 27241.0299 |  | 0
1924-05-02 | 0 | 0 | 0 | 0 | -6.6845 | -6.6845 | 3635.1644 | 27191.0299 |  | 0
1924-05-03 | 0 | 0 | 0 | 0 | -6.6845 | -6.6845 | 3628.4799 | 27141.0298 |  | 0
1924-05-04 | 0 | 0 | 0 | 0 | -6.6845 | -6.6845 | 3621.7954 | 27091.0297 |  | 0
1924-05-05 | 0 | 0 | 0 | 0 | -6.6845 | -6.6845 | 3615.1109 | 27041.0297 |  | 0
1924-05-06 | 0 | 0 | 0 | 0 | -6.6845 | -6.6845 | 3608.4264 | 26991.0296 |  | 0
1924-05-07 | 0 | 0 | 0 | 0 | -6.6845 | -6.6845 | 3601.7419 | 26941.0296 |  | 0
1924-05-08 | 0 | 0 | 0 | 0 | -6.6845 | -6.6845 | 3595.0574 | 26891.0295 |  | 0
1924-05-09 | 0 | 0 | 0 | 0 | -6.6845 | -6.6845 | 3588.3729 | 26841.0294 |  | 0
1924-05-10 | 0 | 0 | 0 | 0 | -6.6845 | -6.6845 | 3581.6884 | 26791.0294 |  | 0
1924-05-11 | 0 | 0 | 0 | 0 | -6.6845 | -6.6845 | 3575.0039 | 26741.0293 |  | 0
1924-05-12 | 0 | 0 | 0 | 0 | -6.6845 | -6.6845 | 3568.3194 | 26691.0293 |  | 0
1924-05-13 | 0 | 0 | 0 | 0 | -6.6845 | -6.6845 | 3561.6349 | 26641.0292 |  | 0
1924-05-14 | 0 | 0 | 0 | 0 | -6.6845 | -6.6845 | 3554.9504 | 26591.0291 |  | 0
1924-05-15 | 0 | 0 | 0 | 0 | -6.6845 | -6.6845 | 3548.2659 | 26541.0291 |  | 0
1924-05-16 | 0 | 0 | 0 | 0 | -6.6845 | -6.6845 | 3541.5814 | 26491.029 |  | 0
1924-05-17 | 0 | 0 | 0 | 0 | -6.6845 | -6.6845 | 3534.8969 | 26441.029 |  | 0
1924-05-18 | 0 | 0 | 0 | 0 | -6.6845 | -6.6845 | 3528.2124 | 26391.0289 |  | 0
1924-05-19 | 0 | 0 | 0 | 0 | -6.6845 | -6.6845 | 3521.5279 | 26341.0288 |  | 0
1924-05-20 | 0 | 0 | 0 | 0 | -6.6845 | -6.6845 | 3514.8434 | 26291.0288 |  | 0
1924-05-21 | 0 | 0 | 0 | 0 | -6.6845 | -6.6845 | 3508.1589 | 26241.0287 |  | 0
1924-05-22 | 0 | 0 | 0 | 0 | -6.6845 | -6.6845 | 3501.4744 | 26191.0287 |  | 0
1924-05-23 | 0 | 0 | 0 | 0 | -6.6845 | -6.6845 | 3494.7899 | 26141.0286 |  | 0
1924-05-24 | 0 | 0 | 0 | 0 | -6.6845 | -6.6845 | 3488.1054 | 26091.0285 |  | 0
1924-05-25 | 0.045833 | 115.2837 | 3.6551 | 3.6551 | 104.9441 | 104.9441 | 3593.0495 | 26876.0103 |  | 0
1924-05-26 | 0 | 0 | 0 | 0 | -6.6845 | -6.6845 | 3586.365 | 26826.0102 |  | 0
1924-05-27 | 0 | 0 | 0 | 0 | -6.6845 | -6.6845 | 3579.6805 | 26776.0102 |  | 0
1924-05-28 | 0 | 0 | 0 | 0 | -6.6845 | -6.6845 | 3572.996 | 26726.0101 |  | 0
1924-05-29 | 0 | 0 | 0 | 0 | -6.6845 | -6.6845 | 3566.3115 | 26676.0101 |  | 0
1924-05-30 | 0 | 0 | 0 | 0 | -6.6845 | -6.6845 | 3559.627 | 26626.01 |  | 0
1924-05-31 | 0.0075 | 18.8646 | 3.6551 | 3.6551 | 8.525 | 8.525 | 3568.152 | 26689.7772 |  | 0
1924-06-01 | 0 | 0 | 0 | 0 | -6.6845 | -6.6845 | 3561.4675 | 26639.7771 |  | 0
1924-06-02 | 0.018333 | 46.1135 | 3.6551 | 3.6551 | 35.7739 | 35.7739 | 3597.2414 | 26907.3658 |  | 0
1924-06-03 | 0 | 0 | 0 | 0 | -6.6845 | -6.6845 | 3590.5569 | 26857.3657 |  | 0
1924-06-04 | 0 | 0 | 0 | 0 | -6.6845 | -6.6845 | 3583.8724 | 26807.3656 |  | 0
1924-06-05 | 0 | 0 | 0 | 0 | -6.6845 | -6.6845 | 3577.1879 | 26757.3656 |  | 0
1924-06-06 | 0 | 0 | 0 | 0 | -6.6845 | -6.6845 | 3570.5034 | 26707.3655 |  | 0
1924-06-07 | 0 | 0 | 0 | 0 | -6.6845 | -6.6845 | 3563.8189 | 26657.3655 |  | 0
1924-06-08 | 0 | 0 | 0 | 0 | -6.6845 | -6.6845 | 3557.1344 | 26607.3654 |  | 0
1924-06-09 | 0 | 0 | 0 | 0 | -6.6845 | -6.6845 | 3550.4499 | 26557.3653 |  | 0
1924-06-10 | 0 | 0 | 0 | 0 | -6.6845 | -6.6845 | 3543.7654 | 26507.3653 |  | 0
1924-06-11 | 0 | 0 | 0 | 0 | -6.6845 | -6.6845 | 3537.0809 | 26457.3652 |  | 0
1924-06-12 | 0 | 0 | 0 | 0 | -6.6845 | -6.6845 | 3530.3964 | 26407.3652 |  | 0
1924-06-13 | 0 | 0 | 0 | 0 | -6.6845 | -6.6845 | 3523.7119 | 26357.3651 |  | 0
1924-06-14 | 0 | 0 | 0 | 0 | -6.6845 | -6.6845 | 3517.0274 | 26307.365 |  | 0
1924-06-15 | 0 | 0 | 0 | 0 | -6.6845 | -6.6845 | 3510.3429 | 26257.365 |  | 0
1924-06-16 | 0 | 0 | 0 | 0 | -6.6845 | -6.6845 | 3503.6584 | 26207.3649 |  | 0
1924-06-17 | 0 | 0 | 0 | 0 | -6.6845 | -6.6845 | 3496.9739 | 26157.3649 |  | 0
1924-06-18 | 0 | 0 | 0 | 0 | -6.6845 | -6.6845 | 3490.2894 | 26107.3648 |  | 0
1924-06-19 | 0 | 0 | 0 | 0 | -6.6845 | -6.6845 | 3483.6049 | 26057.3647 |  | 0
1924-06-20 | 0 | 0 | 0 | 0 | -6.6845 | -6.6845 | 3476.9204 | 26007.3647 |  | 0
1924-06-21 | 0 | 0 | 0 | 0 | -6.6845 | -6.6845 | 3470.2359 | 25957.3646 |  | 0
1924-06-22 | 0 | 0 | 0 | 0 | -6.6845 | -6.6845 | 3463.5514 | 25907.3646 |  | 0
1924-06-23 | 0 | 0 | 0 | 0 | -6.6845 | -6.6845 | 3456.8669 | 25857.3645 |  | 0
1924-06-24 | 0 | 0 | 0 | 0 | -6.6845 | -6.6845 | 3450.1824 | 25807.3644 |  | 0
1924-06-25 | 0 | 0 | 0 | 0 | -6.6845 | -6.6845 | 3443.4979 | 25757.3644 |  | 0
1924-06-26 | 0 | 0 | 0 | 0 | -6.6845 | -6.6845 | 3436.8134 | 25707.3643 |  | 0
1924-06-27 | 0 | 0 | 0 | 0 | -6.6845 | -6.6845 | 3430.1289 | 25657.3643 |  | 0
1924-06-28 | 0 | 0 | 0 | 0 | -6.6845 | -6.6845 | 3423.4444 | 25607.3642 |  | 0
1924-06-29 | 0 | 0 | 0 | 0 | -6.6845 | -6.6845 | 3416.7599 | 25557.3641 |  | 0
1924-06-30 | 0 | 0 | 0 | 0 | -6.6845 | -6.6845 | 3410.0754 | 25507.3641 |  | 0
1924-07-01 | 0 | 0 | 0 | 0 | -6.6845 | -6.6845 | 3403.3909 | 25457.364 |  | 0
1924-07-02 | 0.035833 | 90.1309 | 3.6551 | 3.6551 | 79.7913 | 79.7913 | 3483.1822 | 26054.2028 |  | 0
1924-07-03 | 0 | 0 | 0 | 0 | -6.6845 | -6.6845 | 3476.4977 | 26004.2028 |  | 0
1924-07-04 | 0 | 0 | 0 | 0 | -6.6845 | -6.6845 | 3469.8132 | 25954.2027 |  | 0
1924-07-05 | 0.021667 | 54.4977 | 3.6551 | 3.6551 | 44.1582 | 44.1582 | 3513.9714 | 26284.5057 |  | 0
1924-07-06 | 0 | 0 | 0 | 0 | -6.6845 | -6.6845 | 3507.2869 | 26234.5057 |  | 0
1924-07-07 | 0 | 0 | 0 | 0 | -6.6845 | -6.6845 | 3500.6024 | 26184.5056 |  | 0
1924-07-08 | 0 | 0 | 0 | 0 | -6.6845 | -6.6845 | 3493.9179 | 26134.5055 |  | 0
1924-07-09 | 0 | 0 | 0 | 0 | -6.6845 | -6.6845 | 3487.2334 | 26084.5055 |  | 0
1924-07-10 | 0 | 0 | 0 | 0 | -6.6845 | -6.6845 | 3480.5489 | 26034.5054 |  | 0
1924-07-11 | 0 | 0 | 0 | 0 | -6.6845 | -6.6845 | 3473.8644 | 25984.5054 |  | 0
1924-07-12 | 0 | 0 | 0 | 0 | -6.6845 | -6.6845 | 3467.1799 | 25934.5053 |  | 0
1924-07-13 | 0 | 0 | 0 | 0 | -6.6845 | -6.6845 | 3460.4954 | 25884.5052 |  | 0
1924-07-14 | 0 | 0 | 0 | 0 | -6.6845 | -6.6845 | 3453.8109 | 25834.5052 |  | 0
1924-07-15 | 0 | 0 | 0 | 0 | -6.6845 | -6.6845 | 3447.1264 | 25784.5051 |  | 0
1924-07-16 | 0.025 | 62.882 | 3.6551 | 3.6551 | 52.5424 | 52.5424 | 3499.6688 | 26177.5224 |  | 0
1924-07-17 | 0 | 0 | 0 | 0 | -6.6845 | -6.6845 | 3492.9843 | 26127.5224 |  | 0
1924-07-18 | 0.054167 | 136.2443 | 3.6551 | 3.6551 | 125.9048 | 125.9048 | 3618.889 | 27069.2899 |  | 0
1924-07-19 | 0.095833 | 241.0477 | 3.6551 | 3.6551 | 230.7081 | 230.7081 | 3849.5971 | 28794.9864 |  | 0
1924-07-20 | 0 | 0 | 0 | 0 | -6.6845 | -6.6845 | 3842.9126 | 28744.9863 |  | 0
1924-07-21 | 0.079167 | 199.1263 | 3.6551 | 3.6551 | 188.7868 | 188.7868 | 4003.7455 | 29948.0163 |  | 21.2694
1924-07-22 | 0 | 0 | 0 | 0 | -6.6845 | -6.6845 | 3997.061 | 29898.0163 |  | 0
1924-07-23 | 0 | 0 | 0 | 0 | -6.6845 | -6.6845 | 3990.3765 | 29848.0162 |  | 0
1924-07-24 | 0 | 0 | 0 | 0 | -6.6845 | -6.6845 | 3983.692 | 29798.0162 |  | 0
1924-07-25 | 0 | 0 | 0 | 0 | -6.6845 | -6.6845 | 3977.0075 | 29748.0161 |  | 0
1924-07-26 | 0 | 0 | 0 | 0 | -6.6845 | -6.6845 | 3970.323 | 29698.016 |  | 0
1924-07-27 | 0.0425 | 106.8994 | 3.6551 | 3.6551 | 96.5598 | 96.5598 | 4003.7455 | 29948.0163 |  | 56.4528
1924-07-28 | 0 | 0 | 0 | 0 | -6.6845 | -6.6845 | 3997.061 | 29898.0163 |  | 0
1924-07-29 | 0 | 0 | 0 | 0 | -6.6845 | -6.6845 | 3990.3765 | 29848.0162 |  | 0
1924-07-30 | 0 | 0 | 0 | 0 | -6.6845 | -6.6845 | 3983.692 | 29798.0162 |  | 0
1924-07-31 | 0 | 0 | 0 | 0 | -6.6845 | -6.6845 | 3977.0075 | 29748.0161 |  | 0
1924-08-01 | 0 | 0 | 0 | 0 | -6.6845 | -6.6845 | 3970.323 | 29698.016 |  | 0
1924-08-02 | 0 | 0 | 0 | 0 | -6.6845 | -6.6845 | 3963.6385 | 29648.016 |  | 0
1924-08-03 | 0 | 0 | 0 | 0 | -6.6845 | -6.6845 | 3956.954 | 29598.0159 |  | 0
1924-08-04 | 0 | 0 | 0 | 0 | -6.6845 | -6.6845 | 3950.2695 | 29548.0159 |  | 0
1924-08-05 | 0.033333 | 83.8427 | 3.6551 | 3.6551 | 73.5031 | 73.5031 | 4003.7455 | 29948.0163 |  | 13.3426
1924-08-06 | 0 | 0 | 0 | 0 | -6.6845 | -6.6845 | 3997.061 | 29898.0163 |  | 0
1924-08-07 | 0 | 0 | 0 | 0 | -6.6845 | -6.6845 | 3990.3765 | 29848.0162 |  | 0
1924-08-08 | 0 | 0 | 0 | 0 | -6.6845 | -6.6845 | 3983.692 | 29798.0162 |  | 0
1924-08-09 | 0 | 0 | 0 | 0 | -6.6845 | -6.6845 | 3977.0075 | 29748.0161 |  | 0
1924-08-10 | 0 | 0 | 0 | 0 | -6.6845 | -6.6845 | 3970.323 | 29698.016 |  | 0
1924-08-11 | 0 | 0 | 0 | 0 | -6.6845 | -6.6845 | 3963.6385 | 29648.016 |  | 0
1924-08-12 | 0 | 0 | 0 | 0 | -6.6845 | -6.6845 | 3956.954 | 29598.0159 |  | 0
1924-08-13 | 0 | 0 | 0 | 0 | -6.6845 | -6.6845 | 3950.2695 | 29548.0159 |  | 0
1924-08-14 | 0 | 0 | 0 | 0 | -6.6845 | -6.6845 | 3943.585 | 29498.0158 |  | 0
1924-08-15 | 0.025 | 62.882 | 3.6551 | 3.6551 | 52.5424 | 52.5424 | 3996.1274 | 29891.0331 |  | 0
1924-08-16 | 0 | 0 | 0 | 0 | -6.6845 | -6.6845 | 3989.4429 | 29841.033 |  | 0
1924-08-17 | 0.0125 | 31.441 | 3.6551 | 3.6551 | 21.1014 | 21.1014 | 4003.7455 | 29948.0163 |  | 0.11434
1924-08-18 | 0 | 0 | 0 | 0 | -6.6845 | -6.6845 | 3997.061 | 29898.0163 |  | 0
1924-08-19 | 0 | 0 | 0 | 0 | -6.6845 | -6.6845 | 3990.3765 | 29848.0162 |  | 0
1924-08-20 | 0 | 0 | 0 | 0 | -6.6845 | -6.6845 | 3983.692 | 29798.0162 |  | 0
1924-08-21 | 0 | 0 | 0 | 0 | -6.6845 | -6.6845 | 3977.0075 | 29748.0161 |  | 0
1924-08-22 | 0 | 0 | 0 | 0 | -6.6845 | -6.6845 | 3970.323 | 29698.016 |  | 0
1924-08-23 | 0 | 0 | 0 | 0 | -6.6845 | -6.6845 | 3963.6385 | 29648.016 |  | 0
1924-08-24 | 0 | 0 | 0 | 0 | -6.6845 | -6.6845 | 3956.954 | 29598.0159 |  | 0
1924-08-25 | 0 | 0 | 0 | 0 | -6.6845 | -6.6845 | 3950.2695 | 29548.0159 |  | 0
1924-08-26 | 0 | 0 | 0 | 0 | -6.6845 | -6.6845 | 3943.585 | 29498.0158 |  | 0
1924-08-27 | 0 | 0 | 0 | 0 | -6.6845 | -6.6845 | 3936.9005 | 29448.0157 |  | 0
1924-08-28 | 0 | 0 | 0 | 0 | -6.6845 | -6.6845 | 3930.216 | 29398.0157 |  | 0
1924-08-29 | 0.05 | 125.764 | 3.6551 | 3.6551 | 115.4244 | 115.4244 | 4003.7455 | 29948.0163 |  | 35.2104
1924-08-30 | 0 | 0 | 0 | 0 | -6.6845 | -6.6845 | 3997.061 | 29898.0163 |  | 0
1924-08-31 | 0 | 0 | 0 | 0 | -6.6845 | -6.6845 | 3990.3765 | 29848.0162 |  | 0
1924-09-01 | 0 | 0 | 0 | 0 | -6.6845 | -6.6845 | 3983.692 | 29798.0162 |  | 0
1924-09-02 | 0.0275 | 69.1702 | 3.6551 | 3.6551 | 58.8306 | 58.8306 | 4003.7455 | 29948.0163 |  | 32.0926
1924-09-03 | 0 | 0 | 0 | 0 | -6.6845 | -6.6845 | 3997.061 | 29898.0163 |  | 0
1924-09-04 | 0 | 0 | 0 | 0 | -6.6845 | -6.6845 | 3990.3765 | 29848.0162 |  | 0
1924-09-05 | 0 | 0 | 0 | 0 | -6.6845 | -6.6845 | 3983.692 | 29798.0162 |  | 0
1924-09-06 | 0 | 0 | 0 | 0 | -6.6845 | -6.6845 | 3977.0075 | 29748.0161 |  | 0
1924-09-07 | 0 | 0 | 0 | 0 | -6.6845 | -6.6845 | 3970.323 | 29698.016 |  | 0
1924-09-08 | 0 | 0 | 0 | 0 | -6.6845 | -6.6845 | 3963.6385 | 29648.016 |  | 0
1924-09-09 | 0 | 0 | 0 | 0 | -6.6845 | -6.6845 | 3956.954 | 29598.0159 |  | 0
1924-09-10 | 0 | 0 | 0 | 0 | -6.6845 | -6.6845 | 3950.2695 | 29548.0159 |  | 0
1924-09-11 | 0 | 0 | 0 | 0 | -6.6845 | -6.6845 | 3943.585 | 29498.0158 |  | 0
1924-09-12 | 0 | 0 | 0 | 0 | -6.6845 | -6.6845 | 3936.9005 | 29448.0157 |  | 0
1924-09-13 | 0 | 0 | 0 | 0 | -6.6845 | -6.6845 | 3930.216 | 29398.0157 |  | 0
1924-09-14 | 0.0275 | 69.1702 | 3.6551 | 3.6551 | 58.8306 | 58.8306 | 3989.0466 | 29838.0687 |  | 0
1924-09-15 | 0.13083 | 329.0825 | 3.6551 | 3.6551 | 318.7429 | 318.7429 | 4003.7455 | 29948.0163 |  | 297.3595
1924-09-16 | 0.016667 | 41.9213 | 3.6551 | 3.6551 | 31.5818 | 31.5818 | 4003.7455 | 29948.0163 |  | 24.8973
1924-09-17 | 0 | 0 | 0 | 0 | -6.6845 | -6.6845 | 3997.061 | 29898.0163 |  | 0
1924-09-18 | 0 | 0 | 0 | 0 | -6.6845 | -6.6845 | 3990.3765 | 29848.0162 |  | 0
1924-09-19 | 0 | 0 | 0 | 0 | -6.6845 | -6.6845 | 3983.692 | 29798.0162 |  | 0
1924-09-20 | 0 | 0 | 0 | 0 | -6.6845 | -6.6845 | 3977.0075 | 29748.0161 |  | 0
1924-09-21 | 0 | 0 | 0 | 0 | -6.6845 | -6.6845 | 3970.323 | 29698.016 |  | 0
1924-09-22 | 0 | 0 | 0 | 0 | -6.6845 | -6.6845 | 3963.6385 | 29648.016 |  | 0
1924-09-23 | 0 | 0 | 0 | 0 | -6.6845 | -6.6845 | 3956.954 | 29598.0159 |  | 0
1924-09-24 | 0 | 0 | 0 | 0 | -6.6845 | -6.6845 | 3950.2695 | 29548.0159 |  | 0
1924-09-25 | 0 | 0 | 0 | 0 | -6.6845 | -6.6845 | 3943.585 | 29498.0158 |  | 0
1924-09-26 | 0 | 0 | 0 | 0 | -6.6845 | -6.6845 | 3936.9005 | 29448.0157 |  | 0
1924-09-27 | 0 | 0 | 0 | 0 | -6.6845 | -6.6845 | 3930.216 | 29398.0157 |  | 0
1924-09-28 | 0 | 0 | 0 | 0 | -6.6845 | -6.6845 | 3923.5315 | 29348.0156 |  | 0
1924-09-29 | 0 | 0 | 0 | 0 | -6.6845 | -6.6845 | 3916.847 | 29298.0156 |  | 0
1924-09-30 | 0 | 0 | 0 | 0 | -6.6845 | -6.6845 | 3910.1625 | 29248.0155 |  | 0
1924-11-01 | 0 | 0 | 0 | 0 | -6.6845 | -6.6845 | 3903.478 | 29198.0154 |  | 0
1924-11-02 | 0 | 0 | 0 | 0 | -6.6845 | -6.6845 | 3896.7935 | 29148.0154 |  | 0
1924-11-03 | 0 | 0 | 0 | 0 | -6.6845 | -6.6845 | 3890.109 | 29098.0153 |  | 0
1924-11-04 | 0 | 0 | 0 | 0 | -6.6845 | -6.6845 | 3883.4245 | 29048.0153 |  | 0
1924-11-05 | 0 | 0 | 0 | 0 | -6.6845 | -6.6845 | 3876.74 | 28998.0152 |  | 0
1924-11-06 | 0 | 0 | 0 | 0 | -6.6845 | -6.6845 | 3870.0555 | 28948.0151 |  | 0
1924-11-07 | 0 | 0 | 0 | 0 | -6.6845 | -6.6845 | 3863.371 | 28898.0151 |  | 0
1924-11-08 | 0 | 0 | 0 | 0 | -6.6845 | -6.6845 | 3856.6865 | 28848.015 |  | 0
1924-11-09 | 0 | 0 | 0 | 0 | -6.6845 | -6.6845 | 3850.002 | 28798.015 |  | 0
1924-11-10 | 0 | 0 | 0 | 0 | -6.6845 | -6.6845 | 3843.3175 | 28748.0149 |  | 0
1924-11-11 | 0 | 0 | 0 | 0 | -6.6845 | -6.6845 | 3836.633 | 28698.0148 |  | 0
1924-11-12 | 0 | 0 | 0 | 0 | -6.6845 | -6.6845 | 3829.9485 | 28648.0148 |  | 0
1924-11-13 | 0 | 0 | 0 | 0 | -6.6845 | -6.6845 | 3823.264 | 28598.0147 |  | 0
1924-11-14 | 0 | 0 | 0 | 0 | -6.6845 | -6.6845 | 3816.5795 | 28548.0147 |  | 0
1924-11-15 | 0 | 0 | 0 | 0 | -6.6845 | -6.6845 | 3809.895 | 28498.0146 |  | 0
1924-11-16 | 0 | 0 | 0 | 0 | -6.6845 | -6.6845 | 3803.2105 | 28448.0145 |  | 0
1924-11-17 | 0 | 0 | 0 | 0 | -6.6845 | -6.6845 | 3796.526 | 28398.0145 |  | 0
1924-11-18 | 0 | 0 | 0 | 0 | -6.6845 | -6.6845 | 3789.8415 | 28348.0144 |  | 0
1924-11-19 | 0 | 0 | 0 | 0 | -6.6845 | -6.6845 | 3783.157 | 28298.0144 |  | 0
1924-11-20 | 0 | 0 | 0 | 0 | -6.6845 | -6.6845 | 3776.4725 | 28248.0143 |  | 0
1924-11-21 | 0 | 0 | 0 | 0 | -6.6845 | -6.6845 | 3769.788 | 28198.0142 |  | 0
1924-11-22 | 0 | 0 | 0 | 0 | -6.6845 | -6.6845 | 3763.1035 | 28148.0142 |  | 0
1924-11-23 | 0 | 0 | 0 | 0 | -6.6845 | -6.6845 | 3756.419 | 28098.0141 |  | 0
1924-11-24 | 0 | 0 | 0 | 0 | -6.6845 | -6.6845 | 3749.7345 | 28048.0141 |  | 0
1924-11-25 | 0 | 0 | 0 | 0 | -6.6845 | -6.6845 | 3743.05 | 27998.014 |  | 0
1924-11-26 | 0 | 0 | 0 | 0 | -6.6845 | -6.6845 | 3736.3655 | 27948.0139 |  | 0
1924-11-27 | 0 | 0 | 0 | 0 | -6.6845 | -6.6845 | 3729.681 | 27898.0139 |  | 0
1924-11-28 | 0 | 0 | 0 | 0 | -6.6845 | -6.6845 | 3722.9965 | 27848.0138 |  | 0
1924-11-29 | 0 | 0 | 0 | 0 | -6.6845 | -6.6845 | 3716.312 | 27798.0138 |  | 0
1924-11-30 | 0 | 0 | 0 | 0 | -6.6845 | -6.6845 | 3709.6275 | 27748.0137 |  | 0
1924-12-01 | 0 | 0 | 0 | 0 | -6.6845 | -6.6845 | 3702.943 | 27698.0136 |  | 0
1924-12-02 | 0 | 0 | 0 | 0 | -6.6845 | -6.6845 | 3696.2585 | 27648.0136 |  | 0
1924-12-03 | 0 | 0 | 0 | 0 | -6.6845 | -6.6845 | 3689.574 | 27598.0135 |  | 0
1924-12-04 | 0 | 0 | 0 | 0 | -6.6845 | -6.6845 | 3682.8895 | 27548.0135 |  | 0
1924-12-05 | 0 | 0 | 0 | 0 | -6.6845 | -6.6845 | 3676.205 | 27498.0134 |  | 0
1924-12-06 | 0 | 0 | 0 | 0 | -6.6845 | -6.6845 | 3669.5205 | 27448.0133 |  | 0
1924-12-07 | 0 | 0 | 0 | 0 | -6.6845 | -6.6845 | 3662.836 | 27398.0133 |  | 0
1924-12-08 | 0 | 0 | 0 | 0 | -6.6845 | -6.6845 | 3656.1515 | 27348.0132 |  | 0
1924-12-09 | 0.01 | 25.1528 | 3.6551 | 3.6551 | 14.8132 | 14.8132 | 3670.9647 | 27458.8161 |  | 0
1924-12-10 | 0 | 0 | 0 | 0 | -6.6845 | -6.6845 | 3664.2802 | 27408.816 |  | 0
1924-12-11 | 0 | 0 | 0 | 0 | -6.6845 | -6.6845 | 3657.5957 | 27358.816 |  | 0
1924-12-12 | 0 | 0 | 0 | 0 | -6.6845 | -6.6845 | 3650.9112 | 27308.8159 |  | 0
1924-12-13 | 0 | 0 | 0 | 0 | -6.6845 | -6.6845 | 3644.2267 | 27258.8159 |  | 0
1924-12-14 | 0 | 0 | 0 | 0 | -6.6845 | -6.6845 | 3637.5422 | 27208.8158 |  | 0
1924-12-15 | 0 | 0 | 0 | 0 | -6.6845 | -6.6845 | 3630.8577 | 27158.8157 |  | 0
1924-12-16 | 0 | 0 | 0 | 0 | -6.6845 | -6.6845 | 3624.1732 | 27108.8157 |  | 0
1924-12-17 | 0 | 0 | 0 | 0 | -6.6845 | -6.6845 | 3617.4887 | 27058.8156 |  | 0
1924-12-18 | 0 | 0 | 0 | 0 | -6.6845 | -6.6845 | 3610.8042 | 27008.8156 |  | 0
1924-12-19 | 0 | 0 | 0 | 0 | -6.6845 | -6.6845 | 3604.1197 | 26958.8155 |  | 0
1924-12-20 | 0 | 0 | 0 | 0 | -6.6845 | -6.6845 | 3597.4352 | 26908.8154 |  | 0
1924-12-21 | 0 | 0 | 0 | 0 | -6.6845 | -6.6845 | 3590.7507 | 26858.8154 |  | 0
1924-12-22 | 0 | 0 | 0 | 0 | -6.6845 | -6.6845 | 3584.0662 | 26808.8153 |  | 0
1924-12-23 | 0 | 0 | 0 | 0 | -6.6845 | -6.6845 | 3577.3817 | 26758.8153 |  | 0
1924-12-24 | 0 | 0 | 0 | 0 | -6.6845 | -6.6845 | 3570.6972 | 26708.8152 |  | 0
1924-12-25 | 0 | 0 | 0 | 0 | -6.6845 | -6.6845 | 3564.0127 | 26658.8151 |  | 0
1924-12-26 | 0 | 0 | 0 | 0 | -6.6845 | -6.6845 | 3557.3282 | 26608.8151 |  | 0
1924-12-27 | 0 | 0 | 0 | 0 | -6.6845 | -6.6845 | 3550.6437 | 26558.815 |  | 0
1924-12-28 | 0 | 0 | 0 | 0 | -6.6845 | -6.6845 | 3543.9592 | 26508.815 |  | 0
1924-12-29 | 0 | 0 | 0 | 0 | -6.6845 | -6.6845 | 3537.2747 | 26458.8149 |  | 0
1924-12-30 | 0 | 0 | 0 | 0 | -6.6845 | -6.6845 | 3530.5902 | 26408.8148 |  | 0
1924-12-31 | 0 | 0 | 0 | 0 | -6.6845 | -6.6845 | 3523.9057 | 26358.8148 |  | 0
1925-01-01 | 0 | 0 | 0 | 0 | -6.6845 | -6.6845 | 3517.2212 | 26308.8147 |  | 0 | 1
1925-01-02 | 0 | 0 | 0 | 0 | -6.6845 | -6.6845 | 3510.5367 | 26258.8147 |  | 0
1925-01-03 | 0 | 0 | 0 | 0 | -6.6845 | -6.6845 | 3503.8522 | 26208.8146 |  | 0
1925-01-04 | 0 | 0 | 0 | 0 | -6.6845 | -6.6845 | 3497.1677 | 26158.8145 |  | 0
1925-01-05 | 0 | 0 | 0 | 0 | -6.6845 | -6.6845 | 3490.4832 | 26108.8145 |  | 0
1925-01-06 | 0 | 0 | 0 | 0 | -6.6845 | -6.6845 | 3483.7987 | 26058.8144 |  | 0
1925-01-07 | 0 | 0 | 0 | 0 | -6.6845 | -6.6845 | 3477.1142 | 26008.8144 |  | 0
1925-01-08 | 0 | 0 | 0 | 0 | -6.6845 | -6.6845 | 3470.4297 | 25958.8143 |  | 0
1925-01-09 | 0 | 0 | 0 | 0 | -6.6845 | -6.6845 | 3463.7452 | 25908.8142 |  | 0
1925-01-10 | 0 | 0 | 0 | 0 | -6.6845 | -6.6845 | 3457.0607 | 25858.8142 |  | 0
1925-01-11 | 0 | 0 | 0 | 0 | -6.6845 | -6.6845 | 3450.3762 | 25808.8141 |  | 0
1925-01-12 | 0 | 0 | 0 | 0 | -6.6845 | -6.6845 | 3443.6917 | 25758.8141 |  | 0
1925-01-13 | 0 | 0 | 0 | 0 | -6.6845 | -6.6845 | 3437.0072 | 25708.814 |  | 0 | 1
1925-01-14 | 0 | 0 | 0 | 0 | -6.6845 | -6.6845 | 3430.3227 | 25658.8139 |  | 0
1925-01-15 | 0 | 0 | 0 | 0 | -6.6845 | -6.6845 | 3423.6382 | 25608.8139 |  | 0
1925-01-16 | 0 | 0 | 0 | 0 | -6.6845 | -6.6845 | 3416.9537 | 25558.8138 |  | 0
1925-01-17 | 0 | 0 | 0 | 0 | -6.6845 | -6.6845 | 3410.2692 | 25508.8138 |  | 0
1925-01-18 | 0 | 0 | 0 | 0 | -6.6845 | -6.6845 | 3403.5847 | 25458.8137 |  | 0
1925-01-19 | 0 | 0 | 0 | 0 | -6.6845 | -6.6845 | 3396.9002 | 25408.8136 |  | 0
1925-01-20 | 0 | 0 | 0 | 0 | -6.6845 | -6.6845 | 3390.2157 | 25358.8136 |  | 0
1925-01-21 | 0 | 0 | 0 | 0 | -6.6845 | -6.6845 | 3383.5312 | 25308.8135 |  | 0
1925-01-22 | 0 | 0 | 0 | 0 | -6.6845 | -6.6845 | 3376.8467 | 25258.8135 |  | 0
1925-01-23 | 0 | 0 | 0 | 0 | -6.6845 | -6.6845 | 3370.1622 | 25208.8134 |  | 0
1925-01-24 | 0 | 0 | 0 | 0 | -6.6845 | -6.6845 | 3363.4777 | 25158.8133 |  | 0
1925-01-25 | 0 | 0 | 0 | 0 | -6.6845 | -6.6845 | 3356.7932 | 25108.8133 |  | 0
1925-01-26 | 0 | 0 | 0 | 0 | -6.6845 | -6.6845 | 3350.1087 | 25058.8132 |  | 0
1925-01-27 | 0 | 0 | 0 | 0 | -6.6845 | -6.6845 | 3343.4242 | 25008.8132 |  | 0
1925-01-28 | 0 | 0 | 0 | 0 | -6.6845 | -6.6845 | 3336.7397 | 24958.8131 |  | 0
1925-01-29 | 0 | 0 | 0 | 0 | -6.6845 | -6.6845 | 3330.0552 | 24908.813 |  | 0
1925-01-30 | 0 | 0 | 0 | 0 | -6.6845 | -6.6845 | 3323.3707 | 24858.813 |  | 0
1925-01-31 | 0 | 0 | 0 | 0 | -6.6845 | -6.6845 | 3316.6862 | 24808.8129 |  | 0
1925-02-01 | 0 | 0 | 0 | 0 | -6.6845 | -6.6845 | 3310.0017 | 24758.8129 |  | 0
1925-02-02 | 0 | 0 | 0 | 0 | -6.6845 | -6.6845 | 3303.3172 | 24708.8128 |  | 0
1925-02-03 | 0 | 0 | 0 | 0 | -6.6845 | -6.6845 | 3296.6327 | 24658.8127 |  | 0
1925-02-04 | 0 | 0 | 0 | 0 | -6.6845 | -6.6845 | 3289.9482 | 24608.8127 |  | 0
1925-02-05 | 0 | 0 | 0 | 0 | -6.6845 | -6.6845 | 3283.2637 | 24558.8126 |  | 0
1925-02-06 | 0 | 0 | 0 | 0 | -6.6845 | -6.6845 | 3276.5792 | 24508.8126 |  | 0
1925-02-07 | 0 | 0 | 0 | 0 | -6.6845 | -6.6845 | 3269.8947 | 24458.8125 |  | 0
1925-02-08 | 0 | 0 | 0 | 0 | -6.6845 | -6.6845 | 3263.2102 | 24408.8124 |  | 0
1925-02-09 | 0 | 0 | 0 | 0 | -6.6845 | -6.6845 | 3256.5257 | 24358.8124 |  | 0
1925-02-10 | 0 | 0 | 0 | 0 | -6.6845 | -6.6845 | 3249.8412 | 24308.8123 |  | 0
1925-02-11 | 0 | 0 | 0 | 0 | -6.6845 | -6.6845 | 3243.1567 | 24258.8123 |  | 0
1925-02-12 | 0 | 0 | 0 | 0 | -6.6845 | -6.6845 | 3236.4722 | 24208.8122 |  | 0
1925-02-13 | 0 | 0 | 0 | 0 | -6.6845 | -6.6845 | 3229.7877 | 24158.8121 |  | 0
1925-02-14 | 0 | 0 | 0 | 0 | -6.6845 | -6.6845 | 3223.1032 | 24108.8121 |  | 0
1925-02-15 | 0 | 0 | 0 | 0 | -6.6845 | -6.6845 | 3216.4187 | 24058.812 |  | 0
1925-02-16 | 0 | 0 | 0 | 0 | -6.6845 | -6.6845 | 3209.7342 | 24008.812 |  | 0
1925-02-17 | 0 | 0 | 0 | 0 | -6.6845 | -6.6845 | 3203.0497 | 23958.8119 |  | 0
1925-02-18 | 0 | 0 | 0 | 0 | -6.6845 | -6.6845 | 3196.3652 | 23908.8118 |  | 0
1925-02-19 | 0 | 0 | 0 | 0 | -6.6845 | -6.6845 | 3189.6807 | 23858.8118 |  | 0
1925-02-20 | 0 | 0 | 0 | 0 | -6.6845 | -6.6845 | 3182.9962 | 23808.8117 |  | 0
1925-02-21 | 0 | 0 | 0 | 0 | -6.6845 | -6.6845 | 3176.3117 | 23758.8117 |  | 0
1925-02-22 | 0 | 0 | 0 | 0 | -6.6845 | -6.6845 | 3169.6272 | 23708.8116 |  | 0
1925-02-23 | 0 | 0 | 0 | 0 | -6.6845 | -6.6845 | 3162.9427 | 23658.8115 |  | 0
1925-02-24 | 0 | 0 | 0 | 0 | -6.6845 | -6.6845 | 3156.2582 | 23608.8115 |  | 0
1925-02-25 | 0 | 0 | 0 | 0 | -6.6845 | -6.6845 | 3149.5737 | 23558.8114 |  | 0
1925-02-26 | 0 | 0 | 0 | 0 | -6.6845 | -6.6845 | 3142.8892 | 23508.8114 |  | 0
1925-02-27 | 0 | 0 | 0 | 0 | -6.6845 | -6.6845 | 3136.2047 | 23458.8113 |  | 0
1925-02-28 | 0 | 0 | 0 | 0 | -6.6845 | -6.6845 | 3129.5202 | 23408.8112 |  | 0
1925-03-01 | 0 | 0 | 0 | 0 | -6.6845 | -6.6845 | 3122.8357 | 23358.8112 |  | 0
1925-03-02 | 0 | 0 | 0 | 0 | -6.6845 | -6.6845 | 3116.1512 | 23308.8111 |  | 0
1925-03-03 | 0 | 0 | 0 | 0 | -6.6845 | -6.6845 | 3109.4667 | 23258.8111 |  | 0
1925-03-04 | 0 | 0 | 0 | 0 | -6.6845 | -6.6845 | 3102.7822 | 23208.811 |  | 0
1925-03-05 | 0 | 0 | 0 | 0 | -6.6845 | -6.6845 | 3096.0977 | 23158.8109 |  | 0
1925-03-06 | 0 | 0 | 0 | 0 | -6.6845 | -6.6845 | 3089.4132 | 23108.8109 |  | 0
1925-03-07 | 0 | 0 | 0 | 0 | -6.6845 | -6.6845 | 3082.7287 | 23058.8108 |  | 0
1925-03-08 | 0 | 0 | 0 | 0 | -6.6845 | -6.6845 | 3076.0442 | 23008.8108 |  | 0
1925-03-09 | 0 | 0 | 0 | 0 | -6.6845 | -6.6845 | 3069.3597 | 22958.8107 |  | 0
1925-03-10 | 0 | 0 | 0 | 0 | -6.6845 | -6.6845 | 3062.6752 | 22908.8106 |  | 0
1925-03-11 | 0 | 0 | 0 | 0 | -6.6845 | -6.6845 | 3055.9907 | 22858.8106 |  | 0
1925-03-12 | 0 | 0 | 0 | 0 | -6.6845 | -6.6845 | 3049.3062 | 22808.8105 |  | 0
1925-03-13 | 0 | 0 | 0 | 0 | -6.6845 | -6.6845 | 3042.6217 | 22758.8105 |  | 0
1925-03-14 | 0 | 0 | 0 | 0 | -6.6845 | -6.6845 | 3035.9372 | 22708.8104 |  | 0
1925-03-15 | 0 | 0 | 0 | 0 | -6.6845 | -6.6845 | 3029.2527 | 22658.8103 |  | 0
1925-03-16 | 0 | 0 | 0 | 0 | -6.6845 | -6.6845 | 3022.5682 | 22608.8103 |  | 0
1925-03-17 | 0 | 0 | 0 | 0 | -6.6845 | -6.6845 | 3015.8837 | 22558.8102 |  | 0
1925-03-18 | 0 | 0 | 0 | 0 | -6.6845 | -6.6845 | 3009.1992 | 22508.8102 |  | 0
1925-03-19 | 0 | 0 | 0 | 0 | -6.6845 | -6.6845 | 3002.5147 | 22458.8101 |  | 0
1925-03-20 | 0 | 0 | 0 | 0 | -6.6845 | -6.6845 | 2995.8302 | 22408.81 |  | 0
1925-03-21 | 0 | 0 | 0 | 0 | -6.6845 | -6.6845 | 2989.1457 | 22358.81 |  | 0
1925-03-22 | 0 | 0 | 0 | 0 | -6.6845 | -6.6845 | 2982.4612 | 22308.8099 |  | 0
1925-03-23 | 0 | 0 | 0 | 0 | -6.6845 | -6.6845 | 2975.7767 | 22258.8099 |  | 0
1925-03-24 | 0 | 0 | 0 | 0 | -6.6845 | -6.6845 | 2969.0922 | 22208.8098 |  | 0
1925-03-25 | 0 | 0 | 0 | 0 | -6.6845 | -6.6845 | 2962.4077 | 22158.8097 |  | 0
1925-03-26 | 0 | 0 | 0 | 0 | -6.6845 | -6.6845 | 2955.7232 | 22108.8097 |  | 0
1925-03-27 | 0 | 0 | 0 | 0 | -6.6845 | -6.6845 | 2949.0387 | 22058.8096 |  | 0
1925-03-28 | 0 | 0 | 0 | 0 | -6.6845 | -6.6845 | 2942.3542 | 22008.8096 |  | 0
1925-03-29 | 0 | 0 | 0 | 0 | -6.6845 | -6.6845 | 2935.6697 | 21958.8095 |  | 0
1925-03-30 | 0 | 0 | 0 | 0 | -6.6845 | -6.6845 | 2928.9852 | 21908.8094 |  | 0
1925-03-31 | 0 | 0 | 0 | 0 | -6.6845 | -6.6845 | 2922.3007 | 21858.8094 |  | 0
1925-04-01 | 0 | 0 | 0 | 0 | -6.6845 | -6.6845 | 2915.6162 | 21808.8093 |  | 0
1925-04-02 | 0 | 0 | 0 | 0 | -6.6845 | -6.6845 | 2908.9317 | 21758.8093 |  | 0
1925-04-03 | 0 | 0 | 0 | 0 | -6.6845 | -6.6845 | 2902.2472 | 21708.8092 |  | 0
1925-04-04 | 0 | 0 | 0 | 0 | -6.6845 | -6.6845 | 2895.5627 | 21658.8091 |  | 0
1925-04-05 | 0 | 0 | 0 | 0 | -6.6845 | -6.6845 | 2888.8782 | 21608.8091 |  | 0
1925-04-06 | 0 | 0 | 0 | 0 | -6.6845 | -6.6845 | 2882.1937 | 21558.809 |  | 0
1925-04-07 | 0 | 0 | 0 | 0 | -6.6845 | -6.6845 | 2875.5092 | 21508.809 |  | 0
1925-04-08 | 0 | 0 | 0 | 0 | -6.6845 | -6.6845 | 2868.8247 | 21458.8089 |  | 0
1925-04-09 | 0 | 0 | 0 | 0 | -6.6845 | -6.6845 | 2862.1402 | 21408.8088 |  | 0
1925-04-10 | 0 | 0 | 0 | 0 | -6.6845 | -6.6845 | 2855.4557 | 21358.8088 |  | 0
1925-04-11 | 0.031667 | 79.6505 | 3.6551 | 3.6551 | 69.311 | 69.311 | 2924.7667 | 21877.2547 |  | 0
1925-04-12 | 0 | 0 | 0 | 0 | -6.6845 | -6.6845 | 2918.0822 | 21827.2547 |  | 0
1925-04-13 | 0 | 0 | 0 | 0 | -6.6845 | -6.6845 | 2911.3977 | 21777.2546 |  | 0
1925-04-14 | 0 | 0 | 0 | 0 | -6.6845 | -6.6845 | 2904.7132 | 21727.2545 |  | 0
1925-04-15 | 0 | 0 | 0 | 0 | -6.6845 | -6.6845 | 2898.0287 | 21677.2545 |  | 0
1925-04-16 | 0 | 0 | 0 | 0 | -6.6845 | -6.6845 | 2891.3442 | 21627.2544 |  | 0
1925-04-17 | 0 | 0 | 0 | 0 | -6.6845 | -6.6845 | 2884.6597 | 21577.2544 |  | 0
1925-04-18 | 0 | 0 | 0 | 0 | -6.6845 | -6.6845 | 2877.9752 | 21527.2543 |  | 0
1925-04-19 | 0 | 0 | 0 | 0 | -6.6845 | -6.6845 | 2871.2907 | 21477.2542 |  | 0
1925-04-20 | 0 | 0 | 0 | 0 | -6.6845 | -6.6845 | 2864.6062 | 21427.2542 |  | 0
1925-04-21 | 0 | 0 | 0 | 0 | -6.6845 | -6.6845 | 2857.9217 | 21377.2541 |  | 0
1925-04-22 | 0 | 0 | 0 | 0 | -6.6845 | -6.6845 | 2851.2372 | 21327.2541 |  | 0
1925-04-23 | 0 | 0 | 0 | 0 | -6.6845 | -6.6845 | 2844.5527 | 21277.254 |  | 0
1925-04-24 | 0 | 0 | 0 | 0 | -6.6845 | -6.6845 | 2837.8682 | 21227.2539 |  | 0
1925-04-25 | 0 | 0 | 0 | 0 | -6.6845 | -6.6845 | 2831.1837 | 21177.2539 |  | 0
1925-04-26 | 0 | 0 | 0 | 0 | -6.6845 | -6.6845 | 2824.4992 | 21127.2538 |  | 0
1925-04-27 | 0.030833 | 77.5545 | 3.6551 | 3.6551 | 67.2149 | 67.2149 | 2891.7141 | 21630.0212 |  | 0
1925-04-28 | 0 | 0 | 0 | 0 | -6.6845 | -6.6845 | 2885.0296 | 21580.0211 |  | 0
1925-04-29 | 0 | 0 | 0 | 0 | -6.6845 | -6.6845 | 2878.3451 | 21530.021 |  | 0
1925-04-30 | 0 | 0 | 0 | 0 | -6.6845 | -6.6845 | 2871.6606 | 21480.021 |  | 0
1925-05-01 | 0 | 0 | 0 | 0 | -6.6845 | -6.6845 | 2864.9761 | 21430.0209 |  | 0
1925-05-02 | 0 | 0 | 0 | 0 | -6.6845 | -6.6845 | 2858.2916 | 21380.0209 |  | 0
1925-05-03 | 0 | 0 | 0 | 0 | -6.6845 | -6.6845 | 2851.6071 | 21330.0208 |  | 0
1925-05-04 | 0 | 0 | 0 | 0 | -6.6845 | -6.6845 | 2844.9226 | 21280.0207 |  | 0
1925-05-05 | 0.044167 | 111.0915 | 3.6551 | 3.6551 | 100.752 | 100.752 | 2945.6745 | 22033.6454 |  | 0
1925-05-06 | 0 | 0 | 0 | 0 | -6.6845 | -6.6845 | 2938.99 | 21983.6453 |  | 0
1925-05-07 | 0.033333 | 83.8427 | 3.6551 | 3.6551 | 73.5031 | 73.5031 | 3012.4931 | 22533.4484 |  | 0
1925-05-08 | 0 | 0 | 0 | 0 | -6.6845 | -6.6845 | 3005.8086 | 22483.4483 |  | 0
1925-05-09 | 0 | 0 | 0 | 0 | -6.6845 | -6.6845 | 2999.1241 | 22433.4483 |  | 0
1925-05-10 | 0 | 0 | 0 | 0 | -6.6845 | -6.6845 | 2992.4396 | 22383.4482 |  | 0
1925-05-11 | 0 | 0 | 0 | 0 | -6.6845 | -6.6845 | 2985.7551 | 22333.4481 |  | 0
1925-05-12 | 0 | 0 | 0 | 0 | -6.6845 | -6.6845 | 2979.0706 | 22283.4481 |  | 0
1925-05-13 | 0 | 0 | 0 | 0 | -6.6845 | -6.6845 | 2972.3861 | 22233.448 |  | 0
1925-05-14 | 0 | 0 | 0 | 0 | -6.6845 | -6.6845 | 2965.7016 | 22183.448 |  | 0
1925-05-15 | 0 | 0 | 0 | 0 | -6.6845 | -6.6845 | 2959.0171 | 22133.4479 |  | 0
1925-05-16 | 0 | 0 | 0 | 0 | -6.6845 | -6.6845 | 2952.3326 | 22083.4478 |  | 0
1925-05-17 | 0 | 0 | 0 | 0 | -6.6845 | -6.6845 | 2945.6481 | 22033.4478 |  | 0
1925-05-18 | 0 | 0 | 0 | 0 | -6.6845 | -6.6845 | 2938.9636 | 21983.4477 |  | 0
1925-05-19 | 0 | 0 | 0 | 0 | -6.6845 | -6.6845 | 2932.2791 | 21933.4477 |  | 0
1925-05-20 | 0 | 0 | 0 | 0 | -6.6845 | -6.6845 | 2925.5946 | 21883.4476 |  | 0
1925-05-21 | 0 | 0 | 0 | 0 | -6.6845 | -6.6845 | 2918.9101 | 21833.4475 |  | 0
1925-05-22 | 0 | 0 | 0 | 0 | -6.6845 | -6.6845 | 2912.2256 | 21783.4475 |  | 0
1925-05-23 | 0 | 0 | 0 | 0 | -6.6845 | -6.6845 | 2905.5411 | 21733.4474 |  | 0
1925-05-24 | 0 | 0 | 0 | 0 | -6.6845 | -6.6845 | 2898.8566 | 21683.4474 |  | 0
1925-05-25 | 0 | 0 | 0 | 0 | -6.6845 | -6.6845 | 2892.1721 | 21633.4473 |  | 0
1925-05-26 | 0.0625 | 157.205 | 3.6551 | 3.6551 | 146.8654 | 146.8654 | 3039.0375 | 22732.0006 |  | 0
1925-05-27 | 0 | 0 | 0 | 0 | -6.6845 | -6.6845 | 3032.353 | 22682.0006 |  | 0
1925-05-28 | 0.033333 | 83.8427 | 3.6551 | 3.6551 | 73.5031 | 73.5031 | 3105.8561 | 23231.8037 |  | 0
1925-05-29 | 0 | 0 | 0 | 0 | -6.6845 | -6.6845 | 3099.1716 | 23181.8036 |  | 0
1925-05-30 | 0.056667 | 142.5325 | 3.6551 | 3.6551 | 132.193 | 132.193 | 3231.3646 | 24170.6069 |  | 0
1925-05-31 | 0 | 0 | 0 | 0 | -6.6845 | -6.6845 | 3224.6801 | 24120.6068 |  | 0
1925-06-01 | 0 | 0 | 0 | 0 | -6.6845 | -6.6845 | 3217.9956 | 24070.6068 |  | 0
1925-06-02 | 0 | 0 | 0 | 0 | -6.6845 | -6.6845 | 3211.3111 | 24020.6067 |  | 0
1925-06-03 | 0 | 0 | 0 | 0 | -6.6845 | -6.6845 | 3204.6266 | 23970.6067 |  | 0
1925-06-04 | 0 | 0 | 0 | 0 | -6.6845 | -6.6845 | 3197.9421 | 23920.6066 |  | 0
1925-06-05 | 0 | 0 | 0 | 0 | -6.6845 | -6.6845 | 3191.2576 | 23870.6065 |  | 0
1925-06-06 | 0 | 0 | 0 | 0 | -6.6845 | -6.6845 | 3184.5731 | 23820.6065 |  | 0
1925-06-07 | 0 | 0 | 0 | 0 | -6.6845 | -6.6845 | 3177.8886 | 23770.6064 |  | 0
1925-06-08 | 0 | 0 | 0 | 0 | -6.6845 | -6.6845 | 3171.2041 | 23720.6064 |  | 0
1925-06-09 | 0 | 0 | 0 | 0 | -6.6845 | -6.6845 | 3164.5196 | 23670.6063 |  | 0
1925-06-10 | 0 | 0 | 0 | 0 | -6.6845 | -6.6845 | 3157.8351 | 23620.6062 |  | 0
1925-06-11 | 0 | 0 | 0 | 0 | -6.6845 | -6.6845 | 3151.1506 | 23570.6062 |  | 0
1925-06-12 | 0 | 0 | 0 | 0 | -6.6845 | -6.6845 | 3144.4661 | 23520.6061 |  | 0
1925-06-13 | 0 | 0 | 0 | 0 | -6.6845 | -6.6845 | 3137.7816 | 23470.6061 |  | 0
1925-06-14 | 0 | 0 | 0 | 0 | -6.6845 | -6.6845 | 3131.0971 | 23420.606 |  | 0
1925-06-15 | 0 | 0 | 0 | 0 | -6.6845 | -6.6845 | 3124.4126 | 23370.6059 |  | 0
1925-06-16 | 0 | 0 | 0 | 0 | -6.6845 | -6.6845 | 3117.7281 | 23320.6059 |  | 0
1925-06-17 | 0 | 0 | 0 | 0 | -6.6845 | -6.6845 | 3111.0436 | 23270.6058 |  | 0
1925-06-18 | 0 | 0 | 0 | 0 | -6.6845 | -6.6845 | 3104.3591 | 23220.6058 |  | 0
1925-06-19 | 0 | 0 | 0 | 0 | -6.6845 | -6.6845 | 3097.6746 | 23170.6057 |  | 0
1925-06-20 | 0 | 0 | 0 | 0 | -6.6845 | -6.6845 | 3090.9901 | 23120.6056 |  | 0
1925-06-21 | 0 | 0 | 0 | 0 | -6.6845 | -6.6845 | 3084.3056 | 23070.6056 |  | 0
1925-06-22 | 0 | 0 | 0 | 0 | -6.6845 | -6.6845 | 3077.6211 | 23020.6055 |  | 0
1925-06-23 | 0 | 0 | 0 | 0 | -6.6845 | -6.6845 | 3070.9366 | 22970.6055 |  | 0
1925-06-24 | 0 | 0 | 0 | 0 | -6.6845 | -6.6845 | 3064.2521 | 22920.6054 |  | 0
1925-06-25 | 0.0225 | 56.5938 | 3.6551 | 3.6551 | 46.2542 | 46.2542 | 3110.5063 | 23266.587 |  | 0
1925-06-26 | 0 | 0 | 0 | 0 | -6.6845 | -6.6845 | 3103.8218 | 23216.5869 |  | 0
1925-06-27 | 0 | 0 | 0 | 0 | -6.6845 | -6.6845 | 3097.1373 | 23166.5868 |  | 0
1925-06-28 | 0 | 0 | 0 | 0 | -6.6845 | -6.6845 | 3090.4528 | 23116.5868 |  | 0
1925-06-29 | 0 | 0 | 0 | 0 | -6.6845 | -6.6845 | 3083.7683 | 23066.5867 |  | 0
1925-06-30 | 0 | 0 | 0 | 0 | -6.6845 | -6.6845 | 3077.0838 | 23016.5867 |  | 0
1925-07-01 | 0 | 0 | 0 | 0 | -6.6845 | -6.6845 | 3070.3993 | 22966.5866 |  | 0
1925-07-02 | 0 | 0 | 0 | 0 | -6.6845 | -6.6845 | 3063.7148 | 22916.5865 |  | 0
1925-07-03 | 0.0475 | 119.4758 | 3.6551 | 3.6551 | 109.1362 | 109.1362 | 3172.851 | 23732.9255 |  | 0
1925-07-04 | 0 | 0 | 0 | 0 | -6.6845 | -6.6845 | 3166.1665 | 23682.9254 |  | 0
1925-07-05 | 0 | 0 | 0 | 0 | -6.6845 | -6.6845 | 3159.482 | 23632.9253 |  | 0
1925-07-06 | 0 | 0 | 0 | 0 | -6.6845 | -6.6845 | 3152.7975 | 23582.9253 |  | 0
1925-07-07 | 0 | 0 | 0 | 0 | -6.6845 | -6.6845 | 3146.113 | 23532.9252 |  | 0
1925-07-08 | 0 | 0 | 0 | 0 | -6.6845 | -6.6845 | 3139.4285 | 23482.9252 |  | 0
1925-07-09 | 0 | 0 | 0 | 0 | -6.6845 | -6.6845 | 3132.744 | 23432.9251 |  | 0
1925-07-10 | 0 | 0 | 0 | 0 | -6.6845 | -6.6845 | 3126.0595 | 23382.925 |  | 0
1925-07-11 | 0 | 0 | 0 | 0 | -6.6845 | -6.6845 | 3119.375 | 23332.925 |  | 0
1925-07-12 | 0.0375 | 94.323 | 3.6551 | 3.6551 | 83.9834 | 83.9834 | 3203.3584 | 23961.121 |  | 0
1925-07-13 | 0 | 0 | 0 | 0 | -6.6845 | -6.6845 | 3196.6739 | 23911.1209 |  | 0
1925-07-14 | 0 | 0 | 0 | 0 | -6.6845 | -6.6845 | 3189.9894 | 23861.1208 |  | 0
1925-07-15 | 0 | 0 | 0 | 0 | -6.6845 | -6.6845 | 3183.3049 | 23811.1208 |  | 0
1925-07-16 | 0 | 0 | 0 | 0 | -6.6845 | -6.6845 | 3176.6204 | 23761.1207 |  | 0
1925-07-17 | 0 | 0 | 0 | 0 | -6.6845 | -6.6845 | 3169.9359 | 23711.1207 |  | 0
1925-07-18 | 0 | 0 | 0 | 0 | -6.6845 | -6.6845 | 3163.2514 | 23661.1206 |  | 0
1925-07-19 | 0 | 0 | 0 | 0 | -6.6845 | -6.6845 | 3156.5669 | 23611.1205 |  | 0
1925-07-20 | 0 | 0 | 0 | 0 | -6.6845 | -6.6845 | 3149.8824 | 23561.1205 |  | 0
1925-07-21 | 0 | 0 | 0 | 0 | -6.6845 | -6.6845 | 3143.1979 | 23511.1204 |  | 0
1925-07-22 | 0 | 0 | 0 | 0 | -6.6845 | -6.6845 | 3136.5134 | 23461.1204 |  | 0
1925-07-23 | 0 | 0 | 0 | 0 | -6.6845 | -6.6845 | 3129.8289 | 23411.1203 |  | 0
1925-07-24 | 0 | 0 | 0 | 0 | -6.6845 | -6.6845 | 3123.1444 | 23361.1202 |  | 0
1925-07-25 | 0 | 0 | 0 | 0 | -6.6845 | -6.6845 | 3116.4599 | 23311.1202 |  | 0
1925-07-26 | 0 | 0 | 0 | 0 | -6.6845 | -6.6845 | 3109.7754 | 23261.1201 |  | 0
1925-07-27 | 0 | 0 | 0 | 0 | -6.6845 | -6.6845 | 3103.0909 | 23211.1201 |  | 0
1925-07-28 | 0 | 0 | 0 | 0 | -6.6845 | -6.6845 | 3096.4064 | 23161.12 |  | 0
1925-07-29 | 0 | 0 | 0 | 0 | -6.6845 | -6.6845 | 3089.7219 | 23111.1199 |  | 0
1925-07-30 | 0.05 | 125.764 | 3.6551 | 3.6551 | 115.4244 | 115.4244 | 3205.1463 | 23974.4946 |  | 0
1925-07-31 | 0.054167 | 136.2443 | 3.6551 | 3.6551 | 125.9048 | 125.9048 | 3331.0511 | 24916.2622 |  | 0
1925-08-01 | 0 | 0 | 0 | 0 | -6.6845 | -6.6845 | 3324.3666 | 24866.2621 |  | 0
1925-08-02 | 0 | 0 | 0 | 0 | -6.6845 | -6.6845 | 3317.6821 | 24816.262 |  | 0
1925-08-03 | 0 | 0 | 0 | 0 | -6.6845 | -6.6845 | 3310.9976 | 24766.262 |  | 0
1925-08-04 | 0 | 0 | 0 | 0 | -6.6845 | -6.6845 | 3304.3131 | 24716.2619 |  | 0
1925-08-05 | 0.033333 | 83.8427 | 3.6551 | 3.6551 | 73.5031 | 73.5031 | 3377.8162 | 25266.065 |  | 0
1925-08-06 | 0.11 | 276.6808 | 3.6551 | 3.6551 | 266.3412 | 266.3412 | 3644.1574 | 27258.2973 |  | 0
1925-08-07 | 0 | 0 | 0 | 0 | -6.6845 | -6.6845 | 3637.4729 | 27208.2973 |  | 0
1925-08-08 | 0.0225 | 56.5938 | 3.6551 | 3.6551 | 46.2542 | 46.2542 | 3683.7271 | 27554.2788 |  | 0
1925-08-09 | 0.1225 | 308.1218 | 3.6551 | 3.6551 | 297.7822 | 297.7822 | 3981.5093 | 29781.6898 |  | 0
1925-08-10 | 0 | 0 | 0 | 0 | -6.6845 | -6.6845 | 3974.8248 | 29731.6898 |  | 0
1925-08-11 | 0 | 0 | 0 | 0 | -6.6845 | -6.6845 | 3968.1403 | 29681.6897 |  | 0
1925-08-12 | 0 | 0 | 0 | 0 | -6.6845 | -6.6845 | 3961.4558 | 29631.6897 |  | 0
1925-08-13 | 0 | 0 | 0 | 0 | -6.6845 | -6.6845 | 3954.7713 | 29581.6896 |  | 0
1925-08-14 | 0 | 0 | 0 | 0 | -6.6845 | -6.6845 | 3948.0868 | 29531.6895 |  | 0
1925-08-15 | 0 | 0 | 0 | 0 | -6.6845 | -6.6845 | 3941.4023 | 29481.6895 |  | 0
1925-08-16 | 0 | 0 | 0 | 0 | -6.6845 | -6.6845 | 3934.7178 | 29431.6894 |  | 0
1925-08-17 | 0 | 0 | 0 | 0 | -6.6845 | -6.6845 | 3928.0333 | 29381.6894 |  | 0
1925-08-18 | 0 | 0 | 0 | 0 | -6.6845 | -6.6845 | 3921.3488 | 29331.6893 |  | 0
1925-08-19 | 0 | 0 | 0 | 0 | -6.6845 | -6.6845 | 3914.6643 | 29281.6892 |  | 0
1925-08-20 | 0 | 0 | 0 | 0 | -6.6845 | -6.6845 | 3907.9798 | 29231.6892 |  | 0
1925-08-21 | 0 | 0 | 0 | 0 | -6.6845 | -6.6845 | 3901.2953 | 29181.6891 |  | 0
1925-08-22 | 0 | 0 | 0 | 0 | -6.6845 | -6.6845 | 3894.6108 | 29131.6891 |  | 0
1925-08-23 | 0 | 0 | 0 | 0 | -6.6845 | -6.6845 | 3887.9263 | 29081.689 |  | 0
1925-08-24 | 0 | 0 | 0 | 0 | -6.6845 | -6.6845 | 3881.2418 | 29031.6889 |  | 0
1925-08-25 | 0 | 0 | 0 | 0 | -6.6845 | -6.6845 | 3874.5573 | 28981.6889 |  | 0
1925-08-26 | 0.0125 | 31.441 | 3.6551 | 3.6551 | 21.1014 | 21.1014 | 3895.6588 | 29139.5275 |  | 0
1925-08-27 | 0 | 0 | 0 | 0 | -6.6845 | -6.6845 | 3888.9743 | 29089.5274 |  | 0
1925-08-28 | 0.020833 | 52.4017 | 3.6551 | 3.6551 | 42.0621 | 42.0621 | 3931.0363 | 29404.1518 |  | 0
1925-08-29 | 0 | 0 | 0 | 0 | -6.6845 | -6.6845 | 3924.3518 | 29354.1518 |  | 0
1925-08-30 | 0.10417 | 262.0083 | 3.6551 | 3.6551 | 251.6688 | 251.6688 | 4003.7455 | 29948.0163 |  | 165.5906
1925-08-31 | 0 | 0 | 0 | 0 | -6.6845 | -6.6845 | 3997.061 | 29898.0163 |  | 0
1925-09-01 | 0 | 0 | 0 | 0 | -6.6845 | -6.6845 | 3990.3765 | 29848.0162 |  | 0
1925-09-02 | 0.058333 | 146.7247 | 3.6551 | 3.6551 | 136.3851 | 136.3851 | 4003.7455 | 29948.0163 |  | 116.3316
1925-09-03 | 0 | 0 | 0 | 0 | -6.6845 | -6.6845 | 3997.061 | 29898.0163 |  | 0
1925-09-04 | 0.066667 | 167.6853 | 3.6551 | 3.6551 | 157.3458 | 157.3458 | 4003.7455 | 29948.0163 |  | 143.9768
1925-09-05 | 0 | 0 | 0 | 0 | -6.6845 | -6.6845 | 3997.061 | 29898.0163 |  | 0
1925-09-06 | 0.018333 | 46.1135 | 3.6551 | 3.6551 | 35.7739 | 35.7739 | 4003.7455 | 29948.0163 |  | 22.4049
1925-09-07 | 0 | 0 | 0 | 0 | -6.6845 | -6.6845 | 3997.061 | 29898.0163 |  | 0
1925-09-08 | 0 | 0 | 0 | 0 | -6.6845 | -6.6845 | 3990.3765 | 29848.0162 |  | 0
1925-09-09 | 0 | 0 | 0 | 0 | -6.6845 | -6.6845 | 3983.692 | 29798.0162 |  | 0
1925-09-10 | 0 | 0 | 0 | 0 | -6.6845 | -6.6845 | 3977.0075 | 29748.0161 |  | 0
1925-09-11 | 0 | 0 | 0 | 0 | -6.6845 | -6.6845 | 3970.323 | 29698.016 |  | 0
1925-09-12 | 0 | 0 | 0 | 0 | -6.6845 | -6.6845 | 3963.6385 | 29648.016 |  | 0
1925-09-13 | 0 | 0 | 0 | 0 | -6.6845 | -6.6845 | 3956.954 | 29598.0159 |  | 0
1925-09-14 | 0.033333 | 83.8427 | 3.6551 | 3.6551 | 73.5031 | 73.5031 | 4003.7455 | 29948.0163 |  | 20.0271
1925-09-15 | 0 | 0 | 0 | 0 | -6.6845 | -6.6845 | 3997.061 | 29898.0163 |  | 0
1925-09-16 | 0.0375 | 94.323 | 3.6551 | 3.6551 | 83.9834 | 83.9834 | 4003.7455 | 29948.0163 |  | 70.6144
1925-09-17 | 0 | 0 | 0 | 0 | -6.6845 | -6.6845 | 3997.061 | 29898.0163 |  | 0
1925-09-18 | 0 | 0 | 0 | 0 | -6.6845 | -6.6845 | 3990.3765 | 29848.0162 |  | 0
1925-09-19 | 0 | 0 | 0 | 0 | -6.6845 | -6.6845 | 3983.692 | 29798.0162 |  | 0
1925-09-20 | 0 | 0 | 0 | 0 | -6.6845 | -6.6845 | 3977.0075 | 29748.0161 |  | 0
1925-09-21 | 0 | 0 | 0 | 0 | -6.6845 | -6.6845 | 3970.323 | 29698.016 |  | 0
1925-09-22 | 0 | 0 | 0 | 0 | -6.6845 | -6.6845 | 3963.6385 | 29648.016 |  | 0
1925-09-23 | 0 | 0 | 0 | 0 | -6.6845 | -6.6845 | 3956.954 | 29598.0159 |  | 0
1925-09-24 | 0 | 0 | 0 | 0 | -6.6845 | -6.6845 | 3950.2695 | 29548.0159 |  | 0
1925-09-25 | 0 | 0 | 0 | 0 | -6.6845 | -6.6845 | 3943.585 | 29498.0158 |  | 0
1925-09-26 | 0 | 0 | 0 | 0 | -6.6845 | -6.6845 | 3936.9005 | 29448.0157 |  | 0
1925-09-27 | 0 | 0 | 0 | 0 | -6.6845 | -6.6845 | 3930.216 | 29398.0157 |  | 0
1925-09-28 | 0 | 0 | 0 | 0 | -6.6845 | -6.6845 | 3923.5315 | 29348.0156 |  | 0
1925-09-29 | 0 | 0 | 0 | 0 | -6.6845 | -6.6845 | 3916.847 | 29298.0156 |  | 0
1925-09-30 | 0 | 0 | 0 | 0 | -6.6845 | -6.6845 | 3910.1625 | 29248.0155 |  | 0
1925-10-01 | 0 | 0 | 0 | 0 | -6.6845 | -6.6845 | 3903.478 | 29198.0154 |  | 0
1925-10-02 | 0 | 0 | 0 | 0 | -6.6845 | -6.6845 | 3896.7935 | 29148.0154 |  | 0
1925-10-03 | 0 | 0 | 0 | 0 | -6.6845 | -6.6845 | 3890.109 | 29098.0153 |  | 0
1925-10-04 | 0 | 0 | 0 | 0 | -6.6845 | -6.6845 | 3883.4245 | 29048.0153 |  | 0
1925-10-05 | 0 | 0 | 0 | 0 | -6.6845 | -6.6845 | 3876.74 | 28998.0152 |  | 0
1925-10-06 | 0.053333 | 134.1483 | 3.6551 | 3.6551 | 123.8087 | 123.8087 | 4000.5487 | 29924.1042 |  | 0
1925-10-07 | 0 | 0 | 0 | 0 | -6.6845 | -6.6845 | 3993.8642 | 29874.1041 |  | 0
1925-10-08 | 0 | 0 | 0 | 0 | -6.6845 | -6.6845 | 3987.1797 | 29824.1041 |  | 0
1925-10-09 | 0.038333 | 96.4191 | 3.6551 | 3.6551 | 86.0795 | 86.0795 | 4003.7455 | 29948.0163 |  | 62.8292
1925-10-10 | 0 | 0 | 0 | 0 | -6.6845 | -6.6845 | 3997.061 | 29898.0163 |  | 0
1925-10-11 | 0.034167 | 85.9387 | 3.6551 | 3.6551 | 75.5992 | 75.5992 | 4003.7455 | 29948.0163 |  | 62.2302
1925-10-12 | 0 | 0 | 0 | 0 | -6.6845 | -6.6845 | 3997.061 | 29898.0163 |  | 0
1925-10-13 | 0 | 0 | 0 | 0 | -6.6845 | -6.6845 | 3990.3765 | 29848.0162 |  | 0
1925-10-14 | 0 | 0 | 0 | 0 | -6.6845 | -6.6845 | 3983.692 | 29798.0162 |  | 0
1925-10-15 | 0.044167 | 111.0915 | 3.6551 | 3.6551 | 100.752 | 100.752 | 4003.7455 | 29948.0163 |  | 74.014
1925-10-16 | 0 | 0 | 0 | 0 | -6.6845 | -6.6845 | 3997.061 | 29898.0163 |  | 0
1925-10-17 | 0 | 0 | 0 | 0 | -6.6845 | -6.6845 | 3990.3765 | 29848.0162 |  | 0
1925-10-18 | 0 | 0 | 0 | 0 | -6.6845 | -6.6845 | 3983.692 | 29798.0162 |  | 0
1925-10-19 | 0 | 0 | 0 | 0 | -6.6845 | -6.6845 | 3977.0075 | 29748.0161 |  | 0
1925-10-20 | 0 | 0 | 0 | 0 | -6.6845 | -6.6845 | 3970.323 | 29698.016 |  | 0
1925-10-21 | 0 | 0 | 0 | 0 | -6.6845 | -6.6845 | 3963.6385 | 29648.016 |  | 0
1925-10-22 | 0 | 0 | 0 | 0 | -6.6845 | -6.6845 | 3956.954 | 29598.0159 |  | 0
1925-10-23 | 0 | 0 | 0 | 0 | -6.6845 | -6.6845 | 3950.2695 | 29548.0159 |  | 0
1925-10-24 | 0 | 0 | 0 | 0 | -6.6845 | -6.6845 | 3943.585 | 29498.0158 |  | 0
1925-10-25 | 0.023333 | 58.6899 | 3.6551 | 3.6551 | 48.3503 | 48.3503 | 3991.9353 | 29859.6759 |  | 0
1925-10-26 | 0 | 0 | 0 | 0 | -6.6845 | -6.6845 | 3985.2508 | 29809.6759 |  | 0
1925-10-27 | 0 | 0 | 0 | 0 | -6.6845 | -6.6845 | 3978.5663 | 29759.6758 |  | 0
1925-10-28 | 0 | 0 | 0 | 0 | -6.6845 | -6.6845 | 3971.8818 | 29709.6758 |  | 0
1925-10-29 | 0 | 0 | 0 | 0 | -6.6845 | -6.6845 | 3965.1973 | 29659.6757 |  | 0
1925-10-30 | 0 | 0 | 0 | 0 | -6.6845 | -6.6845 | 3958.5128 | 29609.6756 |  | 0
1925-10-31 | 0 | 0 | 0 | 0 | -6.6845 | -6.6845 | 3951.8283 | 29559.6756 |  | 0
1925-11-01 | 0 | 0 | 0 | 0 | -6.6845 | -6.6845 | 3945.1438 | 29509.6755 |  | 0
1925-11-02 | 0 | 0 | 0 | 0 | -6.6845 | -6.6845 | 3938.4593 | 29459.6755 |  | 0
1925-11-03 | 0 | 0 | 0 | 0 | -6.6845 | -6.6845 | 3931.7748 | 29409.6754 |  | 0
1925-11-04 | 0 | 0 | 0 | 0 | -6.6845 | -6.6845 | 3925.0903 | 29359.6753 |  | 0
1925-11-05 | 0 | 0 | 0 | 0 | -6.6845 | -6.6845 | 3918.4058 | 29309.6753 |  | 0
1925-11-06 | 0 | 0 | 0 | 0 | -6.6845 | -6.6845 | 3911.7213 | 29259.6752 |  | 0
1925-11-07 | 0 | 0 | 0 | 0 | -6.6845 | -6.6845 | 3905.0368 | 29209.6752 |  | 0
1925-11-08 | 0 | 0 | 0 | 0 | -6.6845 | -6.6845 | 3898.3523 | 29159.6751 |  | 0
1925-11-09 | 0 | 0 | 0 | 0 | -6.6845 | -6.6845 | 3891.6678 | 29109.675 |  | 0
1925-11-10 | 0 | 0 | 0 | 0 | -6.6845 | -6.6845 | 3884.9833 | 29059.675 |  | 0
1925-11-11 | 0 | 0 | 0 | 0 | -6.6845 | -6.6845 | 3878.2988 | 29009.6749 |  | 0
1925-11-12 | 0 | 0 | 0 | 0 | -6.6845 | -6.6845 | 3871.6143 | 28959.6749 |  | 0
1925-11-13 | 0 | 0 | 0 | 0 | -6.6845 | -6.6845 | 3864.9298 | 28909.6748 |  | 0
1925-11-14 | 0 | 0 | 0 | 0 | -6.6845 | -6.6845 | 3858.2453 | 28859.6747 |  | 0
1925-11-15 | 0 | 0 | 0 | 0 | -6.6845 | -6.6845 | 3851.5608 | 28809.6747 |  | 0
1925-11-16 | 0 | 0 | 0 | 0 | -6.6845 | -6.6845 | 3844.8763 | 28759.6746 |  | 0
1925-11-17 | 0 | 0 | 0 | 0 | -6.6845 | -6.6845 | 3838.1918 | 28709.6746 |  | 0
1925-11-18 | 0 | 0 | 0 | 0 | -6.6845 | -6.6845 | 3831.5073 | 28659.6745 |  | 0
1925-11-19 | 0 | 0 | 0 | 0 | -6.6845 | -6.6845 | 3824.8228 | 28609.6744 |  | 0
1925-11-20 | 0 | 0 | 0 | 0 | -6.6845 | -6.6845 | 3818.1383 | 28559.6744 |  | 0
1925-11-21 | 0 | 0 | 0 | 0 | -6.6845 | -6.6845 | 3811.4538 | 28509.6743 |  | 0
1925-11-22 | 0 | 0 | 0 | 0 | -6.6845 | -6.6845 | 3804.7693 | 28459.6743 |  | 0
1925-11-23 | 0 | 0 | 0 | 0 | -6.6845 | -6.6845 | 3798.0848 | 28409.6742 |  | 0
1925-11-24 | 0 | 0 | 0 | 0 | -6.6845 | -6.6845 | 3791.4003 | 28359.6741 |  | 0
1925-11-25 | 0 | 0 | 0 | 0 | -6.6845 | -6.6845 | 3784.7158 | 28309.6741 |  | 0
1925-11-26 | 0 | 0 | 0 | 0 | -6.6845 | -6.6845 | 3778.0313 | 28259.674 |  | 0
1925-11-27 | 0 | 0 | 0 | 0 | -6.6845 | -6.6845 | 3771.3468 | 28209.674 |  | 0
1925-11-28 | 0.05 | 125.764 | 3.6551 | 3.6551 | 115.4244 | 115.4244 | 3886.7712 | 29073.0486 |  | 0
1925-11-29 | 0 | 0 | 0 | 0 | -6.6845 | -6.6845 | 3880.0867 | 29023.0486 |  | 0
1925-11-30 | 0 | 0 | 0 | 0 | -6.6845 | -6.6845 | 3873.4022 | 28973.0485 |  | 0
1925-12-01 | 0 | 0 | 0 | 0 | -6.6845 | -6.6845 | 3866.7177 | 28923.0484 |  | 0
1925-12-02 | 0 | 0 | 0 | 0 | -6.6845 | -6.6845 | 3860.0332 | 28873.0484 |  | 0
1925-12-03 | 0 | 0 | 0 | 0 | -6.6845 | -6.6845 | 3853.3487 | 28823.0483 |  | 0
1925-12-04 | 0 | 0 | 0 | 0 | -6.6845 | -6.6845 | 3846.6642 | 28773.0483 |  | 0
1925-12-05 | 0 | 0 | 0 | 0 | -6.6845 | -6.6845 | 3839.9797 | 28723.0482 |  | 0
1925-12-06 | 0 | 0 | 0 | 0 | -6.6845 | -6.6845 | 3833.2952 | 28673.0481 |  | 0
1925-12-07 | 0 | 0 | 0 | 0 | -6.6845 | -6.6845 | 3826.6107 | 28623.0481 |  | 0
1925-12-08 | 0 | 0 | 0 | 0 | -6.6845 | -6.6845 | 3819.9262 | 28573.048 |  | 0
1925-12-09 | 0 | 0 | 0 | 0 | -6.6845 | -6.6845 | 3813.2417 | 28523.048 |  | 0
1925-12-10 | 0 | 0 | 0 | 0 | -6.6845 | -6.6845 | 3806.5572 | 28473.0479 |  | 0
1925-12-11 | 0 | 0 | 0 | 0 | -6.6845 | -6.6845 | 3799.8727 | 28423.0478 |  | 0
1925-12-12 | 0 | 0 | 0 | 0 | -6.6845 | -6.6845 | 3793.1882 | 28373.0478 |  | 0
1925-12-13 | 0 | 0 | 0 | 0 | -6.6845 | -6.6845 | 3786.5037 | 28323.0477 |  | 0
1925-12-14 | 0 | 0 | 0 | 0 | -6.6845 | -6.6845 | 3779.8192 | 28273.0477 |  | 0
1925-12-15 | 0 | 0 | 0 | 0 | -6.6845 | -6.6845 | 3773.1347 | 28223.0476 |  | 0
1925-12-16 | 0 | 0 | 0 | 0 | -6.6845 | -6.6845 | 3766.4502 | 28173.0475 |  | 0
1925-12-17 | 0 | 0 | 0 | 0 | -6.6845 | -6.6845 | 3759.7657 | 28123.0475 |  | 0
1925-12-18 | 0 | 0 | 0 | 0 | -6.6845 | -6.6845 | 3753.0812 | 28073.0474 |  | 0
1925-12-19 | 0 | 0 | 0 | 0 | -6.6845 | -6.6845 | 3746.3967 | 28023.0474 |  | 0
1925-12-20 | 0 | 0 | 0 | 0 | -6.6845 | -6.6845 | 3739.7122 | 27973.0473 |  | 0
1925-12-21 | 0 | 0 | 0 | 0 | -6.6845 | -6.6845 | 3733.0277 | 27923.0472 |  | 0
1925-12-22 | 0 | 0 | 0 | 0 | -6.6845 | -6.6845 | 3726.3432 | 27873.0472 |  | 0
1925-12-23 | 0 | 0 | 0 | 0 | -6.6845 | -6.6845 | 3719.6587 | 27823.0471 |  | 0
1925-12-24 | 0 | 0 | 0 | 0 | -6.6845 | -6.6845 | 3712.9742 | 27773.0471 |  | 0
1925-12-25 | 0 | 0 | 0 | 0 | -6.6845 | -6.6845 | 3706.2897 | 27723.047 |  | 0
1925-12-26 | 0 | 0 | 0 | 0 | -6.6845 | -6.6845 | 3699.6052 | 27673.0469 |  | 0
1925-12-27 | 0 | 0 | 0 | 0 | -6.6845 | -6.6845 | 3692.9207 | 27623.0469 |  | 0
1925-12-28 | 0 | 0 | 0 | 0 | -6.6845 | -6.6845 | 3686.2362 | 27573.0468 |  | 0
1925-12-29 | 0 | 0 | 0 | 0 | -6.6845 | -6.6845 | 3679.5517 | 27523.0468 |  | 0
1925-12-30 | 0 | 0 | 0 | 0 | -6.6845 | -6.6845 | 3672.8672 | 27473.0467 |  | 0
1925-12-31 | 0 | 0 | 0 | 0 | -6.6845 | -6.6845 | 3666.1827 | 27423.0466 |  | 0
1927-02-01 | 0 | 0 | 0 | 0 | -6.6845 | -6.6845 | 3659.4982 | 27373.0466 |  | 0
1927-02-02 | 0 | 0 | 0 | 0 | -6.6845 | -6.6845 | 3652.8137 | 27323.0465 |  | 0
1927-02-03 | 0 | 0 | 0 | 0 | -6.6845 | -6.6845 | 3646.1292 | 27273.0465 |  | 0
1927-02-04 | 0 | 0 | 0 | 0 | -6.6845 | -6.6845 | 3639.4447 | 27223.0464 |  | 0
1927-02-05 | 0 | 0 | 0 | 0 | -6.6845 | -6.6845 | 3632.7602 | 27173.0463 |  | 0
1927-02-06 | 0 | 0 | 0 | 0 | -6.6845 | -6.6845 | 3626.0757 | 27123.0463 |  | 0
1927-02-07 | 0 | 0 | 0 | 0 | -6.6845 | -6.6845 | 3619.3912 | 27073.0462 |  | 0
1927-02-08 | 0 | 0 | 0 | 0 | -6.6845 | -6.6845 | 3612.7067 | 27023.0462 |  | 0
1927-02-09 | 0 | 0 | 0 | 0 | -6.6845 | -6.6845 | 3606.0222 | 26973.0461 |  | 0
1927-02-10 | 0 | 0 | 0 | 0 | -6.6845 | -6.6845 | 3599.3377 | 26923.046 |  | 0
1927-02-11 | 0 | 0 | 0 | 0 | -6.6845 | -6.6845 | 3592.6532 | 26873.046 |  | 0
1927-02-12 | 0.021667 | 54.4977 | 3.6551 | 3.6551 | 44.1582 | 44.1582 | 3636.8114 | 27203.349 |  | 0
1927-02-13 | 0 | 0 | 0 | 0 | -6.6845 | -6.6845 | 3630.1269 | 27153.3489 |  | 0
1927-02-14 | 0 | 0 | 0 | 0 | -6.6845 | -6.6845 | 3623.4424 | 27103.3488 |  | 0
1927-02-15 | 0 | 0 | 0 | 0 | -6.6845 | -6.6845 | 3616.7579 | 27053.3488 |  | 0
1927-02-16 | 0 | 0 | 0 | 0 | -6.6845 | -6.6845 | 3610.0734 | 27003.3487 |  | 0
1927-02-17 | 0 | 0 | 0 | 0 | -6.6845 | -6.6845 | 3603.3889 | 26953.3487 |  | 0
1927-02-18 | 0.005 | 12.5764 | 3.6551 | 3.6551 | 2.2368 | 2.2368 | 3605.6257 | 26970.0801 |  | 0
1927-02-19 | 0 | 0 | 0 | 0 | -6.6845 | -6.6845 | 3598.9412 | 26920.08 |  | 0
1927-02-20 | 0 | 0 | 0 | 0 | -6.6845 | -6.6845 | 3592.2567 | 26870.08 |  | 0
1927-02-21 | 0 | 0 | 0 | 0 | -6.6845 | -6.6845 | 3585.5722 | 26820.0799 |  | 0
1927-02-22 | 0 | 0 | 0 | 0 | -6.6845 | -6.6845 | 3578.8877 | 26770.0798 |  | 0
1927-02-23 | 0 | 0 | 0 | 0 | -6.6845 | -6.6845 | 3572.2032 | 26720.0798 |  | 0
1927-02-24 | 0 | 0 | 0 | 0 | -6.6845 | -6.6845 | 3565.5187 | 26670.0797 |  | 0
1927-02-25 | 0 | 0 | 0 | 0 | -6.6845 | -6.6845 | 3558.8342 | 26620.0797 |  | 0
1927-02-26 | 0 | 0 | 0 | 0 | -6.6845 | -6.6845 | 3552.1497 | 26570.0796 |  | 0
1927-02-27 | 0 | 0 | 0 | 0 | -6.6845 | -6.6845 | 3545.4652 | 26520.0795 |  | 0
1927-02-28 | 0 | 0 | 0 | 0 | -6.6845 | -6.6845 | 3538.7807 | 26470.0795 |  | 0
1927-03-01 | 0 | 0 | 0 | 0 | -6.6845 | -6.6845 | 3532.0962 | 26420.0794 |  | 0
1927-03-02 | 0 | 0 | 0 | 0 | -6.6845 | -6.6845 | 3525.4117 | 26370.0794 |  | 0
1927-03-03 | 0 | 0 | 0 | 0 | -6.6845 | -6.6845 | 3518.7272 | 26320.0793 |  | 0
1927-03-04 | 0 | 0 | 0 | 0 | -6.6845 | -6.6845 | 3512.0427 | 26270.0792 |  | 0
1927-03-05 | 0 | 0 | 0 | 0 | -6.6845 | -6.6845 | 3505.3582 | 26220.0792 |  | 0
1927-03-06 | 0.026667 | 67.0741 | 3.6551 | 3.6551 | 56.7346 | 56.7346 | 3562.0927 | 26644.4536 |  | 0
1927-03-07 | 0 | 0 | 0 | 0 | -6.6845 | -6.6845 | 3555.4082 | 26594.4536 |  | 0
1927-03-08 | 0 | 0 | 0 | 0 | -6.6845 | -6.6845 | 3548.7237 | 26544.4535 |  | 0
1927-03-09 | 0 | 0 | 0 | 0 | -6.6845 | -6.6845 | 3542.0392 | 26494.4535 |  | 0
1927-03-10 | 0 | 0 | 0 | 0 | -6.6845 | -6.6845 | 3535.3547 | 26444.4534 |  | 0
1927-03-11 | 0 | 0 | 0 | 0 | -6.6845 | -6.6845 | 3528.6702 | 26394.4533 |  | 0
1927-03-12 | 0 | 0 | 0 | 0 | -6.6845 | -6.6845 | 3521.9857 | 26344.4533 |  | 0
1927-03-13 | 0 | 0 | 0 | 0 | -6.6845 | -6.6845 | 3515.3012 | 26294.4532 |  | 0
1927-03-14 | 0 | 0 | 0 | 0 | -6.6845 | -6.6845 | 3508.6167 | 26244.4532 |  | 0
1927-03-15 | 0 | 0 | 0 | 0 | -6.6845 | -6.6845 | 3501.9322 | 26194.4531 |  | 0
1927-03-16 | 0 | 0 | 0 | 0 | -6.6845 | -6.6845 | 3495.2477 | 26144.453 |  | 0
1927-03-17 | 0 | 0 | 0 | 0 | -6.6845 | -6.6845 | 3488.5632 | 26094.453 |  | 0
1927-03-18 | 0 | 0 | 0 | 0 | -6.6845 | -6.6845 | 3481.8787 | 26044.4529 |  | 0
1927-03-19 | 0 | 0 | 0 | 0 | -6.6845 | -6.6845 | 3475.1942 | 25994.4529 |  | 0
1927-03-20 | 0 | 0 | 0 | 0 | -6.6845 | -6.6845 | 3468.5097 | 25944.4528 |  | 0
1927-03-21 | 0 | 0 | 0 | 0 | -6.6845 | -6.6845 | 3461.8252 | 25894.4527 |  | 0
1927-03-22 | 0 | 0 | 0 | 0 | -6.6845 | -6.6845 | 3455.1407 | 25844.4527 |  | 0
1927-03-23 | 0 | 0 | 0 | 0 | -6.6845 | -6.6845 | 3448.4562 | 25794.4526 |  | 0
1927-03-24 | 0 | 0 | 0 | 0 | -6.6845 | -6.6845 | 3441.7717 | 25744.4526 |  | 0
1927-03-25 | 0 | 0 | 0 | 0 | -6.6845 | -6.6845 | 3435.0872 | 25694.4525 |  | 0
1927-03-26 | 0 | 0 | 0 | 0 | -6.6845 | -6.6845 | 3428.4027 | 25644.4524 |  | 0
1927-03-27 | 0 | 0 | 0 | 0 | -6.6845 | -6.6845 | 3421.7182 | 25594.4524 |  | 0
1927-03-28 | 0 | 0 | 0 | 0 | -6.6845 | -6.6845 | 3415.0337 | 25544.4523 |  | 0 | 1
1927-03-29 | 0 | 0 | 0 | 0 | -6.6845 | -6.6845 | 3408.3492 | 25494.4523 |  | 0
1927-03-30 | 0 | 0 | 0 | 0 | -6.6845 | -6.6845 | 3401.6647 | 25444.4522 |  | 0
1927-03-31 | 0 | 0 | 0 | 0 | -6.6845 | -6.6845 | 3394.9802 | 25394.4521 |  | 0
1927-04-01 | 0 | 0 | 0 | 0 | -6.6845 | -6.6845 | 3388.2957 | 25344.4521 |  | 0
1927-04-02 | 0 | 0 | 0 | 0 | -6.6845 | -6.6845 | 3381.6112 | 25294.452 |  | 0
1927-04-03 | 0 | 0 | 0 | 0 | -6.6845 | -6.6845 | 3374.9267 | 25244.452 |  | 0
1927-04-04 | 0 | 0 | 0 | 0 | -6.6845 | -6.6845 | 3368.2422 | 25194.4519 |  | 0
1927-04-05 | 0 | 0 | 0 | 0 | -6.6845 | -6.6845 | 3361.5577 | 25144.4518 |  | 0
1927-04-06 | 0.048333 | 121.5719 | 3.6551 | 3.6551 | 111.2323 | 111.2323 | 3472.79 | 25976.4693 |  | 0
1927-04-07 | 0 | 0 | 0 | 0 | -6.6845 | -6.6845 | 3466.1055 | 25926.4693 |  | 0
1927-04-08 | 0 | 0 | 0 | 0 | -6.6845 | -6.6845 | 3459.421 | 25876.4692 |  | 0
1927-04-09 | 0 | 0 | 0 | 0 | -6.6845 | -6.6845 | 3452.7365 | 25826.4692 |  | 0
1927-04-10 | 0 | 0 | 0 | 0 | -6.6845 | -6.6845 | 3446.052 | 25776.4691 |  | 0
1927-04-11 | 0 | 0 | 0 | 0 | -6.6845 | -6.6845 | 3439.3675 | 25726.469 |  | 0
1927-04-12 | 0 | 0 | 0 | 0 | -6.6845 | -6.6845 | 3432.683 | 25676.469 |  | 0
1927-04-13 | 0 | 0 | 0 | 0 | -6.6845 | -6.6845 | 3425.9985 | 25626.4689 |  | 0
1927-04-14 | 0 | 0 | 0 | 0 | -6.6845 | -6.6845 | 3419.314 | 25576.4689 |  | 0
1927-04-15 | 0 | 0 | 0 | 0 | -6.6845 | -6.6845 | 3412.6295 | 25526.4688 |  | 0
1927-04-16 | 0 | 0 | 0 | 0 | -6.6845 | -6.6845 | 3405.945 | 25476.4687 |  | 0
1927-04-17 | 0 | 0 | 0 | 0 | -6.6845 | -6.6845 | 3399.2605 | 25426.4687 |  | 0
1927-04-18 | 0 | 0 | 0 | 0 | -6.6845 | -6.6845 | 3392.576 | 25376.4686 |  | 0
1927-04-19 | 0 | 0 | 0 | 0 | -6.6845 | -6.6845 | 3385.8915 | 25326.4686 |  | 0
1927-04-20 | 0 | 0 | 0 | 0 | -6.6845 | -6.6845 | 3379.207 | 25276.4685 |  | 0
1927-04-21 | 0 | 0 | 0 | 0 | -6.6845 | -6.6845 | 3372.5225 | 25226.4684 |  | 0
1927-04-22 | 0 | 0 | 0 | 0 | -6.6845 | -6.6845 | 3365.838 | 25176.4684 |  | 0
1927-04-23 | 0 | 0 | 0 | 0 | -6.6845 | -6.6845 | 3359.1535 | 25126.4683 |  | 0
1927-04-24 | 0 | 0 | 0 | 0 | -6.6845 | -6.6845 | 3352.469 | 25076.4683 |  | 0
1927-04-25 | 0 | 0 | 0 | 0 | -6.6845 | -6.6845 | 3345.7845 | 25026.4682 |  | 0
1927-04-26 | 0 | 0 | 0 | 0 | -6.6845 | -6.6845 | 3339.1 | 24976.4681 |  | 0
1927-04-27 | 0 | 0 | 0 | 0 | -6.6845 | -6.6845 | 3332.4155 | 24926.4681 |  | 0
1927-04-28 | 0 | 0 | 0 | 0 | -6.6845 | -6.6845 | 3325.731 | 24876.468 |  | 0
1927-04-29 | 0 | 0 | 0 | 0 | -6.6845 | -6.6845 | 3319.0465 | 24826.468 |  | 0
1927-04-30 | 0 | 0 | 0 | 0 | -6.6845 | -6.6845 | 3312.362 | 24776.4679 |  | 0
1927-05-01 | 0 | 0 | 0 | 0 | -6.6845 | -6.6845 | 3305.6775 | 24726.4678 |  | 0
1927-05-02 | 0 | 0 | 0 | 0 | -6.6845 | -6.6845 | 3298.993 | 24676.4678 |  | 0
1927-05-03 | 0 | 0 | 0 | 0 | -6.6845 | -6.6845 | 3292.3085 | 24626.4677 |  | 0
1927-05-04 | 0 | 0 | 0 | 0 | -6.6845 | -6.6845 | 3285.624 | 24576.4677 |  | 0
1927-05-05 | 0 | 0 | 0 | 0 | -6.6845 | -6.6845 | 3278.9395 | 24526.4676 |  | 0
1927-05-06 | 0 | 0 | 0 | 0 | -6.6845 | -6.6845 | 3272.255 | 24476.4675 |  | 0
1927-05-07 | 0 | 0 | 0 | 0 | -6.6845 | -6.6845 | 3265.5705 | 24426.4675 |  | 0
1927-05-08 | 0 | 0 | 0 | 0 | -6.6845 | -6.6845 | 3258.886 | 24376.4674 |  | 0
1927-05-09 | 0 | 0 | 0 | 0 | -6.6845 | -6.6845 | 3252.2015 | 24326.4674 |  | 0
1927-05-10 | 0 | 0 | 0 | 0 | -6.6845 | -6.6845 | 3245.517 | 24276.4673 |  | 0
1927-05-11 | 0 | 0 | 0 | 0 | -6.6845 | -6.6845 | 3238.8325 | 24226.4672 |  | 0
1927-05-12 | 0.036667 | 92.2269 | 3.6551 | 3.6551 | 81.8874 | 81.8874 | 3320.7199 | 24838.9846 |  | 0
1927-05-13 | 0 | 0 | 0 | 0 | -6.6845 | -6.6845 | 3314.0354 | 24788.9846 |  | 0
1927-05-14 | 0 | 0 | 0 | 0 | -6.6845 | -6.6845 | 3307.3509 | 24738.9845 |  | 0
1927-05-15 | 0 | 0 | 0 | 0 | -6.6845 | -6.6845 | 3300.6664 | 24688.9845 |  | 0
1927-05-16 | 0 | 0 | 0 | 0 | -6.6845 | -6.6845 | 3293.9819 | 24638.9844 |  | 0
1927-05-17 | 0 | 0 | 0 | 0 | -6.6845 | -6.6845 | 3287.2974 | 24588.9843 |  | 0
1927-05-18 | 0 | 0 | 0 | 0 | -6.6845 | -6.6845 | 3280.6129 | 24538.9843 |  | 0
1927-05-19 | 0 | 0 | 0 | 0 | -6.6845 | -6.6845 | 3273.9284 | 24488.9842 |  | 0
1927-05-20 | 0 | 0 | 0 | 0 | -6.6845 | -6.6845 | 3267.2439 | 24438.9842 |  | 0
1927-05-21 | 0 | 0 | 0 | 0 | -6.6845 | -6.6845 | 3260.5594 | 24388.9841 |  | 0
1927-05-22 | 0 | 0 | 0 | 0 | -6.6845 | -6.6845 | 3253.8749 | 24338.984 |  | 0
1927-05-23 | 0 | 0 | 0 | 0 | -6.6845 | -6.6845 | 3247.1904 | 24288.984 |  | 0
1927-05-24 | 0 | 0 | 0 | 0 | -6.6845 | -6.6845 | 3240.5059 | 24238.9839 |  | 0
1927-05-25 | 0 | 0 | 0 | 0 | -6.6845 | -6.6845 | 3233.8214 | 24188.9839 |  | 0
1927-05-26 | 0 | 0 | 0 | 0 | -6.6845 | -6.6845 | 3227.1369 | 24138.9838 |  | 0
1927-05-27 | 0 | 0 | 0 | 0 | -6.6845 | -6.6845 | 3220.4524 | 24088.9837 |  | 0
1927-05-28 | 0 | 0 | 0 | 0 | -6.6845 | -6.6845 | 3213.7679 | 24038.9837 |  | 0
1927-05-29 | 0 | 0 | 0 | 0 | -6.6845 | -6.6845 | 3207.0834 | 23988.9836 |  | 0
1927-05-30 | 0 | 0 | 0 | 0 | -6.6845 | -6.6845 | 3200.3989 | 23938.9836 |  | 0
1927-05-31 | 0 | 0 | 0 | 0 | -6.6845 | -6.6845 | 3193.7144 | 23888.9835 |  | 0
1927-06-01 | 0 | 0 | 0 | 0 | -6.6845 | -6.6845 | 3187.0299 | 23838.9834 |  | 0
1927-06-02 | 0.021667 | 54.4977 | 3.6551 | 3.6551 | 44.1582 | 44.1582 | 3231.188 | 24169.2864 |  | 0
1927-06-03 | 0 | 0 | 0 | 0 | -6.6845 | -6.6845 | 3224.5035 | 24119.2864 |  | 0
1927-06-04 | 0 | 0 | 0 | 0 | -6.6845 | -6.6845 | 3217.819 | 24069.2863 |  | 0
1927-06-05 | 0 | 0 | 0 | 0 | -6.6845 | -6.6845 | 3211.1345 | 24019.2862 |  | 0
1927-06-06 | 0 | 0 | 0 | 0 | -6.6845 | -6.6845 | 3204.45 | 23969.2862 |  | 0
1927-06-07 | 0 | 0 | 0 | 0 | -6.6845 | -6.6845 | 3197.7655 | 23919.2861 |  | 0
1927-06-08 | 0 | 0 | 0 | 0 | -6.6845 | -6.6845 | 3191.081 | 23869.2861 |  | 0
1927-06-09 | 0 | 0 | 0 | 0 | -6.6845 | -6.6845 | 3184.3965 | 23819.286 |  | 0
1927-06-10 | 0 | 0 | 0 | 0 | -6.6845 | -6.6845 | 3177.712 | 23769.2859 |  | 0
1927-06-11 | 0 | 0 | 0 | 0 | -6.6845 | -6.6845 | 3171.0275 | 23719.2859 |  | 0
1927-06-12 | 0 | 0 | 0 | 0 | -6.6845 | -6.6845 | 3164.343 | 23669.2858 |  | 0
1927-06-13 | 0 | 0 | 0 | 0 | -6.6845 | -6.6845 | 3157.6585 | 23619.2858 |  | 0
1927-06-14 | 0 | 0 | 0 | 0 | -6.6845 | -6.6845 | 3150.974 | 23569.2857 |  | 0
1927-06-15 | 0.0175 | 44.0174 | 3.6551 | 3.6551 | 33.6778 | 33.6778 | 3184.6518 | 23821.1958 |  | 0
1927-06-16 | 0 | 0 | 0 | 0 | -6.6845 | -6.6845 | 3177.9673 | 23771.1957 |  | 0
1927-06-17 | 0 | 0 | 0 | 0 | -6.6845 | -6.6845 | 3171.2828 | 23721.1957 |  | 0
1927-06-18 | 0 | 0 | 0 | 0 | -6.6845 | -6.6845 | 3164.5983 | 23671.1956 |  | 0
1927-06-19 | 0 | 0 | 0 | 0 | -6.6845 | -6.6845 | 3157.9138 | 23621.1956 |  | 0
1927-06-20 | 0 | 0 | 0 | 0 | -6.6845 | -6.6845 | 3151.2293 | 23571.1955 |  | 0
1927-06-21 | 0 | 0 | 0 | 0 | -6.6845 | -6.6845 | 3144.5448 | 23521.1954 |  | 0
1927-06-22 | 0 | 0 | 0 | 0 | -6.6845 | -6.6845 | 3137.8603 | 23471.1954 |  | 0
1927-06-23 | 0 | 0 | 0 | 0 | -6.6845 | -6.6845 | 3131.1758 | 23421.1953 |  | 0
1927-06-24 | 0 | 0 | 0 | 0 | -6.6845 | -6.6845 | 3124.4913 | 23371.1953 |  | 0
1927-06-25 | 0 | 0 | 0 | 0 | -6.6845 | -6.6845 | 3117.8068 | 23321.1952 |  | 0
1927-06-26 | 0 | 0 | 0 | 0 | -6.6845 | -6.6845 | 3111.1223 | 23271.1951 |  | 0
1927-06-27 | 0 | 0 | 0 | 0 | -6.6845 | -6.6845 | 3104.4378 | 23221.1951 |  | 0
1927-06-28 | 0 | 0 | 0 | 0 | -6.6845 | -6.6845 | 3097.7533 | 23171.195 |  | 0
1927-06-29 | 0 | 0 | 0 | 0 | -6.6845 | -6.6845 | 3091.0688 | 23121.195 |  | 0
1927-06-30 | 0.011667 | 29.3449 | 3.6551 | 3.6551 | 19.0054 | 19.0054 | 3110.0742 | 23263.355 |  | 0
1927-07-01 | 0 | 0 | 0 | 0 | -6.6845 | -6.6845 | 3103.3897 | 23213.3549 |  | 0
1927-07-02 | 0 | 0 | 0 | 0 | -6.6845 | -6.6845 | 3096.7052 | 23163.3549 |  | 0
1927-07-03 | 0 | 0 | 0 | 0 | -6.6845 | -6.6845 | 3090.0207 | 23113.3548 |  | 0
1927-07-04 | 0 | 0 | 0 | 0 | -6.6845 | -6.6845 | 3083.3362 | 23063.3548 |  | 0
1927-07-05 | 0 | 0 | 0 | 0 | -6.6845 | -6.6845 | 3076.6517 | 23013.3547 |  | 0
1927-07-06 | 0 | 0 | 0 | 0 | -6.6845 | -6.6845 | 3069.9672 | 22963.3546 |  | 0
1927-07-07 | 0 | 0 | 0 | 0 | -6.6845 | -6.6845 | 3063.2827 | 22913.3546 |  | 0
1927-07-08 | 0 | 0 | 0 | 0 | -6.6845 | -6.6845 | 3056.5982 | 22863.3545 |  | 0
1927-07-09 | 0 | 0 | 0 | 0 | -6.6845 | -6.6845 | 3049.9137 | 22813.3545 |  | 0
1927-07-10 | 0 | 0 | 0 | 0 | -6.6845 | -6.6845 | 3043.2292 | 22763.3544 |  | 0
1927-07-11 | 0 | 0 | 0 | 0 | -6.6845 | -6.6845 | 3036.5447 | 22713.3543 |  | 0
1927-07-12 | 0.05 | 125.764 | 3.6551 | 3.6551 | 115.4244 | 115.4244 | 3151.9691 | 23576.729 |  | 0
1927-07-13 | 0.065 | 163.4932 | 3.6551 | 3.6551 | 153.1536 | 153.1536 | 3305.1227 | 24722.3181 |  | 0
1927-07-14 | 0 | 0 | 0 | 0 | -6.6845 | -6.6845 | 3298.4382 | 24672.318 |  | 0
1927-07-15 | 0 | 0 | 0 | 0 | -6.6845 | -6.6845 | 3291.7537 | 24622.318 |  | 0
1927-07-16 | 0 | 0 | 0 | 0 | -6.6845 | -6.6845 | 3285.0692 | 24572.3179 |  | 0
1927-07-17 | 0 | 0 | 0 | 0 | -6.6845 | -6.6845 | 3278.3847 | 24522.3178 |  | 0
1927-07-18 | 0 | 0 | 0 | 0 | -6.6845 | -6.6845 | 3271.7002 | 24472.3178 |  | 0
1927-07-19 | 0 | 0 | 0 | 0 | -6.6845 | -6.6845 | 3265.0157 | 24422.3177 |  | 0
1927-07-20 | 0 | 0 | 0 | 0 | -6.6845 | -6.6845 | 3258.3312 | 24372.3177 |  | 0
1927-07-21 | 0 | 0 | 0 | 0 | -6.6845 | -6.6845 | 3251.6467 | 24322.3176 |  | 0
1927-07-22 | 0 | 0 | 0 | 0 | -6.6845 | -6.6845 | 3244.9622 | 24272.3175 |  | 0
1927-07-23 | 0 | 0 | 0 | 0 | -6.6845 | -6.6845 | 3238.2777 | 24222.3175 |  | 0
1927-07-24 | 0 | 0 | 0 | 0 | -6.6845 | -6.6845 | 3231.5932 | 24172.3174 |  | 0
1927-07-25 | 0 | 0 | 0 | 0 | -6.6845 | -6.6845 | 3224.9087 | 24122.3174 |  | 0
1927-07-26 | 0 | 0 | 0 | 0 | -6.6845 | -6.6845 | 3218.2242 | 24072.3173 |  | 0
1927-07-27 | 0.083333 | 209.6067 | 3.6551 | 3.6551 | 199.2671 | 199.2671 | 3417.4913 | 25562.8351 |  | 0
1927-07-28 | 0.065 | 163.4932 | 3.6551 | 3.6551 | 153.1536 | 153.1536 | 3570.6449 | 26708.4242 |  | 0
1927-07-29 | 0 | 0 | 0 | 0 | -6.6845 | -6.6845 | 3563.9604 | 26658.4241 |  | 0
1927-07-30 | 0 | 0 | 0 | 0 | -6.6845 | -6.6845 | 3557.2759 | 26608.4241 |  | 0
1927-07-31 | 0 | 0 | 0 | 0 | -6.6845 | -6.6845 | 3550.5914 | 26558.424 |  | 0
1927-08-01 | 0 | 0 | 0 | 0 | -6.6845 | -6.6845 | 3543.9069 | 26508.4239 |  | 0
1927-08-02 | 0 | 0 | 0 | 0 | -6.6845 | -6.6845 | 3537.2224 | 26458.4239 |  | 0
1927-08-03 | 0 | 0 | 0 | 0 | -6.6845 | -6.6845 | 3530.5379 | 26408.4238 |  | 0
1927-08-04 | 0 | 0 | 0 | 0 | -6.6845 | -6.6845 | 3523.8534 | 26358.4238 |  | 0
1927-08-05 | 0 | 0 | 0 | 0 | -6.6845 | -6.6845 | 3517.1689 | 26308.4237 |  | 0
1927-08-06 | 0 | 0 | 0 | 0 | -6.6845 | -6.6845 | 3510.4844 | 26258.4236 |  | 0
1927-08-07 | 0.044167 | 111.0915 | 3.6551 | 3.6551 | 100.752 | 100.752 | 3611.2364 | 27012.0482 |  | 0
1927-08-08 | 0 | 0 | 0 | 0 | -6.6845 | -6.6845 | 3604.5519 | 26962.0482 |  | 0
1927-08-09 | 0 | 0 | 0 | 0 | -6.6845 | -6.6845 | 3597.8674 | 26912.0481 |  | 0
1927-08-10 | 0 | 0 | 0 | 0 | -6.6845 | -6.6845 | 3591.1829 | 26862.0481 |  | 0
1927-08-11 | 0 | 0 | 0 | 0 | -6.6845 | -6.6845 | 3584.4984 | 26812.048 |  | 0
1927-08-12 | 0.029167 | 73.3623 | 3.6551 | 3.6551 | 63.0228 | 63.0228 | 3647.5211 | 27283.4582 |  | 0
1927-08-13 | 0 | 0 | 0 | 0 | -6.6845 | -6.6845 | 3640.8366 | 27233.4581 |  | 0
1927-08-14 | 0.020833 | 52.4017 | 3.6551 | 3.6551 | 42.0621 | 42.0621 | 3682.8987 | 27548.0825 |  | 0
1927-08-15 | 0 | 0 | 0 | 0 | -6.6845 | -6.6845 | 3676.2142 | 27498.0825 |  | 0
1927-08-16 | 0 | 0 | 0 | 0 | -6.6845 | -6.6845 | 3669.5297 | 27448.0824 |  | 0
1927-08-17 | 0 | 0 | 0 | 0 | -6.6845 | -6.6845 | 3662.8452 | 27398.0824 |  | 0
1927-08-18 | 0.019167 | 48.2095 | 3.6551 | 3.6551 | 37.87 | 37.87 | 3700.7152 | 27681.3496 |  | 0
1927-08-19 | 0 | 0 | 0 | 0 | -6.6845 | -6.6845 | 3694.0307 | 27631.3496 |  | 0
1927-08-20 | 0.035 | 88.0348 | 3.6551 | 3.6551 | 77.6952 | 77.6952 | 3771.7259 | 28212.5098 |  | 0
1927-08-21 | 0 | 0 | 0 | 0 | -6.6845 | -6.6845 | 3765.0414 | 28162.5097 |  | 0
1927-08-22 | 0 | 0 | 0 | 0 | -6.6845 | -6.6845 | 3758.3569 | 28112.5097 |  | 0
1927-08-23 | 0 | 0 | 0 | 0 | -6.6845 | -6.6845 | 3751.6724 | 28062.5096 |  | 0
1927-08-24 | 0 | 0 | 0 | 0 | -6.6845 | -6.6845 | 3744.9879 | 28012.5096 |  | 0
1927-08-25 | 0 | 0 | 0 | 0 | -6.6845 | -6.6845 | 3738.3034 | 27962.5095 |  | 0
1927-08-26 | 0 | 0 | 0 | 0 | -6.6845 | -6.6845 | 3731.6189 | 27912.5094 |  | 0
1927-08-27 | 0 | 0 | 0 | 0 | -6.6845 | -6.6845 | 3724.9344 | 27862.5094 |  | 0
1927-08-28 | 0 | 0 | 0 | 0 | -6.6845 | -6.6845 | 3718.2499 | 27812.5093 |  | 0
1927-08-29 | 0 | 0 | 0 | 0 | -6.6845 | -6.6845 | 3711.5654 | 27762.5093 |  | 0
1927-08-30 | 0 | 0 | 0 | 0 | -6.6845 | -6.6845 | 3704.8809 | 27712.5092 |  | 0
1927-08-31 | 0 | 0 | 0 | 0 | -6.6845 | -6.6845 | 3698.1964 | 27662.5091 |  | 0
1927-09-01 | 0.005 | 12.5764 | 3.6551 | 3.6551 | 2.2368 | 2.2368 | 3700.4332 | 27679.2406 |  | 0
1927-09-02 | 0 | 0 | 0 | 0 | -6.6845 | -6.6845 | 3693.7487 | 27629.2405 |  | 0
1927-09-03 | 0 | 0 | 0 | 0 | -6.6845 | -6.6845 | 3687.0642 | 27579.2404 |  | 0
1927-09-04 | 0 | 0 | 0 | 0 | -6.6845 | -6.6845 | 3680.3797 | 27529.2404 |  | 0
1927-09-05 | 0 | 0 | 0 | 0 | -6.6845 | -6.6845 | 3673.6952 | 27479.2403 |  | 0
1927-09-06 | 0 | 0 | 0 | 0 | -6.6845 | -6.6845 | 3667.0107 | 27429.2403 |  | 0
1927-09-07 | 0 | 0 | 0 | 0 | -6.6845 | -6.6845 | 3660.3262 | 27379.2402 |  | 0
1927-09-08 | 0 | 0 | 0 | 0 | -6.6845 | -6.6845 | 3653.6417 | 27329.2401 |  | 0
1927-09-09 | 0 | 0 | 0 | 0 | -6.6845 | -6.6845 | 3646.9572 | 27279.2401 |  | 0
1927-09-10 | 0.064167 | 161.3971 | 3.6551 | 3.6551 | 151.0576 | 151.0576 | 3798.0148 | 28409.1506 |  | 0
1927-09-11 | 0 | 0 | 0 | 0 | -6.6845 | -6.6845 | 3791.3303 | 28359.1505 |  | 0
1927-09-12 | 0 | 0 | 0 | 0 | -6.6845 | -6.6845 | 3784.6458 | 28309.1505 |  | 0
1927-09-13 | 0.016667 | 41.9213 | 3.6551 | 3.6551 | 31.5818 | 31.5818 | 3816.2275 | 28545.382 |  | 0
1927-09-14 | 0 | 0 | 0 | 0 | -6.6845 | -6.6845 | 3809.543 | 28495.3819 |  | 0
1927-09-15 | 0 | 0 | 0 | 0 | -6.6845 | -6.6845 | 3802.8585 | 28445.3818 |  | 0
1927-09-16 | 0 | 0 | 0 | 0 | -6.6845 | -6.6845 | 3796.174 | 28395.3818 |  | 0
1927-09-17 | 0 | 0 | 0 | 0 | -6.6845 | -6.6845 | 3789.4895 | 28345.3817 |  | 0
1927-09-18 | 0 | 0 | 0 | 0 | -6.6845 | -6.6845 | 3782.805 | 28295.3817 |  | 0
1927-09-19 | 0.016667 | 41.9213 | 3.6551 | 3.6551 | 31.5818 | 31.5818 | 3814.3868 | 28531.6132 |  | 0
1927-09-20 | 0.020833 | 52.4017 | 3.6551 | 3.6551 | 42.0621 | 42.0621 | 3856.4489 | 28846.2376 |  | 0
1927-09-21 | 0 | 0 | 0 | 0 | -6.6845 | -6.6845 | 3849.7644 | 28796.2375 |  | 0
1927-09-22 | 0 | 0 | 0 | 0 | -6.6845 | -6.6845 | 3843.0799 | 28746.2375 |  | 0
1927-09-23 | 0.10833 | 272.4887 | 3.6551 | 3.6551 | 262.1491 | 262.1491 | 4003.7455 | 29948.0163 |  | 94.799
1927-09-24 | 0 | 0 | 0 | 0 | -6.6845 | -6.6845 | 3997.061 | 29898.0163 |  | 0
1927-09-25 | 0 | 0 | 0 | 0 | -6.6845 | -6.6845 | 3990.3765 | 29848.0162 |  | 0
1927-09-26 | 0 | 0 | 0 | 0 | -6.6845 | -6.6845 | 3983.692 | 29798.0162 |  | 0
1927-09-27 | 0.03 | 75.4584 | 3.6551 | 3.6551 | 65.1188 | 65.1188 | 4003.7455 | 29948.0163 |  | 38.3808
1927-09-28 | 0 | 0 | 0 | 0 | -6.6845 | -6.6845 | 3997.061 | 29898.0163 |  | 0
1927-09-29 | 0 | 0 | 0 | 0 | -6.6845 | -6.6845 | 3990.3765 | 29848.0162 |  | 0
1927-09-30 | 0.071667 | 180.2617 | 3.6551 | 3.6551 | 169.9222 | 169.9222 | 4003.7455 | 29948.0163 |  | 149.8687
1927-10-01 | 0 | 0 | 0 | 0 | -6.6845 | -6.6845 | 3997.061 | 29898.0163 |  | 0
1927-10-02 | 0 | 0 | 0 | 0 | -6.6845 | -6.6845 | 3990.3765 | 29848.0162 |  | 0
1927-10-03 | 0 | 0 | 0 | 0 | -6.6845 | -6.6845 | 3983.692 | 29798.0162 |  | 0
1927-10-04 | 0 | 0 | 0 | 0 | -6.6845 | -6.6845 | 3977.0075 | 29748.0161 |  | 0
1927-10-05 | 0 | 0 | 0 | 0 | -6.6845 | -6.6845 | 3970.323 | 29698.016 |  | 0
1927-10-06 | 0 | 0 | 0 | 0 | -6.6845 | -6.6845 | 3963.6385 | 29648.016 |  | 0
1927-10-07 | 0 | 0 | 0 | 0 | -6.6845 | -6.6845 | 3956.954 | 29598.0159 |  | 0
1927-10-08 | 0 | 0 | 0 | 0 | -6.6845 | -6.6845 | 3950.2695 | 29548.0159 |  | 0
1927-10-09 | 0 | 0 | 0 | 0 | -6.6845 | -6.6845 | 3943.585 | 29498.0158 |  | 0
1927-10-10 | 0 | 0 | 0 | 0 | -6.6845 | -6.6845 | 3936.9005 | 29448.0157 |  | 0
1927-10-11 | 0 | 0 | 0 | 0 | -6.6845 | -6.6845 | 3930.216 | 29398.0157 |  | 0
1927-10-12 | 0 | 0 | 0 | 0 | -6.6845 | -6.6845 | 3923.5315 | 29348.0156 |  | 0
1927-10-13 | 0 | 0 | 0 | 0 | -6.6845 | -6.6845 | 3916.847 | 29298.0156 |  | 0
1927-10-14 | 0 | 0 | 0 | 0 | -6.6845 | -6.6845 | 3910.1625 | 29248.0155 |  | 0
1927-10-15 | 0 | 0 | 0 | 0 | -6.6845 | -6.6845 | 3903.478 | 29198.0154 |  | 0
1927-10-16 | 0 | 0 | 0 | 0 | -6.6845 | -6.6845 | 3896.7935 | 29148.0154 |  | 0
1927-10-17 | 0 | 0 | 0 | 0 | -6.6845 | -6.6845 | 3890.109 | 29098.0153 |  | 0
1927-10-18 | 0 | 0 | 0 | 0 | -6.6845 | -6.6845 | 3883.4245 | 29048.0153 |  | 0
1927-10-19 | 0 | 0 | 0 | 0 | -6.6845 | -6.6845 | 3876.74 | 28998.0152 |  | 0
1927-10-20 | 0 | 0 | 0 | 0 | -6.6845 | -6.6845 | 3870.0555 | 28948.0151 |  | 0
1927-10-21 | 0 | 0 | 0 | 0 | -6.6845 | -6.6845 | 3863.371 | 28898.0151 |  | 0
1927-10-22 | 0 | 0 | 0 | 0 | -6.6845 | -6.6845 | 3856.6865 | 28848.015 |  | 0
1927-10-23 | 0 | 0 | 0 | 0 | -6.6845 | -6.6845 | 3850.002 | 28798.015 |  | 0
1927-10-24 | 0 | 0 | 0 | 0 | -6.6845 | -6.6845 | 3843.3175 | 28748.0149 |  | 0
1927-10-25 | 0 | 0 | 0 | 0 | -6.6845 | -6.6845 | 3836.633 | 28698.0148 |  | 0
1927-10-26 | 0 | 0 | 0 | 0 | -6.6845 | -6.6845 | 3829.9485 | 28648.0148 |  | 0
1927-10-27 | 0 | 0 | 0 | 0 | -6.6845 | -6.6845 | 3823.264 | 28598.0147 |  | 0
1927-10-28 | 0 | 0 | 0 | 0 | -6.6845 | -6.6845 | 3816.5795 | 28548.0147 |  | 0
1927-10-29 | 0 | 0 | 0 | 0 | -6.6845 | -6.6845 | 3809.895 | 28498.0146 |  | 0
1927-10-30 | 0 | 0 | 0 | 0 | -6.6845 | -6.6845 | 3803.2105 | 28448.0145 |  | 0
1927-10-31 | 0 | 0 | 0 | 0 | -6.6845 | -6.6845 | 3796.526 | 28398.0145 |  | 0
1927-11-01 | 0 | 0 | 0 | 0 | -6.6845 | -6.6845 | 3789.8415 | 28348.0144 |  | 0
1927-11-02 | 0 | 0 | 0 | 0 | -6.6845 | -6.6845 | 3783.157 | 28298.0144 |  | 0
1927-11-03 | 0 | 0 | 0 | 0 | -6.6845 | -6.6845 | 3776.4725 | 28248.0143 |  | 0
1927-11-04 | 0 | 0 | 0 | 0 | -6.6845 | -6.6845 | 3769.788 | 28198.0142 |  | 0
1927-11-05 | 0 | 0 | 0 | 0 | -6.6845 | -6.6845 | 3763.1035 | 28148.0142 |  | 0
1927-11-06 | 0 | 0 | 0 | 0 | -6.6845 | -6.6845 | 3756.419 | 28098.0141 |  | 0
1927-11-07 | 0 | 0 | 0 | 0 | -6.6845 | -6.6845 | 3749.7345 | 28048.0141 |  | 0
1927-11-08 | 0 | 0 | 0 | 0 | -6.6845 | -6.6845 | 3743.05 | 27998.014 |  | 0
1927-11-09 | 0 | 0 | 0 | 0 | -6.6845 | -6.6845 | 3736.3655 | 27948.0139 |  | 0
1927-11-10 | 0 | 0 | 0 | 0 | -6.6845 | -6.6845 | 3729.681 | 27898.0139 |  | 0
1927-11-11 | 0 | 0 | 0 | 0 | -6.6845 | -6.6845 | 3722.9965 | 27848.0138 |  | 0
1927-11-12 | 0 | 0 | 0 | 0 | -6.6845 | -6.6845 | 3716.312 | 27798.0138 |  | 0
1927-11-13 | 0 | 0 | 0 | 0 | -6.6845 | -6.6845 | 3709.6275 | 27748.0137 |  | 0
1927-11-14 | 0 | 0 | 0 | 0 | -6.6845 | -6.6845 | 3702.943 | 27698.0136 |  | 0
1927-11-15 | 0 | 0 | 0 | 0 | -6.6845 | -6.6845 | 3696.2585 | 27648.0136 |  | 0
1927-11-16 | 0 | 0 | 0 | 0 | -6.6845 | -6.6845 | 3689.574 | 27598.0135 |  | 0
1927-11-17 | 0 | 0 | 0 | 0 | -6.6845 | -6.6845 | 3682.8895 | 27548.0135 |  | 0
1927-11-18 | 0 | 0 | 0 | 0 | -6.6845 | -6.6845 | 3676.205 | 27498.0134 |  | 0
1927-11-19 | 0 | 0 | 0 | 0 | -6.6845 | -6.6845 | 3669.5205 | 27448.0133 |  | 0
1927-11-20 | 0 | 0 | 0 | 0 | -6.6845 | -6.6845 | 3662.836 | 27398.0133 |  | 0
1927-11-21 | 0 | 0 | 0 | 0 | -6.6845 | -6.6845 | 3656.1515 | 27348.0132 |  | 0
1927-11-22 | 0 | 0 | 0 | 0 | -6.6845 | -6.6845 | 3649.467 | 27298.0132 |  | 0
1927-11-23 | 0 | 0 | 0 | 0 | -6.6845 | -6.6845 | 3642.7825 | 27248.0131 |  | 0
1927-11-24 | 0 | 0 | 0 | 0 | -6.6845 | -6.6845 | 3636.098 | 27198.013 |  | 0
1927-11-25 | 0 | 0 | 0 | 0 | -6.6845 | -6.6845 | 3629.4135 | 27148.013 |  | 0
1927-11-26 | 0 | 0 | 0 | 0 | -6.6845 | -6.6845 | 3622.729 | 27098.0129 |  | 0
1927-11-27 | 0 | 0 | 0 | 0 | -6.6845 | -6.6845 | 3616.0445 | 27048.0129 |  | 0
1927-11-28 | 0 | 0 | 0 | 0 | -6.6845 | -6.6845 | 3609.36 | 26998.0128 |  | 0
1927-11-29 | 0 | 0 | 0 | 0 | -6.6845 | -6.6845 | 3602.6755 | 26948.0127 |  | 0
1927-11-30 | 0 | 0 | 0 | 0 | -6.6845 | -6.6845 | 3595.991 | 26898.0127 |  | 0
1927-12-01 | 0 | 0 | 0 | 0 | -6.6845 | -6.6845 | 3589.3065 | 26848.0126 |  | 0
1927-12-02 | 0 | 0 | 0 | 0 | -6.6845 | -6.6845 | 3582.622 | 26798.0126 |  | 0
1927-12-03 | 0 | 0 | 0 | 0 | -6.6845 | -6.6845 | 3575.9375 | 26748.0125 |  | 0
1927-12-04 | 0 | 0 | 0 | 0 | -6.6845 | -6.6845 | 3569.253 | 26698.0124 |  | 0
1927-12-05 | 0 | 0 | 0 | 0 | -6.6845 | -6.6845 | 3562.5685 | 26648.0124 |  | 0
1927-12-06 | 0 | 0 | 0 | 0 | -6.6845 | -6.6845 | 3555.884 | 26598.0123 |  | 0
1927-12-07 | 0 | 0 | 0 | 0 | -6.6845 | -6.6845 | 3549.1995 | 26548.0123 |  | 0
1927-12-08 | 0 | 0 | 0 | 0 | -6.6845 | -6.6845 | 3542.515 | 26498.0122 |  | 0
1927-12-09 | 0 | 0 | 0 | 0 | -6.6845 | -6.6845 | 3535.8305 | 26448.0121 |  | 0
1927-12-10 | 0 | 0 | 0 | 0 | -6.6845 | -6.6845 | 3529.146 | 26398.0121 |  | 0
1927-12-11 | 0 | 0 | 0 | 0 | -6.6845 | -6.6845 | 3522.4615 | 26348.012 |  | 0
1927-12-12 | 0.035 | 88.0348 | 3.6551 | 3.6551 | 77.6952 | 77.6952 | 3600.1567 | 26929.1723 |  | 0
1927-12-13 | 0 | 0 | 0 | 0 | -6.6845 | -6.6845 | 3593.4722 | 26879.1722 |  | 0
1927-12-14 | 0 | 0 | 0 | 0 | -6.6845 | -6.6845 | 3586.7877 | 26829.1721 |  | 0
1927-12-15 | 0 | 0 | 0 | 0 | -6.6845 | -6.6845 | 3580.1032 | 26779.1721 |  | 0
1927-12-16 | 0 | 0 | 0 | 0 | -6.6845 | -6.6845 | 3573.4187 | 26729.172 |  | 0
1927-12-17 | 0 | 0 | 0 | 0 | -6.6845 | -6.6845 | 3566.7342 | 26679.172 |  | 0
1927-12-18 | 0 | 0 | 0 | 0 | -6.6845 | -6.6845 | 3560.0497 | 26629.1719 |  | 0
1927-12-19 | 0 | 0 | 0 | 0 | -6.6845 | -6.6845 | 3553.3652 | 26579.1718 |  | 0
1927-12-20 | 0.083333 | 209.6067 | 3.6551 | 3.6551 | 199.2671 | 199.2671 | 3752.6323 | 28069.6897 |  | 0
1927-12-21 | 0 | 0 | 0 | 0 | -6.6845 | -6.6845 | 3745.9478 | 28019.6896 |  | 0
1927-12-22 | 0 | 0 | 0 | 0 | -6.6845 | -6.6845 | 3739.2633 | 27969.6895 |  | 0
1927-12-23 | 0 | 0 | 0 | 0 | -6.6845 | -6.6845 | 3732.5788 | 27919.6895 |  | 0
1927-12-24 | 0 | 0 | 0 | 0 | -6.6845 | -6.6845 | 3725.8943 | 27869.6894 |  | 0
1927-12-25 | 0 | 0 | 0 | 0 | -6.6845 | -6.6845 | 3719.2098 | 27819.6894 |  | 0
1927-12-26 | 0 | 0 | 0 | 0 | -6.6845 | -6.6845 | 3712.5253 | 27769.6893 |  | 0
1927-12-27 | 0 | 0 | 0 | 0 | -6.6845 | -6.6845 | 3705.8408 | 27719.6892 |  | 0
1927-12-28 | 0.033333 | 83.8427 | 3.6551 | 3.6551 | 73.5031 | 73.5031 | 3779.3439 | 28269.4923 |  | 0
1927-12-29 | 0 | 0 | 0 | 0 | -6.6845 | -6.6845 | 3772.6594 | 28219.4923 |  | 0
1927-12-30 | 0 | 0 | 0 | 0 | -6.6845 | -6.6845 | 3765.9749 | 28169.4922 |  | 0
1927-12-31 | 0 | 0 | 0 | 0 | -6.6845 | -6.6845 | 3759.2904 | 28119.4921 |  | 0
1928-01-01 | 0 | 0 | 0 | 0 | -6.6845 | -6.6845 | 3752.6059 | 28069.4921 |  | 0
1928-01-02 | 0 | 0 | 0 | 0 | -6.6845 | -6.6845 | 3745.9214 | 28019.492 |  | 0
1928-01-03 | 0 | 0 | 0 | 0 | -6.6845 | -6.6845 | 3739.2369 | 27969.492 |  | 0
1928-01-04 | 0 | 0 | 0 | 0 | -6.6845 | -6.6845 | 3732.5524 | 27919.4919 |  | 0
1928-01-05 | 0 | 0 | 0 | 0 | -6.6845 | -6.6845 | 3725.8679 | 27869.4918 |  | 0
1928-01-06 | 0 | 0 | 0 | 0 | -6.6845 | -6.6845 | 3719.1834 | 27819.4918 |  | 0
1928-01-07 | 0 | 0 | 0 | 0 | -6.6845 | -6.6845 | 3712.4989 | 27769.4917 |  | 0
1928-01-08 | 0 | 0 | 0 | 0 | -6.6845 | -6.6845 | 3705.8144 | 27719.4917 |  | 0
1928-01-09 | 0 | 0 | 0 | 0 | -6.6845 | -6.6845 | 3699.1299 | 27669.4916 |  | 0
1928-01-10 | 0 | 0 | 0 | 0 | -6.6845 | -6.6845 | 3692.4454 | 27619.4915 |  | 0
1928-01-11 | 0 | 0 | 0 | 0 | -6.6845 | -6.6845 | 3685.7609 | 27569.4915 |  | 0
1928-01-12 | 0 | 0 | 0 | 0 | -6.6845 | -6.6845 | 3679.0764 | 27519.4914 |  | 0
1928-01-13 | 0 | 0 | 0 | 0 | -6.6845 | -6.6845 | 3672.3919 | 27469.4914 |  | 0
1928-01-14 | 0 | 0 | 0 | 0 | -6.6845 | -6.6845 | 3665.7074 | 27419.4913 |  | 0
1928-01-15 | 0 | 0 | 0 | 0 | -6.6845 | -6.6845 | 3659.0229 | 27369.4912 |  | 0
1928-01-16 | 0 | 0 | 0 | 0 | -6.6845 | -6.6845 | 3652.3384 | 27319.4912 |  | 0
1928-01-17 | 0 | 0 | 0 | 0 | -6.6845 | -6.6845 | 3645.6539 | 27269.4911 |  | 0
1928-01-18 | 0 | 0 | 0 | 0 | -6.6845 | -6.6845 | 3638.9694 | 27219.4911 |  | 0
1928-01-19 | 0 | 0 | 0 | 0 | -6.6845 | -6.6845 | 3632.2849 | 27169.491 |  | 0
1928-01-20 | 0 | 0 | 0 | 0 | -6.6845 | -6.6845 | 3625.6004 | 27119.4909 |  | 0
1928-01-21 | 0.016667 | 41.9213 | 3.6551 | 3.6551 | 31.5818 | 31.5818 | 3657.1821 | 27355.7225 |  | 0
1928-01-22 | 0 | 0 | 0 | 0 | -6.6845 | -6.6845 | 3650.4976 | 27305.7224 |  | 0
1928-01-23 | 0 | 0 | 0 | 0 | -6.6845 | -6.6845 | 3643.8131 | 27255.7223 |  | 0
1928-01-24 | 0 | 0 | 0 | 0 | -6.6845 | -6.6845 | 3637.1286 | 27205.7223 |  | 0
1928-01-25 | 0 | 0 | 0 | 0 | -6.6845 | -6.6845 | 3630.4441 | 27155.7222 |  | 0
1928-01-26 | 0 | 0 | 0 | 0 | -6.6845 | -6.6845 | 3623.7596 | 27105.7222 |  | 0
1928-01-27 | 0 | 0 | 0 | 0 | -6.6845 | -6.6845 | 3617.0751 | 27055.7221 |  | 0
1928-01-28 | 0 | 0 | 0 | 0 | -6.6845 | -6.6845 | 3610.3906 | 27005.722 |  | 0
1928-01-29 | 0 | 0 | 0 | 0 | -6.6845 | -6.6845 | 3603.7061 | 26955.722 |  | 0
1928-01-30 | 0 | 0 | 0 | 0 | -6.6845 | -6.6845 | 3597.0216 | 26905.7219 |  | 0
1928-01-31 | 0 | 0 | 0 | 0 | -6.6845 | -6.6845 | 3590.3371 | 26855.7219 |  | 0
1928-02-01 | 0 | 0 | 0 | 0 | -6.6845 | -6.6845 | 3583.6526 | 26805.7218 |  | 0
1928-02-02 | 0 | 0 | 0 | 0 | -6.6845 | -6.6845 | 3576.9681 | 26755.7217 |  | 0
1928-02-03 | 0 | 0 | 0 | 0 | -6.6845 | -6.6845 | 3570.2836 | 26705.7217 |  | 0
1928-02-04 | 0 | 0 | 0 | 0 | -6.6845 | -6.6845 | 3563.5991 | 26655.7216 |  | 0
1928-02-05 | 0 | 0 | 0 | 0 | -6.6845 | -6.6845 | 3556.9146 | 26605.7216 |  | 0
1928-02-06 | 0 | 0 | 0 | 0 | -6.6845 | -6.6845 | 3550.2301 | 26555.7215 |  | 0
1928-02-07 | 0 | 0 | 0 | 0 | -6.6845 | -6.6845 | 3543.5456 | 26505.7214 |  | 0
1928-02-08 | 0 | 0 | 0 | 0 | -6.6845 | -6.6845 | 3536.8611 | 26455.7214 |  | 0
1928-02-09 | 0 | 0 | 0 | 0 | -6.6845 | -6.6845 | 3530.1766 | 26405.7213 |  | 0
1928-02-10 | 0 | 0 | 0 | 0 | -6.6845 | -6.6845 | 3523.4921 | 26355.7213 |  | 0
1928-02-11 | 0 | 0 | 0 | 0 | -6.6845 | -6.6845 | 3516.8076 | 26305.7212 |  | 0
1928-02-12 | 0.033333 | 83.8427 | 3.6551 | 3.6551 | 73.5031 | 73.5031 | 3590.3107 | 26855.5243 |  | 0
1928-02-13 | 0 | 0 | 0 | 0 | -6.6845 | -6.6845 | 3583.6262 | 26805.5242 |  | 0
1928-02-14 | 0 | 0 | 0 | 0 | -6.6845 | -6.6845 | 3576.9417 | 26755.5242 |  | 0
1928-02-15 | 0 | 0 | 0 | 0 | -6.6845 | -6.6845 | 3570.2572 | 26705.5241 |  | 0
1928-02-16 | 0 | 0 | 0 | 0 | -6.6845 | -6.6845 | 3563.5727 | 26655.524 |  | 0
1928-02-17 | 0 | 0 | 0 | 0 | -6.6845 | -6.6845 | 3556.8882 | 26605.524 |  | 0
1928-02-18 | 0 | 0 | 0 | 0 | -6.6845 | -6.6845 | 3550.2037 | 26555.5239 |  | 0
1928-02-19 | 0 | 0 | 0 | 0 | -6.6845 | -6.6845 | 3543.5192 | 26505.5239 |  | 0
1928-02-20 | 0 | 0 | 0 | 0 | -6.6845 | -6.6845 | 3536.8347 | 26455.5238 |  | 0
1928-02-21 | 0 | 0 | 0 | 0 | -6.6845 | -6.6845 | 3530.1502 | 26405.5237 |  | 0
1928-02-22 | 0 | 0 | 0 | 0 | -6.6845 | -6.6845 | 3523.4657 | 26355.5237 |  | 0
1928-02-23 | 0 | 0 | 0 | 0 | -6.6845 | -6.6845 | 3516.7812 | 26305.5236 |  | 0
1928-02-24 | 0 | 0 | 0 | 0 | -6.6845 | -6.6845 | 3510.0967 | 26255.5236 |  | 0
1928-02-25 | 0 | 0 | 0 | 0 | -6.6845 | -6.6845 | 3503.4122 | 26205.5235 |  | 0
1928-02-26 | 0 | 0 | 0 | 0 | -6.6845 | -6.6845 | 3496.7277 | 26155.5234 |  | 0
1928-02-27 | 0 | 0 | 0 | 0 | -6.6845 | -6.6845 | 3490.0432 | 26105.5234 |  | 0
1928-02-28 | 0 | 0 | 0 | 0 | -6.6845 | -6.6845 | 3483.3587 | 26055.5233 |  | 0
1928-02-29 | 0 | 0 | 0 | 0 | -6.6845 | -6.6845 | 3476.6742 | 26005.5233 |  | 0
1928-03-01 | 0 | 0 | 0 | 0 | -6.6845 | -6.6845 | 3469.9897 | 25955.5232 |  | 0
1928-03-02 | 0 | 0 | 0 | 0 | -6.6845 | -6.6845 | 3463.3052 | 25905.5231 |  | 0
1928-03-03 | 0 | 0 | 0 | 0 | -6.6845 | -6.6845 | 3456.6207 | 25855.5231 |  | 0
1928-03-04 | 0 | 0 | 0 | 0 | -6.6845 | -6.6845 | 3449.9362 | 25805.523 |  | 0
1928-03-05 | 0 | 0 | 0 | 0 | -6.6845 | -6.6845 | 3443.2517 | 25755.523 |  | 0
1928-03-06 | 0 | 0 | 0 | 0 | -6.6845 | -6.6845 | 3436.5672 | 25705.5229 |  | 0
1928-03-07 | 0 | 0 | 0 | 0 | -6.6845 | -6.6845 | 3429.8827 | 25655.5228 |  | 0
1928-03-08 | 0 | 0 | 0 | 0 | -6.6845 | -6.6845 | 3423.1982 | 25605.5228 |  | 0
1928-03-09 | 0 | 0 | 0 | 0 | -6.6845 | -6.6845 | 3416.5137 | 25555.5227 |  | 0
1928-03-10 | 0 | 0 | 0 | 0 | -6.6845 | -6.6845 | 3409.8292 | 25505.5227 |  | 0
1928-03-11 | 0 | 0 | 0 | 0 | -6.6845 | -6.6845 | 3403.1447 | 25455.5226 |  | 0
1928-03-12 | 0 | 0 | 0 | 0 | -6.6845 | -6.6845 | 3396.4602 | 25405.5225 |  | 0
1928-03-13 | 0 | 0 | 0 | 0 | -6.6845 | -6.6845 | 3389.7757 | 25355.5225 |  | 0
1928-03-14 | 0 | 0 | 0 | 0 | -6.6845 | -6.6845 | 3383.0912 | 25305.5224 |  | 0
1928-03-15 | 0 | 0 | 0 | 0 | -6.6845 | -6.6845 | 3376.4067 | 25255.5224 |  | 0
1928-03-16 | 0 | 0 | 0 | 0 | -6.6845 | -6.6845 | 3369.7222 | 25205.5223 |  | 0
1928-03-17 | 0 | 0 | 0 | 0 | -6.6845 | -6.6845 | 3363.0377 | 25155.5222 |  | 0
1928-03-18 | 0 | 0 | 0 | 0 | -6.6845 | -6.6845 | 3356.3532 | 25105.5222 |  | 0
1928-03-19 | 0 | 0 | 0 | 0 | -6.6845 | -6.6845 | 3349.6687 | 25055.5221 |  | 0
1928-03-20 | 0 | 0 | 0 | 0 | -6.6845 | -6.6845 | 3342.9842 | 25005.5221 |  | 0
1928-03-21 | 0 | 0 | 0 | 0 | -6.6845 | -6.6845 | 3336.2997 | 24955.522 |  | 0
1928-03-22 | 0 | 0 | 0 | 0 | -6.6845 | -6.6845 | 3329.6152 | 24905.5219 |  | 0
1928-03-23 | 0 | 0 | 0 | 0 | -6.6845 | -6.6845 | 3322.9307 | 24855.5219 |  | 0
1928-03-24 | 0 | 0 | 0 | 0 | -6.6845 | -6.6845 | 3316.2462 | 24805.5218 |  | 0
1928-03-25 | 0 | 0 | 0 | 0 | -6.6845 | -6.6845 | 3309.5617 | 24755.5218 |  | 0
1928-03-26 | 0 | 0 | 0 | 0 | -6.6845 | -6.6845 | 3302.8772 | 24705.5217 |  | 0
1928-03-27 | 0 | 0 | 0 | 0 | -6.6845 | -6.6845 | 3296.1927 | 24655.5216 |  | 0
1928-03-28 | 0 | 0 | 0 | 0 | -6.6845 | -6.6845 | 3289.5082 | 24605.5216 |  | 0
1928-03-29 | 0 | 0 | 0 | 0 | -6.6845 | -6.6845 | 3282.8237 | 24555.5215 |  | 0
1928-03-30 | 0 | 0 | 0 | 0 | -6.6845 | -6.6845 | 3276.1392 | 24505.5215 |  | 0
1928-03-31 | 0 | 0 | 0 | 0 | -6.6845 | -6.6845 | 3269.4547 | 24455.5214 |  | 0
1928-04-01 | 0 | 0 | 0 | 0 | -6.6845 | -6.6845 | 3262.7702 | 24405.5213 |  | 0
1928-04-02 | 0 | 0 | 0 | 0 | -6.6845 | -6.6845 | 3256.0857 | 24355.5213 |  | 0
1928-04-03 | 0 | 0 | 0 | 0 | -6.6845 | -6.6845 | 3249.4012 | 24305.5212 |  | 0
1928-04-04 | 0 | 0 | 0 | 0 | -6.6845 | -6.6845 | 3242.7167 | 24255.5212 |  | 0
1928-04-05 | 0 | 0 | 0 | 0 | -6.6845 | -6.6845 | 3236.0322 | 24205.5211 |  | 0
1928-04-06 | 0 | 0 | 0 | 0 | -6.6845 | -6.6845 | 3229.3477 | 24155.521 |  | 0
1928-04-07 | 0 | 0 | 0 | 0 | -6.6845 | -6.6845 | 3222.6632 | 24105.521 |  | 0
1928-04-08 | 0 | 0 | 0 | 0 | -6.6845 | -6.6845 | 3215.9787 | 24055.5209 |  | 0
1928-04-09 | 0.005 | 12.5764 | 3.6551 | 3.6551 | 2.2368 | 2.2368 | 3218.2156 | 24072.2523 |  | 0
1928-04-10 | 0 | 0 | 0 | 0 | -6.6845 | -6.6845 | 3211.5311 | 24022.2523 |  | 0
1928-04-11 | 0 | 0 | 0 | 0 | -6.6845 | -6.6845 | 3204.8466 | 23972.2522 |  | 0
1928-04-12 | 0 | 0 | 0 | 0 | -6.6845 | -6.6845 | 3198.1621 | 23922.2521 |  | 0
1928-04-13 | 0 | 0 | 0 | 0 | -6.6845 | -6.6845 | 3191.4776 | 23872.2521 |  | 0
1928-04-14 | 0 | 0 | 0 | 0 | -6.6845 | -6.6845 | 3184.7931 | 23822.252 |  | 0
1928-04-15 | 0 | 0 | 0 | 0 | -6.6845 | -6.6845 | 3178.1086 | 23772.252 |  | 0
1928-04-16 | 0 | 0 | 0 | 0 | -6.6845 | -6.6845 | 3171.4241 | 23722.2519 |  | 0
1928-04-17 | 0 | 0 | 0 | 0 | -6.6845 | -6.6845 | 3164.7396 | 23672.2518 |  | 0
1928-04-18 | 0 | 0 | 0 | 0 | -6.6845 | -6.6845 | 3158.0551 | 23622.2518 |  | 0
1928-04-19 | 0 | 0 | 0 | 0 | -6.6845 | -6.6845 | 3151.3706 | 23572.2517 |  | 0
1928-04-20 | 0 | 0 | 0 | 0 | -6.6845 | -6.6845 | 3144.6861 | 23522.2517 |  | 0
1928-04-21 | 0 | 0 | 0 | 0 | -6.6845 | -6.6845 | 3138.0016 | 23472.2516 |  | 0
1928-04-22 | 0 | 0 | 0 | 0 | -6.6845 | -6.6845 | 3131.3171 | 23422.2515 |  | 0
1928-04-23 | 0 | 0 | 0 | 0 | -6.6845 | -6.6845 | 3124.6326 | 23372.2515 |  | 0
1928-04-24 | 0 | 0 | 0 | 0 | -6.6845 | -6.6845 | 3117.9481 | 23322.2514 |  | 0
1928-04-25 | 0 | 0 | 0 | 0 | -6.6845 | -6.6845 | 3111.2636 | 23272.2514 |  | 0
1928-04-26 | 0 | 0 | 0 | 0 | -6.6845 | -6.6845 | 3104.5791 | 23222.2513 |  | 0
1928-04-27 | 0 | 0 | 0 | 0 | -6.6845 | -6.6845 | 3097.8946 | 23172.2512 |  | 0
1928-04-28 | 0 | 0 | 0 | 0 | -6.6845 | -6.6845 | 3091.2101 | 23122.2512 |  | 0
1928-04-29 | 0 | 0 | 0 | 0 | -6.6845 | -6.6845 | 3084.5256 | 23072.2511 |  | 0
1928-04-30 | 0 | 0 | 0 | 0 | -6.6845 | -6.6845 | 3077.8411 | 23022.2511 |  | 0
1928-05-01 | 0 | 0 | 0 | 0 | -6.6845 | -6.6845 | 3071.1566 | 22972.251 |  | 0
1928-05-02 | 0 | 0 | 0 | 0 | -6.6845 | -6.6845 | 3064.4721 | 22922.2509 |  | 0
1928-05-03 | 0 | 0 | 0 | 0 | -6.6845 | -6.6845 | 3057.7876 | 22872.2509 |  | 0
1928-05-04 | 0 | 0 | 0 | 0 | -6.6845 | -6.6845 | 3051.1031 | 22822.2508 |  | 0
1928-05-05 | 0 | 0 | 0 | 0 | -6.6845 | -6.6845 | 3044.4186 | 22772.2508 |  | 0
1928-05-06 | 0 | 0 | 0 | 0 | -6.6845 | -6.6845 | 3037.7341 | 22722.2507 |  | 0
1928-05-07 | 0.06 | 150.9168 | 3.6551 | 3.6551 | 140.5772 | 140.5772 | 3178.3113 | 23773.7683 |  | 0
1928-05-08 | 0 | 0 | 0 | 0 | -6.6845 | -6.6845 | 3171.6268 | 23723.7683 |  | 0
1928-05-09 | 0 | 0 | 0 | 0 | -6.6845 | -6.6845 | 3164.9423 | 23673.7682 |  | 0
1928-05-10 | 0 | 0 | 0 | 0 | -6.6845 | -6.6845 | 3158.2578 | 23623.7681 |  | 0
1928-05-11 | 0 | 0 | 0 | 0 | -6.6845 | -6.6845 | 3151.5733 | 23573.7681 |  | 0
1928-05-12 | 0 | 0 | 0 | 0 | -6.6845 | -6.6845 | 3144.8888 | 23523.768 |  | 0
1928-05-13 | 0 | 0 | 0 | 0 | -6.6845 | -6.6845 | 3138.2043 | 23473.768 |  | 0
1928-05-14 | 0 | 0 | 0 | 0 | -6.6845 | -6.6845 | 3131.5198 | 23423.7679 |  | 0
1928-05-15 | 0 | 0 | 0 | 0 | -6.6845 | -6.6845 | 3124.8353 | 23373.7678 |  | 0
1928-05-16 | 0 | 0 | 0 | 0 | -6.6845 | -6.6845 | 3118.1508 | 23323.7678 |  | 0
1928-05-17 | 0 | 0 | 0 | 0 | -6.6845 | -6.6845 | 3111.4663 | 23273.7677 |  | 0
1928-05-18 | 0 | 0 | 0 | 0 | -6.6845 | -6.6845 | 3104.7818 | 23223.7677 |  | 0
1928-05-19 | 0 | 0 | 0 | 0 | -6.6845 | -6.6845 | 3098.0973 | 23173.7676 |  | 0
1928-05-20 | 0 | 0 | 0 | 0 | -6.6845 | -6.6845 | 3091.4128 | 23123.7675 |  | 0
1928-05-21 | 0 | 0 | 0 | 0 | -6.6845 | -6.6845 | 3084.7283 | 23073.7675 |  | 0
1928-05-22 | 0 | 0 | 0 | 0 | -6.6845 | -6.6845 | 3078.0438 | 23023.7674 |  | 0
1928-05-23 | 0 | 0 | 0 | 0 | -6.6845 | -6.6845 | 3071.3593 | 22973.7674 |  | 0
1928-05-24 | 0 | 0 | 0 | 0 | -6.6845 | -6.6845 | 3064.6748 | 22923.7673 |  | 0
1928-05-25 | 0 | 0 | 0 | 0 | -6.6845 | -6.6845 | 3057.9903 | 22873.7672 |  | 0
1928-05-26 | 0 | 0 | 0 | 0 | -6.6845 | -6.6845 | 3051.3058 | 22823.7672 |  | 0
1928-05-27 | 0 | 0 | 0 | 0 | -6.6845 | -6.6845 | 3044.6213 | 22773.7671 |  | 0
1928-05-28 | 0 | 0 | 0 | 0 | -6.6845 | -6.6845 | 3037.9368 | 22723.7671 |  | 0
1928-05-29 | 0 | 0 | 0 | 0 | -6.6845 | -6.6845 | 3031.2523 | 22673.767 |  | 0
1928-05-30 | 0 | 0 | 0 | 0 | -6.6845 | -6.6845 | 3024.5678 | 22623.7669 |  | 0
1928-05-31 | 0 | 0 | 0 | 0 | -6.6845 | -6.6845 | 3017.8833 | 22573.7669 |  | 0
1928-06-01 | 0 | 0 | 0 | 0 | -6.6845 | -6.6845 | 3011.1988 | 22523.7668 |  | 0
1928-06-02 | 0.029167 | 73.3623 | 3.6551 | 3.6551 | 63.0228 | 63.0228 | 3074.2215 | 22995.177 |  | 0
1928-06-03 | 0 | 0 | 0 | 0 | -6.6845 | -6.6845 | 3067.537 | 22945.1769 |  | 0
1928-06-04 | 0 | 0 | 0 | 0 | -6.6845 | -6.6845 | 3060.8525 | 22895.1769 |  | 0
1928-06-05 | 0 | 0 | 0 | 0 | -6.6845 | -6.6845 | 3054.168 | 22845.1768 |  | 0
1928-06-06 | 0 | 0 | 0 | 0 | -6.6845 | -6.6845 | 3047.4835 | 22795.1768 |  | 0
1928-06-07 | 0 | 0 | 0 | 0 | -6.6845 | -6.6845 | 3040.799 | 22745.1767 |  | 0
1928-06-08 | 0 | 0 | 0 | 0 | -6.6845 | -6.6845 | 3034.1145 | 22695.1766 |  | 0
1928-06-09 | 0 | 0 | 0 | 0 | -6.6845 | -6.6845 | 3027.43 | 22645.1766 |  | 0
1928-06-10 | 0 | 0 | 0 | 0 | -6.6845 | -6.6845 | 3020.7455 | 22595.1765 |  | 0
1928-06-11 | 0 | 0 | 0 | 0 | -6.6845 | -6.6845 | 3014.061 | 22545.1765 |  | 0
1928-06-12 | 0 | 0 | 0 | 0 | -6.6845 | -6.6845 | 3007.3765 | 22495.1764 |  | 0
1928-06-13 | 0 | 0 | 0 | 0 | -6.6845 | -6.6845 | 3000.692 | 22445.1763 |  | 0
1928-06-14 | 0 | 0 | 0 | 0 | -6.6845 | -6.6845 | 2994.0075 | 22395.1763 |  | 0
1928-06-15 | 0 | 0 | 0 | 0 | -6.6845 | -6.6845 | 2987.323 | 22345.1762 |  | 0
1928-06-16 | 0 | 0 | 0 | 0 | -6.6845 | -6.6845 | 2980.6385 | 22295.1762 |  | 0
1928-06-17 | 0 | 0 | 0 | 0 | -6.6845 | -6.6845 | 2973.954 | 22245.1761 |  | 0
1928-06-18 | 0 | 0 | 0 | 0 | -6.6845 | -6.6845 | 2967.2695 | 22195.176 |  | 0
1928-06-19 | 0 | 0 | 0 | 0 | -6.6845 | -6.6845 | 2960.585 | 22145.176 |  | 0
1928-06-20 | 0 | 0 | 0 | 0 | -6.6845 | -6.6845 | 2953.9005 | 22095.1759 |  | 0
1928-06-21 | 0 | 0 | 0 | 0 | -6.6845 | -6.6845 | 2947.216 | 22045.1759 |  | 0
1928-06-22 | 0 | 0 | 0 | 0 | -6.6845 | -6.6845 | 2940.5315 | 21995.1758 |  | 0
1928-06-23 | 0 | 0 | 0 | 0 | -6.6845 | -6.6845 | 2933.847 | 21945.1757 |  | 0
1928-06-24 | 0 | 0 | 0 | 0 | -6.6845 | -6.6845 | 2927.1625 | 21895.1757 |  | 0
1928-06-25 | 0 | 0 | 0 | 0 | -6.6845 | -6.6845 | 2920.478 | 21845.1756 |  | 0
1928-06-26 | 0 | 0 | 0 | 0 | -6.6845 | -6.6845 | 2913.7935 | 21795.1756 |  | 0
1928-06-27 | 0 | 0 | 0 | 0 | -6.6845 | -6.6845 | 2907.109 | 21745.1755 |  | 0
1928-06-28 | 0 | 0 | 0 | 0 | -6.6845 | -6.6845 | 2900.4245 | 21695.1754 |  | 0
1928-06-29 | 0 | 0 | 0 | 0 | -6.6845 | -6.6845 | 2893.74 | 21645.1754 |  | 0
1928-06-30 | 0 | 0 | 0 | 0 | -6.6845 | -6.6845 | 2887.0555 | 21595.1753 |  | 0
1928-07-01 | 0 | 0 | 0 | 0 | -6.6845 | -6.6845 | 2880.371 | 21545.1753 |  | 0
1928-07-02 | 0 | 0 | 0 | 0 | -6.6845 | -6.6845 | 2873.6865 | 21495.1752 |  | 0
1928-07-03 | 0 | 0 | 0 | 0 | -6.6845 | -6.6845 | 2867.002 | 21445.1751 |  | 0
1928-07-04 | 0 | 0 | 0 | 0 | -6.6845 | -6.6845 | 2860.3175 | 21395.1751 |  | 0
1928-07-05 | 0 | 0 | 0 | 0 | -6.6845 | -6.6845 | 2853.633 | 21345.175 |  | 0
1928-07-06 | 0 | 0 | 0 | 0 | -6.6845 | -6.6845 | 2846.9485 | 21295.175 |  | 0
1928-07-07 | 0.019167 | 48.2095 | 3.6551 | 3.6551 | 37.87 | 37.87 | 2884.8185 | 21578.4422 |  | 0
1928-07-08 | 0 | 0 | 0 | 0 | -6.6845 | -6.6845 | 2878.134 | 21528.4422 |  | 0
1928-07-09 | 0 | 0 | 0 | 0 | -6.6845 | -6.6845 | 2871.4495 | 21478.4421 |  | 0
1928-07-10 | 0 | 0 | 0 | 0 | -6.6845 | -6.6845 | 2864.765 | 21428.442 |  | 0
1928-07-11 | 0 | 0 | 0 | 0 | -6.6845 | -6.6845 | 2858.0805 | 21378.442 |  | 0
1928-07-12 | 0 | 0 | 0 | 0 | -6.6845 | -6.6845 | 2851.396 | 21328.4419 |  | 0
1928-07-13 | 0 | 0 | 0 | 0 | -6.6845 | -6.6845 | 2844.7115 | 21278.4419 |  | 0
1928-07-14 | 0 | 0 | 0 | 0 | -6.6845 | -6.6845 | 2838.027 | 21228.4418 |  | 0
1928-07-15 | 0 | 0 | 0 | 0 | -6.6845 | -6.6845 | 2831.3425 | 21178.4417 |  | 0
1928-07-16 | 0 | 0 | 0 | 0 | -6.6845 | -6.6845 | 2824.658 | 21128.4417 |  | 0
1928-07-17 | 0.0125 | 31.441 | 3.6551 | 3.6551 | 21.1014 | 21.1014 | 2845.7594 | 21286.2803 |  | 0
1928-07-18 | 0 | 0 | 0 | 0 | -6.6845 | -6.6845 | 2839.0749 | 21236.2802 |  | 0
1928-07-19 | 0 | 0 | 0 | 0 | -6.6845 | -6.6845 | 2832.3904 | 21186.2802 |  | 0
1928-07-20 | 0 | 0 | 0 | 0 | -6.6845 | -6.6845 | 2825.7059 | 21136.2801 |  | 0
1928-07-21 | 0 | 0 | 0 | 0 | -6.6845 | -6.6845 | 2819.0214 | 21086.2801 |  | 0
1928-07-22 | 0.18 | 452.7504 | 3.6551 | 3.6551 | 442.4108 | 442.4108 | 3261.4322 | 24395.513 |  | 0
1928-07-23 | 0 | 0 | 0 | 0 | -6.6845 | -6.6845 | 3254.7477 | 24345.5129 |  | 0
1928-07-24 | 0.013333 | 33.5371 | 3.6551 | 3.6551 | 23.1975 | 23.1975 | 3277.9452 | 24519.0301 |  | 0
1928-07-25 | 0.019167 | 48.2095 | 3.6551 | 3.6551 | 37.87 | 37.87 | 3315.8152 | 24802.2974 |  | 0
1928-07-26 | 0.043333 | 108.9955 | 3.6551 | 3.6551 | 98.6559 | 98.6559 | 3414.471 | 25540.2434 |  | 0
1928-07-27 | 0.011667 | 29.3449 | 3.6551 | 3.6551 | 19.0054 | 19.0054 | 3433.4764 | 25682.4034 |  | 0
1928-07-28 | 0.011667 | 29.3449 | 3.6551 | 3.6551 | 19.0054 | 19.0054 | 3452.4817 | 25824.5635 |  | 0
1928-07-29 | 0 | 0 | 0 | 0 | -6.6845 | -6.6845 | 3445.7972 | 25774.5634 |  | 0
1928-07-30 | 0 | 0 | 0 | 0 | -6.6845 | -6.6845 | 3439.1127 | 25724.5634 |  | 0
1928-07-31 | 0 | 0 | 0 | 0 | -6.6845 | -6.6845 | 3432.4282 | 25674.5633 |  | 0
1928-08-01 | 0 | 0 | 0 | 0 | -6.6845 | -6.6845 | 3425.7437 | 25624.5632 |  | 0
1928-08-02 | 0.025833 | 64.9781 | 3.6551 | 3.6551 | 54.6385 | 54.6385 | 3480.3822 | 26033.2591 |  | 0
1928-08-03 | 0 | 0 | 0 | 0 | -6.6845 | -6.6845 | 3473.6977 | 25983.2591 |  | 0
1928-08-04 | 0 | 0 | 0 | 0 | -6.6845 | -6.6845 | 3467.0132 | 25933.259 |  | 0
1928-08-05 | 0 | 0 | 0 | 0 | -6.6845 | -6.6845 | 3460.3287 | 25883.2589 |  | 0
1928-08-06 | 0 | 0 | 0 | 0 | -6.6845 | -6.6845 | 3453.6442 | 25833.2589 |  | 0
1928-08-07 | 0 | 0 | 0 | 0 | -6.6845 | -6.6845 | 3446.9597 | 25783.2588 |  | 0
1928-08-08 | 0 | 0 | 0 | 0 | -6.6845 | -6.6845 | 3440.2752 | 25733.2588 |  | 0
1928-08-09 | 0.05 | 125.764 | 3.6551 | 3.6551 | 115.4244 | 115.4244 | 3555.6997 | 26596.6334 |  | 0
1928-08-10 | 0.021667 | 54.4977 | 3.6551 | 3.6551 | 44.1582 | 44.1582 | 3599.8578 | 26926.9364 |  | 0
1928-08-11 | 0.0033333 | 8.3843 | 3.6551 | 3.6551 | -1.9553 | -1.9553 | 3597.9025 | 26912.3107 |  | 0
1928-08-12 | 0.105 | 264.1044 | 3.6551 | 3.6551 | 253.7648 | 253.7648 | 3851.6673 | 28810.4715 |  | 0
1928-08-13 | 0 | 0 | 0 | 0 | -6.6845 | -6.6845 | 3844.9828 | 28760.4715 |  | 0
1928-08-14 | 0 | 0 | 0 | 0 | -6.6845 | -6.6845 | 3838.2983 | 28710.4714 |  | 0
1928-08-15 | 0 | 0 | 0 | 0 | -6.6845 | -6.6845 | 3831.6138 | 28660.4713 |  | 0
1928-08-16 | 0 | 0 | 0 | 0 | -6.6845 | -6.6845 | 3824.9293 | 28610.4713 |  | 0
1928-08-17 | 0 | 0 | 0 | 0 | -6.6845 | -6.6845 | 3818.2448 | 28560.4712 |  | 0
1928-08-18 | 0.029167 | 73.3623 | 3.6551 | 3.6551 | 63.0228 | 63.0228 | 3881.2676 | 29031.8814 |  | 0
1928-08-19 | 0.0091667 | 23.0567 | 3.6551 | 3.6551 | 12.7172 | 12.7172 | 3893.9847 | 29127.0057 |  | 0
1928-08-20 | 0 | 0 | 0 | 0 | -6.6845 | -6.6845 | 3887.3002 | 29077.0057 |  | 0
1928-08-21 | 0 | 0 | 0 | 0 | -6.6845 | -6.6845 | 3880.6157 | 29027.0056 |  | 0
1928-08-22 | 0 | 0 | 0 | 0 | -6.6845 | -6.6845 | 3873.9312 | 28977.0055 |  | 0
1928-08-23 | 0 | 0 | 0 | 0 | -6.6845 | -6.6845 | 3867.2467 | 28927.0055 |  | 0
1928-08-24 | 0.0275 | 69.1702 | 3.6551 | 3.6551 | 58.8306 | 58.8306 | 3926.0773 | 29367.0585 |  | 0
1928-08-25 | 0 | 0 | 0 | 0 | -6.6845 | -6.6845 | 3919.3928 | 29317.0585 |  | 0
1928-08-26 | 0.14167 | 356.3313 | 3.6551 | 3.6551 | 345.9918 | 345.9918 | 4003.7455 | 29948.0163 |  | 254.9546
1928-08-27 | 0 | 0 | 0 | 0 | -6.6845 | -6.6845 | 3997.061 | 29898.0163 |  | 0
1928-08-28 | 0 | 0 | 0 | 0 | -6.6845 | -6.6845 | 3990.3765 | 29848.0162 |  | 0
1928-08-29 | 0 | 0 | 0 | 0 | -6.6845 | -6.6845 | 3983.692 | 29798.0162 |  | 0
1928-08-30 | 0 | 0 | 0 | 0 | -6.6845 | -6.6845 | 3977.0075 | 29748.0161 |  | 0
1928-08-31 | 0.048333 | 121.5719 | 3.6551 | 3.6551 | 111.2323 | 111.2323 | 4003.7455 | 29948.0163 |  | 77.8098
1928-09-01 | 0 | 0 | 0 | 0 | -6.6845 | -6.6845 | 3997.061 | 29898.0163 |  | 0
1928-09-02 | 0 | 0 | 0 | 0 | -6.6845 | -6.6845 | 3990.3765 | 29848.0162 |  | 0
1928-09-03 | 0 | 0 | 0 | 0 | -6.6845 | -6.6845 | 3983.692 | 29798.0162 |  | 0
1928-09-04 | 0 | 0 | 0 | 0 | -6.6845 | -6.6845 | 3977.0075 | 29748.0161 |  | 0
1928-09-05 | 0 | 0 | 0 | 0 | -6.6845 | -6.6845 | 3970.323 | 29698.016 |  | 0
1928-09-06 | 0 | 0 | 0 | 0 | -6.6845 | -6.6845 | 3963.6385 | 29648.016 |  | 0
1928-09-07 | 0 | 0 | 0 | 0 | -6.6845 | -6.6845 | 3956.954 | 29598.0159 |  | 0
1928-09-08 | 0 | 0 | 0 | 0 | -6.6845 | -6.6845 | 3950.2695 | 29548.0159 |  | 0
1928-09-09 | 0 | 0 | 0 | 0 | -6.6845 | -6.6845 | 3943.585 | 29498.0158 |  | 0
1928-09-10 | 0 | 0 | 0 | 0 | -6.6845 | -6.6845 | 3936.9005 | 29448.0157 |  | 0
1928-09-11 | 0 | 0 | 0 | 0 | -6.6845 | -6.6845 | 3930.216 | 29398.0157 |  | 0
1928-09-12 | 0 | 0 | 0 | 0 | -6.6845 | -6.6845 | 3923.5315 | 29348.0156 |  | 0
1928-09-13 | 0 | 0 | 0 | 0 | -6.6845 | -6.6845 | 3916.847 | 29298.0156 |  | 0
1928-09-14 | 0 | 0 | 0 | 0 | -6.6845 | -6.6845 | 3910.1625 | 29248.0155 |  | 0
1928-09-15 | 0 | 0 | 0 | 0 | -6.6845 | -6.6845 | 3903.478 | 29198.0154 |  | 0
1928-09-16 | 0 | 0 | 0 | 0 | -6.6845 | -6.6845 | 3896.7935 | 29148.0154 |  | 0
1928-09-17 | 0 | 0 | 0 | 0 | -6.6845 | -6.6845 | 3890.109 | 29098.0153 |  | 0
1928-09-18 | 0 | 0 | 0 | 0 | -6.6845 | -6.6845 | 3883.4245 | 29048.0153 |  | 0
1928-09-19 | 0 | 0 | 0 | 0 | -6.6845 | -6.6845 | 3876.74 | 28998.0152 |  | 0
1928-09-20 | 0 | 0 | 0 | 0 | -6.6845 | -6.6845 | 3870.0555 | 28948.0151 |  | 0
1928-09-21 | 0 | 0 | 0 | 0 | -6.6845 | -6.6845 | 3863.371 | 28898.0151 |  | 0
1928-09-22 | 0.091667 | 230.5673 | 3.6551 | 3.6551 | 220.2278 | 220.2278 | 4003.7455 | 29948.0163 |  | 73.1688
1928-09-23 | 0 | 0 | 0 | 0 | -6.6845 | -6.6845 | 3997.061 | 29898.0163 |  | 0
1928-09-24 | 0.031667 | 79.6505 | 3.6551 | 3.6551 | 69.311 | 69.311 | 4003.7455 | 29948.0163 |  | 55.942
1928-09-25 | 0.016667 | 41.9213 | 3.6551 | 3.6551 | 31.5818 | 31.5818 | 4003.7455 | 29948.0163 |  | 24.8973
1928-09-26 | 0 | 0 | 0 | 0 | -6.6845 | -6.6845 | 3997.061 | 29898.0163 |  | 0
1928-09-27 | 0 | 0 | 0 | 0 | -6.6845 | -6.6845 | 3990.3765 | 29848.0162 |  | 0
1928-09-28 | 0 | 0 | 0 | 0 | -6.6845 | -6.6845 | 3983.692 | 29798.0162 |  | 0
1928-09-29 | 0 | 0 | 0 | 0 | -6.6845 | -6.6845 | 3977.0075 | 29748.0161 |  | 0
1928-09-30 | 0 | 0 | 0 | 0 | -6.6845 | -6.6845 | 3970.323 | 29698.016 |  | 0
1928-10-01 | 0 | 0 | 0 | 0 | -6.6845 | -6.6845 | 3963.6385 | 29648.016 |  | 0
1928-10-02 | 0 | 0 | 0 | 0 | -6.6845 | -6.6845 | 3956.954 | 29598.0159 |  | 0
1928-10-03 | 0 | 0 | 0 | 0 | -6.6845 | -6.6845 | 3950.2695 | 29548.0159 |  | 0
1928-10-04 | 0 | 0 | 0 | 0 | -6.6845 | -6.6845 | 3943.585 | 29498.0158 |  | 0
1928-10-05 | 0 | 0 | 0 | 0 | -6.6845 | -6.6845 | 3936.9005 | 29448.0157 |  | 0
1928-10-06 | 0 | 0 | 0 | 0 | -6.6845 | -6.6845 | 3930.216 | 29398.0157 |  | 0
1928-10-07 | 0 | 0 | 0 | 0 | -6.6845 | -6.6845 | 3923.5315 | 29348.0156 |  | 0
1928-10-08 | 0 | 0 | 0 | 0 | -6.6845 | -6.6845 | 3916.847 | 29298.0156 |  | 0
1928-10-09 | 0 | 0 | 0 | 0 | -6.6845 | -6.6845 | 3910.1625 | 29248.0155 |  | 0
1928-10-10 | 0 | 0 | 0 | 0 | -6.6845 | -6.6845 | 3903.478 | 29198.0154 |  | 0
1928-10-11 | 0 | 0 | 0 | 0 | -6.6845 | -6.6845 | 3896.7935 | 29148.0154 |  | 0
1928-10-12 | 0 | 0 | 0 | 0 | -6.6845 | -6.6845 | 3890.109 | 29098.0153 |  | 0
1928-10-13 | 0 | 0 | 0 | 0 | -6.6845 | -6.6845 | 3883.4245 | 29048.0153 |  | 0
1928-10-14 | 0 | 0 | 0 | 0 | -6.6845 | -6.6845 | 3876.74 | 28998.0152 |  | 0
1928-10-15 | 0 | 0 | 0 | 0 | -6.6845 | -6.6845 | 3870.0555 | 28948.0151 |  | 0
1928-10-16 | 0 | 0 | 0 | 0 | -6.6845 | -6.6845 | 3863.371 | 28898.0151 |  | 0
1928-10-17 | 0 | 0 | 0 | 0 | -6.6845 | -6.6845 | 3856.6865 | 28848.015 |  | 0
1928-10-18 | 0 | 0 | 0 | 0 | -6.6845 | -6.6845 | 3850.002 | 28798.015 |  | 0
1928-10-19 | 0 | 0 | 0 | 0 | -6.6845 | -6.6845 | 3843.3175 | 28748.0149 |  | 0
1928-10-20 | 0 | 0 | 0 | 0 | -6.6845 | -6.6845 | 3836.633 | 28698.0148 |  | 0
1928-10-21 | 0 | 0 | 0 | 0 | -6.6845 | -6.6845 | 3829.9485 | 28648.0148 |  | 0
1928-10-22 | 0 | 0 | 0 | 0 | -6.6845 | -6.6845 | 3823.264 | 28598.0147 |  | 0
1928-10-23 | 0 | 0 | 0 | 0 | -6.6845 | -6.6845 | 3816.5795 | 28548.0147 |  | 0
1928-10-24 | 0 | 0 | 0 | 0 | -6.6845 | -6.6845 | 3809.895 | 28498.0146 |  | 0
1928-10-25 | 0 | 0 | 0 | 0 | -6.6845 | -6.6845 | 3803.2105 | 28448.0145 |  | 0
1928-10-26 | 0 | 0 | 0 | 0 | -6.6845 | -6.6845 | 3796.526 | 28398.0145 |  | 0
1928-10-27 | 0 | 0 | 0 | 0 | -6.6845 | -6.6845 | 3789.8415 | 28348.0144 |  | 0
1928-10-28 | 0 | 0 | 0 | 0 | -6.6845 | -6.6845 | 3783.157 | 28298.0144 |  | 0
1928-10-29 | 0 | 0 | 0 | 0 | -6.6845 | -6.6845 | 3776.4725 | 28248.0143 |  | 0
1928-10-30 | 0 | 0 | 0 | 0 | -6.6845 | -6.6845 | 3769.788 | 28198.0142 |  | 0
1928-10-31 | 0 | 0 | 0 | 0 | -6.6845 | -6.6845 | 3763.1035 | 28148.0142 |  | 0
1928-11-01 | 0 | 0 | 0 | 0 | -6.6845 | -6.6845 | 3756.419 | 28098.0141 |  | 0
1928-11-02 | 0 | 0 | 0 | 0 | -6.6845 | -6.6845 | 3749.7345 | 28048.0141 |  | 0
1928-11-03 | 0 | 0 | 0 | 0 | -6.6845 | -6.6845 | 3743.05 | 27998.014 |  | 0
1928-11-04 | 0 | 0 | 0 | 0 | -6.6845 | -6.6845 | 3736.3655 | 27948.0139 |  | 0
1928-11-05 | 0 | 0 | 0 | 0 | -6.6845 | -6.6845 | 3729.681 | 27898.0139 |  | 0
1928-11-06 | 0 | 0 | 0 | 0 | -6.6845 | -6.6845 | 3722.9965 | 27848.0138 |  | 0
1928-11-07 | 0 | 0 | 0 | 0 | -6.6845 | -6.6845 | 3716.312 | 27798.0138 |  | 0
1928-11-08 | 0 | 0 | 0 | 0 | -6.6845 | -6.6845 | 3709.6275 | 27748.0137 |  | 0
1928-11-09 | 0 | 0 | 0 | 0 | -6.6845 | -6.6845 | 3702.943 | 27698.0136 |  | 0
1928-11-10 | 0 | 0 | 0 | 0 | -6.6845 | -6.6845 | 3696.2585 | 27648.0136 |  | 0
1928-11-11 | 0 | 0 | 0 | 0 | -6.6845 | -6.6845 | 3689.574 | 27598.0135 |  | 0
1928-11-12 | 0 | 0 | 0 | 0 | -6.6845 | -6.6845 | 3682.8895 | 27548.0135 |  | 0
1928-11-13 | 0 | 0 | 0 | 0 | -6.6845 | -6.6845 | 3676.205 | 27498.0134 |  | 0
1928-11-14 | 0 | 0 | 0 | 0 | -6.6845 | -6.6845 | 3669.5205 | 27448.0133 |  | 0
1928-11-15 | 0 | 0 | 0 | 0 | -6.6845 | -6.6845 | 3662.836 | 27398.0133 |  | 0
1928-11-16 | 0 | 0 | 0 | 0 | -6.6845 | -6.6845 | 3656.1515 | 27348.0132 |  | 0
1928-11-17 | 0 | 0 | 0 | 0 | -6.6845 | -6.6845 | 3649.467 | 27298.0132 |  | 0
1928-11-18 | 0 | 0 | 0 | 0 | -6.6845 | -6.6845 | 3642.7825 | 27248.0131 |  | 0
1928-11-19 | 0 | 0 | 0 | 0 | -6.6845 | -6.6845 | 3636.098 | 27198.013 |  | 0
1928-11-20 | 0.043333 | 108.9955 | 3.6551 | 3.6551 | 98.6559 | 98.6559 | 3734.7539 | 27935.9591 |  | 0
1928-11-21 | 0 | 0 | 0 | 0 | -6.6845 | -6.6845 | 3728.0694 | 27885.959 |  | 0
1928-11-22 | 0 | 0 | 0 | 0 | -6.6845 | -6.6845 | 3721.3849 | 27835.959 |  | 0
1928-11-23 | 0 | 0 | 0 | 0 | -6.6845 | -6.6845 | 3714.7004 | 27785.9589 |  | 0
1928-11-24 | 0 | 0 | 0 | 0 | -6.6845 | -6.6845 | 3708.0159 | 27735.9588 |  | 0
1928-11-25 | 0.039167 | 98.5151 | 3.6551 | 3.6551 | 88.1756 | 88.1756 | 3796.1914 | 28395.512 |  | 0
1928-11-26 | 0 | 0 | 0 | 0 | -6.6845 | -6.6845 | 3789.5069 | 28345.5119 |  | 0
1928-11-27 | 0 | 0 | 0 | 0 | -6.6845 | -6.6845 | 3782.8224 | 28295.5118 |  | 0
1928-11-28 | 0 | 0 | 0 | 0 | -6.6845 | -6.6845 | 3776.1379 | 28245.5118 |  | 0
1928-11-29 | 0 | 0 | 0 | 0 | -6.6845 | -6.6845 | 3769.4534 | 28195.5117 |  | 0
1928-11-30 | 0 | 0 | 0 | 0 | -6.6845 | -6.6845 | 3762.7689 | 28145.5117 |  | 0
1928-12-01 | 0 | 0 | 0 | 0 | -6.6845 | -6.6845 | 3756.0844 | 28095.5116 |  | 0
1928-12-02 | 0 | 0 | 0 | 0 | -6.6845 | -6.6845 | 3749.3999 | 28045.5115 |  | 0
1928-12-03 | 0 | 0 | 0 | 0 | -6.6845 | -6.6845 | 3742.7154 | 27995.5115 |  | 0
1928-12-04 | 0 | 0 | 0 | 0 | -6.6845 | -6.6845 | 3736.0309 | 27945.5114 |  | 0
1928-12-05 | 0 | 0 | 0 | 0 | -6.6845 | -6.6845 | 3729.3464 | 27895.5114 |  | 0
1928-12-06 | 0 | 0 | 0 | 0 | -6.6845 | -6.6845 | 3722.6619 | 27845.5113 |  | 0
1928-12-07 | 0 | 0 | 0 | 0 | -6.6845 | -6.6845 | 3715.9774 | 27795.5112 |  | 0
1928-12-08 | 0.029167 | 73.3623 | 3.6551 | 3.6551 | 63.0228 | 63.0228 | 3779.0002 | 28266.9214 |  | 0
1928-12-09 | 0.023333 | 58.6899 | 3.6551 | 3.6551 | 48.3503 | 48.3503 | 3827.3505 | 28628.5816 |  | 0
1928-12-10 | 0 | 0 | 0 | 0 | -6.6845 | -6.6845 | 3820.666 | 28578.5815 |  | 0
1928-12-11 | 0 | 0 | 0 | 0 | -6.6845 | -6.6845 | 3813.9815 | 28528.5815 |  | 0
1928-12-12 | 0 | 0 | 0 | 0 | -6.6845 | -6.6845 | 3807.297 | 28478.5814 |  | 0
1928-12-13 | 0 | 0 | 0 | 0 | -6.6845 | -6.6845 | 3800.6125 | 28428.5813 |  | 0
1928-12-14 | 0 | 0 | 0 | 0 | -6.6845 | -6.6845 | 3793.928 | 28378.5813 |  | 0
1928-12-15 | 0 | 0 | 0 | 0 | -6.6845 | -6.6845 | 3787.2435 | 28328.5812 |  | 0
1928-12-16 | 0 | 0 | 0 | 0 | -6.6845 | -6.6845 | 3780.559 | 28278.5812 |  | 0
1928-12-17 | 0 | 0 | 0 | 0 | -6.6845 | -6.6845 | 3773.8745 | 28228.5811 |  | 0
1928-12-18 | 0 | 0 | 0 | 0 | -6.6845 | -6.6845 | 3767.19 | 28178.581 |  | 0
1928-12-19 | 0 | 0 | 0 | 0 | -6.6845 | -6.6845 | 3760.5055 | 28128.581 |  | 0
1928-12-20 | 0 | 0 | 0 | 0 | -6.6845 | -6.6845 | 3753.821 | 28078.5809 |  | 0
1928-12-21 | 0 | 0 | 0 | 0 | -6.6845 | -6.6845 | 3747.1365 | 28028.5809 |  | 0
1928-12-22 | 0 | 0 | 0 | 0 | -6.6845 | -6.6845 | 3740.452 | 27978.5808 |  | 0
1928-12-23 | 0 | 0 | 0 | 0 | -6.6845 | -6.6845 | 3733.7675 | 27928.5807 |  | 0
1928-12-24 | 0 | 0 | 0 | 0 | -6.6845 | -6.6845 | 3727.083 | 27878.5807 |  | 0
1928-12-25 | 0 | 0 | 0 | 0 | -6.6845 | -6.6845 | 3720.3985 | 27828.5806 |  | 0
1928-12-26 | 0 | 0 | 0 | 0 | -6.6845 | -6.6845 | 3713.714 | 27778.5806 |  | 0
1928-12-27 | 0 | 0 | 0 | 0 | -6.6845 | -6.6845 | 3707.0295 | 27728.5805 |  | 0
1928-12-28 | 0 | 0 | 0 | 0 | -6.6845 | -6.6845 | 3700.345 | 27678.5804 |  | 0
1928-12-29 | 0 | 0 | 0 | 0 | -6.6845 | -6.6845 | 3693.6605 | 27628.5804 |  | 0
1928-12-30 | 0 | 0 | 0 | 0 | -6.6845 | -6.6845 | 3686.976 | 27578.5803 |  | 0
1928-12-31 | 0 | 0 | 0 | 0 | -6.6845 | -6.6845 | 3680.2915 | 27528.5803 |  | 0
1929-01-01 | 0 | 0 | 0 | 0 | -6.6845 | -6.6845 | 3673.607 | 27478.5802 |  | 0
1929-01-02 | 0 | 0 | 0 | 0 | -6.6845 | -6.6845 | 3666.9225 | 27428.5801 |  | 0
1929-01-03 | 0 | 0 | 0 | 0 | -6.6845 | -6.6845 | 3660.238 | 27378.5801 |  | 0
1929-01-04 | 0 | 0 | 0 | 0 | -6.6845 | -6.6845 | 3653.5535 | 27328.58 |  | 0
1929-01-05 | 0 | 0 | 0 | 0 | -6.6845 | -6.6845 | 3646.869 | 27278.58 |  | 0
1929-01-06 | 0 | 0 | 0 | 0 | -6.6845 | -6.6845 | 3640.1845 | 27228.5799 |  | 0
1929-01-07 | 0 | 0 | 0 | 0 | -6.6845 | -6.6845 | 3633.5 | 27178.5798 |  | 0
1929-01-08 | 0 | 0 | 0 | 0 | -6.6845 | -6.6845 | 3626.8155 | 27128.5798 |  | 0
1929-01-09 | 0 | 0 | 0 | 0 | -6.6845 | -6.6845 | 3620.131 | 27078.5797 |  | 0
1929-01-10 | 0 | 0 | 0 | 0 | -6.6845 | -6.6845 | 3613.4465 | 27028.5797 |  | 0
1929-01-11 | 0 | 0 | 0 | 0 | -6.6845 | -6.6845 | 3606.762 | 26978.5796 |  | 0
1929-01-12 | 0 | 0 | 0 | 0 | -6.6845 | -6.6845 | 3600.0775 | 26928.5795 |  | 0
1929-01-13 | 0 | 0 | 0 | 0 | -6.6845 | -6.6845 | 3593.393 | 26878.5795 |  | 0
1929-01-14 | 0 | 0 | 0 | 0 | -6.6845 | -6.6845 | 3586.7085 | 26828.5794 |  | 0
1929-01-15 | 0 | 0 | 0 | 0 | -6.6845 | -6.6845 | 3580.024 | 26778.5794 |  | 0
1929-01-16 | 0 | 0 | 0 | 0 | -6.6845 | -6.6845 | 3573.3395 | 26728.5793 |  | 0
1929-01-17 | 0 | 0 | 0 | 0 | -6.6845 | -6.6845 | 3566.655 | 26678.5792 |  | 0
1929-01-18 | 0 | 0 | 0 | 0 | -6.6845 | -6.6845 | 3559.9705 | 26628.5792 |  | 0
1929-01-19 | 0 | 0 | 0 | 0 | -6.6845 | -6.6845 | 3553.286 | 26578.5791 |  | 0
1929-01-20 | 0 | 0 | 0 | 0 | -6.6845 | -6.6845 | 3546.6015 | 26528.5791 |  | 0
1929-01-21 | 0 | 0 | 0 | 0 | -6.6845 | -6.6845 | 3539.917 | 26478.579 |  | 0
1929-01-22 | 0 | 0 | 0 | 0 | -6.6845 | -6.6845 | 3533.2325 | 26428.5789 |  | 0
1929-01-23 | 0 | 0 | 0 | 0 | -6.6845 | -6.6845 | 3526.548 | 26378.5789 |  | 0
1929-01-24 | 0 | 0 | 0 | 0 | -6.6845 | -6.6845 | 3519.8635 | 26328.5788 |  | 0
1929-01-25 | 0 | 0 | 0 | 0 | -6.6845 | -6.6845 | 3513.179 | 26278.5788 |  | 0
1929-01-26 | 0 | 0 | 0 | 0 | -6.6845 | -6.6845 | 3506.4945 | 26228.5787 |  | 0
1929-01-27 | 0 | 0 | 0 | 0 | -6.6845 | -6.6845 | 3499.81 | 26178.5786 |  | 0
1929-01-28 | 0 | 0 | 0 | 0 | -6.6845 | -6.6845 | 3493.1255 | 26128.5786 |  | 0
1929-01-29 | 0 | 0 | 0 | 0 | -6.6845 | -6.6845 | 3486.441 | 26078.5785 |  | 0
1929-01-30 | 0 | 0 | 0 | 0 | -6.6845 | -6.6845 | 3479.7565 | 26028.5785 |  | 0
1929-01-31 | 0 | 0 | 0 | 0 | -6.6845 | -6.6845 | 3473.072 | 25978.5784 |  | 0
1929-02-01 | 0 | 0 | 0 | 0 | -6.6845 | -6.6845 | 3466.3875 | 25928.5783 |  | 0
1929-02-02 | 0 | 0 | 0 | 0 | -6.6845 | -6.6845 | 3459.703 | 25878.5783 |  | 0
1929-02-03 | 0 | 0 | 0 | 0 | -6.6845 | -6.6845 | 3453.0185 | 25828.5782 |  | 0
1929-02-04 | 0 | 0 | 0 | 0 | -6.6845 | -6.6845 | 3446.334 | 25778.5782 |  | 0
1929-02-05 | 0 | 0 | 0 | 0 | -6.6845 | -6.6845 | 3439.6495 | 25728.5781 |  | 0
1929-02-06 | 0 | 0 | 0 | 0 | -6.6845 | -6.6845 | 3432.965 | 25678.578 |  | 0
1929-02-07 | 0 | 0 | 0 | 0 | -6.6845 | -6.6845 | 3426.2805 | 25628.578 |  | 0
1929-02-08 | 0 | 0 | 0 | 0 | -6.6845 | -6.6845 | 3419.596 | 25578.5779 |  | 0
1929-02-09 | 0 | 0 | 0 | 0 | -6.6845 | -6.6845 | 3412.9115 | 25528.5779 |  | 0
1929-02-10 | 0 | 0 | 0 | 0 | -6.6845 | -6.6845 | 3406.227 | 25478.5778 |  | 0
1929-02-11 | 0 | 0 | 0 | 0 | -6.6845 | -6.6845 | 3399.5425 | 25428.5777 |  | 0
1929-02-12 | 0 | 0 | 0 | 0 | -6.6845 | -6.6845 | 3392.858 | 25378.5777 |  | 0
1929-02-13 | 0 | 0 | 0 | 0 | -6.6845 | -6.6845 | 3386.1735 | 25328.5776 |  | 0
1929-02-14 | 0 | 0 | 0 | 0 | -6.6845 | -6.6845 | 3379.489 | 25278.5776 |  | 0
1929-02-15 | 0 | 0 | 0 | 0 | -6.6845 | -6.6845 | 3372.8045 | 25228.5775 |  | 0
1929-02-16 | 0 | 0 | 0 | 0 | -6.6845 | -6.6845 | 3366.12 | 25178.5774 |  | 0
1929-02-17 | 0 | 0 | 0 | 0 | -6.6845 | -6.6845 | 3359.4355 | 25128.5774 |  | 0
1929-02-18 | 0 | 0 | 0 | 0 | -6.6845 | -6.6845 | 3352.751 | 25078.5773 |  | 0
1929-02-19 | 0 | 0 | 0 | 0 | -6.6845 | -6.6845 | 3346.0665 | 25028.5773 |  | 0
1929-02-20 | 0.020833 | 52.4017 | 3.6551 | 3.6551 | 42.0621 | 42.0621 | 3388.1286 | 25343.2017 |  | 0
1929-02-21 | 0 | 0 | 0 | 0 | -6.6845 | -6.6845 | 3381.4441 | 25293.2016 |  | 0
1929-02-22 | 0 | 0 | 0 | 0 | -6.6845 | -6.6845 | 3374.7596 | 25243.2016 |  | 0
1929-02-23 | 0 | 0 | 0 | 0 | -6.6845 | -6.6845 | 3368.0751 | 25193.2015 |  | 0
1929-02-24 | 0 | 0 | 0 | 0 | -6.6845 | -6.6845 | 3361.3906 | 25143.2014 |  | 0
1929-02-25 | 0 | 0 | 0 | 0 | -6.6845 | -6.6845 | 3354.7061 | 25093.2014 |  | 0
1929-02-26 | 0 | 0 | 0 | 0 | -6.6845 | -6.6845 | 3348.0216 | 25043.2013 |  | 0
1929-02-27 | 0.020833 | 52.4017 | 3.6551 | 3.6551 | 42.0621 | 42.0621 | 3390.0837 | 25357.8257 |  | 0
1929-02-28 | 0 | 0 | 0 | 0 | -6.6845 | -6.6845 | 3383.3992 | 25307.8257 |  | 0
1929-03-01 | 0 | 0 | 0 | 0 | -6.6845 | -6.6845 | 3376.7147 | 25257.8256 |  | 0
1929-03-02 | 0 | 0 | 0 | 0 | -6.6845 | -6.6845 | 3370.0302 | 25207.8255 |  | 0
1929-03-03 | 0 | 0 | 0 | 0 | -6.6845 | -6.6845 | 3363.3457 | 25157.8255 |  | 0
1929-03-04 | 0 | 0 | 0 | 0 | -6.6845 | -6.6845 | 3356.6612 | 25107.8254 |  | 0
1929-03-05 | 0 | 0 | 0 | 0 | -6.6845 | -6.6845 | 3349.9767 | 25057.8254 |  | 0
1929-03-06 | 0 | 0 | 0 | 0 | -6.6845 | -6.6845 | 3343.2922 | 25007.8253 |  | 0
1929-03-07 | 0 | 0 | 0 | 0 | -6.6845 | -6.6845 | 3336.6077 | 24957.8252 |  | 0
1929-03-08 | 0 | 0 | 0 | 0 | -6.6845 | -6.6845 | 3329.9232 | 24907.8252 |  | 0
1929-03-09 | 0 | 0 | 0 | 0 | -6.6845 | -6.6845 | 3323.2387 | 24857.8251 |  | 0
1929-03-10 | 0 | 0 | 0 | 0 | -6.6845 | -6.6845 | 3316.5542 | 24807.8251 |  | 0
1929-03-11 | 0 | 0 | 0 | 0 | -6.6845 | -6.6845 | 3309.8697 | 24757.825 |  | 0
1929-03-12 | 0 | 0 | 0 | 0 | -6.6845 | -6.6845 | 3303.1852 | 24707.8249 |  | 0
1929-03-13 | 0 | 0 | 0 | 0 | -6.6845 | -6.6845 | 3296.5007 | 24657.8249 |  | 0
1929-03-14 | 0 | 0 | 0 | 0 | -6.6845 | -6.6845 | 3289.8162 | 24607.8248 |  | 0
1929-03-15 | 0 | 0 | 0 | 0 | -6.6845 | -6.6845 | 3283.1317 | 24557.8248 |  | 0
1929-03-16 | 0 | 0 | 0 | 0 | -6.6845 | -6.6845 | 3276.4472 | 24507.8247 |  | 0
1929-03-17 | 0 | 0 | 0 | 0 | -6.6845 | -6.6845 | 3269.7627 | 24457.8246 |  | 0
1929-03-18 | 0 | 0 | 0 | 0 | -6.6845 | -6.6845 | 3263.0782 | 24407.8246 |  | 0
1929-03-19 | 0 | 0 | 0 | 0 | -6.6845 | -6.6845 | 3256.3937 | 24357.8245 |  | 0
1929-03-20 | 0 | 0 | 0 | 0 | -6.6845 | -6.6845 | 3249.7092 | 24307.8245 |  | 0
1929-03-21 | 0 | 0 | 0 | 0 | -6.6845 | -6.6845 | 3243.0247 | 24257.8244 |  | 0
1929-03-22 | 0 | 0 | 0 | 0 | -6.6845 | -6.6845 | 3236.3402 | 24207.8243 |  | 0
1929-03-23 | 0 | 0 | 0 | 0 | -6.6845 | -6.6845 | 3229.6557 | 24157.8243 |  | 0
1929-03-24 | 0 | 0 | 0 | 0 | -6.6845 | -6.6845 | 3222.9712 | 24107.8242 |  | 0
1929-03-25 | 0 | 0 | 0 | 0 | -6.6845 | -6.6845 | 3216.2867 | 24057.8242 |  | 0
1929-03-26 | 0.0083333 | 20.9607 | 3.6551 | 3.6551 | 10.6211 | 10.6211 | 3226.9077 | 24137.2699 |  | 0
1929-03-27 | 0 | 0 | 0 | 0 | -6.6845 | -6.6845 | 3220.2232 | 24087.2698 |  | 0
1929-03-28 | 0 | 0 | 0 | 0 | -6.6845 | -6.6845 | 3213.5387 | 24037.2698 |  | 0
1929-03-29 | 0 | 0 | 0 | 0 | -6.6845 | -6.6845 | 3206.8542 | 23987.2697 |  | 0
1929-03-30 | 0 | 0 | 0 | 0 | -6.6845 | -6.6845 | 3200.1697 | 23937.2696 |  | 0
1929-03-31 | 0 | 0 | 0 | 0 | -6.6845 | -6.6845 | 3193.4852 | 23887.2696 |  | 0
1929-04-01 | 0 | 0 | 0 | 0 | -6.6845 | -6.6845 | 3186.8007 | 23837.2695 |  | 0
1929-04-02 | 0 | 0 | 0 | 0 | -6.6845 | -6.6845 | 3180.1162 | 23787.2695 |  | 0
1929-04-03 | 0.115 | 289.2572 | 3.6551 | 3.6551 | 278.9176 | 278.9176 | 3459.0339 | 25873.5733 |  | 0
1929-04-04 | 0 | 0 | 0 | 0 | -6.6845 | -6.6845 | 3452.3494 | 25823.5732 |  | 0
1929-04-05 | 0 | 0 | 0 | 0 | -6.6845 | -6.6845 | 3445.6649 | 25773.5731 |  | 0
1929-04-06 | 0 | 0 | 0 | 0 | -6.6845 | -6.6845 | 3438.9804 | 25723.5731 |  | 0
1929-04-07 | 0 | 0 | 0 | 0 | -6.6845 | -6.6845 | 3432.2959 | 25673.573 |  | 0
1929-04-08 | 0 | 0 | 0 | 0 | -6.6845 | -6.6845 | 3425.6114 | 25623.573 |  | 0
1929-04-09 | 0 | 0 | 0 | 0 | -6.6845 | -6.6845 | 3418.9269 | 25573.5729 |  | 0
1929-04-10 | 0 | 0 | 0 | 0 | -6.6845 | -6.6845 | 3412.2424 | 25523.5728 |  | 0
1929-04-11 | 0 | 0 | 0 | 0 | -6.6845 | -6.6845 | 3405.5579 | 25473.5728 |  | 0
1929-04-12 | 0 | 0 | 0 | 0 | -6.6845 | -6.6845 | 3398.8734 | 25423.5727 |  | 0
1929-04-13 | 0 | 0 | 0 | 0 | -6.6845 | -6.6845 | 3392.1889 | 25373.5727 |  | 0
1929-04-14 | 0 | 0 | 0 | 0 | -6.6845 | -6.6845 | 3385.5044 | 25323.5726 |  | 0
1929-04-15 | 0 | 0 | 0 | 0 | -6.6845 | -6.6845 | 3378.8199 | 25273.5725 |  | 0
1929-04-16 | 0 | 0 | 0 | 0 | -6.6845 | -6.6845 | 3372.1354 | 25223.5725 |  | 0
1929-04-17 | 0 | 0 | 0 | 0 | -6.6845 | -6.6845 | 3365.4509 | 25173.5724 |  | 0
1929-04-18 | 0 | 0 | 0 | 0 | -6.6845 | -6.6845 | 3358.7664 | 25123.5724 |  | 0
1929-04-19 | 0 | 0 | 0 | 0 | -6.6845 | -6.6845 | 3352.0819 | 25073.5723 |  | 0
1929-04-20 | 0 | 0 | 0 | 0 | -6.6845 | -6.6845 | 3345.3974 | 25023.5722 |  | 0
1929-04-21 | 0 | 0 | 0 | 0 | -6.6845 | -6.6845 | 3338.7129 | 24973.5722 |  | 0
1929-04-22 | 0 | 0 | 0 | 0 | -6.6845 | -6.6845 | 3332.0284 | 24923.5721 |  | 0
1929-04-23 | 0 | 0 | 0 | 0 | -6.6845 | -6.6845 | 3325.3439 | 24873.5721 |  | 0
1929-04-24 | 0 | 0 | 0 | 0 | -6.6845 | -6.6845 | 3318.6594 | 24823.572 |  | 0
1929-04-25 | 0 | 0 | 0 | 0 | -6.6845 | -6.6845 | 3311.9749 | 24773.5719 |  | 0
1929-04-26 | 0 | 0 | 0 | 0 | -6.6845 | -6.6845 | 3305.2904 | 24723.5719 |  | 0
1929-04-27 | 0 | 0 | 0 | 0 | -6.6845 | -6.6845 | 3298.6059 | 24673.5718 |  | 0
1929-04-28 | 0 | 0 | 0 | 0 | -6.6845 | -6.6845 | 3291.9214 | 24623.5718 |  | 0
1929-04-29 | 0 | 0 | 0 | 0 | -6.6845 | -6.6845 | 3285.2369 | 24573.5717 |  | 0
1929-04-30 | 0 | 0 | 0 | 0 | -6.6845 | -6.6845 | 3278.5524 | 24523.5716 |  | 0
1929-05-01 | 0 | 0 | 0 | 0 | -6.6845 | -6.6845 | 3271.8679 | 24473.5716 |  | 0
1929-05-02 | 0 | 0 | 0 | 0 | -6.6845 | -6.6845 | 3265.1834 | 24423.5715 |  | 0
1929-05-03 | 0 | 0 | 0 | 0 | -6.6845 | -6.6845 | 3258.4989 | 24373.5715 |  | 0
1929-05-04 | 0 | 0 | 0 | 0 | -6.6845 | -6.6845 | 3251.8144 | 24323.5714 |  | 0
1929-05-05 | 0 | 0 | 0 | 0 | -6.6845 | -6.6845 | 3245.1299 | 24273.5713 |  | 0
1929-05-06 | 0 | 0 | 0 | 0 | -6.6845 | -6.6845 | 3238.4454 | 24223.5713 |  | 0
1929-05-07 | 0 | 0 | 0 | 0 | -6.6845 | -6.6845 | 3231.7609 | 24173.5712 |  | 0
1929-05-08 | 0 | 0 | 0 | 0 | -6.6845 | -6.6845 | 3225.0764 | 24123.5712 |  | 0
1929-05-09 | 0 | 0 | 0 | 0 | -6.6845 | -6.6845 | 3218.3919 | 24073.5711 |  | 0
1929-05-10 | 0 | 0 | 0 | 0 | -6.6845 | -6.6845 | 3211.7074 | 24023.571 |  | 0
1929-05-11 | 0 | 0 | 0 | 0 | -6.6845 | -6.6845 | 3205.0229 | 23973.571 |  | 0
1929-05-12 | 0 | 0 | 0 | 0 | -6.6845 | -6.6845 | 3198.3384 | 23923.5709 |  | 0
1929-05-13 | 0 | 0 | 0 | 0 | -6.6845 | -6.6845 | 3191.6539 | 23873.5709 |  | 0
1929-05-14 | 0.0083333 | 20.9607 | 3.6551 | 3.6551 | 10.6211 | 10.6211 | 3202.2749 | 23953.0166 |  | 0
1929-05-15 | 0 | 0 | 0 | 0 | -6.6845 | -6.6845 | 3195.5904 | 23903.0165 |  | 0
1929-05-16 | 0.020833 | 52.4017 | 3.6551 | 3.6551 | 42.0621 | 42.0621 | 3237.6525 | 24217.6409 |  | 0
1929-05-17 | 0 | 0 | 0 | 0 | -6.6845 | -6.6845 | 3230.968 | 24167.6409 |  | 0
1929-05-18 | 0 | 0 | 0 | 0 | -6.6845 | -6.6845 | 3224.2835 | 24117.6408 |  | 0
1929-05-19 | 0 | 0 | 0 | 0 | -6.6845 | -6.6845 | 3217.599 | 24067.6408 |  | 0
1929-05-20 | 0 | 0 | 0 | 0 | -6.6845 | -6.6845 | 3210.9145 | 24017.6407 |  | 0
1929-05-21 | 0 | 0 | 0 | 0 | -6.6845 | -6.6845 | 3204.23 | 23967.6406 |  | 0
1929-05-22 | 0.0225 | 56.5938 | 3.6551 | 3.6551 | 46.2542 | 46.2542 | 3250.4843 | 24313.6222 |  | 0
1929-05-23 | 0.0125 | 31.441 | 3.6551 | 3.6551 | 21.1014 | 21.1014 | 3271.5857 | 24471.4608 |  | 0
1929-05-24 | 0 | 0 | 0 | 0 | -6.6845 | -6.6845 | 3264.9012 | 24421.4608 |  | 0
1929-05-25 | 0 | 0 | 0 | 0 | -6.6845 | -6.6845 | 3258.2167 | 24371.4607 |  | 0
1929-05-26 | 0 | 0 | 0 | 0 | -6.6845 | -6.6845 | 3251.5322 | 24321.4606 |  | 0
1929-05-27 | 0 | 0 | 0 | 0 | -6.6845 | -6.6845 | 3244.8477 | 24271.4606 |  | 0
1929-05-28 | 0 | 0 | 0 | 0 | -6.6845 | -6.6845 | 3238.1632 | 24221.4605 |  | 0
1929-05-29 | 0 | 0 | 0 | 0 | -6.6845 | -6.6845 | 3231.4787 | 24171.4605 |  | 0
1929-05-30 | 0 | 0 | 0 | 0 | -6.6845 | -6.6845 | 3224.7942 | 24121.4604 |  | 0
1929-05-31 | 0.0475 | 119.4758 | 3.6551 | 3.6551 | 109.1362 | 109.1362 | 3333.9304 | 24937.7993 |  | 0
1929-06-01 | 0 | 0 | 0 | 0 | -6.6845 | -6.6845 | 3327.2459 | 24887.7993 |  | 0
1929-06-02 | 0 | 0 | 0 | 0 | -6.6845 | -6.6845 | 3320.5614 | 24837.7992 |  | 0
1929-06-03 | 0 | 0 | 0 | 0 | -6.6845 | -6.6845 | 3313.8769 | 24787.7991 |  | 0
1929-06-04 | 0 | 0 | 0 | 0 | -6.6845 | -6.6845 | 3307.1924 | 24737.7991 |  | 0
1929-06-05 | 0 | 0 | 0 | 0 | -6.6845 | -6.6845 | 3300.5079 | 24687.799 |  | 0
1929-06-06 | 0 | 0 | 0 | 0 | -6.6845 | -6.6845 | 3293.8234 | 24637.799 |  | 0
1929-06-07 | 0 | 0 | 0 | 0 | -6.6845 | -6.6845 | 3287.1389 | 24587.7989 |  | 0
1929-06-08 | 0 | 0 | 0 | 0 | -6.6845 | -6.6845 | 3280.4544 | 24537.7988 |  | 0
1929-06-09 | 0 | 0 | 0 | 0 | -6.6845 | -6.6845 | 3273.7699 | 24487.7988 |  | 0
1929-06-10 | 0 | 0 | 0 | 0 | -6.6845 | -6.6845 | 3267.0854 | 24437.7987 |  | 0
1929-06-11 | 0 | 0 | 0 | 0 | -6.6845 | -6.6845 | 3260.4009 | 24387.7987 |  | 0
1929-06-12 | 0 | 0 | 0 | 0 | -6.6845 | -6.6845 | 3253.7164 | 24337.7986 |  | 0
1929-06-13 | 0 | 0 | 0 | 0 | -6.6845 | -6.6845 | 3247.0319 | 24287.7985 |  | 0
1929-06-14 | 0 | 0 | 0 | 0 | -6.6845 | -6.6845 | 3240.3474 | 24237.7985 |  | 0
1929-06-15 | 0 | 0 | 0 | 0 | -6.6845 | -6.6845 | 3233.6629 | 24187.7984 |  | 0
1929-06-16 | 0 | 0 | 0 | 0 | -6.6845 | -6.6845 | 3226.9784 | 24137.7984 |  | 0
1929-06-17 | 0 | 0 | 0 | 0 | -6.6845 | -6.6845 | 3220.2939 | 24087.7983 |  | 0
1929-06-18 | 0 | 0 | 0 | 0 | -6.6845 | -6.6845 | 3213.6094 | 24037.7982 |  | 0
1929-06-19 | 0 | 0 | 0 | 0 | -6.6845 | -6.6845 | 3206.9249 | 23987.7982 |  | 0
1929-06-20 | 0 | 0 | 0 | 0 | -6.6845 | -6.6845 | 3200.2404 | 23937.7981 |  | 0
1929-06-21 | 0 | 0 | 0 | 0 | -6.6845 | -6.6845 | 3193.5559 | 23887.7981 |  | 0
1929-06-22 | 0 | 0 | 0 | 0 | -6.6845 | -6.6845 | 3186.8714 | 23837.798 |  | 0
1929-06-23 | 0 | 0 | 0 | 0 | -6.6845 | -6.6845 | 3180.1869 | 23787.7979 |  | 0
1929-06-24 | 0 | 0 | 0 | 0 | -6.6845 | -6.6845 | 3173.5024 | 23737.7979 |  | 0
1929-06-25 | 0.031667 | 79.6505 | 3.6551 | 3.6551 | 69.311 | 69.311 | 3242.8133 | 24256.2438 |  | 0
1929-06-26 | 0 | 0 | 0 | 0 | -6.6845 | -6.6845 | 3236.1288 | 24206.2438 |  | 0
1929-06-27 | 0 | 0 | 0 | 0 | -6.6845 | -6.6845 | 3229.4443 | 24156.2437 |  | 0
1929-06-28 | 0 | 0 | 0 | 0 | -6.6845 | -6.6845 | 3222.7598 | 24106.2436 |  | 0
1929-06-29 | 0 | 0 | 0 | 0 | -6.6845 | -6.6845 | 3216.0753 | 24056.2436 |  | 0
1929-06-30 | 0 | 0 | 0 | 0 | -6.6845 | -6.6845 | 3209.3908 | 24006.2435 |  | 0
1929-07-01 | 0 | 0 | 0 | 0 | -6.6845 | -6.6845 | 3202.7063 | 23956.2435 |  | 0
1929-07-02 | 0.015 | 37.7292 | 3.6551 | 3.6551 | 27.3896 | 27.3896 | 3230.096 | 24161.1178 |  | 0
1929-07-03 | 0 | 0 | 0 | 0 | -6.6845 | -6.6845 | 3223.4115 | 24111.1177 |  | 0
1929-07-04 | 0 | 0 | 0 | 0 | -6.6845 | -6.6845 | 3216.727 | 24061.1177 |  | 0
1929-07-05 | 0 | 0 | 0 | 0 | -6.6845 | -6.6845 | 3210.0425 | 24011.1176 |  | 0
1929-07-06 | 0 | 0 | 0 | 0 | -6.6845 | -6.6845 | 3203.358 | 23961.1176 |  | 0
1929-07-07 | 0 | 0 | 0 | 0 | -6.6845 | -6.6845 | 3196.6735 | 23911.1175 |  | 0
1929-07-08 | 0 | 0 | 0 | 0 | -6.6845 | -6.6845 | 3189.989 | 23861.1174 |  | 0
1929-07-09 | 0 | 0 | 0 | 0 | -6.6845 | -6.6845 | 3183.3045 | 23811.1174 |  | 0
1929-07-10 | 0 | 0 | 0 | 0 | -6.6845 | -6.6845 | 3176.62 | 23761.1173 |  | 0
1929-07-11 | 0 | 0 | 0 | 0 | -6.6845 | -6.6845 | 3169.9355 | 23711.1173 |  | 0
1929-07-12 | 0 | 0 | 0 | 0 | -6.6845 | -6.6845 | 3163.251 | 23661.1172 |  | 0
1929-07-13 | 0 | 0 | 0 | 0 | -6.6845 | -6.6845 | 3156.5665 | 23611.1171 |  | 0
1929-07-14 | 0 | 0 | 0 | 0 | -6.6845 | -6.6845 | 3149.882 | 23561.1171 |  | 0
1929-07-15 | 0 | 0 | 0 | 0 | -6.6845 | -6.6845 | 3143.1975 | 23511.117 |  | 0
1929-07-16 | 0 | 0 | 0 | 0 | -6.6845 | -6.6845 | 3136.513 | 23461.117 |  | 0
1929-07-17 | 0 | 0 | 0 | 0 | -6.6845 | -6.6845 | 3129.8285 | 23411.1169 |  | 0
1929-07-18 | 0 | 0 | 0 | 0 | -6.6845 | -6.6845 | 3123.144 | 23361.1168 |  | 0
1929-07-19 | 0 | 0 | 0 | 0 | -6.6845 | -6.6845 | 3116.4595 | 23311.1168 |  | 0
1929-07-20 | 0 | 0 | 0 | 0 | -6.6845 | -6.6845 | 3109.775 | 23261.1167 |  | 0
1929-07-21 | 0 | 0 | 0 | 0 | -6.6845 | -6.6845 | 3103.0905 | 23211.1167 |  | 0
1929-07-22 | 0 | 0 | 0 | 0 | -6.6845 | -6.6845 | 3096.406 | 23161.1166 |  | 0
1929-07-23 | 0 | 0 | 0 | 0 | -6.6845 | -6.6845 | 3089.7215 | 23111.1165 |  | 0
1929-07-24 | 0 | 0 | 0 | 0 | -6.6845 | -6.6845 | 3083.037 | 23061.1165 |  | 0
1929-07-25 | 0 | 0 | 0 | 0 | -6.6845 | -6.6845 | 3076.3525 | 23011.1164 |  | 0
1929-07-26 | 0.091667 | 230.5673 | 3.6551 | 3.6551 | 220.2278 | 220.2278 | 3296.5802 | 24658.42 |  | 0
1929-07-27 | 0.099167 | 249.4319 | 3.6551 | 3.6551 | 239.0924 | 239.0924 | 3535.6726 | 26446.8308 |  | 0
1929-07-28 | 0.0375 | 94.323 | 3.6551 | 3.6551 | 83.9834 | 83.9834 | 3619.656 | 27075.0268 |  | 0
1929-07-29 | 0.025 | 62.882 | 3.6551 | 3.6551 | 52.5424 | 52.5424 | 3672.1984 | 27468.0441 |  | 0
1929-07-30 | 0 | 0 | 0 | 0 | -6.6845 | -6.6845 | 3665.5139 | 27418.044 |  | 0
1929-07-31 | 0 | 0 | 0 | 0 | -6.6845 | -6.6845 | 3658.8294 | 27368.044 |  | 0
1929-08-01 | 0 | 0 | 0 | 0 | -6.6845 | -6.6845 | 3652.1449 | 27318.0439 |  | 0
1929-08-02 | 0 | 0 | 0 | 0 | -6.6845 | -6.6845 | 3645.4604 | 27268.0439 |  | 0
1929-08-03 | 0 | 0 | 0 | 0 | -6.6845 | -6.6845 | 3638.7759 | 27218.0438 |  | 0
1929-08-04 | 0 | 0 | 0 | 0 | -6.6845 | -6.6845 | 3632.0914 | 27168.0437 |  | 0
1929-08-05 | 0 | 0 | 0 | 0 | -6.6845 | -6.6845 | 3625.4069 | 27118.0437 |  | 0
1929-08-06 | 0 | 0 | 0 | 0 | -6.6845 | -6.6845 | 3618.7224 | 27068.0436 |  | 0
1929-08-07 | 0 | 0 | 0 | 0 | -6.6845 | -6.6845 | 3612.0379 | 27018.0436 |  | 0
1929-08-08 | 0.1 | 251.528 | 3.6551 | 3.6551 | 241.1884 | 241.1884 | 3853.2263 | 28822.1329 |  | 0
1929-08-09 | 0.020833 | 52.4017 | 3.6551 | 3.6551 | 42.0621 | 42.0621 | 3895.2884 | 29136.7573 |  | 0
1929-08-10 | 0.0083333 | 20.9607 | 3.6551 | 3.6551 | 10.6211 | 10.6211 | 3905.9095 | 29216.2031 |  | 0
1929-08-11 | 0.0125 | 31.441 | 3.6551 | 3.6551 | 21.1014 | 21.1014 | 3927.0109 | 29374.0417 |  | 0
1929-08-12 | 0 | 0 | 0 | 0 | -6.6845 | -6.6845 | 3920.3264 | 29324.0416 |  | 0
1929-08-13 | 0 | 0 | 0 | 0 | -6.6845 | -6.6845 | 3913.6419 | 29274.0416 |  | 0
1929-08-14 | 0 | 0 | 0 | 0 | -6.6845 | -6.6845 | 3906.9574 | 29224.0415 |  | 0
1929-08-15 | 0 | 0 | 0 | 0 | -6.6845 | -6.6845 | 3900.2729 | 29174.0415 |  | 0
1929-08-16 | 0 | 0 | 0 | 0 | -6.6845 | -6.6845 | 3893.5884 | 29124.0414 |  | 0
1929-08-17 | 0 | 0 | 0 | 0 | -6.6845 | -6.6845 | 3886.9039 | 29074.0413 |  | 0
1929-08-18 | 0 | 0 | 0 | 0 | -6.6845 | -6.6845 | 3880.2194 | 29024.0413 |  | 0
1929-08-19 | 0 | 0 | 0 | 0 | -6.6845 | -6.6845 | 3873.5349 | 28974.0412 |  | 0
1929-08-20 | 0 | 0 | 0 | 0 | -6.6845 | -6.6845 | 3866.8504 | 28924.0412 |  | 0
1929-08-21 | 0 | 0 | 0 | 0 | -6.6845 | -6.6845 | 3860.1659 | 28874.0411 |  | 0
1929-08-22 | 0 | 0 | 0 | 0 | -6.6845 | -6.6845 | 3853.4814 | 28824.041 |  | 0
1929-08-23 | 0 | 0 | 0 | 0 | -6.6845 | -6.6845 | 3846.7969 | 28774.041 |  | 0
1929-08-24 | 0 | 0 | 0 | 0 | -6.6845 | -6.6845 | 3840.1124 | 28724.0409 |  | 0
1929-08-25 | 0 | 0 | 0 | 0 | -6.6845 | -6.6845 | 3833.4279 | 28674.0409 |  | 0
1929-08-26 | 0 | 0 | 0 | 0 | -6.6845 | -6.6845 | 3826.7434 | 28624.0408 |  | 0
1929-08-27 | 0 | 0 | 0 | 0 | -6.6845 | -6.6845 | 3820.0589 | 28574.0407 |  | 0
1929-08-28 | 0.025 | 62.882 | 3.6551 | 3.6551 | 52.5424 | 52.5424 | 3872.6013 | 28967.058 |  | 0
1929-08-29 | 0 | 0 | 0 | 0 | -6.6845 | -6.6845 | 3865.9168 | 28917.058 |  | 0
1929-08-30 | 0 | 0 | 0 | 0 | -6.6845 | -6.6845 | 3859.2323 | 28867.0579 |  | 0
1929-08-31 | 0 | 0 | 0 | 0 | -6.6845 | -6.6845 | 3852.5478 | 28817.0579 |  | 0
1929-09-01 | 0 | 0 | 0 | 0 | -6.6845 | -6.6845 | 3845.8633 | 28767.0578 |  | 0
1929-09-02 | 0 | 0 | 0 | 0 | -6.6845 | -6.6845 | 3839.1788 | 28717.0577 |  | 0
1929-09-03 | 0 | 0 | 0 | 0 | -6.6845 | -6.6845 | 3832.4943 | 28667.0577 |  | 0
1929-09-04 | 0 | 0 | 0 | 0 | -6.6845 | -6.6845 | 3825.8098 | 28617.0576 |  | 0
1929-09-05 | 0 | 0 | 0 | 0 | -6.6845 | -6.6845 | 3819.1253 | 28567.0576 |  | 0
1929-09-06 | 0 | 0 | 0 | 0 | -6.6845 | -6.6845 | 3812.4408 | 28517.0575 |  | 0
1929-09-07 | 0 | 0 | 0 | 0 | -6.6845 | -6.6845 | 3805.7563 | 28467.0574 |  | 0
1929-09-08 | 0 | 0 | 0 | 0 | -6.6845 | -6.6845 | 3799.0718 | 28417.0574 |  | 0
1929-09-09 | 0 | 0 | 0 | 0 | -6.6845 | -6.6845 | 3792.3873 | 28367.0573 |  | 0
1929-09-10 | 0.091667 | 230.5673 | 3.6551 | 3.6551 | 220.2278 | 220.2278 | 4003.7455 | 29948.0163 |  | 2.1851
1929-09-11 | 0 | 0 | 0 | 0 | -6.6845 | -6.6845 | 3997.061 | 29898.0163 |  | 0
1929-09-12 | 0 | 0 | 0 | 0 | -6.6845 | -6.6845 | 3990.3765 | 29848.0162 |  | 0
1929-09-13 | 0 | 0 | 0 | 0 | -6.6845 | -6.6845 | 3983.692 | 29798.0162 |  | 0
1929-09-14 | 0.011667 | 29.3449 | 3.6551 | 3.6551 | 19.0054 | 19.0054 | 4002.6974 | 29940.1762 |  | 0
1929-09-15 | 0 | 0 | 0 | 0 | -6.6845 | -6.6845 | 3996.0129 | 29890.1761 |  | 0
1929-09-16 | 0 | 0 | 0 | 0 | -6.6845 | -6.6845 | 3989.3284 | 29840.1761 |  | 0
1929-09-17 | 0 | 0 | 0 | 0 | -6.6845 | -6.6845 | 3982.6439 | 29790.176 |  | 0
1929-09-18 | 0 | 0 | 0 | 0 | -6.6845 | -6.6845 | 3975.9594 | 29740.176 |  | 0
1929-09-19 | 0 | 0 | 0 | 0 | -6.6845 | -6.6845 | 3969.2749 | 29690.1759 |  | 0
1929-09-20 | 0 | 0 | 0 | 0 | -6.6845 | -6.6845 | 3962.5904 | 29640.1758 |  | 0
1929-09-21 | 0 | 0 | 0 | 0 | -6.6845 | -6.6845 | 3955.9059 | 29590.1758 |  | 0
1929-09-22 | 0 | 0 | 0 | 0 | -6.6845 | -6.6845 | 3949.2214 | 29540.1757 |  | 0
1929-09-23 | 0 | 0 | 0 | 0 | -6.6845 | -6.6845 | 3942.5369 | 29490.1757 |  | 0
1929-09-24 | 0 | 0 | 0 | 0 | -6.6845 | -6.6845 | 3935.8524 | 29440.1756 |  | 0
1929-09-25 | 0 | 0 | 0 | 0 | -6.6845 | -6.6845 | 3929.1679 | 29390.1755 |  | 0
1929-09-26 | 0 | 0 | 0 | 0 | -6.6845 | -6.6845 | 3922.4834 | 29340.1755 |  | 0
1929-09-27 | 0 | 0 | 0 | 0 | -6.6845 | -6.6845 | 3915.7989 | 29290.1754 |  | 0
1929-09-28 | 0 | 0 | 0 | 0 | -6.6845 | -6.6845 | 3909.1144 | 29240.1754 |  | 0
1929-09-29 | 0 | 0 | 0 | 0 | -6.6845 | -6.6845 | 3902.4299 | 29190.1753 |  | 0
1929-09-30 | 0 | 0 | 0 | 0 | -6.6845 | -6.6845 | 3895.7454 | 29140.1752 |  | 0
1929-10-01 | 0 | 0 | 0 | 0 | -6.6845 | -6.6845 | 3889.0609 | 29090.1752 |  | 0
1929-10-02 | 0 | 0 | 0 | 0 | -6.6845 | -6.6845 | 3882.3764 | 29040.1751 |  | 0
1929-10-03 | 0 | 0 | 0 | 0 | -6.6845 | -6.6845 | 3875.6919 | 28990.1751 |  | 0
1929-10-04 | 0 | 0 | 0 | 0 | -6.6845 | -6.6845 | 3869.0074 | 28940.175 |  | 0
1929-10-05 | 0 | 0 | 0 | 0 | -6.6845 | -6.6845 | 3862.3229 | 28890.1749 |  | 0
1929-10-06 | 0 | 0 | 0 | 0 | -6.6845 | -6.6845 | 3855.6384 | 28840.1749 |  | 0
1929-10-07 | 0 | 0 | 0 | 0 | -6.6845 | -6.6845 | 3848.9539 | 28790.1748 |  | 0
1929-10-08 | 0 | 0 | 0 | 0 | -6.6845 | -6.6845 | 3842.2694 | 28740.1748 |  | 0
1929-10-09 | 0 | 0 | 0 | 0 | -6.6845 | -6.6845 | 3835.5849 | 28690.1747 |  | 0
1929-10-10 | 0 | 0 | 0 | 0 | -6.6845 | -6.6845 | 3828.9004 | 28640.1746 |  | 0
1929-10-11 | 0.025833 | 64.9781 | 3.6551 | 3.6551 | 54.6385 | 54.6385 | 3883.5388 | 29048.8705 |  | 0
1929-10-12 | 0.095833 | 241.0477 | 3.6551 | 3.6551 | 230.7081 | 230.7081 | 4003.7455 | 29948.0163 |  | 103.8169
1929-10-13 | 0.013333 | 33.5371 | 3.6551 | 3.6551 | 23.1975 | 23.1975 | 4003.7455 | 29948.0163 |  | 16.513
1929-10-14 | 0.031667 | 79.6505 | 3.6551 | 3.6551 | 69.311 | 69.311 | 4003.7455 | 29948.0163 |  | 62.6265
1929-10-15 | 0 | 0 | 0 | 0 | -6.6845 | -6.6845 | 3997.061 | 29898.0163 |  | 0
1929-10-16 | 0 | 0 | 0 | 0 | -6.6845 | -6.6845 | 3990.3765 | 29848.0162 |  | 0
1929-10-17 | 0 | 0 | 0 | 0 | -6.6845 | -6.6845 | 3983.692 | 29798.0162 |  | 0
1929-10-18 | 0 | 0 | 0 | 0 | -6.6845 | -6.6845 | 3977.0075 | 29748.0161 |  | 0
1929-10-19 | 0 | 0 | 0 | 0 | -6.6845 | -6.6845 | 3970.323 | 29698.016 |  | 0
1929-10-20 | 0 | 0 | 0 | 0 | -6.6845 | -6.6845 | 3963.6385 | 29648.016 |  | 0
1929-10-21 | 0 | 0 | 0 | 0 | -6.6845 | -6.6845 | 3956.954 | 29598.0159 |  | 0
1929-10-22 | 0 | 0 | 0 | 0 | -6.6845 | -6.6845 | 3950.2695 | 29548.0159 |  | 0
1929-10-23 | 0 | 0 | 0 | 0 | -6.6845 | -6.6845 | 3943.585 | 29498.0158 |  | 0
1929-10-24 | 0.070833 | 178.1657 | 3.6551 | 3.6551 | 167.8261 | 167.8261 | 4003.7455 | 29948.0163 |  | 100.9811
1929-10-25 | 0 | 0 | 0 | 0 | -6.6845 | -6.6845 | 3997.061 | 29898.0163 |  | 0
1929-10-26 | 0 | 0 | 0 | 0 | -6.6845 | -6.6845 | 3990.3765 | 29848.0162 |  | 0
1929-10-27 | 0.019167 | 48.2095 | 3.6551 | 3.6551 | 37.87 | 37.87 | 4003.7455 | 29948.0163 |  | 17.8165
1929-10-28 | 0 | 0 | 0 | 0 | -6.6845 | -6.6845 | 3997.061 | 29898.0163 |  | 0
1929-10-29 | 0 | 0 | 0 | 0 | -6.6845 | -6.6845 | 3990.3765 | 29848.0162 |  | 0
1929-10-30 | 0.035 | 88.0348 | 3.6551 | 3.6551 | 77.6952 | 77.6952 | 4003.7455 | 29948.0163 |  | 57.6417
1929-10-31 | 0 | 0 | 0 | 0 | -6.6845 | -6.6845 | 3997.061 | 29898.0163 |  | 0
1929-11-01 | 0 | 0 | 0 | 0 | -6.6845 | -6.6845 | 3990.3765 | 29848.0162 |  | 0
1929-11-02 | 0.01 | 25.1528 | 3.6551 | 3.6551 | 14.8132 | 14.8132 | 4005.1897 | 29958.8191 |  | 0
1929-11-03 | 0 | 0 | 0 | 0 | -6.6845 | -6.6845 | 3998.5052 | 29908.819 |  | 0
1929-11-04 | 0 | 0 | 0 | 0 | -6.6845 | -6.6845 | 3991.8207 | 29858.819 |  | 0
1929-11-05 | 0 | 0 | 0 | 0 | -6.6845 | -6.6845 | 3985.1362 | 29808.8189 |  | 0
1929-11-06 | 0 | 0 | 0 | 0 | -6.6845 | -6.6845 | 3978.4517 | 29758.8189 |  | 0
1929-11-07 | 0 | 0 | 0 | 0 | -6.6845 | -6.6845 | 3971.7672 | 29708.8188 |  | 0
1929-11-08 | 0 | 0 | 0 | 0 | -6.6845 | -6.6845 | 3965.0827 | 29658.8187 |  | 0
1929-11-09 | 0 | 0 | 0 | 0 | -6.6845 | -6.6845 | 3958.3982 | 29608.8187 |  | 0
1929-11-10 | 0 | 0 | 0 | 0 | -6.6845 | -6.6845 | 3951.7137 | 29558.8186 |  | 0
1929-11-11 | 0 | 0 | 0 | 0 | -6.6845 | -6.6845 | 3945.0292 | 29508.8186 |  | 0
1929-11-12 | 0 | 0 | 0 | 0 | -6.6845 | -6.6845 | 3938.3447 | 29458.8185 |  | 0
1929-11-13 | 0 | 0 | 0 | 0 | -6.6845 | -6.6845 | 3931.6602 | 29408.8184 |  | 0
1929-11-14 | 0 | 0 | 0 | 0 | -6.6845 | -6.6845 | 3924.9757 | 29358.8184 |  | 0
1929-11-15 | 0 | 0 | 0 | 0 | -6.6845 | -6.6845 | 3918.2912 | 29308.8183 |  | 0
1929-11-16 | 0 | 0 | 0 | 0 | -6.6845 | -6.6845 | 3911.6067 | 29258.8183 |  | 0
1929-11-17 | 0 | 0 | 0 | 0 | -6.6845 | -6.6845 | 3904.9222 | 29208.8182 |  | 0
1929-11-18 | 0 | 0 | 0 | 0 | -6.6845 | -6.6845 | 3898.2377 | 29158.8181 |  | 0
1929-11-19 | 0 | 0 | 0 | 0 | -6.6845 | -6.6845 | 3891.5532 | 29108.8181 |  | 0
1929-11-20 | 0 | 0 | 0 | 0 | -6.6845 | -6.6845 | 3884.8687 | 29058.818 |  | 0
1929-11-21 | 0 | 0 | 0 | 0 | -6.6845 | -6.6845 | 3878.1842 | 29008.818 |  | 0
1929-11-22 | 0 | 0 | 0 | 0 | -6.6845 | -6.6845 | 3871.4997 | 28958.8179 |  | 0
1929-11-23 | 0 | 0 | 0 | 0 | -6.6845 | -6.6845 | 3864.8152 | 28908.8178 |  | 0
1929-11-24 | 0 | 0 | 0 | 0 | -6.6845 | -6.6845 | 3858.1307 | 28858.8178 |  | 0
1929-11-25 | 0 | 0 | 0 | 0 | -6.6845 | -6.6845 | 3851.4462 | 28808.8177 |  | 0
1929-11-26 | 0 | 0 | 0 | 0 | -6.6845 | -6.6845 | 3844.7617 | 28758.8177 |  | 0
1929-11-27 | 0 | 0 | 0 | 0 | -6.6845 | -6.6845 | 3838.0772 | 28708.8176 |  | 0
1929-11-28 | 0 | 0 | 0 | 0 | -6.6845 | -6.6845 | 3831.3927 | 28658.8175 |  | 0
1929-11-29 | 0 | 0 | 0 | 0 | -6.6845 | -6.6845 | 3824.7082 | 28608.8175 |  | 0
1929-11-30 | 0 | 0 | 0 | 0 | -6.6845 | -6.6845 | 3818.0237 | 28558.8174 |  | 0
1929-12-01 | 0 | 0 | 0 | 0 | -6.6845 | -6.6845 | 3811.3392 | 28508.8174 |  | 0
1929-12-02 | 0 | 0 | 0 | 0 | -6.6845 | -6.6845 | 3804.6547 | 28458.8173 |  | 0
1929-12-03 | 0 | 0 | 0 | 0 | -6.6845 | -6.6845 | 3797.9702 | 28408.8172 |  | 0
1929-12-04 | 0 | 0 | 0 | 0 | -6.6845 | -6.6845 | 3791.2857 | 28358.8172 |  | 0
1929-12-05 | 0 | 0 | 0 | 0 | -6.6845 | -6.6845 | 3784.6012 | 28308.8171 |  | 0
1929-12-06 | 0 | 0 | 0 | 0 | -6.6845 | -6.6845 | 3777.9167 | 28258.8171 |  | 0
1929-12-07 | 0 | 0 | 0 | 0 | -6.6845 | -6.6845 | 3771.2322 | 28208.817 |  | 0
1929-12-08 | 0 | 0 | 0 | 0 | -6.6845 | -6.6845 | 3764.5477 | 28158.8169 |  | 0
1929-12-09 | 0 | 0 | 0 | 0 | -6.6845 | -6.6845 | 3757.8632 | 28108.8169 |  | 0
1929-12-10 | 0 | 0 | 0 | 0 | -6.6845 | -6.6845 | 3751.1787 | 28058.8168 |  | 0
1929-12-11 | 0 | 0 | 0 | 0 | -6.6845 | -6.6845 | 3744.4942 | 28008.8168 |  | 0
1929-12-12 | 0 | 0 | 0 | 0 | -6.6845 | -6.6845 | 3737.8097 | 27958.8167 |  | 0
1929-12-13 | 0 | 0 | 0 | 0 | -6.6845 | -6.6845 | 3731.1252 | 27908.8166 |  | 0
1929-12-14 | 0 | 0 | 0 | 0 | -6.6845 | -6.6845 | 3724.4407 | 27858.8166 |  | 0
1929-12-15 | 0 | 0 | 0 | 0 | -6.6845 | -6.6845 | 3717.7562 | 27808.8165 |  | 0
1929-12-16 | 0 | 0 | 0 | 0 | -6.6845 | -6.6845 | 3711.0717 | 27758.8165 |  | 0
1929-12-17 | 0 | 0 | 0 | 0 | -6.6845 | -6.6845 | 3704.3872 | 27708.8164 |  | 0
1929-12-18 | 0 | 0 | 0 | 0 | -6.6845 | -6.6845 | 3697.7027 | 27658.8163 |  | 0
1929-12-19 | 0 | 0 | 0 | 0 | -6.6845 | -6.6845 | 3691.0182 | 27608.8163 |  | 0
1929-12-20 | 0.020833 | 52.4017 | 3.6551 | 3.6551 | 42.0621 | 42.0621 | 3733.0803 | 27923.4407 |  | 0
1929-12-21 | 0 | 0 | 0 | 0 | -6.6845 | -6.6845 | 3726.3958 | 27873.4406 |  | 0
1929-12-22 | 0 | 0 | 0 | 0 | -6.6845 | -6.6845 | 3719.7113 | 27823.4406 |  | 0
1929-12-23 | 0 | 0 | 0 | 0 | -6.6845 | -6.6845 | 3713.0268 | 27773.4405 |  | 0
1929-12-24 | 0 | 0 | 0 | 0 | -6.6845 | -6.6845 | 3706.3423 | 27723.4405 |  | 0
1929-12-25 | 0 | 0 | 0 | 0 | -6.6845 | -6.6845 | 3699.6578 | 27673.4404 |  | 0
1929-12-26 | 0 | 0 | 0 | 0 | -6.6845 | -6.6845 | 3692.9733 | 27623.4403 |  | 0
1929-12-27 | 0 | 0 | 0 | 0 | -6.6845 | -6.6845 | 3686.2888 | 27573.4403 |  | 0
1929-12-28 | 0 | 0 | 0 | 0 | -6.6845 | -6.6845 | 3679.6043 | 27523.4402 |  | 0
1929-12-29 | 0 | 0 | 0 | 0 | -6.6845 | -6.6845 | 3672.9198 | 27473.4402 |  | 0
1929-12-30 | 0 | 0 | 0 | 0 | -6.6845 | -6.6845 | 3666.2353 | 27423.4401 |  | 0
1929-12-31 | 0 | 0 | 0 | 0 | -6.6845 | -6.6845 | 3659.5508 | 27373.44 |  | 0
1930-01-01 | 0 | 0 | 0 | 0 | -6.6845 | -6.6845 | 3652.8663 | 27323.44 |  | 0
1930-01-02 | 0 | 0 | 0 | 0 | -6.6845 | -6.6845 | 3646.1818 | 27273.4399 |  | 0
1930-01-03 | 0 | 0 | 0 | 0 | -6.6845 | -6.6845 | 3639.4973 | 27223.4399 |  | 0
1930-01-04 | 0 | 0 | 0 | 0 | -6.6845 | -6.6845 | 3632.8128 | 27173.4398 |  | 0
1930-01-05 | 0 | 0 | 0 | 0 | -6.6845 | -6.6845 | 3626.1283 | 27123.4397 |  | 0
1930-01-06 | 0 | 0 | 0 | 0 | -6.6845 | -6.6845 | 3619.4438 | 27073.4397 |  | 0
1930-01-07 | 0 | 0 | 0 | 0 | -6.6845 | -6.6845 | 3612.7593 | 27023.4396 |  | 0
1930-01-08 | 0.014167 | 35.6331 | 3.6551 | 3.6551 | 25.2936 | 25.2936 | 3638.0529 | 27212.6354 |  | 0
1930-01-09 | 0 | 0 | 0 | 0 | -6.6845 | -6.6845 | 3631.3684 | 27162.6353 |  | 0
1930-01-10 | 0 | 0 | 0 | 0 | -6.6845 | -6.6845 | 3624.6839 | 27112.6353 |  | 0
1930-01-11 | 0 | 0 | 0 | 0 | -6.6845 | -6.6845 | 3617.9994 | 27062.6352 |  | 0
1930-01-12 | 0 | 0 | 0 | 0 | -6.6845 | -6.6845 | 3611.3149 | 27012.6351 |  | 0
1930-01-13 | 0 | 0 | 0 | 0 | -6.6845 | -6.6845 | 3604.6304 | 26962.6351 |  | 0
1930-01-14 | 0 | 0 | 0 | 0 | -6.6845 | -6.6845 | 3597.9459 | 26912.635 |  | 0
1930-01-15 | 0 | 0 | 0 | 0 | -6.6845 | -6.6845 | 3591.2614 | 26862.635 |  | 0
1930-01-16 | 0 | 0 | 0 | 0 | -6.6845 | -6.6845 | 3584.5769 | 26812.6349 |  | 0
1930-01-17 | 0 | 0 | 0 | 0 | -6.6845 | -6.6845 | 3577.8924 | 26762.6348 |  | 0
1930-01-18 | 0 | 0 | 0 | 0 | -6.6845 | -6.6845 | 3571.2079 | 26712.6348 |  | 0
1930-01-19 | 0 | 0 | 0 | 0 | -6.6845 | -6.6845 | 3564.5234 | 26662.6347 |  | 0
1930-01-20 | 0 | 0 | 0 | 0 | -6.6845 | -6.6845 | 3557.8389 | 26612.6347 |  | 0
1930-01-21 | 0 | 0 | 0 | 0 | -6.6845 | -6.6845 | 3551.1544 | 26562.6346 |  | 0
1930-01-22 | 0 | 0 | 0 | 0 | -6.6845 | -6.6845 | 3544.4699 | 26512.6345 |  | 0
1930-01-23 | 0 | 0 | 0 | 0 | -6.6845 | -6.6845 | 3537.7854 | 26462.6345 |  | 0
1930-01-24 | 0 | 0 | 0 | 0 | -6.6845 | -6.6845 | 3531.1009 | 26412.6344 |  | 0
1930-01-25 | 0 | 0 | 0 | 0 | -6.6845 | -6.6845 | 3524.4164 | 26362.6344 |  | 0
1930-01-26 | 0 | 0 | 0 | 0 | -6.6845 | -6.6845 | 3517.7319 | 26312.6343 |  | 0
1930-01-27 | 0 | 0 | 0 | 0 | -6.6845 | -6.6845 | 3511.0474 | 26262.6342 |  | 0
1930-01-28 | 0 | 0 | 0 | 0 | -6.6845 | -6.6845 | 3504.3629 | 26212.6342 |  | 0
1930-01-29 | 0 | 0 | 0 | 0 | -6.6845 | -6.6845 | 3497.6784 | 26162.6341 |  | 0
1930-01-30 | 0 | 0 | 0 | 0 | -6.6845 | -6.6845 | 3490.9939 | 26112.6341 |  | 0
1930-01-31 | 0 | 0 | 0 | 0 | -6.6845 | -6.6845 | 3484.3094 | 26062.634 |  | 0
1930-02-01 | 0 | 0 | 0 | 0 | -6.6845 | -6.6845 | 3477.6249 | 26012.6339 |  | 0
1930-02-02 | 0 | 0 | 0 | 0 | -6.6845 | -6.6845 | 3470.9404 | 25962.6339 |  | 0
1930-02-03 | 0 | 0 | 0 | 0 | -6.6845 | -6.6845 | 3464.2559 | 25912.6338 |  | 0
1930-02-04 | 0 | 0 | 0 | 0 | -6.6845 | -6.6845 | 3457.5714 | 25862.6338 |  | 0
1930-02-05 | 0 | 0 | 0 | 0 | -6.6845 | -6.6845 | 3450.8869 | 25812.6337 |  | 0
1930-02-06 | 0 | 0 | 0 | 0 | -6.6845 | -6.6845 | 3444.2024 | 25762.6336 |  | 0
1930-02-07 | 0 | 0 | 0 | 0 | -6.6845 | -6.6845 | 3437.5179 | 25712.6336 |  | 0
1930-02-08 | 0 | 0 | 0 | 0 | -6.6845 | -6.6845 | 3430.8334 | 25662.6335 |  | 0
1930-02-09 | 0 | 0 | 0 | 0 | -6.6845 | -6.6845 | 3424.1489 | 25612.6335 |  | 0
1930-02-10 | 0 | 0 | 0 | 0 | -6.6845 | -6.6845 | 3417.4644 | 25562.6334 |  | 0
1930-02-11 | 0 | 0 | 0 | 0 | -6.6845 | -6.6845 | 3410.7799 | 25512.6333 |  | 0
1930-02-12 | 0 | 0 | 0 | 0 | -6.6845 | -6.6845 | 3404.0954 | 25462.6333 |  | 0
1930-02-13 | 0 | 0 | 0 | 0 | -6.6845 | -6.6845 | 3397.4109 | 25412.6332 |  | 0
1930-02-14 | 0 | 0 | 0 | 0 | -6.6845 | -6.6845 | 3390.7264 | 25362.6332 |  | 0
1930-02-15 | 0 | 0 | 0 | 0 | -6.6845 | -6.6845 | 3384.0419 | 25312.6331 |  | 0 | 1
1930-02-16 | 0 | 0 | 0 | 0 | -6.6845 | -6.6845 | 3377.3574 | 25262.633 |  | 0
1930-02-17 | 0 | 0 | 0 | 0 | -6.6845 | -6.6845 | 3370.6729 | 25212.633 |  | 0
1930-02-18 | 0 | 0 | 0 | 0 | -6.6845 | -6.6845 | 3363.9884 | 25162.6329 |  | 0
1930-02-19 | 0 | 0 | 0 | 0 | -6.6845 | -6.6845 | 3357.3039 | 25112.6329 |  | 0
1930-02-20 | 0 | 0 | 0 | 0 | -6.6845 | -6.6845 | 3350.6194 | 25062.6328 |  | 0
1930-02-21 | 0 | 0 | 0 | 0 | -6.6845 | -6.6845 | 3343.9349 | 25012.6327 |  | 0
1930-02-22 | 0 | 0 | 0 | 0 | -6.6845 | -6.6845 | 3337.2504 | 24962.6327 |  | 0
1930-02-23 | 0 | 0 | 0 | 0 | -6.6845 | -6.6845 | 3330.5659 | 24912.6326 |  | 0
1930-02-24 | 0 | 0 | 0 | 0 | -6.6845 | -6.6845 | 3323.8814 | 24862.6326 |  | 0
1930-02-25 | 0 | 0 | 0 | 0 | -6.6845 | -6.6845 | 3317.1969 | 24812.6325 |  | 0
1930-02-26 | 0 | 0 | 0 | 0 | -6.6845 | -6.6845 | 3310.5124 | 24762.6324 |  | 0
1930-02-27 | 0 | 0 | 0 | 0 | -6.6845 | -6.6845 | 3303.8279 | 24712.6324 |  | 0
1930-02-28 | 0 | 0 | 0 | 0 | -6.6845 | -6.6845 | 3297.1434 | 24662.6323 |  | 0
1930-03-01 | 0 | 0 | 0 | 0 | -6.6845 | -6.6845 | 3290.4589 | 24612.6323 |  | 0
1930-03-02 | 0 | 0 | 0 | 0 | -6.6845 | -6.6845 | 3283.7744 | 24562.6322 |  | 0
1930-03-03 | 0 | 0 | 0 | 0 | -6.6845 | -6.6845 | 3277.0899 | 24512.6321 |  | 0
1930-03-04 | 0 | 0 | 0 | 0 | -6.6845 | -6.6845 | 3270.4054 | 24462.6321 |  | 0
1930-03-05 | 0 | 0 | 0 | 0 | -6.6845 | -6.6845 | 3263.7209 | 24412.632 |  | 0
1930-03-06 | 0 | 0 | 0 | 0 | -6.6845 | -6.6845 | 3257.0364 | 24362.632 |  | 0
1930-03-07 | 0 | 0 | 0 | 0 | -6.6845 | -6.6845 | 3250.3519 | 24312.6319 |  | 0
1930-03-08 | 0 | 0 | 0 | 0 | -6.6845 | -6.6845 | 3243.6674 | 24262.6318 |  | 0
1930-03-09 | 0 | 0 | 0 | 0 | -6.6845 | -6.6845 | 3236.9829 | 24212.6318 |  | 0
1930-03-10 | 0 | 0 | 0 | 0 | -6.6845 | -6.6845 | 3230.2984 | 24162.6317 |  | 0
1930-03-11 | 0 | 0 | 0 | 0 | -6.6845 | -6.6845 | 3223.6139 | 24112.6317 |  | 0
1930-03-12 | 0 | 0 | 0 | 0 | -6.6845 | -6.6845 | 3216.9294 | 24062.6316 |  | 0
1930-03-13 | 0 | 0 | 0 | 0 | -6.6845 | -6.6845 | 3210.2449 | 24012.6315 |  | 0
1930-03-14 | 0 | 0 | 0 | 0 | -6.6845 | -6.6845 | 3203.5604 | 23962.6315 |  | 0
1930-03-15 | 0 | 0 | 0 | 0 | -6.6845 | -6.6845 | 3196.8759 | 23912.6314 |  | 0
1930-03-16 | 0 | 0 | 0 | 0 | -6.6845 | -6.6845 | 3190.1914 | 23862.6314 |  | 0
1930-03-17 | 0 | 0 | 0 | 0 | -6.6845 | -6.6845 | 3183.5069 | 23812.6313 |  | 0
1930-03-18 | 0 | 0 | 0 | 0 | -6.6845 | -6.6845 | 3176.8224 | 23762.6312 |  | 0
1930-03-19 | 0 | 0 | 0 | 0 | -6.6845 | -6.6845 | 3170.1379 | 23712.6312 |  | 0
1930-03-20 | 0 | 0 | 0 | 0 | -6.6845 | -6.6845 | 3163.4534 | 23662.6311 |  | 0
1930-03-21 | 0 | 0 | 0 | 0 | -6.6845 | -6.6845 | 3156.7689 | 23612.6311 |  | 0
1930-03-22 | 0 | 0 | 0 | 0 | -6.6845 | -6.6845 | 3150.0844 | 23562.631 |  | 0
1930-03-23 | 0 | 0 | 0 | 0 | -6.6845 | -6.6845 | 3143.3999 | 23512.6309 |  | 0
1930-03-24 | 0 | 0 | 0 | 0 | -6.6845 | -6.6845 | 3136.7154 | 23462.6309 |  | 0
1930-03-25 | 0 | 0 | 0 | 0 | -6.6845 | -6.6845 | 3130.0309 | 23412.6308 |  | 0
1930-03-26 | 0.01 | 25.1528 | 3.6551 | 3.6551 | 14.8132 | 14.8132 | 3144.8441 | 23523.4337 |  | 0
1930-03-27 | 0.0225 | 56.5938 | 3.6551 | 3.6551 | 46.2542 | 46.2542 | 3191.0983 | 23869.4153 |  | 0
1930-03-28 | 0 | 0 | 0 | 0 | -6.6845 | -6.6845 | 3184.4138 | 23819.4152 |  | 0
1930-03-29 | 0 | 0 | 0 | 0 | -6.6845 | -6.6845 | 3177.7293 | 23769.4152 |  | 0
1930-03-30 | 0 | 0 | 0 | 0 | -6.6845 | -6.6845 | 3171.0448 | 23719.4151 |  | 0
1930-03-31 | 0 | 0 | 0 | 0 | -6.6845 | -6.6845 | 3164.3603 | 23669.415 |  | 0
1930-04-01 | 0 | 0 | 0 | 0 | -6.6845 | -6.6845 | 3157.6758 | 23619.415 |  | 0
1930-04-02 | 0 | 0 | 0 | 0 | -6.6845 | -6.6845 | 3150.9913 | 23569.4149 |  | 0
1930-04-03 | 0 | 0 | 0 | 0 | -6.6845 | -6.6845 | 3144.3068 | 23519.4149 |  | 0
1930-04-04 | 0 | 0 | 0 | 0 | -6.6845 | -6.6845 | 3137.6223 | 23469.4148 |  | 0
1930-04-05 | 0 | 0 | 0 | 0 | -6.6845 | -6.6845 | 3130.9378 | 23419.4147 |  | 0
1930-04-06 | 0 | 0 | 0 | 0 | -6.6845 | -6.6845 | 3124.2533 | 23369.4147 |  | 0
1930-04-07 | 0 | 0 | 0 | 0 | -6.6845 | -6.6845 | 3117.5688 | 23319.4146 |  | 0
1930-04-08 | 0 | 0 | 0 | 0 | -6.6845 | -6.6845 | 3110.8843 | 23269.4146 |  | 0
1930-04-09 | 0 | 0 | 0 | 0 | -6.6845 | -6.6845 | 3104.1998 | 23219.4145 |  | 0
1930-04-10 | 0 | 0 | 0 | 0 | -6.6845 | -6.6845 | 3097.5153 | 23169.4144 |  | 0
1930-04-11 | 0 | 0 | 0 | 0 | -6.6845 | -6.6845 | 3090.8308 | 23119.4144 |  | 0
1930-04-12 | 0 | 0 | 0 | 0 | -6.6845 | -6.6845 | 3084.1463 | 23069.4143 |  | 0
1930-04-13 | 0 | 0 | 0 | 0 | -6.6845 | -6.6845 | 3077.4618 | 23019.4143 |  | 0
1930-04-14 | 0 | 0 | 0 | 0 | -6.6845 | -6.6845 | 3070.7773 | 22969.4142 |  | 0
1930-04-15 | 0 | 0 | 0 | 0 | -6.6845 | -6.6845 | 3064.0928 | 22919.4141 |  | 0
1930-04-16 | 0 | 0 | 0 | 0 | -6.6845 | -6.6845 | 3057.4083 | 22869.4141 |  | 0
1930-04-17 | 0 | 0 | 0 | 0 | -6.6845 | -6.6845 | 3050.7238 | 22819.414 |  | 0
1930-04-18 | 0 | 0 | 0 | 0 | -6.6845 | -6.6845 | 3044.0393 | 22769.414 |  | 0
1930-04-19 | 0 | 0 | 0 | 0 | -6.6845 | -6.6845 | 3037.3548 | 22719.4139 |  | 0
1930-04-20 | 0 | 0 | 0 | 0 | -6.6845 | -6.6845 | 3030.6703 | 22669.4138 |  | 0
1930-04-21 | 0 | 0 | 0 | 0 | -6.6845 | -6.6845 | 3023.9858 | 22619.4138 |  | 0
1930-04-22 | 0 | 0 | 0 | 0 | -6.6845 | -6.6845 | 3017.3013 | 22569.4137 |  | 0
1930-04-23 | 0 | 0 | 0 | 0 | -6.6845 | -6.6845 | 3010.6168 | 22519.4137 |  | 0
1930-04-24 | 0.0525 | 132.0522 | 3.6551 | 3.6551 | 121.7126 | 121.7126 | 3132.3294 | 23429.8241 |  | 0
1930-04-25 | 0 | 0 | 0 | 0 | -6.6845 | -6.6845 | 3125.6449 | 23379.824 |  | 0
1930-04-26 | 0 | 0 | 0 | 0 | -6.6845 | -6.6845 | 3118.9604 | 23329.8239 |  | 0
1930-04-27 | 0.0125 | 31.441 | 3.6551 | 3.6551 | 21.1014 | 21.1014 | 3140.0618 | 23487.6626 |  | 0
1930-04-28 | 0.0091667 | 23.0567 | 3.6551 | 3.6551 | 12.7172 | 12.7172 | 3152.779 | 23582.7869 |  | 0
1930-04-29 | 0 | 0 | 0 | 0 | -6.6845 | -6.6845 | 3146.0945 | 23532.7868 |  | 0
1930-04-30 | 0 | 0 | 0 | 0 | -6.6845 | -6.6845 | 3139.41 | 23482.7867 |  | 0
1930-05-01 | 0 | 0 | 0 | 0 | -6.6845 | -6.6845 | 3132.7255 | 23432.7867 |  | 0
1930-05-02 | 0 | 0 | 0 | 0 | -6.6845 | -6.6845 | 3126.041 | 23382.7866 |  | 0
1930-05-03 | 0 | 0 | 0 | 0 | -6.6845 | -6.6845 | 3119.3565 | 23332.7866 |  | 0
1930-05-04 | 0 | 0 | 0 | 0 | -6.6845 | -6.6845 | 3112.672 | 23282.7865 |  | 0
1930-05-05 | 0 | 0 | 0 | 0 | -6.6845 | -6.6845 | 3105.9875 | 23232.7864 |  | 0
1930-05-06 | 0 | 0 | 0 | 0 | -6.6845 | -6.6845 | 3099.303 | 23182.7864 |  | 0
1930-05-07 | 0 | 0 | 0 | 0 | -6.6845 | -6.6845 | 3092.6185 | 23132.7863 |  | 0
1930-05-08 | 0 | 0 | 0 | 0 | -6.6845 | -6.6845 | 3085.934 | 23082.7863 |  | 0
1930-05-09 | 0 | 0 | 0 | 0 | -6.6845 | -6.6845 | 3079.2495 | 23032.7862 |  | 0
1930-05-10 | 0 | 0 | 0 | 0 | -6.6845 | -6.6845 | 3072.565 | 22982.7861 |  | 0
1930-05-11 | 0 | 0 | 0 | 0 | -6.6845 | -6.6845 | 3065.8805 | 22932.7861 |  | 0
1930-05-12 | 0 | 0 | 0 | 0 | -6.6845 | -6.6845 | 3059.196 | 22882.786 |  | 0
1930-05-13 | 0 | 0 | 0 | 0 | -6.6845 | -6.6845 | 3052.5115 | 22832.786 |  | 0
1930-05-14 | 0 | 0 | 0 | 0 | -6.6845 | -6.6845 | 3045.827 | 22782.7859 |  | 0
1930-05-15 | 0 | 0 | 0 | 0 | -6.6845 | -6.6845 | 3039.1425 | 22732.7858 |  | 0
1930-05-16 | 0 | 0 | 0 | 0 | -6.6845 | -6.6845 | 3032.458 | 22682.7858 |  | 0
1930-05-17 | 0 | 0 | 0 | 0 | -6.6845 | -6.6845 | 3025.7735 | 22632.7857 |  | 0
1930-05-18 | 0 | 0 | 0 | 0 | -6.6845 | -6.6845 | 3019.089 | 22582.7857 |  | 0
1930-05-19 | 0 | 0 | 0 | 0 | -6.6845 | -6.6845 | 3012.4045 | 22532.7856 |  | 0
1930-05-20 | 0 | 0 | 0 | 0 | -6.6845 | -6.6845 | 3005.72 | 22482.7855 |  | 0
1930-05-21 | 0 | 0 | 0 | 0 | -6.6845 | -6.6845 | 2999.0355 | 22432.7855 |  | 0
1930-05-22 | 0 | 0 | 0 | 0 | -6.6845 | -6.6845 | 2992.351 | 22382.7854 |  | 0
1930-05-23 | 0 | 0 | 0 | 0 | -6.6845 | -6.6845 | 2985.6665 | 22332.7854 |  | 0
1930-05-24 | 0 | 0 | 0 | 0 | -6.6845 | -6.6845 | 2978.982 | 22282.7853 |  | 0
1930-05-25 | 0 | 0 | 0 | 0 | -6.6845 | -6.6845 | 2972.2975 | 22232.7852 |  | 0
1930-05-26 | 0.011667 | 29.3449 | 3.6551 | 3.6551 | 19.0054 | 19.0054 | 2991.3028 | 22374.9453 |  | 0
1930-05-27 | 0.036667 | 92.2269 | 3.6551 | 3.6551 | 81.8874 | 81.8874 | 3073.1902 | 22987.4627 |  | 0
1930-05-28 | 0.10833 | 272.4887 | 3.6551 | 3.6551 | 262.1491 | 262.1491 | 3335.3393 | 24948.3378 |  | 0
1930-05-29 | 0.066667 | 167.6853 | 3.6551 | 3.6551 | 157.3458 | 157.3458 | 3492.685 | 26125.2841 |  | 0
1930-05-30 | 0 | 0 | 0 | 0 | -6.6845 | -6.6845 | 3486.0005 | 26075.284 |  | 0
1930-05-31 | 0 | 0 | 0 | 0 | -6.6845 | -6.6845 | 3479.316 | 26025.284 |  | 0
1930-06-01 | 0.04 | 100.6112 | 3.6551 | 3.6551 | 90.2716 | 90.2716 | 3569.5877 | 26700.5157 |  | 0
1930-06-02 | 0 | 0 | 0 | 0 | -6.6845 | -6.6845 | 3562.9032 | 26650.5156 |  | 0
1930-06-03 | 0 | 0 | 0 | 0 | -6.6845 | -6.6845 | 3556.2187 | 26600.5156 |  | 0
1930-06-04 | 0 | 0 | 0 | 0 | -6.6845 | -6.6845 | 3549.5342 | 26550.5155 |  | 0
1930-06-05 | 0.029167 | 73.3623 | 3.6551 | 3.6551 | 63.0228 | 63.0228 | 3612.5569 | 27021.9257 |  | 0
1930-06-06 | 0.016667 | 41.9213 | 3.6551 | 3.6551 | 31.5818 | 31.5818 | 3644.1387 | 27258.1572 |  | 0
1930-06-07 | 0.011667 | 29.3449 | 3.6551 | 3.6551 | 19.0054 | 19.0054 | 3663.144 | 27400.3172 |  | 0
1930-06-08 | 0 | 0 | 0 | 0 | -6.6845 | -6.6845 | 3656.4595 | 27350.3172 |  | 0
1930-06-09 | 0 | 0 | 0 | 0 | -6.6845 | -6.6845 | 3649.775 | 27300.3171 |  | 0
1930-06-10 | 0 | 0 | 0 | 0 | -6.6845 | -6.6845 | 3643.0905 | 27250.3171 |  | 0
1930-06-11 | 0 | 0 | 0 | 0 | -6.6845 | -6.6845 | 3636.406 | 27200.317 |  | 0
1930-06-12 | 0 | 0 | 0 | 0 | -6.6845 | -6.6845 | 3629.7215 | 27150.3169 |  | 0
1930-06-13 | 0 | 0 | 0 | 0 | -6.6845 | -6.6845 | 3623.037 | 27100.3169 |  | 0
1930-06-14 | 0 | 0 | 0 | 0 | -6.6845 | -6.6845 | 3616.3525 | 27050.3168 |  | 0
1930-06-15 | 0 | 0 | 0 | 0 | -6.6845 | -6.6845 | 3609.668 | 27000.3168 |  | 0
1930-06-16 | 0 | 0 | 0 | 0 | -6.6845 | -6.6845 | 3602.9835 | 26950.3167 |  | 0
1930-06-17 | 0 | 0 | 0 | 0 | -6.6845 | -6.6845 | 3596.299 | 26900.3166 |  | 0
1930-06-18 | 0.0066667 | 16.7685 | 3.6551 | 3.6551 | 6.429 | 6.429 | 3602.728 | 26948.4052 |  | 0
1930-06-19 | 0 | 0 | 0 | 0 | -6.6845 | -6.6845 | 3596.0435 | 26898.4052 |  | 0
1930-06-20 | 0 | 0 | 0 | 0 | -6.6845 | -6.6845 | 3589.359 | 26848.4051 |  | 0
1930-06-21 | 0 | 0 | 0 | 0 | -6.6845 | -6.6845 | 3582.6745 | 26798.405 |  | 0
1930-06-22 | 0 | 0 | 0 | 0 | -6.6845 | -6.6845 | 3575.99 | 26748.405 |  | 0
1930-06-23 | 0.020833 | 52.4017 | 3.6551 | 3.6551 | 42.0621 | 42.0621 | 3618.0521 | 27063.0294 |  | 0
1930-06-24 | 0 | 0 | 0 | 0 | -6.6845 | -6.6845 | 3611.3676 | 27013.0293 |  | 0
1930-06-25 | 0 | 0 | 0 | 0 | -6.6845 | -6.6845 | 3604.6831 | 26963.0293 |  | 0
1930-06-26 | 0 | 0 | 0 | 0 | -6.6845 | -6.6845 | 3597.9986 | 26913.0292 |  | 0
1930-06-27 | 0 | 0 | 0 | 0 | -6.6845 | -6.6845 | 3591.3141 | 26863.0291 |  | 0
1930-06-28 | 0 | 0 | 0 | 0 | -6.6845 | -6.6845 | 3584.6296 | 26813.0291 |  | 0
1930-06-29 | 0 | 0 | 0 | 0 | -6.6845 | -6.6845 | 3577.9451 | 26763.029 |  | 0
1930-06-30 | 0 | 0 | 0 | 0 | -6.6845 | -6.6845 | 3571.2606 | 26713.029 |  | 0
1930-07-01 | 0 | 0 | 0 | 0 | -6.6845 | -6.6845 | 3564.5761 | 26663.0289 |  | 0
1930-07-02 | 0.0041667 | 10.4803 | 3.6551 | 3.6551 | 0.14075 | 0.14075 | 3564.7168 | 26664.0817 |  | 0
1930-07-03 | 0 | 0 | 0 | 0 | -6.6845 | -6.6845 | 3558.0323 | 26614.0817 |  | 0
1930-07-04 | 0 | 0 | 0 | 0 | -6.6845 | -6.6845 | 3551.3478 | 26564.0816 |  | 0
1930-07-05 | 0 | 0 | 0 | 0 | -6.6845 | -6.6845 | 3544.6633 | 26514.0816 |  | 0
1930-07-06 | 0 | 0 | 0 | 0 | -6.6845 | -6.6845 | 3537.9788 | 26464.0815 |  | 0
1930-07-07 | 0 | 0 | 0 | 0 | -6.6845 | -6.6845 | 3531.2943 | 26414.0814 |  | 0
1930-07-08 | 0 | 0 | 0 | 0 | -6.6845 | -6.6845 | 3524.6098 | 26364.0814 |  | 0
1930-07-09 | 0.029167 | 73.3623 | 3.6551 | 3.6551 | 63.0228 | 63.0228 | 3587.6326 | 26835.4916 |  | 0
1930-07-10 | 0 | 0 | 0 | 0 | -6.6845 | -6.6845 | 3580.9481 | 26785.4915 |  | 0
1930-07-11 | 0 | 0 | 0 | 0 | -6.6845 | -6.6845 | 3574.2636 | 26735.4914 |  | 0
1930-07-12 | 0 | 0 | 0 | 0 | -6.6845 | -6.6845 | 3567.5791 | 26685.4914 |  | 0
1930-07-13 | 0 | 0 | 0 | 0 | -6.6845 | -6.6845 | 3560.8946 | 26635.4913 |  | 0
1930-07-14 | 0 | 0 | 0 | 0 | -6.6845 | -6.6845 | 3554.2101 | 26585.4913 |  | 0
1930-07-15 | 0 | 0 | 0 | 0 | -6.6845 | -6.6845 | 3547.5256 | 26535.4912 |  | 0
1930-07-16 | 0 | 0 | 0 | 0 | -6.6845 | -6.6845 | 3540.8411 | 26485.4911 |  | 0
1930-07-17 | 0 | 0 | 0 | 0 | -6.6845 | -6.6845 | 3534.1566 | 26435.4911 |  | 0
1930-07-18 | 0.079167 | 199.1263 | 3.6551 | 3.6551 | 188.7868 | 188.7868 | 3722.9433 | 27847.616 |  | 0
1930-07-19 | 0 | 0 | 0 | 0 | -6.6845 | -6.6845 | 3716.2588 | 27797.6159 |  | 0
1930-07-20 | 0 | 0 | 0 | 0 | -6.6845 | -6.6845 | 3709.5743 | 27747.6159 |  | 0
1930-07-21 | 0 | 0 | 0 | 0 | -6.6845 | -6.6845 | 3702.8898 | 27697.6158 |  | 0
1930-07-22 | 0 | 0 | 0 | 0 | -6.6845 | -6.6845 | 3696.2053 | 27647.6158 |  | 0
1930-07-23 | 0.025 | 62.882 | 3.6551 | 3.6551 | 52.5424 | 52.5424 | 3748.7477 | 28040.6331 |  | 0
1930-07-24 | 0.0066667 | 16.7685 | 3.6551 | 3.6551 | 6.429 | 6.429 | 3755.1767 | 28088.7216 |  | 0
1930-07-25 | 0 | 0 | 0 | 0 | -6.6845 | -6.6845 | 3748.4922 | 28038.7216 |  | 0
1930-07-26 | 0 | 0 | 0 | 0 | -6.6845 | -6.6845 | 3741.8077 | 27988.7215 |  | 0
1930-07-27 | 0 | 0 | 0 | 0 | -6.6845 | -6.6845 | 3735.1232 | 27938.7214 |  | 0
1930-07-28 | 0 | 0 | 0 | 0 | -6.6845 | -6.6845 | 3728.4387 | 27888.7214 |  | 0
1930-07-29 | 0 | 0 | 0 | 0 | -6.6845 | -6.6845 | 3721.7542 | 27838.7213 |  | 0
1930-07-30 | 0 | 0 | 0 | 0 | -6.6845 | -6.6845 | 3715.0697 | 27788.7213 |  | 0
1930-07-31 | 0 | 0 | 0 | 0 | -6.6845 | -6.6845 | 3708.3852 | 27738.7212 |  | 0
1930-08-01 | 0 | 0 | 0 | 0 | -6.6845 | -6.6845 | 3701.7007 | 27688.7211 |  | 0
1930-08-02 | 0 | 0 | 0 | 0 | -6.6845 | -6.6845 | 3695.0162 | 27638.7211 |  | 0
1930-08-03 | 0 | 0 | 0 | 0 | -6.6845 | -6.6845 | 3688.3317 | 27588.721 |  | 0
1930-08-04 | 0 | 0 | 0 | 0 | -6.6845 | -6.6845 | 3681.6472 | 27538.721 |  | 0
1930-08-05 | 0 | 0 | 0 | 0 | -6.6845 | -6.6845 | 3674.9627 | 27488.7209 |  | 0
1930-08-06 | 0.15 | 377.292 | 3.6551 | 3.6551 | 366.9524 | 366.9524 | 4003.7455 | 29948.0163 |  | 31.4851
1930-08-07 | 0.070833 | 178.1657 | 3.6551 | 3.6551 | 167.8261 | 167.8261 | 4003.7455 | 29948.0163 |  | 161.1416
1930-08-08 | 0.0125 | 31.441 | 3.6551 | 3.6551 | 21.1014 | 21.1014 | 4003.7455 | 29948.0163 |  | 14.4169
1930-08-09 | 0 | 0 | 0 | 0 | -6.6845 | -6.6845 | 3997.061 | 29898.0163 |  | 0
1930-08-10 | 0 | 0 | 0 | 0 | -6.6845 | -6.6845 | 3990.3765 | 29848.0162 |  | 0
1930-08-11 | 0 | 0 | 0 | 0 | -6.6845 | -6.6845 | 3983.692 | 29798.0162 |  | 0
1930-08-12 | 0 | 0 | 0 | 0 | -6.6845 | -6.6845 | 3977.0075 | 29748.0161 |  | 0
1930-08-13 | 0 | 0 | 0 | 0 | -6.6845 | -6.6845 | 3970.323 | 29698.016 |  | 0
1930-08-14 | 0 | 0 | 0 | 0 | -6.6845 | -6.6845 | 3963.6385 | 29648.016 |  | 0
1930-08-15 | 0.02 | 50.3056 | 3.6551 | 3.6551 | 39.966 | 39.966 | 4003.6045 | 29946.9618 |  | 0
1930-08-16 | 0 | 0 | 0 | 0 | -6.6845 | -6.6845 | 3996.92 | 29896.9617 |  | 0
1930-08-17 | 0 | 0 | 0 | 0 | -6.6845 | -6.6845 | 3990.2355 | 29846.9617 |  | 0
1930-08-18 | 0 | 0 | 0 | 0 | -6.6845 | -6.6845 | 3983.551 | 29796.9616 |  | 0
1930-08-19 | 0 | 0 | 0 | 0 | -6.6845 | -6.6845 | 3976.8665 | 29746.9616 |  | 0
1930-08-20 | 0 | 0 | 0 | 0 | -6.6845 | -6.6845 | 3970.182 | 29696.9615 |  | 0
1930-08-21 | 0 | 0 | 0 | 0 | -6.6845 | -6.6845 | 3963.4975 | 29646.9614 |  | 0
1930-08-22 | 0 | 0 | 0 | 0 | -6.6845 | -6.6845 | 3956.813 | 29596.9614 |  | 0
1930-08-23 | 0 | 0 | 0 | 0 | -6.6845 | -6.6845 | 3950.1285 | 29546.9613 |  | 0
1930-08-24 | 0 | 0 | 0 | 0 | -6.6845 | -6.6845 | 3943.444 | 29496.9613 |  | 0
1930-08-25 | 0 | 0 | 0 | 0 | -6.6845 | -6.6845 | 3936.7595 | 29446.9612 |  | 0
1930-08-26 | 0 | 0 | 0 | 0 | -6.6845 | -6.6845 | 3930.075 | 29396.9611 |  | 0
1930-08-27 | 0 | 0 | 0 | 0 | -6.6845 | -6.6845 | 3923.3905 | 29346.9611 |  | 0
1930-08-28 | 0 | 0 | 0 | 0 | -6.6845 | -6.6845 | 3916.706 | 29296.961 |  | 0
1930-08-29 | 0 | 0 | 0 | 0 | -6.6845 | -6.6845 | 3910.0215 | 29246.961 |  | 0
1930-08-30 | 0 | 0 | 0 | 0 | -6.6845 | -6.6845 | 3903.337 | 29196.9609 |  | 0
1930-08-31 | 0 | 0 | 0 | 0 | -6.6845 | -6.6845 | 3896.6525 | 29146.9608 |  | 0
1930-09-01 | 0 | 0 | 0 | 0 | -6.6845 | -6.6845 | 3889.968 | 29096.9608 |  | 0
1930-09-02 | 0 | 0 | 0 | 0 | -6.6845 | -6.6845 | 3883.2835 | 29046.9607 |  | 0
1930-09-03 | 0 | 0 | 0 | 0 | -6.6845 | -6.6845 | 3876.599 | 28996.9607 |  | 0
1930-09-04 | 0 | 0 | 0 | 0 | -6.6845 | -6.6845 | 3869.9145 | 28946.9606 |  | 0
1930-09-05 | 0 | 0 | 0 | 0 | -6.6845 | -6.6845 | 3863.23 | 28896.9605 |  | 0
1930-09-06 | 0 | 0 | 0 | 0 | -6.6845 | -6.6845 | 3856.5455 | 28846.9605 |  | 0
1930-09-07 | 0 | 0 | 0 | 0 | -6.6845 | -6.6845 | 3849.861 | 28796.9604 |  | 0
1930-09-08 | 0 | 0 | 0 | 0 | -6.6845 | -6.6845 | 3843.1765 | 28746.9604 |  | 0
1930-09-09 | 0 | 0 | 0 | 0 | -6.6845 | -6.6845 | 3836.492 | 28696.9603 |  | 0
1930-09-10 | 0 | 0 | 0 | 0 | -6.6845 | -6.6845 | 3829.8075 | 28646.9602 |  | 0
1930-09-11 | 0 | 0 | 0 | 0 | -6.6845 | -6.6845 | 3823.123 | 28596.9602 |  | 0
1930-09-12 | 0 | 0 | 0 | 0 | -6.6845 | -6.6845 | 3816.4385 | 28546.9601 |  | 0
1930-09-13 | 0 | 0 | 0 | 0 | -6.6845 | -6.6845 | 3809.754 | 28496.9601 |  | 0
1930-09-14 | 0 | 0 | 0 | 0 | -6.6845 | -6.6845 | 3803.0695 | 28446.96 |  | 0
1930-09-15 | 0 | 0 | 0 | 0 | -6.6845 | -6.6845 | 3796.385 | 28396.9599 |  | 0
1930-09-16 | 0 | 0 | 0 | 0 | -6.6845 | -6.6845 | 3789.7005 | 28346.9599 |  | 0
1930-09-17 | 0 | 0 | 0 | 0 | -6.6845 | -6.6845 | 3783.016 | 28296.9598 |  | 0
1930-09-18 | 0 | 0 | 0 | 0 | -6.6845 | -6.6845 | 3776.3315 | 28246.9598 |  | 0
1930-09-19 | 0 | 0 | 0 | 0 | -6.6845 | -6.6845 | 3769.647 | 28196.9597 |  | 0
1930-09-20 | 0 | 0 | 0 | 0 | -6.6845 | -6.6845 | 3762.9625 | 28146.9596 |  | 0
1930-09-21 | 0 | 0 | 0 | 0 | -6.6845 | -6.6845 | 3756.278 | 28096.9596 |  | 0
1930-09-22 | 0 | 0 | 0 | 0 | -6.6845 | -6.6845 | 3749.5935 | 28046.9595 |  | 0
1930-09-23 | 0 | 0 | 0 | 0 | -6.6845 | -6.6845 | 3742.909 | 27996.9595 |  | 0
1930-09-24 | 0 | 0 | 0 | 0 | -6.6845 | -6.6845 | 3736.2245 | 27946.9594 |  | 0
1930-09-25 | 0 | 0 | 0 | 0 | -6.6845 | -6.6845 | 3729.54 | 27896.9593 |  | 0
1930-09-26 | 0 | 0 | 0 | 0 | -6.6845 | -6.6845 | 3722.8555 | 27846.9593 |  | 0
1930-09-27 | 0 | 0 | 0 | 0 | -6.6845 | -6.6845 | 3716.171 | 27796.9592 |  | 0
1930-09-28 | 0 | 0 | 0 | 0 | -6.6845 | -6.6845 | 3709.4865 | 27746.9592 |  | 0
1930-09-29 | 0 | 0 | 0 | 0 | -6.6845 | -6.6845 | 3702.802 | 27696.9591 |  | 0
1930-09-30 | 0 | 0 | 0 | 0 | -6.6845 | -6.6845 | 3696.1175 | 27646.959 |  | 0
1930-10-01 | 0.063333 | 159.3011 | 3.6551 | 3.6551 | 148.9615 | 148.9615 | 3845.079 | 28761.191 |  | 0
1930-10-02 | 0.125 | 314.41 | 3.6551 | 3.6551 | 304.0704 | 304.0704 | 4003.7455 | 29948.0163 |  | 138.7194
1930-10-03 | 0.0425 | 106.8994 | 3.6551 | 3.6551 | 96.5598 | 96.5598 | 4003.7455 | 29948.0163 |  | 89.8753
1930-10-04 | 0.04 | 100.6112 | 3.6551 | 3.6551 | 90.2716 | 90.2716 | 4003.7455 | 29948.0163 |  | 83.5871
1930-10-05 | 0.0125 | 31.441 | 3.6551 | 3.6551 | 21.1014 | 21.1014 | 4003.7455 | 29948.0163 |  | 14.4169
1930-10-06 | 0 | 0 | 0 | 0 | -6.6845 | -6.6845 | 3997.061 | 29898.0163 |  | 0
1930-10-07 | 0 | 0 | 0 | 0 | -6.6845 | -6.6845 | 3990.3765 | 29848.0162 |  | 0
1930-10-08 | 0 | 0 | 0 | 0 | -6.6845 | -6.6845 | 3983.692 | 29798.0162 |  | 0
1930-10-09 | 0 | 0 | 0 | 0 | -6.6845 | -6.6845 | 3977.0075 | 29748.0161 |  | 0
1930-10-10 | 0 | 0 | 0 | 0 | -6.6845 | -6.6845 | 3970.323 | 29698.016 |  | 0
1930-10-11 | 0 | 0 | 0 | 0 | -6.6845 | -6.6845 | 3963.6385 | 29648.016 |  | 0
1930-10-12 | 0 | 0 | 0 | 0 | -6.6845 | -6.6845 | 3956.954 | 29598.0159 |  | 0
1930-10-13 | 0 | 0 | 0 | 0 | -6.6845 | -6.6845 | 3950.2695 | 29548.0159 |  | 0
1930-10-14 | 0 | 0 | 0 | 0 | -6.6845 | -6.6845 | 3943.585 | 29498.0158 |  | 0
1930-10-15 | 0 | 0 | 0 | 0 | -6.6845 | -6.6845 | 3936.9005 | 29448.0157 |  | 0
1930-10-16 | 0 | 0 | 0 | 0 | -6.6845 | -6.6845 | 3930.216 | 29398.0157 |  | 0
1930-10-17 | 0 | 0 | 0 | 0 | -6.6845 | -6.6845 | 3923.5315 | 29348.0156 |  | 0
1930-10-18 | 0 | 0 | 0 | 0 | -6.6845 | -6.6845 | 3916.847 | 29298.0156 |  | 0
1930-10-19 | 0 | 0 | 0 | 0 | -6.6845 | -6.6845 | 3910.1625 | 29248.0155 |  | 0
1930-10-20 | 0 | 0 | 0 | 0 | -6.6845 | -6.6845 | 3903.478 | 29198.0154 |  | 0
1930-10-21 | 0 | 0 | 0 | 0 | -6.6845 | -6.6845 | 3896.7935 | 29148.0154 |  | 0
1930-10-22 | 0 | 0 | 0 | 0 | -6.6845 | -6.6845 | 3890.109 | 29098.0153 |  | 0
1930-10-23 | 0 | 0 | 0 | 0 | -6.6845 | -6.6845 | 3883.4245 | 29048.0153 |  | 0
1930-10-24 | 0 | 0 | 0 | 0 | -6.6845 | -6.6845 | 3876.74 | 28998.0152 |  | 0
1930-10-25 | 0 | 0 | 0 | 0 | -6.6845 | -6.6845 | 3870.0555 | 28948.0151 |  | 0
1930-10-26 | 0.041667 | 104.8033 | 3.6551 | 3.6551 | 94.4638 | 94.4638 | 3964.5193 | 29654.604 |  | 0
1930-10-27 | 0 | 0 | 0 | 0 | -6.6845 | -6.6845 | 3957.8348 | 29604.604 |  | 0
1930-10-28 | 0 | 0 | 0 | 0 | -6.6845 | -6.6845 | 3951.1503 | 29554.6039 |  | 0
1930-10-29 | 0 | 0 | 0 | 0 | -6.6845 | -6.6845 | 3944.4658 | 29504.6038 |  | 0
1930-10-30 | 0 | 0 | 0 | 0 | -6.6845 | -6.6845 | 3937.7813 | 29454.6038 |  | 0
1930-10-31 | 0 | 0 | 0 | 0 | -6.6845 | -6.6845 | 3931.0968 | 29404.6037 |  | 0
1930-11-01 | 0 | 0 | 0 | 0 | -6.6845 | -6.6845 | 3924.4123 | 29354.6037 |  | 0
1930-11-02 | 0 | 0 | 0 | 0 | -6.6845 | -6.6845 | 3917.7278 | 29304.6036 |  | 0
1930-11-03 | 0 | 0 | 0 | 0 | -6.6845 | -6.6845 | 3911.0433 | 29254.6035 |  | 0
1930-11-04 | 0 | 0 | 0 | 0 | -6.6845 | -6.6845 | 3904.3588 | 29204.6035 |  | 0
1930-11-05 | 0 | 0 | 0 | 0 | -6.6845 | -6.6845 | 3897.6743 | 29154.6034 |  | 0
1930-11-06 | 0 | 0 | 0 | 0 | -6.6845 | -6.6845 | 3890.9898 | 29104.6034 |  | 0
1930-11-07 | 0 | 0 | 0 | 0 | -6.6845 | -6.6845 | 3884.3053 | 29054.6033 |  | 0
1930-11-08 | 0.029167 | 73.3623 | 3.6551 | 3.6551 | 63.0228 | 63.0228 | 3947.328 | 29526.0135 |  | 0
1930-11-09 | 0 | 0 | 0 | 0 | -6.6845 | -6.6845 | 3940.6435 | 29476.0134 |  | 0
1930-11-10 | 0 | 0 | 0 | 0 | -6.6845 | -6.6845 | 3933.959 | 29426.0134 |  | 0
1930-11-11 | 0 | 0 | 0 | 0 | -6.6845 | -6.6845 | 3927.2745 | 29376.0133 |  | 0
1930-11-12 | 0 | 0 | 0 | 0 | -6.6845 | -6.6845 | 3920.59 | 29326.0132 |  | 0
1930-11-13 | 0 | 0 | 0 | 0 | -6.6845 | -6.6845 | 3913.9055 | 29276.0132 |  | 0
1930-11-14 | 0 | 0 | 0 | 0 | -6.6845 | -6.6845 | 3907.221 | 29226.0131 |  | 0
1930-11-15 | 0 | 0 | 0 | 0 | -6.6845 | -6.6845 | 3900.5365 | 29176.0131 |  | 0
1930-11-16 | 0 | 0 | 0 | 0 | -6.6845 | -6.6845 | 3893.852 | 29126.013 |  | 0
1930-11-17 | 0 | 0 | 0 | 0 | -6.6845 | -6.6845 | 3887.1675 | 29076.0129 |  | 0
1930-11-18 | 0 | 0 | 0 | 0 | -6.6845 | -6.6845 | 3880.483 | 29026.0129 |  | 0
1930-11-19 | 0 | 0 | 0 | 0 | -6.6845 | -6.6845 | 3873.7985 | 28976.0128 |  | 0
1930-11-20 | 0 | 0 | 0 | 0 | -6.6845 | -6.6845 | 3867.114 | 28926.0128 |  | 0
1930-11-21 | 0 | 0 | 0 | 0 | -6.6845 | -6.6845 | 3860.4295 | 28876.0127 |  | 0
1930-11-22 | 0 | 0 | 0 | 0 | -6.6845 | -6.6845 | 3853.745 | 28826.0126 |  | 0
1930-11-23 | 0.011667 | 29.3449 | 3.6551 | 3.6551 | 19.0054 | 19.0054 | 3872.7504 | 28968.1727 |  | 0
1930-11-24 | 0 | 0 | 0 | 0 | -6.6845 | -6.6845 | 3866.0659 | 28918.1726 |  | 0
1930-11-25 | 0 | 0 | 0 | 0 | -6.6845 | -6.6845 | 3859.3814 | 28868.1726 |  | 0
1930-11-26 | 0 | 0 | 0 | 0 | -6.6845 | -6.6845 | 3852.6969 | 28818.1725 |  | 0
1930-11-27 | 0 | 0 | 0 | 0 | -6.6845 | -6.6845 | 3846.0124 | 28768.1724 |  | 0
1930-11-28 | 0 | 0 | 0 | 0 | -6.6845 | -6.6845 | 3839.3279 | 28718.1724 |  | 0
1930-11-29 | 0.0225 | 56.5938 | 3.6551 | 3.6551 | 46.2542 | 46.2542 | 3885.5821 | 29064.154 |  | 0
1930-11-30 | 0 | 0 | 0 | 0 | -6.6845 | -6.6845 | 3878.8976 | 29014.1539 |  | 0
1930-12-01 | 0 | 0 | 0 | 0 | -6.6845 | -6.6845 | 3872.2131 | 28964.1538 |  | 0
1930-12-02 | 0 | 0 | 0 | 0 | -6.6845 | -6.6845 | 3865.5286 | 28914.1538 |  | 0
1930-12-03 | 0 | 0 | 0 | 0 | -6.6845 | -6.6845 | 3858.8441 | 28864.1537 |  | 0
1930-12-04 | 0 | 0 | 0 | 0 | -6.6845 | -6.6845 | 3852.1596 | 28814.1537 |  | 0
1930-12-05 | 0 | 0 | 0 | 0 | -6.6845 | -6.6845 | 3845.4751 | 28764.1536 |  | 0
1930-12-06 | 0 | 0 | 0 | 0 | -6.6845 | -6.6845 | 3838.7906 | 28714.1535 |  | 0
1930-12-07 | 0 | 0 | 0 | 0 | -6.6845 | -6.6845 | 3832.1061 | 28664.1535 |  | 0
1930-12-08 | 0.02 | 50.3056 | 3.6551 | 3.6551 | 39.966 | 39.966 | 3872.0721 | 28963.0993 |  | 0
1930-12-09 | 0 | 0 | 0 | 0 | -6.6845 | -6.6845 | 3865.3876 | 28913.0992 |  | 0
1930-12-10 | 0 | 0 | 0 | 0 | -6.6845 | -6.6845 | 3858.7031 | 28863.0992 |  | 0
1930-12-11 | 0 | 0 | 0 | 0 | -6.6845 | -6.6845 | 3852.0186 | 28813.0991 |  | 0
1930-12-12 | 0 | 0 | 0 | 0 | -6.6845 | -6.6845 | 3845.3341 | 28763.0991 |  | 0
1930-12-13 | 0 | 0 | 0 | 0 | -6.6845 | -6.6845 | 3838.6496 | 28713.099 |  | 0
1930-12-14 | 0 | 0 | 0 | 0 | -6.6845 | -6.6845 | 3831.9651 | 28663.0989 |  | 0
1930-12-15 | 0 | 0 | 0 | 0 | -6.6845 | -6.6845 | 3825.2806 | 28613.0989 |  | 0
1930-12-16 | 0 | 0 | 0 | 0 | -6.6845 | -6.6845 | 3818.5961 | 28563.0988 |  | 0
1930-12-17 | 0 | 0 | 0 | 0 | -6.6845 | -6.6845 | 3811.9116 | 28513.0988 |  | 0
1930-12-18 | 0 | 0 | 0 | 0 | -6.6845 | -6.6845 | 3805.2271 | 28463.0987 |  | 0
1930-12-19 | 0 | 0 | 0 | 0 | -6.6845 | -6.6845 | 3798.5426 | 28413.0986 |  | 0
1930-12-20 | 0 | 0 | 0 | 0 | -6.6845 | -6.6845 | 3791.8581 | 28363.0986 |  | 0
1930-12-21 | 0 | 0 | 0 | 0 | -6.6845 | -6.6845 | 3785.1736 | 28313.0985 |  | 0
1930-12-22 | 0 | 0 | 0 | 0 | -6.6845 | -6.6845 | 3778.4891 | 28263.0985 |  | 0
1930-12-23 | 0 | 0 | 0 | 0 | -6.6845 | -6.6845 | 3771.8046 | 28213.0984 |  | 0
1930-12-24 | 0 | 0 | 0 | 0 | -6.6845 | -6.6845 | 3765.1201 | 28163.0983 |  | 0
1930-12-25 | 0 | 0 | 0 | 0 | -6.6845 | -6.6845 | 3758.4356 | 28113.0983 |  | 0
1930-12-26 | 0 | 0 | 0 | 0 | -6.6845 | -6.6845 | 3751.7511 | 28063.0982 |  | 0
1930-12-27 | 0 | 0 | 0 | 0 | -6.6845 | -6.6845 | 3745.0666 | 28013.0982 |  | 0
1930-12-28 | 0 | 0 | 0 | 0 | -6.6845 | -6.6845 | 3738.3821 | 27963.0981 |  | 0
1930-12-29 | 0 | 0 | 0 | 0 | -6.6845 | -6.6845 | 3731.6976 | 27913.098 |  | 0
1930-12-30 | 0 | 0 | 0 | 0 | -6.6845 | -6.6845 | 3725.0131 | 27863.098 |  | 0
1930-12-31 | 0.041667 | 104.8033 | 3.6551 | 3.6551 | 94.4638 | 94.4638 | 3819.4769 | 28569.6869 |  | 0
1931-01-01 | 0 | 0 | 0 | 0 | -6.6845 | -6.6845 | 3812.7924 | 28519.6868 |  | 0
1931-01-02 | 0 | 0 | 0 | 0 | -6.6845 | -6.6845 | 3806.1079 | 28469.6867 |  | 0
1931-01-03 | 0 | 0 | 0 | 0 | -6.6845 | -6.6845 | 3799.4234 | 28419.6867 |  | 0
1931-01-04 | 0.0033333 | 8.3843 | 3.6551 | 3.6551 | -1.9553 | -1.9553 | 3797.468 | 28405.0609 |  | 0
1931-01-05 | 0 | 0 | 0 | 0 | -6.6845 | -6.6845 | 3790.7835 | 28355.0609 |  | 0
1931-01-06 | 0 | 0 | 0 | 0 | -6.6845 | -6.6845 | 3784.099 | 28305.0608 |  | 0
1931-01-07 | 0 | 0 | 0 | 0 | -6.6845 | -6.6845 | 3777.4145 | 28255.0607 |  | 0
1931-01-08 | 0 | 0 | 0 | 0 | -6.6845 | -6.6845 | 3770.73 | 28205.0607 |  | 0
1931-01-09 | 0 | 0 | 0 | 0 | -6.6845 | -6.6845 | 3764.0455 | 28155.0606 |  | 0
1931-01-10 | 0 | 0 | 0 | 0 | -6.6845 | -6.6845 | 3757.361 | 28105.0606 |  | 0
1931-01-11 | 0 | 0 | 0 | 0 | -6.6845 | -6.6845 | 3750.6765 | 28055.0605 |  | 0
1931-01-12 | 0 | 0 | 0 | 0 | -6.6845 | -6.6845 | 3743.992 | 28005.0604 |  | 0
1931-01-13 | 0 | 0 | 0 | 0 | -6.6845 | -6.6845 | 3737.3075 | 27955.0604 |  | 0
1931-01-14 | 0 | 0 | 0 | 0 | -6.6845 | -6.6845 | 3730.623 | 27905.0603 |  | 0
1931-01-15 | 0 | 0 | 0 | 0 | -6.6845 | -6.6845 | 3723.9385 | 27855.0603 |  | 0
1931-01-16 | 0.038333 | 96.4191 | 3.6551 | 3.6551 | 86.0795 | 86.0795 | 3810.018 | 28498.9348 |  | 0
1931-01-17 | 0 | 0 | 0 | 0 | -6.6845 | -6.6845 | 3803.3335 | 28448.9348 |  | 0
1931-01-18 | 0 | 0 | 0 | 0 | -6.6845 | -6.6845 | 3796.649 | 28398.9347 |  | 0
1931-01-19 | 0 | 0 | 0 | 0 | -6.6845 | -6.6845 | 3789.9645 | 28348.9346 |  | 0
1931-01-20 | 0 | 0 | 0 | 0 | -6.6845 | -6.6845 | 3783.28 | 28298.9346 |  | 0
1931-01-21 | 0 | 0 | 0 | 0 | -6.6845 | -6.6845 | 3776.5955 | 28248.9345 |  | 0
1931-01-22 | 0 | 0 | 0 | 0 | -6.6845 | -6.6845 | 3769.911 | 28198.9345 |  | 0
1931-01-23 | 0 | 0 | 0 | 0 | -6.6845 | -6.6845 | 3763.2265 | 28148.9344 |  | 0
1931-01-24 | 0 | 0 | 0 | 0 | -6.6845 | -6.6845 | 3756.542 | 28098.9343 |  | 0
1931-01-25 | 0 | 0 | 0 | 0 | -6.6845 | -6.6845 | 3749.8575 | 28048.9343 |  | 0
1931-01-26 | 0 | 0 | 0 | 0 | -6.6845 | -6.6845 | 3743.173 | 27998.9342 |  | 0
1931-01-27 | 0 | 0 | 0 | 0 | -6.6845 | -6.6845 | 3736.4885 | 27948.9342 |  | 0
1931-01-28 | 0.020833 | 52.4017 | 3.6551 | 3.6551 | 42.0621 | 42.0621 | 3778.5506 | 28263.5586 |  | 0
1931-01-29 | 0 | 0 | 0 | 0 | -6.6845 | -6.6845 | 3771.8661 | 28213.5585 |  | 0
1931-01-30 | 0.021667 | 54.4977 | 3.6551 | 3.6551 | 44.1582 | 44.1582 | 3816.0243 | 28543.8615 |  | 0
1931-01-31 | 0.014167 | 35.6331 | 3.6551 | 3.6551 | 25.2936 | 25.2936 | 3841.3178 | 28733.0573 |  | 0
1931-02-01 | 0 | 0 | 0 | 0 | -6.6845 | -6.6845 | 3834.6333 | 28683.0572 |  | 0
1931-02-02 | 0 | 0 | 0 | 0 | -6.6845 | -6.6845 | 3827.9488 | 28633.0572 |  | 0
1931-02-03 | 0 | 0 | 0 | 0 | -6.6845 | -6.6845 | 3821.2643 | 28583.0571 |  | 0
1931-02-04 | 0.01 | 25.1528 | 3.6551 | 3.6551 | 14.8132 | 14.8132 | 3836.0775 | 28693.86 |  | 0
1931-02-05 | 0.014167 | 35.6331 | 3.6551 | 3.6551 | 25.2936 | 25.2936 | 3861.3711 | 28883.0558 |  | 0
1931-02-06 | 0.023333 | 58.6899 | 3.6551 | 3.6551 | 48.3503 | 48.3503 | 3909.7214 | 29244.7159 |  | 0
1931-02-07 | 0.019167 | 48.2095 | 3.6551 | 3.6551 | 37.87 | 37.87 | 3947.5913 | 29527.9831 |  | 0
1931-02-08 | 0 | 0 | 0 | 0 | -6.6845 | -6.6845 | 3940.9068 | 29477.9831 |  | 0
1931-02-09 | 0 | 0 | 0 | 0 | -6.6845 | -6.6845 | 3934.2223 | 29427.983 |  | 0
1931-02-10 | 0 | 0 | 0 | 0 | -6.6845 | -6.6845 | 3927.5378 | 29377.983 |  | 0
1931-02-11 | 0 | 0 | 0 | 0 | -6.6845 | -6.6845 | 3920.8533 | 29327.9829 |  | 0
1931-02-12 | 0 | 0 | 0 | 0 | -6.6845 | -6.6845 | 3914.1688 | 29277.9828 |  | 0
1931-02-13 | 0 | 0 | 0 | 0 | -6.6845 | -6.6845 | 3907.4843 | 29227.9828 |  | 0
1931-02-14 | 0.014167 | 35.6331 | 3.6551 | 3.6551 | 25.2936 | 25.2936 | 3932.7779 | 29417.1786 |  | 0
1931-02-15 | 0.010833 | 27.2489 | 3.6551 | 3.6551 | 16.9093 | 16.9093 | 3949.6872 | 29543.66 |  | 0
1931-02-16 | 0 | 0 | 0 | 0 | -6.6845 | -6.6845 | 3943.0027 | 29493.66 |  | 0
1931-02-17 | 0 | 0 | 0 | 0 | -6.6845 | -6.6845 | 3936.3182 | 29443.6599 |  | 0
1931-02-18 | 0 | 0 | 0 | 0 | -6.6845 | -6.6845 | 3929.6337 | 29393.6598 |  | 0
1931-02-19 | 0 | 0 | 0 | 0 | -6.6845 | -6.6845 | 3922.9492 | 29343.6598 |  | 0
1931-02-20 | 0 | 0 | 0 | 0 | -6.6845 | -6.6845 | 3916.2647 | 29293.6597 |  | 0
1931-02-21 | 0 | 0 | 0 | 0 | -6.6845 | -6.6845 | 3909.5802 | 29243.6597 |  | 0
1931-02-22 | 0 | 0 | 0 | 0 | -6.6845 | -6.6845 | 3902.8957 | 29193.6596 |  | 0
1931-02-23 | 0 | 0 | 0 | 0 | -6.6845 | -6.6845 | 3896.2112 | 29143.6595 |  | 0
1931-02-24 | 0 | 0 | 0 | 0 | -6.6845 | -6.6845 | 3889.5267 | 29093.6595 |  | 0
1931-02-25 | 0 | 0 | 0 | 0 | -6.6845 | -6.6845 | 3882.8422 | 29043.6594 |  | 0
1931-02-26 | 0 | 0 | 0 | 0 | -6.6845 | -6.6845 | 3876.1577 | 28993.6594 |  | 0
1931-02-27 | 0.033333 | 83.8427 | 3.6551 | 3.6551 | 73.5031 | 73.5031 | 3949.6608 | 29543.4625 |  | 0
1931-02-28 | 0 | 0 | 0 | 0 | -6.6845 | -6.6845 | 3942.9763 | 29493.4624 |  | 0
1931-03-01 | 0.0125 | 31.441 | 3.6551 | 3.6551 | 21.1014 | 21.1014 | 3964.0777 | 29651.301 |  | 0
1931-03-02 | 0 | 0 | 0 | 0 | -6.6845 | -6.6845 | 3957.3932 | 29601.301 |  | 0
1931-03-03 | 0 | 0 | 0 | 0 | -6.6845 | -6.6845 | 3950.7087 | 29551.3009 |  | 0
1931-03-04 | 0 | 0 | 0 | 0 | -6.6845 | -6.6845 | 3944.0242 | 29501.3008 |  | 0
1931-03-05 | 0 | 0 | 0 | 0 | -6.6845 | -6.6845 | 3937.3397 | 29451.3008 |  | 0
1931-03-06 | 0 | 0 | 0 | 0 | -6.6845 | -6.6845 | 3930.6552 | 29401.3007 |  | 0
1931-03-07 | 0 | 0 | 0 | 0 | -6.6845 | -6.6845 | 3923.9707 | 29351.3007 |  | 0
1931-03-08 | 0 | 0 | 0 | 0 | -6.6845 | -6.6845 | 3917.2862 | 29301.3006 |  | 0
1931-03-09 | 0 | 0 | 0 | 0 | -6.6845 | -6.6845 | 3910.6017 | 29251.3005 |  | 0
1931-03-10 | 0 | 0 | 0 | 0 | -6.6845 | -6.6845 | 3903.9172 | 29201.3005 |  | 0
1931-03-11 | 0 | 0 | 0 | 0 | -6.6845 | -6.6845 | 3897.2327 | 29151.3004 |  | 0
1931-03-12 | 0 | 0 | 0 | 0 | -6.6845 | -6.6845 | 3890.5482 | 29101.3004 |  | 0
1931-03-13 | 0 | 0 | 0 | 0 | -6.6845 | -6.6845 | 3883.8637 | 29051.3003 |  | 0
1931-03-14 | 0 | 0 | 0 | 0 | -6.6845 | -6.6845 | 3877.1792 | 29001.3002 |  | 0
1931-03-15 | 0.0275 | 69.1702 | 3.6551 | 3.6551 | 58.8306 | 58.8306 | 3936.0098 | 29441.3533 |  | 0
1931-03-16 | 0 | 0 | 0 | 0 | -6.6845 | -6.6845 | 3929.3253 | 29391.3532 |  | 0
1931-03-17 | 0 | 0 | 0 | 0 | -6.6845 | -6.6845 | 3922.6408 | 29341.3532 |  | 0
1931-03-18 | 0 | 0 | 0 | 0 | -6.6845 | -6.6845 | 3915.9563 | 29291.3531 |  | 0
1931-03-19 | 0 | 0 | 0 | 0 | -6.6845 | -6.6845 | 3909.2718 | 29241.353 |  | 0
1931-03-20 | 0 | 0 | 0 | 0 | -6.6845 | -6.6845 | 3902.5873 | 29191.353 |  | 0
1931-03-21 | 0 | 0 | 0 | 0 | -6.6845 | -6.6845 | 3895.9028 | 29141.3529 |  | 0
1931-03-22 | 0 | 0 | 0 | 0 | -6.6845 | -6.6845 | 3889.2183 | 29091.3529 |  | 0
1931-03-23 | 0 | 0 | 0 | 0 | -6.6845 | -6.6845 | 3882.5338 | 29041.3528 |  | 0
1931-03-24 | 0 | 0 | 0 | 0 | -6.6845 | -6.6845 | 3875.8493 | 28991.3527 |  | 0
1931-03-25 | 0 | 0 | 0 | 0 | -6.6845 | -6.6845 | 3869.1648 | 28941.3527 |  | 0
1931-03-26 | 0 | 0 | 0 | 0 | -6.6845 | -6.6845 | 3862.4803 | 28891.3526 |  | 0
1931-03-27 | 0 | 0 | 0 | 0 | -6.6845 | -6.6845 | 3855.7958 | 28841.3526 |  | 0
1931-03-28 | 0 | 0 | 0 | 0 | -6.6845 | -6.6845 | 3849.1113 | 28791.3525 |  | 0
1931-03-29 | 0 | 0 | 0 | 0 | -6.6845 | -6.6845 | 3842.4268 | 28741.3524 |  | 0
1931-03-30 | 0 | 0 | 0 | 0 | -6.6845 | -6.6845 | 3835.7423 | 28691.3524 |  | 0
1931-03-31 | 0 | 0 | 0 | 0 | -6.6845 | -6.6845 | 3829.0578 | 28641.3523 |  | 0
1931-04-01 | 0 | 0 | 0 | 0 | -6.6845 | -6.6845 | 3822.3733 | 28591.3523 |  | 0
1931-04-02 | 0 | 0 | 0 | 0 | -6.6845 | -6.6845 | 3815.6888 | 28541.3522 |  | 0
1931-04-03 | 0 | 0 | 0 | 0 | -6.6845 | -6.6845 | 3809.0043 | 28491.3521 |  | 0
1931-04-04 | 0 | 0 | 0 | 0 | -6.6845 | -6.6845 | 3802.3198 | 28441.3521 |  | 0
1931-04-05 | 0 | 0 | 0 | 0 | -6.6845 | -6.6845 | 3795.6353 | 28391.352 |  | 0
1931-04-06 | 0 | 0 | 0 | 0 | -6.6845 | -6.6845 | 3788.9508 | 28341.352 |  | 0
1931-04-07 | 0 | 0 | 0 | 0 | -6.6845 | -6.6845 | 3782.2663 | 28291.3519 |  | 0
1931-04-08 | 0 | 0 | 0 | 0 | -6.6845 | -6.6845 | 3775.5818 | 28241.3518 |  | 0
1931-04-09 | 0 | 0 | 0 | 0 | -6.6845 | -6.6845 | 3768.8973 | 28191.3518 |  | 0
1931-04-10 | 0 | 0 | 0 | 0 | -6.6845 | -6.6845 | 3762.2128 | 28141.3517 |  | 0
1931-04-11 | 0 | 0 | 0 | 0 | -6.6845 | -6.6845 | 3755.5283 | 28091.3517 |  | 0
1931-04-12 | 0 | 0 | 0 | 0 | -6.6845 | -6.6845 | 3748.8438 | 28041.3516 |  | 0
1931-04-13 | 0 | 0 | 0 | 0 | -6.6845 | -6.6845 | 3742.1593 | 27991.3515 |  | 0
1931-04-14 | 0 | 0 | 0 | 0 | -6.6845 | -6.6845 | 3735.4748 | 27941.3515 |  | 0
1931-04-15 | 0 | 0 | 0 | 0 | -6.6845 | -6.6845 | 3728.7903 | 27891.3514 |  | 0
1931-04-16 | 0.026667 | 67.0741 | 3.6551 | 3.6551 | 56.7346 | 56.7346 | 3785.5248 | 28315.7259 |  | 0
1931-04-17 | 0.033333 | 83.8427 | 3.6551 | 3.6551 | 73.5031 | 73.5031 | 3859.0279 | 28865.529 |  | 0
1931-04-18 | 0.023333 | 58.6899 | 3.6551 | 3.6551 | 48.3503 | 48.3503 | 3907.3782 | 29227.1891 |  | 0
1931-04-19 | 0 | 0 | 0 | 0 | -6.6845 | -6.6845 | 3900.6937 | 29177.189 |  | 0
1931-04-20 | 0 | 0 | 0 | 0 | -6.6845 | -6.6845 | 3894.0092 | 29127.189 |  | 0
1931-04-21 | 0 | 0 | 0 | 0 | -6.6845 | -6.6845 | 3887.3247 | 29077.1889 |  | 0
1931-04-22 | 0 | 0 | 0 | 0 | -6.6845 | -6.6845 | 3880.6402 | 29027.1889 |  | 0
1931-04-23 | 0.055 | 138.3404 | 3.6551 | 3.6551 | 128.0008 | 128.0008 | 4008.641 | 29984.635 |  | 0
1931-04-24 | 0.0091667 | 23.0567 | 3.6551 | 3.6551 | 12.7172 | 12.7172 | 4003.7455 | 29948.0163 |  | 10.9282
1931-04-25 | 0 | 0 | 0 | 0 | -6.6845 | -6.6845 | 3997.061 | 29898.0163 |  | 0
1931-04-26 | 0 | 0 | 0 | 0 | -6.6845 | -6.6845 | 3990.3765 | 29848.0162 |  | 0
1931-04-27 | 0.019167 | 48.2095 | 3.6551 | 3.6551 | 37.87 | 37.87 | 4003.7455 | 29948.0163 |  | 17.8165
1931-04-28 | 0.05 | 125.764 | 3.6551 | 3.6551 | 115.4244 | 115.4244 | 4003.7455 | 29948.0163 |  | 108.7399
1931-04-29 | 0 | 0 | 0 | 0 | -6.6845 | -6.6845 | 3997.061 | 29898.0163 |  | 0
1931-04-30 | 0 | 0 | 0 | 0 | -6.6845 | -6.6845 | 3990.3765 | 29848.0162 |  | 0
1931-05-01 | 0.0125 | 31.441 | 3.6551 | 3.6551 | 21.1014 | 21.1014 | 4003.7455 | 29948.0163 |  | 1.0479
1931-05-02 | 0 | 0 | 0 | 0 | -6.6845 | -6.6845 | 3997.061 | 29898.0163 |  | 0
1931-05-03 | 0.0083333 | 20.9607 | 3.6551 | 3.6551 | 10.6211 | 10.6211 | 4007.6821 | 29977.462 |  | 0
1931-05-04 | 0 | 0 | 0 | 0 | -6.6845 | -6.6845 | 4000.9976 | 29927.4619 |  | 0
1931-05-05 | 0 | 0 | 0 | 0 | -6.6845 | -6.6845 | 3994.3131 | 29877.4619 |  | 0
1931-05-06 | 0 | 0 | 0 | 0 | -6.6845 | -6.6845 | 3987.6286 | 29827.4618 |  | 0
1931-05-07 | 0 | 0 | 0 | 0 | -6.6845 | -6.6845 | 3980.9441 | 29777.4618 |  | 0
1931-05-08 | 0 | 0 | 0 | 0 | -6.6845 | -6.6845 | 3974.2596 | 29727.4617 |  | 0
1931-05-09 | 0 | 0 | 0 | 0 | -6.6845 | -6.6845 | 3967.5751 | 29677.4616 |  | 0
1931-05-10 | 0 | 0 | 0 | 0 | -6.6845 | -6.6845 | 3960.8906 | 29627.4616 |  | 0
1931-05-11 | 0 | 0 | 0 | 0 | -6.6845 | -6.6845 | 3954.2061 | 29577.4615 |  | 0
1931-05-12 | 0 | 0 | 0 | 0 | -6.6845 | -6.6845 | 3947.5216 | 29527.4615 |  | 0
1931-05-13 | 0 | 0 | 0 | 0 | -6.6845 | -6.6845 | 3940.8371 | 29477.4614 |  | 0
1931-05-14 | 0 | 0 | 0 | 0 | -6.6845 | -6.6845 | 3934.1526 | 29427.4613 |  | 0
1931-05-15 | 0 | 0 | 0 | 0 | -6.6845 | -6.6845 | 3927.4681 | 29377.4613 |  | 0
1931-05-16 | 0.080833 | 203.3185 | 3.6551 | 3.6551 | 192.9789 | 192.9789 | 4003.7455 | 29948.0163 |  | 110.017
1931-05-17 | 0.025 | 62.882 | 3.6551 | 3.6551 | 52.5424 | 52.5424 | 4003.7455 | 29948.0163 |  | 45.8579
1931-05-18 | 0 | 0 | 0 | 0 | -6.6845 | -6.6845 | 3997.061 | 29898.0163 |  | 0
1931-05-19 | 0 | 0 | 0 | 0 | -6.6845 | -6.6845 | 3990.3765 | 29848.0162 |  | 0
1931-05-20 | 0 | 0 | 0 | 0 | -6.6845 | -6.6845 | 3983.692 | 29798.0162 |  | 0
1931-05-21 | 0 | 0 | 0 | 0 | -6.6845 | -6.6845 | 3977.0075 | 29748.0161 |  | 0
1931-05-22 | 0 | 0 | 0 | 0 | -6.6845 | -6.6845 | 3970.323 | 29698.016 |  | 0
1931-05-23 | 0 | 0 | 0 | 0 | -6.6845 | -6.6845 | 3963.6385 | 29648.016 |  | 0
1931-05-24 | 0 | 0 | 0 | 0 | -6.6845 | -6.6845 | 3956.954 | 29598.0159 |  | 0
1931-05-25 | 0 | 0 | 0 | 0 | -6.6845 | -6.6845 | 3950.2695 | 29548.0159 |  | 0
1931-05-26 | 0 | 0 | 0 | 0 | -6.6845 | -6.6845 | 3943.585 | 29498.0158 |  | 0
1931-05-27 | 0 | 0 | 0 | 0 | -6.6845 | -6.6845 | 3936.9005 | 29448.0157 |  | 0
1931-05-28 | 0 | 0 | 0 | 0 | -6.6845 | -6.6845 | 3930.216 | 29398.0157 |  | 0
1931-05-29 | 0 | 0 | 0 | 0 | -6.6845 | -6.6845 | 3923.5315 | 29348.0156 |  | 0
1931-05-30 | 0 | 0 | 0 | 0 | -6.6845 | -6.6845 | 3916.847 | 29298.0156 |  | 0
1931-05-31 | 0 | 0 | 0 | 0 | -6.6845 | -6.6845 | 3910.1625 | 29248.0155 |  | 0
1931-06-01 | 0 | 0 | 0 | 0 | -6.6845 | -6.6845 | 3903.478 | 29198.0154 |  | 0
1931-06-02 | 0 | 0 | 0 | 0 | -6.6845 | -6.6845 | 3896.7935 | 29148.0154 |  | 0
1931-06-03 | 0 | 0 | 0 | 0 | -6.6845 | -6.6845 | 3890.109 | 29098.0153 |  | 0
1931-06-04 | 0 | 0 | 0 | 0 | -6.6845 | -6.6845 | 3883.4245 | 29048.0153 |  | 0
1931-06-05 | 0.05 | 125.764 | 3.6551 | 3.6551 | 115.4244 | 115.4244 | 3998.8489 | 29911.3899 |  | 0
1931-06-06 | 0 | 0 | 0 | 0 | -6.6845 | -6.6845 | 3992.1644 | 29861.3899 |  | 0
1931-06-07 | 0 | 0 | 0 | 0 | -6.6845 | -6.6845 | 3985.4799 | 29811.3898 |  | 0
1931-06-08 | 0.015833 | 39.8253 | 3.6551 | 3.6551 | 29.4857 | 29.4857 | 4003.7455 | 29948.0163 |  | 4.5356
1931-06-09 | 0.0041667 | 10.4803 | 3.6551 | 3.6551 | 0.14075 | 0.14075 | 4003.8863 | 29949.0692 |  | 0
1931-06-10 | 0 | 0 | 0 | 0 | -6.6845 | -6.6845 | 3997.2018 | 29899.0691 |  | 0
1931-06-11 | 0 | 0 | 0 | 0 | -6.6845 | -6.6845 | 3990.5173 | 29849.0691 |  | 0
1931-06-12 | 0 | 0 | 0 | 0 | -6.6845 | -6.6845 | 3983.8328 | 29799.069 |  | 0
1931-06-13 | 0 | 0 | 0 | 0 | -6.6845 | -6.6845 | 3977.1483 | 29749.0689 |  | 0
1931-06-14 | 0.010833 | 27.2489 | 3.6551 | 3.6551 | 16.9093 | 16.9093 | 3994.0575 | 29875.5504 |  | 0
1931-06-15 | 0 | 0 | 0 | 0 | -6.6845 | -6.6845 | 3987.373 | 29825.5503 |  | 0
1931-06-16 | 0 | 0 | 0 | 0 | -6.6845 | -6.6845 | 3980.6885 | 29775.5503 |  | 0
1931-06-17 | 0 | 0 | 0 | 0 | -6.6845 | -6.6845 | 3974.004 | 29725.5502 |  | 0
1931-06-18 | 0 | 0 | 0 | 0 | -6.6845 | -6.6845 | 3967.3195 | 29675.5502 |  | 0
1931-06-19 | 0 | 0 | 0 | 0 | -6.6845 | -6.6845 | 3960.635 | 29625.5501 |  | 0
1931-06-20 | 0 | 0 | 0 | 0 | -6.6845 | -6.6845 | 3953.9505 | 29575.55 |  | 0
1931-06-21 | 0 | 0 | 0 | 0 | -6.6845 | -6.6845 | 3947.266 | 29525.55 |  | 0
1931-06-22 | 0 | 0 | 0 | 0 | -6.6845 | -6.6845 | 3940.5815 | 29475.5499 |  | 0
1931-06-23 | 0 | 0 | 0 | 0 | -6.6845 | -6.6845 | 3933.897 | 29425.5499 |  | 0
1931-06-24 | 0 | 0 | 0 | 0 | -6.6845 | -6.6845 | 3927.2125 | 29375.5498 |  | 0
1931-06-25 | 0 | 0 | 0 | 0 | -6.6845 | -6.6845 | 3920.528 | 29325.5497 |  | 0
1931-06-26 | 0 | 0 | 0 | 0 | -6.6845 | -6.6845 | 3913.8435 | 29275.5497 |  | 0
1931-06-27 | 0 | 0 | 0 | 0 | -6.6845 | -6.6845 | 3907.159 | 29225.5496 |  | 0
1931-06-28 | 0 | 0 | 0 | 0 | -6.6845 | -6.6845 | 3900.4745 | 29175.5496 |  | 0
1931-06-29 | 0.069167 | 173.9735 | 3.6551 | 3.6551 | 163.634 | 163.634 | 4003.7455 | 29948.0163 |  | 53.6785
1931-06-30 | 0.015833 | 39.8253 | 3.6551 | 3.6551 | 29.4857 | 29.4857 | 4003.7455 | 29948.0163 |  | 22.8012
1931-07-01 | 0.06 | 150.9168 | 3.6551 | 3.6551 | 140.5772 | 140.5772 | 4003.7455 | 29948.0163 |  | 133.8927
1931-07-02 | 0 | 0 | 0 | 0 | -6.6845 | -6.6845 | 3997.061 | 29898.0163 |  | 0
1931-07-03 | 0 | 0 | 0 | 0 | -6.6845 | -6.6845 | 3990.3765 | 29848.0162 |  | 0
1931-07-04 | 0 | 0 | 0 | 0 | -6.6845 | -6.6845 | 3983.692 | 29798.0162 |  | 0
1931-07-05 | 0 | 0 | 0 | 0 | -6.6845 | -6.6845 | 3977.0075 | 29748.0161 |  | 0
1931-07-06 | 0 | 0 | 0 | 0 | -6.6845 | -6.6845 | 3970.323 | 29698.016 |  | 0
1931-07-07 | 0 | 0 | 0 | 0 | -6.6845 | -6.6845 | 3963.6385 | 29648.016 |  | 0
1931-07-08 | 0.011667 | 29.3449 | 3.6551 | 3.6551 | 19.0054 | 19.0054 | 3982.6439 | 29790.176 |  | 0
1931-07-09 | 0 | 0 | 0 | 0 | -6.6845 | -6.6845 | 3975.9594 | 29740.176 |  | 0
1931-07-10 | 0 | 0 | 0 | 0 | -6.6845 | -6.6845 | 3969.2749 | 29690.1759 |  | 0
1931-07-11 | 0 | 0 | 0 | 0 | -6.6845 | -6.6845 | 3962.5904 | 29640.1758 |  | 0
1931-07-12 | 0 | 0 | 0 | 0 | -6.6845 | -6.6845 | 3955.9059 | 29590.1758 |  | 0
1931-07-13 | 0 | 0 | 0 | 0 | -6.6845 | -6.6845 | 3949.2214 | 29540.1757 |  | 0
1931-07-14 | 0 | 0 | 0 | 0 | -6.6845 | -6.6845 | 3942.5369 | 29490.1757 |  | 0
1931-07-15 | 0 | 0 | 0 | 0 | -6.6845 | -6.6845 | 3935.8524 | 29440.1756 |  | 0
1931-07-16 | 0 | 0 | 0 | 0 | -6.6845 | -6.6845 | 3929.1679 | 29390.1755 |  | 0
1931-07-17 | 0 | 0 | 0 | 0 | -6.6845 | -6.6845 | 3922.4834 | 29340.1755 |  | 0
1931-07-18 | 0.040833 | 102.7073 | 3.6551 | 3.6551 | 92.3677 | 92.3677 | 4003.7455 | 29948.0163 |  | 4.421
1931-07-19 | 0 | 0 | 0 | 0 | -6.6845 | -6.6845 | 3997.061 | 29898.0163 |  | 0
1931-07-20 | 0.055833 | 140.4365 | 3.6551 | 3.6551 | 130.0969 | 130.0969 | 4003.7455 | 29948.0163 |  | 116.7279
1931-07-21 | 0.0066667 | 16.7685 | 3.6551 | 3.6551 | 6.429 | 6.429 | 4010.1745 | 29996.1049 |  | 0
1931-07-22 | 0 | 0 | 0 | 0 | -6.6845 | -6.6845 | 4003.49 | 29946.1048 |  | 0
1931-07-23 | 0 | 0 | 0 | 0 | -6.6845 | -6.6845 | 3996.8055 | 29896.1048 |  | 0
1931-07-24 | 0 | 0 | 0 | 0 | -6.6845 | -6.6845 | 3990.121 | 29846.1047 |  | 0
1931-07-25 | 0 | 0 | 0 | 0 | -6.6845 | -6.6845 | 3983.4365 | 29796.1047 |  | 0
1931-07-26 | 0 | 0 | 0 | 0 | -6.6845 | -6.6845 | 3976.752 | 29746.1046 |  | 0
1931-07-27 | 0 | 0 | 0 | 0 | -6.6845 | -6.6845 | 3970.0675 | 29696.1045 |  | 0
1931-07-28 | 0 | 0 | 0 | 0 | -6.6845 | -6.6845 | 3963.383 | 29646.1045 |  | 0
1931-07-29 | 0 | 0 | 0 | 0 | -6.6845 | -6.6845 | 3956.6985 | 29596.1044 |  | 0
1931-07-30 | 0 | 0 | 0 | 0 | -6.6845 | -6.6845 | 3950.014 | 29546.1044 |  | 0
1931-07-31 | 0.053333 | 134.1483 | 3.6551 | 3.6551 | 123.8087 | 123.8087 | 4003.7455 | 29948.0163 |  | 63.3926
1931-08-01 | 0 | 0 | 0 | 0 | -6.6845 | -6.6845 | 3997.061 | 29898.0163 |  | 0
1931-08-02 | 0.0066667 | 16.7685 | 3.6551 | 3.6551 | 6.429 | 6.429 | 4003.49 | 29946.1048 |  | 0
1931-08-03 | 0 | 0 | 0 | 0 | -6.6845 | -6.6845 | 3996.8055 | 29896.1048 |  | 0
1931-08-04 | 0 | 0 | 0 | 0 | -6.6845 | -6.6845 | 3990.121 | 29846.1047 |  | 0
1931-08-05 | 0 | 0 | 0 | 0 | -6.6845 | -6.6845 | 3983.4365 | 29796.1047 |  | 0
1931-08-06 | 0 | 0 | 0 | 0 | -6.6845 | -6.6845 | 3976.752 | 29746.1046 |  | 0
1931-08-07 | 0 | 0 | 0 | 0 | -6.6845 | -6.6845 | 3970.0675 | 29696.1045 |  | 0
1931-08-08 | 0 | 0 | 0 | 0 | -6.6845 | -6.6845 | 3963.383 | 29646.1045 |  | 0
1931-08-09 | 0.01 | 25.1528 | 3.6551 | 3.6551 | 14.8132 | 14.8132 | 3978.1962 | 29756.9074 |  | 0
1931-08-10 | 0 | 0 | 0 | 0 | -6.6845 | -6.6845 | 3971.5117 | 29706.9073 |  | 0
1931-08-11 | 0 | 0 | 0 | 0 | -6.6845 | -6.6845 | 3964.8272 | 29656.9073 |  | 0
1931-08-12 | 0 | 0 | 0 | 0 | -6.6845 | -6.6845 | 3958.1427 | 29606.9072 |  | 0
1931-08-13 | 0 | 0 | 0 | 0 | -6.6845 | -6.6845 | 3951.4582 | 29556.9071 |  | 0
1931-08-14 | 0 | 0 | 0 | 0 | -6.6845 | -6.6845 | 3944.7737 | 29506.9071 |  | 0
1931-08-15 | 0 | 0 | 0 | 0 | -6.6845 | -6.6845 | 3938.0892 | 29456.907 |  | 0
1931-08-16 | 0 | 0 | 0 | 0 | -6.6845 | -6.6845 | 3931.4047 | 29406.907 |  | 0
1931-08-17 | 0 | 0 | 0 | 0 | -6.6845 | -6.6845 | 3924.7202 | 29356.9069 |  | 0
1931-08-18 | 0 | 0 | 0 | 0 | -6.6845 | -6.6845 | 3918.0357 | 29306.9068 |  | 0
1931-08-19 | 0 | 0 | 0 | 0 | -6.6845 | -6.6845 | 3911.3512 | 29256.9068 |  | 0
1931-08-20 | 0 | 0 | 0 | 0 | -6.6845 | -6.6845 | 3904.6667 | 29206.9067 |  | 0
1931-08-21 | 0 | 0 | 0 | 0 | -6.6845 | -6.6845 | 3897.9822 | 29156.9067 |  | 0
1931-08-22 | 0 | 0 | 0 | 0 | -6.6845 | -6.6845 | 3891.2977 | 29106.9066 |  | 0
1931-08-23 | 0 | 0 | 0 | 0 | -6.6845 | -6.6845 | 3884.6132 | 29056.9065 |  | 0
1931-08-24 | 0 | 0 | 0 | 0 | -6.6845 | -6.6845 | 3877.9287 | 29006.9065 |  | 0
1931-08-25 | 0 | 0 | 0 | 0 | -6.6845 | -6.6845 | 3871.2442 | 28956.9064 |  | 0
1931-08-26 | 0 | 0 | 0 | 0 | -6.6845 | -6.6845 | 3864.5597 | 28906.9064 |  | 0
1931-08-27 | 0 | 0 | 0 | 0 | -6.6845 | -6.6845 | 3857.8752 | 28856.9063 |  | 0
1931-08-28 | 0 | 0 | 0 | 0 | -6.6845 | -6.6845 | 3851.1907 | 28806.9062 |  | 0
1931-08-29 | 0 | 0 | 0 | 0 | -6.6845 | -6.6845 | 3844.5062 | 28756.9062 |  | 0
1931-08-30 | 0 | 0 | 0 | 0 | -6.6845 | -6.6845 | 3837.8217 | 28706.9061 |  | 0
1931-08-31 | 0.015 | 37.7292 | 3.6551 | 3.6551 | 27.3896 | 27.3896 | 3865.2113 | 28911.7805 |  | 0
1931-09-01 | 0 | 0 | 0 | 0 | -6.6845 | -6.6845 | 3858.5268 | 28861.7804 |  | 0
1931-09-02 | 0 | 0 | 0 | 0 | -6.6845 | -6.6845 | 3851.8423 | 28811.7803 |  | 0
1931-09-03 | 0 | 0 | 0 | 0 | -6.6845 | -6.6845 | 3845.1578 | 28761.7803 |  | 0
1931-09-04 | 0 | 0 | 0 | 0 | -6.6845 | -6.6845 | 3838.4733 | 28711.7802 |  | 0
1931-09-05 | 0 | 0 | 0 | 0 | -6.6845 | -6.6845 | 3831.7888 | 28661.7802 |  | 0
1931-09-06 | 0 | 0 | 0 | 0 | -6.6845 | -6.6845 | 3825.1043 | 28611.7801 |  | 0
1931-09-07 | 0 | 0 | 0 | 0 | -6.6845 | -6.6845 | 3818.4198 | 28561.78 |  | 0
1931-09-08 | 0 | 0 | 0 | 0 | -6.6845 | -6.6845 | 3811.7353 | 28511.78 |  | 0
1931-09-09 | 0 | 0 | 0 | 0 | -6.6845 | -6.6845 | 3805.0508 | 28461.7799 |  | 0
1931-09-10 | 0 | 0 | 0 | 0 | -6.6845 | -6.6845 | 3798.3663 | 28411.7799 |  | 0
1931-09-11 | 0 | 0 | 0 | 0 | -6.6845 | -6.6845 | 3791.6818 | 28361.7798 |  | 0
1931-09-12 | 0 | 0 | 0 | 0 | -6.6845 | -6.6845 | 3784.9973 | 28311.7797 |  | 0
1931-09-13 | 0 | 0 | 0 | 0 | -6.6845 | -6.6845 | 3778.3128 | 28261.7797 |  | 0
1931-09-14 | 0 | 0 | 0 | 0 | -6.6845 | -6.6845 | 3771.6283 | 28211.7796 |  | 0
1931-09-15 | 0 | 0 | 0 | 0 | -6.6845 | -6.6845 | 3764.9438 | 28161.7796 |  | 0
1931-09-16 | 0 | 0 | 0 | 0 | -6.6845 | -6.6845 | 3758.2593 | 28111.7795 |  | 0
1931-09-17 | 0 | 0 | 0 | 0 | -6.6845 | -6.6845 | 3751.5748 | 28061.7794 |  | 0
1931-09-18 | 0 | 0 | 0 | 0 | -6.6845 | -6.6845 | 3744.8903 | 28011.7794 |  | 0
1931-09-19 | 0 | 0 | 0 | 0 | -6.6845 | -6.6845 | 3738.2058 | 27961.7793 |  | 0
1931-09-20 | 0.0175 | 44.0174 | 3.6551 | 3.6551 | 33.6778 | 33.6778 | 3771.8836 | 28213.6894 |  | 0
1931-09-21 | 0 | 0 | 0 | 0 | -6.6845 | -6.6845 | 3765.1991 | 28163.6894 |  | 0
1931-09-22 | 0 | 0 | 0 | 0 | -6.6845 | -6.6845 | 3758.5146 | 28113.6893 |  | 0
1931-09-23 | 0.025 | 62.882 | 3.6551 | 3.6551 | 52.5424 | 52.5424 | 3811.057 | 28506.7066 |  | 0
1931-09-24 | 0 | 0 | 0 | 0 | -6.6845 | -6.6845 | 3804.3725 | 28456.7065 |  | 0
1931-09-25 | 0.0125 | 31.441 | 3.6551 | 3.6551 | 21.1014 | 21.1014 | 3825.474 | 28614.5452 |  | 0
1931-09-26 | 0 | 0 | 0 | 0 | -6.6845 | -6.6845 | 3818.7895 | 28564.5451 |  | 0
1931-09-27 | 0 | 0 | 0 | 0 | -6.6845 | -6.6845 | 3812.105 | 28514.545 |  | 0
1931-09-28 | 0 | 0 | 0 | 0 | -6.6845 | -6.6845 | 3805.4205 | 28464.545 |  | 0
1931-09-29 | 0 | 0 | 0 | 0 | -6.6845 | -6.6845 | 3798.736 | 28414.5449 |  | 0
1931-09-30 | 0 | 0 | 0 | 0 | -6.6845 | -6.6845 | 3792.0515 | 28364.5449 |  | 0
1931-10-01 | 0 | 0 | 0 | 0 | -6.6845 | -6.6845 | 3785.367 | 28314.5448 |  | 0
1931-10-02 | 0 | 0 | 0 | 0 | -6.6845 | -6.6845 | 3778.6825 | 28264.5447 |  | 0
1931-10-03 | 0 | 0 | 0 | 0 | -6.6845 | -6.6845 | 3771.998 | 28214.5447 |  | 0
1931-10-04 | 0 | 0 | 0 | 0 | -6.6845 | -6.6845 | 3765.3135 | 28164.5446 |  | 0
1931-10-05 | 0 | 0 | 0 | 0 | -6.6845 | -6.6845 | 3758.629 | 28114.5446 |  | 0
1931-10-06 | 0 | 0 | 0 | 0 | -6.6845 | -6.6845 | 3751.9445 | 28064.5445 |  | 0
1931-10-07 | 0 | 0 | 0 | 0 | -6.6845 | -6.6845 | 3745.26 | 28014.5444 |  | 0
1931-10-08 | 0 | 0 | 0 | 0 | -6.6845 | -6.6845 | 3738.5755 | 27964.5444 |  | 0
1931-10-09 | 0 | 0 | 0 | 0 | -6.6845 | -6.6845 | 3731.891 | 27914.5443 |  | 0
1931-10-10 | 0 | 0 | 0 | 0 | -6.6845 | -6.6845 | 3725.2065 | 27864.5443 |  | 0 | 1
1931-10-11 | 0 | 0 | 0 | 0 | -6.6845 | -6.6845 | 3718.522 | 27814.5442 |  | 0
1931-10-12 | 0.025 | 62.882 | 3.6551 | 3.6551 | 52.5424 | 52.5424 | 3771.0644 | 28207.5615 |  | 0
1931-10-13 | 0 | 0 | 0 | 0 | -6.6845 | -6.6845 | 3764.3799 | 28157.5614 |  | 0
1931-10-14 | 0 | 0 | 0 | 0 | -6.6845 | -6.6845 | 3757.6954 | 28107.5614 |  | 0
1931-10-15 | 0 | 0 | 0 | 0 | -6.6845 | -6.6845 | 3751.0109 | 28057.5613 |  | 0
1931-10-16 | 0 | 0 | 0 | 0 | -6.6845 | -6.6845 | 3744.3264 | 28007.5613 |  | 0
1931-10-17 | 0 | 0 | 0 | 0 | -6.6845 | -6.6845 | 3737.6419 | 27957.5612 |  | 0
1931-10-18 | 0 | 0 | 0 | 0 | -6.6845 | -6.6845 | 3730.9574 | 27907.5611 |  | 0
1931-10-19 | 0 | 0 | 0 | 0 | -6.6845 | -6.6845 | 3724.2729 | 27857.5611 |  | 0
1931-10-20 | 0 | 0 | 0 | 0 | -6.6845 | -6.6845 | 3717.5884 | 27807.561 |  | 0
1931-10-21 | 0 | 0 | 0 | 0 | -6.6845 | -6.6845 | 3710.9039 | 27757.561 |  | 0
1931-10-22 | 0 | 0 | 0 | 0 | -6.6845 | -6.6845 | 3704.2194 | 27707.5609 |  | 0
1931-10-23 | 0 | 0 | 0 | 0 | -6.6845 | -6.6845 | 3697.5349 | 27657.5608 |  | 0
1931-10-24 | 0 | 0 | 0 | 0 | -6.6845 | -6.6845 | 3690.8504 | 27607.5608 |  | 0
1931-10-25 | 0 | 0 | 0 | 0 | -6.6845 | -6.6845 | 3684.1659 | 27557.5607 |  | 0
1931-10-26 | 0 | 0 | 0 | 0 | -6.6845 | -6.6845 | 3677.4814 | 27507.5607 |  | 0
1931-10-27 | 0 | 0 | 0 | 0 | -6.6845 | -6.6845 | 3670.7969 | 27457.5606 |  | 0
1931-10-28 | 0 | 0 | 0 | 0 | -6.6845 | -6.6845 | 3664.1124 | 27407.5605 |  | 0
1931-10-29 | 0 | 0 | 0 | 0 | -6.6845 | -6.6845 | 3657.4279 | 27357.5605 |  | 0
1931-10-30 | 0 | 0 | 0 | 0 | -6.6845 | -6.6845 | 3650.7434 | 27307.5604 |  | 0
1931-10-31 | 0 | 0 | 0 | 0 | -6.6845 | -6.6845 | 3644.0589 | 27257.5604 |  | 0
1931-11-01 | 0 | 0 | 0 | 0 | -6.6845 | -6.6845 | 3637.3744 | 27207.5603 |  | 0
1931-11-02 | 0 | 0 | 0 | 0 | -6.6845 | -6.6845 | 3630.6899 | 27157.5602 |  | 0
1931-11-03 | 0 | 0 | 0 | 0 | -6.6845 | -6.6845 | 3624.0054 | 27107.5602 |  | 0
1931-11-04 | 0 | 0 | 0 | 0 | -6.6845 | -6.6845 | 3617.3209 | 27057.5601 |  | 0
1931-11-05 | 0 | 0 | 0 | 0 | -6.6845 | -6.6845 | 3610.6364 | 27007.5601 |  | 0
1931-11-06 | 0 | 0 | 0 | 0 | -6.6845 | -6.6845 | 3603.9519 | 26957.56 |  | 0
1931-11-07 | 0 | 0 | 0 | 0 | -6.6845 | -6.6845 | 3597.2674 | 26907.5599 |  | 0
1931-11-08 | 0 | 0 | 0 | 0 | -6.6845 | -6.6845 | 3590.5829 | 26857.5599 |  | 0
1931-11-09 | 0 | 0 | 0 | 0 | -6.6845 | -6.6845 | 3583.8984 | 26807.5598 |  | 0
1931-11-10 | 0 | 0 | 0 | 0 | -6.6845 | -6.6845 | 3577.2139 | 26757.5598 |  | 0
1931-11-11 | 0 | 0 | 0 | 0 | -6.6845 | -6.6845 | 3570.5294 | 26707.5597 |  | 0
1931-11-12 | 0 | 0 | 0 | 0 | -6.6845 | -6.6845 | 3563.8449 | 26657.5596 |  | 0
1931-11-13 | 0.0075 | 18.8646 | 3.6551 | 3.6551 | 8.525 | 8.525 | 3572.3699 | 26721.3268 |  | 0
1931-11-14 | 0 | 0 | 0 | 0 | -6.6845 | -6.6845 | 3565.6854 | 26671.3267 |  | 0
1931-11-15 | 0 | 0 | 0 | 0 | -6.6845 | -6.6845 | 3559.0009 | 26621.3267 |  | 0
1931-11-16 | 0.0083333 | 20.9607 | 3.6551 | 3.6551 | 10.6211 | 10.6211 | 3569.622 | 26700.7724 |  | 0
1931-11-17 | 0 | 0 | 0 | 0 | -6.6845 | -6.6845 | 3562.9375 | 26650.7723 |  | 0
1931-11-18 | 0 | 0 | 0 | 0 | -6.6845 | -6.6845 | 3556.253 | 26600.7723 |  | 0
1931-11-19 | 0 | 0 | 0 | 0 | -6.6845 | -6.6845 | 3549.5685 | 26550.7722 |  | 0
1931-11-20 | 0 | 0 | 0 | 0 | -6.6845 | -6.6845 | 3542.884 | 26500.7722 |  | 0
1931-11-21 | 0 | 0 | 0 | 0 | -6.6845 | -6.6845 | 3536.1995 | 26450.7721 |  | 0
1931-11-22 | 0 | 0 | 0 | 0 | -6.6845 | -6.6845 | 3529.515 | 26400.772 |  | 0
1931-11-23 | 0 | 0 | 0 | 0 | -6.6845 | -6.6845 | 3522.8305 | 26350.772 |  | 0
1931-11-24 | 0 | 0 | 0 | 0 | -6.6845 | -6.6845 | 3516.146 | 26300.7719 |  | 0
1931-11-25 | 0 | 0 | 0 | 0 | -6.6845 | -6.6845 | 3509.4615 | 26250.7719 |  | 0
1931-11-26 | 0.0041667 | 10.4803 | 3.6551 | 3.6551 | 0.14075 | 0.14075 | 3509.6022 | 26251.8247 |  | 0
1931-11-27 | 0 | 0 | 0 | 0 | -6.6845 | -6.6845 | 3502.9177 | 26201.8246 |  | 0
1931-11-28 | 0 | 0 | 0 | 0 | -6.6845 | -6.6845 | 3496.2332 | 26151.8246 |  | 0
1931-11-29 | 0 | 0 | 0 | 0 | -6.6845 | -6.6845 | 3489.5487 | 26101.8245 |  | 0
1931-11-30 | 0 | 0 | 0 | 0 | -6.6845 | -6.6845 | 3482.8642 | 26051.8244 |  | 0
1931-12-01 | 0.0875 | 220.087 | 3.6551 | 3.6551 | 209.7474 | 209.7474 | 3692.6117 | 27620.7351 |  | 0
1931-12-02 | 0 | 0 | 0 | 0 | -6.6845 | -6.6845 | 3685.9272 | 27570.7351 |  | 0
1931-12-03 | 0 | 0 | 0 | 0 | -6.6845 | -6.6845 | 3679.2427 | 27520.735 |  | 0
1931-12-04 | 0 | 0 | 0 | 0 | -6.6845 | -6.6845 | 3672.5582 | 27470.735 |  | 0
1931-12-05 | 0 | 0 | 0 | 0 | -6.6845 | -6.6845 | 3665.8737 | 27420.7349 |  | 0
1931-12-06 | 0 | 0 | 0 | 0 | -6.6845 | -6.6845 | 3659.1892 | 27370.7348 |  | 0
1931-12-07 | 0 | 0 | 0 | 0 | -6.6845 | -6.6845 | 3652.5047 | 27320.7348 |  | 0
1931-12-08 | 0.025 | 62.882 | 3.6551 | 3.6551 | 52.5424 | 52.5424 | 3705.0471 | 27713.7521 |  | 0
1931-12-09 | 0 | 0 | 0 | 0 | -6.6845 | -6.6845 | 3698.3626 | 27663.752 |  | 0
1931-12-10 | 0 | 0 | 0 | 0 | -6.6845 | -6.6845 | 3691.6781 | 27613.752 |  | 0
1931-12-11 | 0 | 0 | 0 | 0 | -6.6845 | -6.6845 | 3684.9936 | 27563.7519 |  | 0
1931-12-12 | 0 | 0 | 0 | 0 | -6.6845 | -6.6845 | 3678.3091 | 27513.7518 |  | 0
1931-12-13 | 0 | 0 | 0 | 0 | -6.6845 | -6.6845 | 3671.6246 | 27463.7518 |  | 0
1931-12-14 | 0 | 0 | 0 | 0 | -6.6845 | -6.6845 | 3664.9401 | 27413.7517 |  | 0
1931-12-15 | 0 | 0 | 0 | 0 | -6.6845 | -6.6845 | 3658.2556 | 27363.7517 |  | 0
1931-12-16 | 0 | 0 | 0 | 0 | -6.6845 | -6.6845 | 3651.5711 | 27313.7516 |  | 0
1931-12-17 | 0.05 | 125.764 | 3.6551 | 3.6551 | 115.4244 | 115.4244 | 3766.9955 | 28177.1263 |  | 0
1931-12-18 | 0 | 0 | 0 | 0 | -6.6845 | -6.6845 | 3760.311 | 28127.1262 |  | 0
1931-12-19 | 0 | 0 | 0 | 0 | -6.6845 | -6.6845 | 3753.6265 | 28077.1261 |  | 0
1931-12-20 | 0 | 0 | 0 | 0 | -6.6845 | -6.6845 | 3746.942 | 28027.1261 |  | 0
1931-12-21 | 0 | 0 | 0 | 0 | -6.6845 | -6.6845 | 3740.2575 | 27977.126 |  | 0
1931-12-22 | 0 | 0 | 0 | 0 | -6.6845 | -6.6845 | 3733.573 | 27927.126 |  | 0
1931-12-23 | 0 | 0 | 0 | 0 | -6.6845 | -6.6845 | 3726.8885 | 27877.1259 |  | 0
1931-12-24 | 0 | 0 | 0 | 0 | -6.6845 | -6.6845 | 3720.204 | 27827.1258 |  | 0
1931-12-25 | 0 | 0 | 0 | 0 | -6.6845 | -6.6845 | 3713.5195 | 27777.1258 |  | 0
1931-12-26 | 0 | 0 | 0 | 0 | -6.6845 | -6.6845 | 3706.835 | 27727.1257 |  | 0
1931-12-27 | 0 | 0 | 0 | 0 | -6.6845 | -6.6845 | 3700.1505 | 27677.1257 |  | 0
1931-12-28 | 0 | 0 | 0 | 0 | -6.6845 | -6.6845 | 3693.466 | 27627.1256 |  | 0
1931-12-29 | 0 | 0 | 0 | 0 | -6.6845 | -6.6845 | 3686.7815 | 27577.1255 |  | 0
1931-12-30 | 0 | 0 | 0 | 0 | -6.6845 | -6.6845 | 3680.097 | 27527.1255 |  | 0
1931-12-31 | 0 | 0 | 0 | 0 | -6.6845 | -6.6845 | 3673.4125 | 27477.1254 |  | 0
1932-01-01 | 0 | 0 | 0 | 0 | -6.6845 | -6.6845 | 3666.728 | 27427.1254 |  | 0
1932-01-02 | 0 | 0 | 0 | 0 | -6.6845 | -6.6845 | 3660.0435 | 27377.1253 |  | 0
1932-01-03 | 0 | 0 | 0 | 0 | -6.6845 | -6.6845 | 3653.359 | 27327.1252 |  | 0
1932-01-04 | 0 | 0 | 0 | 0 | -6.6845 | -6.6845 | 3646.6745 | 27277.1252 |  | 0
1932-01-05 | 0 | 0 | 0 | 0 | -6.6845 | -6.6845 | 3639.99 | 27227.1251 |  | 0
1932-01-06 | 0 | 0 | 0 | 0 | -6.6845 | -6.6845 | 3633.3055 | 27177.1251 |  | 0
1932-01-07 | 0 | 0 | 0 | 0 | -6.6845 | -6.6845 | 3626.621 | 27127.125 |  | 0
1932-01-08 | 0 | 0 | 0 | 0 | -6.6845 | -6.6845 | 3619.9365 | 27077.1249 |  | 0
1932-01-09 | 0 | 0 | 0 | 0 | -6.6845 | -6.6845 | 3613.252 | 27027.1249 |  | 0
1932-01-10 | 0 | 0 | 0 | 0 | -6.6845 | -6.6845 | 3606.5675 | 26977.1248 |  | 0
1932-01-11 | 0 | 0 | 0 | 0 | -6.6845 | -6.6845 | 3599.883 | 26927.1248 |  | 0
1932-01-12 | 0 | 0 | 0 | 0 | -6.6845 | -6.6845 | 3593.1985 | 26877.1247 |  | 0
1932-01-13 | 0 | 0 | 0 | 0 | -6.6845 | -6.6845 | 3586.514 | 26827.1246 |  | 0
1932-01-14 | 0 | 0 | 0 | 0 | -6.6845 | -6.6845 | 3579.8295 | 26777.1246 |  | 0
1932-01-15 | 0.025 | 62.882 | 3.6551 | 3.6551 | 52.5424 | 52.5424 | 3632.3719 | 27170.1419 |  | 0
1932-01-16 | 0 | 0 | 0 | 0 | -6.6845 | -6.6845 | 3625.6874 | 27120.1418 |  | 0
1932-01-17 | 0 | 0 | 0 | 0 | -6.6845 | -6.6845 | 3619.0029 | 27070.1418 |  | 0
1932-01-18 | 0 | 0 | 0 | 0 | -6.6845 | -6.6845 | 3612.3184 | 27020.1417 |  | 0
1932-01-19 | 0 | 0 | 0 | 0 | -6.6845 | -6.6845 | 3605.6339 | 26970.1416 |  | 0
1932-01-20 | 0 | 0 | 0 | 0 | -6.6845 | -6.6845 | 3598.9494 | 26920.1416 |  | 0
1932-01-21 | 0 | 0 | 0 | 0 | -6.6845 | -6.6845 | 3592.2649 | 26870.1415 |  | 0
1932-01-22 | 0 | 0 | 0 | 0 | -6.6845 | -6.6845 | 3585.5804 | 26820.1415 |  | 0
1932-01-23 | 0 | 0 | 0 | 0 | -6.6845 | -6.6845 | 3578.8959 | 26770.1414 |  | 0
1932-01-24 | 0 | 0 | 0 | 0 | -6.6845 | -6.6845 | 3572.2114 | 26720.1413 |  | 0
1932-01-25 | 0 | 0 | 0 | 0 | -6.6845 | -6.6845 | 3565.5269 | 26670.1413 |  | 0
1932-01-26 | 0 | 0 | 0 | 0 | -6.6845 | -6.6845 | 3558.8424 | 26620.1412 |  | 0
1932-01-27 | 0 | 0 | 0 | 0 | -6.6845 | -6.6845 | 3552.1579 | 26570.1412 |  | 0
1932-01-28 | 0 | 0 | 0 | 0 | -6.6845 | -6.6845 | 3545.4734 | 26520.1411 |  | 0
1932-01-29 | 0 | 0 | 0 | 0 | -6.6845 | -6.6845 | 3538.7889 | 26470.141 |  | 0
1932-01-30 | 0 | 0 | 0 | 0 | -6.6845 | -6.6845 | 3532.1044 | 26420.141 |  | 0
1932-01-31 | 0 | 0 | 0 | 0 | -6.6845 | -6.6845 | 3525.4199 | 26370.1409 |  | 0
1932-02-01 | 0 | 0 | 0 | 0 | -6.6845 | -6.6845 | 3518.7354 | 26320.1409 |  | 0
1932-02-02 | 0 | 0 | 0 | 0 | -6.6845 | -6.6845 | 3512.0509 | 26270.1408 |  | 0
1932-02-03 | 0 | 0 | 0 | 0 | -6.6845 | -6.6845 | 3505.3664 | 26220.1407 |  | 0
1932-02-04 | 0 | 0 | 0 | 0 | -6.6845 | -6.6845 | 3498.6819 | 26170.1407 |  | 0
1932-02-05 | 0 | 0 | 0 | 0 | -6.6845 | -6.6845 | 3491.9974 | 26120.1406 |  | 0
1932-02-06 | 0 | 0 | 0 | 0 | -6.6845 | -6.6845 | 3485.3129 | 26070.1406 |  | 0
1932-02-07 | 0 | 0 | 0 | 0 | -6.6845 | -6.6845 | 3478.6284 | 26020.1405 |  | 0
1932-02-08 | 0 | 0 | 0 | 0 | -6.6845 | -6.6845 | 3471.9439 | 25970.1404 |  | 0
1932-02-09 | 0 | 0 | 0 | 0 | -6.6845 | -6.6845 | 3465.2594 | 25920.1404 |  | 0
1932-02-10 | 0 | 0 | 0 | 0 | -6.6845 | -6.6845 | 3458.5749 | 25870.1403 |  | 0
1932-02-11 | 0 | 0 | 0 | 0 | -6.6845 | -6.6845 | 3451.8904 | 25820.1403 |  | 0
1932-02-12 | 0 | 0 | 0 | 0 | -6.6845 | -6.6845 | 3445.2059 | 25770.1402 |  | 0
1932-02-13 | 0 | 0 | 0 | 0 | -6.6845 | -6.6845 | 3438.5214 | 25720.1401 |  | 0
1932-02-14 | 0.041667 | 104.8033 | 3.6551 | 3.6551 | 94.4638 | 94.4638 | 3532.9852 | 26426.729 |  | 0
1932-02-15 | 0 | 0 | 0 | 0 | -6.6845 | -6.6845 | 3526.3007 | 26376.729 |  | 0
1932-02-16 | 0 | 0 | 0 | 0 | -6.6845 | -6.6845 | 3519.6162 | 26326.7289 |  | 0
1932-02-17 | 0 | 0 | 0 | 0 | -6.6845 | -6.6845 | 3512.9317 | 26276.7288 |  | 0
1932-02-18 | 0.0125 | 31.441 | 3.6551 | 3.6551 | 21.1014 | 21.1014 | 3534.0331 | 26434.5675 |  | 0
1932-02-19 | 0.079167 | 199.1263 | 3.6551 | 3.6551 | 188.7868 | 188.7868 | 3722.8198 | 27846.6924 |  | 0
1932-02-20 | 0.046667 | 117.3797 | 3.6551 | 3.6551 | 107.0402 | 107.0402 | 3829.86 | 28647.3527 |  | 0
1932-02-21 | 0.0225 | 56.5938 | 3.6551 | 3.6551 | 46.2542 | 46.2542 | 3876.1142 | 28993.3343 |  | 0
1932-02-22 | 0.0125 | 31.441 | 3.6551 | 3.6551 | 21.1014 | 21.1014 | 3897.2156 | 29151.1729 |  | 0
1932-02-23 | 0 | 0 | 0 | 0 | -6.6845 | -6.6845 | 3890.5311 | 29101.1728 |  | 0
1932-02-24 | 0 | 0 | 0 | 0 | -6.6845 | -6.6845 | 3883.8466 | 29051.1728 |  | 0
1932-02-25 | 0 | 0 | 0 | 0 | -6.6845 | -6.6845 | 3877.1621 | 29001.1727 |  | 0
1932-02-26 | 0 | 0 | 0 | 0 | -6.6845 | -6.6845 | 3870.4776 | 28951.1727 |  | 0
1932-02-27 | 0 | 0 | 0 | 0 | -6.6845 | -6.6845 | 3863.7931 | 28901.1726 |  | 0
1932-02-28 | 0 | 0 | 0 | 0 | -6.6845 | -6.6845 | 3857.1086 | 28851.1725 |  | 0
1932-02-29 | 0 | 0 | 0 | 0 | -6.6845 | -6.6845 | 3850.4241 | 28801.1725 |  | 0
1932-03-01 | 0 | 0 | 0 | 0 | -6.6845 | -6.6845 | 3843.7396 | 28751.1724 |  | 0
1932-03-02 | 0 | 0 | 0 | 0 | -6.6845 | -6.6845 | 3837.0551 | 28701.1724 |  | 0
1932-03-03 | 0 | 0 | 0 | 0 | -6.6845 | -6.6845 | 3830.3706 | 28651.1723 |  | 0
1932-03-04 | 0 | 0 | 0 | 0 | -6.6845 | -6.6845 | 3823.6861 | 28601.1722 |  | 0
1932-03-05 | 0 | 0 | 0 | 0 | -6.6845 | -6.6845 | 3817.0016 | 28551.1722 |  | 0
1932-03-06 | 0 | 0 | 0 | 0 | -6.6845 | -6.6845 | 3810.3171 | 28501.1721 |  | 0
1932-03-07 | 0 | 0 | 0 | 0 | -6.6845 | -6.6845 | 3803.6326 | 28451.1721 |  | 0
1932-03-08 | 0 | 0 | 0 | 0 | -6.6845 | -6.6845 | 3796.9481 | 28401.172 |  | 0
1932-03-09 | 0 | 0 | 0 | 0 | -6.6845 | -6.6845 | 3790.2636 | 28351.1719 |  | 0
1932-03-10 | 0 | 0 | 0 | 0 | -6.6845 | -6.6845 | 3783.5791 | 28301.1719 |  | 0
1932-03-11 | 0 | 0 | 0 | 0 | -6.6845 | -6.6845 | 3776.8946 | 28251.1718 |  | 0
1932-03-12 | 0 | 0 | 0 | 0 | -6.6845 | -6.6845 | 3770.2101 | 28201.1718 |  | 0
1932-03-13 | 0 | 0 | 0 | 0 | -6.6845 | -6.6845 | 3763.5256 | 28151.1717 |  | 0
1932-03-14 | 0 | 0 | 0 | 0 | -6.6845 | -6.6845 | 3756.8411 | 28101.1716 |  | 0
1932-03-15 | 0 | 0 | 0 | 0 | -6.6845 | -6.6845 | 3750.1566 | 28051.1716 |  | 0
1932-03-16 | 0 | 0 | 0 | 0 | -6.6845 | -6.6845 | 3743.4721 | 28001.1715 |  | 0
1932-03-17 | 0 | 0 | 0 | 0 | -6.6845 | -6.6845 | 3736.7876 | 27951.1715 |  | 0
1932-03-18 | 0 | 0 | 0 | 0 | -6.6845 | -6.6845 | 3730.1031 | 27901.1714 |  | 0
1932-03-19 | 0 | 0 | 0 | 0 | -6.6845 | -6.6845 | 3723.4186 | 27851.1713 |  | 0
1932-03-20 | 0 | 0 | 0 | 0 | -6.6845 | -6.6845 | 3716.7341 | 27801.1713 |  | 0
1932-03-21 | 0 | 0 | 0 | 0 | -6.6845 | -6.6845 | 3710.0496 | 27751.1712 |  | 0
1932-03-22 | 0 | 0 | 0 | 0 | -6.6845 | -6.6845 | 3703.3651 | 27701.1712 |  | 0
1932-03-23 | 0 | 0 | 0 | 0 | -6.6845 | -6.6845 | 3696.6806 | 27651.1711 |  | 0
1932-03-24 | 0 | 0 | 0 | 0 | -6.6845 | -6.6845 | 3689.9961 | 27601.171 |  | 0
1932-03-25 | 0 | 0 | 0 | 0 | -6.6845 | -6.6845 | 3683.3116 | 27551.171 |  | 0
1932-03-26 | 0 | 0 | 0 | 0 | -6.6845 | -6.6845 | 3676.6271 | 27501.1709 |  | 0
1932-03-27 | 0 | 0 | 0 | 0 | -6.6845 | -6.6845 | 3669.9426 | 27451.1709 |  | 0
1932-03-28 | 0 | 0 | 0 | 0 | -6.6845 | -6.6845 | 3663.2581 | 27401.1708 |  | 0
1932-03-29 | 0 | 0 | 0 | 0 | -6.6845 | -6.6845 | 3656.5736 | 27351.1707 |  | 0
1932-03-30 | 0.014167 | 35.6331 | 3.6551 | 3.6551 | 25.2936 | 25.2936 | 3681.8672 | 27540.3665 |  | 0
1932-03-31 | 0 | 0 | 0 | 0 | -6.6845 | -6.6845 | 3675.1827 | 27490.3665 |  | 0
1932-04-01 | 0 | 0 | 0 | 0 | -6.6845 | -6.6845 | 3668.4982 | 27440.3664 |  | 0
1932-04-02 | 0 | 0 | 0 | 0 | -6.6845 | -6.6845 | 3661.8137 | 27390.3663 |  | 0
1932-04-03 | 0 | 0 | 0 | 0 | -6.6845 | -6.6845 | 3655.1292 | 27340.3663 |  | 0
1932-04-04 | 0 | 0 | 0 | 0 | -6.6845 | -6.6845 | 3648.4447 | 27290.3662 |  | 0
1932-04-05 | 0 | 0 | 0 | 0 | -6.6845 | -6.6845 | 3641.7602 | 27240.3662 |  | 0
1932-04-06 | 0 | 0 | 0 | 0 | -6.6845 | -6.6845 | 3635.0757 | 27190.3661 |  | 0
1932-04-07 | 0 | 0 | 0 | 0 | -6.6845 | -6.6845 | 3628.3912 | 27140.366 |  | 0
1932-04-08 | 0 | 0 | 0 | 0 | -6.6845 | -6.6845 | 3621.7067 | 27090.366 |  | 0
1932-04-09 | 0 | 0 | 0 | 0 | -6.6845 | -6.6845 | 3615.0222 | 27040.3659 |  | 0
1932-04-10 | 0 | 0 | 0 | 0 | -6.6845 | -6.6845 | 3608.3377 | 26990.3659 |  | 0
1932-04-11 | 0 | 0 | 0 | 0 | -6.6845 | -6.6845 | 3601.6532 | 26940.3658 |  | 0
1932-04-12 | 0 | 0 | 0 | 0 | -6.6845 | -6.6845 | 3594.9687 | 26890.3657 |  | 0
1932-04-13 | 0 | 0 | 0 | 0 | -6.6845 | -6.6845 | 3588.2842 | 26840.3657 |  | 0
1932-04-14 | 0 | 0 | 0 | 0 | -6.6845 | -6.6845 | 3581.5997 | 26790.3656 |  | 0
1932-04-15 | 0 | 0 | 0 | 0 | -6.6845 | -6.6845 | 3574.9152 | 26740.3656 |  | 0
1932-04-16 | 0 | 0 | 0 | 0 | -6.6845 | -6.6845 | 3568.2307 | 26690.3655 |  | 0
1932-04-17 | 0 | 0 | 0 | 0 | -6.6845 | -6.6845 | 3561.5462 | 26640.3654 |  | 0
1932-04-18 | 0 | 0 | 0 | 0 | -6.6845 | -6.6845 | 3554.8617 | 26590.3654 |  | 0
1932-04-19 | 0 | 0 | 0 | 0 | -6.6845 | -6.6845 | 3548.1772 | 26540.3653 |  | 0
1932-04-20 | 0 | 0 | 0 | 0 | -6.6845 | -6.6845 | 3541.4927 | 26490.3653 |  | 0
1932-04-21 | 0 | 0 | 0 | 0 | -6.6845 | -6.6845 | 3534.8082 | 26440.3652 |  | 0
1932-04-22 | 0 | 0 | 0 | 0 | -6.6845 | -6.6845 | 3528.1237 | 26390.3651 |  | 0
1932-04-23 | 0 | 0 | 0 | 0 | -6.6845 | -6.6845 | 3521.4392 | 26340.3651 |  | 0
1932-04-24 | 0 | 0 | 0 | 0 | -6.6845 | -6.6845 | 3514.7547 | 26290.365 |  | 0
1932-04-25 | 0 | 0 | 0 | 0 | -6.6845 | -6.6845 | 3508.0702 | 26240.365 |  | 0
1932-04-26 | 0 | 0 | 0 | 0 | -6.6845 | -6.6845 | 3501.3857 | 26190.3649 |  | 0
1932-04-27 | 0 | 0 | 0 | 0 | -6.6845 | -6.6845 | 3494.7012 | 26140.3648 |  | 0
1932-04-28 | 0 | 0 | 0 | 0 | -6.6845 | -6.6845 | 3488.0167 | 26090.3648 |  | 0
1932-04-29 | 0 | 0 | 0 | 0 | -6.6845 | -6.6845 | 3481.3322 | 26040.3647 |  | 0
1932-04-30 | 0 | 0 | 0 | 0 | -6.6845 | -6.6845 | 3474.6477 | 25990.3647 |  | 0
1932-05-01 | 0 | 0 | 0 | 0 | -6.6845 | -6.6845 | 3467.9632 | 25940.3646 |  | 0
1932-05-02 | 0 | 0 | 0 | 0 | -6.6845 | -6.6845 | 3461.2787 | 25890.3645 |  | 0
1932-05-03 | 0 | 0 | 0 | 0 | -6.6845 | -6.6845 | 3454.5942 | 25840.3645 |  | 0
1932-05-04 | 0 | 0 | 0 | 0 | -6.6845 | -6.6845 | 3447.9097 | 25790.3644 |  | 0
1932-05-05 | 0 | 0 | 0 | 0 | -6.6845 | -6.6845 | 3441.2252 | 25740.3644 |  | 0
1932-05-06 | 0 | 0 | 0 | 0 | -6.6845 | -6.6845 | 3434.5407 | 25690.3643 |  | 0
1932-05-07 | 0 | 0 | 0 | 0 | -6.6845 | -6.6845 | 3427.8562 | 25640.3642 |  | 0
1932-05-08 | 0 | 0 | 0 | 0 | -6.6845 | -6.6845 | 3421.1717 | 25590.3642 |  | 0
1932-05-09 | 0.028333 | 71.2663 | 3.6551 | 3.6551 | 60.9267 | 60.9267 | 3482.0984 | 26046.0958 |  | 0
1932-05-10 | 0 | 0 | 0 | 0 | -6.6845 | -6.6845 | 3475.4139 | 25996.0957 |  | 0
1932-05-11 | 0 | 0 | 0 | 0 | -6.6845 | -6.6845 | 3468.7294 | 25946.0957 |  | 0
1932-05-12 | 0 | 0 | 0 | 0 | -6.6845 | -6.6845 | 3462.0449 | 25896.0956 |  | 0
1932-05-13 | 0 | 0 | 0 | 0 | -6.6845 | -6.6845 | 3455.3604 | 25846.0956 |  | 0
1932-05-14 | 0.016667 | 41.9213 | 3.6551 | 3.6551 | 31.5818 | 31.5818 | 3486.9421 | 26082.3271 |  | 0
1932-05-15 | 0 | 0 | 0 | 0 | -6.6845 | -6.6845 | 3480.2576 | 26032.327 |  | 0
1932-05-16 | 0 | 0 | 0 | 0 | -6.6845 | -6.6845 | 3473.5731 | 25982.327 |  | 0
1932-05-17 | 0 | 0 | 0 | 0 | -6.6845 | -6.6845 | 3466.8886 | 25932.3269 |  | 0
1932-05-18 | 0 | 0 | 0 | 0 | -6.6845 | -6.6845 | 3460.2041 | 25882.3268 |  | 0
1932-05-19 | 0 | 0 | 0 | 0 | -6.6845 | -6.6845 | 3453.5196 | 25832.3268 |  | 0
1932-05-20 | 0 | 0 | 0 | 0 | -6.6845 | -6.6845 | 3446.8351 | 25782.3267 |  | 0
1932-05-21 | 0 | 0 | 0 | 0 | -6.6845 | -6.6845 | 3440.1506 | 25732.3267 |  | 0
1932-05-22 | 0 | 0 | 0 | 0 | -6.6845 | -6.6845 | 3433.4661 | 25682.3266 |  | 0
1932-05-23 | 0 | 0 | 0 | 0 | -6.6845 | -6.6845 | 3426.7816 | 25632.3265 |  | 0
1932-05-24 | 0.026667 | 67.0741 | 3.6551 | 3.6551 | 56.7346 | 56.7346 | 3483.5162 | 26056.701 |  | 0
1932-05-25 | 0.0041667 | 10.4803 | 3.6551 | 3.6551 | 0.14075 | 0.14075 | 3483.6569 | 26057.7538 |  | 0
1932-05-26 | 0 | 0 | 0 | 0 | -6.6845 | -6.6845 | 3476.9724 | 26007.7538 |  | 0
1932-05-27 | 0 | 0 | 0 | 0 | -6.6845 | -6.6845 | 3470.2879 | 25957.7537 |  | 0
1932-05-28 | 0 | 0 | 0 | 0 | -6.6845 | -6.6845 | 3463.6034 | 25907.7536 |  | 0
1932-05-29 | 0 | 0 | 0 | 0 | -6.6845 | -6.6845 | 3456.9189 | 25857.7536 |  | 0
1932-05-30 | 0 | 0 | 0 | 0 | -6.6845 | -6.6845 | 3450.2344 | 25807.7535 |  | 0
1932-05-31 | 0 | 0 | 0 | 0 | -6.6845 | -6.6845 | 3443.5499 | 25757.7535 |  | 0
1932-06-01 | 0 | 0 | 0 | 0 | -6.6845 | -6.6845 | 3436.8654 | 25707.7534 |  | 0
1932-06-02 | 0 | 0 | 0 | 0 | -6.6845 | -6.6845 | 3430.1809 | 25657.7533 |  | 0
1932-06-03 | 0 | 0 | 0 | 0 | -6.6845 | -6.6845 | 3423.4964 | 25607.7533 |  | 0
1932-06-04 | 0 | 0 | 0 | 0 | -6.6845 | -6.6845 | 3416.8119 | 25557.7532 |  | 0
1932-06-05 | 0 | 0 | 0 | 0 | -6.6845 | -6.6845 | 3410.1274 | 25507.7532 |  | 0
1932-06-06 | 0 | 0 | 0 | 0 | -6.6845 | -6.6845 | 3403.4429 | 25457.7531 |  | 0
1932-06-07 | 0 | 0 | 0 | 0 | -6.6845 | -6.6845 | 3396.7584 | 25407.753 |  | 0
1932-06-08 | 0 | 0 | 0 | 0 | -6.6845 | -6.6845 | 3390.0739 | 25357.753 |  | 0
1932-06-09 | 0 | 0 | 0 | 0 | -6.6845 | -6.6845 | 3383.3894 | 25307.7529 |  | 0
1932-06-10 | 0 | 0 | 0 | 0 | -6.6845 | -6.6845 | 3376.7049 | 25257.7529 |  | 0
1932-06-11 | 0 | 0 | 0 | 0 | -6.6845 | -6.6845 | 3370.0204 | 25207.7528 |  | 0
1932-06-12 | 0 | 0 | 0 | 0 | -6.6845 | -6.6845 | 3363.3359 | 25157.7527 |  | 0
1932-06-13 | 0 | 0 | 0 | 0 | -6.6845 | -6.6845 | 3356.6514 | 25107.7527 |  | 0
1932-06-14 | 0 | 0 | 0 | 0 | -6.6845 | -6.6845 | 3349.9669 | 25057.7526 |  | 0
1932-06-15 | 0 | 0 | 0 | 0 | -6.6845 | -6.6845 | 3343.2824 | 25007.7526 |  | 0
1932-06-16 | 0 | 0 | 0 | 0 | -6.6845 | -6.6845 | 3336.5979 | 24957.7525 |  | 0
1932-06-17 | 0 | 0 | 0 | 0 | -6.6845 | -6.6845 | 3329.9134 | 24907.7524 |  | 0
1932-06-18 | 0 | 0 | 0 | 0 | -6.6845 | -6.6845 | 3323.2289 | 24857.7524 |  | 0
1932-06-19 | 0 | 0 | 0 | 0 | -6.6845 | -6.6845 | 3316.5444 | 24807.7523 |  | 0
1932-06-20 | 0 | 0 | 0 | 0 | -6.6845 | -6.6845 | 3309.8599 | 24757.7523 |  | 0
1932-06-21 | 0.024167 | 60.7859 | 3.6551 | 3.6551 | 50.4464 | 50.4464 | 3360.3063 | 25135.091 |  | 0
1932-06-22 | 0.020833 | 52.4017 | 3.6551 | 3.6551 | 42.0621 | 42.0621 | 3402.3684 | 25449.7154 |  | 0
1932-06-23 | 0.0041667 | 10.4803 | 3.6551 | 3.6551 | 0.14075 | 0.14075 | 3402.5091 | 25450.7682 |  | 0
1932-06-24 | 0 | 0 | 0 | 0 | -6.6845 | -6.6845 | 3395.8246 | 25400.7682 |  | 0
1932-06-25 | 0 | 0 | 0 | 0 | -6.6845 | -6.6845 | 3389.1401 | 25350.7681 |  | 0
1932-06-26 | 0 | 0 | 0 | 0 | -6.6845 | -6.6845 | 3382.4556 | 25300.768 |  | 0
1932-06-27 | 0 | 0 | 0 | 0 | -6.6845 | -6.6845 | 3375.7711 | 25250.768 |  | 0
1932-06-28 | 0 | 0 | 0 | 0 | -6.6845 | -6.6845 | 3369.0866 | 25200.7679 |  | 0
1932-06-29 | 0 | 0 | 0 | 0 | -6.6845 | -6.6845 | 3362.4021 | 25150.7679 |  | 0
1932-06-30 | 0 | 0 | 0 | 0 | -6.6845 | -6.6845 | 3355.7176 | 25100.7678 |  | 0
1932-07-01 | 0 | 0 | 0 | 0 | -6.6845 | -6.6845 | 3349.0331 | 25050.7677 |  | 0
1932-07-02 | 0 | 0 | 0 | 0 | -6.6845 | -6.6845 | 3342.3486 | 25000.7677 |  | 0
1932-07-03 | 0 | 0 | 0 | 0 | -6.6845 | -6.6845 | 3335.6641 | 24950.7676 |  | 0
1932-07-04 | 0.030833 | 77.5545 | 3.6551 | 3.6551 | 67.2149 | 67.2149 | 3402.879 | 25453.535 |  | 0
1932-07-05 | 0 | 0 | 0 | 0 | -6.6845 | -6.6845 | 3396.1945 | 25403.5349 |  | 0
1932-07-06 | 0.033333 | 83.8427 | 3.6551 | 3.6551 | 73.5031 | 73.5031 | 3469.6976 | 25953.338 |  | 0
1932-07-07 | 0.033333 | 83.8427 | 3.6551 | 3.6551 | 73.5031 | 73.5031 | 3543.2007 | 26503.1411 |  | 0
1932-07-08 | 0 | 0 | 0 | 0 | -6.6845 | -6.6845 | 3536.5162 | 26453.141 |  | 0
1932-07-09 | 0 | 0 | 0 | 0 | -6.6845 | -6.6845 | 3529.8317 | 26403.141 |  | 0
1932-07-10 | 0 | 0 | 0 | 0 | -6.6845 | -6.6845 | 3523.1472 | 26353.1409 |  | 0
1932-07-11 | 0 | 0 | 0 | 0 | -6.6845 | -6.6845 | 3516.4627 | 26303.1408 |  | 0
1932-07-12 | 0 | 0 | 0 | 0 | -6.6845 | -6.6845 | 3509.7782 | 26253.1408 |  | 0
1932-07-13 | 0.010833 | 27.2489 | 3.6551 | 3.6551 | 16.9093 | 16.9093 | 3526.6875 | 26379.6222 |  | 0
1932-07-14 | 0 | 0 | 0 | 0 | -6.6845 | -6.6845 | 3520.003 | 26329.6222 |  | 0
1932-07-15 | 0 | 0 | 0 | 0 | -6.6845 | -6.6845 | 3513.3185 | 26279.6221 |  | 0
1932-07-16 | 0 | 0 | 0 | 0 | -6.6845 | -6.6845 | 3506.634 | 26229.6221 |  | 0
1932-07-17 | 0 | 0 | 0 | 0 | -6.6845 | -6.6845 | 3499.9495 | 26179.622 |  | 0
1932-07-18 | 0 | 0 | 0 | 0 | -6.6845 | -6.6845 | 3493.265 | 26129.6219 |  | 0
1932-07-19 | 0 | 0 | 0 | 0 | -6.6845 | -6.6845 | 3486.5805 | 26079.6219 |  | 0
1932-07-20 | 0 | 0 | 0 | 0 | -6.6845 | -6.6845 | 3479.896 | 26029.6218 |  | 0
1932-07-21 | 0 | 0 | 0 | 0 | -6.6845 | -6.6845 | 3473.2115 | 25979.6218 |  | 0
1932-07-22 | 0.061667 | 155.1089 | 3.6551 | 3.6551 | 144.7694 | 144.7694 | 3617.9808 | 27062.4965 |  | 0
1932-07-23 | 0 | 0 | 0 | 0 | -6.6845 | -6.6845 | 3611.2963 | 27012.4965 |  | 0
1932-07-24 | 0 | 0 | 0 | 0 | -6.6845 | -6.6845 | 3604.6118 | 26962.4964 |  | 0
1932-07-25 | 0.014167 | 35.6331 | 3.6551 | 3.6551 | 25.2936 | 25.2936 | 3629.9054 | 27151.6922 |  | 0
1932-07-26 | 0.018333 | 46.1135 | 3.6551 | 3.6551 | 35.7739 | 35.7739 | 3665.6793 | 27419.2809 |  | 0
1932-07-27 | 0.02 | 50.3056 | 3.6551 | 3.6551 | 39.966 | 39.966 | 3705.6453 | 27718.2267 |  | 0
1932-07-28 | 0 | 0 | 0 | 0 | -6.6845 | -6.6845 | 3698.9608 | 27668.2266 |  | 0
1932-07-29 | 0 | 0 | 0 | 0 | -6.6845 | -6.6845 | 3692.2763 | 27618.2266 |  | 0
1932-07-30 | 0 | 0 | 0 | 0 | -6.6845 | -6.6845 | 3685.5918 | 27568.2265 |  | 0
1932-07-31 | 0 | 0 | 0 | 0 | -6.6845 | -6.6845 | 3678.9073 | 27518.2264 |  | 0
1932-08-01 | 0 | 0 | 0 | 0 | -6.6845 | -6.6845 | 3672.2228 | 27468.2264 |  | 0
1932-08-02 | 0 | 0 | 0 | 0 | -6.6845 | -6.6845 | 3665.5383 | 27418.2263 |  | 0
1932-08-03 | 0 | 0 | 0 | 0 | -6.6845 | -6.6845 | 3658.8538 | 27368.2263 |  | 0
1932-08-04 | 0 | 0 | 0 | 0 | -6.6845 | -6.6845 | 3652.1693 | 27318.2262 |  | 0
1932-08-05 | 0 | 0 | 0 | 0 | -6.6845 | -6.6845 | 3645.4848 | 27268.2261 |  | 0
1932-08-06 | 0 | 0 | 0 | 0 | -6.6845 | -6.6845 | 3638.8003 | 27218.2261 |  | 0
1932-08-07 | 0 | 0 | 0 | 0 | -6.6845 | -6.6845 | 3632.1158 | 27168.226 |  | 0
1932-08-08 | 0.078333 | 197.0303 | 3.6551 | 3.6551 | 186.6907 | 186.6907 | 3818.8065 | 28564.6724 |  | 0
1932-08-09 | 0 | 0 | 0 | 0 | -6.6845 | -6.6845 | 3812.122 | 28514.6723 |  | 0
1932-08-10 | 0 | 0 | 0 | 0 | -6.6845 | -6.6845 | 3805.4375 | 28464.6722 |  | 0
1932-08-11 | 0 | 0 | 0 | 0 | -6.6845 | -6.6845 | 3798.753 | 28414.6722 |  | 0
1932-08-12 | 0 | 0 | 0 | 0 | -6.6845 | -6.6845 | 3792.0685 | 28364.6721 |  | 0
1932-08-13 | 0 | 0 | 0 | 0 | -6.6845 | -6.6845 | 3785.384 | 28314.6721 |  | 0
1932-08-14 | 0 | 0 | 0 | 0 | -6.6845 | -6.6845 | 3778.6995 | 28264.672 |  | 0
1932-08-15 | 0.015 | 37.7292 | 3.6551 | 3.6551 | 27.3896 | 27.3896 | 3806.0891 | 28469.5464 |  | 0
1932-08-16 | 0 | 0 | 0 | 0 | -6.6845 | -6.6845 | 3799.4046 | 28419.5463 |  | 0
1932-08-17 | 0.018333 | 46.1135 | 3.6551 | 3.6551 | 35.7739 | 35.7739 | 3835.1785 | 28687.135 |  | 0
1932-08-18 | 0 | 0 | 0 | 0 | -6.6845 | -6.6845 | 3828.494 | 28637.1349 |  | 0
1932-08-19 | 0 | 0 | 0 | 0 | -6.6845 | -6.6845 | 3821.8095 | 28587.1348 |  | 0
1932-08-20 | 0 | 0 | 0 | 0 | -6.6845 | -6.6845 | 3815.125 | 28537.1348 |  | 0
1932-08-21 | 0 | 0 | 0 | 0 | -6.6845 | -6.6845 | 3808.4405 | 28487.1347 |  | 0
1932-08-22 | 0 | 0 | 0 | 0 | -6.6845 | -6.6845 | 3801.756 | 28437.1347 |  | 0
1932-08-23 | 0 | 0 | 0 | 0 | -6.6845 | -6.6845 | 3795.0715 | 28387.1346 |  | 0
1932-08-24 | 0 | 0 | 0 | 0 | -6.6845 | -6.6845 | 3788.387 | 28337.1345 |  | 0
1932-08-25 | 0 | 0 | 0 | 0 | -6.6845 | -6.6845 | 3781.7025 | 28287.1345 |  | 0
1932-08-26 | 0.014167 | 35.6331 | 3.6551 | 3.6551 | 25.2936 | 25.2936 | 3806.996 | 28476.3303 |  | 0
1932-08-27 | 0.325 | 817.466 | 3.6551 | 3.6551 | 807.1264 | 807.1264 | 4003.7455 | 29948.0163 |  | 603.6924
1932-08-28 | 0 | 0 | 0 | 0 | -6.6845 | -6.6845 | 3997.061 | 29898.0163 |  | 0
1932-08-29 | 0.44167 | 1110.9153 | 3.6551 | 3.6551 | 1100.5758 | 1100.5758 | 4003.7455 | 29948.0163 |  | 1087.2068
1932-08-30 | 0 | 0 | 0 | 0 | -6.6845 | -6.6845 | 3997.061 | 29898.0163 |  | 0
1932-08-31 | 0.0041667 | 10.4803 | 3.6551 | 3.6551 | 0.14075 | 0.14075 | 3997.2018 | 29899.0691 |  | 0
1932-09-01 | 0 | 0 | 0 | 0 | -6.6845 | -6.6845 | 3990.5173 | 29849.0691 |  | 0
1932-09-02 | 0.01 | 25.1528 | 3.6551 | 3.6551 | 14.8132 | 14.8132 | 4005.3305 | 29959.8719 |  | 0
1932-09-03 | 0.013333 | 33.5371 | 3.6551 | 3.6551 | 23.1975 | 23.1975 | 4003.7455 | 29948.0163 |  | 18.098
1932-09-04 | 0.0091667 | 23.0567 | 3.6551 | 3.6551 | 12.7172 | 12.7172 | 4003.7455 | 29948.0163 |  | 6.0327
1932-09-05 | 0 | 0 | 0 | 0 | -6.6845 | -6.6845 | 3997.061 | 29898.0163 |  | 0
1932-09-06 | 0.031667 | 79.6505 | 3.6551 | 3.6551 | 69.311 | 69.311 | 4003.7455 | 29948.0163 |  | 55.942
1932-09-07 | 0.0875 | 220.087 | 3.6551 | 3.6551 | 209.7474 | 209.7474 | 4003.7455 | 29948.0163 |  | 203.0629
1932-09-08 | 0 | 0 | 0 | 0 | -6.6845 | -6.6845 | 3997.061 | 29898.0163 |  | 0
1932-09-09 | 0 | 0 | 0 | 0 | -6.6845 | -6.6845 | 3990.3765 | 29848.0162 |  | 0
1932-09-10 | 0 | 0 | 0 | 0 | -6.6845 | -6.6845 | 3983.692 | 29798.0162 |  | 0
1932-09-11 | 0 | 0 | 0 | 0 | -6.6845 | -6.6845 | 3977.0075 | 29748.0161 |  | 0
1932-09-12 | 0 | 0 | 0 | 0 | -6.6845 | -6.6845 | 3970.323 | 29698.016 |  | 0
1932-09-13 | 0 | 0 | 0 | 0 | -6.6845 | -6.6845 | 3963.6385 | 29648.016 |  | 0
1932-09-14 | 0 | 0 | 0 | 0 | -6.6845 | -6.6845 | 3956.954 | 29598.0159 |  | 0
1932-09-15 | 0 | 0 | 0 | 0 | -6.6845 | -6.6845 | 3950.2695 | 29548.0159 |  | 0
1932-09-16 | 0 | 0 | 0 | 0 | -6.6845 | -6.6845 | 3943.585 | 29498.0158 |  | 0
1932-09-17 | 0 | 0 | 0 | 0 | -6.6845 | -6.6845 | 3936.9005 | 29448.0157 |  | 0
1932-09-18 | 0.029167 | 73.3623 | 3.6551 | 3.6551 | 63.0228 | 63.0228 | 3999.9233 | 29919.4259 |  | 0
1932-09-19 | 0 | 0 | 0 | 0 | -6.6845 | -6.6845 | 3993.2388 | 29869.4259 |  | 0
1932-09-20 | 0 | 0 | 0 | 0 | -6.6845 | -6.6845 | 3986.5543 | 29819.4258 |  | 0
1932-09-21 | 0.015833 | 39.8253 | 3.6551 | 3.6551 | 29.4857 | 29.4857 | 4003.7455 | 29948.0163 |  | 5.6099
1932-09-22 | 0 | 0 | 0 | 0 | -6.6845 | -6.6845 | 3997.061 | 29898.0163 |  | 0
1932-09-23 | 0 | 0 | 0 | 0 | -6.6845 | -6.6845 | 3990.3765 | 29848.0162 |  | 0
1932-09-24 | 0 | 0 | 0 | 0 | -6.6845 | -6.6845 | 3983.692 | 29798.0162 |  | 0
1932-09-25 | 0.034167 | 85.9387 | 3.6551 | 3.6551 | 75.5992 | 75.5992 | 4003.7455 | 29948.0163 |  | 48.8612
1932-09-26 | 0 | 0 | 0 | 0 | -6.6845 | -6.6845 | 3997.061 | 29898.0163 |  | 0
1932-09-27 | 0 | 0 | 0 | 0 | -6.6845 | -6.6845 | 3990.3765 | 29848.0162 |  | 0
1932-09-28 | 0.19167 | 482.0953 | 3.6551 | 3.6551 | 471.7558 | 471.7558 | 4003.7455 | 29948.0163 |  | 451.7023
1932-09-29 | 0.05 | 125.764 | 3.6551 | 3.6551 | 115.4244 | 115.4244 | 4003.7455 | 29948.0163 |  | 108.7399
1932-09-30 | 0 | 0 | 0 | 0 | -6.6845 | -6.6845 | 3997.061 | 29898.0163 |  | 0
1932-10-01 | 0 | 0 | 0 | 0 | -6.6845 | -6.6845 | 3990.3765 | 29848.0162 |  | 0
1932-10-02 | 0 | 0 | 0 | 0 | -6.6845 | -6.6845 | 3983.692 | 29798.0162 |  | 0
1932-10-03 | 0 | 0 | 0 | 0 | -6.6845 | -6.6845 | 3977.0075 | 29748.0161 |  | 0
1932-10-04 | 0 | 0 | 0 | 0 | -6.6845 | -6.6845 | 3970.323 | 29698.016 |  | 0
1932-10-05 | 0 | 0 | 0 | 0 | -6.6845 | -6.6845 | 3963.6385 | 29648.016 |  | 0
1932-10-06 | 0 | 0 | 0 | 0 | -6.6845 | -6.6845 | 3956.954 | 29598.0159 |  | 0
1932-10-07 | 0 | 0 | 0 | 0 | -6.6845 | -6.6845 | 3950.2695 | 29548.0159 |  | 0
1932-10-08 | 0 | 0 | 0 | 0 | -6.6845 | -6.6845 | 3943.585 | 29498.0158 |  | 0
1932-10-09 | 0 | 0 | 0 | 0 | -6.6845 | -6.6845 | 3936.9005 | 29448.0157 |  | 0
1932-10-10 | 0 | 0 | 0 | 0 | -6.6845 | -6.6845 | 3930.216 | 29398.0157 |  | 0
1932-10-11 | 0 | 0 | 0 | 0 | -6.6845 | -6.6845 | 3923.5315 | 29348.0156 |  | 0
1932-10-12 | 0 | 0 | 0 | 0 | -6.6845 | -6.6845 | 3916.847 | 29298.0156 |  | 0
1932-10-13 | 0 | 0 | 0 | 0 | -6.6845 | -6.6845 | 3910.1625 | 29248.0155 |  | 0
1932-10-14 | 0 | 0 | 0 | 0 | -6.6845 | -6.6845 | 3903.478 | 29198.0154 |  | 0
1932-10-15 | 0 | 0 | 0 | 0 | -6.6845 | -6.6845 | 3896.7935 | 29148.0154 |  | 0
1932-10-16 | 0 | 0 | 0 | 0 | -6.6845 | -6.6845 | 3890.109 | 29098.0153 |  | 0
1932-10-17 | 0 | 0 | 0 | 0 | -6.6845 | -6.6845 | 3883.4245 | 29048.0153 |  | 0
1932-10-18 | 0 | 0 | 0 | 0 | -6.6845 | -6.6845 | 3876.74 | 28998.0152 |  | 0
1932-10-19 | 0 | 0 | 0 | 0 | -6.6845 | -6.6845 | 3870.0555 | 28948.0151 |  | 0
1932-10-20 | 0.031667 | 79.6505 | 3.6551 | 3.6551 | 69.311 | 69.311 | 3939.3665 | 29466.4611 |  | 0
1932-10-21 | 0 | 0 | 0 | 0 | -6.6845 | -6.6845 | 3932.682 | 29416.461 |  | 0
1932-10-22 | 0 | 0 | 0 | 0 | -6.6845 | -6.6845 | 3925.9975 | 29366.4609 |  | 0
1932-10-23 | 0 | 0 | 0 | 0 | -6.6845 | -6.6845 | 3919.313 | 29316.4609 |  | 0
1932-10-24 | 0 | 0 | 0 | 0 | -6.6845 | -6.6845 | 3912.6285 | 29266.4608 |  | 0
1932-10-25 | 0 | 0 | 0 | 0 | -6.6845 | -6.6845 | 3905.944 | 29216.4608 |  | 0
1932-10-26 | 0 | 0 | 0 | 0 | -6.6845 | -6.6845 | 3899.2595 | 29166.4607 |  | 0
1932-10-27 | 0 | 0 | 0 | 0 | -6.6845 | -6.6845 | 3892.575 | 29116.4606 |  | 0
1932-10-28 | 0 | 0 | 0 | 0 | -6.6845 | -6.6845 | 3885.8905 | 29066.4606 |  | 0
1932-10-29 | 0 | 0 | 0 | 0 | -6.6845 | -6.6845 | 3879.206 | 29016.4605 |  | 0
1932-10-30 | 0 | 0 | 0 | 0 | -6.6845 | -6.6845 | 3872.5215 | 28966.4605 |  | 0
1932-10-31 | 0 | 0 | 0 | 0 | -6.6845 | -6.6845 | 3865.837 | 28916.4604 |  | 0
1932-11-01 | 0 | 0 | 0 | 0 | -6.6845 | -6.6845 | 3859.1525 | 28866.4603 |  | 0
1932-11-02 | 0 | 0 | 0 | 0 | -6.6845 | -6.6845 | 3852.468 | 28816.4603 |  | 0
1932-11-03 | 0 | 0 | 0 | 0 | -6.6845 | -6.6845 | 3845.7835 | 28766.4602 |  | 0
1932-11-04 | 0 | 0 | 0 | 0 | -6.6845 | -6.6845 | 3839.099 | 28716.4602 |  | 0
1932-11-05 | 0 | 0 | 0 | 0 | -6.6845 | -6.6845 | 3832.4145 | 28666.4601 |  | 0
1932-11-06 | 0 | 0 | 0 | 0 | -6.6845 | -6.6845 | 3825.73 | 28616.46 |  | 0
1932-11-07 | 0 | 0 | 0 | 0 | -6.6845 | -6.6845 | 3819.0455 | 28566.46 |  | 0
1932-11-08 | 0 | 0 | 0 | 0 | -6.6845 | -6.6845 | 3812.361 | 28516.4599 |  | 0
1932-11-09 | 0 | 0 | 0 | 0 | -6.6845 | -6.6845 | 3805.6765 | 28466.4599 |  | 0
1932-11-10 | 0 | 0 | 0 | 0 | -6.6845 | -6.6845 | 3798.992 | 28416.4598 |  | 0
1932-11-11 | 0 | 0 | 0 | 0 | -6.6845 | -6.6845 | 3792.3075 | 28366.4597 |  | 0
1932-11-12 | 0 | 0 | 0 | 0 | -6.6845 | -6.6845 | 3785.623 | 28316.4597 |  | 0
1932-11-13 | 0 | 0 | 0 | 0 | -6.6845 | -6.6845 | 3778.9385 | 28266.4596 |  | 0
1932-11-14 | 0 | 0 | 0 | 0 | -6.6845 | -6.6845 | 3772.254 | 28216.4596 |  | 0
1932-11-15 | 0 | 0 | 0 | 0 | -6.6845 | -6.6845 | 3765.5695 | 28166.4595 |  | 0
1932-11-16 | 0 | 0 | 0 | 0 | -6.6845 | -6.6845 | 3758.885 | 28116.4594 |  | 0
1932-11-17 | 0 | 0 | 0 | 0 | -6.6845 | -6.6845 | 3752.2005 | 28066.4594 |  | 0
1932-11-18 | 0 | 0 | 0 | 0 | -6.6845 | -6.6845 | 3745.516 | 28016.4593 |  | 0
1932-11-19 | 0 | 0 | 0 | 0 | -6.6845 | -6.6845 | 3738.8315 | 27966.4593 |  | 0
1932-11-20 | 0 | 0 | 0 | 0 | -6.6845 | -6.6845 | 3732.147 | 27916.4592 |  | 0
1932-11-21 | 0 | 0 | 0 | 0 | -6.6845 | -6.6845 | 3725.4625 | 27866.4591 |  | 0
1932-11-22 | 0 | 0 | 0 | 0 | -6.6845 | -6.6845 | 3718.778 | 27816.4591 |  | 0
1932-11-23 | 0 | 0 | 0 | 0 | -6.6845 | -6.6845 | 3712.0935 | 27766.459 |  | 0
1932-11-24 | 0 | 0 | 0 | 0 | -6.6845 | -6.6845 | 3705.409 | 27716.459 |  | 0
1932-11-25 | 0 | 0 | 0 | 0 | -6.6845 | -6.6845 | 3698.7245 | 27666.4589 |  | 0
1932-11-26 | 0 | 0 | 0 | 0 | -6.6845 | -6.6845 | 3692.04 | 27616.4588 |  | 0
1932-11-27 | 0 | 0 | 0 | 0 | -6.6845 | -6.6845 | 3685.3555 | 27566.4588 |  | 0
1932-11-28 | 0 | 0 | 0 | 0 | -6.6845 | -6.6845 | 3678.671 | 27516.4587 |  | 0
1932-11-29 | 0 | 0 | 0 | 0 | -6.6845 | -6.6845 | 3671.9865 | 27466.4587 |  | 0
1932-11-30 | 0 | 0 | 0 | 0 | -6.6845 | -6.6845 | 3665.302 | 27416.4586 |  | 0
1932-12-01 | 0 | 0 | 0 | 0 | -6.6845 | -6.6845 | 3658.6175 | 27366.4585 |  | 0
1932-12-02 | 0 | 0 | 0 | 0 | -6.6845 | -6.6845 | 3651.933 | 27316.4585 |  | 0
1932-12-03 | 0 | 0 | 0 | 0 | -6.6845 | -6.6845 | 3645.2485 | 27266.4584 |  | 0
1932-12-04 | 0 | 0 | 0 | 0 | -6.6845 | -6.6845 | 3638.564 | 27216.4584 |  | 0
1932-12-05 | 0 | 0 | 0 | 0 | -6.6845 | -6.6845 | 3631.8795 | 27166.4583 |  | 0
1932-12-06 | 0 | 0 | 0 | 0 | -6.6845 | -6.6845 | 3625.195 | 27116.4582 |  | 0
1932-12-07 | 0 | 0 | 0 | 0 | -6.6845 | -6.6845 | 3618.5105 | 27066.4582 |  | 0
1932-12-08 | 0 | 0 | 0 | 0 | -6.6845 | -6.6845 | 3611.826 | 27016.4581 |  | 0
1932-12-09 | 0.025 | 62.882 | 3.6551 | 3.6551 | 52.5424 | 52.5424 | 3664.3684 | 27409.4754 |  | 0
1932-12-10 | 0 | 0 | 0 | 0 | -6.6845 | -6.6845 | 3657.6839 | 27359.4754 |  | 0
1932-12-11 | 0 | 0 | 0 | 0 | -6.6845 | -6.6845 | 3650.9994 | 27309.4753 |  | 0
1932-12-12 | 0 | 0 | 0 | 0 | -6.6845 | -6.6845 | 3644.3149 | 27259.4752 |  | 0
1932-12-13 | 0 | 0 | 0 | 0 | -6.6845 | -6.6845 | 3637.6304 | 27209.4752 |  | 0
1932-12-14 | 0.025 | 62.882 | 3.6551 | 3.6551 | 52.5424 | 52.5424 | 3690.1728 | 27602.4925 |  | 0
1932-12-15 | 0.005 | 12.5764 | 3.6551 | 3.6551 | 2.2368 | 2.2368 | 3692.4096 | 27619.2239 |  | 0
1932-12-16 | 0 | 0 | 0 | 0 | -6.6845 | -6.6845 | 3685.7251 | 27569.2238 |  | 0
1932-12-17 | 0 | 0 | 0 | 0 | -6.6845 | -6.6845 | 3679.0406 | 27519.2238 |  | 0
1932-12-18 | 0 | 0 | 0 | 0 | -6.6845 | -6.6845 | 3672.3561 | 27469.2237 |  | 0
1932-12-19 | 0 | 0 | 0 | 0 | -6.6845 | -6.6845 | 3665.6716 | 27419.2237 |  | 0
1932-12-20 | 0 | 0 | 0 | 0 | -6.6845 | -6.6845 | 3658.9871 | 27369.2236 |  | 0
1932-12-21 | 0 | 0 | 0 | 0 | -6.6845 | -6.6845 | 3652.3026 | 27319.2235 |  | 0
1932-12-22 | 0 | 0 | 0 | 0 | -6.6845 | -6.6845 | 3645.6181 | 27269.2235 |  | 0
1932-12-23 | 0.0225 | 56.5938 | 3.6551 | 3.6551 | 46.2542 | 46.2542 | 3691.8723 | 27615.205 |  | 0
1932-12-24 | 0 | 0 | 0 | 0 | -6.6845 | -6.6845 | 3685.1878 | 27565.205 |  | 0
1932-12-25 | 0 | 0 | 0 | 0 | -6.6845 | -6.6845 | 3678.5033 | 27515.2049 |  | 0
1932-12-26 | 0 | 0 | 0 | 0 | -6.6845 | -6.6845 | 3671.8188 | 27465.2049 |  | 0
1932-12-27 | 0 | 0 | 0 | 0 | -6.6845 | -6.6845 | 3665.1343 | 27415.2048 |  | 0
1932-12-28 | 0 | 0 | 0 | 0 | -6.6845 | -6.6845 | 3658.4498 | 27365.2047 |  | 0
1932-12-29 | 0 | 0 | 0 | 0 | -6.6845 | -6.6845 | 3651.7653 | 27315.2047 |  | 0
1932-12-30 | 0.05 | 125.764 | 3.6551 | 3.6551 | 115.4244 | 115.4244 | 3767.1898 | 28178.5793 |  | 0
1932-12-31 | 0 | 0 | 0 | 0 | -6.6845 | -6.6845 | 3760.5053 | 28128.5793 |  | 0
1933-01-01 | 0 | 0 | 0 | 0 | -6.6845 | -6.6845 | 3753.8208 | 28078.5792 |  | 0
1933-01-02 | 0 | 0 | 0 | 0 | -6.6845 | -6.6845 | 3747.1363 | 28028.5792 |  | 0
1933-01-03 | 0 | 0 | 0 | 0 | -6.6845 | -6.6845 | 3740.4518 | 27978.5791 |  | 0
1933-01-04 | 0 | 0 | 0 | 0 | -6.6845 | -6.6845 | 3733.7673 | 27928.579 |  | 0
1933-01-05 | 0 | 0 | 0 | 0 | -6.6845 | -6.6845 | 3727.0828 | 27878.579 |  | 0
1933-01-06 | 0 | 0 | 0 | 0 | -6.6845 | -6.6845 | 3720.3983 | 27828.5789 |  | 0
1933-01-07 | 0 | 0 | 0 | 0 | -6.6845 | -6.6845 | 3713.7138 | 27778.5789 |  | 0
1933-01-08 | 0 | 0 | 0 | 0 | -6.6845 | -6.6845 | 3707.0293 | 27728.5788 |  | 0
1933-01-09 | 0 | 0 | 0 | 0 | -6.6845 | -6.6845 | 3700.3448 | 27678.5787 |  | 0
1933-01-10 | 0 | 0 | 0 | 0 | -6.6845 | -6.6845 | 3693.6603 | 27628.5787 |  | 0
1933-01-11 | 0 | 0 | 0 | 0 | -6.6845 | -6.6845 | 3686.9758 | 27578.5786 |  | 0
1933-01-12 | 0 | 0 | 0 | 0 | -6.6845 | -6.6845 | 3680.2913 | 27528.5786 |  | 0
1933-01-13 | 0 | 0 | 0 | 0 | -6.6845 | -6.6845 | 3673.6068 | 27478.5785 |  | 0
1933-01-14 | 0 | 0 | 0 | 0 | -6.6845 | -6.6845 | 3666.9223 | 27428.5784 |  | 0
1933-01-15 | 0 | 0 | 0 | 0 | -6.6845 | -6.6845 | 3660.2378 | 27378.5784 |  | 0
1933-01-16 | 0 | 0 | 0 | 0 | -6.6845 | -6.6845 | 3653.5533 | 27328.5783 |  | 0
1933-01-17 | 0 | 0 | 0 | 0 | -6.6845 | -6.6845 | 3646.8688 | 27278.5783 |  | 0
1933-01-18 | 0 | 0 | 0 | 0 | -6.6845 | -6.6845 | 3640.1843 | 27228.5782 |  | 0
1933-01-19 | 0 | 0 | 0 | 0 | -6.6845 | -6.6845 | 3633.4998 | 27178.5781 |  | 0
1933-01-20 | 0 | 0 | 0 | 0 | -6.6845 | -6.6845 | 3626.8153 | 27128.5781 |  | 0
1933-01-21 | 0 | 0 | 0 | 0 | -6.6845 | -6.6845 | 3620.1308 | 27078.578 |  | 0
1933-01-22 | 0 | 0 | 0 | 0 | -6.6845 | -6.6845 | 3613.4463 | 27028.578 |  | 0
1933-01-23 | 0 | 0 | 0 | 0 | -6.6845 | -6.6845 | 3606.7618 | 26978.5779 |  | 0
1933-01-24 | 0 | 0 | 0 | 0 | -6.6845 | -6.6845 | 3600.0773 | 26928.5778 |  | 0
1933-01-25 | 0 | 0 | 0 | 0 | -6.6845 | -6.6845 | 3593.3928 | 26878.5778 |  | 0
1933-01-26 | 0 | 0 | 0 | 0 | -6.6845 | -6.6845 | 3586.7083 | 26828.5777 |  | 0
1933-01-27 | 0 | 0 | 0 | 0 | -6.6845 | -6.6845 | 3580.0238 | 26778.5777 |  | 0
1933-01-28 | 0 | 0 | 0 | 0 | -6.6845 | -6.6845 | 3573.3393 | 26728.5776 |  | 0
1933-01-29 | 0 | 0 | 0 | 0 | -6.6845 | -6.6845 | 3566.6548 | 26678.5775 |  | 0
1933-01-30 | 0 | 0 | 0 | 0 | -6.6845 | -6.6845 | 3559.9703 | 26628.5775 |  | 0
1933-01-31 | 0 | 0 | 0 | 0 | -6.6845 | -6.6845 | 3553.2858 | 26578.5774 |  | 0
1933-02-01 | 0 | 0 | 0 | 0 | -6.6845 | -6.6845 | 3546.6013 | 26528.5774 |  | 0
1933-02-02 | 0 | 0 | 0 | 0 | -6.6845 | -6.6845 | 3539.9168 | 26478.5773 |  | 0
1933-02-03 | 0 | 0 | 0 | 0 | -6.6845 | -6.6845 | 3533.2323 | 26428.5772 |  | 0
1933-02-04 | 0 | 0 | 0 | 0 | -6.6845 | -6.6845 | 3526.5478 | 26378.5772 |  | 0
1933-02-05 | 0 | 0 | 0 | 0 | -6.6845 | -6.6845 | 3519.8633 | 26328.5771 |  | 0
1933-02-06 | 0 | 0 | 0 | 0 | -6.6845 | -6.6845 | 3513.1788 | 26278.5771 |  | 0
1933-02-07 | 0 | 0 | 0 | 0 | -6.6845 | -6.6845 | 3506.4943 | 26228.577 |  | 0
1933-02-08 | 0 | 0 | 0 | 0 | -6.6845 | -6.6845 | 3499.8098 | 26178.5769 |  | 0
1933-02-09 | 0 | 0 | 0 | 0 | -6.6845 | -6.6845 | 3493.1253 | 26128.5769 |  | 0
1933-02-10 | 0 | 0 | 0 | 0 | -6.6845 | -6.6845 | 3486.4408 | 26078.5768 |  | 0
1933-02-11 | 0 | 0 | 0 | 0 | -6.6845 | -6.6845 | 3479.7563 | 26028.5768 |  | 0
1933-02-12 | 0 | 0 | 0 | 0 | -6.6845 | -6.6845 | 3473.0718 | 25978.5767 |  | 0
1933-02-13 | 0 | 0 | 0 | 0 | -6.6845 | -6.6845 | 3466.3873 | 25928.5766 |  | 0
1933-02-14 | 0 | 0 | 0 | 0 | -6.6845 | -6.6845 | 3459.7028 | 25878.5766 |  | 0
1933-02-15 | 0 | 0 | 0 | 0 | -6.6845 | -6.6845 | 3453.0183 | 25828.5765 |  | 0
1933-02-16 | 0 | 0 | 0 | 0 | -6.6845 | -6.6845 | 3446.3338 | 25778.5765 |  | 0
1933-02-17 | 0 | 0 | 0 | 0 | -6.6845 | -6.6845 | 3439.6493 | 25728.5764 |  | 0
1933-02-18 | 0 | 0 | 0 | 0 | -6.6845 | -6.6845 | 3432.9648 | 25678.5763 |  | 0
1933-02-19 | 0 | 0 | 0 | 0 | -6.6845 | -6.6845 | 3426.2803 | 25628.5763 |  | 0
1933-02-20 | 0 | 0 | 0 | 0 | -6.6845 | -6.6845 | 3419.5958 | 25578.5762 |  | 0
1933-02-21 | 0 | 0 | 0 | 0 | -6.6845 | -6.6845 | 3412.9113 | 25528.5762 |  | 0
1933-02-22 | 0 | 0 | 0 | 0 | -6.6845 | -6.6845 | 3406.2268 | 25478.5761 |  | 0
1933-02-23 | 0 | 0 | 0 | 0 | -6.6845 | -6.6845 | 3399.5423 | 25428.576 |  | 0
1933-02-24 | 0 | 0 | 0 | 0 | -6.6845 | -6.6845 | 3392.8578 | 25378.576 |  | 0
1933-02-25 | 0 | 0 | 0 | 0 | -6.6845 | -6.6845 | 3386.1733 | 25328.5759 |  | 0
1933-02-26 | 0 | 0 | 0 | 0 | -6.6845 | -6.6845 | 3379.4888 | 25278.5759 |  | 0
1933-02-27 | 0 | 0 | 0 | 0 | -6.6845 | -6.6845 | 3372.8043 | 25228.5758 |  | 0
1933-02-28 | 0 | 0 | 0 | 0 | -6.6845 | -6.6845 | 3366.1198 | 25178.5757 |  | 0
1933-03-01 | 0 | 0 | 0 | 0 | -6.6845 | -6.6845 | 3359.4353 | 25128.5757 |  | 0
1933-03-02 | 0 | 0 | 0 | 0 | -6.6845 | -6.6845 | 3352.7508 | 25078.5756 |  | 0
1933-03-03 | 0 | 0 | 0 | 0 | -6.6845 | -6.6845 | 3346.0663 | 25028.5756 |  | 0
1933-03-04 | 0 | 0 | 0 | 0 | -6.6845 | -6.6845 | 3339.3818 | 24978.5755 |  | 0
1933-03-05 | 0 | 0 | 0 | 0 | -6.6845 | -6.6845 | 3332.6973 | 24928.5754 |  | 0
1933-03-06 | 0 | 0 | 0 | 0 | -6.6845 | -6.6845 | 3326.0128 | 24878.5754 |  | 0
1933-03-07 | 0 | 0 | 0 | 0 | -6.6845 | -6.6845 | 3319.3283 | 24828.5753 |  | 0
1933-03-08 | 0 | 0 | 0 | 0 | -6.6845 | -6.6845 | 3312.6438 | 24778.5753 |  | 0
1933-03-09 | 0 | 0 | 0 | 0 | -6.6845 | -6.6845 | 3305.9593 | 24728.5752 |  | 0
1933-03-10 | 0 | 0 | 0 | 0 | -6.6845 | -6.6845 | 3299.2748 | 24678.5751 |  | 0
1933-03-11 | 0 | 0 | 0 | 0 | -6.6845 | -6.6845 | 3292.5903 | 24628.5751 |  | 0
1933-03-12 | 0 | 0 | 0 | 0 | -6.6845 | -6.6845 | 3285.9058 | 24578.575 |  | 0
1933-03-13 | 0 | 0 | 0 | 0 | -6.6845 | -6.6845 | 3279.2213 | 24528.575 |  | 0
1933-03-14 | 0 | 0 | 0 | 0 | -6.6845 | -6.6845 | 3272.5368 | 24478.5749 |  | 0
1933-03-15 | 0 | 0 | 0 | 0 | -6.6845 | -6.6845 | 3265.8523 | 24428.5748 |  | 0
1933-03-16 | 0 | 0 | 0 | 0 | -6.6845 | -6.6845 | 3259.1678 | 24378.5748 |  | 0
1933-03-17 | 0 | 0 | 0 | 0 | -6.6845 | -6.6845 | 3252.4833 | 24328.5747 |  | 0
1933-03-18 | 0 | 0 | 0 | 0 | -6.6845 | -6.6845 | 3245.7988 | 24278.5747 |  | 0
1933-03-19 | 0 | 0 | 0 | 0 | -6.6845 | -6.6845 | 3239.1143 | 24228.5746 |  | 0
1933-03-20 | 0 | 0 | 0 | 0 | -6.6845 | -6.6845 | 3232.4298 | 24178.5745 |  | 0
1933-03-21 | 0 | 0 | 0 | 0 | -6.6845 | -6.6845 | 3225.7453 | 24128.5745 |  | 0
1933-03-22 | 0 | 0 | 0 | 0 | -6.6845 | -6.6845 | 3219.0608 | 24078.5744 |  | 0
1933-03-23 | 0 | 0 | 0 | 0 | -6.6845 | -6.6845 | 3212.3763 | 24028.5744 |  | 0
1933-03-24 | 0 | 0 | 0 | 0 | -6.6845 | -6.6845 | 3205.6918 | 23978.5743 |  | 0
1933-03-25 | 0 | 0 | 0 | 0 | -6.6845 | -6.6845 | 3199.0073 | 23928.5742 |  | 0
1933-03-26 | 0 | 0 | 0 | 0 | -6.6845 | -6.6845 | 3192.3228 | 23878.5742 |  | 0
1933-03-27 | 0 | 0 | 0 | 0 | -6.6845 | -6.6845 | 3185.6383 | 23828.5741 |  | 0
1933-03-28 | 0 | 0 | 0 | 0 | -6.6845 | -6.6845 | 3178.9538 | 23778.5741 |  | 0
1933-03-29 | 0 | 0 | 0 | 0 | -6.6845 | -6.6845 | 3172.2693 | 23728.574 |  | 0
1933-03-30 | 0 | 0 | 0 | 0 | -6.6845 | -6.6845 | 3165.5848 | 23678.5739 |  | 0
1933-03-31 | 0 | 0 | 0 | 0 | -6.6845 | -6.6845 | 3158.9003 | 23628.5739 |  | 0
1933-04-01 | 0 | 0 | 0 | 0 | -6.6845 | -6.6845 | 3152.2158 | 23578.5738 |  | 0
1933-04-02 | 0 | 0 | 0 | 0 | -6.6845 | -6.6845 | 3145.5313 | 23528.5738 |  | 0
1933-04-03 | 0 | 0 | 0 | 0 | -6.6845 | -6.6845 | 3138.8468 | 23478.5737 |  | 0
1933-04-04 | 0 | 0 | 0 | 0 | -6.6845 | -6.6845 | 3132.1623 | 23428.5736 |  | 0
1933-04-05 | 0 | 0 | 0 | 0 | -6.6845 | -6.6845 | 3125.4778 | 23378.5736 |  | 0
1933-04-06 | 0 | 0 | 0 | 0 | -6.6845 | -6.6845 | 3118.7933 | 23328.5735 |  | 0
1933-04-07 | 0 | 0 | 0 | 0 | -6.6845 | -6.6845 | 3112.1088 | 23278.5735 |  | 0
1933-04-08 | 0 | 0 | 0 | 0 | -6.6845 | -6.6845 | 3105.4243 | 23228.5734 |  | 0
1933-04-09 | 0 | 0 | 0 | 0 | -6.6845 | -6.6845 | 3098.7398 | 23178.5733 |  | 0
1933-04-10 | 0 | 0 | 0 | 0 | -6.6845 | -6.6845 | 3092.0553 | 23128.5733 |  | 0
1933-04-11 | 0 | 0 | 0 | 0 | -6.6845 | -6.6845 | 3085.3708 | 23078.5732 |  | 0
1933-04-12 | 0 | 0 | 0 | 0 | -6.6845 | -6.6845 | 3078.6863 | 23028.5732 |  | 0
1933-04-13 | 0 | 0 | 0 | 0 | -6.6845 | -6.6845 | 3072.0018 | 22978.5731 |  | 0
1933-04-14 | 0 | 0 | 0 | 0 | -6.6845 | -6.6845 | 3065.3173 | 22928.573 |  | 0
1933-04-15 | 0 | 0 | 0 | 0 | -6.6845 | -6.6845 | 3058.6328 | 22878.573 |  | 0
1933-04-16 | 0 | 0 | 0 | 0 | -6.6845 | -6.6845 | 3051.9483 | 22828.5729 |  | 0
1933-04-17 | 0 | 0 | 0 | 0 | -6.6845 | -6.6845 | 3045.2638 | 22778.5729 |  | 0
1933-04-18 | 0 | 0 | 0 | 0 | -6.6845 | -6.6845 | 3038.5793 | 22728.5728 |  | 0
1933-04-19 | 0 | 0 | 0 | 0 | -6.6845 | -6.6845 | 3031.8948 | 22678.5727 |  | 0
1933-04-20 | 0 | 0 | 0 | 0 | -6.6845 | -6.6845 | 3025.2103 | 22628.5727 |  | 0
1933-04-21 | 0 | 0 | 0 | 0 | -6.6845 | -6.6845 | 3018.5258 | 22578.5726 |  | 0
1933-04-22 | 0 | 0 | 0 | 0 | -6.6845 | -6.6845 | 3011.8413 | 22528.5726 |  | 0
1933-04-23 | 0 | 0 | 0 | 0 | -6.6845 | -6.6845 | 3005.1568 | 22478.5725 |  | 0
1933-04-24 | 0 | 0 | 0 | 0 | -6.6845 | -6.6845 | 2998.4723 | 22428.5724 |  | 0
1933-04-25 | 0.018333 | 46.1135 | 3.6551 | 3.6551 | 35.7739 | 35.7739 | 3034.2461 | 22696.1611 |  | 0
1933-04-26 | 0 | 0 | 0 | 0 | -6.6845 | -6.6845 | 3027.5616 | 22646.1611 |  | 0
1933-04-27 | 0 | 0 | 0 | 0 | -6.6845 | -6.6845 | 3020.8771 | 22596.161 |  | 0
1933-04-28 | 0 | 0 | 0 | 0 | -6.6845 | -6.6845 | 3014.1926 | 22546.1609 |  | 0
1933-04-29 | 0 | 0 | 0 | 0 | -6.6845 | -6.6845 | 3007.5081 | 22496.1609 |  | 0
1933-04-30 | 0 | 0 | 0 | 0 | -6.6845 | -6.6845 | 3000.8236 | 22446.1608 |  | 0
1933-05-01 | 0 | 0 | 0 | 0 | -6.6845 | -6.6845 | 2994.1391 | 22396.1608 |  | 0
1933-05-02 | 0 | 0 | 0 | 0 | -6.6845 | -6.6845 | 2987.4546 | 22346.1607 |  | 0
1933-05-03 | 0 | 0 | 0 | 0 | -6.6845 | -6.6845 | 2980.7701 | 22296.1606 |  | 0
1933-05-04 | 0 | 0 | 0 | 0 | -6.6845 | -6.6845 | 2974.0856 | 22246.1606 |  | 0
1933-05-05 | 0 | 0 | 0 | 0 | -6.6845 | -6.6845 | 2967.4011 | 22196.1605 |  | 0
1933-05-06 | 0 | 0 | 0 | 0 | -6.6845 | -6.6845 | 2960.7166 | 22146.1605 |  | 0
1933-05-07 | 0 | 0 | 0 | 0 | -6.6845 | -6.6845 | 2954.0321 | 22096.1604 |  | 0
1933-05-08 | 0 | 0 | 0 | 0 | -6.6845 | -6.6845 | 2947.3476 | 22046.1603 |  | 0
1933-05-09 | 0 | 0 | 0 | 0 | -6.6845 | -6.6845 | 2940.6631 | 21996.1603 |  | 0
1933-05-10 | 0 | 0 | 0 | 0 | -6.6845 | -6.6845 | 2933.9786 | 21946.1602 |  | 0
1933-05-11 | 0 | 0 | 0 | 0 | -6.6845 | -6.6845 | 2927.2941 | 21896.1602 |  | 0
1933-05-12 | 0 | 0 | 0 | 0 | -6.6845 | -6.6845 | 2920.6096 | 21846.1601 |  | 0
1933-05-13 | 0 | 0 | 0 | 0 | -6.6845 | -6.6845 | 2913.9251 | 21796.16 |  | 0
1933-05-14 | 0 | 0 | 0 | 0 | -6.6845 | -6.6845 | 2907.2406 | 21746.16 |  | 0
1933-05-15 | 0 | 0 | 0 | 0 | -6.6845 | -6.6845 | 2900.5561 | 21696.1599 |  | 0
1933-05-16 | 0 | 0 | 0 | 0 | -6.6845 | -6.6845 | 2893.8716 | 21646.1599 |  | 0
1933-05-17 | 0 | 0 | 0 | 0 | -6.6845 | -6.6845 | 2887.1871 | 21596.1598 |  | 0
1933-05-18 | 0 | 0 | 0 | 0 | -6.6845 | -6.6845 | 2880.5026 | 21546.1597 |  | 0
1933-05-19 | 0 | 0 | 0 | 0 | -6.6845 | -6.6845 | 2873.8181 | 21496.1597 |  | 0
1933-05-20 | 0 | 0 | 0 | 0 | -6.6845 | -6.6845 | 2867.1336 | 21446.1596 |  | 0
1933-05-21 | 0 | 0 | 0 | 0 | -6.6845 | -6.6845 | 2860.4491 | 21396.1596 |  | 0
1933-05-22 | 0 | 0 | 0 | 0 | -6.6845 | -6.6845 | 2853.7646 | 21346.1595 |  | 0
1933-05-23 | 0 | 0 | 0 | 0 | -6.6845 | -6.6845 | 2847.0801 | 21296.1594 |  | 0
1933-05-24 | 0 | 0 | 0 | 0 | -6.6845 | -6.6845 | 2840.3956 | 21246.1594 |  | 0
1933-05-25 | 0 | 0 | 0 | 0 | -6.6845 | -6.6845 | 2833.7111 | 21196.1593 |  | 0
1933-05-26 | 0 | 0 | 0 | 0 | -6.6845 | -6.6845 | 2827.0266 | 21146.1593 |  | 0
1933-05-27 | 0 | 0 | 0 | 0 | -6.6845 | -6.6845 | 2820.3421 | 21096.1592 |  | 0
1933-05-28 | 0 | 0 | 0 | 0 | -6.6845 | -6.6845 | 2813.6576 | 21046.1591 |  | 0
1933-05-29 | 0 | 0 | 0 | 0 | -6.6845 | -6.6845 | 2806.9731 | 20996.1591 |  | 0
1933-05-30 | 0 | 0 | 0 | 0 | -6.6845 | -6.6845 | 2800.2886 | 20946.159 |  | 0
1933-05-31 | 0 | 0 | 0 | 0 | -6.6845 | -6.6845 | 2793.6041 | 20896.159 |  | 0
1933-06-01 | 0 | 0 | 0 | 0 | -6.6845 | -6.6845 | 2786.9196 | 20846.1589 |  | 0
1933-06-02 | 0 | 0 | 0 | 0 | -6.6845 | -6.6845 | 2780.2351 | 20796.1588 |  | 0
1933-06-03 | 0 | 0 | 0 | 0 | -6.6845 | -6.6845 | 2773.5506 | 20746.1588 |  | 0
1933-06-04 | 0 | 0 | 0 | 0 | -6.6845 | -6.6845 | 2766.8661 | 20696.1587 |  | 0
1933-06-05 | 0 | 0 | 0 | 0 | -6.6845 | -6.6845 | 2760.1816 | 20646.1587 |  | 0
1933-06-06 | 0 | 0 | 0 | 0 | -6.6845 | -6.6845 | 2753.4971 | 20596.1586 |  | 0
1933-06-07 | 0 | 0 | 0 | 0 | -6.6845 | -6.6845 | 2746.8126 | 20546.1585 |  | 0
1933-06-08 | 0 | 0 | 0 | 0 | -6.6845 | -6.6845 | 2740.1281 | 20496.1585 |  | 0
1933-06-09 | 0 | 0 | 0 | 0 | -6.6845 | -6.6845 | 2733.4436 | 20446.1584 |  | 0
1933-06-10 | 0 | 0 | 0 | 0 | -6.6845 | -6.6845 | 2726.7591 | 20396.1584 |  | 0
1933-06-11 | 0 | 0 | 0 | 0 | -6.6845 | -6.6845 | 2720.0746 | 20346.1583 |  | 0
1933-06-12 | 0 | 0 | 0 | 0 | -6.6845 | -6.6845 | 2713.3901 | 20296.1582 |  | 0
1933-06-13 | 0.0125 | 31.441 | 3.6551 | 3.6551 | 21.1014 | 21.1014 | 2734.4916 | 20453.9969 |  | 0
1933-06-14 | 0 | 0 | 0 | 0 | -6.6845 | -6.6845 | 2727.8071 | 20403.9968 |  | 0
1933-06-15 | 0 | 0 | 0 | 0 | -6.6845 | -6.6845 | 2721.1226 | 20353.9967 |  | 0
1933-06-16 | 0 | 0 | 0 | 0 | -6.6845 | -6.6845 | 2714.4381 | 20303.9967 |  | 0
1933-06-17 | 0 | 0 | 0 | 0 | -6.6845 | -6.6845 | 2707.7536 | 20253.9966 |  | 0
1933-06-18 | 0 | 0 | 0 | 0 | -6.6845 | -6.6845 | 2701.0691 | 20203.9966 |  | 0
1933-06-19 | 0 | 0 | 0 | 0 | -6.6845 | -6.6845 | 2694.3846 | 20153.9965 |  | 0
1933-06-20 | 0 | 0 | 0 | 0 | -6.6845 | -6.6845 | 2687.7001 | 20103.9964 |  | 0
1933-06-21 | 0 | 0 | 0 | 0 | -6.6845 | -6.6845 | 2681.0156 | 20053.9964 |  | 0
1933-06-22 | 0 | 0 | 0 | 0 | -6.6845 | -6.6845 | 2674.3311 | 20003.9963 |  | 0
1933-06-23 | 0.016667 | 41.9213 | 3.6551 | 3.6551 | 31.5818 | 31.5818 | 2705.9128 | 20240.2278 |  | 0
1933-06-24 | 0.020833 | 52.4017 | 3.6551 | 3.6551 | 42.0621 | 42.0621 | 2747.9749 | 20554.8522 |  | 0
1933-06-25 | 0.016667 | 41.9213 | 3.6551 | 3.6551 | 31.5818 | 31.5818 | 2779.5567 | 20791.0837 |  | 0
1933-06-26 | 0 | 0 | 0 | 0 | -6.6845 | -6.6845 | 2772.8722 | 20741.0837 |  | 0
1933-06-27 | 0 | 0 | 0 | 0 | -6.6845 | -6.6845 | 2766.1877 | 20691.0836 |  | 0
1933-06-28 | 0 | 0 | 0 | 0 | -6.6845 | -6.6845 | 2759.5032 | 20641.0836 |  | 0
1933-06-29 | 0.0083333 | 20.9607 | 3.6551 | 3.6551 | 10.6211 | 10.6211 | 2770.1242 | 20720.5293 |  | 0
1933-06-30 | 0.058333 | 146.7247 | 3.6551 | 3.6551 | 136.3851 | 136.3851 | 2906.5093 | 21740.6897 |  | 0
1933-07-01 | 0.089167 | 224.2791 | 3.6551 | 3.6551 | 213.9396 | 213.9396 | 3120.4489 | 23340.9576 |  | 0
1933-07-02 | 0.02 | 50.3056 | 3.6551 | 3.6551 | 39.966 | 39.966 | 3160.4149 | 23639.9034 |  | 0
1933-07-03 | 0 | 0 | 0 | 0 | -6.6845 | -6.6845 | 3153.7304 | 23589.9034 |  | 0
1933-07-04 | 0 | 0 | 0 | 0 | -6.6845 | -6.6845 | 3147.0459 | 23539.9033 |  | 0
1933-07-05 | 0 | 0 | 0 | 0 | -6.6845 | -6.6845 | 3140.3614 | 23489.9032 |  | 0
1933-07-06 | 0.0033333 | 8.3843 | 3.6551 | 3.6551 | -1.9553 | -1.9553 | 3138.4061 | 23475.2775 |  | 0
1933-07-07 | 0 | 0 | 0 | 0 | -6.6845 | -6.6845 | 3131.7216 | 23425.2774 |  | 0
1933-07-08 | 0 | 0 | 0 | 0 | -6.6845 | -6.6845 | 3125.0371 | 23375.2774 |  | 0
1933-07-09 | 0 | 0 | 0 | 0 | -6.6845 | -6.6845 | 3118.3526 | 23325.2773 |  | 0
1933-07-10 | 0 | 0 | 0 | 0 | -6.6845 | -6.6845 | 3111.6681 | 23275.2773 |  | 0
1933-07-11 | 0 | 0 | 0 | 0 | -6.6845 | -6.6845 | 3104.9836 | 23225.2772 |  | 0
1933-07-12 | 0 | 0 | 0 | 0 | -6.6845 | -6.6845 | 3098.2991 | 23175.2771 |  | 0
1933-07-13 | 0 | 0 | 0 | 0 | -6.6845 | -6.6845 | 3091.6146 | 23125.2771 |  | 0
1933-07-14 | 0 | 0 | 0 | 0 | -6.6845 | -6.6845 | 3084.9301 | 23075.277 |  | 0
1933-07-15 | 0 | 0 | 0 | 0 | -6.6845 | -6.6845 | 3078.2456 | 23025.277 |  | 0
1933-07-16 | 0 | 0 | 0 | 0 | -6.6845 | -6.6845 | 3071.5611 | 22975.2769 |  | 0
1933-07-17 | 0.064167 | 161.3971 | 3.6551 | 3.6551 | 151.0576 | 151.0576 | 3222.6186 | 24105.1874 |  | 0
1933-07-18 | 0.023333 | 58.6899 | 3.6551 | 3.6551 | 48.3503 | 48.3503 | 3270.9689 | 24466.8475 |  | 0
1933-07-19 | 0 | 0 | 0 | 0 | -6.6845 | -6.6845 | 3264.2844 | 24416.8475 |  | 0
1933-07-20 | 0 | 0 | 0 | 0 | -6.6845 | -6.6845 | 3257.5999 | 24366.8474 |  | 0
1933-07-21 | 0 | 0 | 0 | 0 | -6.6845 | -6.6845 | 3250.9154 | 24316.8474 |  | 0
1933-07-22 | 0 | 0 | 0 | 0 | -6.6845 | -6.6845 | 3244.2309 | 24266.8473 |  | 0
1933-07-23 | 0 | 0 | 0 | 0 | -6.6845 | -6.6845 | 3237.5464 | 24216.8472 |  | 0
1933-07-24 | 0 | 0 | 0 | 0 | -6.6845 | -6.6845 | 3230.8619 | 24166.8472 |  | 0
1933-07-25 | 0 | 0 | 0 | 0 | -6.6845 | -6.6845 | 3224.1774 | 24116.8471 |  | 0
1933-07-26 | 0 | 0 | 0 | 0 | -6.6845 | -6.6845 | 3217.4929 | 24066.8471 |  | 0
1933-07-27 | 0 | 0 | 0 | 0 | -6.6845 | -6.6845 | 3210.8084 | 24016.847 |  | 0
1933-07-28 | 0 | 0 | 0 | 0 | -6.6845 | -6.6845 | 3204.1239 | 23966.8469 |  | 0
1933-07-29 | 0 | 0 | 0 | 0 | -6.6845 | -6.6845 | 3197.4394 | 23916.8469 |  | 0
1933-07-30 | 0 | 0 | 0 | 0 | -6.6845 | -6.6845 | 3190.7549 | 23866.8468 |  | 0
1933-07-31 | 0 | 0 | 0 | 0 | -6.6845 | -6.6845 | 3184.0704 | 23816.8468 |  | 0
1933-08-01 | 0.036667 | 92.2269 | 3.6551 | 3.6551 | 81.8874 | 81.8874 | 3265.9578 | 24429.3642 |  | 0
1933-08-02 | 0.066667 | 167.6853 | 3.6551 | 3.6551 | 157.3458 | 157.3458 | 3423.3035 | 25606.3104 |  | 0
1933-08-03 | 0 | 0 | 0 | 0 | -6.6845 | -6.6845 | 3416.619 | 25556.3103 |  | 0
1933-08-04 | 0 | 0 | 0 | 0 | -6.6845 | -6.6845 | 3409.9345 | 25506.3103 |  | 0
1933-08-05 | 0 | 0 | 0 | 0 | -6.6845 | -6.6845 | 3403.25 | 25456.3102 |  | 0
1933-08-06 | 0 | 0 | 0 | 0 | -6.6845 | -6.6845 | 3396.5655 | 25406.3102 |  | 0
1933-08-07 | 0 | 0 | 0 | 0 | -6.6845 | -6.6845 | 3389.881 | 25356.3101 |  | 0
1933-08-08 | 0 | 0 | 0 | 0 | -6.6845 | -6.6845 | 3383.1965 | 25306.31 |  | 0
1933-08-09 | 0 | 0 | 0 | 0 | -6.6845 | -6.6845 | 3376.512 | 25256.31 |  | 0
1933-08-10 | 0 | 0 | 0 | 0 | -6.6845 | -6.6845 | 3369.8275 | 25206.3099 |  | 0
1933-08-11 | 0 | 0 | 0 | 0 | -6.6845 | -6.6845 | 3363.143 | 25156.3099 |  | 0
1933-08-12 | 0.0066667 | 16.7685 | 3.6551 | 3.6551 | 6.429 | 6.429 | 3369.572 | 25204.3984 |  | 0
1933-08-13 | 0 | 0 | 0 | 0 | -6.6845 | -6.6845 | 3362.8875 | 25154.3984 |  | 0
1933-08-14 | 0 | 0 | 0 | 0 | -6.6845 | -6.6845 | 3356.203 | 25104.3983 |  | 0
1933-08-15 | 0.016667 | 41.9213 | 3.6551 | 3.6551 | 31.5818 | 31.5818 | 3387.7847 | 25340.6298 |  | 0
1933-08-16 | 0 | 0 | 0 | 0 | -6.6845 | -6.6845 | 3381.1002 | 25290.6298 |  | 0
1933-08-17 | 0 | 0 | 0 | 0 | -6.6845 | -6.6845 | 3374.4157 | 25240.6297 |  | 0
1933-08-18 | 0 | 0 | 0 | 0 | -6.6845 | -6.6845 | 3367.7312 | 25190.6296 |  | 0
1933-08-19 | 0 | 0 | 0 | 0 | -6.6845 | -6.6845 | 3361.0467 | 25140.6296 |  | 0
1933-08-20 | 0 | 0 | 0 | 0 | -6.6845 | -6.6845 | 3354.3622 | 25090.6295 |  | 0
1933-08-21 | 0 | 0 | 0 | 0 | -6.6845 | -6.6845 | 3347.6777 | 25040.6295 |  | 0
1933-08-22 | 0 | 0 | 0 | 0 | -6.6845 | -6.6845 | 3340.9932 | 24990.6294 |  | 0
1933-08-23 | 0.01 | 25.1528 | 3.6551 | 3.6551 | 14.8132 | 14.8132 | 3355.8065 | 25101.4323 |  | 0
1933-08-24 | 0.015 | 37.7292 | 3.6551 | 3.6551 | 27.3896 | 27.3896 | 3383.1961 | 25306.3066 |  | 0
1933-08-25 | 0.079167 | 199.1263 | 3.6551 | 3.6551 | 188.7868 | 188.7868 | 3571.9828 | 26718.4316 |  | 0
1933-08-26 | 0.019167 | 48.2095 | 3.6551 | 3.6551 | 37.87 | 37.87 | 3609.8528 | 27001.6988 |  | 0
1933-08-27 | 0.035833 | 90.1309 | 3.6551 | 3.6551 | 79.7913 | 79.7913 | 3689.6441 | 27598.5376 |  | 0
1933-08-28 | 0.06 | 150.9168 | 3.6551 | 3.6551 | 140.5772 | 140.5772 | 3830.2213 | 28650.0552 |  | 0
1933-08-29 | 0.015 | 37.7292 | 3.6551 | 3.6551 | 27.3896 | 27.3896 | 3857.6109 | 28854.9296 |  | 0
1933-08-30 | 0 | 0 | 0 | 0 | -6.6845 | -6.6845 | 3850.9264 | 28804.9295 |  | 0
1933-08-31 | 0.031667 | 79.6505 | 3.6551 | 3.6551 | 69.311 | 69.311 | 3920.2374 | 29323.3755 |  | 0
1933-09-01 | 0.026667 | 67.0741 | 3.6551 | 3.6551 | 56.7346 | 56.7346 | 3976.9719 | 29747.7499 |  | 0
1933-09-02 | 0 | 0 | 0 | 0 | -6.6845 | -6.6845 | 3970.2874 | 29697.7499 |  | 0
1933-09-03 | 0 | 0 | 0 | 0 | -6.6845 | -6.6845 | 3963.6029 | 29647.7498 |  | 0
1933-09-04 | 0 | 0 | 0 | 0 | -6.6845 | -6.6845 | 3956.9184 | 29597.7497 |  | 0
1933-09-05 | 0 | 0 | 0 | 0 | -6.6845 | -6.6845 | 3950.2339 | 29547.7497 |  | 0
1933-09-06 | 0 | 0 | 0 | 0 | -6.6845 | -6.6845 | 3943.5494 | 29497.7496 |  | 0
1933-09-07 | 0 | 0 | 0 | 0 | -6.6845 | -6.6845 | 3936.8649 | 29447.7496 |  | 0
1933-09-08 | 0 | 0 | 0 | 0 | -6.6845 | -6.6845 | 3930.1804 | 29397.7495 |  | 0
1933-09-09 | 0.013333 | 33.5371 | 3.6551 | 3.6551 | 23.1975 | 23.1975 | 3953.3779 | 29571.2667 |  | 0
1933-09-10 | 0.05 | 125.764 | 3.6551 | 3.6551 | 115.4244 | 115.4244 | 4003.7455 | 29948.0163 |  | 58.3723
1933-09-11 | 0 | 0 | 0 | 0 | -6.6845 | -6.6845 | 3997.061 | 29898.0163 |  | 0
1933-09-12 | 0 | 0 | 0 | 0 | -6.6845 | -6.6845 | 3990.3765 | 29848.0162 |  | 0
1933-09-13 | 0.011667 | 29.3449 | 3.6551 | 3.6551 | 19.0054 | 19.0054 | 4009.3819 | 29990.1763 |  | 0
1933-09-14 | 0 | 0 | 0 | 0 | -6.6845 | -6.6845 | 4002.6974 | 29940.1762 |  | 0
1933-09-15 | 0 | 0 | 0 | 0 | -6.6845 | -6.6845 | 3996.0129 | 29890.1761 |  | 0
1933-09-16 | 0 | 0 | 0 | 0 | -6.6845 | -6.6845 | 3989.3284 | 29840.1761 |  | 0
1933-09-17 | 0 | 0 | 0 | 0 | -6.6845 | -6.6845 | 3982.6439 | 29790.176 |  | 0
1933-09-18 | 0 | 0 | 0 | 0 | -6.6845 | -6.6845 | 3975.9594 | 29740.176 |  | 0
1933-09-19 | 0 | 0 | 0 | 0 | -6.6845 | -6.6845 | 3969.2749 | 29690.1759 |  | 0
1933-09-20 | 0 | 0 | 0 | 0 | -6.6845 | -6.6845 | 3962.5904 | 29640.1758 |  | 0
1933-09-21 | 0 | 0 | 0 | 0 | -6.6845 | -6.6845 | 3955.9059 | 29590.1758 |  | 0
1933-09-22 | 0 | 0 | 0 | 0 | -6.6845 | -6.6845 | 3949.2214 | 29540.1757 |  | 0
1933-09-23 | 0 | 0 | 0 | 0 | -6.6845 | -6.6845 | 3942.5369 | 29490.1757 |  | 0
1933-09-24 | 0 | 0 | 0 | 0 | -6.6845 | -6.6845 | 3935.8524 | 29440.1756 |  | 0
1933-09-25 | 0 | 0 | 0 | 0 | -6.6845 | -6.6845 | 3929.1679 | 29390.1755 |  | 0
1933-09-26 | 0 | 0 | 0 | 0 | -6.6845 | -6.6845 | 3922.4834 | 29340.1755 |  | 0
1933-09-27 | 0 | 0 | 0 | 0 | -6.6845 | -6.6845 | 3915.7989 | 29290.1754 |  | 0
1933-09-28 | 0 | 0 | 0 | 0 | -6.6845 | -6.6845 | 3909.1144 | 29240.1754 |  | 0
1933-09-29 | 0 | 0 | 0 | 0 | -6.6845 | -6.6845 | 3902.4299 | 29190.1753 |  | 0
1933-09-30 | 0 | 0 | 0 | 0 | -6.6845 | -6.6845 | 3895.7454 | 29140.1752 |  | 0
1933-10-01 | 0.015833 | 39.8253 | 3.6551 | 3.6551 | 29.4857 | 29.4857 | 3925.231 | 29360.7282 |  | 0
1933-10-02 | 0 | 0 | 0 | 0 | -6.6845 | -6.6845 | 3918.5465 | 29310.7281 |  | 0
1933-10-03 | 0.0075 | 18.8646 | 3.6551 | 3.6551 | 8.525 | 8.525 | 3927.0716 | 29374.4953 |  | 0
1933-10-04 | 0 | 0 | 0 | 0 | -6.6845 | -6.6845 | 3920.3871 | 29324.4952 |  | 0
1933-10-05 | 0 | 0 | 0 | 0 | -6.6845 | -6.6845 | 3913.7026 | 29274.4951 |  | 0
1933-10-06 | 0 | 0 | 0 | 0 | -6.6845 | -6.6845 | 3907.0181 | 29224.4951 |  | 0
1933-10-07 | 0 | 0 | 0 | 0 | -6.6845 | -6.6845 | 3900.3336 | 29174.495 |  | 0
1933-10-08 | 0 | 0 | 0 | 0 | -6.6845 | -6.6845 | 3893.6491 | 29124.495 |  | 0
1933-10-09 | 0 | 0 | 0 | 0 | -6.6845 | -6.6845 | 3886.9646 | 29074.4949 |  | 0
1933-10-10 | 0.05 | 125.764 | 3.6551 | 3.6551 | 115.4244 | 115.4244 | 4002.389 | 29937.8696 |  | 0
1933-10-11 | 0 | 0 | 0 | 0 | -6.6845 | -6.6845 | 3995.7045 | 29887.8695 |  | 0
1933-10-12 | 0 | 0 | 0 | 0 | -6.6845 | -6.6845 | 3989.02 | 29837.8694 |  | 0
1933-10-13 | 0.034167 | 85.9387 | 3.6551 | 3.6551 | 75.5992 | 75.5992 | 4003.7455 | 29948.0163 |  | 54.1891
1933-10-14 | 0.024167 | 60.7859 | 3.6551 | 3.6551 | 50.4464 | 50.4464 | 4003.7455 | 29948.0163 |  | 43.7619
1933-10-15 | 0 | 0 | 0 | 0 | -6.6845 | -6.6845 | 3997.061 | 29898.0163 |  | 0
1933-10-16 | 0 | 0 | 0 | 0 | -6.6845 | -6.6845 | 3990.3765 | 29848.0162 |  | 0
1933-10-17 | 0 | 0 | 0 | 0 | -6.6845 | -6.6845 | 3983.692 | 29798.0162 |  | 0
1933-10-18 | 0 | 0 | 0 | 0 | -6.6845 | -6.6845 | 3977.0075 | 29748.0161 |  | 0
1933-10-19 | 0 | 0 | 0 | 0 | -6.6845 | -6.6845 | 3970.323 | 29698.016 |  | 0
1933-10-20 | 0 | 0 | 0 | 0 | -6.6845 | -6.6845 | 3963.6385 | 29648.016 |  | 0
1933-10-21 | 0 | 0 | 0 | 0 | -6.6845 | -6.6845 | 3956.954 | 29598.0159 |  | 0
1933-10-22 | 0 | 0 | 0 | 0 | -6.6845 | -6.6845 | 3950.2695 | 29548.0159 |  | 0
1933-10-23 | 0 | 0 | 0 | 0 | -6.6845 | -6.6845 | 3943.585 | 29498.0158 |  | 0
1933-10-24 | 0 | 0 | 0 | 0 | -6.6845 | -6.6845 | 3936.9005 | 29448.0157 |  | 0
1933-10-25 | 0 | 0 | 0 | 0 | -6.6845 | -6.6845 | 3930.216 | 29398.0157 |  | 0
1933-10-26 | 0 | 0 | 0 | 0 | -6.6845 | -6.6845 | 3923.5315 | 29348.0156 |  | 0
1933-10-27 | 0 | 0 | 0 | 0 | -6.6845 | -6.6845 | 3916.847 | 29298.0156 |  | 0
1933-10-28 | 0 | 0 | 0 | 0 | -6.6845 | -6.6845 | 3910.1625 | 29248.0155 |  | 0
1933-10-29 | 0 | 0 | 0 | 0 | -6.6845 | -6.6845 | 3903.478 | 29198.0154 |  | 0
1933-10-30 | 0 | 0 | 0 | 0 | -6.6845 | -6.6845 | 3896.7935 | 29148.0154 |  | 0
1933-10-31 | 0 | 0 | 0 | 0 | -6.6845 | -6.6845 | 3890.109 | 29098.0153 |  | 0
1933-11-01 | 0 | 0 | 0 | 0 | -6.6845 | -6.6845 | 3883.4245 | 29048.0153 |  | 0
1933-11-02 | 0 | 0 | 0 | 0 | -6.6845 | -6.6845 | 3876.74 | 28998.0152 |  | 0
1933-11-03 | 0 | 0 | 0 | 0 | -6.6845 | -6.6845 | 3870.0555 | 28948.0151 |  | 0
1933-11-04 | 0 | 0 | 0 | 0 | -6.6845 | -6.6845 | 3863.371 | 28898.0151 |  | 0
1933-11-05 | 0 | 0 | 0 | 0 | -6.6845 | -6.6845 | 3856.6865 | 28848.015 |  | 0
1933-11-06 | 0 | 0 | 0 | 0 | -6.6845 | -6.6845 | 3850.002 | 28798.015 |  | 0
1933-11-07 | 0 | 0 | 0 | 0 | -6.6845 | -6.6845 | 3843.3175 | 28748.0149 |  | 0
1933-11-08 | 0 | 0 | 0 | 0 | -6.6845 | -6.6845 | 3836.633 | 28698.0148 |  | 0
1933-11-09 | 0 | 0 | 0 | 0 | -6.6845 | -6.6845 | 3829.9485 | 28648.0148 |  | 0
1933-11-10 | 0 | 0 | 0 | 0 | -6.6845 | -6.6845 | 3823.264 | 28598.0147 |  | 0
1933-11-11 | 0 | 0 | 0 | 0 | -6.6845 | -6.6845 | 3816.5795 | 28548.0147 |  | 0
1933-11-12 | 0 | 0 | 0 | 0 | -6.6845 | -6.6845 | 3809.895 | 28498.0146 |  | 0
1933-11-13 | 0 | 0 | 0 | 0 | -6.6845 | -6.6845 | 3803.2105 | 28448.0145 |  | 0
1933-11-14 | 0 | 0 | 0 | 0 | -6.6845 | -6.6845 | 3796.526 | 28398.0145 |  | 0
1933-11-15 | 0 | 0 | 0 | 0 | -6.6845 | -6.6845 | 3789.8415 | 28348.0144 |  | 0
1933-11-16 | 0 | 0 | 0 | 0 | -6.6845 | -6.6845 | 3783.157 | 28298.0144 |  | 0
1933-11-17 | 0 | 0 | 0 | 0 | -6.6845 | -6.6845 | 3776.4725 | 28248.0143 |  | 0
1933-11-18 | 0 | 0 | 0 | 0 | -6.6845 | -6.6845 | 3769.788 | 28198.0142 |  | 0
1933-11-19 | 0 | 0 | 0 | 0 | -6.6845 | -6.6845 | 3763.1035 | 28148.0142 |  | 0
1933-11-20 | 0 | 0 | 0 | 0 | -6.6845 | -6.6845 | 3756.419 | 28098.0141 |  | 0
1933-11-21 | 0 | 0 | 0 | 0 | -6.6845 | -6.6845 | 3749.7345 | 28048.0141 |  | 0
1933-11-22 | 0 | 0 | 0 | 0 | -6.6845 | -6.6845 | 3743.05 | 27998.014 |  | 0
1933-11-23 | 0 | 0 | 0 | 0 | -6.6845 | -6.6845 | 3736.3655 | 27948.0139 |  | 0
1933-11-24 | 0 | 0 | 0 | 0 | -6.6845 | -6.6845 | 3729.681 | 27898.0139 |  | 0
1933-11-25 | 0 | 0 | 0 | 0 | -6.6845 | -6.6845 | 3722.9965 | 27848.0138 |  | 0
1933-11-26 | 0 | 0 | 0 | 0 | -6.6845 | -6.6845 | 3716.312 | 27798.0138 |  | 0
1933-11-27 | 0 | 0 | 0 | 0 | -6.6845 | -6.6845 | 3709.6275 | 27748.0137 |  | 0
1933-11-28 | 0 | 0 | 0 | 0 | -6.6845 | -6.6845 | 3702.943 | 27698.0136 |  | 0
1933-11-29 | 0 | 0 | 0 | 0 | -6.6845 | -6.6845 | 3696.2585 | 27648.0136 |  | 0
1933-11-30 | 0 | 0 | 0 | 0 | -6.6845 | -6.6845 | 3689.574 | 27598.0135 |  | 0
1933-12-01 | 0 | 0 | 0 | 0 | -6.6845 | -6.6845 | 3682.8895 | 27548.0135 |  | 0
1933-12-02 | 0 | 0 | 0 | 0 | -6.6845 | -6.6845 | 3676.205 | 27498.0134 |  | 0
1933-12-03 | 0 | 0 | 0 | 0 | -6.6845 | -6.6845 | 3669.5205 | 27448.0133 |  | 0
1933-12-04 | 0 | 0 | 0 | 0 | -6.6845 | -6.6845 | 3662.836 | 27398.0133 |  | 0
1933-12-05 | 0 | 0 | 0 | 0 | -6.6845 | -6.6845 | 3656.1515 | 27348.0132 |  | 0
1933-12-06 | 0 | 0 | 0 | 0 | -6.6845 | -6.6845 | 3649.467 | 27298.0132 |  | 0
1933-12-07 | 0 | 0 | 0 | 0 | -6.6845 | -6.6845 | 3642.7825 | 27248.0131 |  | 0
1933-12-08 | 0 | 0 | 0 | 0 | -6.6845 | -6.6845 | 3636.098 | 27198.013 |  | 0
1933-12-09 | 0 | 0 | 0 | 0 | -6.6845 | -6.6845 | 3629.4135 | 27148.013 |  | 0
1933-12-10 | 0 | 0 | 0 | 0 | -6.6845 | -6.6845 | 3622.729 | 27098.0129 |  | 0
1933-12-11 | 0 | 0 | 0 | 0 | -6.6845 | -6.6845 | 3616.0445 | 27048.0129 |  | 0
1933-12-12 | 0 | 0 | 0 | 0 | -6.6845 | -6.6845 | 3609.36 | 26998.0128 |  | 0
1933-12-13 | 0 | 0 | 0 | 0 | -6.6845 | -6.6845 | 3602.6755 | 26948.0127 |  | 0
1933-12-14 | 0 | 0 | 0 | 0 | -6.6845 | -6.6845 | 3595.991 | 26898.0127 |  | 0
1933-12-15 | 0 | 0 | 0 | 0 | -6.6845 | -6.6845 | 3589.3065 | 26848.0126 |  | 0
1933-12-16 | 0 | 0 | 0 | 0 | -6.6845 | -6.6845 | 3582.622 | 26798.0126 |  | 0
1933-12-17 | 0 | 0 | 0 | 0 | -6.6845 | -6.6845 | 3575.9375 | 26748.0125 |  | 0
1933-12-18 | 0 | 0 | 0 | 0 | -6.6845 | -6.6845 | 3569.253 | 26698.0124 |  | 0
1933-12-19 | 0 | 0 | 0 | 0 | -6.6845 | -6.6845 | 3562.5685 | 26648.0124 |  | 0
1933-12-20 | 0 | 0 | 0 | 0 | -6.6845 | -6.6845 | 3555.884 | 26598.0123 |  | 0
1933-12-21 | 0 | 0 | 0 | 0 | -6.6845 | -6.6845 | 3549.1995 | 26548.0123 |  | 0
1933-12-22 | 0 | 0 | 0 | 0 | -6.6845 | -6.6845 | 3542.515 | 26498.0122 |  | 0
1933-12-23 | 0 | 0 | 0 | 0 | -6.6845 | -6.6845 | 3535.8305 | 26448.0121 |  | 0
1933-12-24 | 0 | 0 | 0 | 0 | -6.6845 | -6.6845 | 3529.146 | 26398.0121 |  | 0
1933-12-25 | 0 | 0 | 0 | 0 | -6.6845 | -6.6845 | 3522.4615 | 26348.012 |  | 0
1933-12-26 | 0 | 0 | 0 | 0 | -6.6845 | -6.6845 | 3515.777 | 26298.012 |  | 0
1933-12-27 | 0 | 0 | 0 | 0 | -6.6845 | -6.6845 | 3509.0925 | 26248.0119 |  | 0
1933-12-28 | 0 | 0 | 0 | 0 | -6.6845 | -6.6845 | 3502.408 | 26198.0118 |  | 0
1933-12-29 | 0 | 0 | 0 | 0 | -6.6845 | -6.6845 | 3495.7235 | 26148.0118 |  | 0
1933-12-30 | 0 | 0 | 0 | 0 | -6.6845 | -6.6845 | 3489.039 | 26098.0117 |  | 0
1933-12-31 | 0 | 0 | 0 | 0 | -6.6845 | -6.6845 | 3482.3545 | 26048.0117 |  | 0
1934-01-01 | 0 | 0 | 0 | 0 | -6.6845 | -6.6845 | 3475.67 | 25998.0116 |  | 0
1934-01-02 | 0 | 0 | 0 | 0 | -6.6845 | -6.6845 | 3468.9855 | 25948.0115 |  | 0
1934-01-03 | 0 | 0 | 0 | 0 | -6.6845 | -6.6845 | 3462.301 | 25898.0115 |  | 0
1934-01-04 | 0 | 0 | 0 | 0 | -6.6845 | -6.6845 | 3455.6165 | 25848.0114 |  | 0
1934-01-05 | 0 | 0 | 0 | 0 | -6.6845 | -6.6845 | 3448.932 | 25798.0114 |  | 0
1934-01-06 | 0 | 0 | 0 | 0 | -6.6845 | -6.6845 | 3442.2475 | 25748.0113 |  | 0
1934-01-07 | 0 | 0 | 0 | 0 | -6.6845 | -6.6845 | 3435.563 | 25698.0112 |  | 0
1934-01-08 | 0 | 0 | 0 | 0 | -6.6845 | -6.6845 | 3428.8785 | 25648.0112 |  | 0
1934-01-09 | 0 | 0 | 0 | 0 | -6.6845 | -6.6845 | 3422.194 | 25598.0111 |  | 0
1934-01-10 | 0 | 0 | 0 | 0 | -6.6845 | -6.6845 | 3415.5095 | 25548.0111 |  | 0
1934-01-11 | 0 | 0 | 0 | 0 | -6.6845 | -6.6845 | 3408.825 | 25498.011 |  | 0
1934-01-12 | 0 | 0 | 0 | 0 | -6.6845 | -6.6845 | 3402.1405 | 25448.0109 |  | 0
1934-01-13 | 0 | 0 | 0 | 0 | -6.6845 | -6.6845 | 3395.456 | 25398.0109 |  | 0
1934-01-14 | 0 | 0 | 0 | 0 | -6.6845 | -6.6845 | 3388.7715 | 25348.0108 |  | 0
1934-01-15 | 0 | 0 | 0 | 0 | -6.6845 | -6.6845 | 3382.087 | 25298.0108 |  | 0
1934-01-16 | 0 | 0 | 0 | 0 | -6.6845 | -6.6845 | 3375.4025 | 25248.0107 |  | 0
1934-01-17 | 0 | 0 | 0 | 0 | -6.6845 | -6.6845 | 3368.718 | 25198.0106 |  | 0
1934-01-18 | 0 | 0 | 0 | 0 | -6.6845 | -6.6845 | 3362.0335 | 25148.0106 |  | 0
1934-01-19 | 0 | 0 | 0 | 0 | -6.6845 | -6.6845 | 3355.349 | 25098.0105 |  | 0
1934-01-20 | 0 | 0 | 0 | 0 | -6.6845 | -6.6845 | 3348.6645 | 25048.0105 |  | 0
1934-01-21 | 0 | 0 | 0 | 0 | -6.6845 | -6.6845 | 3341.98 | 24998.0104 |  | 0
1934-01-22 | 0 | 0 | 0 | 0 | -6.6845 | -6.6845 | 3335.2955 | 24948.0103 |  | 0
1934-01-23 | 0 | 0 | 0 | 0 | -6.6845 | -6.6845 | 3328.611 | 24898.0103 |  | 0
1934-01-24 | 0 | 0 | 0 | 0 | -6.6845 | -6.6845 | 3321.9265 | 24848.0102 |  | 0
1934-01-25 | 0 | 0 | 0 | 0 | -6.6845 | -6.6845 | 3315.242 | 24798.0102 |  | 0
1934-01-26 | 0 | 0 | 0 | 0 | -6.6845 | -6.6845 | 3308.5575 | 24748.0101 |  | 0
1934-01-27 | 0 | 0 | 0 | 0 | -6.6845 | -6.6845 | 3301.873 | 24698.01 |  | 0
1934-01-28 | 0 | 0 | 0 | 0 | -6.6845 | -6.6845 | 3295.1885 | 24648.01 |  | 0
1934-01-29 | 0 | 0 | 0 | 0 | -6.6845 | -6.6845 | 3288.504 | 24598.0099 |  | 0
1934-01-30 | 0.0083333 | 20.9607 | 3.6551 | 3.6551 | 10.6211 | 10.6211 | 3299.1251 | 24677.4556 |  | 0
1934-01-31 | 0 | 0 | 0 | 0 | -6.6845 | -6.6845 | 3292.4406 | 24627.4556 |  | 0
1934-02-01 | 0 | 0 | 0 | 0 | -6.6845 | -6.6845 | 3285.7561 | 24577.4555 |  | 0
1934-02-02 | 0 | 0 | 0 | 0 | -6.6845 | -6.6845 | 3279.0716 | 24527.4555 |  | 0
1934-02-03 | 0 | 0 | 0 | 0 | -6.6845 | -6.6845 | 3272.3871 | 24477.4554 |  | 0
1934-02-04 | 0 | 0 | 0 | 0 | -6.6845 | -6.6845 | 3265.7026 | 24427.4553 |  | 0
1934-02-05 | 0 | 0 | 0 | 0 | -6.6845 | -6.6845 | 3259.0181 | 24377.4553 |  | 0
1934-02-06 | 0 | 0 | 0 | 0 | -6.6845 | -6.6845 | 3252.3336 | 24327.4552 |  | 0
1934-02-07 | 0 | 0 | 0 | 0 | -6.6845 | -6.6845 | 3245.6491 | 24277.4552 |  | 0
1934-02-08 | 0 | 0 | 0 | 0 | -6.6845 | -6.6845 | 3238.9646 | 24227.4551 |  | 0
1934-02-09 | 0 | 0 | 0 | 0 | -6.6845 | -6.6845 | 3232.2801 | 24177.455 |  | 0
1934-02-10 | 0 | 0 | 0 | 0 | -6.6845 | -6.6845 | 3225.5956 | 24127.455 |  | 0
1934-02-11 | 0 | 0 | 0 | 0 | -6.6845 | -6.6845 | 3218.9111 | 24077.4549 |  | 0
1934-02-12 | 0 | 0 | 0 | 0 | -6.6845 | -6.6845 | 3212.2266 | 24027.4549 |  | 0
1934-02-13 | 0 | 0 | 0 | 0 | -6.6845 | -6.6845 | 3205.5421 | 23977.4548 |  | 0
1934-02-14 | 0 | 0 | 0 | 0 | -6.6845 | -6.6845 | 3198.8576 | 23927.4547 |  | 0
1934-02-15 | 0 | 0 | 0 | 0 | -6.6845 | -6.6845 | 3192.1731 | 23877.4547 |  | 0
1934-02-16 | 0 | 0 | 0 | 0 | -6.6845 | -6.6845 | 3185.4886 | 23827.4546 |  | 0
1934-02-17 | 0 | 0 | 0 | 0 | -6.6845 | -6.6845 | 3178.8041 | 23777.4546 |  | 0
1934-02-18 | 0 | 0 | 0 | 0 | -6.6845 | -6.6845 | 3172.1196 | 23727.4545 |  | 0
1934-02-19 | 0 | 0 | 0 | 0 | -6.6845 | -6.6845 | 3165.4351 | 23677.4544 |  | 0
1934-02-20 | 0 | 0 | 0 | 0 | -6.6845 | -6.6845 | 3158.7506 | 23627.4544 |  | 0
1934-02-21 | 0 | 0 | 0 | 0 | -6.6845 | -6.6845 | 3152.0661 | 23577.4543 |  | 0
1934-02-22 | 0 | 0 | 0 | 0 | -6.6845 | -6.6845 | 3145.3816 | 23527.4543 |  | 0
1934-02-23 | 0 | 0 | 0 | 0 | -6.6845 | -6.6845 | 3138.6971 | 23477.4542 |  | 0
1934-02-24 | 0 | 0 | 0 | 0 | -6.6845 | -6.6845 | 3132.0126 | 23427.4541 |  | 0
1934-02-25 | 0 | 0 | 0 | 0 | -6.6845 | -6.6845 | 3125.3281 | 23377.4541 |  | 0
1934-02-26 | 0 | 0 | 0 | 0 | -6.6845 | -6.6845 | 3118.6436 | 23327.454 |  | 0
1934-02-27 | 0 | 0 | 0 | 0 | -6.6845 | -6.6845 | 3111.9591 | 23277.454 |  | 0
1934-02-28 | 0 | 0 | 0 | 0 | -6.6845 | -6.6845 | 3105.2746 | 23227.4539 |  | 0
1934-03-01 | 0 | 0 | 0 | 0 | -6.6845 | -6.6845 | 3098.5901 | 23177.4538 |  | 0
1934-03-02 | 0 | 0 | 0 | 0 | -6.6845 | -6.6845 | 3091.9056 | 23127.4538 |  | 0
1934-03-03 | 0 | 0 | 0 | 0 | -6.6845 | -6.6845 | 3085.2211 | 23077.4537 |  | 0
1934-03-04 | 0 | 0 | 0 | 0 | -6.6845 | -6.6845 | 3078.5366 | 23027.4537 |  | 0
1934-03-05 | 0 | 0 | 0 | 0 | -6.6845 | -6.6845 | 3071.8521 | 22977.4536 |  | 0
1934-03-06 | 0 | 0 | 0 | 0 | -6.6845 | -6.6845 | 3065.1676 | 22927.4535 |  | 0
1934-03-07 | 0 | 0 | 0 | 0 | -6.6845 | -6.6845 | 3058.4831 | 22877.4535 |  | 0
1934-03-08 | 0 | 0 | 0 | 0 | -6.6845 | -6.6845 | 3051.7986 | 22827.4534 |  | 0
1934-03-09 | 0 | 0 | 0 | 0 | -6.6845 | -6.6845 | 3045.1141 | 22777.4534 |  | 0
1934-03-10 | 0 | 0 | 0 | 0 | -6.6845 | -6.6845 | 3038.4296 | 22727.4533 |  | 0
1934-03-11 | 0 | 0 | 0 | 0 | -6.6845 | -6.6845 | 3031.7451 | 22677.4532 |  | 0
1934-03-12 | 0 | 0 | 0 | 0 | -6.6845 | -6.6845 | 3025.0606 | 22627.4532 |  | 0
1934-03-13 | 0 | 0 | 0 | 0 | -6.6845 | -6.6845 | 3018.3761 | 22577.4531 |  | 0
1934-03-14 | 0 | 0 | 0 | 0 | -6.6845 | -6.6845 | 3011.6916 | 22527.4531 |  | 0
1934-03-15 | 0 | 0 | 0 | 0 | -6.6845 | -6.6845 | 3005.0071 | 22477.453 |  | 0
1934-03-16 | 0 | 0 | 0 | 0 | -6.6845 | -6.6845 | 2998.3226 | 22427.4529 |  | 0
1934-03-17 | 0 | 0 | 0 | 0 | -6.6845 | -6.6845 | 2991.6381 | 22377.4529 |  | 0
1934-03-18 | 0 | 0 | 0 | 0 | -6.6845 | -6.6845 | 2984.9536 | 22327.4528 |  | 0
1934-03-19 | 0 | 0 | 0 | 0 | -6.6845 | -6.6845 | 2978.2691 | 22277.4528 |  | 0
1934-03-20 | 0 | 0 | 0 | 0 | -6.6845 | -6.6845 | 2971.5846 | 22227.4527 |  | 0
1934-03-21 | 0 | 0 | 0 | 0 | -6.6845 | -6.6845 | 2964.9001 | 22177.4526 |  | 0
1934-03-22 | 0 | 0 | 0 | 0 | -6.6845 | -6.6845 | 2958.2156 | 22127.4526 |  | 0
1934-03-23 | 0 | 0 | 0 | 0 | -6.6845 | -6.6845 | 2951.5311 | 22077.4525 |  | 0
1934-03-24 | 0.020833 | 52.4017 | 3.6551 | 3.6551 | 42.0621 | 42.0621 | 2993.5932 | 22392.0769 |  | 0
1934-03-25 | 0 | 0 | 0 | 0 | -6.6845 | -6.6845 | 2986.9087 | 22342.0769 |  | 0
1934-03-26 | 0 | 0 | 0 | 0 | -6.6845 | -6.6845 | 2980.2242 | 22292.0768 |  | 0
1934-03-27 | 0 | 0 | 0 | 0 | -6.6845 | -6.6845 | 2973.5397 | 22242.0768 |  | 0
1934-03-28 | 0 | 0 | 0 | 0 | -6.6845 | -6.6845 | 2966.8552 | 22192.0767 |  | 0
1934-03-29 | 0 | 0 | 0 | 0 | -6.6845 | -6.6845 | 2960.1707 | 22142.0766 |  | 0
1934-03-30 | 0 | 0 | 0 | 0 | -6.6845 | -6.6845 | 2953.4862 | 22092.0766 |  | 0
1934-03-31 | 0 | 0 | 0 | 0 | -6.6845 | -6.6845 | 2946.8017 | 22042.0765 |  | 0
1934-04-01 | 0 | 0 | 0 | 0 | -6.6845 | -6.6845 | 2940.1172 | 21992.0765 |  | 0
1934-04-02 | 0 | 0 | 0 | 0 | -6.6845 | -6.6845 | 2933.4327 | 21942.0764 |  | 0
1934-04-03 | 0 | 0 | 0 | 0 | -6.6845 | -6.6845 | 2926.7482 | 21892.0763 |  | 0
1934-04-04 | 0 | 0 | 0 | 0 | -6.6845 | -6.6845 | 2920.0637 | 21842.0763 |  | 0
1934-04-05 | 0 | 0 | 0 | 0 | -6.6845 | -6.6845 | 2913.3792 | 21792.0762 |  | 0
1934-04-06 | 0 | 0 | 0 | 0 | -6.6845 | -6.6845 | 2906.6947 | 21742.0762 |  | 0
1934-04-07 | 0 | 0 | 0 | 0 | -6.6845 | -6.6845 | 2900.0102 | 21692.0761 |  | 0
1934-04-08 | 0 | 0 | 0 | 0 | -6.6845 | -6.6845 | 2893.3257 | 21642.076 |  | 0
1934-04-09 | 0 | 0 | 0 | 0 | -6.6845 | -6.6845 | 2886.6412 | 21592.076 |  | 0
1934-04-10 | 0 | 0 | 0 | 0 | -6.6845 | -6.6845 | 2879.9567 | 21542.0759 |  | 0
1934-04-11 | 0 | 0 | 0 | 0 | -6.6845 | -6.6845 | 2873.2722 | 21492.0759 |  | 0
1934-04-12 | 0 | 0 | 0 | 0 | -6.6845 | -6.6845 | 2866.5877 | 21442.0758 |  | 0
1934-04-13 | 0 | 0 | 0 | 0 | -6.6845 | -6.6845 | 2859.9032 | 21392.0757 |  | 0
1934-04-14 | 0 | 0 | 0 | 0 | -6.6845 | -6.6845 | 2853.2187 | 21342.0757 |  | 0
1934-04-15 | 0 | 0 | 0 | 0 | -6.6845 | -6.6845 | 2846.5342 | 21292.0756 |  | 0
1934-04-16 | 0 | 0 | 0 | 0 | -6.6845 | -6.6845 | 2839.8497 | 21242.0756 |  | 0
1934-04-17 | 0 | 0 | 0 | 0 | -6.6845 | -6.6845 | 2833.1652 | 21192.0755 |  | 0
1934-04-18 | 0 | 0 | 0 | 0 | -6.6845 | -6.6845 | 2826.4807 | 21142.0754 |  | 0
1934-04-19 | 0 | 0 | 0 | 0 | -6.6845 | -6.6845 | 2819.7962 | 21092.0754 |  | 0
1934-04-20 | 0 | 0 | 0 | 0 | -6.6845 | -6.6845 | 2813.1117 | 21042.0753 |  | 0
1934-04-21 | 0 | 0 | 0 | 0 | -6.6845 | -6.6845 | 2806.4272 | 20992.0753 |  | 0
1934-04-22 | 0 | 0 | 0 | 0 | -6.6845 | -6.6845 | 2799.7427 | 20942.0752 |  | 0
1934-04-23 | 0 | 0 | 0 | 0 | -6.6845 | -6.6845 | 2793.0582 | 20892.0751 |  | 0
1934-04-24 | 0 | 0 | 0 | 0 | -6.6845 | -6.6845 | 2786.3737 | 20842.0751 |  | 0
1934-04-25 | 0 | 0 | 0 | 0 | -6.6845 | -6.6845 | 2779.6892 | 20792.075 |  | 0
1934-04-26 | 0 | 0 | 0 | 0 | -6.6845 | -6.6845 | 2773.0047 | 20742.075 |  | 0
1934-04-27 | 0 | 0 | 0 | 0 | -6.6845 | -6.6845 | 2766.3202 | 20692.0749 |  | 0
1934-04-28 | 0 | 0 | 0 | 0 | -6.6845 | -6.6845 | 2759.6357 | 20642.0748 |  | 0
1934-04-29 | 0 | 0 | 0 | 0 | -6.6845 | -6.6845 | 2752.9512 | 20592.0748 |  | 0
1934-04-30 | 0.0475 | 119.4758 | 3.6551 | 3.6551 | 109.1362 | 109.1362 | 2862.0874 | 21408.4137 |  | 0
1934-05-01 | 0 | 0 | 0 | 0 | -6.6845 | -6.6845 | 2855.4029 | 21358.4136 |  | 0
1934-05-02 | 0 | 0 | 0 | 0 | -6.6845 | -6.6845 | 2848.7184 | 21308.4136 |  | 0
1934-05-03 | 0 | 0 | 0 | 0 | -6.6845 | -6.6845 | 2842.0339 | 21258.4135 |  | 0
1934-05-04 | 0 | 0 | 0 | 0 | -6.6845 | -6.6845 | 2835.3494 | 21208.4135 |  | 0
1934-05-05 | 0 | 0 | 0 | 0 | -6.6845 | -6.6845 | 2828.6649 | 21158.4134 |  | 0
1934-05-06 | 0 | 0 | 0 | 0 | -6.6845 | -6.6845 | 2821.9804 | 21108.4133 |  | 0
1934-05-07 | 0 | 0 | 0 | 0 | -6.6845 | -6.6845 | 2815.2959 | 21058.4133 |  | 0
1934-05-08 | 0 | 0 | 0 | 0 | -6.6845 | -6.6845 | 2808.6114 | 21008.4132 |  | 0
1934-05-09 | 0 | 0 | 0 | 0 | -6.6845 | -6.6845 | 2801.9269 | 20958.4132 |  | 0
1934-05-10 | 0 | 0 | 0 | 0 | -6.6845 | -6.6845 | 2795.2424 | 20908.4131 |  | 0
1934-05-11 | 0 | 0 | 0 | 0 | -6.6845 | -6.6845 | 2788.5579 | 20858.413 |  | 0
1934-05-12 | 0 | 0 | 0 | 0 | -6.6845 | -6.6845 | 2781.8734 | 20808.413 |  | 0
1934-05-13 | 0 | 0 | 0 | 0 | -6.6845 | -6.6845 | 2775.1889 | 20758.4129 |  | 0
1934-05-14 | 0 | 0 | 0 | 0 | -6.6845 | -6.6845 | 2768.5044 | 20708.4129 |  | 0
1934-05-15 | 0 | 0 | 0 | 0 | -6.6845 | -6.6845 | 2761.8199 | 20658.4128 |  | 0
1934-05-16 | 0 | 0 | 0 | 0 | -6.6845 | -6.6845 | 2755.1354 | 20608.4127 |  | 0
1934-05-17 | 0 | 0 | 0 | 0 | -6.6845 | -6.6845 | 2748.4509 | 20558.4127 |  | 0
1934-05-18 | 0 | 0 | 0 | 0 | -6.6845 | -6.6845 | 2741.7664 | 20508.4126 |  | 0
1934-05-19 | 0 | 0 | 0 | 0 | -6.6845 | -6.6845 | 2735.0819 | 20458.4126 |  | 0
1934-05-20 | 0 | 0 | 0 | 0 | -6.6845 | -6.6845 | 2728.3974 | 20408.4125 |  | 0
1934-05-21 | 0 | 0 | 0 | 0 | -6.6845 | -6.6845 | 2721.7129 | 20358.4124 |  | 0
1934-05-22 | 0 | 0 | 0 | 0 | -6.6845 | -6.6845 | 2715.0284 | 20308.4124 |  | 0
1934-05-23 | 0.02 | 50.3056 | 3.6551 | 3.6551 | 39.966 | 39.966 | 2754.9944 | 20607.3582 |  | 0
1934-05-24 | 0 | 0 | 0 | 0 | -6.6845 | -6.6845 | 2748.3099 | 20557.3581 |  | 0
1934-05-25 | 0.026667 | 67.0741 | 3.6551 | 3.6551 | 56.7346 | 56.7346 | 2805.0445 | 20981.7326 |  | 0
1934-05-26 | 0.020833 | 52.4017 | 3.6551 | 3.6551 | 42.0621 | 42.0621 | 2847.1066 | 21296.357 |  | 0
1934-05-27 | 0.10833 | 272.4887 | 3.6551 | 3.6551 | 262.1491 | 262.1491 | 3109.2556 | 23257.2322 |  | 0
1934-05-28 | 0 | 0 | 0 | 0 | -6.6845 | -6.6845 | 3102.5711 | 23207.2321 |  | 0
1934-05-29 | 0 | 0 | 0 | 0 | -6.6845 | -6.6845 | 3095.8866 | 23157.2321 |  | 0
1934-05-30 | 0.046667 | 117.3797 | 3.6551 | 3.6551 | 107.0402 | 107.0402 | 3202.9268 | 23957.8924 |  | 0
1934-05-31 | 0 | 0 | 0 | 0 | -6.6845 | -6.6845 | 3196.2423 | 23907.8923 |  | 0
1934-06-01 | 0 | 0 | 0 | 0 | -6.6845 | -6.6845 | 3189.5578 | 23857.8923 |  | 0
1934-06-02 | 0 | 0 | 0 | 0 | -6.6845 | -6.6845 | 3182.8733 | 23807.8922 |  | 0
1934-06-03 | 0.0625 | 157.205 | 3.6551 | 3.6551 | 146.8654 | 146.8654 | 3329.7387 | 24906.4456 |  | 0
1934-06-04 | 0 | 0 | 0 | 0 | -6.6845 | -6.6845 | 3323.0542 | 24856.4455 |  | 0
1934-06-05 | 0 | 0 | 0 | 0 | -6.6845 | -6.6845 | 3316.3697 | 24806.4454 |  | 0
1934-06-06 | 0 | 0 | 0 | 0 | -6.6845 | -6.6845 | 3309.6852 | 24756.4454 |  | 0
1934-06-07 | 0 | 0 | 0 | 0 | -6.6845 | -6.6845 | 3303.0007 | 24706.4453 |  | 0
1934-06-08 | 0 | 0 | 0 | 0 | -6.6845 | -6.6845 | 3296.3162 | 24656.4453 |  | 0
1934-06-09 | 0 | 0 | 0 | 0 | -6.6845 | -6.6845 | 3289.6317 | 24606.4452 |  | 0
1934-06-10 | 0 | 0 | 0 | 0 | -6.6845 | -6.6845 | 3282.9472 | 24556.4451 |  | 0
1934-06-11 | 0 | 0 | 0 | 0 | -6.6845 | -6.6845 | 3276.2627 | 24506.4451 |  | 0
1934-06-12 | 0 | 0 | 0 | 0 | -6.6845 | -6.6845 | 3269.5782 | 24456.445 |  | 0
1934-06-13 | 0 | 0 | 0 | 0 | -6.6845 | -6.6845 | 3262.8937 | 24406.445 |  | 0
1934-06-14 | 0 | 0 | 0 | 0 | -6.6845 | -6.6845 | 3256.2092 | 24356.4449 |  | 0
1934-06-15 | 0 | 0 | 0 | 0 | -6.6845 | -6.6845 | 3249.5247 | 24306.4448 |  | 0
1934-06-16 | 0 | 0 | 0 | 0 | -6.6845 | -6.6845 | 3242.8402 | 24256.4448 |  | 0
1934-06-17 | 0 | 0 | 0 | 0 | -6.6845 | -6.6845 | 3236.1557 | 24206.4447 |  | 0
1934-06-18 | 0 | 0 | 0 | 0 | -6.6845 | -6.6845 | 3229.4712 | 24156.4447 |  | 0
1934-06-19 | 0 | 0 | 0 | 0 | -6.6845 | -6.6845 | 3222.7867 | 24106.4446 |  | 0
1934-06-20 | 0 | 0 | 0 | 0 | -6.6845 | -6.6845 | 3216.1022 | 24056.4445 |  | 0
1934-06-21 | 0 | 0 | 0 | 0 | -6.6845 | -6.6845 | 3209.4177 | 24006.4445 |  | 0
1934-06-22 | 0 | 0 | 0 | 0 | -6.6845 | -6.6845 | 3202.7332 | 23956.4444 |  | 0
1934-06-23 | 0 | 0 | 0 | 0 | -6.6845 | -6.6845 | 3196.0487 | 23906.4444 |  | 0
1934-06-24 | 0 | 0 | 0 | 0 | -6.6845 | -6.6845 | 3189.3642 | 23856.4443 |  | 0
1934-06-25 | 0 | 0 | 0 | 0 | -6.6845 | -6.6845 | 3182.6797 | 23806.4442 |  | 0
1934-06-26 | 0 | 0 | 0 | 0 | -6.6845 | -6.6845 | 3175.9952 | 23756.4442 |  | 0
1934-06-27 | 0 | 0 | 0 | 0 | -6.6845 | -6.6845 | 3169.3107 | 23706.4441 |  | 0
1934-06-28 | 0.0625 | 157.205 | 3.6551 | 3.6551 | 146.8654 | 146.8654 | 3316.1761 | 24804.9975 |  | 0
1934-06-29 | 0 | 0 | 0 | 0 | -6.6845 | -6.6845 | 3309.4916 | 24754.9974 |  | 0
1934-06-30 | 0 | 0 | 0 | 0 | -6.6845 | -6.6845 | 3302.8071 | 24704.9973 |  | 0
1934-07-01 | 0 | 0 | 0 | 0 | -6.6845 | -6.6845 | 3296.1226 | 24654.9973 |  | 0
1934-07-02 | 0 | 0 | 0 | 0 | -6.6845 | -6.6845 | 3289.4381 | 24604.9972 |  | 0
1934-07-03 | 0 | 0 | 0 | 0 | -6.6845 | -6.6845 | 3282.7536 | 24554.9972 |  | 0
1934-07-04 | 0 | 0 | 0 | 0 | -6.6845 | -6.6845 | 3276.0691 | 24504.9971 |  | 0
1934-07-05 | 0 | 0 | 0 | 0 | -6.6845 | -6.6845 | 3269.3846 | 24454.997 |  | 0
1934-07-06 | 0.020833 | 52.4017 | 3.6551 | 3.6551 | 42.0621 | 42.0621 | 3311.4467 | 24769.6214 |  | 0
1934-07-07 | 0 | 0 | 0 | 0 | -6.6845 | -6.6845 | 3304.7622 | 24719.6214 |  | 0
1934-07-08 | 0 | 0 | 0 | 0 | -6.6845 | -6.6845 | 3298.0777 | 24669.6213 |  | 0
1934-07-09 | 0 | 0 | 0 | 0 | -6.6845 | -6.6845 | 3291.3932 | 24619.6213 |  | 0
1934-07-10 | 0 | 0 | 0 | 0 | -6.6845 | -6.6845 | 3284.7087 | 24569.6212 |  | 0
1934-07-11 | 0 | 0 | 0 | 0 | -6.6845 | -6.6845 | 3278.0242 | 24519.6211 |  | 0
1934-07-12 | 0 | 0 | 0 | 0 | -6.6845 | -6.6845 | 3271.3397 | 24469.6211 |  | 0
1934-07-13 | 0 | 0 | 0 | 0 | -6.6845 | -6.6845 | 3264.6552 | 24419.621 |  | 0
1934-07-14 | 0 | 0 | 0 | 0 | -6.6845 | -6.6845 | 3257.9707 | 24369.621 |  | 0
1934-07-15 | 0 | 0 | 0 | 0 | -6.6845 | -6.6845 | 3251.2862 | 24319.6209 |  | 0
1934-07-16 | 0 | 0 | 0 | 0 | -6.6845 | -6.6845 | 3244.6017 | 24269.6208 |  | 0
1934-07-17 | 0 | 0 | 0 | 0 | -6.6845 | -6.6845 | 3237.9172 | 24219.6208 |  | 0
1934-07-18 | 0 | 0 | 0 | 0 | -6.6845 | -6.6845 | 3231.2327 | 24169.6207 |  | 0
1934-07-19 | 0 | 0 | 0 | 0 | -6.6845 | -6.6845 | 3224.5482 | 24119.6207 |  | 0
1934-07-20 | 0 | 0 | 0 | 0 | -6.6845 | -6.6845 | 3217.8637 | 24069.6206 |  | 0
1934-07-21 | 0.0058333 | 14.6725 | 3.6551 | 3.6551 | 4.3329 | 4.3329 | 3222.1966 | 24102.0306 |  | 0
1934-07-22 | 0.03 | 75.4584 | 3.6551 | 3.6551 | 65.1188 | 65.1188 | 3287.3154 | 24589.1194 |  | 0
1934-07-23 | 0 | 0 | 0 | 0 | -6.6845 | -6.6845 | 3280.6309 | 24539.1193 |  | 0
1934-07-24 | 0 | 0 | 0 | 0 | -6.6845 | -6.6845 | 3273.9464 | 24489.1193 |  | 0
1934-07-25 | 0 | 0 | 0 | 0 | -6.6845 | -6.6845 | 3267.2619 | 24439.1192 |  | 0
1934-07-26 | 0.025833 | 64.9781 | 3.6551 | 3.6551 | 54.6385 | 54.6385 | 3321.9004 | 24847.8151 |  | 0
1934-07-27 | 0 | 0 | 0 | 0 | -6.6845 | -6.6845 | 3315.2159 | 24797.815 |  | 0
1934-07-28 | 0 | 0 | 0 | 0 | -6.6845 | -6.6845 | 3308.5314 | 24747.8149 |  | 0
1934-07-29 | 0 | 0 | 0 | 0 | -6.6845 | -6.6845 | 3301.8469 | 24697.8149 |  | 0
1934-07-30 | 0 | 0 | 0 | 0 | -6.6845 | -6.6845 | 3295.1624 | 24647.8148 |  | 0
1934-07-31 | 0 | 0 | 0 | 0 | -6.6845 | -6.6845 | 3288.4779 | 24597.8148 |  | 0
1934-08-01 | 0 | 0 | 0 | 0 | -6.6845 | -6.6845 | 3281.7934 | 24547.8147 |  | 0
1934-08-02 | 0 | 0 | 0 | 0 | -6.6845 | -6.6845 | 3275.1089 | 24497.8146 |  | 0
1934-08-03 | 0 | 0 | 0 | 0 | -6.6845 | -6.6845 | 3268.4244 | 24447.8146 |  | 0
1934-08-04 | 0.0083333 | 20.9607 | 3.6551 | 3.6551 | 10.6211 | 10.6211 | 3279.0455 | 24527.2603 |  | 0
1934-08-05 | 0 | 0 | 0 | 0 | -6.6845 | -6.6845 | 3272.361 | 24477.2603 |  | 0
1934-08-06 | 0 | 0 | 0 | 0 | -6.6845 | -6.6845 | 3265.6765 | 24427.2602 |  | 0
1934-08-07 | 0 | 0 | 0 | 0 | -6.6845 | -6.6845 | 3258.992 | 24377.2601 |  | 0
1934-08-08 | 0 | 0 | 0 | 0 | -6.6845 | -6.6845 | 3252.3075 | 24327.2601 |  | 0
1934-08-09 | 0 | 0 | 0 | 0 | -6.6845 | -6.6845 | 3245.623 | 24277.26 |  | 0
1934-08-10 | 0 | 0 | 0 | 0 | -6.6845 | -6.6845 | 3238.9385 | 24227.26 |  | 0
1934-08-11 | 0 | 0 | 0 | 0 | -6.6845 | -6.6845 | 3232.254 | 24177.2599 |  | 0
1934-08-12 | 0 | 0 | 0 | 0 | -6.6845 | -6.6845 | 3225.5695 | 24127.2598 |  | 0
1934-08-13 | 0 | 0 | 0 | 0 | -6.6845 | -6.6845 | 3218.885 | 24077.2598 |  | 0
1934-08-14 | 0 | 0 | 0 | 0 | -6.6845 | -6.6845 | 3212.2005 | 24027.2597 |  | 0
1934-08-15 | 0 | 0 | 0 | 0 | -6.6845 | -6.6845 | 3205.516 | 23977.2597 |  | 0
1934-08-16 | 0 | 0 | 0 | 0 | -6.6845 | -6.6845 | 3198.8315 | 23927.2596 |  | 0
1934-08-17 | 0 | 0 | 0 | 0 | -6.6845 | -6.6845 | 3192.147 | 23877.2595 |  | 0
1934-08-18 | 0 | 0 | 0 | 0 | -6.6845 | -6.6845 | 3185.4625 | 23827.2595 |  | 0
1934-08-19 | 0 | 0 | 0 | 0 | -6.6845 | -6.6845 | 3178.778 | 23777.2594 |  | 0
1934-08-20 | 0 | 0 | 0 | 0 | -6.6845 | -6.6845 | 3172.0935 | 23727.2594 |  | 0
1934-08-21 | 0 | 0 | 0 | 0 | -6.6845 | -6.6845 | 3165.409 | 23677.2593 |  | 0
1934-08-22 | 0 | 0 | 0 | 0 | -6.6845 | -6.6845 | 3158.7245 | 23627.2592 |  | 0
1934-08-23 | 0.044167 | 111.0915 | 3.6551 | 3.6551 | 100.752 | 100.752 | 3259.4764 | 24380.8838 |  | 0
1934-08-24 | 0 | 0 | 0 | 0 | -6.6845 | -6.6845 | 3252.7919 | 24330.8838 |  | 0
1934-08-25 | 0.025833 | 64.9781 | 3.6551 | 3.6551 | 54.6385 | 54.6385 | 3307.4304 | 24739.5797 |  | 0
1934-08-26 | 0 | 0 | 0 | 0 | -6.6845 | -6.6845 | 3300.7459 | 24689.5796 |  | 0
1934-08-27 | 0 | 0 | 0 | 0 | -6.6845 | -6.6845 | 3294.0614 | 24639.5795 |  | 0
1934-08-28 | 0 | 0 | 0 | 0 | -6.6845 | -6.6845 | 3287.3769 | 24589.5795 |  | 0
1934-08-29 | 0 | 0 | 0 | 0 | -6.6845 | -6.6845 | 3280.6924 | 24539.5794 |  | 0
1934-08-30 | 0 | 0 | 0 | 0 | -6.6845 | -6.6845 | 3274.0079 | 24489.5794 |  | 0
1934-08-31 | 0.085 | 213.7988 | 3.6551 | 3.6551 | 203.4592 | 203.4592 | 3477.4672 | 26011.4543 |  | 0
1934-09-01 | 0 | 0 | 0 | 0 | -6.6845 | -6.6845 | 3470.7827 | 25961.4543 |  | 0
1934-09-02 | 0 | 0 | 0 | 0 | -6.6845 | -6.6845 | 3464.0982 | 25911.4542 |  | 0
1934-09-03 | 0 | 0 | 0 | 0 | -6.6845 | -6.6845 | 3457.4137 | 25861.4541 |  | 0
1934-09-04 | 0 | 0 | 0 | 0 | -6.6845 | -6.6845 | 3450.7292 | 25811.4541 |  | 0
1934-09-05 | 0 | 0 | 0 | 0 | -6.6845 | -6.6845 | 3444.0447 | 25761.454 |  | 0
1934-09-06 | 0 | 0 | 0 | 0 | -6.6845 | -6.6845 | 3437.3602 | 25711.454 |  | 0
1934-09-07 | 0 | 0 | 0 | 0 | -6.6845 | -6.6845 | 3430.6757 | 25661.4539 |  | 0
1934-09-08 | 0 | 0 | 0 | 0 | -6.6845 | -6.6845 | 3423.9912 | 25611.4538 |  | 0
1934-09-09 | 0.034167 | 85.9387 | 3.6551 | 3.6551 | 75.5992 | 75.5992 | 3499.5903 | 26176.9355 |  | 0
1934-09-10 | 0 | 0 | 0 | 0 | -6.6845 | -6.6845 | 3492.9058 | 26126.9355 |  | 0
1934-09-11 | 0 | 0 | 0 | 0 | -6.6845 | -6.6845 | 3486.2213 | 26076.9354 |  | 0
1934-09-12 | 0 | 0 | 0 | 0 | -6.6845 | -6.6845 | 3479.5368 | 26026.9353 |  | 0
1934-09-13 | 0 | 0 | 0 | 0 | -6.6845 | -6.6845 | 3472.8523 | 25976.9353 |  | 0
1934-09-14 | 0.0375 | 94.323 | 3.6551 | 3.6551 | 83.9834 | 83.9834 | 3556.8357 | 26605.1313 |  | 0
1934-09-15 | 0 | 0 | 0 | 0 | -6.6845 | -6.6845 | 3550.1512 | 26555.1312 |  | 0
1934-09-16 | 0 | 0 | 0 | 0 | -6.6845 | -6.6845 | 3543.4667 | 26505.1311 |  | 0
1934-09-17 | 0 | 0 | 0 | 0 | -6.6845 | -6.6845 | 3536.7822 | 26455.1311 |  | 0
1934-09-18 | 0 | 0 | 0 | 0 | -6.6845 | -6.6845 | 3530.0977 | 26405.131 |  | 0
1934-09-19 | 0 | 0 | 0 | 0 | -6.6845 | -6.6845 | 3523.4132 | 26355.131 |  | 0
1934-09-20 | 0 | 0 | 0 | 0 | -6.6845 | -6.6845 | 3516.7287 | 26305.1309 |  | 0
1934-09-21 | 0 | 0 | 0 | 0 | -6.6845 | -6.6845 | 3510.0442 | 26255.1308 |  | 0
1934-09-22 | 0 | 0 | 0 | 0 | -6.6845 | -6.6845 | 3503.3597 | 26205.1308 |  | 0
1934-09-23 | 0 | 0 | 0 | 0 | -6.6845 | -6.6845 | 3496.6752 | 26155.1307 |  | 0
1934-09-24 | 0 | 0 | 0 | 0 | -6.6845 | -6.6845 | 3489.9907 | 26105.1307 |  | 0
1934-09-25 | 0 | 0 | 0 | 0 | -6.6845 | -6.6845 | 3483.3062 | 26055.1306 |  | 0
1934-09-26 | 0 | 0 | 0 | 0 | -6.6845 | -6.6845 | 3476.6217 | 26005.1305 |  | 0
1934-09-27 | 0 | 0 | 0 | 0 | -6.6845 | -6.6845 | 3469.9372 | 25955.1305 |  | 0
1934-09-28 | 0 | 0 | 0 | 0 | -6.6845 | -6.6845 | 3463.2527 | 25905.1304 |  | 0
1934-09-29 | 0 | 0 | 0 | 0 | -6.6845 | -6.6845 | 3456.5682 | 25855.1304 |  | 0
1934-09-30 | 0 | 0 | 0 | 0 | -6.6845 | -6.6845 | 3449.8837 | 25805.1303 |  | 0
1934-10-01 | 0 | 0 | 0 | 0 | -6.6845 | -6.6845 | 3443.1992 | 25755.1302 |  | 0
1934-10-02 | 0 | 0 | 0 | 0 | -6.6845 | -6.6845 | 3436.5147 | 25705.1302 |  | 0
1934-10-03 | 0 | 0 | 0 | 0 | -6.6845 | -6.6845 | 3429.8302 | 25655.1301 |  | 0
1934-10-04 | 0 | 0 | 0 | 0 | -6.6845 | -6.6845 | 3423.1457 | 25605.1301 |  | 0
1934-10-05 | 0 | 0 | 0 | 0 | -6.6845 | -6.6845 | 3416.4612 | 25555.13 |  | 0
1934-10-06 | 0 | 0 | 0 | 0 | -6.6845 | -6.6845 | 3409.7767 | 25505.1299 |  | 0
1934-10-07 | 0 | 0 | 0 | 0 | -6.6845 | -6.6845 | 3403.0922 | 25455.1299 |  | 0
1934-10-08 | 0 | 0 | 0 | 0 | -6.6845 | -6.6845 | 3396.4077 | 25405.1298 |  | 0
1934-10-09 | 0 | 0 | 0 | 0 | -6.6845 | -6.6845 | 3389.7232 | 25355.1298 |  | 0
1934-10-10 | 0 | 0 | 0 | 0 | -6.6845 | -6.6845 | 3383.0387 | 25305.1297 |  | 0
1934-10-11 | 0 | 0 | 0 | 0 | -6.6845 | -6.6845 | 3376.3542 | 25255.1296 |  | 0
1934-10-12 | 0 | 0 | 0 | 0 | -6.6845 | -6.6845 | 3369.6697 | 25205.1296 |  | 0
1934-10-13 | 0 | 0 | 0 | 0 | -6.6845 | -6.6845 | 3362.9852 | 25155.1295 |  | 0
1934-10-14 | 0 | 0 | 0 | 0 | -6.6845 | -6.6845 | 3356.3007 | 25105.1295 |  | 0
1934-10-15 | 0 | 0 | 0 | 0 | -6.6845 | -6.6845 | 3349.6162 | 25055.1294 |  | 0
1934-10-16 | 0 | 0 | 0 | 0 | -6.6845 | -6.6845 | 3342.9317 | 25005.1293 |  | 0
1934-10-17 | 0 | 0 | 0 | 0 | -6.6845 | -6.6845 | 3336.2472 | 24955.1293 |  | 0
1934-10-18 | 0 | 0 | 0 | 0 | -6.6845 | -6.6845 | 3329.5627 | 24905.1292 |  | 0
1934-10-19 | 0 | 0 | 0 | 0 | -6.6845 | -6.6845 | 3322.8782 | 24855.1292 |  | 0
1934-10-20 | 0 | 0 | 0 | 0 | -6.6845 | -6.6845 | 3316.1937 | 24805.1291 |  | 0
1934-10-21 | 0 | 0 | 0 | 0 | -6.6845 | -6.6845 | 3309.5092 | 24755.129 |  | 0
1934-10-22 | 0 | 0 | 0 | 0 | -6.6845 | -6.6845 | 3302.8247 | 24705.129 |  | 0
1934-10-23 | 0 | 0 | 0 | 0 | -6.6845 | -6.6845 | 3296.1402 | 24655.1289 |  | 0
1934-10-24 | 0 | 0 | 0 | 0 | -6.6845 | -6.6845 | 3289.4557 | 24605.1289 |  | 0
1934-10-25 | 0 | 0 | 0 | 0 | -6.6845 | -6.6845 | 3282.7712 | 24555.1288 |  | 0
1934-10-26 | 0 | 0 | 0 | 0 | -6.6845 | -6.6845 | 3276.0867 | 24505.1287 |  | 0
1934-10-27 | 0 | 0 | 0 | 0 | -6.6845 | -6.6845 | 3269.4022 | 24455.1287 |  | 0
1934-10-28 | 0 | 0 | 0 | 0 | -6.6845 | -6.6845 | 3262.7177 | 24405.1286 |  | 0
1934-10-29 | 0 | 0 | 0 | 0 | -6.6845 | -6.6845 | 3256.0332 | 24355.1286 |  | 0
1934-10-30 | 0 | 0 | 0 | 0 | -6.6845 | -6.6845 | 3249.3487 | 24305.1285 |  | 0
1934-10-31 | 0 | 0 | 0 | 0 | -6.6845 | -6.6845 | 3242.6642 | 24255.1284 |  | 0
1934-11-01 | 0 | 0 | 0 | 0 | -6.6845 | -6.6845 | 3235.9797 | 24205.1284 |  | 0
1934-11-02 | 0 | 0 | 0 | 0 | -6.6845 | -6.6845 | 3229.2952 | 24155.1283 |  | 0
1934-11-03 | 0 | 0 | 0 | 0 | -6.6845 | -6.6845 | 3222.6107 | 24105.1283 |  | 0
1934-11-04 | 0 | 0 | 0 | 0 | -6.6845 | -6.6845 | 3215.9262 | 24055.1282 |  | 0
1934-11-05 | 0 | 0 | 0 | 0 | -6.6845 | -6.6845 | 3209.2417 | 24005.1281 |  | 0
1934-11-06 | 0 | 0 | 0 | 0 | -6.6845 | -6.6845 | 3202.5572 | 23955.1281 |  | 0
1934-11-07 | 0 | 0 | 0 | 0 | -6.6845 | -6.6845 | 3195.8727 | 23905.128 |  | 0
1934-11-08 | 0 | 0 | 0 | 0 | -6.6845 | -6.6845 | 3189.1882 | 23855.128 |  | 0
1934-11-09 | 0 | 0 | 0 | 0 | -6.6845 | -6.6845 | 3182.5037 | 23805.1279 |  | 0
1934-11-10 | 0 | 0 | 0 | 0 | -6.6845 | -6.6845 | 3175.8192 | 23755.1278 |  | 0
1934-11-11 | 0 | 0 | 0 | 0 | -6.6845 | -6.6845 | 3169.1347 | 23705.1278 |  | 0
1934-11-12 | 0 | 0 | 0 | 0 | -6.6845 | -6.6845 | 3162.4502 | 23655.1277 |  | 0
1934-11-13 | 0 | 0 | 0 | 0 | -6.6845 | -6.6845 | 3155.7657 | 23605.1277 |  | 0
1934-11-14 | 0 | 0 | 0 | 0 | -6.6845 | -6.6845 | 3149.0812 | 23555.1276 |  | 0
1934-11-15 | 0.0275 | 69.1702 | 3.6551 | 3.6551 | 58.8306 | 58.8306 | 3207.9118 | 23995.1806 |  | 0
1934-11-16 | 0 | 0 | 0 | 0 | -6.6845 | -6.6845 | 3201.2273 | 23945.1806 |  | 0
1934-11-17 | 0 | 0 | 0 | 0 | -6.6845 | -6.6845 | 3194.5428 | 23895.1805 |  | 0
1934-11-18 | 0 | 0 | 0 | 0 | -6.6845 | -6.6845 | 3187.8583 | 23845.1804 |  | 0
1934-11-19 | 0 | 0 | 0 | 0 | -6.6845 | -6.6845 | 3181.1738 | 23795.1804 |  | 0
1934-11-20 | 0 | 0 | 0 | 0 | -6.6845 | -6.6845 | 3174.4893 | 23745.1803 |  | 0
1934-11-21 | 0 | 0 | 0 | 0 | -6.6845 | -6.6845 | 3167.8048 | 23695.1803 |  | 0
1934-11-22 | 0 | 0 | 0 | 0 | -6.6845 | -6.6845 | 3161.1203 | 23645.1802 |  | 0
1934-11-23 | 0 | 0 | 0 | 0 | -6.6845 | -6.6845 | 3154.4358 | 23595.1801 |  | 0
1934-11-24 | 0 | 0 | 0 | 0 | -6.6845 | -6.6845 | 3147.7513 | 23545.1801 |  | 0
1934-11-25 | 0 | 0 | 0 | 0 | -6.6845 | -6.6845 | 3141.0668 | 23495.18 |  | 0
1934-11-26 | 0 | 0 | 0 | 0 | -6.6845 | -6.6845 | 3134.3823 | 23445.18 |  | 0
1934-11-27 | 0 | 0 | 0 | 0 | -6.6845 | -6.6845 | 3127.6978 | 23395.1799 |  | 0
1934-11-28 | 0 | 0 | 0 | 0 | -6.6845 | -6.6845 | 3121.0133 | 23345.1798 |  | 0
1934-11-29 | 0 | 0 | 0 | 0 | -6.6845 | -6.6845 | 3114.3288 | 23295.1798 |  | 0
1934-11-30 | 0 | 0 | 0 | 0 | -6.6845 | -6.6845 | 3107.6443 | 23245.1797 |  | 0
1934-12-01 | 0 | 0 | 0 | 0 | -6.6845 | -6.6845 | 3100.9598 | 23195.1797 |  | 0
1934-12-02 | 0 | 0 | 0 | 0 | -6.6845 | -6.6845 | 3094.2753 | 23145.1796 |  | 0
1934-12-03 | 0 | 0 | 0 | 0 | -6.6845 | -6.6845 | 3087.5908 | 23095.1795 |  | 0
1934-12-04 | 0 | 0 | 0 | 0 | -6.6845 | -6.6845 | 3080.9063 | 23045.1795 |  | 0
1934-12-05 | 0.014167 | 35.6331 | 3.6551 | 3.6551 | 25.2936 | 25.2936 | 3106.1999 | 23234.3753 |  | 0
1934-12-06 | 0 | 0 | 0 | 0 | -6.6845 | -6.6845 | 3099.5154 | 23184.3752 |  | 0
1934-12-07 | 0 | 0 | 0 | 0 | -6.6845 | -6.6845 | 3092.8309 | 23134.3751 |  | 0
1934-12-08 | 0 | 0 | 0 | 0 | -6.6845 | -6.6845 | 3086.1464 | 23084.3751 |  | 0
1934-12-09 | 0 | 0 | 0 | 0 | -6.6845 | -6.6845 | 3079.4619 | 23034.375 |  | 0
1934-12-10 | 0 | 0 | 0 | 0 | -6.6845 | -6.6845 | 3072.7774 | 22984.375 |  | 0
1934-12-11 | 0 | 0 | 0 | 0 | -6.6845 | -6.6845 | 3066.0929 | 22934.3749 |  | 0
1934-12-12 | 0 | 0 | 0 | 0 | -6.6845 | -6.6845 | 3059.4084 | 22884.3748 |  | 0
1934-12-13 | 0 | 0 | 0 | 0 | -6.6845 | -6.6845 | 3052.7239 | 22834.3748 |  | 0
1934-12-14 | 0 | 0 | 0 | 0 | -6.6845 | -6.6845 | 3046.0394 | 22784.3747 |  | 0
1934-12-15 | 0 | 0 | 0 | 0 | -6.6845 | -6.6845 | 3039.3549 | 22734.3747 |  | 0
1934-12-16 | 0 | 0 | 0 | 0 | -6.6845 | -6.6845 | 3032.6704 | 22684.3746 |  | 0
1934-12-17 | 0 | 0 | 0 | 0 | -6.6845 | -6.6845 | 3025.9859 | 22634.3745 |  | 0
1934-12-18 | 0 | 0 | 0 | 0 | -6.6845 | -6.6845 | 3019.3014 | 22584.3745 |  | 0
1934-12-19 | 0 | 0 | 0 | 0 | -6.6845 | -6.6845 | 3012.6169 | 22534.3744 |  | 0
1934-12-20 | 0 | 0 | 0 | 0 | -6.6845 | -6.6845 | 3005.9324 | 22484.3744 |  | 0
1934-12-21 | 0 | 0 | 0 | 0 | -6.6845 | -6.6845 | 2999.2479 | 22434.3743 |  | 0
1934-12-22 | 0 | 0 | 0 | 0 | -6.6845 | -6.6845 | 2992.5634 | 22384.3742 |  | 0
1934-12-23 | 0 | 0 | 0 | 0 | -6.6845 | -6.6845 | 2985.8789 | 22334.3742 |  | 0
1934-12-24 | 0 | 0 | 0 | 0 | -6.6845 | -6.6845 | 2979.1944 | 22284.3741 |  | 0
1934-12-25 | 0 | 0 | 0 | 0 | -6.6845 | -6.6845 | 2972.5099 | 22234.3741 |  | 0
1934-12-26 | 0 | 0 | 0 | 0 | -6.6845 | -6.6845 | 2965.8254 | 22184.374 |  | 0
1934-12-27 | 0 | 0 | 0 | 0 | -6.6845 | -6.6845 | 2959.1409 | 22134.3739 |  | 0
1934-12-28 | 0 | 0 | 0 | 0 | -6.6845 | -6.6845 | 2952.4564 | 22084.3739 |  | 0
1934-12-29 | 0 | 0 | 0 | 0 | -6.6845 | -6.6845 | 2945.7719 | 22034.3738 |  | 0
1934-12-30 | 0 | 0 | 0 | 0 | -6.6845 | -6.6845 | 2939.0874 | 21984.3738 |  | 0
1934-12-31 | 0 | 0 | 0 | 0 | -6.6845 | -6.6845 | 2932.4029 | 21934.3737 |  | 0
1935-01-01 | 0 | 0 | 0 | 0 | -6.6845 | -6.6845 | 2925.7184 | 21884.3736 |  | 0
1935-01-02 | 0 | 0 | 0 | 0 | -6.6845 | -6.6845 | 2919.0339 | 21834.3736 |  | 0
1935-01-03 | 0 | 0 | 0 | 0 | -6.6845 | -6.6845 | 2912.3494 | 21784.3735 |  | 0
1935-01-04 | 0 | 0 | 0 | 0 | -6.6845 | -6.6845 | 2905.6649 | 21734.3735 |  | 0
1935-01-05 | 0 | 0 | 0 | 0 | -6.6845 | -6.6845 | 2898.9804 | 21684.3734 |  | 0
1935-01-06 | 0 | 0 | 0 | 0 | -6.6845 | -6.6845 | 2892.2959 | 21634.3733 |  | 0
1935-01-07 | 0 | 0 | 0 | 0 | -6.6845 | -6.6845 | 2885.6114 | 21584.3733 |  | 0
1935-01-08 | 0 | 0 | 0 | 0 | -6.6845 | -6.6845 | 2878.9269 | 21534.3732 |  | 0
1935-01-09 | 0 | 0 | 0 | 0 | -6.6845 | -6.6845 | 2872.2424 | 21484.3732 |  | 0
1935-01-10 | 0 | 0 | 0 | 0 | -6.6845 | -6.6845 | 2865.5579 | 21434.3731 |  | 0
1935-01-11 | 0 | 0 | 0 | 0 | -6.6845 | -6.6845 | 2858.8734 | 21384.373 |  | 0
1935-01-12 | 0 | 0 | 0 | 0 | -6.6845 | -6.6845 | 2852.1889 | 21334.373 |  | 0
1935-01-13 | 0 | 0 | 0 | 0 | -6.6845 | -6.6845 | 2845.5044 | 21284.3729 |  | 0
1935-01-14 | 0 | 0 | 0 | 0 | -6.6845 | -6.6845 | 2838.8199 | 21234.3729 |  | 0
1935-01-15 | 0 | 0 | 0 | 0 | -6.6845 | -6.6845 | 2832.1354 | 21184.3728 |  | 0
1935-01-16 | 0 | 0 | 0 | 0 | -6.6845 | -6.6845 | 2825.4509 | 21134.3727 |  | 0
1935-01-17 | 0.016667 | 41.9213 | 3.6551 | 3.6551 | 31.5818 | 31.5818 | 2857.0327 | 21370.6043 |  | 0
1935-01-18 | 0 | 0 | 0 | 0 | -6.6845 | -6.6845 | 2850.3482 | 21320.6042 |  | 0
1935-01-19 | 0 | 0 | 0 | 0 | -6.6845 | -6.6845 | 2843.6637 | 21270.6041 |  | 0
1935-01-20 | 0 | 0 | 0 | 0 | -6.6845 | -6.6845 | 2836.9792 | 21220.6041 |  | 0
1935-01-21 | 0 | 0 | 0 | 0 | -6.6845 | -6.6845 | 2830.2947 | 21170.604 |  | 0
1935-01-22 | 0 | 0 | 0 | 0 | -6.6845 | -6.6845 | 2823.6102 | 21120.604 |  | 0
1935-01-23 | 0 | 0 | 0 | 0 | -6.6845 | -6.6845 | 2816.9257 | 21070.6039 |  | 0
1935-01-24 | 0 | 0 | 0 | 0 | -6.6845 | -6.6845 | 2810.2412 | 21020.6038 |  | 0
1935-01-25 | 0 | 0 | 0 | 0 | -6.6845 | -6.6845 | 2803.5567 | 20970.6038 |  | 0
1935-01-26 | 0 | 0 | 0 | 0 | -6.6845 | -6.6845 | 2796.8722 | 20920.6037 |  | 0
1935-01-27 | 0 | 0 | 0 | 0 | -6.6845 | -6.6845 | 2790.1877 | 20870.6037 |  | 0
1935-01-28 | 0 | 0 | 0 | 0 | -6.6845 | -6.6845 | 2783.5032 | 20820.6036 |  | 0
1935-01-29 | 0 | 0 | 0 | 0 | -6.6845 | -6.6845 | 2776.8187 | 20770.6035 |  | 0
1935-01-30 | 0 | 0 | 0 | 0 | -6.6845 | -6.6845 | 2770.1342 | 20720.6035 |  | 0
1935-01-31 | 0 | 0 | 0 | 0 | -6.6845 | -6.6845 | 2763.4497 | 20670.6034 |  | 0
1935-02-01 | 0 | 0 | 0 | 0 | -6.6845 | -6.6845 | 2756.7652 | 20620.6034 |  | 0
1935-02-02 | 0 | 0 | 0 | 0 | -6.6845 | -6.6845 | 2750.0807 | 20570.6033 |  | 0
1935-02-03 | 0 | 0 | 0 | 0 | -6.6845 | -6.6845 | 2743.3962 | 20520.6032 |  | 0
1935-02-04 | 0 | 0 | 0 | 0 | -6.6845 | -6.6845 | 2736.7117 | 20470.6032 |  | 0
1935-02-05 | 0 | 0 | 0 | 0 | -6.6845 | -6.6845 | 2730.0272 | 20420.6031 |  | 0
1935-02-06 | 0.0275 | 69.1702 | 3.6551 | 3.6551 | 58.8306 | 58.8306 | 2788.8578 | 20860.6562 |  | 0
1935-02-07 | 0 | 0 | 0 | 0 | -6.6845 | -6.6845 | 2782.1733 | 20810.6561 |  | 0
1935-02-08 | 0 | 0 | 0 | 0 | -6.6845 | -6.6845 | 2775.4888 | 20760.656 |  | 0
1935-02-09 | 0 | 0 | 0 | 0 | -6.6845 | -6.6845 | 2768.8043 | 20710.656 |  | 0
1935-02-10 | 0.0125 | 31.441 | 3.6551 | 3.6551 | 21.1014 | 21.1014 | 2789.9057 | 20868.4946 |  | 0
1935-02-11 | 0 | 0 | 0 | 0 | -6.6845 | -6.6845 | 2783.2212 | 20818.4945 |  | 0
1935-02-12 | 0.0175 | 44.0174 | 3.6551 | 3.6551 | 33.6778 | 33.6778 | 2816.899 | 21070.4046 |  | 0
1935-02-13 | 0 | 0 | 0 | 0 | -6.6845 | -6.6845 | 2810.2145 | 21020.4046 |  | 0
1935-02-14 | 0 | 0 | 0 | 0 | -6.6845 | -6.6845 | 2803.53 | 20970.4045 |  | 0
1935-02-15 | 0 | 0 | 0 | 0 | -6.6845 | -6.6845 | 2796.8455 | 20920.4044 |  | 0
1935-02-16 | 0 | 0 | 0 | 0 | -6.6845 | -6.6845 | 2790.161 | 20870.4044 |  | 0
1935-02-17 | 0 | 0 | 0 | 0 | -6.6845 | -6.6845 | 2783.4765 | 20820.4043 |  | 0
1935-02-18 | 0 | 0 | 0 | 0 | -6.6845 | -6.6845 | 2776.792 | 20770.4043 |  | 0
1935-02-19 | 0 | 0 | 0 | 0 | -6.6845 | -6.6845 | 2770.1075 | 20720.4042 |  | 0
1935-02-20 | 0 | 0 | 0 | 0 | -6.6845 | -6.6845 | 2763.423 | 20670.4041 |  | 0
1935-02-21 | 0 | 0 | 0 | 0 | -6.6845 | -6.6845 | 2756.7385 | 20620.4041 |  | 0
1935-02-22 | 0 | 0 | 0 | 0 | -6.6845 | -6.6845 | 2750.054 | 20570.404 |  | 0
1935-02-23 | 0 | 0 | 0 | 0 | -6.6845 | -6.6845 | 2743.3695 | 20520.404 |  | 0
1935-02-24 | 0 | 0 | 0 | 0 | -6.6845 | -6.6845 | 2736.685 | 20470.4039 |  | 0
1935-02-25 | 0 | 0 | 0 | 0 | -6.6845 | -6.6845 | 2730.0005 | 20420.4038 |  | 0
1935-02-26 | 0 | 0 | 0 | 0 | -6.6845 | -6.6845 | 2723.316 | 20370.4038 |  | 0
1935-02-27 | 0 | 0 | 0 | 0 | -6.6845 | -6.6845 | 2716.6315 | 20320.4037 |  | 0
1935-02-28 | 0 | 0 | 0 | 0 | -6.6845 | -6.6845 | 2709.947 | 20270.4037 |  | 0
1935-03-01 | 0 | 0 | 0 | 0 | -6.6845 | -6.6845 | 2703.2625 | 20220.4036 |  | 0
1935-03-02 | 0 | 0 | 0 | 0 | -6.6845 | -6.6845 | 2696.578 | 20170.4035 |  | 0
1935-03-03 | 0 | 0 | 0 | 0 | -6.6845 | -6.6845 | 2689.8935 | 20120.4035 |  | 0
1935-03-04 | 0 | 0 | 0 | 0 | -6.6845 | -6.6845 | 2683.209 | 20070.4034 |  | 0
1935-03-05 | 0 | 0 | 0 | 0 | -6.6845 | -6.6845 | 2676.5245 | 20020.4034 |  | 0
1935-03-06 | 0 | 0 | 0 | 0 | -6.6845 | -6.6845 | 2669.84 | 19970.4033 |  | 0
1935-03-07 | 0 | 0 | 0 | 0 | -6.6845 | -6.6845 | 2663.1555 | 19920.4032 |  | 0
1935-03-08 | 0 | 0 | 0 | 0 | -6.6845 | -6.6845 | 2656.471 | 19870.4032 |  | 0
1935-03-09 | 0 | 0 | 0 | 0 | -6.6845 | -6.6845 | 2649.7865 | 19820.4031 |  | 0
1935-03-10 | 0 | 0 | 0 | 0 | -6.6845 | -6.6845 | 2643.102 | 19770.4031 |  | 0
1935-03-11 | 0 | 0 | 0 | 0 | -6.6845 | -6.6845 | 2636.4175 | 19720.403 |  | 0
1935-03-12 | 0 | 0 | 0 | 0 | -6.6845 | -6.6845 | 2629.733 | 19670.4029 |  | 0
1935-03-13 | 0 | 0 | 0 | 0 | -6.6845 | -6.6845 | 2623.0485 | 19620.4029 |  | 0
1935-03-14 | 0 | 0 | 0 | 0 | -6.6845 | -6.6845 | 2616.364 | 19570.4028 |  | 0
1935-03-15 | 0 | 0 | 0 | 0 | -6.6845 | -6.6845 | 2609.6795 | 19520.4028 |  | 0
1935-03-16 | 0 | 0 | 0 | 0 | -6.6845 | -6.6845 | 2602.995 | 19470.4027 |  | 0
1935-03-17 | 0 | 0 | 0 | 0 | -6.6845 | -6.6845 | 2596.3105 | 19420.4026 |  | 0
1935-03-18 | 0 | 0 | 0 | 0 | -6.6845 | -6.6845 | 2589.626 | 19370.4026 |  | 0
1935-03-19 | 0 | 0 | 0 | 0 | -6.6845 | -6.6845 | 2582.9415 | 19320.4025 |  | 0
1935-03-20 | 0 | 0 | 0 | 0 | -6.6845 | -6.6845 | 2576.257 | 19270.4025 |  | 0
1935-03-21 | 0 | 0 | 0 | 0 | -6.6845 | -6.6845 | 2569.5725 | 19220.4024 |  | 0
1935-03-22 | 0 | 0 | 0 | 0 | -6.6845 | -6.6845 | 2562.888 | 19170.4023 |  | 0
1935-03-23 | 0 | 0 | 0 | 0 | -6.6845 | -6.6845 | 2556.2035 | 19120.4023 |  | 0
1935-03-24 | 0 | 0 | 0 | 0 | -6.6845 | -6.6845 | 2549.519 | 19070.4022 |  | 0
1935-03-25 | 0 | 0 | 0 | 0 | -6.6845 | -6.6845 | 2542.8345 | 19020.4022 |  | 0
1935-03-26 | 0 | 0 | 0 | 0 | -6.6845 | -6.6845 | 2536.15 | 18970.4021 |  | 0
1935-03-27 | 0 | 0 | 0 | 0 | -6.6845 | -6.6845 | 2529.4655 | 18920.402 |  | 0
1935-03-28 | 0 | 0 | 0 | 0 | -6.6845 | -6.6845 | 2522.781 | 18870.402 |  | 0
1935-03-29 | 0 | 0 | 0 | 0 | -6.6845 | -6.6845 | 2516.0965 | 18820.4019 |  | 0
1935-03-30 | 0 | 0 | 0 | 0 | -6.6845 | -6.6845 | 2509.412 | 18770.4019 |  | 0
1935-03-31 | 0 | 0 | 0 | 0 | -6.6845 | -6.6845 | 2502.7275 | 18720.4018 |  | 0
1935-04-01 | 0 | 0 | 0 | 0 | -6.6845 | -6.6845 | 2496.043 | 18670.4017 |  | 0
1935-04-02 | 0 | 0 | 0 | 0 | -6.6845 | -6.6845 | 2489.3585 | 18620.4017 |  | 0
1935-04-03 | 0 | 0 | 0 | 0 | -6.6845 | -6.6845 | 2482.674 | 18570.4016 |  | 0
1935-04-04 | 0 | 0 | 0 | 0 | -6.6845 | -6.6845 | 2475.9895 | 18520.4016 |  | 0
1935-04-05 | 0 | 0 | 0 | 0 | -6.6845 | -6.6845 | 2469.305 | 18470.4015 |  | 0
1935-04-06 | 0 | 0 | 0 | 0 | -6.6845 | -6.6845 | 2462.6205 | 18420.4014 |  | 0
1935-04-07 | 0 | 0 | 0 | 0 | -6.6845 | -6.6845 | 2455.936 | 18370.4014 |  | 0
1935-04-08 | 0 | 0 | 0 | 0 | -6.6845 | -6.6845 | 2449.2515 | 18320.4013 |  | 0
1935-04-09 | 0 | 0 | 0 | 0 | -6.6845 | -6.6845 | 2442.567 | 18270.4013 |  | 0
1935-04-10 | 0 | 0 | 0 | 0 | -6.6845 | -6.6845 | 2435.8825 | 18220.4012 |  | 0
1935-04-11 | 0 | 0 | 0 | 0 | -6.6845 | -6.6845 | 2429.198 | 18170.4011 |  | 0
1935-04-12 | 0 | 0 | 0 | 0 | -6.6845 | -6.6845 | 2422.5135 | 18120.4011 |  | 0
1935-04-13 | 0 | 0 | 0 | 0 | -6.6845 | -6.6845 | 2415.829 | 18070.401 |  | 0
1935-04-14 | 0 | 0 | 0 | 0 | -6.6845 | -6.6845 | 2409.1445 | 18020.401 |  | 0
1935-04-15 | 0 | 0 | 0 | 0 | -6.6845 | -6.6845 | 2402.46 | 17970.4009 |  | 0
1935-04-16 | 0 | 0 | 0 | 0 | -6.6845 | -6.6845 | 2395.7755 | 17920.4008 |  | 0
1935-04-17 | 0 | 0 | 0 | 0 | -6.6845 | -6.6845 | 2389.091 | 17870.4008 |  | 0
1935-04-18 | 0 | 0 | 0 | 0 | -6.6845 | -6.6845 | 2382.4065 | 17820.4007 |  | 0
1935-04-19 | 0.031667 | 79.6505 | 3.6551 | 3.6551 | 69.311 | 69.311 | 2451.7175 | 18338.8467 |  | 0
1935-04-20 | 0 | 0 | 0 | 0 | -6.6845 | -6.6845 | 2445.033 | 18288.8466 |  | 0
1935-04-21 | 0 | 0 | 0 | 0 | -6.6845 | -6.6845 | 2438.3485 | 18238.8465 |  | 0
1935-04-22 | 0 | 0 | 0 | 0 | -6.6845 | -6.6845 | 2431.664 | 18188.8465 |  | 0
1935-04-23 | 0 | 0 | 0 | 0 | -6.6845 | -6.6845 | 2424.9795 | 18138.8464 |  | 0
1935-04-24 | 0 | 0 | 0 | 0 | -6.6845 | -6.6845 | 2418.295 | 18088.8464 |  | 0
1935-04-25 | 0.0083333 | 20.9607 | 3.6551 | 3.6551 | 10.6211 | 10.6211 | 2428.9161 | 18168.2921 |  | 0
1935-04-26 | 0 | 0 | 0 | 0 | -6.6845 | -6.6845 | 2422.2316 | 18118.292 |  | 0
1935-04-27 | 0 | 0 | 0 | 0 | -6.6845 | -6.6845 | 2415.5471 | 18068.292 |  | 0
1935-04-28 | 0 | 0 | 0 | 0 | -6.6845 | -6.6845 | 2408.8626 | 18018.2919 |  | 0
1935-04-29 | 0 | 0 | 0 | 0 | -6.6845 | -6.6845 | 2402.1781 | 17968.2918 |  | 0
1935-04-30 | 0 | 0 | 0 | 0 | -6.6845 | -6.6845 | 2395.4936 | 17918.2918 |  | 0
1935-05-01 | 0 | 0 | 0 | 0 | -6.6845 | -6.6845 | 2388.8091 | 17868.2917 |  | 0
1935-05-02 | 0 | 0 | 0 | 0 | -6.6845 | -6.6845 | 2382.1246 | 17818.2917 |  | 0
1935-05-03 | 0 | 0 | 0 | 0 | -6.6845 | -6.6845 | 2375.4401 | 17768.2916 |  | 0
1935-05-04 | 0 | 0 | 0 | 0 | -6.6845 | -6.6845 | 2368.7556 | 17718.2915 |  | 0
1935-05-05 | 0 | 0 | 0 | 0 | -6.6845 | -6.6845 | 2362.0711 | 17668.2915 |  | 0
1935-05-06 | 0 | 0 | 0 | 0 | -6.6845 | -6.6845 | 2355.3866 | 17618.2914 |  | 0
1935-05-07 | 0 | 0 | 0 | 0 | -6.6845 | -6.6845 | 2348.7021 | 17568.2914 |  | 0
1935-05-08 | 0 | 0 | 0 | 0 | -6.6845 | -6.6845 | 2342.0176 | 17518.2913 |  | 0
1935-05-09 | 0 | 0 | 0 | 0 | -6.6845 | -6.6845 | 2335.3331 | 17468.2912 |  | 0
1935-05-10 | 0 | 0 | 0 | 0 | -6.6845 | -6.6845 | 2328.6486 | 17418.2912 |  | 0
1935-05-11 | 0 | 0 | 0 | 0 | -6.6845 | -6.6845 | 2321.9641 | 17368.2911 |  | 0
1935-05-12 | 0 | 0 | 0 | 0 | -6.6845 | -6.6845 | 2315.2796 | 17318.2911 |  | 0
1935-05-13 | 0 | 0 | 0 | 0 | -6.6845 | -6.6845 | 2308.5951 | 17268.291 |  | 0
1935-05-14 | 0 | 0 | 0 | 0 | -6.6845 | -6.6845 | 2301.9106 | 17218.2909 |  | 0
1935-05-15 | 0 | 0 | 0 | 0 | -6.6845 | -6.6845 | 2295.2261 | 17168.2909 |  | 0
1935-05-16 | 0.0083333 | 20.9607 | 3.6551 | 3.6551 | 10.6211 | 10.6211 | 2305.8471 | 17247.7366 |  | 0
1935-05-17 | 0 | 0 | 0 | 0 | -6.6845 | -6.6845 | 2299.1626 | 17197.7366 |  | 0
1935-05-18 | 0 | 0 | 0 | 0 | -6.6845 | -6.6845 | 2292.4781 | 17147.7365 |  | 0
1935-05-19 | 0 | 0 | 0 | 0 | -6.6845 | -6.6845 | 2285.7936 | 17097.7364 |  | 0
1935-05-20 | 0 | 0 | 0 | 0 | -6.6845 | -6.6845 | 2279.1091 | 17047.7364 |  | 0
1935-05-21 | 0 | 0 | 0 | 0 | -6.6845 | -6.6845 | 2272.4246 | 16997.7363 |  | 0
1935-05-22 | 0 | 0 | 0 | 0 | -6.6845 | -6.6845 | 2265.7401 | 16947.7363 |  | 0
1935-05-23 | 0 | 0 | 0 | 0 | -6.6845 | -6.6845 | 2259.0556 | 16897.7362 |  | 0
1935-05-24 | 0.043333 | 108.9955 | 3.6551 | 3.6551 | 98.6559 | 98.6559 | 2357.7115 | 17635.6822 |  | 0
1935-05-25 | 0 | 0 | 0 | 0 | -6.6845 | -6.6845 | 2351.027 | 17585.6822 |  | 0
1935-05-26 | 0 | 0 | 0 | 0 | -6.6845 | -6.6845 | 2344.3425 | 17535.6821 |  | 0
1935-05-27 | 0 | 0 | 0 | 0 | -6.6845 | -6.6845 | 2337.658 | 17485.682 |  | 0
1935-05-28 | 0 | 0 | 0 | 0 | -6.6845 | -6.6845 | 2330.9735 | 17435.682 |  | 0
1935-05-29 | 0 | 0 | 0 | 0 | -6.6845 | -6.6845 | 2324.289 | 17385.6819 |  | 0
1935-05-30 | 0 | 0 | 0 | 0 | -6.6845 | -6.6845 | 2317.6045 | 17335.6819 |  | 0
1935-05-31 | 0 | 0 | 0 | 0 | -6.6845 | -6.6845 | 2310.92 | 17285.6818 |  | 0
1935-06-01 | 0.041667 | 104.8033 | 3.6551 | 3.6551 | 94.4638 | 94.4638 | 2405.3838 | 17992.2707 |  | 0
1935-06-02 | 0 | 0 | 0 | 0 | -6.6845 | -6.6845 | 2398.6993 | 17942.2706 |  | 0
1935-06-03 | 0 | 0 | 0 | 0 | -6.6845 | -6.6845 | 2392.0148 | 17892.2706 |  | 0
1935-06-04 | 0.040833 | 102.7073 | 3.6551 | 3.6551 | 92.3677 | 92.3677 | 2484.3825 | 18583.1808 |  | 0
1935-06-05 | 0 | 0 | 0 | 0 | -6.6845 | -6.6845 | 2477.698 | 18533.1808 |  | 0
1935-06-06 | 0 | 0 | 0 | 0 | -6.6845 | -6.6845 | 2471.0135 | 18483.1807 |  | 0
1935-06-07 | 0 | 0 | 0 | 0 | -6.6845 | -6.6845 | 2464.329 | 18433.1807 |  | 0
1935-06-08 | 0 | 0 | 0 | 0 | -6.6845 | -6.6845 | 2457.6445 | 18383.1806 |  | 0
1935-06-09 | 0 | 0 | 0 | 0 | -6.6845 | -6.6845 | 2450.96 | 18333.1805 |  | 0
1935-06-10 | 0 | 0 | 0 | 0 | -6.6845 | -6.6845 | 2444.2755 | 18283.1805 |  | 0
1935-06-11 | 0.031667 | 79.6505 | 3.6551 | 3.6551 | 69.311 | 69.311 | 2513.5864 | 18801.6264 |  | 0
1935-06-12 | 0.031667 | 79.6505 | 3.6551 | 3.6551 | 69.311 | 69.311 | 2582.8974 | 19320.0723 |  | 0
1935-06-13 | 0.025 | 62.882 | 3.6551 | 3.6551 | 52.5424 | 52.5424 | 2635.4398 | 19713.0896 |  | 0
1935-06-14 | 0.0058333 | 14.6725 | 3.6551 | 3.6551 | 4.3329 | 4.3329 | 2639.7727 | 19745.4996 |  | 0
1935-06-15 | 0 | 0 | 0 | 0 | -6.6845 | -6.6845 | 2633.0882 | 19695.4996 |  | 0
1935-06-16 | 0 | 0 | 0 | 0 | -6.6845 | -6.6845 | 2626.4037 | 19645.4995 |  | 0
1935-06-17 | 0 | 0 | 0 | 0 | -6.6845 | -6.6845 | 2619.7192 | 19595.4995 |  | 0
1935-06-18 | 0 | 0 | 0 | 0 | -6.6845 | -6.6845 | 2613.0347 | 19545.4994 |  | 0
1935-06-19 | 0 | 0 | 0 | 0 | -6.6845 | -6.6845 | 2606.3502 | 19495.4993 |  | 0
1935-06-20 | 0 | 0 | 0 | 0 | -6.6845 | -6.6845 | 2599.6657 | 19445.4993 |  | 0
1935-06-21 | 0 | 0 | 0 | 0 | -6.6845 | -6.6845 | 2592.9812 | 19395.4992 |  | 0
1935-06-22 | 0 | 0 | 0 | 0 | -6.6845 | -6.6845 | 2586.2967 | 19345.4992 |  | 0
1935-06-23 | 0 | 0 | 0 | 0 | -6.6845 | -6.6845 | 2579.6122 | 19295.4991 |  | 0
1935-06-24 | 0 | 0 | 0 | 0 | -6.6845 | -6.6845 | 2572.9277 | 19245.499 |  | 0
1935-06-25 | 0 | 0 | 0 | 0 | -6.6845 | -6.6845 | 2566.2432 | 19195.499 |  | 0
1935-06-26 | 0 | 0 | 0 | 0 | -6.6845 | -6.6845 | 2559.5587 | 19145.4989 |  | 0
1935-06-27 | 0 | 0 | 0 | 0 | -6.6845 | -6.6845 | 2552.8742 | 19095.4989 |  | 0
1935-06-28 | 0.045833 | 115.2837 | 3.6551 | 3.6551 | 104.9441 | 104.9441 | 2657.8183 | 19880.4806 |  | 0
1935-06-29 | 0 | 0 | 0 | 0 | -6.6845 | -6.6845 | 2651.1338 | 19830.4806 |  | 0
1935-06-30 | 0 | 0 | 0 | 0 | -6.6845 | -6.6845 | 2644.4493 | 19780.4805 |  | 0
1935-07-01 | 0 | 0 | 0 | 0 | -6.6845 | -6.6845 | 2637.7648 | 19730.4804 |  | 0
1935-07-02 | 0.080833 | 203.3185 | 3.6551 | 3.6551 | 192.9789 | 192.9789 | 2830.7437 | 21173.9625 |  | 0
1935-07-03 | 0 | 0 | 0 | 0 | -6.6845 | -6.6845 | 2824.0592 | 21123.9625 |  | 0
1935-07-04 | 0 | 0 | 0 | 0 | -6.6845 | -6.6845 | 2817.3747 | 21073.9624 |  | 0
1935-07-05 | 0 | 0 | 0 | 0 | -6.6845 | -6.6845 | 2810.6902 | 21023.9623 |  | 0
1935-07-06 | 0 | 0 | 0 | 0 | -6.6845 | -6.6845 | 2804.0057 | 20973.9623 |  | 0
1935-07-07 | 0 | 0 | 0 | 0 | -6.6845 | -6.6845 | 2797.3212 | 20923.9622 |  | 0
1935-07-08 | 0 | 0 | 0 | 0 | -6.6845 | -6.6845 | 2790.6367 | 20873.9622 |  | 0
1935-07-09 | 0.024167 | 60.7859 | 3.6551 | 3.6551 | 50.4464 | 50.4464 | 2841.083 | 21251.3009 |  | 0
1935-07-10 | 0 | 0 | 0 | 0 | -6.6845 | -6.6845 | 2834.3985 | 21201.3008 |  | 0
1935-07-11 | 0 | 0 | 0 | 0 | -6.6845 | -6.6845 | 2827.714 | 21151.3008 |  | 0
1935-07-12 | 0 | 0 | 0 | 0 | -6.6845 | -6.6845 | 2821.0295 | 21101.3007 |  | 0
1935-07-13 | 0 | 0 | 0 | 0 | -6.6845 | -6.6845 | 2814.345 | 21051.3006 |  | 0
1935-07-14 | 0 | 0 | 0 | 0 | -6.6845 | -6.6845 | 2807.6605 | 21001.3006 |  | 0
1935-07-15 | 0 | 0 | 0 | 0 | -6.6845 | -6.6845 | 2800.976 | 20951.3005 |  | 0
1935-07-16 | 0 | 0 | 0 | 0 | -6.6845 | -6.6845 | 2794.2915 | 20901.3005 |  | 0
1935-07-17 | 0 | 0 | 0 | 0 | -6.6845 | -6.6845 | 2787.607 | 20851.3004 |  | 0
1935-07-18 | 0 | 0 | 0 | 0 | -6.6845 | -6.6845 | 2780.9225 | 20801.3003 |  | 0
1935-07-19 | 0 | 0 | 0 | 0 | -6.6845 | -6.6845 | 2774.238 | 20751.3003 |  | 0
1935-07-20 | 0 | 0 | 0 | 0 | -6.6845 | -6.6845 | 2767.5535 | 20701.3002 |  | 0
1935-07-21 | 0 | 0 | 0 | 0 | -6.6845 | -6.6845 | 2760.869 | 20651.3002 |  | 0
1935-07-22 | 0.016667 | 41.9213 | 3.6551 | 3.6551 | 31.5818 | 31.5818 | 2792.4508 | 20887.5317 |  | 0
1935-07-23 | 0 | 0 | 0 | 0 | -6.6845 | -6.6845 | 2785.7663 | 20837.5316 |  | 0
1935-07-24 | 0 | 0 | 0 | 0 | -6.6845 | -6.6845 | 2779.0818 | 20787.5316 |  | 0
1935-07-25 | 0.0041667 | 10.4803 | 3.6551 | 3.6551 | 0.14075 | 0.14075 | 2779.2225 | 20788.5844 |  | 0
1935-07-26 | 0.021667 | 54.4977 | 3.6551 | 3.6551 | 44.1582 | 44.1582 | 2823.3807 | 21118.8874 |  | 0
1935-07-27 | 0 | 0 | 0 | 0 | -6.6845 | -6.6845 | 2816.6962 | 21068.8873 |  | 0
1935-07-28 | 0 | 0 | 0 | 0 | -6.6845 | -6.6845 | 2810.0117 | 21018.8872 |  | 0
1935-07-29 | 0 | 0 | 0 | 0 | -6.6845 | -6.6845 | 2803.3272 | 20968.8872 |  | 0
1935-07-30 | 0 | 0 | 0 | 0 | -6.6845 | -6.6845 | 2796.6427 | 20918.8871 |  | 0
1935-07-31 | 0 | 0 | 0 | 0 | -6.6845 | -6.6845 | 2789.9582 | 20868.8871 |  | 0
1935-08-01 | 0 | 0 | 0 | 0 | -6.6845 | -6.6845 | 2783.2737 | 20818.887 |  | 0
1935-08-02 | 0 | 0 | 0 | 0 | -6.6845 | -6.6845 | 2776.5892 | 20768.8869 |  | 0
1935-08-03 | 0.0091667 | 23.0567 | 3.6551 | 3.6551 | 12.7172 | 12.7172 | 2789.3063 | 20864.0113 |  | 0
1935-08-04 | 0.0083333 | 20.9607 | 3.6551 | 3.6551 | 10.6211 | 10.6211 | 2799.9274 | 20943.457 |  | 0
1935-08-05 | 0 | 0 | 0 | 0 | -6.6845 | -6.6845 | 2793.2429 | 20893.4569 |  | 0
1935-08-06 | 0 | 0 | 0 | 0 | -6.6845 | -6.6845 | 2786.5584 | 20843.4569 |  | 0
1935-08-07 | 0 | 0 | 0 | 0 | -6.6845 | -6.6845 | 2779.8739 | 20793.4568 |  | 0
1935-08-08 | 0 | 0 | 0 | 0 | -6.6845 | -6.6845 | 2773.1894 | 20743.4567 |  | 0
1935-08-09 | 0 | 0 | 0 | 0 | -6.6845 | -6.6845 | 2766.5049 | 20693.4567 |  | 0
1935-08-10 | 0 | 0 | 0 | 0 | -6.6845 | -6.6845 | 2759.8204 | 20643.4566 |  | 0
1935-08-11 | 0 | 0 | 0 | 0 | -6.6845 | -6.6845 | 2753.1359 | 20593.4566 |  | 0
1935-08-12 | 0 | 0 | 0 | 0 | -6.6845 | -6.6845 | 2746.4514 | 20543.4565 |  | 0
1935-08-13 | 0 | 0 | 0 | 0 | -6.6845 | -6.6845 | 2739.7669 | 20493.4564 |  | 0
1935-08-14 | 0 | 0 | 0 | 0 | -6.6845 | -6.6845 | 2733.0824 | 20443.4564 |  | 0
1935-08-15 | 0 | 0 | 0 | 0 | -6.6845 | -6.6845 | 2726.3979 | 20393.4563 |  | 0
1935-08-16 | 0 | 0 | 0 | 0 | -6.6845 | -6.6845 | 2719.7134 | 20343.4563 |  | 0
1935-08-17 | 0 | 0 | 0 | 0 | -6.6845 | -6.6845 | 2713.0289 | 20293.4562 |  | 0
1935-08-18 | 0 | 0 | 0 | 0 | -6.6845 | -6.6845 | 2706.3444 | 20243.4561 |  | 0
1935-08-19 | 0 | 0 | 0 | 0 | -6.6845 | -6.6845 | 2699.6599 | 20193.4561 |  | 0
1935-08-20 | 0 | 0 | 0 | 0 | -6.6845 | -6.6845 | 2692.9754 | 20143.456 |  | 0
1935-08-21 | 0 | 0 | 0 | 0 | -6.6845 | -6.6845 | 2686.2909 | 20093.456 |  | 0
1935-08-22 | 0 | 0 | 0 | 0 | -6.6845 | -6.6845 | 2679.6064 | 20043.4559 |  | 0
1935-08-23 | 0 | 0 | 0 | 0 | -6.6845 | -6.6845 | 2672.9219 | 19993.4558 |  | 0
1935-08-24 | 0.0375 | 94.323 | 3.6551 | 3.6551 | 83.9834 | 83.9834 | 2756.9053 | 20621.6518 |  | 0
1935-08-25 | 0 | 0 | 0 | 0 | -6.6845 | -6.6845 | 2750.2208 | 20571.6518 |  | 0
1935-08-26 | 0 | 0 | 0 | 0 | -6.6845 | -6.6845 | 2743.5363 | 20521.6517 |  | 0
1935-08-27 | 0 | 0 | 0 | 0 | -6.6845 | -6.6845 | 2736.8518 | 20471.6516 |  | 0
1935-08-28 | 0.016667 | 41.9213 | 3.6551 | 3.6551 | 31.5818 | 31.5818 | 2768.4336 | 20707.8832 |  | 0
1935-08-29 | 0.0375 | 94.323 | 3.6551 | 3.6551 | 83.9834 | 83.9834 | 2852.417 | 21336.0791 |  | 0
1935-08-30 | 0 | 0 | 0 | 0 | -6.6845 | -6.6845 | 2845.7325 | 21286.0791 |  | 0
1935-08-31 | 0.020833 | 52.4017 | 3.6551 | 3.6551 | 42.0621 | 42.0621 | 2887.7946 | 21600.7035 |  | 0
1935-09-01 | 0 | 0 | 0 | 0 | -6.6845 | -6.6845 | 2881.1101 | 21550.7034 |  | 0
1935-09-02 | 0 | 0 | 0 | 0 | -6.6845 | -6.6845 | 2874.4256 | 21500.7034 |  | 0
1935-09-03 | 0 | 0 | 0 | 0 | -6.6845 | -6.6845 | 2867.7411 | 21450.7033 |  | 0
1935-09-04 | 0 | 0 | 0 | 0 | -6.6845 | -6.6845 | 2861.0566 | 21400.7032 |  | 0
1935-09-05 | 0 | 0 | 0 | 0 | -6.6845 | -6.6845 | 2854.3721 | 21350.7032 |  | 0
1935-09-06 | 0 | 0 | 0 | 0 | -6.6845 | -6.6845 | 2847.6876 | 21300.7031 |  | 0
1935-09-07 | 0 | 0 | 0 | 0 | -6.6845 | -6.6845 | 2841.0031 | 21250.7031 |  | 0
1935-09-08 | 0.0275 | 69.1702 | 3.6551 | 3.6551 | 58.8306 | 58.8306 | 2899.8337 | 21690.7561 |  | 0
1935-09-09 | 0 | 0 | 0 | 0 | -6.6845 | -6.6845 | 2893.1492 | 21640.756 |  | 0
1935-09-10 | 0 | 0 | 0 | 0 | -6.6845 | -6.6845 | 2886.4647 | 21590.756 |  | 0
1935-09-11 | 0 | 0 | 0 | 0 | -6.6845 | -6.6845 | 2879.7802 | 21540.7559 |  | 0
1935-09-12 | 0 | 0 | 0 | 0 | -6.6845 | -6.6845 | 2873.0957 | 21490.7559 |  | 0
1935-09-13 | 0.028333 | 71.2663 | 3.6551 | 3.6551 | 60.9267 | 60.9267 | 2934.0224 | 21946.4875 |  | 0
1935-09-14 | 0 | 0 | 0 | 0 | -6.6845 | -6.6845 | 2927.3379 | 21896.4874 |  | 0
1935-09-15 | 0 | 0 | 0 | 0 | -6.6845 | -6.6845 | 2920.6534 | 21846.4874 |  | 0
1935-09-16 | 0 | 0 | 0 | 0 | -6.6845 | -6.6845 | 2913.9689 | 21796.4873 |  | 0
1935-09-17 | 0 | 0 | 0 | 0 | -6.6845 | -6.6845 | 2907.2844 | 21746.4872 |  | 0
1935-09-18 | 0 | 0 | 0 | 0 | -6.6845 | -6.6845 | 2900.5999 | 21696.4872 |  | 0
1935-09-19 | 0 | 0 | 0 | 0 | -6.6845 | -6.6845 | 2893.9154 | 21646.4871 |  | 0
1935-09-20 | 0 | 0 | 0 | 0 | -6.6845 | -6.6845 | 2887.2309 | 21596.4871 |  | 0
1935-09-21 | 0 | 0 | 0 | 0 | -6.6845 | -6.6845 | 2880.5464 | 21546.487 |  | 0
1935-09-22 | 0.0041667 | 10.4803 | 3.6551 | 3.6551 | 0.14075 | 0.14075 | 2880.6871 | 21547.5398 |  | 0
1935-09-23 | 0.0275 | 69.1702 | 3.6551 | 3.6551 | 58.8306 | 58.8306 | 2939.5178 | 21987.5929 |  | 0
1935-09-24 | 0.015833 | 39.8253 | 3.6551 | 3.6551 | 29.4857 | 29.4857 | 2969.0034 | 22208.1458 |  | 0
1935-09-25 | 0 | 0 | 0 | 0 | -6.6845 | -6.6845 | 2962.3189 | 22158.1457 |  | 0
1935-09-26 | 0 | 0 | 0 | 0 | -6.6845 | -6.6845 | 2955.6344 | 22108.1457 |  | 0
1935-09-27 | 0 | 0 | 0 | 0 | -6.6845 | -6.6845 | 2948.9499 | 22058.1456 |  | 0
1935-09-28 | 0 | 0 | 0 | 0 | -6.6845 | -6.6845 | 2942.2654 | 22008.1456 |  | 0
1935-09-29 | 0 | 0 | 0 | 0 | -6.6845 | -6.6845 | 2935.5809 | 21958.1455 |  | 0
1935-09-30 | 0 | 0 | 0 | 0 | -6.6845 | -6.6845 | 2928.8964 | 21908.1454 |  | 0
1935-10-01 | 0 | 0 | 0 | 0 | -6.6845 | -6.6845 | 2922.2119 | 21858.1454 |  | 0
1935-10-02 | 0 | 0 | 0 | 0 | -6.6845 | -6.6845 | 2915.5274 | 21808.1453 |  | 0
1935-10-03 | 0 | 0 | 0 | 0 | -6.6845 | -6.6845 | 2908.8429 | 21758.1453 |  | 0
1935-10-04 | 0 | 0 | 0 | 0 | -6.6845 | -6.6845 | 2902.1584 | 21708.1452 |  | 0
1935-10-05 | 0 | 0 | 0 | 0 | -6.6845 | -6.6845 | 2895.4739 | 21658.1451 |  | 0
1935-10-06 | 0 | 0 | 0 | 0 | -6.6845 | -6.6845 | 2888.7894 | 21608.1451 |  | 0
1935-10-07 | 0 | 0 | 0 | 0 | -6.6845 | -6.6845 | 2882.1049 | 21558.145 |  | 0
1935-10-08 | 0 | 0 | 0 | 0 | -6.6845 | -6.6845 | 2875.4204 | 21508.145 |  | 0
1935-10-09 | 0 | 0 | 0 | 0 | -6.6845 | -6.6845 | 2868.7359 | 21458.1449 |  | 0
1935-10-10 | 0 | 0 | 0 | 0 | -6.6845 | -6.6845 | 2862.0514 | 21408.1448 |  | 0
1935-10-11 | 0 | 0 | 0 | 0 | -6.6845 | -6.6845 | 2855.3669 | 21358.1448 |  | 0
1935-10-12 | 0 | 0 | 0 | 0 | -6.6845 | -6.6845 | 2848.6824 | 21308.1447 |  | 0
1935-10-13 | 0 | 0 | 0 | 0 | -6.6845 | -6.6845 | 2841.9979 | 21258.1447 |  | 0
1935-10-14 | 0 | 0 | 0 | 0 | -6.6845 | -6.6845 | 2835.3134 | 21208.1446 |  | 0
1935-10-15 | 0 | 0 | 0 | 0 | -6.6845 | -6.6845 | 2828.6289 | 21158.1445 |  | 0
1935-10-16 | 0 | 0 | 0 | 0 | -6.6845 | -6.6845 | 2821.9444 | 21108.1445 |  | 0
1935-10-17 | 0.013333 | 33.5371 | 3.6551 | 3.6551 | 23.1975 | 23.1975 | 2845.1419 | 21281.6617 |  | 0
1935-10-18 | 0 | 0 | 0 | 0 | -6.6845 | -6.6845 | 2838.4574 | 21231.6616 |  | 0
1935-10-19 | 0 | 0 | 0 | 0 | -6.6845 | -6.6845 | 2831.7729 | 21181.6616 |  | 0
1935-10-20 | 0 | 0 | 0 | 0 | -6.6845 | -6.6845 | 2825.0884 | 21131.6615 |  | 0
1935-10-21 | 0 | 0 | 0 | 0 | -6.6845 | -6.6845 | 2818.4039 | 21081.6614 |  | 0
1935-10-22 | 0 | 0 | 0 | 0 | -6.6845 | -6.6845 | 2811.7194 | 21031.6614 |  | 0
1935-10-23 | 0.0083333 | 20.9607 | 3.6551 | 3.6551 | 10.6211 | 10.6211 | 2822.3405 | 21111.1071 |  | 0
1935-10-24 | 0.0066667 | 16.7685 | 3.6551 | 3.6551 | 6.429 | 6.429 | 2828.7695 | 21159.1957 |  | 0
1935-10-25 | 0 | 0 | 0 | 0 | -6.6845 | -6.6845 | 2822.085 | 21109.1956 |  | 0
1935-10-26 | 0 | 0 | 0 | 0 | -6.6845 | -6.6845 | 2815.4005 | 21059.1956 |  | 0
1935-10-27 | 0 | 0 | 0 | 0 | -6.6845 | -6.6845 | 2808.716 | 21009.1955 |  | 0
1935-10-28 | 0.020833 | 52.4017 | 3.6551 | 3.6551 | 42.0621 | 42.0621 | 2850.7781 | 21323.8199 |  | 0
1935-10-29 | 0 | 0 | 0 | 0 | -6.6845 | -6.6845 | 2844.0936 | 21273.8198 |  | 0
1935-10-30 | 0 | 0 | 0 | 0 | -6.6845 | -6.6845 | 2837.4091 | 21223.8198 |  | 0
1935-10-31 | 0 | 0 | 0 | 0 | -6.6845 | -6.6845 | 2830.7246 | 21173.8197 |  | 0
1935-11-01 | 0 | 0 | 0 | 0 | -6.6845 | -6.6845 | 2824.0401 | 21123.8197 |  | 0
1935-11-02 | 0 | 0 | 0 | 0 | -6.6845 | -6.6845 | 2817.3556 | 21073.8196 |  | 0
1935-11-03 | 0 | 0 | 0 | 0 | -6.6845 | -6.6845 | 2810.6711 | 21023.8195 |  | 0
1935-11-04 | 0 | 0 | 0 | 0 | -6.6845 | -6.6845 | 2803.9866 | 20973.8195 |  | 0
1935-11-05 | 0 | 0 | 0 | 0 | -6.6845 | -6.6845 | 2797.3021 | 20923.8194 |  | 0
1935-11-06 | 0 | 0 | 0 | 0 | -6.6845 | -6.6845 | 2790.6176 | 20873.8194 |  | 0
1935-11-07 | 0 | 0 | 0 | 0 | -6.6845 | -6.6845 | 2783.9331 | 20823.8193 |  | 0
1935-11-08 | 0 | 0 | 0 | 0 | -6.6845 | -6.6845 | 2777.2486 | 20773.8192 |  | 0
1935-11-09 | 0 | 0 | 0 | 0 | -6.6845 | -6.6845 | 2770.5641 | 20723.8192 |  | 0
1935-11-10 | 0 | 0 | 0 | 0 | -6.6845 | -6.6845 | 2763.8796 | 20673.8191 |  | 0
1935-11-11 | 0 | 0 | 0 | 0 | -6.6845 | -6.6845 | 2757.1951 | 20623.8191 |  | 0
1935-11-12 | 0 | 0 | 0 | 0 | -6.6845 | -6.6845 | 2750.5106 | 20573.819 |  | 0
1935-11-13 | 0 | 0 | 0 | 0 | -6.6845 | -6.6845 | 2743.8261 | 20523.8189 |  | 0
1935-11-14 | 0 | 0 | 0 | 0 | -6.6845 | -6.6845 | 2737.1416 | 20473.8189 |  | 0
1935-11-15 | 0 | 0 | 0 | 0 | -6.6845 | -6.6845 | 2730.4571 | 20423.8188 |  | 0
1935-11-16 | 0 | 0 | 0 | 0 | -6.6845 | -6.6845 | 2723.7726 | 20373.8188 |  | 0
1935-11-17 | 0 | 0 | 0 | 0 | -6.6845 | -6.6845 | 2717.0881 | 20323.8187 |  | 0
1935-11-18 | 0 | 0 | 0 | 0 | -6.6845 | -6.6845 | 2710.4036 | 20273.8186 |  | 0
1935-11-19 | 0 | 0 | 0 | 0 | -6.6845 | -6.6845 | 2703.7191 | 20223.8186 |  | 0
1935-11-20 | 0 | 0 | 0 | 0 | -6.6845 | -6.6845 | 2697.0346 | 20173.8185 |  | 0
1935-11-21 | 0 | 0 | 0 | 0 | -6.6845 | -6.6845 | 2690.3501 | 20123.8185 |  | 0
1935-11-22 | 0 | 0 | 0 | 0 | -6.6845 | -6.6845 | 2683.6656 | 20073.8184 |  | 0
1935-11-23 | 0 | 0 | 0 | 0 | -6.6845 | -6.6845 | 2676.9811 | 20023.8183 |  | 0
1935-11-24 | 0 | 0 | 0 | 0 | -6.6845 | -6.6845 | 2670.2966 | 19973.8183 |  | 0
1935-11-25 | 0 | 0 | 0 | 0 | -6.6845 | -6.6845 | 2663.6121 | 19923.8182 |  | 0
1935-11-26 | 0.041667 | 104.8033 | 3.6551 | 3.6551 | 94.4638 | 94.4638 | 2758.0758 | 20630.4071 |  | 0
1935-11-27 | 0 | 0 | 0 | 0 | -6.6845 | -6.6845 | 2751.3913 | 20580.407 |  | 0
1935-11-28 | 0 | 0 | 0 | 0 | -6.6845 | -6.6845 | 2744.7068 | 20530.407 |  | 0
1935-11-29 | 0 | 0 | 0 | 0 | -6.6845 | -6.6845 | 2738.0223 | 20480.4069 |  | 0
1935-11-30 | 0 | 0 | 0 | 0 | -6.6845 | -6.6845 | 2731.3378 | 20430.4069 |  | 0
1935-12-01 | 0 | 0 | 0 | 0 | -6.6845 | -6.6845 | 2724.6533 | 20380.4068 |  | 0
1935-12-02 | 0 | 0 | 0 | 0 | -6.6845 | -6.6845 | 2717.9688 | 20330.4067 |  | 0
1935-12-03 | 0 | 0 | 0 | 0 | -6.6845 | -6.6845 | 2711.2843 | 20280.4067 |  | 0
1935-12-04 | 0 | 0 | 0 | 0 | -6.6845 | -6.6845 | 2704.5998 | 20230.4066 |  | 0
1935-12-05 | 0 | 0 | 0 | 0 | -6.6845 | -6.6845 | 2697.9153 | 20180.4066 |  | 0
1935-12-06 | 0 | 0 | 0 | 0 | -6.6845 | -6.6845 | 2691.2308 | 20130.4065 |  | 0
1935-12-07 | 0.018333 | 46.1135 | 3.6551 | 3.6551 | 35.7739 | 35.7739 | 2727.0047 | 20397.9952 |  | 0
1935-12-08 | 0 | 0 | 0 | 0 | -6.6845 | -6.6845 | 2720.3202 | 20347.9951 |  | 0
1935-12-09 | 0 | 0 | 0 | 0 | -6.6845 | -6.6845 | 2713.6357 | 20297.995 |  | 0
1935-12-10 | 0 | 0 | 0 | 0 | -6.6845 | -6.6845 | 2706.9512 | 20247.995 |  | 0
1935-12-11 | 0 | 0 | 0 | 0 | -6.6845 | -6.6845 | 2700.2667 | 20197.9949 |  | 0
1935-12-12 | 0 | 0 | 0 | 0 | -6.6845 | -6.6845 | 2693.5822 | 20147.9949 |  | 0
1935-12-13 | 0 | 0 | 0 | 0 | -6.6845 | -6.6845 | 2686.8977 | 20097.9948 |  | 0
1935-12-14 | 0 | 0 | 0 | 0 | -6.6845 | -6.6845 | 2680.2132 | 20047.9947 |  | 0
1935-12-15 | 0 | 0 | 0 | 0 | -6.6845 | -6.6845 | 2673.5287 | 19997.9947 |  | 0
1935-12-16 | 0 | 0 | 0 | 0 | -6.6845 | -6.6845 | 2666.8442 | 19947.9946 |  | 0
1935-12-17 | 0 | 0 | 0 | 0 | -6.6845 | -6.6845 | 2660.1597 | 19897.9946 |  | 0
1935-12-18 | 0 | 0 | 0 | 0 | -6.6845 | -6.6845 | 2653.4752 | 19847.9945 |  | 0
1935-12-19 | 0 | 0 | 0 | 0 | -6.6845 | -6.6845 | 2646.7907 | 19797.9944 |  | 0
1935-12-20 | 0.016667 | 41.9213 | 3.6551 | 3.6551 | 31.5818 | 31.5818 | 2678.3725 | 20034.226 |  | 0
1935-12-21 | 0.010833 | 27.2489 | 3.6551 | 3.6551 | 16.9093 | 16.9093 | 2695.2817 | 20160.7074 |  | 0
1935-12-22 | 0 | 0 | 0 | 0 | -6.6845 | -6.6845 | 2688.5972 | 20110.7074 |  | 0
1935-12-23 | 0 | 0 | 0 | 0 | -6.6845 | -6.6845 | 2681.9127 | 20060.7073 |  | 0
1935-12-24 | 0 | 0 | 0 | 0 | -6.6845 | -6.6845 | 2675.2282 | 20010.7072 |  | 0
1935-12-25 | 0 | 0 | 0 | 0 | -6.6845 | -6.6845 | 2668.5437 | 19960.7072 |  | 0
1935-12-26 | 0 | 0 | 0 | 0 | -6.6845 | -6.6845 | 2661.8592 | 19910.7071 |  | 0
1935-12-27 | 0 | 0 | 0 | 0 | -6.6845 | -6.6845 | 2655.1747 | 19860.7071 |  | 0
1935-12-28 | 0 | 0 | 0 | 0 | -6.6845 | -6.6845 | 2648.4902 | 19810.707 |  | 0
1935-12-29 | 0 | 0 | 0 | 0 | -6.6845 | -6.6845 | 2641.8057 | 19760.7069 |  | 0
1935-12-30 | 0 | 0 | 0 | 0 | -6.6845 | -6.6845 | 2635.1212 | 19710.7069 |  | 0
1935-12-31 | 0 | 0 | 0 | 0 | -6.6845 | -6.6845 | 2628.4367 | 19660.7068 |  | 0
1936-01-01 | 0 | 0 | 0 | 0 | -6.6845 | -6.6845 | 2621.7522 | 19610.7068 |  | 0
1936-01-02 | 0 | 0 | 0 | 0 | -6.6845 | -6.6845 | 2615.0677 | 19560.7067 |  | 0
1936-01-03 | 0 | 0 | 0 | 0 | -6.6845 | -6.6845 | 2608.3832 | 19510.7066 |  | 0
1936-01-04 | 0 | 0 | 0 | 0 | -6.6845 | -6.6845 | 2601.6987 | 19460.7066 |  | 0
1936-01-05 | 0 | 0 | 0 | 0 | -6.6845 | -6.6845 | 2595.0142 | 19410.7065 |  | 0
1936-01-06 | 0 | 0 | 0 | 0 | -6.6845 | -6.6845 | 2588.3297 | 19360.7065 |  | 0
1936-01-07 | 0 | 0 | 0 | 0 | -6.6845 | -6.6845 | 2581.6452 | 19310.7064 |  | 0
1936-01-08 | 0 | 0 | 0 | 0 | -6.6845 | -6.6845 | 2574.9607 | 19260.7063 |  | 0
1936-01-09 | 0 | 0 | 0 | 0 | -6.6845 | -6.6845 | 2568.2762 | 19210.7063 |  | 0
1936-01-10 | 0 | 0 | 0 | 0 | -6.6845 | -6.6845 | 2561.5917 | 19160.7062 |  | 0
1936-01-11 | 0 | 0 | 0 | 0 | -6.6845 | -6.6845 | 2554.9072 | 19110.7062 |  | 0
1936-01-12 | 0 | 0 | 0 | 0 | -6.6845 | -6.6845 | 2548.2227 | 19060.7061 |  | 0
1936-01-13 | 0 | 0 | 0 | 0 | -6.6845 | -6.6845 | 2541.5382 | 19010.706 |  | 0
1936-01-14 | 0 | 0 | 0 | 0 | -6.6845 | -6.6845 | 2534.8537 | 18960.706 |  | 0
1936-01-15 | 0 | 0 | 0 | 0 | -6.6845 | -6.6845 | 2528.1692 | 18910.7059 |  | 0
1936-01-16 | 0 | 0 | 0 | 0 | -6.6845 | -6.6845 | 2521.4847 | 18860.7059 |  | 0
1936-01-17 | 0 | 0 | 0 | 0 | -6.6845 | -6.6845 | 2514.8002 | 18810.7058 |  | 0
1936-01-18 | 0 | 0 | 0 | 0 | -6.6845 | -6.6845 | 2508.1157 | 18760.7057 |  | 0
1936-01-19 | 0 | 0 | 0 | 0 | -6.6845 | -6.6845 | 2501.4312 | 18710.7057 |  | 0
1936-01-20 | 0 | 0 | 0 | 0 | -6.6845 | -6.6845 | 2494.7467 | 18660.7056 |  | 0
1936-01-21 | 0 | 0 | 0 | 0 | -6.6845 | -6.6845 | 2488.0622 | 18610.7056 |  | 0
1936-01-22 | 0 | 0 | 0 | 0 | -6.6845 | -6.6845 | 2481.3777 | 18560.7055 |  | 0
1936-01-23 | 0 | 0 | 0 | 0 | -6.6845 | -6.6845 | 2474.6932 | 18510.7054 |  | 0
1936-01-24 | 0 | 0 | 0 | 0 | -6.6845 | -6.6845 | 2468.0087 | 18460.7054 |  | 0
1936-01-25 | 0 | 0 | 0 | 0 | -6.6845 | -6.6845 | 2461.3242 | 18410.7053 |  | 0
1936-01-26 | 0 | 0 | 0 | 0 | -6.6845 | -6.6845 | 2454.6397 | 18360.7053 |  | 0
1936-01-27 | 0.029167 | 73.3623 | 3.6551 | 3.6551 | 63.0228 | 63.0228 | 2517.6625 | 18832.1155 |  | 0
1936-01-28 | 0.010833 | 27.2489 | 3.6551 | 3.6551 | 16.9093 | 16.9093 | 2534.5718 | 18958.5969 |  | 0
1936-01-29 | 0.01 | 25.1528 | 3.6551 | 3.6551 | 14.8132 | 14.8132 | 2549.385 | 19069.3998 |  | 0
1936-01-30 | 0 | 0 | 0 | 0 | -6.6845 | -6.6845 | 2542.7005 | 19019.3997 |  | 0
1936-01-31 | 0 | 0 | 0 | 0 | -6.6845 | -6.6845 | 2536.016 | 18969.3997 |  | 0
1936-02-01 | 0 | 0 | 0 | 0 | -6.6845 | -6.6845 | 2529.3315 | 18919.3996 |  | 0
1936-02-02 | 0 | 0 | 0 | 0 | -6.6845 | -6.6845 | 2522.647 | 18869.3996 |  | 0
1936-02-03 | 0 | 0 | 0 | 0 | -6.6845 | -6.6845 | 2515.9625 | 18819.3995 |  | 0
1936-02-04 | 0 | 0 | 0 | 0 | -6.6845 | -6.6845 | 2509.278 | 18769.3994 |  | 0
1936-02-05 | 0 | 0 | 0 | 0 | -6.6845 | -6.6845 | 2502.5935 | 18719.3994 |  | 0
1936-02-06 | 0 | 0 | 0 | 0 | -6.6845 | -6.6845 | 2495.909 | 18669.3993 |  | 0
1936-02-07 | 0 | 0 | 0 | 0 | -6.6845 | -6.6845 | 2489.2245 | 18619.3993 |  | 0
1936-02-08 | 0 | 0 | 0 | 0 | -6.6845 | -6.6845 | 2482.54 | 18569.3992 |  | 0
1936-02-09 | 0 | 0 | 0 | 0 | -6.6845 | -6.6845 | 2475.8555 | 18519.3991 |  | 0
1936-02-10 | 0 | 0 | 0 | 0 | -6.6845 | -6.6845 | 2469.171 | 18469.3991 |  | 0
1936-02-11 | 0 | 0 | 0 | 0 | -6.6845 | -6.6845 | 2462.4865 | 18419.399 |  | 0
1936-02-12 | 0 | 0 | 0 | 0 | -6.6845 | -6.6845 | 2455.802 | 18369.399 |  | 0
1936-02-13 | 0 | 0 | 0 | 0 | -6.6845 | -6.6845 | 2449.1175 | 18319.3989 |  | 0
1936-02-14 | 0 | 0 | 0 | 0 | -6.6845 | -6.6845 | 2442.433 | 18269.3988 |  | 0
1936-02-15 | 0 | 0 | 0 | 0 | -6.6845 | -6.6845 | 2435.7485 | 18219.3988 |  | 0
1936-02-16 | 0 | 0 | 0 | 0 | -6.6845 | -6.6845 | 2429.064 | 18169.3987 |  | 0
1936-02-17 | 0 | 0 | 0 | 0 | -6.6845 | -6.6845 | 2422.3795 | 18119.3987 |  | 0
1936-02-18 | 0 | 0 | 0 | 0 | -6.6845 | -6.6845 | 2415.695 | 18069.3986 |  | 0
1936-02-19 | 0 | 0 | 0 | 0 | -6.6845 | -6.6845 | 2409.0105 | 18019.3985 |  | 0
1936-02-20 | 0 | 0 | 0 | 0 | -6.6845 | -6.6845 | 2402.326 | 17969.3985 |  | 0
1936-02-21 | 0 | 0 | 0 | 0 | -6.6845 | -6.6845 | 2395.6415 | 17919.3984 |  | 0
1936-02-22 | 0 | 0 | 0 | 0 | -6.6845 | -6.6845 | 2388.957 | 17869.3984 |  | 0
1936-02-23 | 0 | 0 | 0 | 0 | -6.6845 | -6.6845 | 2382.2725 | 17819.3983 |  | 0
1936-02-24 | 0 | 0 | 0 | 0 | -6.6845 | -6.6845 | 2375.588 | 17769.3982 |  | 0
1936-02-25 | 0 | 0 | 0 | 0 | -6.6845 | -6.6845 | 2368.9035 | 17719.3982 |  | 0
1936-02-26 | 0 | 0 | 0 | 0 | -6.6845 | -6.6845 | 2362.219 | 17669.3981 |  | 0
1936-02-27 | 0 | 0 | 0 | 0 | -6.6845 | -6.6845 | 2355.5345 | 17619.3981 |  | 0
1936-02-28 | 0 | 0 | 0 | 0 | -6.6845 | -6.6845 | 2348.85 | 17569.398 |  | 0
1936-02-29 | 0 | 0 | 0 | 0 | -6.6845 | -6.6845 | 2342.1655 | 17519.3979 |  | 0
1936-03-01 | 0 | 0 | 0 | 0 | -6.6845 | -6.6845 | 2335.481 | 17469.3979 |  | 0
1936-03-02 | 0 | 0 | 0 | 0 | -6.6845 | -6.6845 | 2328.7965 | 17419.3978 |  | 0
1936-03-03 | 0.0225 | 56.5938 | 3.6551 | 3.6551 | 46.2542 | 46.2542 | 2375.0507 | 17765.3794 |  | 0
1936-03-04 | 0.0125 | 31.441 | 3.6551 | 3.6551 | 21.1014 | 21.1014 | 2396.1521 | 17923.218 |  | 0
1936-03-05 | 0.0041667 | 10.4803 | 3.6551 | 3.6551 | 0.14075 | 0.14075 | 2396.2929 | 17924.2708 |  | 0
1936-03-06 | 0 | 0 | 0 | 0 | -6.6845 | -6.6845 | 2389.6084 | 17874.2708 |  | 0
1936-03-07 | 0 | 0 | 0 | 0 | -6.6845 | -6.6845 | 2382.9239 | 17824.2707 |  | 0
1936-03-08 | 0 | 0 | 0 | 0 | -6.6845 | -6.6845 | 2376.2394 | 17774.2707 |  | 0
1936-03-09 | 0 | 0 | 0 | 0 | -6.6845 | -6.6845 | 2369.5549 | 17724.2706 |  | 0
1936-03-10 | 0 | 0 | 0 | 0 | -6.6845 | -6.6845 | 2362.8704 | 17674.2705 |  | 0
1936-03-11 | 0 | 0 | 0 | 0 | -6.6845 | -6.6845 | 2356.1859 | 17624.2705 |  | 0
1936-03-12 | 0 | 0 | 0 | 0 | -6.6845 | -6.6845 | 2349.5014 | 17574.2704 |  | 0
1936-03-13 | 0 | 0 | 0 | 0 | -6.6845 | -6.6845 | 2342.8169 | 17524.2704 |  | 0
1936-03-14 | 0 | 0 | 0 | 0 | -6.6845 | -6.6845 | 2336.1324 | 17474.2703 |  | 0
1936-03-15 | 0 | 0 | 0 | 0 | -6.6845 | -6.6845 | 2329.4479 | 17424.2702 |  | 0
1936-03-16 | 0 | 0 | 0 | 0 | -6.6845 | -6.6845 | 2322.7634 | 17374.2702 |  | 0
1936-03-17 | 0 | 0 | 0 | 0 | -6.6845 | -6.6845 | 2316.0789 | 17324.2701 |  | 0
1936-03-18 | 0 | 0 | 0 | 0 | -6.6845 | -6.6845 | 2309.3944 | 17274.2701 |  | 0
1936-03-19 | 0 | 0 | 0 | 0 | -6.6845 | -6.6845 | 2302.7099 | 17224.27 |  | 0
1936-03-20 | 0 | 0 | 0 | 0 | -6.6845 | -6.6845 | 2296.0254 | 17174.2699 |  | 0
1936-03-21 | 0 | 0 | 0 | 0 | -6.6845 | -6.6845 | 2289.3409 | 17124.2699 |  | 0
1936-03-22 | 0 | 0 | 0 | 0 | -6.6845 | -6.6845 | 2282.6564 | 17074.2698 |  | 0
1936-03-23 | 0 | 0 | 0 | 0 | -6.6845 | -6.6845 | 2275.9719 | 17024.2698 |  | 0
1936-03-24 | 0 | 0 | 0 | 0 | -6.6845 | -6.6845 | 2269.2874 | 16974.2697 |  | 0
1936-03-25 | 0 | 0 | 0 | 0 | -6.6845 | -6.6845 | 2262.6029 | 16924.2696 |  | 0
1936-03-26 | 0 | 0 | 0 | 0 | -6.6845 | -6.6845 | 2255.9184 | 16874.2696 |  | 0
1936-03-27 | 0 | 0 | 0 | 0 | -6.6845 | -6.6845 | 2249.2339 | 16824.2695 |  | 0
1936-03-28 | 0 | 0 | 0 | 0 | -6.6845 | -6.6845 | 2242.5494 | 16774.2695 |  | 0
1936-03-29 | 0 | 0 | 0 | 0 | -6.6845 | -6.6845 | 2235.8649 | 16724.2694 |  | 0
1936-03-30 | 0 | 0 | 0 | 0 | -6.6845 | -6.6845 | 2229.1804 | 16674.2693 |  | 0
1936-03-31 | 0 | 0 | 0 | 0 | -6.6845 | -6.6845 | 2222.4959 | 16624.2693 |  | 0
1936-04-01 | 0 | 0 | 0 | 0 | -6.6845 | -6.6845 | 2215.8114 | 16574.2692 |  | 0
1936-04-02 | 0 | 0 | 0 | 0 | -6.6845 | -6.6845 | 2209.1269 | 16524.2692 |  | 0
1936-04-03 | 0 | 0 | 0 | 0 | -6.6845 | -6.6845 | 2202.4424 | 16474.2691 |  | 0
1936-04-04 | 0 | 0 | 0 | 0 | -6.6845 | -6.6845 | 2195.7579 | 16424.269 |  | 0
1936-04-05 | 0 | 0 | 0 | 0 | -6.6845 | -6.6845 | 2189.0734 | 16374.269 |  | 0
1936-04-06 | 0 | 0 | 0 | 0 | -6.6845 | -6.6845 | 2182.3889 | 16324.2689 |  | 0
1936-04-07 | 0 | 0 | 0 | 0 | -6.6845 | -6.6845 | 2175.7044 | 16274.2689 |  | 0
1936-04-08 | 0 | 0 | 0 | 0 | -6.6845 | -6.6845 | 2169.0199 | 16224.2688 |  | 0
1936-04-09 | 0 | 0 | 0 | 0 | -6.6845 | -6.6845 | 2162.3354 | 16174.2687 |  | 0
1936-04-10 | 0 | 0 | 0 | 0 | -6.6845 | -6.6845 | 2155.6509 | 16124.2687 |  | 0
1936-04-11 | 0 | 0 | 0 | 0 | -6.6845 | -6.6845 | 2148.9664 | 16074.2686 |  | 0
1936-04-12 | 0 | 0 | 0 | 0 | -6.6845 | -6.6845 | 2142.2819 | 16024.2686 |  | 0
1936-04-13 | 0 | 0 | 0 | 0 | -6.6845 | -6.6845 | 2135.5974 | 15974.2685 |  | 0
1936-04-14 | 0 | 0 | 0 | 0 | -6.6845 | -6.6845 | 2128.9129 | 15924.2684 |  | 0
1936-04-15 | 0 | 0 | 0 | 0 | -6.6845 | -6.6845 | 2122.2284 | 15874.2684 |  | 0
1936-04-16 | 0 | 0 | 0 | 0 | -6.6845 | -6.6845 | 2115.5439 | 15824.2683 |  | 0
1936-04-17 | 0 | 0 | 0 | 0 | -6.6845 | -6.6845 | 2108.8594 | 15774.2683 |  | 0
1936-04-18 | 0 | 0 | 0 | 0 | -6.6845 | -6.6845 | 2102.1749 | 15724.2682 |  | 0
1936-04-19 | 0.016667 | 41.9213 | 3.6551 | 3.6551 | 31.5818 | 31.5818 | 2133.7566 | 15960.4997 |  | 0
1936-04-20 | 0 | 0 | 0 | 0 | -6.6845 | -6.6845 | 2127.0721 | 15910.4996 |  | 0
1936-04-21 | 0 | 0 | 0 | 0 | -6.6845 | -6.6845 | 2120.3876 | 15860.4996 |  | 0
1936-04-22 | 0 | 0 | 0 | 0 | -6.6845 | -6.6845 | 2113.7031 | 15810.4995 |  | 0
1936-04-23 | 0 | 0 | 0 | 0 | -6.6845 | -6.6845 | 2107.0186 | 15760.4995 |  | 0
1936-04-24 | 0 | 0 | 0 | 0 | -6.6845 | -6.6845 | 2100.3341 | 15710.4994 |  | 0
1936-04-25 | 0 | 0 | 0 | 0 | -6.6845 | -6.6845 | 2093.6496 | 15660.4993 |  | 0
1936-04-26 | 0 | 0 | 0 | 0 | -6.6845 | -6.6845 | 2086.9651 | 15610.4993 |  | 0
1936-04-27 | 0 | 0 | 0 | 0 | -6.6845 | -6.6845 | 2080.2806 | 15560.4992 |  | 0
1936-04-28 | 0 | 0 | 0 | 0 | -6.6845 | -6.6845 | 2073.5961 | 15510.4992 |  | 0
1936-04-29 | 0 | 0 | 0 | 0 | -6.6845 | -6.6845 | 2066.9116 | 15460.4991 |  | 0
1936-04-30 | 0 | 0 | 0 | 0 | -6.6845 | -6.6845 | 2060.2271 | 15410.499 |  | 0
1936-05-01 | 0 | 0 | 0 | 0 | -6.6845 | -6.6845 | 2053.5426 | 15360.499 |  | 0
1936-05-02 | 0.031667 | 79.6505 | 3.6551 | 3.6551 | 69.311 | 69.311 | 2122.8536 | 15878.9449 |  | 0
1936-05-03 | 0 | 0 | 0 | 0 | -6.6845 | -6.6845 | 2116.1691 | 15828.9449 |  | 0
1936-05-04 | 0.0525 | 132.0522 | 3.6551 | 3.6551 | 121.7126 | 121.7126 | 2237.8817 | 16739.3553 |  | 0
1936-05-05 | 0.0041667 | 10.4803 | 3.6551 | 3.6551 | 0.14075 | 0.14075 | 2238.0225 | 16740.4081 |  | 0
1936-05-06 | 0 | 0 | 0 | 0 | -6.6845 | -6.6845 | 2231.338 | 16690.408 |  | 0
1936-05-07 | 0 | 0 | 0 | 0 | -6.6845 | -6.6845 | 2224.6535 | 16640.408 |  | 0
1936-05-08 | 0 | 0 | 0 | 0 | -6.6845 | -6.6845 | 2217.969 | 16590.4079 |  | 0
1936-05-09 | 0 | 0 | 0 | 0 | -6.6845 | -6.6845 | 2211.2845 | 16540.4078 |  | 0
1936-05-10 | 0.0091667 | 23.0567 | 3.6551 | 3.6551 | 12.7172 | 12.7172 | 2224.0016 | 16635.5322 |  | 0
1936-05-11 | 0 | 0 | 0 | 0 | -6.6845 | -6.6845 | 2217.3171 | 16585.5321 |  | 0
1936-05-12 | 0 | 0 | 0 | 0 | -6.6845 | -6.6845 | 2210.6326 | 16535.532 |  | 0
1936-05-13 | 0 | 0 | 0 | 0 | -6.6845 | -6.6845 | 2203.9481 | 16485.532 |  | 0
1936-05-14 | 0 | 0 | 0 | 0 | -6.6845 | -6.6845 | 2197.2636 | 16435.5319 |  | 0
1936-05-15 | 0 | 0 | 0 | 0 | -6.6845 | -6.6845 | 2190.5791 | 16385.5319 |  | 0
1936-05-16 | 0 | 0 | 0 | 0 | -6.6845 | -6.6845 | 2183.8946 | 16335.5318 |  | 0
1936-05-17 | 0 | 0 | 0 | 0 | -6.6845 | -6.6845 | 2177.2101 | 16285.5317 |  | 0
1936-05-18 | 0 | 0 | 0 | 0 | -6.6845 | -6.6845 | 2170.5256 | 16235.5317 |  | 0
1936-05-19 | 0 | 0 | 0 | 0 | -6.6845 | -6.6845 | 2163.8411 | 16185.5316 |  | 0
1936-05-20 | 0.02 | 50.3056 | 3.6551 | 3.6551 | 39.966 | 39.966 | 2203.8071 | 16484.4774 |  | 0
1936-05-21 | 0.0091667 | 23.0567 | 3.6551 | 3.6551 | 12.7172 | 12.7172 | 2216.5243 | 16579.6017 |  | 0
1936-05-22 | 0.0058333 | 14.6725 | 3.6551 | 3.6551 | 4.3329 | 4.3329 | 2220.8572 | 16612.0117 |  | 0
1936-05-23 | 0.071667 | 180.2617 | 3.6551 | 3.6551 | 169.9222 | 169.9222 | 2390.7793 | 17883.0294 |  | 0
1936-05-24 | 0.041667 | 104.8033 | 3.6551 | 3.6551 | 94.4638 | 94.4638 | 2485.2431 | 18589.6183 |  | 0
1936-05-25 | 0.056667 | 142.5325 | 3.6551 | 3.6551 | 132.193 | 132.193 | 2617.436 | 19578.4216 |  | 0
1936-05-26 | 0.056667 | 142.5325 | 3.6551 | 3.6551 | 132.193 | 132.193 | 2749.629 | 20567.2249 |  | 0
1936-05-27 | 0.0091667 | 23.0567 | 3.6551 | 3.6551 | 12.7172 | 12.7172 | 2762.3461 | 20662.3492 |  | 0
1936-05-28 | 0 | 0 | 0 | 0 | -6.6845 | -6.6845 | 2755.6616 | 20612.3491 |  | 0
1936-05-29 | 0 | 0 | 0 | 0 | -6.6845 | -6.6845 | 2748.9771 | 20562.3491 |  | 0
1936-05-30 | 0 | 0 | 0 | 0 | -6.6845 | -6.6845 | 2742.2926 | 20512.349 |  | 0
1936-05-31 | 0 | 0 | 0 | 0 | -6.6845 | -6.6845 | 2735.6081 | 20462.349 |  | 0
1936-06-01 | 0 | 0 | 0 | 0 | -6.6845 | -6.6845 | 2728.9236 | 20412.3489 |  | 0
1936-06-02 | 0 | 0 | 0 | 0 | -6.6845 | -6.6845 | 2722.2391 | 20362.3488 |  | 0
1936-06-03 | 0 | 0 | 0 | 0 | -6.6845 | -6.6845 | 2715.5546 | 20312.3488 |  | 0
1936-06-04 | 0 | 0 | 0 | 0 | -6.6845 | -6.6845 | 2708.8701 | 20262.3487 |  | 0
1936-06-05 | 0 | 0 | 0 | 0 | -6.6845 | -6.6845 | 2702.1856 | 20212.3487 |  | 0
1936-06-06 | 0 | 0 | 0 | 0 | -6.6845 | -6.6845 | 2695.5011 | 20162.3486 |  | 0
1936-06-07 | 0 | 0 | 0 | 0 | -6.6845 | -6.6845 | 2688.8166 | 20112.3485 |  | 0
1936-06-08 | 0 | 0 | 0 | 0 | -6.6845 | -6.6845 | 2682.1321 | 20062.3485 |  | 0
1936-06-09 | 0 | 0 | 0 | 0 | -6.6845 | -6.6845 | 2675.4476 | 20012.3484 |  | 0
1936-06-10 | 0 | 0 | 0 | 0 | -6.6845 | -6.6845 | 2668.7631 | 19962.3484 |  | 0
1936-06-11 | 0 | 0 | 0 | 0 | -6.6845 | -6.6845 | 2662.0786 | 19912.3483 |  | 0
1936-06-12 | 0 | 0 | 0 | 0 | -6.6845 | -6.6845 | 2655.3941 | 19862.3482 |  | 0
1936-06-13 | 0 | 0 | 0 | 0 | -6.6845 | -6.6845 | 2648.7096 | 19812.3482 |  | 0
1936-06-14 | 0.01 | 25.1528 | 3.6551 | 3.6551 | 14.8132 | 14.8132 | 2663.5229 | 19923.1511 |  | 0
1936-06-15 | 0.011667 | 29.3449 | 3.6551 | 3.6551 | 19.0054 | 19.0054 | 2682.5282 | 20065.3111 |  | 0
1936-06-16 | 0 | 0 | 0 | 0 | -6.6845 | -6.6845 | 2675.8437 | 20015.311 |  | 0
1936-06-17 | 0 | 0 | 0 | 0 | -6.6845 | -6.6845 | 2669.1592 | 19965.311 |  | 0
1936-06-18 | 0 | 0 | 0 | 0 | -6.6845 | -6.6845 | 2662.4747 | 19915.3109 |  | 0
1936-06-19 | 0 | 0 | 0 | 0 | -6.6845 | -6.6845 | 2655.7902 | 19865.3109 |  | 0
1936-06-20 | 0 | 0 | 0 | 0 | -6.6845 | -6.6845 | 2649.1057 | 19815.3108 |  | 0
1936-06-21 | 0 | 0 | 0 | 0 | -6.6845 | -6.6845 | 2642.4212 | 19765.3107 |  | 0
1936-06-22 | 0 | 0 | 0 | 0 | -6.6845 | -6.6845 | 2635.7367 | 19715.3107 |  | 0
1936-06-23 | 0 | 0 | 0 | 0 | -6.6845 | -6.6845 | 2629.0522 | 19665.3106 |  | 0
1936-06-24 | 0 | 0 | 0 | 0 | -6.6845 | -6.6845 | 2622.3677 | 19615.3106 |  | 0
1936-06-25 | 0 | 0 | 0 | 0 | -6.6845 | -6.6845 | 2615.6832 | 19565.3105 |  | 0
1936-06-26 | 0 | 0 | 0 | 0 | -6.6845 | -6.6845 | 2608.9987 | 19515.3104 |  | 0
1936-06-27 | 0 | 0 | 0 | 0 | -6.6845 | -6.6845 | 2602.3142 | 19465.3104 |  | 0
1936-06-28 | 0 | 0 | 0 | 0 | -6.6845 | -6.6845 | 2595.6297 | 19415.3103 |  | 0
1936-06-29 | 0 | 0 | 0 | 0 | -6.6845 | -6.6845 | 2588.9452 | 19365.3103 |  | 0
1936-06-30 | 0 | 0 | 0 | 0 | -6.6845 | -6.6845 | 2582.2607 | 19315.3102 |  | 0
1936-07-01 | 0.0275 | 69.1702 | 3.6551 | 3.6551 | 58.8306 | 58.8306 | 2641.0913 | 19755.3632 |  | 0
1936-07-02 | 0 | 0 | 0 | 0 | -6.6845 | -6.6845 | 2634.4068 | 19705.3632 |  | 0
1936-07-03 | 0 | 0 | 0 | 0 | -6.6845 | -6.6845 | 2627.7223 | 19655.3631 |  | 0
1936-07-04 | 0 | 0 | 0 | 0 | -6.6845 | -6.6845 | 2621.0378 | 19605.3631 |  | 0
1936-07-05 | 0 | 0 | 0 | 0 | -6.6845 | -6.6845 | 2614.3533 | 19555.363 |  | 0
1936-07-06 | 0.0375 | 94.323 | 3.6551 | 3.6551 | 83.9834 | 83.9834 | 2698.3368 | 20183.559 |  | 0
1936-07-07 | 0.0041667 | 10.4803 | 3.6551 | 3.6551 | 0.14075 | 0.14075 | 2698.4775 | 20184.6118 |  | 0
1936-07-08 | 0.054167 | 136.2443 | 3.6551 | 3.6551 | 125.9048 | 125.9048 | 2824.3823 | 21126.3794 |  | 0
1936-07-09 | 0.064167 | 161.3971 | 3.6551 | 3.6551 | 151.0576 | 151.0576 | 2975.4398 | 22256.2899 |  | 0
1936-07-10 | 0 | 0 | 0 | 0 | -6.6845 | -6.6845 | 2968.7553 | 22206.2898 |  | 0
1936-07-11 | 0.019167 | 48.2095 | 3.6551 | 3.6551 | 37.87 | 37.87 | 3006.6253 | 22489.5571 |  | 0
1936-07-12 | 0 | 0 | 0 | 0 | -6.6845 | -6.6845 | 2999.9408 | 22439.557 |  | 0
1936-07-13 | 0 | 0 | 0 | 0 | -6.6845 | -6.6845 | 2993.2563 | 22389.5569 |  | 0
1936-07-14 | 0 | 0 | 0 | 0 | -6.6845 | -6.6845 | 2986.5718 | 22339.5569 |  | 0
1936-07-15 | 0 | 0 | 0 | 0 | -6.6845 | -6.6845 | 2979.8873 | 22289.5568 |  | 0
1936-07-16 | 0 | 0 | 0 | 0 | -6.6845 | -6.6845 | 2973.2028 | 22239.5568 |  | 0
1936-07-17 | 0 | 0 | 0 | 0 | -6.6845 | -6.6845 | 2966.5183 | 22189.5567 |  | 0
1936-07-18 | 0 | 0 | 0 | 0 | -6.6845 | -6.6845 | 2959.8338 | 22139.5566 |  | 0
1936-07-19 | 0 | 0 | 0 | 0 | -6.6845 | -6.6845 | 2953.1493 | 22089.5566 |  | 0
1936-07-20 | 0 | 0 | 0 | 0 | -6.6845 | -6.6845 | 2946.4648 | 22039.5565 |  | 0
1936-07-21 | 0 | 0 | 0 | 0 | -6.6845 | -6.6845 | 2939.7803 | 21989.5565 |  | 0
1936-07-22 | 0 | 0 | 0 | 0 | -6.6845 | -6.6845 | 2933.0958 | 21939.5564 |  | 0
1936-07-23 | 0 | 0 | 0 | 0 | -6.6845 | -6.6845 | 2926.4113 | 21889.5563 |  | 0
1936-07-24 | 0 | 0 | 0 | 0 | -6.6845 | -6.6845 | 2919.7268 | 21839.5563 |  | 0
1936-07-25 | 0.046667 | 117.3797 | 3.6551 | 3.6551 | 107.0402 | 107.0402 | 3026.7669 | 22640.2166 |  | 0
1936-07-26 | 0.06 | 150.9168 | 3.6551 | 3.6551 | 140.5772 | 140.5772 | 3167.3441 | 23691.7342 |  | 0
1936-07-27 | 0 | 0 | 0 | 0 | -6.6845 | -6.6845 | 3160.6596 | 23641.7342 |  | 0
1936-07-28 | 0 | 0 | 0 | 0 | -6.6845 | -6.6845 | 3153.9751 | 23591.7341 |  | 0
1936-07-29 | 0.015 | 37.7292 | 3.6551 | 3.6551 | 27.3896 | 27.3896 | 3181.3648 | 23796.6085 |  | 0
1936-07-30 | 0.0225 | 56.5938 | 3.6551 | 3.6551 | 46.2542 | 46.2542 | 3227.619 | 24142.59 |  | 0
1936-07-31 | 0.011667 | 29.3449 | 3.6551 | 3.6551 | 19.0054 | 19.0054 | 3246.6243 | 24284.7501 |  | 0
1936-08-01 | 0 | 0 | 0 | 0 | -6.6845 | -6.6845 | 3239.9398 | 24234.75 |  | 0
1936-08-02 | 0 | 0 | 0 | 0 | -6.6845 | -6.6845 | 3233.2553 | 24184.7499 |  | 0
1936-08-03 | 0 | 0 | 0 | 0 | -6.6845 | -6.6845 | 3226.5708 | 24134.7499 |  | 0
1936-08-04 | 0 | 0 | 0 | 0 | -6.6845 | -6.6845 | 3219.8863 | 24084.7498 |  | 0
1936-08-05 | 0 | 0 | 0 | 0 | -6.6845 | -6.6845 | 3213.2018 | 24034.7498 |  | 0
1936-08-06 | 0 | 0 | 0 | 0 | -6.6845 | -6.6845 | 3206.5173 | 23984.7497 |  | 0
1936-08-07 | 0 | 0 | 0 | 0 | -6.6845 | -6.6845 | 3199.8328 | 23934.7496 |  | 0
1936-08-08 | 0 | 0 | 0 | 0 | -6.6845 | -6.6845 | 3193.1483 | 23884.7496 |  | 0
1936-08-09 | 0 | 0 | 0 | 0 | -6.6845 | -6.6845 | 3186.4638 | 23834.7495 |  | 0
1936-08-10 | 0 | 0 | 0 | 0 | -6.6845 | -6.6845 | 3179.7793 | 23784.7495 |  | 0
1936-08-11 | 0 | 0 | 0 | 0 | -6.6845 | -6.6845 | 3173.0948 | 23734.7494 |  | 0
1936-08-12 | 0 | 0 | 0 | 0 | -6.6845 | -6.6845 | 3166.4103 | 23684.7493 |  | 0
1936-08-13 | 0 | 0 | 0 | 0 | -6.6845 | -6.6845 | 3159.7258 | 23634.7493 |  | 0
1936-08-14 | 0 | 0 | 0 | 0 | -6.6845 | -6.6845 | 3153.0413 | 23584.7492 |  | 0
1936-08-15 | 0 | 0 | 0 | 0 | -6.6845 | -6.6845 | 3146.3568 | 23534.7492 |  | 0
1936-08-16 | 0 | 0 | 0 | 0 | -6.6845 | -6.6845 | 3139.6723 | 23484.7491 |  | 0
1936-08-17 | 0 | 0 | 0 | 0 | -6.6845 | -6.6845 | 3132.9878 | 23434.749 |  | 0
1936-08-18 | 0 | 0 | 0 | 0 | -6.6845 | -6.6845 | 3126.3033 | 23384.749 |  | 0
1936-08-19 | 0 | 0 | 0 | 0 | -6.6845 | -6.6845 | 3119.6188 | 23334.7489 |  | 0
1936-08-20 | 0.020833 | 52.4017 | 3.6551 | 3.6551 | 42.0621 | 42.0621 | 3161.6809 | 23649.3733 |  | 0
1936-08-21 | 0.0125 | 31.441 | 3.6551 | 3.6551 | 21.1014 | 21.1014 | 3182.7823 | 23807.212 |  | 0
1936-08-22 | 0 | 0 | 0 | 0 | -6.6845 | -6.6845 | 3176.0978 | 23757.2119 |  | 0
1936-08-23 | 0 | 0 | 0 | 0 | -6.6845 | -6.6845 | 3169.4133 | 23707.2118 |  | 0
1936-08-24 | 0 | 0 | 0 | 0 | -6.6845 | -6.6845 | 3162.7288 | 23657.2118 |  | 0
1936-08-25 | 0.033333 | 83.8427 | 3.6551 | 3.6551 | 73.5031 | 73.5031 | 3236.2319 | 24207.0149 |  | 0
1936-08-26 | 0 | 0 | 0 | 0 | -6.6845 | -6.6845 | 3229.5474 | 24157.0148 |  | 0
1936-08-27 | 0 | 0 | 0 | 0 | -6.6845 | -6.6845 | 3222.8629 | 24107.0147 |  | 0
1936-08-28 | 0.023333 | 58.6899 | 3.6551 | 3.6551 | 48.3503 | 48.3503 | 3271.2132 | 24468.6749 |  | 0
1936-08-29 | 0 | 0 | 0 | 0 | -6.6845 | -6.6845 | 3264.5287 | 24418.6748 |  | 0
1936-08-30 | 0 | 0 | 0 | 0 | -6.6845 | -6.6845 | 3257.8442 | 24368.6748 |  | 0
1936-08-31 | 0 | 0 | 0 | 0 | -6.6845 | -6.6845 | 3251.1597 | 24318.6747 |  | 0
1936-09-01 | 0 | 0 | 0 | 0 | -6.6845 | -6.6845 | 3244.4752 | 24268.6746 |  | 0
1936-09-02 | 0.045833 | 115.2837 | 3.6551 | 3.6551 | 104.9441 | 104.9441 | 3349.4193 | 25053.6564 |  | 0
1936-09-03 | 0.0375 | 94.323 | 3.6551 | 3.6551 | 83.9834 | 83.9834 | 3433.4027 | 25681.8524 |  | 0
1936-09-04 | 0.025833 | 64.9781 | 3.6551 | 3.6551 | 54.6385 | 54.6385 | 3488.0412 | 26090.5483 |  | 0
1936-09-05 | 0 | 0 | 0 | 0 | -6.6845 | -6.6845 | 3481.3567 | 26040.5482 |  | 0
1936-09-06 | 0.055 | 138.3404 | 3.6551 | 3.6551 | 128.0008 | 128.0008 | 3609.3575 | 26997.9943 |  | 0
1936-09-07 | 0 | 0 | 0 | 0 | -6.6845 | -6.6845 | 3602.673 | 26947.9943 |  | 0
1936-09-08 | 0 | 0 | 0 | 0 | -6.6845 | -6.6845 | 3595.9885 | 26897.9942 |  | 0
1936-09-09 | 0 | 0 | 0 | 0 | -6.6845 | -6.6845 | 3589.304 | 26847.9942 |  | 0
1936-09-10 | 0 | 0 | 0 | 0 | -6.6845 | -6.6845 | 3582.6195 | 26797.9941 |  | 0
1936-09-11 | 0.090833 | 228.4713 | 3.6551 | 3.6551 | 218.1317 | 218.1317 | 3800.7512 | 28429.6191 |  | 0
1936-09-12 | 0 | 0 | 0 | 0 | -6.6845 | -6.6845 | 3794.0667 | 28379.6191 |  | 0
1936-09-13 | 0 | 0 | 0 | 0 | -6.6845 | -6.6845 | 3787.3822 | 28329.619 |  | 0
1936-09-14 | 0.016667 | 41.9213 | 3.6551 | 3.6551 | 31.5818 | 31.5818 | 3818.964 | 28565.8505 |  | 0
1936-09-15 | 0 | 0 | 0 | 0 | -6.6845 | -6.6845 | 3812.2795 | 28515.8504 |  | 0
1936-09-16 | 0.014167 | 35.6331 | 3.6551 | 3.6551 | 25.2936 | 25.2936 | 3837.573 | 28705.0462 |  | 0
1936-09-17 | 0 | 0 | 0 | 0 | -6.6845 | -6.6845 | 3830.8885 | 28655.0462 |  | 0
1936-09-18 | 0 | 0 | 0 | 0 | -6.6845 | -6.6845 | 3824.204 | 28605.0461 |  | 0
1936-09-19 | 0.040833 | 102.7073 | 3.6551 | 3.6551 | 92.3677 | 92.3677 | 3916.5717 | 29295.9564 |  | 0
1936-09-20 | 0.10417 | 262.0083 | 3.6551 | 3.6551 | 251.6688 | 251.6688 | 4003.7455 | 29948.0163 |  | 157.8105
1936-09-21 | 0.06 | 150.9168 | 3.6551 | 3.6551 | 140.5772 | 140.5772 | 4003.7455 | 29948.0163 |  | 133.8927
1936-09-22 | 0.041667 | 104.8033 | 3.6551 | 3.6551 | 94.4638 | 94.4638 | 4003.7455 | 29948.0163 |  | 87.7793
1936-09-23 | 0.033333 | 83.8427 | 3.6551 | 3.6551 | 73.5031 | 73.5031 | 4003.7455 | 29948.0163 |  | 66.8186
1936-09-24 | 0.005 | 12.5764 | 3.6551 | 3.6551 | 2.2368 | 2.2368 | 4005.9823 | 29964.7478 |  | 0
1936-09-25 | 0.051667 | 129.9561 | 3.6551 | 3.6551 | 119.6166 | 119.6166 | 4003.7455 | 29948.0163 |  | 115.1689
1936-09-26 | 0 | 0 | 0 | 0 | -6.6845 | -6.6845 | 3997.061 | 29898.0163 |  | 0
1936-09-27 | 0 | 0 | 0 | 0 | -6.6845 | -6.6845 | 3990.3765 | 29848.0162 |  | 0
1936-09-28 | 0 | 0 | 0 | 0 | -6.6845 | -6.6845 | 3983.692 | 29798.0162 |  | 0
1936-09-29 | 0 | 0 | 0 | 0 | -6.6845 | -6.6845 | 3977.0075 | 29748.0161 |  | 0
1936-09-30 | 0 | 0 | 0 | 0 | -6.6845 | -6.6845 | 3970.323 | 29698.016 |  | 0
1936-10-01 | 0 | 0 | 0 | 0 | -6.6845 | -6.6845 | 3963.6385 | 29648.016 |  | 0
1936-10-02 | 0 | 0 | 0 | 0 | -6.6845 | -6.6845 | 3956.954 | 29598.0159 |  | 0
1936-10-03 | 0 | 0 | 0 | 0 | -6.6845 | -6.6845 | 3950.2695 | 29548.0159 |  | 0
1936-10-04 | 0 | 0 | 0 | 0 | -6.6845 | -6.6845 | 3943.585 | 29498.0158 |  | 0
1936-10-05 | 0 | 0 | 0 | 0 | -6.6845 | -6.6845 | 3936.9005 | 29448.0157 |  | 0
1936-10-06 | 0 | 0 | 0 | 0 | -6.6845 | -6.6845 | 3930.216 | 29398.0157 |  | 0
1936-10-07 | 0 | 0 | 0 | 0 | -6.6845 | -6.6845 | 3923.5315 | 29348.0156 |  | 0
1936-10-08 | 0 | 0 | 0 | 0 | -6.6845 | -6.6845 | 3916.847 | 29298.0156 |  | 0
1936-10-09 | 0 | 0 | 0 | 0 | -6.6845 | -6.6845 | 3910.1625 | 29248.0155 |  | 0
1936-10-10 | 0 | 0 | 0 | 0 | -6.6845 | -6.6845 | 3903.478 | 29198.0154 |  | 0
1936-10-11 | 0 | 0 | 0 | 0 | -6.6845 | -6.6845 | 3896.7935 | 29148.0154 |  | 0
1936-10-12 | 0 | 0 | 0 | 0 | -6.6845 | -6.6845 | 3890.109 | 29098.0153 |  | 0
1936-10-13 | 0 | 0 | 0 | 0 | -6.6845 | -6.6845 | 3883.4245 | 29048.0153 |  | 0
1936-10-14 | 0 | 0 | 0 | 0 | -6.6845 | -6.6845 | 3876.74 | 28998.0152 |  | 0
1936-10-15 | 0 | 0 | 0 | 0 | -6.6845 | -6.6845 | 3870.0555 | 28948.0151 |  | 0
1936-10-16 | 0 | 0 | 0 | 0 | -6.6845 | -6.6845 | 3863.371 | 28898.0151 |  | 0
1936-10-17 | 0 | 0 | 0 | 0 | -6.6845 | -6.6845 | 3856.6865 | 28848.015 |  | 0
1936-10-18 | 0 | 0 | 0 | 0 | -6.6845 | -6.6845 | 3850.002 | 28798.015 |  | 0
1936-10-19 | 0 | 0 | 0 | 0 | -6.6845 | -6.6845 | 3843.3175 | 28748.0149 |  | 0
1936-10-20 | 0 | 0 | 0 | 0 | -6.6845 | -6.6845 | 3836.633 | 28698.0148 |  | 0
1936-10-21 | 0 | 0 | 0 | 0 | -6.6845 | -6.6845 | 3829.9485 | 28648.0148 |  | 0
1936-10-22 | 0 | 0 | 0 | 0 | -6.6845 | -6.6845 | 3823.264 | 28598.0147 |  | 0
1936-10-23 | 0.016667 | 41.9213 | 3.6551 | 3.6551 | 31.5818 | 31.5818 | 3854.8458 | 28834.2462 |  | 0
1936-10-24 | 0 | 0 | 0 | 0 | -6.6845 | -6.6845 | 3848.1613 | 28784.2462 |  | 0
1936-10-25 | 0 | 0 | 0 | 0 | -6.6845 | -6.6845 | 3841.4768 | 28734.2461 |  | 0
1936-10-26 | 0 | 0 | 0 | 0 | -6.6845 | -6.6845 | 3834.7923 | 28684.2461 |  | 0
1936-10-27 | 0 | 0 | 0 | 0 | -6.6845 | -6.6845 | 3828.1078 | 28634.246 |  | 0
1936-10-28 | 0 | 0 | 0 | 0 | -6.6845 | -6.6845 | 3821.4233 | 28584.2459 |  | 0
1936-10-29 | 0 | 0 | 0 | 0 | -6.6845 | -6.6845 | 3814.7388 | 28534.2459 |  | 0
1936-10-30 | 0 | 0 | 0 | 0 | -6.6845 | -6.6845 | 3808.0543 | 28484.2458 |  | 0
1936-10-31 | 0 | 0 | 0 | 0 | -6.6845 | -6.6845 | 3801.3698 | 28434.2458 |  | 0
1936-11-01 | 0 | 0 | 0 | 0 | -6.6845 | -6.6845 | 3794.6853 | 28384.2457 |  | 0
1936-11-02 | 0 | 0 | 0 | 0 | -6.6845 | -6.6845 | 3788.0008 | 28334.2456 |  | 0
1936-11-03 | 0 | 0 | 0 | 0 | -6.6845 | -6.6845 | 3781.3163 | 28284.2456 |  | 0
1936-11-04 | 0 | 0 | 0 | 0 | -6.6845 | -6.6845 | 3774.6318 | 28234.2455 |  | 0
1936-11-05 | 0 | 0 | 0 | 0 | -6.6845 | -6.6845 | 3767.9473 | 28184.2455 |  | 0
1936-11-06 | 0 | 0 | 0 | 0 | -6.6845 | -6.6845 | 3761.2628 | 28134.2454 |  | 0
1936-11-07 | 0 | 0 | 0 | 0 | -6.6845 | -6.6845 | 3754.5783 | 28084.2453 |  | 0
1936-11-08 | 0 | 0 | 0 | 0 | -6.6845 | -6.6845 | 3747.8938 | 28034.2453 |  | 0
1936-11-09 | 0 | 0 | 0 | 0 | -6.6845 | -6.6845 | 3741.2093 | 27984.2452 |  | 0
1936-11-10 | 0 | 0 | 0 | 0 | -6.6845 | -6.6845 | 3734.5248 | 27934.2452 |  | 0
1936-11-11 | 0 | 0 | 0 | 0 | -6.6845 | -6.6845 | 3727.8403 | 27884.2451 |  | 0
1936-11-12 | 0 | 0 | 0 | 0 | -6.6845 | -6.6845 | 3721.1558 | 27834.245 |  | 0
1936-11-13 | 0 | 0 | 0 | 0 | -6.6845 | -6.6845 | 3714.4713 | 27784.245 |  | 0
1936-11-14 | 0 | 0 | 0 | 0 | -6.6845 | -6.6845 | 3707.7868 | 27734.2449 |  | 0
1936-11-15 | 0 | 0 | 0 | 0 | -6.6845 | -6.6845 | 3701.1023 | 27684.2449 |  | 0
1936-11-16 | 0 | 0 | 0 | 0 | -6.6845 | -6.6845 | 3694.4178 | 27634.2448 |  | 0
1936-11-17 | 0 | 0 | 0 | 0 | -6.6845 | -6.6845 | 3687.7333 | 27584.2447 |  | 0
1936-11-18 | 0 | 0 | 0 | 0 | -6.6845 | -6.6845 | 3681.0488 | 27534.2447 |  | 0
1936-11-19 | 0 | 0 | 0 | 0 | -6.6845 | -6.6845 | 3674.3643 | 27484.2446 |  | 0
1936-11-20 | 0 | 0 | 0 | 0 | -6.6845 | -6.6845 | 3667.6798 | 27434.2446 |  | 0
1936-11-21 | 0 | 0 | 0 | 0 | -6.6845 | -6.6845 | 3660.9953 | 27384.2445 |  | 0
1936-11-22 | 0 | 0 | 0 | 0 | -6.6845 | -6.6845 | 3654.3108 | 27334.2444 |  | 0
1936-11-23 | 0 | 0 | 0 | 0 | -6.6845 | -6.6845 | 3647.6263 | 27284.2444 |  | 0
1936-11-24 | 0 | 0 | 0 | 0 | -6.6845 | -6.6845 | 3640.9418 | 27234.2443 |  | 0
1936-11-25 | 0 | 0 | 0 | 0 | -6.6845 | -6.6845 | 3634.2573 | 27184.2443 |  | 0
1936-11-26 | 0 | 0 | 0 | 0 | -6.6845 | -6.6845 | 3627.5728 | 27134.2442 |  | 0
1936-11-27 | 0 | 0 | 0 | 0 | -6.6845 | -6.6845 | 3620.8883 | 27084.2441 |  | 0
1936-11-28 | 0.051667 | 129.9561 | 3.6551 | 3.6551 | 119.6166 | 119.6166 | 3740.5048 | 27978.976 |  | 0
1936-11-29 | 0.041667 | 104.8033 | 3.6551 | 3.6551 | 94.4638 | 94.4638 | 3834.9686 | 28685.5648 |  | 0
1936-11-30 | 0 | 0 | 0 | 0 | -6.6845 | -6.6845 | 3828.2841 | 28635.5648 |  | 0
1936-12-01 | 0.016667 | 41.9213 | 3.6551 | 3.6551 | 31.5818 | 31.5818 | 3859.8658 | 28871.7963 |  | 0
1936-12-02 | 0 | 0 | 0 | 0 | -6.6845 | -6.6845 | 3853.1813 | 28821.7962 |  | 0
1936-12-03 | 0 | 0 | 0 | 0 | -6.6845 | -6.6845 | 3846.4968 | 28771.7962 |  | 0
1936-12-04 | 0 | 0 | 0 | 0 | -6.6845 | -6.6845 | 3839.8123 | 28721.7961 |  | 0
1936-12-05 | 0 | 0 | 0 | 0 | -6.6845 | -6.6845 | 3833.1278 | 28671.796 |  | 0
1936-12-06 | 0 | 0 | 0 | 0 | -6.6845 | -6.6845 | 3826.4433 | 28621.796 |  | 0
1936-12-07 | 0 | 0 | 0 | 0 | -6.6845 | -6.6845 | 3819.7588 | 28571.7959 |  | 0
1936-12-08 | 0 | 0 | 0 | 0 | -6.6845 | -6.6845 | 3813.0743 | 28521.7959 |  | 0
1936-12-09 | 0 | 0 | 0 | 0 | -6.6845 | -6.6845 | 3806.3898 | 28471.7958 |  | 0
1936-12-10 | 0 | 0 | 0 | 0 | -6.6845 | -6.6845 | 3799.7053 | 28421.7957 |  | 0
1936-12-11 | 0 | 0 | 0 | 0 | -6.6845 | -6.6845 | 3793.0208 | 28371.7957 |  | 0
1936-12-12 | 0 | 0 | 0 | 0 | -6.6845 | -6.6845 | 3786.3363 | 28321.7956 |  | 0
1936-12-13 | 0 | 0 | 0 | 0 | -6.6845 | -6.6845 | 3779.6518 | 28271.7956 |  | 0
1936-12-14 | 0 | 0 | 0 | 0 | -6.6845 | -6.6845 | 3772.9673 | 28221.7955 |  | 0
1936-12-15 | 0 | 0 | 0 | 0 | -6.6845 | -6.6845 | 3766.2828 | 28171.7954 |  | 0
1936-12-16 | 0 | 0 | 0 | 0 | -6.6845 | -6.6845 | 3759.5983 | 28121.7954 |  | 0
1936-12-17 | 0 | 0 | 0 | 0 | -6.6845 | -6.6845 | 3752.9138 | 28071.7953 |  | 0
1936-12-18 | 0 | 0 | 0 | 0 | -6.6845 | -6.6845 | 3746.2293 | 28021.7953 |  | 0
1936-12-19 | 0 | 0 | 0 | 0 | -6.6845 | -6.6845 | 3739.5448 | 27971.7952 |  | 0
1936-12-20 | 0 | 0 | 0 | 0 | -6.6845 | -6.6845 | 3732.8603 | 27921.7951 |  | 0
1936-12-21 | 0 | 0 | 0 | 0 | -6.6845 | -6.6845 | 3726.1758 | 27871.7951 |  | 0
1936-12-22 | 0 | 0 | 0 | 0 | -6.6845 | -6.6845 | 3719.4913 | 27821.795 |  | 0
1936-12-23 | 0 | 0 | 0 | 0 | -6.6845 | -6.6845 | 3712.8068 | 27771.795 |  | 0
1936-12-24 | 0 | 0 | 0 | 0 | -6.6845 | -6.6845 | 3706.1223 | 27721.7949 |  | 0
1936-12-25 | 0 | 0 | 0 | 0 | -6.6845 | -6.6845 | 3699.4378 | 27671.7948 |  | 0
1936-12-26 | 0 | 0 | 0 | 0 | -6.6845 | -6.6845 | 3692.7533 | 27621.7948 |  | 0
1936-12-27 | 0 | 0 | 0 | 0 | -6.6845 | -6.6845 | 3686.0688 | 27571.7947 |  | 0
1936-12-28 | 0 | 0 | 0 | 0 | -6.6845 | -6.6845 | 3679.3843 | 27521.7947 |  | 0
1936-12-29 | 0 | 0 | 0 | 0 | -6.6845 | -6.6845 | 3672.6998 | 27471.7946 |  | 0
1936-12-30 | 0 | 0 | 0 | 0 | -6.6845 | -6.6845 | 3666.0153 | 27421.7945 |  | 0
1936-12-31 | 0 | 0 | 0 | 0 | -6.6845 | -6.6845 | 3659.3308 | 27371.7945 |  | 0
1937-01-01 | 0.016667 | 41.9213 | 3.6551 | 3.6551 | 31.5818 | 31.5818 | 3690.9126 | 27608.026 |  | 0
1937-01-02 | 0 | 0 | 0 | 0 | -6.6845 | -6.6845 | 3684.2281 | 27558.0259 |  | 0
1937-01-03 | 0 | 0 | 0 | 0 | -6.6845 | -6.6845 | 3677.5436 | 27508.0259 |  | 0
1937-01-04 | 0 | 0 | 0 | 0 | -6.6845 | -6.6845 | 3670.8591 | 27458.0258 |  | 0
1937-01-05 | 0 | 0 | 0 | 0 | -6.6845 | -6.6845 | 3664.1746 | 27408.0258 |  | 0
1937-01-06 | 0 | 0 | 0 | 0 | -6.6845 | -6.6845 | 3657.4901 | 27358.0257 |  | 0
1937-01-07 | 0 | 0 | 0 | 0 | -6.6845 | -6.6845 | 3650.8056 | 27308.0256 |  | 0
1937-01-08 | 0 | 0 | 0 | 0 | -6.6845 | -6.6845 | 3644.1211 | 27258.0256 |  | 0
1937-01-09 | 0 | 0 | 0 | 0 | -6.6845 | -6.6845 | 3637.4366 | 27208.0255 |  | 0
1937-01-10 | 0 | 0 | 0 | 0 | -6.6845 | -6.6845 | 3630.7521 | 27158.0255 |  | 0
1937-01-11 | 0 | 0 | 0 | 0 | -6.6845 | -6.6845 | 3624.0676 | 27108.0254 |  | 0
1937-01-12 | 0 | 0 | 0 | 0 | -6.6845 | -6.6845 | 3617.3831 | 27058.0253 |  | 0
1937-01-13 | 0 | 0 | 0 | 0 | -6.6845 | -6.6845 | 3610.6986 | 27008.0253 |  | 0
1937-01-14 | 0 | 0 | 0 | 0 | -6.6845 | -6.6845 | 3604.0141 | 26958.0252 |  | 0
1937-01-15 | 0 | 0 | 0 | 0 | -6.6845 | -6.6845 | 3597.3296 | 26908.0252 |  | 0
1937-01-16 | 0 | 0 | 0 | 0 | -6.6845 | -6.6845 | 3590.6451 | 26858.0251 |  | 0
1937-01-17 | 0 | 0 | 0 | 0 | -6.6845 | -6.6845 | 3583.9606 | 26808.025 |  | 0
1937-01-18 | 0 | 0 | 0 | 0 | -6.6845 | -6.6845 | 3577.2761 | 26758.025 |  | 0
1937-01-19 | 0 | 0 | 0 | 0 | -6.6845 | -6.6845 | 3570.5916 | 26708.0249 |  | 0
1937-01-20 | 0 | 0 | 0 | 0 | -6.6845 | -6.6845 | 3563.9071 | 26658.0249 |  | 0
1937-01-21 | 0 | 0 | 0 | 0 | -6.6845 | -6.6845 | 3557.2226 | 26608.0248 |  | 0
1937-01-22 | 0 | 0 | 0 | 0 | -6.6845 | -6.6845 | 3550.5381 | 26558.0247 |  | 0
1937-01-23 | 0 | 0 | 0 | 0 | -6.6845 | -6.6845 | 3543.8536 | 26508.0247 |  | 0
1937-01-24 | 0 | 0 | 0 | 0 | -6.6845 | -6.6845 | 3537.1691 | 26458.0246 |  | 0
1937-01-25 | 0 | 0 | 0 | 0 | -6.6845 | -6.6845 | 3530.4846 | 26408.0246 |  | 0
1937-01-26 | 0 | 0 | 0 | 0 | -6.6845 | -6.6845 | 3523.8001 | 26358.0245 |  | 0
1937-01-27 | 0 | 0 | 0 | 0 | -6.6845 | -6.6845 | 3517.1156 | 26308.0244 |  | 0
1937-01-28 | 0 | 0 | 0 | 0 | -6.6845 | -6.6845 | 3510.4311 | 26258.0244 |  | 0
1937-01-29 | 0 | 0 | 0 | 0 | -6.6845 | -6.6845 | 3503.7466 | 26208.0243 |  | 0
1937-01-30 | 0 | 0 | 0 | 0 | -6.6845 | -6.6845 | 3497.0621 | 26158.0243 |  | 0
1937-01-31 | 0.0091667 | 23.0567 | 3.6551 | 3.6551 | 12.7172 | 12.7172 | 3509.7792 | 26253.1486 |  | 0
1937-02-01 | 0.041667 | 104.8033 | 3.6551 | 3.6551 | 94.4638 | 94.4638 | 3604.243 | 26959.7374 |  | 0
1937-02-02 | 0 | 0 | 0 | 0 | -6.6845 | -6.6845 | 3597.5585 | 26909.7374 |  | 0
1937-02-03 | 0 | 0 | 0 | 0 | -6.6845 | -6.6845 | 3590.874 | 26859.7373 |  | 0
1937-02-04 | 0 | 0 | 0 | 0 | -6.6845 | -6.6845 | 3584.1895 | 26809.7372 |  | 0
1937-02-05 | 0 | 0 | 0 | 0 | -6.6845 | -6.6845 | 3577.505 | 26759.7372 |  | 0
1937-02-06 | 0 | 0 | 0 | 0 | -6.6845 | -6.6845 | 3570.8205 | 26709.7371 |  | 0
1937-02-07 | 0 | 0 | 0 | 0 | -6.6845 | -6.6845 | 3564.136 | 26659.7371 |  | 0
1937-02-08 | 0 | 0 | 0 | 0 | -6.6845 | -6.6845 | 3557.4515 | 26609.737 |  | 0
1937-02-09 | 0 | 0 | 0 | 0 | -6.6845 | -6.6845 | 3550.767 | 26559.7369 |  | 0
1937-02-10 | 0 | 0 | 0 | 0 | -6.6845 | -6.6845 | 3544.0825 | 26509.7369 |  | 0
1937-02-11 | 0 | 0 | 0 | 0 | -6.6845 | -6.6845 | 3537.398 | 26459.7368 |  | 0
1937-02-12 | 0 | 0 | 0 | 0 | -6.6845 | -6.6845 | 3530.7135 | 26409.7368 |  | 0
1937-02-13 | 0 | 0 | 0 | 0 | -6.6845 | -6.6845 | 3524.029 | 26359.7367 |  | 0
1937-02-14 | 0 | 0 | 0 | 0 | -6.6845 | -6.6845 | 3517.3445 | 26309.7366 |  | 0
1937-02-15 | 0 | 0 | 0 | 0 | -6.6845 | -6.6845 | 3510.66 | 26259.7366 |  | 0
1937-02-16 | 0 | 0 | 0 | 0 | -6.6845 | -6.6845 | 3503.9755 | 26209.7365 |  | 0
1937-02-17 | 0 | 0 | 0 | 0 | -6.6845 | -6.6845 | 3497.291 | 26159.7365 |  | 0
1937-02-18 | 0 | 0 | 0 | 0 | -6.6845 | -6.6845 | 3490.6065 | 26109.7364 |  | 0
1937-02-19 | 0 | 0 | 0 | 0 | -6.6845 | -6.6845 | 3483.922 | 26059.7363 |  | 0
1937-02-20 | 0 | 0 | 0 | 0 | -6.6845 | -6.6845 | 3477.2375 | 26009.7363 |  | 0
1937-02-21 | 0 | 0 | 0 | 0 | -6.6845 | -6.6845 | 3470.553 | 25959.7362 |  | 0
1937-02-22 | 0 | 0 | 0 | 0 | -6.6845 | -6.6845 | 3463.8685 | 25909.7362 |  | 0
1937-02-23 | 0 | 0 | 0 | 0 | -6.6845 | -6.6845 | 3457.184 | 25859.7361 |  | 0
1937-02-24 | 0 | 0 | 0 | 0 | -6.6845 | -6.6845 | 3450.4995 | 25809.736 |  | 0
1937-02-25 | 0 | 0 | 0 | 0 | -6.6845 | -6.6845 | 3443.815 | 25759.736 |  | 0
1937-02-26 | 0 | 0 | 0 | 0 | -6.6845 | -6.6845 | 3437.1305 | 25709.7359 |  | 0
1937-02-27 | 0 | 0 | 0 | 0 | -6.6845 | -6.6845 | 3430.446 | 25659.7359 |  | 0
1937-02-28 | 0 | 0 | 0 | 0 | -6.6845 | -6.6845 | 3423.7615 | 25609.7358 |  | 0
1937-03-01 | 0 | 0 | 0 | 0 | -6.6845 | -6.6845 | 3417.077 | 25559.7357 |  | 0
1937-03-02 | 0 | 0 | 0 | 0 | -6.6845 | -6.6845 | 3410.3925 | 25509.7357 |  | 0
1937-03-03 | 0 | 0 | 0 | 0 | -6.6845 | -6.6845 | 3403.708 | 25459.7356 |  | 0
1937-03-04 | 0 | 0 | 0 | 0 | -6.6845 | -6.6845 | 3397.0235 | 25409.7356 |  | 0
1937-03-05 | 0 | 0 | 0 | 0 | -6.6845 | -6.6845 | 3390.339 | 25359.7355 |  | 0
1937-03-06 | 0 | 0 | 0 | 0 | -6.6845 | -6.6845 | 3383.6545 | 25309.7354 |  | 0
1937-03-07 | 0 | 0 | 0 | 0 | -6.6845 | -6.6845 | 3376.97 | 25259.7354 |  | 0
1937-03-08 | 0 | 0 | 0 | 0 | -6.6845 | -6.6845 | 3370.2855 | 25209.7353 |  | 0
1937-03-09 | 0 | 0 | 0 | 0 | -6.6845 | -6.6845 | 3363.601 | 25159.7353 |  | 0
1937-03-10 | 0 | 0 | 0 | 0 | -6.6845 | -6.6845 | 3356.9165 | 25109.7352 |  | 0
1937-03-11 | 0 | 0 | 0 | 0 | -6.6845 | -6.6845 | 3350.232 | 25059.7351 |  | 0
1937-03-12 | 0 | 0 | 0 | 0 | -6.6845 | -6.6845 | 3343.5475 | 25009.7351 |  | 0
1937-03-13 | 0 | 0 | 0 | 0 | -6.6845 | -6.6845 | 3336.863 | 24959.735 |  | 0
1937-03-14 | 0 | 0 | 0 | 0 | -6.6845 | -6.6845 | 3330.1785 | 24909.735 |  | 0
1937-03-15 | 0 | 0 | 0 | 0 | -6.6845 | -6.6845 | 3323.494 | 24859.7349 |  | 0
1937-03-16 | 0 | 0 | 0 | 0 | -6.6845 | -6.6845 | 3316.8095 | 24809.7348 |  | 0
1937-03-17 | 0 | 0 | 0 | 0 | -6.6845 | -6.6845 | 3310.125 | 24759.7348 |  | 0
1937-03-18 | 0 | 0 | 0 | 0 | -6.6845 | -6.6845 | 3303.4405 | 24709.7347 |  | 0
1937-03-19 | 0 | 0 | 0 | 0 | -6.6845 | -6.6845 | 3296.756 | 24659.7347 |  | 0
1937-03-20 | 0 | 0 | 0 | 0 | -6.6845 | -6.6845 | 3290.0715 | 24609.7346 |  | 0
1937-03-21 | 0 | 0 | 0 | 0 | -6.6845 | -6.6845 | 3283.387 | 24559.7345 |  | 0
1937-03-22 | 0 | 0 | 0 | 0 | -6.6845 | -6.6845 | 3276.7025 | 24509.7345 |  | 0
1937-03-23 | 0 | 0 | 0 | 0 | -6.6845 | -6.6845 | 3270.018 | 24459.7344 |  | 0
1937-03-24 | 0 | 0 | 0 | 0 | -6.6845 | -6.6845 | 3263.3335 | 24409.7344 |  | 0
1937-03-25 | 0 | 0 | 0 | 0 | -6.6845 | -6.6845 | 3256.649 | 24359.7343 |  | 0
1937-03-26 | 0 | 0 | 0 | 0 | -6.6845 | -6.6845 | 3249.9645 | 24309.7342 |  | 0
1937-03-27 | 0 | 0 | 0 | 0 | -6.6845 | -6.6845 | 3243.28 | 24259.7342 |  | 0
1937-03-28 | 0 | 0 | 0 | 0 | -6.6845 | -6.6845 | 3236.5955 | 24209.7341 |  | 0
1937-03-29 | 0 | 0 | 0 | 0 | -6.6845 | -6.6845 | 3229.911 | 24159.7341 |  | 0
1937-03-30 | 0 | 0 | 0 | 0 | -6.6845 | -6.6845 | 3223.2265 | 24109.734 |  | 0
1937-03-31 | 0 | 0 | 0 | 0 | -6.6845 | -6.6845 | 3216.542 | 24059.7339 |  | 0
1937-04-01 | 0 | 0 | 0 | 0 | -6.6845 | -6.6845 | 3209.8575 | 24009.7339 |  | 0
1937-04-02 | 0 | 0 | 0 | 0 | -6.6845 | -6.6845 | 3203.173 | 23959.7338 |  | 0
1937-04-03 | 0 | 0 | 0 | 0 | -6.6845 | -6.6845 | 3196.4885 | 23909.7338 |  | 0
1937-04-04 | 0 | 0 | 0 | 0 | -6.6845 | -6.6845 | 3189.804 | 23859.7337 |  | 0
1937-04-05 | 0 | 0 | 0 | 0 | -6.6845 | -6.6845 | 3183.1195 | 23809.7336 |  | 0
1937-04-06 | 0 | 0 | 0 | 0 | -6.6845 | -6.6845 | 3176.435 | 23759.7336 |  | 0
1937-04-07 | 0 | 0 | 0 | 0 | -6.6845 | -6.6845 | 3169.7505 | 23709.7335 |  | 0
1937-04-08 | 0 | 0 | 0 | 0 | -6.6845 | -6.6845 | 3163.066 | 23659.7335 |  | 0
1937-04-09 | 0 | 0 | 0 | 0 | -6.6845 | -6.6845 | 3156.3815 | 23609.7334 |  | 0
1937-04-10 | 0 | 0 | 0 | 0 | -6.6845 | -6.6845 | 3149.697 | 23559.7333 |  | 0
1937-04-11 | 0 | 0 | 0 | 0 | -6.6845 | -6.6845 | 3143.0125 | 23509.7333 |  | 0
1937-04-12 | 0 | 0 | 0 | 0 | -6.6845 | -6.6845 | 3136.328 | 23459.7332 |  | 0
1937-04-13 | 0 | 0 | 0 | 0 | -6.6845 | -6.6845 | 3129.6435 | 23409.7332 |  | 0
1937-04-14 | 0 | 0 | 0 | 0 | -6.6845 | -6.6845 | 3122.959 | 23359.7331 |  | 0
1937-04-15 | 0 | 0 | 0 | 0 | -6.6845 | -6.6845 | 3116.2745 | 23309.733 |  | 0
1937-04-16 | 0 | 0 | 0 | 0 | -6.6845 | -6.6845 | 3109.59 | 23259.733 |  | 0
1937-04-17 | 0 | 0 | 0 | 0 | -6.6845 | -6.6845 | 3102.9055 | 23209.7329 |  | 0
1937-04-18 | 0 | 0 | 0 | 0 | -6.6845 | -6.6845 | 3096.221 | 23159.7329 |  | 0
1937-04-19 | 0 | 0 | 0 | 0 | -6.6845 | -6.6845 | 3089.5365 | 23109.7328 |  | 0
1937-04-20 | 0.028333 | 71.2663 | 3.6551 | 3.6551 | 60.9267 | 60.9267 | 3150.4632 | 23565.4644 |  | 0
1937-04-21 | 0 | 0 | 0 | 0 | -6.6845 | -6.6845 | 3143.7787 | 23515.4644 |  | 0
1937-04-22 | 0 | 0 | 0 | 0 | -6.6845 | -6.6845 | 3137.0942 | 23465.4643 |  | 0
1937-04-23 | 0 | 0 | 0 | 0 | -6.6845 | -6.6845 | 3130.4097 | 23415.4642 |  | 0
1937-04-24 | 0 | 0 | 0 | 0 | -6.6845 | -6.6845 | 3123.7252 | 23365.4642 |  | 0
1937-04-25 | 0 | 0 | 0 | 0 | -6.6845 | -6.6845 | 3117.0407 | 23315.4641 |  | 0
1937-04-26 | 0 | 0 | 0 | 0 | -6.6845 | -6.6845 | 3110.3562 | 23265.4641 |  | 0
1937-04-27 | 0 | 0 | 0 | 0 | -6.6845 | -6.6845 | 3103.6717 | 23215.464 |  | 0
1937-04-28 | 0 | 0 | 0 | 0 | -6.6845 | -6.6845 | 3096.9872 | 23165.4639 |  | 0
1937-04-29 | 0 | 0 | 0 | 0 | -6.6845 | -6.6845 | 3090.3027 | 23115.4639 |  | 0
1937-04-30 | 0 | 0 | 0 | 0 | -6.6845 | -6.6845 | 3083.6182 | 23065.4638 |  | 0
1937-05-01 | 0 | 0 | 0 | 0 | -6.6845 | -6.6845 | 3076.9337 | 23015.4638 |  | 0
1937-05-02 | 0 | 0 | 0 | 0 | -6.6845 | -6.6845 | 3070.2492 | 22965.4637 |  | 0
1937-05-03 | 0 | 0 | 0 | 0 | -6.6845 | -6.6845 | 3063.5647 | 22915.4636 |  | 0
1937-05-04 | 0 | 0 | 0 | 0 | -6.6845 | -6.6845 | 3056.8802 | 22865.4636 |  | 0
1937-05-05 | 0.0375 | 94.323 | 3.6551 | 3.6551 | 83.9834 | 83.9834 | 3140.8636 | 23493.6596 |  | 0
1937-05-06 | 0.023333 | 58.6899 | 3.6551 | 3.6551 | 48.3503 | 48.3503 | 3189.2139 | 23855.3197 |  | 0
1937-05-07 | 0 | 0 | 0 | 0 | -6.6845 | -6.6845 | 3182.5294 | 23805.3196 |  | 0
1937-05-08 | 0 | 0 | 0 | 0 | -6.6845 | -6.6845 | 3175.8449 | 23755.3196 |  | 0
1937-05-09 | 0 | 0 | 0 | 0 | -6.6845 | -6.6845 | 3169.1604 | 23705.3195 |  | 0
1937-05-10 | 0 | 0 | 0 | 0 | -6.6845 | -6.6845 | 3162.4759 | 23655.3195 |  | 0
1937-05-11 | 0 | 0 | 0 | 0 | -6.6845 | -6.6845 | 3155.7914 | 23605.3194 |  | 0
1937-05-12 | 0 | 0 | 0 | 0 | -6.6845 | -6.6845 | 3149.1069 | 23555.3193 |  | 0
1937-05-13 | 0.034167 | 85.9387 | 3.6551 | 3.6551 | 75.5992 | 75.5992 | 3224.706 | 24120.801 |  | 0
1937-05-14 | 0 | 0 | 0 | 0 | -6.6845 | -6.6845 | 3218.0215 | 24070.801 |  | 0
1937-05-15 | 0 | 0 | 0 | 0 | -6.6845 | -6.6845 | 3211.337 | 24020.8009 |  | 0
1937-05-16 | 0 | 0 | 0 | 0 | -6.6845 | -6.6845 | 3204.6525 | 23970.8008 |  | 0
1937-05-17 | 0 | 0 | 0 | 0 | -6.6845 | -6.6845 | 3197.968 | 23920.8008 |  | 0
1937-05-18 | 0 | 0 | 0 | 0 | -6.6845 | -6.6845 | 3191.2835 | 23870.8007 |  | 0
1937-05-19 | 0 | 0 | 0 | 0 | -6.6845 | -6.6845 | 3184.599 | 23820.8007 |  | 0
1937-05-20 | 0 | 0 | 0 | 0 | -6.6845 | -6.6845 | 3177.9145 | 23770.8006 |  | 0
1937-05-21 | 0 | 0 | 0 | 0 | -6.6845 | -6.6845 | 3171.23 | 23720.8005 |  | 0
1937-05-22 | 0 | 0 | 0 | 0 | -6.6845 | -6.6845 | 3164.5455 | 23670.8005 |  | 0
1937-05-23 | 0 | 0 | 0 | 0 | -6.6845 | -6.6845 | 3157.861 | 23620.8004 |  | 0
1937-05-24 | 0 | 0 | 0 | 0 | -6.6845 | -6.6845 | 3151.1765 | 23570.8004 |  | 0
1937-05-25 | 0 | 0 | 0 | 0 | -6.6845 | -6.6845 | 3144.492 | 23520.8003 |  | 0
1937-05-26 | 0 | 0 | 0 | 0 | -6.6845 | -6.6845 | 3137.8075 | 23470.8002 |  | 0
1937-05-27 | 0 | 0 | 0 | 0 | -6.6845 | -6.6845 | 3131.123 | 23420.8002 |  | 0
1937-05-28 | 0.11583 | 291.3533 | 3.6551 | 3.6551 | 281.0137 | 281.0137 | 3412.1367 | 25522.7825 |  | 0
1937-05-29 | 0 | 0 | 0 | 0 | -6.6845 | -6.6845 | 3405.4522 | 25472.7825 |  | 0
1937-05-30 | 0 | 0 | 0 | 0 | -6.6845 | -6.6845 | 3398.7677 | 25422.7824 |  | 0
1937-05-31 | 0.046667 | 117.3797 | 3.6551 | 3.6551 | 107.0402 | 107.0402 | 3505.8079 | 26223.4428 |  | 0
1937-06-01 | 0.0175 | 44.0174 | 3.6551 | 3.6551 | 33.6778 | 33.6778 | 3539.4857 | 26475.3529 |  | 0
1937-06-02 | 0 | 0 | 0 | 0 | -6.6845 | -6.6845 | 3532.8012 | 26425.3528 |  | 0
1937-06-03 | 0.035833 | 90.1309 | 3.6551 | 3.6551 | 79.7913 | 79.7913 | 3612.5925 | 27022.1916 |  | 0
1937-06-04 | 0 | 0 | 0 | 0 | -6.6845 | -6.6845 | 3605.908 | 26972.1916 |  | 0
1937-06-05 | 0 | 0 | 0 | 0 | -6.6845 | -6.6845 | 3599.2235 | 26922.1915 |  | 0
1937-06-06 | 0 | 0 | 0 | 0 | -6.6845 | -6.6845 | 3592.539 | 26872.1914 |  | 0
1937-06-07 | 0 | 0 | 0 | 0 | -6.6845 | -6.6845 | 3585.8545 | 26822.1914 |  | 0
1937-06-08 | 0 | 0 | 0 | 0 | -6.6845 | -6.6845 | 3579.17 | 26772.1913 |  | 0
1937-06-09 | 0 | 0 | 0 | 0 | -6.6845 | -6.6845 | 3572.4855 | 26722.1913 |  | 0
1937-06-10 | 0 | 0 | 0 | 0 | -6.6845 | -6.6845 | 3565.801 | 26672.1912 |  | 0
1937-06-11 | 0 | 0 | 0 | 0 | -6.6845 | -6.6845 | 3559.1165 | 26622.1911 |  | 0
1937-06-12 | 0 | 0 | 0 | 0 | -6.6845 | -6.6845 | 3552.432 | 26572.1911 |  | 0
1937-06-13 | 0 | 0 | 0 | 0 | -6.6845 | -6.6845 | 3545.7475 | 26522.191 |  | 0
1937-06-14 | 0 | 0 | 0 | 0 | -6.6845 | -6.6845 | 3539.063 | 26472.191 |  | 0
1937-06-15 | 0 | 0 | 0 | 0 | -6.6845 | -6.6845 | 3532.3785 | 26422.1909 |  | 0
1937-06-16 | 0 | 0 | 0 | 0 | -6.6845 | -6.6845 | 3525.694 | 26372.1908 |  | 0
1937-06-17 | 0.016667 | 41.9213 | 3.6551 | 3.6551 | 31.5818 | 31.5818 | 3557.2757 | 26608.4224 |  | 0
1937-06-18 | 0.014167 | 35.6331 | 3.6551 | 3.6551 | 25.2936 | 25.2936 | 3582.5693 | 26797.6181 |  | 0
1937-06-19 | 0 | 0 | 0 | 0 | -6.6845 | -6.6845 | 3575.8848 | 26747.6181 |  | 0
1937-06-20 | 0 | 0 | 0 | 0 | -6.6845 | -6.6845 | 3569.2003 | 26697.618 |  | 0
1937-06-21 | 0 | 0 | 0 | 0 | -6.6845 | -6.6845 | 3562.5158 | 26647.618 |  | 0
1937-06-22 | 0 | 0 | 0 | 0 | -6.6845 | -6.6845 | 3555.8313 | 26597.6179 |  | 0
1937-06-23 | 0 | 0 | 0 | 0 | -6.6845 | -6.6845 | 3549.1468 | 26547.6178 |  | 0
1937-06-24 | 0 | 0 | 0 | 0 | -6.6845 | -6.6845 | 3542.4623 | 26497.6178 |  | 0
1937-06-25 | 0 | 0 | 0 | 0 | -6.6845 | -6.6845 | 3535.7778 | 26447.6177 |  | 0
1937-06-26 | 0 | 0 | 0 | 0 | -6.6845 | -6.6845 | 3529.0933 | 26397.6177 |  | 0
1937-06-27 | 0 | 0 | 0 | 0 | -6.6845 | -6.6845 | 3522.4088 | 26347.6176 |  | 0
1937-06-28 | 0 | 0 | 0 | 0 | -6.6845 | -6.6845 | 3515.7243 | 26297.6175 |  | 0
1937-06-29 | 0 | 0 | 0 | 0 | -6.6845 | -6.6845 | 3509.0398 | 26247.6175 |  | 0
1937-06-30 | 0 | 0 | 0 | 0 | -6.6845 | -6.6845 | 3502.3553 | 26197.6174 |  | 0
1937-07-01 | 0 | 0 | 0 | 0 | -6.6845 | -6.6845 | 3495.6708 | 26147.6174 |  | 0
1937-07-02 | 0 | 0 | 0 | 0 | -6.6845 | -6.6845 | 3488.9863 | 26097.6173 |  | 0
1937-07-03 | 0 | 0 | 0 | 0 | -6.6845 | -6.6845 | 3482.3018 | 26047.6172 |  | 0
1937-07-04 | 0 | 0 | 0 | 0 | -6.6845 | -6.6845 | 3475.6173 | 25997.6172 |  | 0
1937-07-05 | 0 | 0 | 0 | 0 | -6.6845 | -6.6845 | 3468.9328 | 25947.6171 |  | 0
1937-07-06 | 0 | 0 | 0 | 0 | -6.6845 | -6.6845 | 3462.2483 | 25897.6171 |  | 0
1937-07-07 | 0 | 0 | 0 | 0 | -6.6845 | -6.6845 | 3455.5638 | 25847.617 |  | 0
1937-07-08 | 0 | 0 | 0 | 0 | -6.6845 | -6.6845 | 3448.8793 | 25797.6169 |  | 0
1937-07-09 | 0.063333 | 159.3011 | 3.6551 | 3.6551 | 148.9615 | 148.9615 | 3597.8408 | 26911.8489 |  | 0
1937-07-10 | 0 | 0 | 0 | 0 | -6.6845 | -6.6845 | 3591.1563 | 26861.8488 |  | 0
1937-07-11 | 0.07 | 176.0696 | 3.6551 | 3.6551 | 165.73 | 165.73 | 3756.8863 | 28101.5093 |  | 0
1937-07-12 | 0 | 0 | 0 | 0 | -6.6845 | -6.6845 | 3750.2018 | 28051.5093 |  | 0
1937-07-13 | 0 | 0 | 0 | 0 | -6.6845 | -6.6845 | 3743.5173 | 28001.5092 |  | 0
1937-07-14 | 0 | 0 | 0 | 0 | -6.6845 | -6.6845 | 3736.8328 | 27951.5092 |  | 0
1937-07-15 | 0.095833 | 241.0477 | 3.6551 | 3.6551 | 230.7081 | 230.7081 | 3967.5409 | 29677.2057 |  | 0
1937-07-16 | 0 | 0 | 0 | 0 | -6.6845 | -6.6845 | 3960.8564 | 29627.2056 |  | 0
1937-07-17 | 0 | 0 | 0 | 0 | -6.6845 | -6.6845 | 3954.1719 | 29577.2055 |  | 0
1937-07-18 | 0 | 0 | 0 | 0 | -6.6845 | -6.6845 | 3947.4874 | 29527.2055 |  | 0
1937-07-19 | 0 | 0 | 0 | 0 | -6.6845 | -6.6845 | 3940.8029 | 29477.2054 |  | 0
1937-07-20 | 0 | 0 | 0 | 0 | -6.6845 | -6.6845 | 3934.1184 | 29427.2054 |  | 0
1937-07-21 | 0 | 0 | 0 | 0 | -6.6845 | -6.6845 | 3927.4339 | 29377.2053 |  | 0
1937-07-22 | 0 | 0 | 0 | 0 | -6.6845 | -6.6845 | 3920.7494 | 29327.2052 |  | 0
1937-07-23 | 0 | 0 | 0 | 0 | -6.6845 | -6.6845 | 3914.0649 | 29277.2052 |  | 0
1937-07-24 | 0 | 0 | 0 | 0 | -6.6845 | -6.6845 | 3907.3804 | 29227.2051 |  | 0
1937-07-25 | 0 | 0 | 0 | 0 | -6.6845 | -6.6845 | 3900.6959 | 29177.2051 |  | 0
1937-07-26 | 0 | 0 | 0 | 0 | -6.6845 | -6.6845 | 3894.0114 | 29127.205 |  | 0
1937-07-27 | 0 | 0 | 0 | 0 | -6.6845 | -6.6845 | 3887.3269 | 29077.2049 |  | 0
1937-07-28 | 0 | 0 | 0 | 0 | -6.6845 | -6.6845 | 3880.6424 | 29027.2049 |  | 0
1937-07-29 | 0 | 0 | 0 | 0 | -6.6845 | -6.6845 | 3873.9579 | 28977.2048 |  | 0
1937-07-30 | 0 | 0 | 0 | 0 | -6.6845 | -6.6845 | 3867.2734 | 28927.2048 |  | 0
1937-07-31 | 0 | 0 | 0 | 0 | -6.6845 | -6.6845 | 3860.5889 | 28877.2047 |  | 0
1937-08-01 | 0 | 0 | 0 | 0 | -6.6845 | -6.6845 | 3853.9044 | 28827.2046 |  | 0
1937-08-02 | 0 | 0 | 0 | 0 | -6.6845 | -6.6845 | 3847.2199 | 28777.2046 |  | 0
1937-08-03 | 0 | 0 | 0 | 0 | -6.6845 | -6.6845 | 3840.5354 | 28727.2045 |  | 0
1937-08-04 | 0 | 0 | 0 | 0 | -6.6845 | -6.6845 | 3833.8509 | 28677.2045 |  | 0
1937-08-05 | 0 | 0 | 0 | 0 | -6.6845 | -6.6845 | 3827.1664 | 28627.2044 |  | 0
1937-08-06 | 0 | 0 | 0 | 0 | -6.6845 | -6.6845 | 3820.4819 | 28577.2043 |  | 0
1937-08-07 | 0 | 0 | 0 | 0 | -6.6845 | -6.6845 | 3813.7974 | 28527.2043 |  | 0
1937-08-08 | 0 | 0 | 0 | 0 | -6.6845 | -6.6845 | 3807.1129 | 28477.2042 |  | 0
1937-08-09 | 0 | 0 | 0 | 0 | -6.6845 | -6.6845 | 3800.4284 | 28427.2042 |  | 0
1937-08-10 | 0 | 0 | 0 | 0 | -6.6845 | -6.6845 | 3793.7439 | 28377.2041 |  | 0
1937-08-11 | 0 | 0 | 0 | 0 | -6.6845 | -6.6845 | 3787.0594 | 28327.204 |  | 0
1937-08-12 | 0 | 0 | 0 | 0 | -6.6845 | -6.6845 | 3780.3749 | 28277.204 |  | 0
1937-08-13 | 0 | 0 | 0 | 0 | -6.6845 | -6.6845 | 3773.6904 | 28227.2039 |  | 0
1937-08-14 | 0 | 0 | 0 | 0 | -6.6845 | -6.6845 | 3767.0059 | 28177.2039 |  | 0
1937-08-15 | 0 | 0 | 0 | 0 | -6.6845 | -6.6845 | 3760.3214 | 28127.2038 |  | 0
1937-08-16 | 0 | 0 | 0 | 0 | -6.6845 | -6.6845 | 3753.6369 | 28077.2037 |  | 0
1937-08-17 | 0 | 0 | 0 | 0 | -6.6845 | -6.6845 | 3746.9524 | 28027.2037 |  | 0
1937-08-18 | 0 | 0 | 0 | 0 | -6.6845 | -6.6845 | 3740.2679 | 27977.2036 |  | 0
1937-08-19 | 0.055 | 138.3404 | 3.6551 | 3.6551 | 128.0008 | 128.0008 | 3868.2687 | 28934.6497 |  | 0
1937-08-20 | 0 | 0 | 0 | 0 | -6.6845 | -6.6845 | 3861.5842 | 28884.6497 |  | 0
1937-08-21 | 0 | 0 | 0 | 0 | -6.6845 | -6.6845 | 3854.8997 | 28834.6496 |  | 0
1937-08-22 | 0.03 | 75.4584 | 3.6551 | 3.6551 | 65.1188 | 65.1188 | 3920.0185 | 29321.7384 |  | 0
1937-08-23 | 0 | 0 | 0 | 0 | -6.6845 | -6.6845 | 3913.334 | 29271.7383 |  | 0
1937-08-24 | 0 | 0 | 0 | 0 | -6.6845 | -6.6845 | 3906.6495 | 29221.7383 |  | 0
1937-08-25 | 0.0325 | 81.7466 | 3.6551 | 3.6551 | 71.407 | 71.407 | 3978.0565 | 29755.8628 |  | 0
1937-08-26 | 0 | 0 | 0 | 0 | -6.6845 | -6.6845 | 3971.372 | 29705.8627 |  | 0
1937-08-27 | 0 | 0 | 0 | 0 | -6.6845 | -6.6845 | 3964.6875 | 29655.8627 |  | 0
1937-08-28 | 0 | 0 | 0 | 0 | -6.6845 | -6.6845 | 3958.003 | 29605.8626 |  | 0
1937-08-29 | 0 | 0 | 0 | 0 | -6.6845 | -6.6845 | 3951.3185 | 29555.8625 |  | 0
1937-08-30 | 0 | 0 | 0 | 0 | -6.6845 | -6.6845 | 3944.634 | 29505.8625 |  | 0
1937-08-31 | 0 | 0 | 0 | 0 | -6.6845 | -6.6845 | 3937.9495 | 29455.8624 |  | 0
1937-09-01 | 0 | 0 | 0 | 0 | -6.6845 | -6.6845 | 3931.265 | 29405.8624 |  | 0
1937-09-02 | 0 | 0 | 0 | 0 | -6.6845 | -6.6845 | 3924.5805 | 29355.8623 |  | 0
1937-09-03 | 0 | 0 | 0 | 0 | -6.6845 | -6.6845 | 3917.896 | 29305.8622 |  | 0
1937-09-04 | 0 | 0 | 0 | 0 | -6.6845 | -6.6845 | 3911.2115 | 29255.8622 |  | 0
1937-09-05 | 0 | 0 | 0 | 0 | -6.6845 | -6.6845 | 3904.527 | 29205.8621 |  | 0
1937-09-06 | 0 | 0 | 0 | 0 | -6.6845 | -6.6845 | 3897.8425 | 29155.8621 |  | 0
1937-09-07 | 0 | 0 | 0 | 0 | -6.6845 | -6.6845 | 3891.158 | 29105.862 |  | 0
1937-09-08 | 0.015 | 37.7292 | 3.6551 | 3.6551 | 27.3896 | 27.3896 | 3918.5476 | 29310.7364 |  | 0
1937-09-09 | 0 | 0 | 0 | 0 | -6.6845 | -6.6845 | 3911.8631 | 29260.7363 |  | 0
1937-09-10 | 0.0066667 | 16.7685 | 3.6551 | 3.6551 | 6.429 | 6.429 | 3918.2921 | 29308.8249 |  | 0
1937-09-11 | 0.01 | 25.1528 | 3.6551 | 3.6551 | 14.8132 | 14.8132 | 3933.1053 | 29419.6278 |  | 0
1937-09-12 | 0.049167 | 123.6679 | 3.6551 | 3.6551 | 113.3284 | 113.3284 | 4003.7455 | 29948.0163 |  | 36.0037
1937-09-13 | 0 | 0 | 0 | 0 | -6.6845 | -6.6845 | 3997.061 | 29898.0163 |  | 0
1937-09-14 | 0 | 0 | 0 | 0 | -6.6845 | -6.6845 | 3990.3765 | 29848.0162 |  | 0
1937-09-15 | 0 | 0 | 0 | 0 | -6.6845 | -6.6845 | 3983.692 | 29798.0162 |  | 0
1937-09-16 | 0 | 0 | 0 | 0 | -6.6845 | -6.6845 | 3977.0075 | 29748.0161 |  | 0
1937-09-17 | 0 | 0 | 0 | 0 | -6.6845 | -6.6845 | 3970.323 | 29698.016 |  | 0
1937-09-18 | 0 | 0 | 0 | 0 | -6.6845 | -6.6845 | 3963.6385 | 29648.016 |  | 0
1937-09-19 | 0 | 0 | 0 | 0 | -6.6845 | -6.6845 | 3956.954 | 29598.0159 |  | 0
1937-09-20 | 0.0375 | 94.323 | 3.6551 | 3.6551 | 83.9834 | 83.9834 | 4003.7455 | 29948.0163 |  | 30.5074
1937-09-21 | 0.016667 | 41.9213 | 3.6551 | 3.6551 | 31.5818 | 31.5818 | 4003.7455 | 29948.0163 |  | 24.8973
1937-09-22 | 0 | 0 | 0 | 0 | -6.6845 | -6.6845 | 3997.061 | 29898.0163 |  | 0
1937-09-23 | 0.020833 | 52.4017 | 3.6551 | 3.6551 | 42.0621 | 42.0621 | 4003.7455 | 29948.0163 |  | 28.6931
1937-09-24 | 0 | 0 | 0 | 0 | -6.6845 | -6.6845 | 3997.061 | 29898.0163 |  | 0
1937-09-25 | 0 | 0 | 0 | 0 | -6.6845 | -6.6845 | 3990.3765 | 29848.0162 |  | 0
1937-09-26 | 0 | 0 | 0 | 0 | -6.6845 | -6.6845 | 3983.692 | 29798.0162 |  | 0
1937-09-27 | 0 | 0 | 0 | 0 | -6.6845 | -6.6845 | 3977.0075 | 29748.0161 |  | 0
1937-09-28 | 0 | 0 | 0 | 0 | -6.6845 | -6.6845 | 3970.323 | 29698.016 |  | 0
1937-09-29 | 0 | 0 | 0 | 0 | -6.6845 | -6.6845 | 3963.6385 | 29648.016 |  | 0
1937-09-30 | 0 | 0 | 0 | 0 | -6.6845 | -6.6845 | 3956.954 | 29598.0159 |  | 0
1937-10-01 | 0 | 0 | 0 | 0 | -6.6845 | -6.6845 | 3950.2695 | 29548.0159 |  | 0
1937-10-02 | 0 | 0 | 0 | 0 | -6.6845 | -6.6845 | 3943.585 | 29498.0158 |  | 0
1937-10-03 | 0 | 0 | 0 | 0 | -6.6845 | -6.6845 | 3936.9005 | 29448.0157 |  | 0
1937-10-04 | 0 | 0 | 0 | 0 | -6.6845 | -6.6845 | 3930.216 | 29398.0157 |  | 0
1937-10-05 | 0 | 0 | 0 | 0 | -6.6845 | -6.6845 | 3923.5315 | 29348.0156 |  | 0
1937-10-06 | 0 | 0 | 0 | 0 | -6.6845 | -6.6845 | 3916.847 | 29298.0156 |  | 0
1937-10-07 | 0 | 0 | 0 | 0 | -6.6845 | -6.6845 | 3910.1625 | 29248.0155 |  | 0
1937-10-08 | 0 | 0 | 0 | 0 | -6.6845 | -6.6845 | 3903.478 | 29198.0154 |  | 0
1937-10-09 | 0 | 0 | 0 | 0 | -6.6845 | -6.6845 | 3896.7935 | 29148.0154 |  | 0
1937-10-10 | 0 | 0 | 0 | 0 | -6.6845 | -6.6845 | 3890.109 | 29098.0153 |  | 0
1937-10-11 | 0.0875 | 220.087 | 3.6551 | 3.6551 | 209.7474 | 209.7474 | 4003.7455 | 29948.0163 |  | 89.4264
1937-10-12 | 0 | 0 | 0 | 0 | -6.6845 | -6.6845 | 3997.061 | 29898.0163 |  | 0
1937-10-13 | 0 | 0 | 0 | 0 | -6.6845 | -6.6845 | 3990.3765 | 29848.0162 |  | 0
1937-10-14 | 0 | 0 | 0 | 0 | -6.6845 | -6.6845 | 3983.692 | 29798.0162 |  | 0
1937-10-15 | 0 | 0 | 0 | 0 | -6.6845 | -6.6845 | 3977.0075 | 29748.0161 |  | 0
1937-10-16 | 0 | 0 | 0 | 0 | -6.6845 | -6.6845 | 3970.323 | 29698.016 |  | 0
1937-10-17 | 0 | 0 | 0 | 0 | -6.6845 | -6.6845 | 3963.6385 | 29648.016 |  | 0
1937-10-18 | 0 | 0 | 0 | 0 | -6.6845 | -6.6845 | 3956.954 | 29598.0159 |  | 0
1937-10-19 | 0 | 0 | 0 | 0 | -6.6845 | -6.6845 | 3950.2695 | 29548.0159 |  | 0
1937-10-20 | 0 | 0 | 0 | 0 | -6.6845 | -6.6845 | 3943.585 | 29498.0158 |  | 0
1937-10-21 | 0 | 0 | 0 | 0 | -6.6845 | -6.6845 | 3936.9005 | 29448.0157 |  | 0
1937-10-22 | 0 | 0 | 0 | 0 | -6.6845 | -6.6845 | 3930.216 | 29398.0157 |  | 0
1937-10-23 | 0 | 0 | 0 | 0 | -6.6845 | -6.6845 | 3923.5315 | 29348.0156 |  | 0
1937-10-24 | 0 | 0 | 0 | 0 | -6.6845 | -6.6845 | 3916.847 | 29298.0156 |  | 0
1937-10-25 | 0 | 0 | 0 | 0 | -6.6845 | -6.6845 | 3910.1625 | 29248.0155 |  | 0
1937-10-26 | 0 | 0 | 0 | 0 | -6.6845 | -6.6845 | 3903.478 | 29198.0154 |  | 0
1937-10-27 | 0 | 0 | 0 | 0 | -6.6845 | -6.6845 | 3896.7935 | 29148.0154 |  | 0
1937-10-28 | 0 | 0 | 0 | 0 | -6.6845 | -6.6845 | 3890.109 | 29098.0153 |  | 0
1937-10-29 | 0 | 0 | 0 | 0 | -6.6845 | -6.6845 | 3883.4245 | 29048.0153 |  | 0
1937-10-30 | 0 | 0 | 0 | 0 | -6.6845 | -6.6845 | 3876.74 | 28998.0152 |  | 0
1937-10-31 | 0 | 0 | 0 | 0 | -6.6845 | -6.6845 | 3870.0555 | 28948.0151 |  | 0
1937-11-01 | 0.005 | 12.5764 | 3.6551 | 3.6551 | 2.2368 | 2.2368 | 3872.2923 | 28964.7466 |  | 0
1937-11-02 | 0 | 0 | 0 | 0 | -6.6845 | -6.6845 | 3865.6078 | 28914.7465 |  | 0
1937-11-03 | 0 | 0 | 0 | 0 | -6.6845 | -6.6845 | 3858.9233 | 28864.7464 |  | 0
1937-11-04 | 0 | 0 | 0 | 0 | -6.6845 | -6.6845 | 3852.2388 | 28814.7464 |  | 0
1937-11-05 | 0 | 0 | 0 | 0 | -6.6845 | -6.6845 | 3845.5543 | 28764.7463 |  | 0
1937-11-06 | 0 | 0 | 0 | 0 | -6.6845 | -6.6845 | 3838.8698 | 28714.7463 |  | 0
1937-11-07 | 0 | 0 | 0 | 0 | -6.6845 | -6.6845 | 3832.1853 | 28664.7462 |  | 0
1937-11-08 | 0.08 | 201.2224 | 3.6551 | 3.6551 | 190.8828 | 190.8828 | 4003.7455 | 29948.0163 |  | 12.6381
1937-11-09 | 0 | 0 | 0 | 0 | -6.6845 | -6.6845 | 3997.061 | 29898.0163 |  | 0
1937-11-10 | 0 | 0 | 0 | 0 | -6.6845 | -6.6845 | 3990.3765 | 29848.0162 |  | 0
1937-11-11 | 0 | 0 | 0 | 0 | -6.6845 | -6.6845 | 3983.692 | 29798.0162 |  | 0
1937-11-12 | 0 | 0 | 0 | 0 | -6.6845 | -6.6845 | 3977.0075 | 29748.0161 |  | 0
1937-11-13 | 0 | 0 | 0 | 0 | -6.6845 | -6.6845 | 3970.323 | 29698.016 |  | 0
1937-11-14 | 0 | 0 | 0 | 0 | -6.6845 | -6.6845 | 3963.6385 | 29648.016 |  | 0
1937-11-15 | 0 | 0 | 0 | 0 | -6.6845 | -6.6845 | 3956.954 | 29598.0159 |  | 0
1937-11-16 | 0 | 0 | 0 | 0 | -6.6845 | -6.6845 | 3950.2695 | 29548.0159 |  | 0
1937-11-17 | 0 | 0 | 0 | 0 | -6.6845 | -6.6845 | 3943.585 | 29498.0158 |  | 0
1937-11-18 | 0 | 0 | 0 | 0 | -6.6845 | -6.6845 | 3936.9005 | 29448.0157 |  | 0
1937-11-19 | 0 | 0 | 0 | 0 | -6.6845 | -6.6845 | 3930.216 | 29398.0157 |  | 0
1937-11-20 | 0 | 0 | 0 | 0 | -6.6845 | -6.6845 | 3923.5315 | 29348.0156 |  | 0
1937-11-21 | 0 | 0 | 0 | 0 | -6.6845 | -6.6845 | 3916.847 | 29298.0156 |  | 0
1937-11-22 | 0 | 0 | 0 | 0 | -6.6845 | -6.6845 | 3910.1625 | 29248.0155 |  | 0
1937-11-23 | 0 | 0 | 0 | 0 | -6.6845 | -6.6845 | 3903.478 | 29198.0154 |  | 0
1937-11-24 | 0 | 0 | 0 | 0 | -6.6845 | -6.6845 | 3896.7935 | 29148.0154 |  | 0
1937-11-25 | 0 | 0 | 0 | 0 | -6.6845 | -6.6845 | 3890.109 | 29098.0153 |  | 0
1937-11-26 | 0 | 0 | 0 | 0 | -6.6845 | -6.6845 | 3883.4245 | 29048.0153 |  | 0
1937-11-27 | 0 | 0 | 0 | 0 | -6.6845 | -6.6845 | 3876.74 | 28998.0152 |  | 0
1937-11-28 | 0 | 0 | 0 | 0 | -6.6845 | -6.6845 | 3870.0555 | 28948.0151 |  | 0
1937-11-29 | 0 | 0 | 0 | 0 | -6.6845 | -6.6845 | 3863.371 | 28898.0151 |  | 0
1937-11-30 | 0 | 0 | 0 | 0 | -6.6845 | -6.6845 | 3856.6865 | 28848.015 |  | 0
1937-12-01 | 0 | 0 | 0 | 0 | -6.6845 | -6.6845 | 3850.002 | 28798.015 |  | 0
1937-12-02 | 0.0066667 | 16.7685 | 3.6551 | 3.6551 | 6.429 | 6.429 | 3856.431 | 28846.1035 |  | 0
1937-12-03 | 0 | 0 | 0 | 0 | -6.6845 | -6.6845 | 3849.7465 | 28796.1035 |  | 0
1937-12-04 | 0.025 | 62.882 | 3.6551 | 3.6551 | 52.5424 | 52.5424 | 3902.2889 | 29189.1208 |  | 0
1937-12-05 | 0 | 0 | 0 | 0 | -6.6845 | -6.6845 | 3895.6044 | 29139.1207 |  | 0
1937-12-06 | 0 | 0 | 0 | 0 | -6.6845 | -6.6845 | 3888.9199 | 29089.1206 |  | 0
1937-12-07 | 0 | 0 | 0 | 0 | -6.6845 | -6.6845 | 3882.2354 | 29039.1206 |  | 0
1937-12-08 | 0 | 0 | 0 | 0 | -6.6845 | -6.6845 | 3875.5509 | 28989.1205 |  | 0
1937-12-09 | 0 | 0 | 0 | 0 | -6.6845 | -6.6845 | 3868.8664 | 28939.1205 |  | 0
1937-12-10 | 0 | 0 | 0 | 0 | -6.6845 | -6.6845 | 3862.1819 | 28889.1204 |  | 0
1937-12-11 | 0 | 0 | 0 | 0 | -6.6845 | -6.6845 | 3855.4974 | 28839.1203 |  | 0
1937-12-12 | 0.0075 | 18.8646 | 3.6551 | 3.6551 | 8.525 | 8.525 | 3864.0224 | 28902.8875 |  | 0
1937-12-13 | 0 | 0 | 0 | 0 | -6.6845 | -6.6845 | 3857.3379 | 28852.8874 |  | 0
1937-12-14 | 0.0225 | 56.5938 | 3.6551 | 3.6551 | 46.2542 | 46.2542 | 3903.5921 | 29198.869 |  | 0
1937-12-15 | 0 | 0 | 0 | 0 | -6.6845 | -6.6845 | 3896.9076 | 29148.8689 |  | 0
1937-12-16 | 0 | 0 | 0 | 0 | -6.6845 | -6.6845 | 3890.2231 | 29098.8689 |  | 0
1937-12-17 | 0 | 0 | 0 | 0 | -6.6845 | -6.6845 | 3883.5386 | 29048.8688 |  | 0
1937-12-18 | 0 | 0 | 0 | 0 | -6.6845 | -6.6845 | 3876.8541 | 28998.8688 |  | 0
1937-12-19 | 0 | 0 | 0 | 0 | -6.6845 | -6.6845 | 3870.1696 | 28948.8687 |  | 0
1937-12-20 | 0.024167 | 60.7859 | 3.6551 | 3.6551 | 50.4464 | 50.4464 | 3920.616 | 29326.2074 |  | 0
1937-12-21 | 0 | 0 | 0 | 0 | -6.6845 | -6.6845 | 3913.9315 | 29276.2074 |  | 0
1937-12-22 | 0 | 0 | 0 | 0 | -6.6845 | -6.6845 | 3907.247 | 29226.2073 |  | 0
1937-12-23 | 0 | 0 | 0 | 0 | -6.6845 | -6.6845 | 3900.5625 | 29176.2072 |  | 0
1937-12-24 | 0 | 0 | 0 | 0 | -6.6845 | -6.6845 | 3893.878 | 29126.2072 |  | 0
1937-12-25 | 0 | 0 | 0 | 0 | -6.6845 | -6.6845 | 3887.1935 | 29076.2071 |  | 0
1937-12-26 | 0.041667 | 104.8033 | 3.6551 | 3.6551 | 94.4638 | 94.4638 | 3981.6572 | 29782.796 |  | 0
1937-12-27 | 0 | 0 | 0 | 0 | -6.6845 | -6.6845 | 3974.9727 | 29732.7959 |  | 0
1937-12-28 | 0 | 0 | 0 | 0 | -6.6845 | -6.6845 | 3968.2882 | 29682.7959 |  | 0
1937-12-29 | 0 | 0 | 0 | 0 | -6.6845 | -6.6845 | 3961.6037 | 29632.7958 |  | 0
1937-12-30 | 0 | 0 | 0 | 0 | -6.6845 | -6.6845 | 3954.9192 | 29582.7958 |  | 0
1937-12-31 | 0 | 0 | 0 | 0 | -6.6845 | -6.6845 | 3948.2347 | 29532.7957 |  | 0
1938-01-01 | 0 | 0 | 0 | 0 | -6.6845 | -6.6845 | 3941.5502 | 29482.7956 |  | 0
1938-01-02 | 0 | 0 | 0 | 0 | -6.6845 | -6.6845 | 3934.8657 | 29432.7956 |  | 0
1938-01-03 | 0 | 0 | 0 | 0 | -6.6845 | -6.6845 | 3928.1812 | 29382.7955 |  | 0
1938-01-04 | 0 | 0 | 0 | 0 | -6.6845 | -6.6845 | 3921.4967 | 29332.7955 |  | 0
1938-01-05 | 0.016667 | 41.9213 | 3.6551 | 3.6551 | 31.5818 | 31.5818 | 3953.0785 | 29569.027 |  | 0
1938-01-06 | 0 | 0 | 0 | 0 | -6.6845 | -6.6845 | 3946.394 | 29519.0269 |  | 0
1938-01-07 | 0 | 0 | 0 | 0 | -6.6845 | -6.6845 | 3939.7095 | 29469.0268 |  | 0
1938-01-08 | 0 | 0 | 0 | 0 | -6.6845 | -6.6845 | 3933.025 | 29419.0268 |  | 0
1938-01-09 | 0 | 0 | 0 | 0 | -6.6845 | -6.6845 | 3926.3405 | 29369.0267 |  | 0
1938-01-10 | 0 | 0 | 0 | 0 | -6.6845 | -6.6845 | 3919.656 | 29319.0267 |  | 0
1938-01-11 | 0 | 0 | 0 | 0 | -6.6845 | -6.6845 | 3912.9715 | 29269.0266 |  | 0
1938-01-12 | 0 | 0 | 0 | 0 | -6.6845 | -6.6845 | 3906.287 | 29219.0265 |  | 0
1938-01-13 | 0 | 0 | 0 | 0 | -6.6845 | -6.6845 | 3899.6025 | 29169.0265 |  | 0
1938-01-14 | 0 | 0 | 0 | 0 | -6.6845 | -6.6845 | 3892.918 | 29119.0264 |  | 0
1938-01-15 | 0 | 0 | 0 | 0 | -6.6845 | -6.6845 | 3886.2335 | 29069.0264 |  | 0
1938-01-16 | 0 | 0 | 0 | 0 | -6.6845 | -6.6845 | 3879.549 | 29019.0263 |  | 0
1938-01-17 | 0 | 0 | 0 | 0 | -6.6845 | -6.6845 | 3872.8645 | 28969.0262 |  | 0
1938-01-18 | 0 | 0 | 0 | 0 | -6.6845 | -6.6845 | 3866.18 | 28919.0262 |  | 0
1938-01-19 | 0 | 0 | 0 | 0 | -6.6845 | -6.6845 | 3859.4955 | 28869.0261 |  | 0
1938-01-20 | 0 | 0 | 0 | 0 | -6.6845 | -6.6845 | 3852.811 | 28819.0261 |  | 0
1938-01-21 | 0.020833 | 52.4017 | 3.6551 | 3.6551 | 42.0621 | 42.0621 | 3894.8731 | 29133.6505 |  | 0
1938-01-22 | 0 | 0 | 0 | 0 | -6.6845 | -6.6845 | 3888.1886 | 29083.6504 |  | 0
1938-01-23 | 0 | 0 | 0 | 0 | -6.6845 | -6.6845 | 3881.5041 | 29033.6504 |  | 0
1938-01-24 | 0 | 0 | 0 | 0 | -6.6845 | -6.6845 | 3874.8196 | 28983.6503 |  | 0
1938-01-25 | 0 | 0 | 0 | 0 | -6.6845 | -6.6845 | 3868.1351 | 28933.6502 |  | 0
1938-01-26 | 0 | 0 | 0 | 0 | -6.6845 | -6.6845 | 3861.4506 | 28883.6502 |  | 0
1938-01-27 | 0 | 0 | 0 | 0 | -6.6845 | -6.6845 | 3854.7661 | 28833.6501 |  | 0
1938-01-28 | 0 | 0 | 0 | 0 | -6.6845 | -6.6845 | 3848.0816 | 28783.6501 |  | 0
1938-01-29 | 0 | 0 | 0 | 0 | -6.6845 | -6.6845 | 3841.3971 | 28733.65 |  | 0
1938-01-30 | 0 | 0 | 0 | 0 | -6.6845 | -6.6845 | 3834.7126 | 28683.6499 |  | 0
1938-01-31 | 0 | 0 | 0 | 0 | -6.6845 | -6.6845 | 3828.0281 | 28633.6499 |  | 0
1938-02-01 | 0 | 0 | 0 | 0 | -6.6845 | -6.6845 | 3821.3436 | 28583.6498 |  | 0
1938-02-02 | 0 | 0 | 0 | 0 | -6.6845 | -6.6845 | 3814.6591 | 28533.6498 |  | 0
1938-02-03 | 0 | 0 | 0 | 0 | -6.6845 | -6.6845 | 3807.9746 | 28483.6497 |  | 0
1938-02-04 | 0 | 0 | 0 | 0 | -6.6845 | -6.6845 | 3801.2901 | 28433.6496 |  | 0
1938-02-05 | 0 | 0 | 0 | 0 | -6.6845 | -6.6845 | 3794.6056 | 28383.6496 |  | 0
1938-02-06 | 0 | 0 | 0 | 0 | -6.6845 | -6.6845 | 3787.9211 | 28333.6495 |  | 0
1938-02-07 | 0 | 0 | 0 | 0 | -6.6845 | -6.6845 | 3781.2366 | 28283.6495 |  | 0
1938-02-08 | 0 | 0 | 0 | 0 | -6.6845 | -6.6845 | 3774.5521 | 28233.6494 |  | 0
1938-02-09 | 0 | 0 | 0 | 0 | -6.6845 | -6.6845 | 3767.8676 | 28183.6493 |  | 0
1938-02-10 | 0 | 0 | 0 | 0 | -6.6845 | -6.6845 | 3761.1831 | 28133.6493 |  | 0
1938-02-11 | 0 | 0 | 0 | 0 | -6.6845 | -6.6845 | 3754.4986 | 28083.6492 |  | 0
1938-02-12 | 0 | 0 | 0 | 0 | -6.6845 | -6.6845 | 3747.8141 | 28033.6492 |  | 0
1938-02-13 | 0 | 0 | 0 | 0 | -6.6845 | -6.6845 | 3741.1296 | 27983.6491 |  | 0
1938-02-14 | 0.0125 | 31.441 | 3.6551 | 3.6551 | 21.1014 | 21.1014 | 3762.231 | 28141.4877 |  | 0
1938-02-15 | 0 | 0 | 0 | 0 | -6.6845 | -6.6845 | 3755.5465 | 28091.4877 |  | 0
1938-02-16 | 0 | 0 | 0 | 0 | -6.6845 | -6.6845 | 3748.862 | 28041.4876 |  | 0
1938-02-17 | 0 | 0 | 0 | 0 | -6.6845 | -6.6845 | 3742.1775 | 27991.4875 |  | 0
1938-02-18 | 0 | 0 | 0 | 0 | -6.6845 | -6.6845 | 3735.493 | 27941.4875 |  | 0
1938-02-19 | 0 | 0 | 0 | 0 | -6.6845 | -6.6845 | 3728.8085 | 27891.4874 |  | 0
1938-02-20 | 0.0033333 | 8.3843 | 3.6551 | 3.6551 | -1.9553 | -1.9553 | 3726.8532 | 27876.8617 |  | 0
1938-02-21 | 0 | 0 | 0 | 0 | -6.6845 | -6.6845 | 3720.1687 | 27826.8616 |  | 0
1938-02-22 | 0 | 0 | 0 | 0 | -6.6845 | -6.6845 | 3713.4842 | 27776.8616 |  | 0
1938-02-23 | 0 | 0 | 0 | 0 | -6.6845 | -6.6845 | 3706.7997 | 27726.8615 |  | 0
1938-02-24 | 0 | 0 | 0 | 0 | -6.6845 | -6.6845 | 3700.1152 | 27676.8614 |  | 0
1938-02-25 | 0 | 0 | 0 | 0 | -6.6845 | -6.6845 | 3693.4307 | 27626.8614 |  | 0
1938-02-26 | 0 | 0 | 0 | 0 | -6.6845 | -6.6845 | 3686.7462 | 27576.8613 |  | 0
1938-02-27 | 0 | 0 | 0 | 0 | -6.6845 | -6.6845 | 3680.0617 | 27526.8613 |  | 0
1938-02-28 | 0.024167 | 60.7859 | 3.6551 | 3.6551 | 50.4464 | 50.4464 | 3730.508 | 27904.2 |  | 0
1938-03-01 | 0 | 0 | 0 | 0 | -6.6845 | -6.6845 | 3723.8235 | 27854.1999 |  | 0
1938-03-02 | 0 | 0 | 0 | 0 | -6.6845 | -6.6845 | 3717.139 | 27804.1999 |  | 0
1938-03-03 | 0 | 0 | 0 | 0 | -6.6845 | -6.6845 | 3710.4545 | 27754.1998 |  | 0
1938-03-04 | 0 | 0 | 0 | 0 | -6.6845 | -6.6845 | 3703.77 | 27704.1997 |  | 0
1938-03-05 | 0 | 0 | 0 | 0 | -6.6845 | -6.6845 | 3697.0855 | 27654.1997 |  | 0
1938-03-06 | 0 | 0 | 0 | 0 | -6.6845 | -6.6845 | 3690.401 | 27604.1996 |  | 0
1938-03-07 | 0 | 0 | 0 | 0 | -6.6845 | -6.6845 | 3683.7165 | 27554.1996 |  | 0
1938-03-08 | 0.065 | 163.4932 | 3.6551 | 3.6551 | 153.1536 | 153.1536 | 3836.8701 | 28699.7886 |  | 0
1938-03-09 | 0 | 0 | 0 | 0 | -6.6845 | -6.6845 | 3830.1856 | 28649.7886 |  | 0
1938-03-10 | 0 | 0 | 0 | 0 | -6.6845 | -6.6845 | 3823.5011 | 28599.7885 |  | 0
1938-03-11 | 0 | 0 | 0 | 0 | -6.6845 | -6.6845 | 3816.8166 | 28549.7884 |  | 0
1938-03-12 | 0 | 0 | 0 | 0 | -6.6845 | -6.6845 | 3810.1321 | 28499.7884 |  | 0
1938-03-13 | 0 | 0 | 0 | 0 | -6.6845 | -6.6845 | 3803.4476 | 28449.7883 |  | 0
1938-03-14 | 0 | 0 | 0 | 0 | -6.6845 | -6.6845 | 3796.7631 | 28399.7883 |  | 0
1938-03-15 | 0 | 0 | 0 | 0 | -6.6845 | -6.6845 | 3790.0786 | 28349.7882 |  | 0
1938-03-16 | 0 | 0 | 0 | 0 | -6.6845 | -6.6845 | 3783.3941 | 28299.7881 |  | 0
1938-03-17 | 0 | 0 | 0 | 0 | -6.6845 | -6.6845 | 3776.7096 | 28249.7881 |  | 0
1938-03-18 | 0 | 0 | 0 | 0 | -6.6845 | -6.6845 | 3770.0251 | 28199.788 |  | 0
1938-03-19 | 0 | 0 | 0 | 0 | -6.6845 | -6.6845 | 3763.3406 | 28149.788 |  | 0
1938-03-20 | 0 | 0 | 0 | 0 | -6.6845 | -6.6845 | 3756.6561 | 28099.7879 |  | 0
1938-03-21 | 0 | 0 | 0 | 0 | -6.6845 | -6.6845 | 3749.9716 | 28049.7878 |  | 0
1938-03-22 | 0 | 0 | 0 | 0 | -6.6845 | -6.6845 | 3743.2871 | 27999.7878 |  | 0
1938-03-23 | 0 | 0 | 0 | 0 | -6.6845 | -6.6845 | 3736.6026 | 27949.7877 |  | 0
1938-03-24 | 0 | 0 | 0 | 0 | -6.6845 | -6.6845 | 3729.9181 | 27899.7877 |  | 0
1938-03-25 | 0 | 0 | 0 | 0 | -6.6845 | -6.6845 | 3723.2336 | 27849.7876 |  | 0
1938-03-26 | 0 | 0 | 0 | 0 | -6.6845 | -6.6845 | 3716.5491 | 27799.7875 |  | 0
1938-03-27 | 0 | 0 | 0 | 0 | -6.6845 | -6.6845 | 3709.8646 | 27749.7875 |  | 0
1938-03-28 | 0 | 0 | 0 | 0 | -6.6845 | -6.6845 | 3703.1801 | 27699.7874 |  | 0
1938-03-29 | 0 | 0 | 0 | 0 | -6.6845 | -6.6845 | 3696.4956 | 27649.7874 |  | 0
1938-03-30 | 0 | 0 | 0 | 0 | -6.6845 | -6.6845 | 3689.8111 | 27599.7873 |  | 0
1938-03-31 | 0 | 0 | 0 | 0 | -6.6845 | -6.6845 | 3683.1266 | 27549.7872 |  | 0
1938-04-01 | 0 | 0 | 0 | 0 | -6.6845 | -6.6845 | 3676.4421 | 27499.7872 |  | 0
1938-04-02 | 0 | 0 | 0 | 0 | -6.6845 | -6.6845 | 3669.7576 | 27449.7871 |  | 0
1938-04-03 | 0 | 0 | 0 | 0 | -6.6845 | -6.6845 | 3663.0731 | 27399.7871 |  | 0
1938-04-04 | 0 | 0 | 0 | 0 | -6.6845 | -6.6845 | 3656.3886 | 27349.787 |  | 0
1938-04-05 | 0 | 0 | 0 | 0 | -6.6845 | -6.6845 | 3649.7041 | 27299.7869 |  | 0
1938-04-06 | 0 | 0 | 0 | 0 | -6.6845 | -6.6845 | 3643.0196 | 27249.7869 |  | 0
1938-04-07 | 0 | 0 | 0 | 0 | -6.6845 | -6.6845 | 3636.3351 | 27199.7868 |  | 0
1938-04-08 | 0 | 0 | 0 | 0 | -6.6845 | -6.6845 | 3629.6506 | 27149.7868 |  | 0
1938-04-09 | 0 | 0 | 0 | 0 | -6.6845 | -6.6845 | 3622.9661 | 27099.7867 |  | 0
1938-04-10 | 0 | 0 | 0 | 0 | -6.6845 | -6.6845 | 3616.2816 | 27049.7866 |  | 0
1938-04-11 | 0 | 0 | 0 | 0 | -6.6845 | -6.6845 | 3609.5971 | 26999.7866 |  | 0
1938-04-12 | 0 | 0 | 0 | 0 | -6.6845 | -6.6845 | 3602.9126 | 26949.7865 |  | 0
1938-04-13 | 0 | 0 | 0 | 0 | -6.6845 | -6.6845 | 3596.2281 | 26899.7865 |  | 0
1938-04-14 | 0 | 0 | 0 | 0 | -6.6845 | -6.6845 | 3589.5436 | 26849.7864 |  | 0
1938-04-15 | 0 | 0 | 0 | 0 | -6.6845 | -6.6845 | 3582.8591 | 26799.7863 |  | 0
1938-04-16 | 0 | 0 | 0 | 0 | -6.6845 | -6.6845 | 3576.1746 | 26749.7863 |  | 0
1938-04-17 | 0 | 0 | 0 | 0 | -6.6845 | -6.6845 | 3569.4901 | 26699.7862 |  | 0
1938-04-18 | 0 | 0 | 0 | 0 | -6.6845 | -6.6845 | 3562.8056 | 26649.7862 |  | 0
1938-04-19 | 0 | 0 | 0 | 0 | -6.6845 | -6.6845 | 3556.1211 | 26599.7861 |  | 0
1938-04-20 | 0 | 0 | 0 | 0 | -6.6845 | -6.6845 | 3549.4366 | 26549.786 |  | 0
1938-04-21 | 0 | 0 | 0 | 0 | -6.6845 | -6.6845 | 3542.7521 | 26499.786 |  | 0
1938-04-22 | 0 | 0 | 0 | 0 | -6.6845 | -6.6845 | 3536.0676 | 26449.7859 |  | 0
1938-04-23 | 0 | 0 | 0 | 0 | -6.6845 | -6.6845 | 3529.3831 | 26399.7859 |  | 0
1938-04-24 | 0 | 0 | 0 | 0 | -6.6845 | -6.6845 | 3522.6986 | 26349.7858 |  | 0
1938-04-25 | 0 | 0 | 0 | 0 | -6.6845 | -6.6845 | 3516.0141 | 26299.7857 |  | 0
1938-04-26 | 0 | 0 | 0 | 0 | -6.6845 | -6.6845 | 3509.3296 | 26249.7857 |  | 0
1938-04-27 | 0 | 0 | 0 | 0 | -6.6845 | -6.6845 | 3502.6451 | 26199.7856 |  | 0
1938-04-28 | 0 | 0 | 0 | 0 | -6.6845 | -6.6845 | 3495.9606 | 26149.7856 |  | 0
1938-04-29 | 0 | 0 | 0 | 0 | -6.6845 | -6.6845 | 3489.2761 | 26099.7855 |  | 0
1938-04-30 | 0.0225 | 56.5938 | 3.6551 | 3.6551 | 46.2542 | 46.2542 | 3535.5304 | 26445.7671 |  | 0
1938-05-01 | 0 | 0 | 0 | 0 | -6.6845 | -6.6845 | 3528.8459 | 26395.767 |  | 0
1938-05-02 | 0 | 0 | 0 | 0 | -6.6845 | -6.6845 | 3522.1614 | 26345.767 |  | 0
1938-05-03 | 0 | 0 | 0 | 0 | -6.6845 | -6.6845 | 3515.4769 | 26295.7669 |  | 0
1938-05-04 | 0 | 0 | 0 | 0 | -6.6845 | -6.6845 | 3508.7924 | 26245.7668 |  | 0
1938-05-05 | 0 | 0 | 0 | 0 | -6.6845 | -6.6845 | 3502.1079 | 26195.7668 |  | 0
1938-05-06 | 0 | 0 | 0 | 0 | -6.6845 | -6.6845 | 3495.4234 | 26145.7667 |  | 0
1938-05-07 | 0 | 0 | 0 | 0 | -6.6845 | -6.6845 | 3488.7389 | 26095.7667 |  | 0
1938-05-08 | 0 | 0 | 0 | 0 | -6.6845 | -6.6845 | 3482.0544 | 26045.7666 |  | 0
1938-05-09 | 0.023333 | 58.6899 | 3.6551 | 3.6551 | 48.3503 | 48.3503 | 3530.4046 | 26407.4267 |  | 0
1938-05-10 | 0 | 0 | 0 | 0 | -6.6845 | -6.6845 | 3523.7201 | 26357.4267 |  | 0
1938-05-11 | 0.01 | 25.1528 | 3.6551 | 3.6551 | 14.8132 | 14.8132 | 3538.5334 | 26468.2296 |  | 0
1938-05-12 | 0 | 0 | 0 | 0 | -6.6845 | -6.6845 | 3531.8489 | 26418.2295 |  | 0
1938-05-13 | 0 | 0 | 0 | 0 | -6.6845 | -6.6845 | 3525.1644 | 26368.2294 |  | 0
1938-05-14 | 0 | 0 | 0 | 0 | -6.6845 | -6.6845 | 3518.4799 | 26318.2294 |  | 0
1938-05-15 | 0 | 0 | 0 | 0 | -6.6845 | -6.6845 | 3511.7954 | 26268.2293 |  | 0
1938-05-16 | 0 | 0 | 0 | 0 | -6.6845 | -6.6845 | 3505.1109 | 26218.2293 |  | 0
1938-05-17 | 0 | 0 | 0 | 0 | -6.6845 | -6.6845 | 3498.4264 | 26168.2292 |  | 0
1938-05-18 | 0 | 0 | 0 | 0 | -6.6845 | -6.6845 | 3491.7419 | 26118.2291 |  | 0
1938-05-19 | 0 | 0 | 0 | 0 | -6.6845 | -6.6845 | 3485.0574 | 26068.2291 |  | 0
1938-05-20 | 0 | 0 | 0 | 0 | -6.6845 | -6.6845 | 3478.3729 | 26018.229 |  | 0
1938-05-21 | 0 | 0 | 0 | 0 | -6.6845 | -6.6845 | 3471.6884 | 25968.229 |  | 0
1938-05-22 | 0 | 0 | 0 | 0 | -6.6845 | -6.6845 | 3465.0039 | 25918.2289 |  | 0
1938-05-23 | 0 | 0 | 0 | 0 | -6.6845 | -6.6845 | 3458.3194 | 25868.2288 |  | 0
1938-05-24 | 0 | 0 | 0 | 0 | -6.6845 | -6.6845 | 3451.6349 | 25818.2288 |  | 0
1938-05-25 | 0 | 0 | 0 | 0 | -6.6845 | -6.6845 | 3444.9504 | 25768.2287 |  | 0
1938-05-26 | 0.0033333 | 8.3843 | 3.6551 | 3.6551 | -1.9553 | -1.9553 | 3442.995 | 25753.603 |  | 0
1938-05-27 | 0 | 0 | 0 | 0 | -6.6845 | -6.6845 | 3436.3105 | 25703.6029 |  | 0
1938-05-28 | 0 | 0 | 0 | 0 | -6.6845 | -6.6845 | 3429.626 | 25653.6029 |  | 0
1938-05-29 | 0 | 0 | 0 | 0 | -6.6845 | -6.6845 | 3422.9415 | 25603.6028 |  | 0
1938-05-30 | 0 | 0 | 0 | 0 | -6.6845 | -6.6845 | 3416.257 | 25553.6027 |  | 0
1938-05-31 | 0 | 0 | 0 | 0 | -6.6845 | -6.6845 | 3409.5725 | 25503.6027 |  | 0
1938-06-01 | 0 | 0 | 0 | 0 | -6.6845 | -6.6845 | 3402.888 | 25453.6026 |  | 0
1938-06-02 | 0 | 0 | 0 | 0 | -6.6845 | -6.6845 | 3396.2035 | 25403.6026 |  | 0
1938-06-03 | 0 | 0 | 0 | 0 | -6.6845 | -6.6845 | 3389.519 | 25353.6025 |  | 0
1938-06-04 | 0 | 0 | 0 | 0 | -6.6845 | -6.6845 | 3382.8345 | 25303.6024 |  | 0
1938-06-05 | 0 | 0 | 0 | 0 | -6.6845 | -6.6845 | 3376.15 | 25253.6024 |  | 0
1938-06-06 | 0 | 0 | 0 | 0 | -6.6845 | -6.6845 | 3369.4655 | 25203.6023 |  | 0
1938-06-07 | 0.025 | 62.882 | 3.6551 | 3.6551 | 52.5424 | 52.5424 | 3422.008 | 25596.6196 |  | 0
1938-06-08 | 0 | 0 | 0 | 0 | -6.6845 | -6.6845 | 3415.3235 | 25546.6196 |  | 0
1938-06-09 | 0 | 0 | 0 | 0 | -6.6845 | -6.6845 | 3408.639 | 25496.6195 |  | 0
1938-06-10 | 0 | 0 | 0 | 0 | -6.6845 | -6.6845 | 3401.9545 | 25446.6194 |  | 0
1938-06-11 | 0 | 0 | 0 | 0 | -6.6845 | -6.6845 | 3395.27 | 25396.6194 |  | 0
1938-06-12 | 0 | 0 | 0 | 0 | -6.6845 | -6.6845 | 3388.5855 | 25346.6193 |  | 0
1938-06-13 | 0 | 0 | 0 | 0 | -6.6845 | -6.6845 | 3381.901 | 25296.6193 |  | 0
1938-06-14 | 0 | 0 | 0 | 0 | -6.6845 | -6.6845 | 3375.2165 | 25246.6192 |  | 0
1938-06-15 | 0.0066667 | 16.7685 | 3.6551 | 3.6551 | 6.429 | 6.429 | 3381.6454 | 25294.7078 |  | 0
1938-06-16 | 0.0041667 | 10.4803 | 3.6551 | 3.6551 | 0.14075 | 0.14075 | 3381.7862 | 25295.7606 |  | 0
1938-06-17 | 0.016667 | 41.9213 | 3.6551 | 3.6551 | 31.5818 | 31.5818 | 3413.3679 | 25531.9921 |  | 0
1938-06-18 | 0 | 0 | 0 | 0 | -6.6845 | -6.6845 | 3406.6834 | 25481.992 |  | 0
1938-06-19 | 0 | 0 | 0 | 0 | -6.6845 | -6.6845 | 3399.9989 | 25431.992 |  | 0
1938-06-20 | 0 | 0 | 0 | 0 | -6.6845 | -6.6845 | 3393.3144 | 25381.9919 |  | 0
1938-06-21 | 0 | 0 | 0 | 0 | -6.6845 | -6.6845 | 3386.6299 | 25331.9919 |  | 0
1938-06-22 | 0 | 0 | 0 | 0 | -6.6845 | -6.6845 | 3379.9454 | 25281.9918 |  | 0
1938-06-23 | 0 | 0 | 0 | 0 | -6.6845 | -6.6845 | 3373.2609 | 25231.9917 |  | 0
1938-06-24 | 0.075833 | 190.7421 | 3.6551 | 3.6551 | 180.4025 | 180.4025 | 3553.6634 | 26581.4023 |  | 0
1938-06-25 | 0.020833 | 52.4017 | 3.6551 | 3.6551 | 42.0621 | 42.0621 | 3595.7255 | 26896.0268 |  | 0
1938-06-26 | 0 | 0 | 0 | 0 | -6.6845 | -6.6845 | 3589.041 | 26846.0267 |  | 0
1938-06-27 | 0 | 0 | 0 | 0 | -6.6845 | -6.6845 | 3582.3565 | 26796.0266 |  | 0
1938-06-28 | 0 | 0 | 0 | 0 | -6.6845 | -6.6845 | 3575.672 | 26746.0266 |  | 0
1938-06-29 | 0.018333 | 46.1135 | 3.6551 | 3.6551 | 35.7739 | 35.7739 | 3611.4459 | 27013.6152 |  | 0
1938-06-30 | 0 | 0 | 0 | 0 | -6.6845 | -6.6845 | 3604.7614 | 26963.6152 |  | 0
1938-07-01 | 0.0075 | 18.8646 | 3.6551 | 3.6551 | 8.525 | 8.525 | 3613.2864 | 27027.3823 |  | 0
1938-07-02 | 0 | 0 | 0 | 0 | -6.6845 | -6.6845 | 3606.6019 | 26977.3823 |  | 0
1938-07-03 | 0 | 0 | 0 | 0 | -6.6845 | -6.6845 | 3599.9174 | 26927.3822 |  | 0
1938-07-04 | 0.015833 | 39.8253 | 3.6551 | 3.6551 | 29.4857 | 29.4857 | 3629.4031 | 27147.9351 |  | 0
1938-07-05 | 0 | 0 | 0 | 0 | -6.6845 | -6.6845 | 3622.7186 | 27097.9351 |  | 0
1938-07-06 | 0 | 0 | 0 | 0 | -6.6845 | -6.6845 | 3616.0341 | 27047.935 |  | 0
1938-07-07 | 0 | 0 | 0 | 0 | -6.6845 | -6.6845 | 3609.3496 | 26997.935 |  | 0
1938-07-08 | 0 | 0 | 0 | 0 | -6.6845 | -6.6845 | 3602.6651 | 26947.9349 |  | 0
1938-07-09 | 0 | 0 | 0 | 0 | -6.6845 | -6.6845 | 3595.9806 | 26897.9348 |  | 0
1938-07-10 | 0.019167 | 48.2095 | 3.6551 | 3.6551 | 37.87 | 37.87 | 3633.8505 | 27181.2021 |  | 0
1938-07-11 | 0.069167 | 173.9735 | 3.6551 | 3.6551 | 163.634 | 163.634 | 3797.4845 | 28405.1841 |  | 0
1938-07-12 | 0 | 0 | 0 | 0 | -6.6845 | -6.6845 | 3790.8 | 28355.184 |  | 0
1938-07-13 | 0 | 0 | 0 | 0 | -6.6845 | -6.6845 | 3784.1155 | 28305.1839 |  | 0
1938-07-14 | 0 | 0 | 0 | 0 | -6.6845 | -6.6845 | 3777.431 | 28255.1839 |  | 0
1938-07-15 | 0 | 0 | 0 | 0 | -6.6845 | -6.6845 | 3770.7465 | 28205.1838 |  | 0
1938-07-16 | 0 | 0 | 0 | 0 | -6.6845 | -6.6845 | 3764.062 | 28155.1838 |  | 0
1938-07-17 | 0 | 0 | 0 | 0 | -6.6845 | -6.6845 | 3757.3775 | 28105.1837 |  | 0
1938-07-18 | 0 | 0 | 0 | 0 | -6.6845 | -6.6845 | 3750.693 | 28055.1836 |  | 0
1938-07-19 | 0.046667 | 117.3797 | 3.6551 | 3.6551 | 107.0402 | 107.0402 | 3857.7332 | 28855.844 |  | 0
1938-07-20 | 0.063333 | 159.3011 | 3.6551 | 3.6551 | 148.9615 | 148.9615 | 4006.6946 | 29970.0759 |  | 0
1938-07-21 | 0.031667 | 79.6505 | 3.6551 | 3.6551 | 69.311 | 69.311 | 4003.7455 | 29948.0163 |  | 65.5756
1938-07-22 | 0.019167 | 48.2095 | 3.6551 | 3.6551 | 37.87 | 37.87 | 4003.7455 | 29948.0163 |  | 31.1855
1938-07-23 | 0.010833 | 27.2489 | 3.6551 | 3.6551 | 16.9093 | 16.9093 | 4003.7455 | 29948.0163 |  | 10.2248
1938-07-24 | 0 | 0 | 0 | 0 | -6.6845 | -6.6845 | 3997.061 | 29898.0163 |  | 0
1938-07-25 | 0 | 0 | 0 | 0 | -6.6845 | -6.6845 | 3990.3765 | 29848.0162 |  | 0
1938-07-26 | 0 | 0 | 0 | 0 | -6.6845 | -6.6845 | 3983.692 | 29798.0162 |  | 0
1938-07-27 | 0 | 0 | 0 | 0 | -6.6845 | -6.6845 | 3977.0075 | 29748.0161 |  | 0
1938-07-28 | 0 | 0 | 0 | 0 | -6.6845 | -6.6845 | 3970.323 | 29698.016 |  | 0
1938-07-29 | 0 | 0 | 0 | 0 | -6.6845 | -6.6845 | 3963.6385 | 29648.016 |  | 0
1938-07-30 | 0 | 0 | 0 | 0 | -6.6845 | -6.6845 | 3956.954 | 29598.0159 |  | 0
1938-07-31 | 0 | 0 | 0 | 0 | -6.6845 | -6.6845 | 3950.2695 | 29548.0159 |  | 0
1938-08-01 | 0 | 0 | 0 | 0 | -6.6845 | -6.6845 | 3943.585 | 29498.0158 |  | 0
1938-08-02 | 0 | 0 | 0 | 0 | -6.6845 | -6.6845 | 3936.9005 | 29448.0157 |  | 0
1938-08-03 | 0 | 0 | 0 | 0 | -6.6845 | -6.6845 | 3930.216 | 29398.0157 |  | 0
1938-08-04 | 0 | 0 | 0 | 0 | -6.6845 | -6.6845 | 3923.5315 | 29348.0156 |  | 0
1938-08-05 | 0 | 0 | 0 | 0 | -6.6845 | -6.6845 | 3916.847 | 29298.0156 |  | 0
1938-08-06 | 0 | 0 | 0 | 0 | -6.6845 | -6.6845 | 3910.1625 | 29248.0155 |  | 0
1938-08-07 | 0.10083 | 253.6241 | 3.6551 | 3.6551 | 243.2845 | 243.2845 | 4003.7455 | 29948.0163 |  | 143.017
1938-08-08 | 0 | 0 | 0 | 0 | -6.6845 | -6.6845 | 3997.061 | 29898.0163 |  | 0
1938-08-09 | 0 | 0 | 0 | 0 | -6.6845 | -6.6845 | 3990.3765 | 29848.0162 |  | 0
1938-08-10 | 0.0041667 | 10.4803 | 3.6551 | 3.6551 | 0.14075 | 0.14075 | 3990.5173 | 29849.0691 |  | 0
1938-08-11 | 0.02 | 50.3056 | 3.6551 | 3.6551 | 39.966 | 39.966 | 4003.7455 | 29948.0163 |  | 20.0533
1938-08-12 | 0 | 0 | 0 | 0 | -6.6845 | -6.6845 | 3997.061 | 29898.0163 |  | 0
1938-08-13 | 0 | 0 | 0 | 0 | -6.6845 | -6.6845 | 3990.3765 | 29848.0162 |  | 0
1938-08-14 | 0 | 0 | 0 | 0 | -6.6845 | -6.6845 | 3983.692 | 29798.0162 |  | 0
1938-08-15 | 0 | 0 | 0 | 0 | -6.6845 | -6.6845 | 3977.0075 | 29748.0161 |  | 0
1938-08-16 | 0 | 0 | 0 | 0 | -6.6845 | -6.6845 | 3970.323 | 29698.016 |  | 0
1938-08-17 | 0 | 0 | 0 | 0 | -6.6845 | -6.6845 | 3963.6385 | 29648.016 |  | 0
1938-08-18 | 0 | 0 | 0 | 0 | -6.6845 | -6.6845 | 3956.954 | 29598.0159 |  | 0
1938-08-19 | 0 | 0 | 0 | 0 | -6.6845 | -6.6845 | 3950.2695 | 29548.0159 |  | 0
1938-08-20 | 0 | 0 | 0 | 0 | -6.6845 | -6.6845 | 3943.585 | 29498.0158 |  | 0
1938-08-21 | 0 | 0 | 0 | 0 | -6.6845 | -6.6845 | 3936.9005 | 29448.0157 |  | 0
1938-08-22 | 0 | 0 | 0 | 0 | -6.6845 | -6.6845 | 3930.216 | 29398.0157 |  | 0
1938-08-23 | 0 | 0 | 0 | 0 | -6.6845 | -6.6845 | 3923.5315 | 29348.0156 |  | 0
1938-08-24 | 0 | 0 | 0 | 0 | -6.6845 | -6.6845 | 3916.847 | 29298.0156 |  | 0
1938-08-25 | 0 | 0 | 0 | 0 | -6.6845 | -6.6845 | 3910.1625 | 29248.0155 |  | 0
1938-08-26 | 0 | 0 | 0 | 0 | -6.6845 | -6.6845 | 3903.478 | 29198.0154 |  | 0
1938-08-27 | 0 | 0 | 0 | 0 | -6.6845 | -6.6845 | 3896.7935 | 29148.0154 |  | 0
1938-08-28 | 0 | 0 | 0 | 0 | -6.6845 | -6.6845 | 3890.109 | 29098.0153 |  | 0
1938-08-29 | 0.039167 | 98.5151 | 3.6551 | 3.6551 | 88.1756 | 88.1756 | 3978.2846 | 29757.5685 |  | 0
1938-08-30 | 0 | 0 | 0 | 0 | -6.6845 | -6.6845 | 3971.6001 | 29707.5684 |  | 0
1938-08-31 | 0.0066667 | 16.7685 | 3.6551 | 3.6551 | 6.429 | 6.429 | 3978.029 | 29755.657 |  | 0
1938-09-01 | 0.054167 | 136.2443 | 3.6551 | 3.6551 | 125.9048 | 125.9048 | 4003.7455 | 29948.0163 |  | 93.5038
1938-09-02 | 0.016667 | 41.9213 | 3.6551 | 3.6551 | 31.5818 | 31.5818 | 4003.7455 | 29948.0163 |  | 24.8973
1938-09-03 | 0.0375 | 94.323 | 3.6551 | 3.6551 | 83.9834 | 83.9834 | 4003.7455 | 29948.0163 |  | 77.2989
1938-09-04 | 0.030833 | 77.5545 | 3.6551 | 3.6551 | 67.2149 | 67.2149 | 4003.7455 | 29948.0163 |  | 60.5304
1938-09-05 | 0.011667 | 29.3449 | 3.6551 | 3.6551 | 19.0054 | 19.0054 | 4003.7455 | 29948.0163 |  | 12.3209
1938-09-06 | 0 | 0 | 0 | 0 | -6.6845 | -6.6845 | 3997.061 | 29898.0163 |  | 0
1938-09-07 | 0 | 0 | 0 | 0 | -6.6845 | -6.6845 | 3990.3765 | 29848.0162 |  | 0
1938-09-08 | 0 | 0 | 0 | 0 | -6.6845 | -6.6845 | 3983.692 | 29798.0162 |  | 0
1938-09-09 | 0 | 0 | 0 | 0 | -6.6845 | -6.6845 | 3977.0075 | 29748.0161 |  | 0
1938-09-10 | 0 | 0 | 0 | 0 | -6.6845 | -6.6845 | 3970.323 | 29698.016 |  | 0
1938-09-11 | 0 | 0 | 0 | 0 | -6.6845 | -6.6845 | 3963.6385 | 29648.016 |  | 0
1938-09-12 | 0 | 0 | 0 | 0 | -6.6845 | -6.6845 | 3956.954 | 29598.0159 |  | 0
1938-09-13 | 0 | 0 | 0 | 0 | -6.6845 | -6.6845 | 3950.2695 | 29548.0159 |  | 0
1938-09-14 | 0 | 0 | 0 | 0 | -6.6845 | -6.6845 | 3943.585 | 29498.0158 |  | 0
1938-09-15 | 0.02 | 50.3056 | 3.6551 | 3.6551 | 39.966 | 39.966 | 3983.551 | 29796.9616 |  | 0
1938-09-16 | 0 | 0 | 0 | 0 | -6.6845 | -6.6845 | 3976.8665 | 29746.9616 |  | 0
1938-09-17 | 0 | 0 | 0 | 0 | -6.6845 | -6.6845 | 3970.182 | 29696.9615 |  | 0
1938-09-18 | 0 | 0 | 0 | 0 | -6.6845 | -6.6845 | 3963.4975 | 29646.9614 |  | 0
1938-09-19 | 0 | 0 | 0 | 0 | -6.6845 | -6.6845 | 3956.813 | 29596.9614 |  | 0
1938-09-20 | 0 | 0 | 0 | 0 | -6.6845 | -6.6845 | 3950.1285 | 29546.9613 |  | 0
1938-09-21 | 0 | 0 | 0 | 0 | -6.6845 | -6.6845 | 3943.444 | 29496.9613 |  | 0
1938-09-22 | 0 | 0 | 0 | 0 | -6.6845 | -6.6845 | 3936.7595 | 29446.9612 |  | 0
1938-09-23 | 0 | 0 | 0 | 0 | -6.6845 | -6.6845 | 3930.075 | 29396.9611 |  | 0
1938-09-24 | 0 | 0 | 0 | 0 | -6.6845 | -6.6845 | 3923.3905 | 29346.9611 |  | 0
1938-09-25 | 0 | 0 | 0 | 0 | -6.6845 | -6.6845 | 3916.706 | 29296.961 |  | 0
1938-09-26 | 0 | 0 | 0 | 0 | -6.6845 | -6.6845 | 3910.0215 | 29246.961 |  | 0
1938-09-27 | 0 | 0 | 0 | 0 | -6.6845 | -6.6845 | 3903.337 | 29196.9609 |  | 0
1938-09-28 | 0 | 0 | 0 | 0 | -6.6845 | -6.6845 | 3896.6525 | 29146.9608 |  | 0
1938-09-29 | 0 | 0 | 0 | 0 | -6.6845 | -6.6845 | 3889.968 | 29096.9608 |  | 0
1938-09-30 | 0 | 0 | 0 | 0 | -6.6845 | -6.6845 | 3883.2835 | 29046.9607 |  | 0
1938-10-01 | 0 | 0 | 0 | 0 | -6.6845 | -6.6845 | 3876.599 | 28996.9607 |  | 0
1938-10-02 | 0 | 0 | 0 | 0 | -6.6845 | -6.6845 | 3869.9145 | 28946.9606 |  | 0
1938-10-03 | 0 | 0 | 0 | 0 | -6.6845 | -6.6845 | 3863.23 | 28896.9605 |  | 0
1938-10-04 | 0 | 0 | 0 | 0 | -6.6845 | -6.6845 | 3856.5455 | 28846.9605 |  | 0
1938-10-05 | 0 | 0 | 0 | 0 | -6.6845 | -6.6845 | 3849.861 | 28796.9604 |  | 0
1938-10-06 | 0 | 0 | 0 | 0 | -6.6845 | -6.6845 | 3843.1765 | 28746.9604 |  | 0
1938-10-07 | 0 | 0 | 0 | 0 | -6.6845 | -6.6845 | 3836.492 | 28696.9603 |  | 0
1938-10-08 | 0 | 0 | 0 | 0 | -6.6845 | -6.6845 | 3829.8075 | 28646.9602 |  | 0
1938-10-09 | 0.15333 | 385.6763 | 3.6551 | 3.6551 | 375.3367 | 375.3367 | 4003.7455 | 29948.0163 |  | 194.7142
1938-10-10 | 0.00083333 | 2.0961 | 3.6551 | 2.0961 | -6.6845 | -6.6845 | 3997.061 | 29898.0163 |  | 0
1938-10-11 | 0 | 0 | 0 | 0 | -6.6845 | -6.6845 | 3990.3765 | 29848.0162 |  | 0
1938-10-12 | 0 | 0 | 0 | 0 | -6.6845 | -6.6845 | 3983.692 | 29798.0162 |  | 0
1938-10-13 | 0 | 0 | 0 | 0 | -6.6845 | -6.6845 | 3977.0075 | 29748.0161 |  | 0
1938-10-14 | 0 | 0 | 0 | 0 | -6.6845 | -6.6845 | 3970.323 | 29698.016 |  | 0
1938-10-15 | 0 | 0 | 0 | 0 | -6.6845 | -6.6845 | 3963.6385 | 29648.016 |  | 0
1938-10-16 | 0 | 0 | 0 | 0 | -6.6845 | -6.6845 | 3956.954 | 29598.0159 |  | 0
1938-10-17 | 0 | 0 | 0 | 0 | -6.6845 | -6.6845 | 3950.2695 | 29548.0159 |  | 0
1938-10-18 | 0 | 0 | 0 | 0 | -6.6845 | -6.6845 | 3943.585 | 29498.0158 |  | 0
1938-10-19 | 0 | 0 | 0 | 0 | -6.6845 | -6.6845 | 3936.9005 | 29448.0157 |  | 0
1938-10-20 | 0.0275 | 69.1702 | 3.6551 | 3.6551 | 58.8306 | 58.8306 | 3995.7311 | 29888.0688 |  | 0
1938-10-21 | 0 | 0 | 0 | 0 | -6.6845 | -6.6845 | 3989.0466 | 29838.0687 |  | 0
1938-10-22 | 0.0025 | 6.2882 | 3.6551 | 3.6551 | -4.0514 | -4.0514 | 3984.9952 | 29807.7644 |  | 0
1938-10-23 | 0 | 0 | 0 | 0 | -6.6845 | -6.6845 | 3978.3107 | 29757.7643 |  | 0
1938-10-24 | 0 | 0 | 0 | 0 | -6.6845 | -6.6845 | 3971.6262 | 29707.7643 |  | 0
1938-10-25 | 0 | 0 | 0 | 0 | -6.6845 | -6.6845 | 3964.9417 | 29657.7642 |  | 0
1938-10-26 | 0 | 0 | 0 | 0 | -6.6845 | -6.6845 | 3958.2572 | 29607.7642 |  | 0
1938-10-27 | 0 | 0 | 0 | 0 | -6.6845 | -6.6845 | 3951.5727 | 29557.7641 |  | 0
1938-10-28 | 0 | 0 | 0 | 0 | -6.6845 | -6.6845 | 3944.8882 | 29507.764 |  | 0
1938-10-29 | 0 | 0 | 0 | 0 | -6.6845 | -6.6845 | 3938.2037 | 29457.764 |  | 0
1938-10-30 | 0 | 0 | 0 | 0 | -6.6845 | -6.6845 | 3931.5192 | 29407.7639 |  | 0
1938-10-31 | 0 | 0 | 0 | 0 | -6.6845 | -6.6845 | 3924.8347 | 29357.7639 |  | 0
1938-11-01 | 0 | 0 | 0 | 0 | -6.6845 | -6.6845 | 3918.1502 | 29307.7638 |  | 0
1938-11-02 | 0 | 0 | 0 | 0 | -6.6845 | -6.6845 | 3911.4657 | 29257.7637 |  | 0
1938-11-03 | 0 | 0 | 0 | 0 | -6.6845 | -6.6845 | 3904.7812 | 29207.7637 |  | 0
1938-11-04 | 0 | 0 | 0 | 0 | -6.6845 | -6.6845 | 3898.0967 | 29157.7636 |  | 0
1938-11-05 | 0 | 0 | 0 | 0 | -6.6845 | -6.6845 | 3891.4122 | 29107.7636 |  | 0
1938-11-06 | 0 | 0 | 0 | 0 | -6.6845 | -6.6845 | 3884.7277 | 29057.7635 |  | 0
1938-11-07 | 0 | 0 | 0 | 0 | -6.6845 | -6.6845 | 3878.0432 | 29007.7634 |  | 0
1938-11-08 | 0 | 0 | 0 | 0 | -6.6845 | -6.6845 | 3871.3587 | 28957.7634 |  | 0
1938-11-09 | 0 | 0 | 0 | 0 | -6.6845 | -6.6845 | 3864.6742 | 28907.7633 |  | 0
1938-11-10 | 0 | 0 | 0 | 0 | -6.6845 | -6.6845 | 3857.9897 | 28857.7633 |  | 0
1938-11-11 | 0 | 0 | 0 | 0 | -6.6845 | -6.6845 | 3851.3052 | 28807.7632 |  | 0
1938-11-12 | 0 | 0 | 0 | 0 | -6.6845 | -6.6845 | 3844.6207 | 28757.7631 |  | 0
1938-11-13 | 0 | 0 | 0 | 0 | -6.6845 | -6.6845 | 3837.9362 | 28707.7631 |  | 0
1938-11-14 | 0 | 0 | 0 | 0 | -6.6845 | -6.6845 | 3831.2517 | 28657.763 |  | 0
1938-11-15 | 0 | 0 | 0 | 0 | -6.6845 | -6.6845 | 3824.5672 | 28607.763 |  | 0
1938-11-16 | 0 | 0 | 0 | 0 | -6.6845 | -6.6845 | 3817.8827 | 28557.7629 |  | 0
1938-11-17 | 0 | 0 | 0 | 0 | -6.6845 | -6.6845 | 3811.1982 | 28507.7628 |  | 0
1938-11-18 | 0 | 0 | 0 | 0 | -6.6845 | -6.6845 | 3804.5137 | 28457.7628 |  | 0
1938-11-19 | 0 | 0 | 0 | 0 | -6.6845 | -6.6845 | 3797.8292 | 28407.7627 |  | 0
1938-11-20 | 0 | 0 | 0 | 0 | -6.6845 | -6.6845 | 3791.1447 | 28357.7627 |  | 0
1938-11-21 | 0 | 0 | 0 | 0 | -6.6845 | -6.6845 | 3784.4602 | 28307.7626 |  | 0
1938-11-22 | 0 | 0 | 0 | 0 | -6.6845 | -6.6845 | 3777.7757 | 28257.7625 |  | 0
1938-11-23 | 0 | 0 | 0 | 0 | -6.6845 | -6.6845 | 3771.0912 | 28207.7625 |  | 0
1938-11-24 | 0 | 0 | 0 | 0 | -6.6845 | -6.6845 | 3764.4067 | 28157.7624 |  | 0
1938-11-25 | 0 | 0 | 0 | 0 | -6.6845 | -6.6845 | 3757.7222 | 28107.7624 |  | 0
1938-11-26 | 0 | 0 | 0 | 0 | -6.6845 | -6.6845 | 3751.0377 | 28057.7623 |  | 0
1938-11-27 | 0 | 0 | 0 | 0 | -6.6845 | -6.6845 | 3744.3532 | 28007.7622 |  | 0
1938-11-28 | 0 | 0 | 0 | 0 | -6.6845 | -6.6845 | 3737.6687 | 27957.7622 |  | 0
1938-11-29 | 0 | 0 | 0 | 0 | -6.6845 | -6.6845 | 3730.9842 | 27907.7621 |  | 0
1938-11-30 | 0 | 0 | 0 | 0 | -6.6845 | -6.6845 | 3724.2997 | 27857.7621 |  | 0
1938-12-01 | 0 | 0 | 0 | 0 | -6.6845 | -6.6845 | 3717.6152 | 27807.762 |  | 0
1938-12-02 | 0 | 0 | 0 | 0 | -6.6845 | -6.6845 | 3710.9307 | 27757.7619 |  | 0
1938-12-03 | 0 | 0 | 0 | 0 | -6.6845 | -6.6845 | 3704.2462 | 27707.7619 |  | 0
1938-12-04 | 0 | 0 | 0 | 0 | -6.6845 | -6.6845 | 3697.5617 | 27657.7618 |  | 0
1938-12-05 | 0 | 0 | 0 | 0 | -6.6845 | -6.6845 | 3690.8772 | 27607.7618 |  | 0
1938-12-06 | 0 | 0 | 0 | 0 | -6.6845 | -6.6845 | 3684.1927 | 27557.7617 |  | 0
1938-12-07 | 0 | 0 | 0 | 0 | -6.6845 | -6.6845 | 3677.5082 | 27507.7616 |  | 0
1938-12-08 | 0 | 0 | 0 | 0 | -6.6845 | -6.6845 | 3670.8237 | 27457.7616 |  | 0
1938-12-09 | 0 | 0 | 0 | 0 | -6.6845 | -6.6845 | 3664.1392 | 27407.7615 |  | 0
1938-12-10 | 0 | 0 | 0 | 0 | -6.6845 | -6.6845 | 3657.4547 | 27357.7615 |  | 0
1938-12-11 | 0 | 0 | 0 | 0 | -6.6845 | -6.6845 | 3650.7702 | 27307.7614 |  | 0
1938-12-12 | 0 | 0 | 0 | 0 | -6.6845 | -6.6845 | 3644.0857 | 27257.7613 |  | 0
1938-12-13 | 0 | 0 | 0 | 0 | -6.6845 | -6.6845 | 3637.4012 | 27207.7613 |  | 0
1938-12-14 | 0 | 0 | 0 | 0 | -6.6845 | -6.6845 | 3630.7167 | 27157.7612 |  | 0
1938-12-15 | 0 | 0 | 0 | 0 | -6.6845 | -6.6845 | 3624.0322 | 27107.7612 |  | 0
1938-12-16 | 0 | 0 | 0 | 0 | -6.6845 | -6.6845 | 3617.3477 | 27057.7611 |  | 0
1938-12-17 | 0 | 0 | 0 | 0 | -6.6845 | -6.6845 | 3610.6632 | 27007.761 |  | 0
1938-12-18 | 0 | 0 | 0 | 0 | -6.6845 | -6.6845 | 3603.9787 | 26957.761 |  | 0
1938-12-19 | 0 | 0 | 0 | 0 | -6.6845 | -6.6845 | 3597.2942 | 26907.7609 |  | 0
1938-12-20 | 0 | 0 | 0 | 0 | -6.6845 | -6.6845 | 3590.6097 | 26857.7609 |  | 0
1938-12-21 | 0 | 0 | 0 | 0 | -6.6845 | -6.6845 | 3583.9252 | 26807.7608 |  | 0
1938-12-22 | 0 | 0 | 0 | 0 | -6.6845 | -6.6845 | 3577.2407 | 26757.7607 |  | 0
1938-12-23 | 0 | 0 | 0 | 0 | -6.6845 | -6.6845 | 3570.5562 | 26707.7607 |  | 0
1938-12-24 | 0 | 0 | 0 | 0 | -6.6845 | -6.6845 | 3563.8717 | 26657.7606 |  | 0
1938-12-25 | 0 | 0 | 0 | 0 | -6.6845 | -6.6845 | 3557.1872 | 26607.7606 |  | 0
1938-12-26 | 0 | 0 | 0 | 0 | -6.6845 | -6.6845 | 3550.5027 | 26557.7605 |  | 0
1938-12-27 | 0 | 0 | 0 | 0 | -6.6845 | -6.6845 | 3543.8182 | 26507.7604 |  | 0
1938-12-28 | 0 | 0 | 0 | 0 | -6.6845 | -6.6845 | 3537.1337 | 26457.7604 |  | 0
1938-12-29 | 0 | 0 | 0 | 0 | -6.6845 | -6.6845 | 3530.4492 | 26407.7603 |  | 0
1938-12-30 | 0 | 0 | 0 | 0 | -6.6845 | -6.6845 | 3523.7647 | 26357.7603 |  | 0
1938-12-31 | 0 | 0 | 0 | 0 | -6.6845 | -6.6845 | 3517.0802 | 26307.7602 |  | 0
1939-01-01 | 0 | 0 | 0 | 0 | -6.6845 | -6.6845 | 3510.3957 | 26257.7601 |  | 0
1939-01-02 | 0 | 0 | 0 | 0 | -6.6845 | -6.6845 | 3503.7112 | 26207.7601 |  | 0
1939-01-03 | 0 | 0 | 0 | 0 | -6.6845 | -6.6845 | 3497.0267 | 26157.76 |  | 0
1939-01-04 | 0 | 0 | 0 | 0 | -6.6845 | -6.6845 | 3490.3422 | 26107.76 |  | 0
1939-01-05 | 0 | 0 | 0 | 0 | -6.6845 | -6.6845 | 3483.6577 | 26057.7599 |  | 0
1939-01-06 | 0 | 0 | 0 | 0 | -6.6845 | -6.6845 | 3476.9732 | 26007.7598 |  | 0
1939-01-07 | 0 | 0 | 0 | 0 | -6.6845 | -6.6845 | 3470.2887 | 25957.7598 |  | 0
1939-01-08 | 0.035833 | 90.1309 | 3.6551 | 3.6551 | 79.7913 | 79.7913 | 3550.08 | 26554.5986 |  | 0
1939-01-09 | 0 | 0 | 0 | 0 | -6.6845 | -6.6845 | 3543.3955 | 26504.5985 |  | 0
1939-01-10 | 0 | 0 | 0 | 0 | -6.6845 | -6.6845 | 3536.711 | 26454.5985 |  | 0
1939-01-11 | 0.026667 | 67.0741 | 3.6551 | 3.6551 | 56.7346 | 56.7346 | 3593.4456 | 26878.9729 |  | 0
1939-01-12 | 0.058333 | 146.7247 | 3.6551 | 3.6551 | 136.3851 | 136.3851 | 3729.8307 | 27899.1334 |  | 0
1939-01-13 | 0 | 0 | 0 | 0 | -6.6845 | -6.6845 | 3723.1462 | 27849.1333 |  | 0
1939-01-14 | 0 | 0 | 0 | 0 | -6.6845 | -6.6845 | 3716.4617 | 27799.1333 |  | 0
1939-01-15 | 0 | 0 | 0 | 0 | -6.6845 | -6.6845 | 3709.7772 | 27749.1332 |  | 0
1939-01-16 | 0 | 0 | 0 | 0 | -6.6845 | -6.6845 | 3703.0927 | 27699.1331 |  | 0
1939-01-17 | 0 | 0 | 0 | 0 | -6.6845 | -6.6845 | 3696.4082 | 27649.1331 |  | 0
1939-01-18 | 0 | 0 | 0 | 0 | -6.6845 | -6.6845 | 3689.7237 | 27599.133 |  | 0
1939-01-19 | 0 | 0 | 0 | 0 | -6.6845 | -6.6845 | 3683.0392 | 27549.133 |  | 0
1939-01-20 | 0 | 0 | 0 | 0 | -6.6845 | -6.6845 | 3676.3547 | 27499.1329 |  | 0
1939-01-21 | 0 | 0 | 0 | 0 | -6.6845 | -6.6845 | 3669.6702 | 27449.1328 |  | 0
1939-01-22 | 0.0016667 | 4.1921 | 3.6551 | 3.6551 | -6.1474 | -6.1474 | 3663.5227 | 27403.1499 |  | 0
1939-01-23 | 0 | 0 | 0 | 0 | -6.6845 | -6.6845 | 3656.8382 | 27353.1499 |  | 0
1939-01-24 | 0 | 0 | 0 | 0 | -6.6845 | -6.6845 | 3650.1537 | 27303.1498 |  | 0
1939-01-25 | 0 | 0 | 0 | 0 | -6.6845 | -6.6845 | 3643.4692 | 27253.1498 |  | 0
1939-01-26 | 0.0016667 | 4.1921 | 3.6551 | 3.6551 | -6.1474 | -6.1474 | 3637.3218 | 27207.1669 |  | 0
1939-01-27 | 0.039167 | 98.5151 | 3.6551 | 3.6551 | 88.1756 | 88.1756 | 3725.4973 | 27866.72 |  | 0
1939-01-28 | 0 | 0 | 0 | 0 | -6.6845 | -6.6845 | 3718.8128 | 27816.7199 |  | 0
1939-01-29 | 0 | 0 | 0 | 0 | -6.6845 | -6.6845 | 3712.1283 | 27766.7199 |  | 0
1939-01-30 | 0 | 0 | 0 | 0 | -6.6845 | -6.6845 | 3705.4438 | 27716.7198 |  | 0
1939-01-31 | 0 | 0 | 0 | 0 | -6.6845 | -6.6845 | 3698.7593 | 27666.7198 |  | 0
1939-02-01 | 0 | 0 | 0 | 0 | -6.6845 | -6.6845 | 3692.0748 | 27616.7197 |  | 0
1939-02-02 | 0 | 0 | 0 | 0 | -6.6845 | -6.6845 | 3685.3903 | 27566.7196 |  | 0
1939-02-03 | 0 | 0 | 0 | 0 | -6.6845 | -6.6845 | 3678.7058 | 27516.7196 |  | 0
1939-02-04 | 0 | 0 | 0 | 0 | -6.6845 | -6.6845 | 3672.0213 | 27466.7195 |  | 0
1939-02-05 | 0 | 0 | 0 | 0 | -6.6845 | -6.6845 | 3665.3368 | 27416.7195 |  | 0
1939-02-06 | 0 | 0 | 0 | 0 | -6.6845 | -6.6845 | 3658.6523 | 27366.7194 |  | 0
1939-02-07 | 0 | 0 | 0 | 0 | -6.6845 | -6.6845 | 3651.9678 | 27316.7193 |  | 0
1939-02-08 | 0 | 0 | 0 | 0 | -6.6845 | -6.6845 | 3645.2833 | 27266.7193 |  | 0
1939-02-09 | 0 | 0 | 0 | 0 | -6.6845 | -6.6845 | 3638.5988 | 27216.7192 |  | 0
1939-02-10 | 0 | 0 | 0 | 0 | -6.6845 | -6.6845 | 3631.9143 | 27166.7192 |  | 0
1939-02-11 | 0 | 0 | 0 | 0 | -6.6845 | -6.6845 | 3625.2298 | 27116.7191 |  | 0
1939-02-12 | 0 | 0 | 0 | 0 | -6.6845 | -6.6845 | 3618.5453 | 27066.719 |  | 0
1939-02-13 | 0 | 0 | 0 | 0 | -6.6845 | -6.6845 | 3611.8608 | 27016.719 |  | 0
1939-02-14 | 0 | 0 | 0 | 0 | -6.6845 | -6.6845 | 3605.1763 | 26966.7189 |  | 0
1939-02-15 | 0 | 0 | 0 | 0 | -6.6845 | -6.6845 | 3598.4918 | 26916.7189 |  | 0
1939-02-16 | 0 | 0 | 0 | 0 | -6.6845 | -6.6845 | 3591.8073 | 26866.7188 |  | 0
1939-02-17 | 0 | 0 | 0 | 0 | -6.6845 | -6.6845 | 3585.1228 | 26816.7187 |  | 0
1939-02-18 | 0 | 0 | 0 | 0 | -6.6845 | -6.6845 | 3578.4383 | 26766.7187 |  | 0
1939-02-19 | 0 | 0 | 0 | 0 | -6.6845 | -6.6845 | 3571.7538 | 26716.7186 |  | 0
1939-02-20 | 0 | 0 | 0 | 0 | -6.6845 | -6.6845 | 3565.0693 | 26666.7186 |  | 0
1939-02-21 | 0 | 0 | 0 | 0 | -6.6845 | -6.6845 | 3558.3848 | 26616.7185 |  | 0
1939-02-22 | 0 | 0 | 0 | 0 | -6.6845 | -6.6845 | 3551.7003 | 26566.7184 |  | 0
1939-02-23 | 0 | 0 | 0 | 0 | -6.6845 | -6.6845 | 3545.0158 | 26516.7184 |  | 0
1939-02-24 | 0 | 0 | 0 | 0 | -6.6845 | -6.6845 | 3538.3313 | 26466.7183 |  | 0
1939-02-25 | 0 | 0 | 0 | 0 | -6.6845 | -6.6845 | 3531.6468 | 26416.7183 |  | 0
1939-02-26 | 0 | 0 | 0 | 0 | -6.6845 | -6.6845 | 3524.9623 | 26366.7182 |  | 0
1939-02-27 | 0 | 0 | 0 | 0 | -6.6845 | -6.6845 | 3518.2778 | 26316.7181 |  | 0
1939-02-28 | 0 | 0 | 0 | 0 | -6.6845 | -6.6845 | 3511.5933 | 26266.7181 |  | 0
1939-03-01 | 0 | 0 | 0 | 0 | -6.6845 | -6.6845 | 3504.9088 | 26216.718 |  | 0
1939-03-02 | 0 | 0 | 0 | 0 | -6.6845 | -6.6845 | 3498.2243 | 26166.718 |  | 0
1939-03-03 | 0 | 0 | 0 | 0 | -6.6845 | -6.6845 | 3491.5398 | 26116.7179 |  | 0
1939-03-04 | 0 | 0 | 0 | 0 | -6.6845 | -6.6845 | 3484.8553 | 26066.7178 |  | 0
1939-03-05 | 0 | 0 | 0 | 0 | -6.6845 | -6.6845 | 3478.1708 | 26016.7178 |  | 0
1939-03-06 | 0 | 0 | 0 | 0 | -6.6845 | -6.6845 | 3471.4863 | 25966.7177 |  | 0
1939-03-07 | 0 | 0 | 0 | 0 | -6.6845 | -6.6845 | 3464.8018 | 25916.7177 |  | 0
1939-03-08 | 0 | 0 | 0 | 0 | -6.6845 | -6.6845 | 3458.1173 | 25866.7176 |  | 0
1939-03-09 | 0 | 0 | 0 | 0 | -6.6845 | -6.6845 | 3451.4328 | 25816.7175 |  | 0
1939-03-10 | 0 | 0 | 0 | 0 | -6.6845 | -6.6845 | 3444.7483 | 25766.7175 |  | 0
1939-03-11 | 0 | 0 | 0 | 0 | -6.6845 | -6.6845 | 3438.0638 | 25716.7174 |  | 0
1939-03-12 | 0 | 0 | 0 | 0 | -6.6845 | -6.6845 | 3431.3793 | 25666.7174 |  | 0
1939-03-13 | 0 | 0 | 0 | 0 | -6.6845 | -6.6845 | 3424.6948 | 25616.7173 |  | 0
1939-03-14 | 0 | 0 | 0 | 0 | -6.6845 | -6.6845 | 3418.0103 | 25566.7172 |  | 0
1939-03-15 | 0 | 0 | 0 | 0 | -6.6845 | -6.6845 | 3411.3258 | 25516.7172 |  | 0
1939-03-16 | 0 | 0 | 0 | 0 | -6.6845 | -6.6845 | 3404.6413 | 25466.7171 |  | 0
1939-03-17 | 0 | 0 | 0 | 0 | -6.6845 | -6.6845 | 3397.9568 | 25416.7171 |  | 0
1939-03-18 | 0 | 0 | 0 | 0 | -6.6845 | -6.6845 | 3391.2723 | 25366.717 |  | 0
1939-03-19 | 0 | 0 | 0 | 0 | -6.6845 | -6.6845 | 3384.5878 | 25316.7169 |  | 0
1939-03-20 | 0.0016667 | 4.1921 | 3.6551 | 3.6551 | -6.1474 | -6.1474 | 3378.4404 | 25270.734 |  | 0
1939-03-21 | 0.014167 | 35.6331 | 3.6551 | 3.6551 | 25.2936 | 25.2936 | 3403.7339 | 25459.9298 |  | 0
1939-03-22 | 0.010833 | 27.2489 | 3.6551 | 3.6551 | 16.9093 | 16.9093 | 3420.6432 | 25586.4113 |  | 0
1939-03-23 | 0.010833 | 27.2489 | 3.6551 | 3.6551 | 16.9093 | 16.9093 | 3437.5525 | 25712.8927 |  | 0
1939-03-24 | 0 | 0 | 0 | 0 | -6.6845 | -6.6845 | 3430.868 | 25662.8927 |  | 0
1939-03-25 | 0 | 0 | 0 | 0 | -6.6845 | -6.6845 | 3424.1835 | 25612.8926 |  | 0
1939-03-26 | 0 | 0 | 0 | 0 | -6.6845 | -6.6845 | 3417.499 | 25562.8926 |  | 0
1939-03-27 | 0 | 0 | 0 | 0 | -6.6845 | -6.6845 | 3410.8145 | 25512.8925 |  | 0
1939-03-28 | 0 | 0 | 0 | 0 | -6.6845 | -6.6845 | 3404.13 | 25462.8924 |  | 0
1939-03-29 | 0 | 0 | 0 | 0 | -6.6845 | -6.6845 | 3397.4455 | 25412.8924 |  | 0
1939-03-30 | 0 | 0 | 0 | 0 | -6.6845 | -6.6845 | 3390.761 | 25362.8923 |  | 0
1939-03-31 | 0 | 0 | 0 | 0 | -6.6845 | -6.6845 | 3384.0765 | 25312.8923 |  | 0
1939-04-01 | 0 | 0 | 0 | 0 | -6.6845 | -6.6845 | 3377.392 | 25262.8922 |  | 0
1939-04-02 | 0 | 0 | 0 | 0 | -6.6845 | -6.6845 | 3370.7075 | 25212.8921 |  | 0
1939-04-03 | 0 | 0 | 0 | 0 | -6.6845 | -6.6845 | 3364.023 | 25162.8921 |  | 0
1939-04-04 | 0 | 0 | 0 | 0 | -6.6845 | -6.6845 | 3357.3385 | 25112.892 |  | 0
1939-04-05 | 0 | 0 | 0 | 0 | -6.6845 | -6.6845 | 3350.654 | 25062.892 |  | 0
1939-04-06 | 0.01 | 25.1528 | 3.6551 | 3.6551 | 14.8132 | 14.8132 | 3365.4672 | 25173.6948 |  | 0
1939-04-07 | 0.0016667 | 4.1921 | 3.6551 | 3.6551 | -6.1474 | -6.1474 | 3359.3198 | 25127.7119 |  | 0
1939-04-08 | 0 | 0 | 0 | 0 | -6.6845 | -6.6845 | 3352.6353 | 25077.7119 |  | 0
1939-04-09 | 0 | 0 | 0 | 0 | -6.6845 | -6.6845 | 3345.9508 | 25027.7118 |  | 0
1939-04-10 | 0 | 0 | 0 | 0 | -6.6845 | -6.6845 | 3339.2663 | 24977.7118 |  | 0
1939-04-11 | 0 | 0 | 0 | 0 | -6.6845 | -6.6845 | 3332.5818 | 24927.7117 |  | 0
1939-04-12 | 0 | 0 | 0 | 0 | -6.6845 | -6.6845 | 3325.8973 | 24877.7116 |  | 0
1939-04-13 | 0 | 0 | 0 | 0 | -6.6845 | -6.6845 | 3319.2128 | 24827.7116 |  | 0
1939-04-14 | 0 | 0 | 0 | 0 | -6.6845 | -6.6845 | 3312.5283 | 24777.7115 |  | 0
1939-04-15 | 0 | 0 | 0 | 0 | -6.6845 | -6.6845 | 3305.8438 | 24727.7115 |  | 0
1939-04-16 | 0 | 0 | 0 | 0 | -6.6845 | -6.6845 | 3299.1593 | 24677.7114 |  | 0
1939-04-17 | 0 | 0 | 0 | 0 | -6.6845 | -6.6845 | 3292.4748 | 24627.7113 |  | 0
1939-04-18 | 0 | 0 | 0 | 0 | -6.6845 | -6.6845 | 3285.7903 | 24577.7113 |  | 0
1939-04-19 | 0 | 0 | 0 | 0 | -6.6845 | -6.6845 | 3279.1058 | 24527.7112 |  | 0
1939-04-20 | 0 | 0 | 0 | 0 | -6.6845 | -6.6845 | 3272.4213 | 24477.7112 |  | 0
1939-04-21 | 0 | 0 | 0 | 0 | -6.6845 | -6.6845 | 3265.7368 | 24427.7111 |  | 0
1939-04-22 | 0 | 0 | 0 | 0 | -6.6845 | -6.6845 | 3259.0523 | 24377.711 |  | 0
1939-04-23 | 0 | 0 | 0 | 0 | -6.6845 | -6.6845 | 3252.3678 | 24327.711 |  | 0
1939-04-24 | 0 | 0 | 0 | 0 | -6.6845 | -6.6845 | 3245.6833 | 24277.7109 |  | 0
1939-04-25 | 0 | 0 | 0 | 0 | -6.6845 | -6.6845 | 3238.9988 | 24227.7109 |  | 0
1939-04-26 | 0 | 0 | 0 | 0 | -6.6845 | -6.6845 | 3232.3143 | 24177.7108 |  | 0
1939-04-27 | 0 | 0 | 0 | 0 | -6.6845 | -6.6845 | 3225.6298 | 24127.7107 |  | 0
1939-04-28 | 0 | 0 | 0 | 0 | -6.6845 | -6.6845 | 3218.9453 | 24077.7107 |  | 0
1939-04-29 | 0 | 0 | 0 | 0 | -6.6845 | -6.6845 | 3212.2608 | 24027.7106 |  | 0
1939-04-30 | 0.013333 | 33.5371 | 3.6551 | 3.6551 | 23.1975 | 23.1975 | 3235.4583 | 24201.2278 |  | 0
1939-05-01 | 0 | 0 | 0 | 0 | -6.6845 | -6.6845 | 3228.7738 | 24151.2278 |  | 0
1939-05-02 | 0 | 0 | 0 | 0 | -6.6845 | -6.6845 | 3222.0893 | 24101.2277 |  | 0
1939-05-03 | 0 | 0 | 0 | 0 | -6.6845 | -6.6845 | 3215.4048 | 24051.2276 |  | 0
1939-05-04 | 0.013333 | 33.5371 | 3.6551 | 3.6551 | 23.1975 | 23.1975 | 3238.6022 | 24224.7448 |  | 0
1939-05-05 | 0 | 0 | 0 | 0 | -6.6845 | -6.6845 | 3231.9177 | 24174.7448 |  | 0
1939-05-06 | 0 | 0 | 0 | 0 | -6.6845 | -6.6845 | 3225.2332 | 24124.7447 |  | 0
1939-05-07 | 0 | 0 | 0 | 0 | -6.6845 | -6.6845 | 3218.5487 | 24074.7446 |  | 0
1939-05-08 | 0 | 0 | 0 | 0 | -6.6845 | -6.6845 | 3211.8642 | 24024.7446 |  | 0
1939-05-09 | 0 | 0 | 0 | 0 | -6.6845 | -6.6845 | 3205.1797 | 23974.7445 |  | 0
1939-05-10 | 0 | 0 | 0 | 0 | -6.6845 | -6.6845 | 3198.4952 | 23924.7445 |  | 0
1939-05-11 | 0 | 0 | 0 | 0 | -6.6845 | -6.6845 | 3191.8107 | 23874.7444 |  | 0
1939-05-12 | 0 | 0 | 0 | 0 | -6.6845 | -6.6845 | 3185.1262 | 23824.7443 |  | 0
1939-05-13 | 0 | 0 | 0 | 0 | -6.6845 | -6.6845 | 3178.4417 | 23774.7443 |  | 0
1939-05-14 | 0 | 0 | 0 | 0 | -6.6845 | -6.6845 | 3171.7572 | 23724.7442 |  | 0
1939-05-15 | 0 | 0 | 0 | 0 | -6.6845 | -6.6845 | 3165.0727 | 23674.7442 |  | 0
1939-05-16 | 0 | 0 | 0 | 0 | -6.6845 | -6.6845 | 3158.3882 | 23624.7441 |  | 0
1939-05-17 | 0 | 0 | 0 | 0 | -6.6845 | -6.6845 | 3151.7037 | 23574.744 |  | 0
1939-05-18 | 0 | 0 | 0 | 0 | -6.6845 | -6.6845 | 3145.0192 | 23524.744 |  | 0
1939-05-19 | 0 | 0 | 0 | 0 | -6.6845 | -6.6845 | 3138.3347 | 23474.7439 |  | 0
1939-05-20 | 0 | 0 | 0 | 0 | -6.6845 | -6.6845 | 3131.6502 | 23424.7439 |  | 0
1939-05-21 | 0 | 0 | 0 | 0 | -6.6845 | -6.6845 | 3124.9657 | 23374.7438 |  | 0
1939-05-22 | 0 | 0 | 0 | 0 | -6.6845 | -6.6845 | 3118.2812 | 23324.7437 |  | 0
1939-05-23 | 0 | 0 | 0 | 0 | -6.6845 | -6.6845 | 3111.5967 | 23274.7437 |  | 0
1939-05-24 | 0 | 0 | 0 | 0 | -6.6845 | -6.6845 | 3104.9122 | 23224.7436 |  | 0
1939-05-25 | 0 | 0 | 0 | 0 | -6.6845 | -6.6845 | 3098.2277 | 23174.7436 |  | 0
1939-05-26 | 0 | 0 | 0 | 0 | -6.6845 | -6.6845 | 3091.5432 | 23124.7435 |  | 0
1939-05-27 | 0 | 0 | 0 | 0 | -6.6845 | -6.6845 | 3084.8587 | 23074.7434 |  | 0
1939-05-28 | 0 | 0 | 0 | 0 | -6.6845 | -6.6845 | 3078.1742 | 23024.7434 |  | 0
1939-05-29 | 0.020833 | 52.4017 | 3.6551 | 3.6551 | 42.0621 | 42.0621 | 3120.2363 | 23339.3678 |  | 0
1939-05-30 | 0.085833 | 215.8949 | 3.6551 | 3.6551 | 205.5553 | 205.5553 | 3325.7916 | 24876.9213 |  | 0
1939-05-31 | 0 | 0 | 0 | 0 | -6.6845 | -6.6845 | 3319.1071 | 24826.9213 |  | 0
1939-06-01 | 0 | 0 | 0 | 0 | -6.6845 | -6.6845 | 3312.4226 | 24776.9212 |  | 0
1939-06-02 | 0 | 0 | 0 | 0 | -6.6845 | -6.6845 | 3305.7381 | 24726.9212 |  | 0
1939-06-03 | 0 | 0 | 0 | 0 | -6.6845 | -6.6845 | 3299.0536 | 24676.9211 |  | 0
1939-06-04 | 0 | 0 | 0 | 0 | -6.6845 | -6.6845 | 3292.3691 | 24626.921 |  | 0
1939-06-05 | 0 | 0 | 0 | 0 | -6.6845 | -6.6845 | 3285.6846 | 24576.921 |  | 0
1939-06-06 | 0 | 0 | 0 | 0 | -6.6845 | -6.6845 | 3279.0001 | 24526.9209 |  | 0
1939-06-07 | 0 | 0 | 0 | 0 | -6.6845 | -6.6845 | 3272.3156 | 24476.9209 |  | 0
1939-06-08 | 0 | 0 | 0 | 0 | -6.6845 | -6.6845 | 3265.6311 | 24426.9208 |  | 0
1939-06-09 | 0 | 0 | 0 | 0 | -6.6845 | -6.6845 | 3258.9466 | 24376.9207 |  | 0
1939-06-10 | 0 | 0 | 0 | 0 | -6.6845 | -6.6845 | 3252.2621 | 24326.9207 |  | 0
1939-06-11 | 0 | 0 | 0 | 0 | -6.6845 | -6.6845 | 3245.5776 | 24276.9206 |  | 0
1939-06-12 | 0 | 0 | 0 | 0 | -6.6845 | -6.6845 | 3238.8931 | 24226.9206 |  | 0
1939-06-13 | 0 | 0 | 0 | 0 | -6.6845 | -6.6845 | 3232.2086 | 24176.9205 |  | 0
1939-06-14 | 0 | 0 | 0 | 0 | -6.6845 | -6.6845 | 3225.5241 | 24126.9204 |  | 0
1939-06-15 | 0 | 0 | 0 | 0 | -6.6845 | -6.6845 | 3218.8396 | 24076.9204 |  | 0
1939-06-16 | 0 | 0 | 0 | 0 | -6.6845 | -6.6845 | 3212.1551 | 24026.9203 |  | 0
1939-06-17 | 0 | 0 | 0 | 0 | -6.6845 | -6.6845 | 3205.4706 | 23976.9203 |  | 0
1939-06-18 | 0.01 | 25.1528 | 3.6551 | 3.6551 | 14.8132 | 14.8132 | 3220.2838 | 24087.7231 |  | 0
1939-06-19 | 0 | 0 | 0 | 0 | -6.6845 | -6.6845 | 3213.5993 | 24037.7231 |  | 0
1939-06-20 | 0 | 0 | 0 | 0 | -6.6845 | -6.6845 | 3206.9148 | 23987.723 |  | 0
1939-06-21 | 0.029167 | 73.3623 | 3.6551 | 3.6551 | 63.0228 | 63.0228 | 3269.9376 | 24459.1332 |  | 0
1939-06-22 | 0.0083333 | 20.9607 | 3.6551 | 3.6551 | 10.6211 | 10.6211 | 3280.5587 | 24538.5789 |  | 0
1939-06-23 | 0 | 0 | 0 | 0 | -6.6845 | -6.6845 | 3273.8742 | 24488.5789 |  | 0
1939-06-24 | 0 | 0 | 0 | 0 | -6.6845 | -6.6845 | 3267.1897 | 24438.5788 |  | 0
1939-06-25 | 0 | 0 | 0 | 0 | -6.6845 | -6.6845 | 3260.5052 | 24388.5788 |  | 0
1939-06-26 | 0 | 0 | 0 | 0 | -6.6845 | -6.6845 | 3253.8207 | 24338.5787 |  | 0
1939-06-27 | 0.0125 | 31.441 | 3.6551 | 3.6551 | 21.1014 | 21.1014 | 3274.9221 | 24496.4173 |  | 0
1939-06-28 | 0 | 0 | 0 | 0 | -6.6845 | -6.6845 | 3268.2376 | 24446.4173 |  | 0
1939-06-29 | 0 | 0 | 0 | 0 | -6.6845 | -6.6845 | 3261.5531 | 24396.4172 |  | 0
1939-06-30 | 0 | 0 | 0 | 0 | -6.6845 | -6.6845 | 3254.8686 | 24346.4171 |  | 0
1939-07-01 | 0 | 0 | 0 | 0 | -6.6845 | -6.6845 | 3248.1841 | 24296.4171 |  | 0
1939-07-02 | 0 | 0 | 0 | 0 | -6.6845 | -6.6845 | 3241.4996 | 24246.417 |  | 0
1939-07-03 | 0 | 0 | 0 | 0 | -6.6845 | -6.6845 | 3234.8151 | 24196.417 |  | 0
1939-07-04 | 0.0175 | 44.0174 | 3.6551 | 3.6551 | 33.6778 | 33.6778 | 3268.4929 | 24448.3271 |  | 0
1939-07-05 | 0 | 0 | 0 | 0 | -6.6845 | -6.6845 | 3261.8084 | 24398.327 |  | 0
1939-07-06 | 0.0375 | 94.323 | 3.6551 | 3.6551 | 83.9834 | 83.9834 | 3345.7918 | 25026.523 |  | 0
1939-07-07 | 0 | 0 | 0 | 0 | -6.6845 | -6.6845 | 3339.1073 | 24976.5229 |  | 0
1939-07-08 | 0 | 0 | 0 | 0 | -6.6845 | -6.6845 | 3332.4228 | 24926.5229 |  | 0
1939-07-09 | 0 | 0 | 0 | 0 | -6.6845 | -6.6845 | 3325.7383 | 24876.5228 |  | 0
1939-07-10 | 0 | 0 | 0 | 0 | -6.6845 | -6.6845 | 3319.0538 | 24826.5227 |  | 0
1939-07-11 | 0 | 0 | 0 | 0 | -6.6845 | -6.6845 | 3312.3693 | 24776.5227 |  | 0
1939-07-12 | 0 | 0 | 0 | 0 | -6.6845 | -6.6845 | 3305.6848 | 24726.5226 |  | 0
1939-07-13 | 0.034167 | 85.9387 | 3.6551 | 3.6551 | 75.5992 | 75.5992 | 3381.284 | 25292.0043 |  | 0
1939-07-14 | 0.0325 | 81.7466 | 3.6551 | 3.6551 | 71.407 | 71.407 | 3452.691 | 25826.1288 |  | 0
1939-07-15 | 0 | 0 | 0 | 0 | -6.6845 | -6.6845 | 3446.0065 | 25776.1287 |  | 0
1939-07-16 | 0 | 0 | 0 | 0 | -6.6845 | -6.6845 | 3439.322 | 25726.1287 |  | 0
1939-07-17 | 0 | 0 | 0 | 0 | -6.6845 | -6.6845 | 3432.6375 | 25676.1286 |  | 0
1939-07-18 | 0.0083333 | 20.9607 | 3.6551 | 3.6551 | 10.6211 | 10.6211 | 3443.2586 | 25755.5743 |  | 0
1939-07-19 | 0.0091667 | 23.0567 | 3.6551 | 3.6551 | 12.7172 | 12.7172 | 3455.9758 | 25850.6986 |  | 0
1939-07-20 | 0 | 0 | 0 | 0 | -6.6845 | -6.6845 | 3449.2913 | 25800.6986 |  | 0
1939-07-21 | 0 | 0 | 0 | 0 | -6.6845 | -6.6845 | 3442.6068 | 25750.6985 |  | 0
1939-07-22 | 0 | 0 | 0 | 0 | -6.6845 | -6.6845 | 3435.9223 | 25700.6985 |  | 0
1939-07-23 | 0.0041667 | 10.4803 | 3.6551 | 3.6551 | 0.14075 | 0.14075 | 3436.063 | 25701.7513 |  | 0
1939-07-24 | 0 | 0 | 0 | 0 | -6.6845 | -6.6845 | 3429.3785 | 25651.7512 |  | 0
1939-07-25 | 0 | 0 | 0 | 0 | -6.6845 | -6.6845 | 3422.694 | 25601.7512 |  | 0
1939-07-26 | 0 | 0 | 0 | 0 | -6.6845 | -6.6845 | 3416.0095 | 25551.7511 |  | 0
1939-07-27 | 0 | 0 | 0 | 0 | -6.6845 | -6.6845 | 3409.325 | 25501.7511 |  | 0
1939-07-28 | 0 | 0 | 0 | 0 | -6.6845 | -6.6845 | 3402.6405 | 25451.751 |  | 0
1939-07-29 | 0 | 0 | 0 | 0 | -6.6845 | -6.6845 | 3395.956 | 25401.7509 |  | 0
1939-07-30 | 0.0625 | 157.205 | 3.6551 | 3.6551 | 146.8654 | 146.8654 | 3542.8214 | 26500.3043 |  | 0
1939-07-31 | 0.041667 | 104.8033 | 3.6551 | 3.6551 | 94.4638 | 94.4638 | 3637.2852 | 27206.8931 |  | 0
1939-08-01 | 0.0091667 | 23.0567 | 3.6551 | 3.6551 | 12.7172 | 12.7172 | 3650.0023 | 27302.0175 |  | 0
1939-08-02 | 0 | 0 | 0 | 0 | -6.6845 | -6.6845 | 3643.3178 | 27252.0174 |  | 0
1939-08-03 | 0 | 0 | 0 | 0 | -6.6845 | -6.6845 | 3636.6333 | 27202.0173 |  | 0
1939-08-04 | 0 | 0 | 0 | 0 | -6.6845 | -6.6845 | 3629.9488 | 27152.0173 |  | 0
1939-08-05 | 0 | 0 | 0 | 0 | -6.6845 | -6.6845 | 3623.2643 | 27102.0172 |  | 0
1939-08-06 | 0.096667 | 243.1437 | 3.6551 | 3.6551 | 232.8042 | 232.8042 | 3856.0685 | 28843.3923 |  | 0
1939-08-07 | 0 | 0 | 0 | 0 | -6.6845 | -6.6845 | 3849.384 | 28793.3922 |  | 0
1939-08-08 | 0.0075 | 18.8646 | 3.6551 | 3.6551 | 8.525 | 8.525 | 3857.909 | 28857.1594 |  | 0
1939-08-09 | 0 | 0 | 0 | 0 | -6.6845 | -6.6845 | 3851.2245 | 28807.1593 |  | 0
1939-08-10 | 0 | 0 | 0 | 0 | -6.6845 | -6.6845 | 3844.54 | 28757.1592 |  | 0
1939-08-11 | 0.016667 | 41.9213 | 3.6551 | 3.6551 | 31.5818 | 31.5818 | 3876.1218 | 28993.3908 |  | 0
1939-08-12 | 0.0091667 | 23.0567 | 3.6551 | 3.6551 | 12.7172 | 12.7172 | 3888.8389 | 29088.5151 |  | 0
1939-08-13 | 0 | 0 | 0 | 0 | -6.6845 | -6.6845 | 3882.1544 | 29038.515 |  | 0
1939-08-14 | 0.0091667 | 23.0567 | 3.6551 | 3.6551 | 12.7172 | 12.7172 | 3894.8716 | 29133.6393 |  | 0
1939-08-15 | 0 | 0 | 0 | 0 | -6.6845 | -6.6845 | 3888.1871 | 29083.6392 |  | 0
1939-08-16 | 0.005 | 12.5764 | 3.6551 | 3.6551 | 2.2368 | 2.2368 | 3890.4239 | 29100.3707 |  | 0
1939-08-17 | 0 | 0 | 0 | 0 | -6.6845 | -6.6845 | 3883.7394 | 29050.3706 |  | 0
1939-08-18 | 0 | 0 | 0 | 0 | -6.6845 | -6.6845 | 3877.0549 | 29000.3705 |  | 0
1939-08-19 | 0 | 0 | 0 | 0 | -6.6845 | -6.6845 | 3870.3704 | 28950.3705 |  | 0
1939-08-20 | 0 | 0 | 0 | 0 | -6.6845 | -6.6845 | 3863.6859 | 28900.3704 |  | 0
1939-08-21 | 0 | 0 | 0 | 0 | -6.6845 | -6.6845 | 3857.0014 | 28850.3704 |  | 0
1939-08-22 | 0 | 0 | 0 | 0 | -6.6845 | -6.6845 | 3850.3169 | 28800.3703 |  | 0
1939-08-23 | 0 | 0 | 0 | 0 | -6.6845 | -6.6845 | 3843.6324 | 28750.3702 |  | 0
1939-08-24 | 0 | 0 | 0 | 0 | -6.6845 | -6.6845 | 3836.9479 | 28700.3702 |  | 0
1939-08-25 | 0 | 0 | 0 | 0 | -6.6845 | -6.6845 | 3830.2634 | 28650.3701 |  | 0
1939-08-26 | 0 | 0 | 0 | 0 | -6.6845 | -6.6845 | 3823.5789 | 28600.3701 |  | 0
1939-08-27 | 0 | 0 | 0 | 0 | -6.6845 | -6.6845 | 3816.8944 | 28550.37 |  | 0
1939-08-28 | 0 | 0 | 0 | 0 | -6.6845 | -6.6845 | 3810.2099 | 28500.3699 |  | 0
1939-08-29 | 0 | 0 | 0 | 0 | -6.6845 | -6.6845 | 3803.5254 | 28450.3699 |  | 0
1939-08-30 | 0 | 0 | 0 | 0 | -6.6845 | -6.6845 | 3796.8409 | 28400.3698 |  | 0
1939-08-31 | 0 | 0 | 0 | 0 | -6.6845 | -6.6845 | 3790.1564 | 28350.3698 |  | 0
1939-09-01 | 0 | 0 | 0 | 0 | -6.6845 | -6.6845 | 3783.4719 | 28300.3697 |  | 0
1939-09-02 | 0 | 0 | 0 | 0 | -6.6845 | -6.6845 | 3776.7874 | 28250.3696 |  | 0
1939-09-03 | 0 | 0 | 0 | 0 | -6.6845 | -6.6845 | 3770.1029 | 28200.3696 |  | 0
1939-09-04 | 0 | 0 | 0 | 0 | -6.6845 | -6.6845 | 3763.4184 | 28150.3695 |  | 0
1939-09-05 | 0 | 0 | 0 | 0 | -6.6845 | -6.6845 | 3756.7339 | 28100.3695 |  | 0
1939-09-06 | 0 | 0 | 0 | 0 | -6.6845 | -6.6845 | 3750.0494 | 28050.3694 |  | 0
1939-09-07 | 0 | 0 | 0 | 0 | -6.6845 | -6.6845 | 3743.3649 | 28000.3693 |  | 0
1939-09-08 | 0 | 0 | 0 | 0 | -6.6845 | -6.6845 | 3736.6804 | 27950.3693 |  | 0
1939-09-09 | 0 | 0 | 0 | 0 | -6.6845 | -6.6845 | 3729.9959 | 27900.3692 |  | 0
1939-09-10 | 0 | 0 | 0 | 0 | -6.6845 | -6.6845 | 3723.3114 | 27850.3692 |  | 0
1939-09-11 | 0 | 0 | 0 | 0 | -6.6845 | -6.6845 | 3716.6269 | 27800.3691 |  | 0
1939-09-12 | 0 | 0 | 0 | 0 | -6.6845 | -6.6845 | 3709.9424 | 27750.369 |  | 0
1939-09-13 | 0.0625 | 157.205 | 3.6551 | 3.6551 | 146.8654 | 146.8654 | 3856.8078 | 28848.9224 |  | 0
1939-09-14 | 0 | 0 | 0 | 0 | -6.6845 | -6.6845 | 3850.1233 | 28798.9223 |  | 0
1939-09-15 | 0 | 0 | 0 | 0 | -6.6845 | -6.6845 | 3843.4388 | 28748.9223 |  | 0
1939-09-16 | 0 | 0 | 0 | 0 | -6.6845 | -6.6845 | 3836.7543 | 28698.9222 |  | 0
1939-09-17 | 0 | 0 | 0 | 0 | -6.6845 | -6.6845 | 3830.0698 | 28648.9221 |  | 0
1939-09-18 | 0 | 0 | 0 | 0 | -6.6845 | -6.6845 | 3823.3853 | 28598.9221 |  | 0
1939-09-19 | 0 | 0 | 0 | 0 | -6.6845 | -6.6845 | 3816.7008 | 28548.922 |  | 0
1939-09-20 | 0 | 0 | 0 | 0 | -6.6845 | -6.6845 | 3810.0163 | 28498.922 |  | 0
1939-09-21 | 0 | 0 | 0 | 0 | -6.6845 | -6.6845 | 3803.3318 | 28448.9219 |  | 0
1939-09-22 | 0 | 0 | 0 | 0 | -6.6845 | -6.6845 | 3796.6473 | 28398.9218 |  | 0
1939-09-23 | 0 | 0 | 0 | 0 | -6.6845 | -6.6845 | 3789.9628 | 28348.9218 |  | 0
1939-09-24 | 0 | 0 | 0 | 0 | -6.6845 | -6.6845 | 3783.2783 | 28298.9217 |  | 0
1939-09-25 | 0 | 0 | 0 | 0 | -6.6845 | -6.6845 | 3776.5938 | 28248.9217 |  | 0
1939-09-26 | 0 | 0 | 0 | 0 | -6.6845 | -6.6845 | 3769.9093 | 28198.9216 |  | 0
1939-09-27 | 0.0041667 | 10.4803 | 3.6551 | 3.6551 | 0.14075 | 0.14075 | 3770.0501 | 28199.9744 |  | 0
1939-09-28 | 0 | 0 | 0 | 0 | -6.6845 | -6.6845 | 3763.3656 | 28149.9744 |  | 0
1939-09-29 | 0 | 0 | 0 | 0 | -6.6845 | -6.6845 | 3756.6811 | 28099.9743 |  | 0
1939-09-30 | 0 | 0 | 0 | 0 | -6.6845 | -6.6845 | 3749.9966 | 28049.9743 |  | 0
1939-10-01 | 0 | 0 | 0 | 0 | -6.6845 | -6.6845 | 3743.3121 | 27999.9742 |  | 0
1939-10-02 | 0 | 0 | 0 | 0 | -6.6845 | -6.6845 | 3736.6276 | 27949.9741 |  | 0
1939-10-03 | 0 | 0 | 0 | 0 | -6.6845 | -6.6845 | 3729.9431 | 27899.9741 |  | 0
1939-10-04 | 0 | 0 | 0 | 0 | -6.6845 | -6.6845 | 3723.2586 | 27849.974 |  | 0
1939-10-05 | 0 | 0 | 0 | 0 | -6.6845 | -6.6845 | 3716.5741 | 27799.974 |  | 0
1939-10-06 | 0 | 0 | 0 | 0 | -6.6845 | -6.6845 | 3709.8896 | 27749.9739 |  | 0
1939-10-07 | 0 | 0 | 0 | 0 | -6.6845 | -6.6845 | 3703.2051 | 27699.9738 |  | 0
1939-10-08 | 0.011667 | 29.3449 | 3.6551 | 3.6551 | 19.0054 | 19.0054 | 3722.2104 | 27842.1339 |  | 0
1939-10-09 | 0.05 | 125.764 | 3.6551 | 3.6551 | 115.4244 | 115.4244 | 3837.6348 | 28705.5085 |  | 0
1939-10-10 | 0 | 0 | 0 | 0 | -6.6845 | -6.6845 | 3830.9503 | 28655.5085 |  | 0
1939-10-11 | 0 | 0 | 0 | 0 | -6.6845 | -6.6845 | 3824.2658 | 28605.5084 |  | 0
1939-10-12 | 0 | 0 | 0 | 0 | -6.6845 | -6.6845 | 3817.5813 | 28555.5084 |  | 0
1939-10-13 | 0 | 0 | 0 | 0 | -6.6845 | -6.6845 | 3810.8968 | 28505.5083 |  | 0
1939-10-14 | 0 | 0 | 0 | 0 | -6.6845 | -6.6845 | 3804.2123 | 28455.5082 |  | 0
1939-10-15 | 0 | 0 | 0 | 0 | -6.6845 | -6.6845 | 3797.5278 | 28405.5082 |  | 0
1939-10-16 | 0 | 0 | 0 | 0 | -6.6845 | -6.6845 | 3790.8433 | 28355.5081 |  | 0
1939-10-17 | 0 | 0 | 0 | 0 | -6.6845 | -6.6845 | 3784.1588 | 28305.5081 |  | 0
1939-10-18 | 0 | 0 | 0 | 0 | -6.6845 | -6.6845 | 3777.4743 | 28255.508 |  | 0
1939-10-19 | 0 | 0 | 0 | 0 | -6.6845 | -6.6845 | 3770.7898 | 28205.5079 |  | 0
1939-10-20 | 0 | 0 | 0 | 0 | -6.6845 | -6.6845 | 3764.1053 | 28155.5079 |  | 0
1939-10-21 | 0 | 0 | 0 | 0 | -6.6845 | -6.6845 | 3757.4208 | 28105.5078 |  | 0
1939-10-22 | 0 | 0 | 0 | 0 | -6.6845 | -6.6845 | 3750.7363 | 28055.5078 |  | 0
1939-10-23 | 0 | 0 | 0 | 0 | -6.6845 | -6.6845 | 3744.0518 | 28005.5077 |  | 0
1939-10-24 | 0.034167 | 85.9387 | 3.6551 | 3.6551 | 75.5992 | 75.5992 | 3819.651 | 28570.9894 |  | 0
1939-10-25 | 0 | 0 | 0 | 0 | -6.6845 | -6.6845 | 3812.9665 | 28520.9893 |  | 0
1939-10-26 | 0 | 0 | 0 | 0 | -6.6845 | -6.6845 | 3806.282 | 28470.9892 |  | 0
1939-10-27 | 0 | 0 | 0 | 0 | -6.6845 | -6.6845 | 3799.5975 | 28420.9892 |  | 0
1939-10-28 | 0 | 0 | 0 | 0 | -6.6845 | -6.6845 | 3792.913 | 28370.9891 |  | 0
1939-10-29 | 0 | 0 | 0 | 0 | -6.6845 | -6.6845 | 3786.2285 | 28320.9891 |  | 0
1939-10-30 | 0 | 0 | 0 | 0 | -6.6845 | -6.6845 | 3779.544 | 28270.989 |  | 0
1939-10-31 | 0 | 0 | 0 | 0 | -6.6845 | -6.6845 | 3772.8595 | 28220.9889 |  | 0
1939-11-01 | 0 | 0 | 0 | 0 | -6.6845 | -6.6845 | 3766.175 | 28170.9889 |  | 0
1939-11-02 | 0 | 0 | 0 | 0 | -6.6845 | -6.6845 | 3759.4905 | 28120.9888 |  | 0
1939-11-03 | 0 | 0 | 0 | 0 | -6.6845 | -6.6845 | 3752.806 | 28070.9888 |  | 0
1939-11-04 | 0 | 0 | 0 | 0 | -6.6845 | -6.6845 | 3746.1215 | 28020.9887 |  | 0
1939-11-05 | 0 | 0 | 0 | 0 | -6.6845 | -6.6845 | 3739.437 | 27970.9886 |  | 0
1939-11-06 | 0 | 0 | 0 | 0 | -6.6845 | -6.6845 | 3732.7525 | 27920.9886 |  | 0
1939-11-07 | 0 | 0 | 0 | 0 | -6.6845 | -6.6845 | 3726.068 | 27870.9885 |  | 0
1939-11-08 | 0 | 0 | 0 | 0 | -6.6845 | -6.6845 | 3719.3835 | 27820.9885 |  | 0
1939-11-09 | 0 | 0 | 0 | 0 | -6.6845 | -6.6845 | 3712.699 | 27770.9884 |  | 0
1939-11-10 | 0.0066667 | 16.7685 | 3.6551 | 3.6551 | 6.429 | 6.429 | 3719.1279 | 27819.077 |  | 0
1939-11-11 | 0.0041667 | 10.4803 | 3.6551 | 3.6551 | 0.14075 | 0.14075 | 3719.2687 | 27820.1298 |  | 0
1939-11-12 | 0 | 0 | 0 | 0 | -6.6845 | -6.6845 | 3712.5842 | 27770.1297 |  | 0
1939-11-13 | 0 | 0 | 0 | 0 | -6.6845 | -6.6845 | 3705.8997 | 27720.1297 |  | 0
1939-11-14 | 0 | 0 | 0 | 0 | -6.6845 | -6.6845 | 3699.2152 | 27670.1296 |  | 0
1939-11-15 | 0 | 0 | 0 | 0 | -6.6845 | -6.6845 | 3692.5307 | 27620.1296 |  | 0
1939-11-16 | 0.023333 | 58.6899 | 3.6551 | 3.6551 | 48.3503 | 48.3503 | 3740.881 | 27981.7897 |  | 0
1939-11-17 | 0.0058333 | 14.6725 | 3.6551 | 3.6551 | 4.3329 | 4.3329 | 3745.2139 | 28014.1997 |  | 0
1939-11-18 | 0.0033333 | 8.3843 | 3.6551 | 3.6551 | -1.9553 | -1.9553 | 3743.2585 | 27999.574 |  | 0
1939-11-19 | 0 | 0 | 0 | 0 | -6.6845 | -6.6845 | 3736.574 | 27949.5739 |  | 0
1939-11-20 | 0 | 0 | 0 | 0 | -6.6845 | -6.6845 | 3729.8895 | 27899.5738 |  | 0
1939-11-21 | 0 | 0 | 0 | 0 | -6.6845 | -6.6845 | 3723.205 | 27849.5738 |  | 0
1939-11-22 | 0 | 0 | 0 | 0 | -6.6845 | -6.6845 | 3716.5205 | 27799.5737 |  | 0
1939-11-23 | 0 | 0 | 0 | 0 | -6.6845 | -6.6845 | 3709.836 | 27749.5737 |  | 0
1939-11-24 | 0.0033333 | 8.3843 | 3.6551 | 3.6551 | -1.9553 | -1.9553 | 3707.8807 | 27734.9479 |  | 0
1939-11-25 | 0.035833 | 90.1309 | 3.6551 | 3.6551 | 79.7913 | 79.7913 | 3787.672 | 28331.7867 |  | 0
1939-11-26 | 0.0041667 | 10.4803 | 3.6551 | 3.6551 | 0.14075 | 0.14075 | 3787.8128 | 28332.8396 |  | 0
1939-11-27 | 0.0033333 | 8.3843 | 3.6551 | 3.6551 | -1.9553 | -1.9553 | 3785.8575 | 28318.2138 |  | 0
1939-11-28 | 0.0125 | 31.441 | 3.6551 | 3.6551 | 21.1014 | 21.1014 | 3806.9589 | 28476.0524 |  | 0
1939-11-29 | 0.019167 | 48.2095 | 3.6551 | 3.6551 | 37.87 | 37.87 | 3844.8288 | 28759.3197 |  | 0
1939-11-30 | 0.036667 | 92.2269 | 3.6551 | 3.6551 | 81.8874 | 81.8874 | 3926.7162 | 29371.8371 |  | 0
1939-12-01 | 0 | 0 | 0 | 0 | -6.6845 | -6.6845 | 3920.0317 | 29321.837 |  | 0
1939-12-02 | 0 | 0 | 0 | 0 | -6.6845 | -6.6845 | 3913.3472 | 29271.837 |  | 0
1939-12-03 | 0 | 0 | 0 | 0 | -6.6845 | -6.6845 | 3906.6627 | 29221.8369 |  | 0
1939-12-04 | 0 | 0 | 0 | 0 | -6.6845 | -6.6845 | 3899.9782 | 29171.8368 |  | 0
1939-12-05 | 0 | 0 | 0 | 0 | -6.6845 | -6.6845 | 3893.2937 | 29121.8368 |  | 0
1939-12-06 | 0 | 0 | 0 | 0 | -6.6845 | -6.6845 | 3886.6092 | 29071.8367 |  | 0
1939-12-07 | 0 | 0 | 0 | 0 | -6.6845 | -6.6845 | 3879.9247 | 29021.8367 |  | 0
1939-12-08 | 0 | 0 | 0 | 0 | -6.6845 | -6.6845 | 3873.2402 | 28971.8366 |  | 0
1939-12-09 | 0 | 0 | 0 | 0 | -6.6845 | -6.6845 | 3866.5557 | 28921.8365 |  | 0
1939-12-10 | 0 | 0 | 0 | 0 | -6.6845 | -6.6845 | 3859.8712 | 28871.8365 |  | 0
1939-12-11 | 0 | 0 | 0 | 0 | -6.6845 | -6.6845 | 3853.1867 | 28821.8364 |  | 0
1939-12-12 | 0 | 0 | 0 | 0 | -6.6845 | -6.6845 | 3846.5022 | 28771.8364 |  | 0
1939-12-13 | 0 | 0 | 0 | 0 | -6.6845 | -6.6845 | 3839.8177 | 28721.8363 |  | 0
1939-12-14 | 0 | 0 | 0 | 0 | -6.6845 | -6.6845 | 3833.1332 | 28671.8362 |  | 0
1939-12-15 | 0 | 0 | 0 | 0 | -6.6845 | -6.6845 | 3826.4487 | 28621.8362 |  | 0
1939-12-16 | 0 | 0 | 0 | 0 | -6.6845 | -6.6845 | 3819.7642 | 28571.8361 |  | 0
1939-12-17 | 0 | 0 | 0 | 0 | -6.6845 | -6.6845 | 3813.0797 | 28521.8361 |  | 0
1939-12-18 | 0 | 0 | 0 | 0 | -6.6845 | -6.6845 | 3806.3952 | 28471.836 |  | 0
1939-12-19 | 0 | 0 | 0 | 0 | -6.6845 | -6.6845 | 3799.7107 | 28421.8359 |  | 0
1939-12-20 | 0 | 0 | 0 | 0 | -6.6845 | -6.6845 | 3793.0262 | 28371.8359 |  | 0
1939-12-21 | 0 | 0 | 0 | 0 | -6.6845 | -6.6845 | 3786.3417 | 28321.8358 |  | 0
1939-12-22 | 0.023333 | 58.6899 | 3.6551 | 3.6551 | 48.3503 | 48.3503 | 3834.692 | 28683.496 |  | 0
1939-12-23 | 0.014167 | 35.6331 | 3.6551 | 3.6551 | 25.2936 | 25.2936 | 3859.9855 | 28872.6917 |  | 0
1939-12-24 | 0 | 0 | 0 | 0 | -6.6845 | -6.6845 | 3853.301 | 28822.6917 |  | 0
1939-12-25 | 0 | 0 | 0 | 0 | -6.6845 | -6.6845 | 3846.6165 | 28772.6916 |  | 0
1939-12-26 | 0 | 0 | 0 | 0 | -6.6845 | -6.6845 | 3839.932 | 28722.6916 |  | 0
1939-12-27 | 0 | 0 | 0 | 0 | -6.6845 | -6.6845 | 3833.2475 | 28672.6915 |  | 0
1939-12-28 | 0 | 0 | 0 | 0 | -6.6845 | -6.6845 | 3826.563 | 28622.6914 |  | 0
1939-12-29 | 0 | 0 | 0 | 0 | -6.6845 | -6.6845 | 3819.8785 | 28572.6914 |  | 0
1939-12-30 | 0 | 0 | 0 | 0 | -6.6845 | -6.6845 | 3813.194 | 28522.6913 |  | 0
1939-12-31 | 0 | 0 | 0 | 0 | -6.6845 | -6.6845 | 3806.5095 | 28472.6913 |  | 0
1940-01-01 | 0 | 0 | 0 | 0 | -6.6845 | -6.6845 | 3799.825 | 28422.6912 |  | 0
1940-01-02 | 0 | 0 | 0 | 0 | -6.6845 | -6.6845 | 3793.1405 | 28372.6911 |  | 0
1940-01-03 | 0 | 0 | 0 | 0 | -6.6845 | -6.6845 | 3786.456 | 28322.6911 |  | 0
1940-01-04 | 0 | 0 | 0 | 0 | -6.6845 | -6.6845 | 3779.7715 | 28272.691 |  | 0
1940-01-05 | 0.023333 | 58.6899 | 3.6551 | 3.6551 | 48.3503 | 48.3503 | 3828.1218 | 28634.3512 |  | 0
1940-01-06 | 0 | 0 | 0 | 0 | -6.6845 | -6.6845 | 3821.4373 | 28584.3511 |  | 0
1940-01-07 | 0 | 0 | 0 | 0 | -6.6845 | -6.6845 | 3814.7528 | 28534.3511 |  | 0
1940-01-08 | 0 | 0 | 0 | 0 | -6.6845 | -6.6845 | 3808.0683 | 28484.351 |  | 0
1940-01-09 | 0 | 0 | 0 | 0 | -6.6845 | -6.6845 | 3801.3838 | 28434.3509 |  | 0
1940-01-10 | 0 | 0 | 0 | 0 | -6.6845 | -6.6845 | 3794.6993 | 28384.3509 |  | 0
1940-01-11 | 0 | 0 | 0 | 0 | -6.6845 | -6.6845 | 3788.0148 | 28334.3508 |  | 0
1940-01-12 | 0 | 0 | 0 | 0 | -6.6845 | -6.6845 | 3781.3303 | 28284.3508 |  | 0
1940-01-13 | 0 | 0 | 0 | 0 | -6.6845 | -6.6845 | 3774.6458 | 28234.3507 |  | 0
1940-01-14 | 0 | 0 | 0 | 0 | -6.6845 | -6.6845 | 3767.9613 | 28184.3506 |  | 0
1940-01-15 | 0 | 0 | 0 | 0 | -6.6845 | -6.6845 | 3761.2768 | 28134.3506 |  | 0
1940-01-16 | 0 | 0 | 0 | 0 | -6.6845 | -6.6845 | 3754.5923 | 28084.3505 |  | 0
1940-01-17 | 0 | 0 | 0 | 0 | -6.6845 | -6.6845 | 3747.9078 | 28034.3505 |  | 0
1940-01-18 | 0 | 0 | 0 | 0 | -6.6845 | -6.6845 | 3741.2233 | 27984.3504 |  | 0
1940-01-19 | 0.0041667 | 10.4803 | 3.6551 | 3.6551 | 0.14075 | 0.14075 | 3741.3641 | 27985.4032 |  | 0
1940-01-20 | 0 | 0 | 0 | 0 | -6.6845 | -6.6845 | 3734.6796 | 27935.4032 |  | 0
1940-01-21 | 0 | 0 | 0 | 0 | -6.6845 | -6.6845 | 3727.9951 | 27885.4031 |  | 0
1940-01-22 | 0.030833 | 77.5545 | 3.6551 | 3.6551 | 67.2149 | 67.2149 | 3795.21 | 28388.1705 |  | 0
1940-01-23 | 0 | 0 | 0 | 0 | -6.6845 | -6.6845 | 3788.5255 | 28338.1704 |  | 0
1940-01-24 | 0 | 0 | 0 | 0 | -6.6845 | -6.6845 | 3781.841 | 28288.1703 |  | 0
1940-01-25 | 0 | 0 | 0 | 0 | -6.6845 | -6.6845 | 3775.1565 | 28238.1703 |  | 0
1940-01-26 | 0 | 0 | 0 | 0 | -6.6845 | -6.6845 | 3768.472 | 28188.1702 |  | 0
1940-01-27 | 0 | 0 | 0 | 0 | -6.6845 | -6.6845 | 3761.7875 | 28138.1702 |  | 0
1940-01-28 | 0 | 0 | 0 | 0 | -6.6845 | -6.6845 | 3755.103 | 28088.1701 |  | 0
1940-01-29 | 0 | 0 | 0 | 0 | -6.6845 | -6.6845 | 3748.4185 | 28038.17 |  | 0
1940-01-30 | 0 | 0 | 0 | 0 | -6.6845 | -6.6845 | 3741.734 | 27988.17 |  | 0
1940-01-31 | 0 | 0 | 0 | 0 | -6.6845 | -6.6845 | 3735.0495 | 27938.1699 |  | 0
1940-02-01 | 0 | 0 | 0 | 0 | -6.6845 | -6.6845 | 3728.365 | 27888.1699 |  | 0
1940-02-02 | 0 | 0 | 0 | 0 | -6.6845 | -6.6845 | 3721.6805 | 27838.1698 |  | 0
1940-02-03 | 0.02 | 50.3056 | 3.6551 | 3.6551 | 39.966 | 39.966 | 3761.6465 | 28137.1156 |  | 0
1940-02-04 | 0 | 0 | 0 | 0 | -6.6845 | -6.6845 | 3754.962 | 28087.1156 |  | 0
1940-02-05 | 0 | 0 | 0 | 0 | -6.6845 | -6.6845 | 3748.2775 | 28037.1155 |  | 0
1940-02-06 | 0 | 0 | 0 | 0 | -6.6845 | -6.6845 | 3741.593 | 27987.1154 |  | 0
1940-02-07 | 0 | 0 | 0 | 0 | -6.6845 | -6.6845 | 3734.9085 | 27937.1154 |  | 0
1940-02-08 | 0 | 0 | 0 | 0 | -6.6845 | -6.6845 | 3728.224 | 27887.1153 |  | 0
1940-02-09 | 0 | 0 | 0 | 0 | -6.6845 | -6.6845 | 3721.5395 | 27837.1153 |  | 0
1940-02-10 | 0 | 0 | 0 | 0 | -6.6845 | -6.6845 | 3714.855 | 27787.1152 |  | 0
1940-02-11 | 0 | 0 | 0 | 0 | -6.6845 | -6.6845 | 3708.1705 | 27737.1151 |  | 0
1940-02-12 | 0 | 0 | 0 | 0 | -6.6845 | -6.6845 | 3701.486 | 27687.1151 |  | 0
1940-02-13 | 0 | 0 | 0 | 0 | -6.6845 | -6.6845 | 3694.8015 | 27637.115 |  | 0
1940-02-14 | 0 | 0 | 0 | 0 | -6.6845 | -6.6845 | 3688.117 | 27587.115 |  | 0
1940-02-15 | 0 | 0 | 0 | 0 | -6.6845 | -6.6845 | 3681.4325 | 27537.1149 |  | 0
1940-02-16 | 0 | 0 | 0 | 0 | -6.6845 | -6.6845 | 3674.748 | 27487.1148 |  | 0
1940-02-17 | 0.015833 | 39.8253 | 3.6551 | 3.6551 | 29.4857 | 29.4857 | 3704.2337 | 27707.6678 |  | 0
1940-02-18 | 0 | 0 | 0 | 0 | -6.6845 | -6.6845 | 3697.5492 | 27657.6677 |  | 0
1940-02-19 | 0 | 0 | 0 | 0 | -6.6845 | -6.6845 | 3690.8647 | 27607.6677 |  | 0
1940-02-20 | 0 | 0 | 0 | 0 | -6.6845 | -6.6845 | 3684.1802 | 27557.6676 |  | 0
1940-02-21 | 0 | 0 | 0 | 0 | -6.6845 | -6.6845 | 3677.4957 | 27507.6675 |  | 0
1940-02-22 | 0 | 0 | 0 | 0 | -6.6845 | -6.6845 | 3670.8112 | 27457.6675 |  | 0
1940-02-23 | 0 | 0 | 0 | 0 | -6.6845 | -6.6845 | 3664.1267 | 27407.6674 |  | 0
1940-02-24 | 0 | 0 | 0 | 0 | -6.6845 | -6.6845 | 3657.4422 | 27357.6674 |  | 0
1940-02-25 | 0 | 0 | 0 | 0 | -6.6845 | -6.6845 | 3650.7577 | 27307.6673 |  | 0
1940-02-26 | 0 | 0 | 0 | 0 | -6.6845 | -6.6845 | 3644.0732 | 27257.6672 |  | 0
1940-02-27 | 0 | 0 | 0 | 0 | -6.6845 | -6.6845 | 3637.3887 | 27207.6672 |  | 0
1940-02-28 | 0 | 0 | 0 | 0 | -6.6845 | -6.6845 | 3630.7042 | 27157.6671 |  | 0
1940-02-29 | 0 | 0 | 0 | 0 | -6.6845 | -6.6845 | 3624.0197 | 27107.6671 |  | 0
1940-03-01 | 0 | 0 | 0 | 0 | -6.6845 | -6.6845 | 3617.3352 | 27057.667 |  | 0
1940-03-02 | 0 | 0 | 0 | 0 | -6.6845 | -6.6845 | 3610.6507 | 27007.6669 |  | 0
1940-03-03 | 0 | 0 | 0 | 0 | -6.6845 | -6.6845 | 3603.9662 | 26957.6669 |  | 0
1940-03-04 | 0 | 0 | 0 | 0 | -6.6845 | -6.6845 | 3597.2817 | 26907.6668 |  | 0
1940-03-05 | 0 | 0 | 0 | 0 | -6.6845 | -6.6845 | 3590.5972 | 26857.6668 |  | 0
1940-03-06 | 0 | 0 | 0 | 0 | -6.6845 | -6.6845 | 3583.9127 | 26807.6667 |  | 0
1940-03-07 | 0 | 0 | 0 | 0 | -6.6845 | -6.6845 | 3577.2282 | 26757.6666 |  | 0
1940-03-08 | 0 | 0 | 0 | 0 | -6.6845 | -6.6845 | 3570.5437 | 26707.6666 |  | 0
1940-03-09 | 0 | 0 | 0 | 0 | -6.6845 | -6.6845 | 3563.8592 | 26657.6665 |  | 0
1940-03-10 | 0 | 0 | 0 | 0 | -6.6845 | -6.6845 | 3557.1747 | 26607.6665 |  | 0
1940-03-11 | 0.0025 | 6.2882 | 3.6551 | 3.6551 | -4.0514 | -4.0514 | 3553.1233 | 26577.3621 |  | 0
1940-03-12 | 0 | 0 | 0 | 0 | -6.6845 | -6.6845 | 3546.4388 | 26527.3621 |  | 0
1940-03-13 | 0 | 0 | 0 | 0 | -6.6845 | -6.6845 | 3539.7543 | 26477.362 |  | 0
1940-03-14 | 0 | 0 | 0 | 0 | -6.6845 | -6.6845 | 3533.0698 | 26427.362 |  | 0
1940-03-15 | 0 | 0 | 0 | 0 | -6.6845 | -6.6845 | 3526.3853 | 26377.3619 |  | 0
1940-03-16 | 0 | 0 | 0 | 0 | -6.6845 | -6.6845 | 3519.7008 | 26327.3618 |  | 0
1940-03-17 | 0 | 0 | 0 | 0 | -6.6845 | -6.6845 | 3513.0163 | 26277.3618 |  | 0
1940-03-18 | 0 | 0 | 0 | 0 | -6.6845 | -6.6845 | 3506.3318 | 26227.3617 |  | 0
1940-03-19 | 0 | 0 | 0 | 0 | -6.6845 | -6.6845 | 3499.6473 | 26177.3617 |  | 0
1940-03-20 | 0 | 0 | 0 | 0 | -6.6845 | -6.6845 | 3492.9628 | 26127.3616 |  | 0
1940-03-21 | 0 | 0 | 0 | 0 | -6.6845 | -6.6845 | 3486.2783 | 26077.3615 |  | 0
1940-03-22 | 0 | 0 | 0 | 0 | -6.6845 | -6.6845 | 3479.5938 | 26027.3615 |  | 0
1940-03-23 | 0 | 0 | 0 | 0 | -6.6845 | -6.6845 | 3472.9093 | 25977.3614 |  | 0
1940-03-24 | 0.011667 | 29.3449 | 3.6551 | 3.6551 | 19.0054 | 19.0054 | 3491.9146 | 26119.5215 |  | 0
1940-03-25 | 0 | 0 | 0 | 0 | -6.6845 | -6.6845 | 3485.2301 | 26069.5214 |  | 0
1940-03-26 | 0 | 0 | 0 | 0 | -6.6845 | -6.6845 | 3478.5456 | 26019.5213 |  | 0
1940-03-27 | 0 | 0 | 0 | 0 | -6.6845 | -6.6845 | 3471.8611 | 25969.5213 |  | 0
1940-03-28 | 0 | 0 | 0 | 0 | -6.6845 | -6.6845 | 3465.1766 | 25919.5212 |  | 0
1940-03-29 | 0 | 0 | 0 | 0 | -6.6845 | -6.6845 | 3458.4921 | 25869.5212 |  | 0
1940-03-30 | 0 | 0 | 0 | 0 | -6.6845 | -6.6845 | 3451.8076 | 25819.5211 |  | 0
1940-03-31 | 0 | 0 | 0 | 0 | -6.6845 | -6.6845 | 3445.1231 | 25769.521 |  | 0
1940-04-01 | 0 | 0 | 0 | 0 | -6.6845 | -6.6845 | 3438.4386 | 25719.521 |  | 0
1940-04-02 | 0 | 0 | 0 | 0 | -6.6845 | -6.6845 | 3431.7541 | 25669.5209 |  | 0
1940-04-03 | 0 | 0 | 0 | 0 | -6.6845 | -6.6845 | 3425.0696 | 25619.5209 |  | 0
1940-04-04 | 0 | 0 | 0 | 0 | -6.6845 | -6.6845 | 3418.3851 | 25569.5208 |  | 0
1940-04-05 | 0 | 0 | 0 | 0 | -6.6845 | -6.6845 | 3411.7006 | 25519.5207 |  | 0
1940-04-06 | 0 | 0 | 0 | 0 | -6.6845 | -6.6845 | 3405.0161 | 25469.5207 |  | 0
1940-04-07 | 0 | 0 | 0 | 0 | -6.6845 | -6.6845 | 3398.3316 | 25419.5206 |  | 0
1940-04-08 | 0 | 0 | 0 | 0 | -6.6845 | -6.6845 | 3391.6471 | 25369.5206 |  | 0
1940-04-09 | 0 | 0 | 0 | 0 | -6.6845 | -6.6845 | 3384.9626 | 25319.5205 |  | 0
1940-04-10 | 0 | 0 | 0 | 0 | -6.6845 | -6.6845 | 3378.2781 | 25269.5204 |  | 0
1940-04-11 | 0 | 0 | 0 | 0 | -6.6845 | -6.6845 | 3371.5936 | 25219.5204 |  | 0
1940-04-12 | 0 | 0 | 0 | 0 | -6.6845 | -6.6845 | 3364.9091 | 25169.5203 |  | 0
1940-04-13 | 0 | 0 | 0 | 0 | -6.6845 | -6.6845 | 3358.2246 | 25119.5203 |  | 0
1940-04-14 | 0 | 0 | 0 | 0 | -6.6845 | -6.6845 | 3351.5401 | 25069.5202 |  | 0
1940-04-15 | 0 | 0 | 0 | 0 | -6.6845 | -6.6845 | 3344.8556 | 25019.5201 |  | 0
1940-04-16 | 0 | 0 | 0 | 0 | -6.6845 | -6.6845 | 3338.1711 | 24969.5201 |  | 0
1940-04-17 | 0 | 0 | 0 | 0 | -6.6845 | -6.6845 | 3331.4866 | 24919.52 |  | 0
1940-04-18 | 0.0033333 | 8.3843 | 3.6551 | 3.6551 | -1.9553 | -1.9553 | 3329.5313 | 24904.8943 |  | 0
1940-04-19 | 0 | 0 | 0 | 0 | -6.6845 | -6.6845 | 3322.8468 | 24854.8942 |  | 0
1940-04-20 | 0 | 0 | 0 | 0 | -6.6845 | -6.6845 | 3316.1623 | 24804.8941 |  | 0
1940-04-21 | 0 | 0 | 0 | 0 | -6.6845 | -6.6845 | 3309.4778 | 24754.8941 |  | 0
1940-04-22 | 0 | 0 | 0 | 0 | -6.6845 | -6.6845 | 3302.7933 | 24704.894 |  | 0
1940-04-23 | 0 | 0 | 0 | 0 | -6.6845 | -6.6845 | 3296.1088 | 24654.894 |  | 0
1940-04-24 | 0 | 0 | 0 | 0 | -6.6845 | -6.6845 | 3289.4243 | 24604.8939 |  | 0
1940-04-25 | 0 | 0 | 0 | 0 | -6.6845 | -6.6845 | 3282.7398 | 24554.8938 |  | 0
1940-04-26 | 0 | 0 | 0 | 0 | -6.6845 | -6.6845 | 3276.0553 | 24504.8938 |  | 0
1940-04-27 | 0 | 0 | 0 | 0 | -6.6845 | -6.6845 | 3269.3708 | 24454.8937 |  | 0
1940-04-28 | 0 | 0 | 0 | 0 | -6.6845 | -6.6845 | 3262.6863 | 24404.8937 |  | 0
1940-04-29 | 0 | 0 | 0 | 0 | -6.6845 | -6.6845 | 3256.0018 | 24354.8936 |  | 0
1940-04-30 | 0 | 0 | 0 | 0 | -6.6845 | -6.6845 | 3249.3173 | 24304.8935 |  | 0
1940-05-01 | 0 | 0 | 0 | 0 | -6.6845 | -6.6845 | 3242.6328 | 24254.8935 |  | 0
1940-05-02 | 0 | 0 | 0 | 0 | -6.6845 | -6.6845 | 3235.9483 | 24204.8934 |  | 0
1940-05-03 | 0 | 0 | 0 | 0 | -6.6845 | -6.6845 | 3229.2638 | 24154.8934 |  | 0
1940-05-04 | 0 | 0 | 0 | 0 | -6.6845 | -6.6845 | 3222.5793 | 24104.8933 |  | 0
1940-05-05 | 0 | 0 | 0 | 0 | -6.6845 | -6.6845 | 3215.8948 | 24054.8932 |  | 0
1940-05-06 | 0 | 0 | 0 | 0 | -6.6845 | -6.6845 | 3209.2103 | 24004.8932 |  | 0
1940-05-07 | 0.021667 | 54.4977 | 3.6551 | 3.6551 | 44.1582 | 44.1582 | 3253.3685 | 24335.1962 |  | 0
1940-05-08 | 0 | 0 | 0 | 0 | -6.6845 | -6.6845 | 3246.684 | 24285.1961 |  | 0
1940-05-09 | 0.0033333 | 8.3843 | 3.6551 | 3.6551 | -1.9553 | -1.9553 | 3244.7287 | 24270.5704 |  | 0
1940-05-10 | 0 | 0 | 0 | 0 | -6.6845 | -6.6845 | 3238.0442 | 24220.5703 |  | 0
1940-05-11 | 0 | 0 | 0 | 0 | -6.6845 | -6.6845 | 3231.3597 | 24170.5702 |  | 0
1940-05-12 | 0 | 0 | 0 | 0 | -6.6845 | -6.6845 | 3224.6752 | 24120.5702 |  | 0
1940-05-13 | 0 | 0 | 0 | 0 | -6.6845 | -6.6845 | 3217.9907 | 24070.5701 |  | 0
1940-05-14 | 0 | 0 | 0 | 0 | -6.6845 | -6.6845 | 3211.3062 | 24020.5701 |  | 0
1940-05-15 | 0 | 0 | 0 | 0 | -6.6845 | -6.6845 | 3204.6217 | 23970.57 |  | 0
1940-05-16 | 0 | 0 | 0 | 0 | -6.6845 | -6.6845 | 3197.9372 | 23920.5699 |  | 0
1940-05-17 | 0 | 0 | 0 | 0 | -6.6845 | -6.6845 | 3191.2527 | 23870.5699 |  | 0
1940-05-18 | 0 | 0 | 0 | 0 | -6.6845 | -6.6845 | 3184.5682 | 23820.5698 |  | 0
1940-05-19 | 0 | 0 | 0 | 0 | -6.6845 | -6.6845 | 3177.8837 | 23770.5698 |  | 0
1940-05-20 | 0.020833 | 52.4017 | 3.6551 | 3.6551 | 42.0621 | 42.0621 | 3219.9457 | 24085.1942 |  | 0
1940-05-21 | 0.0083333 | 20.9607 | 3.6551 | 3.6551 | 10.6211 | 10.6211 | 3230.5668 | 24164.6399 |  | 0
1940-05-22 | 0.020833 | 52.4017 | 3.6551 | 3.6551 | 42.0621 | 42.0621 | 3272.6289 | 24479.2643 |  | 0
1940-05-23 | 0.0083333 | 20.9607 | 3.6551 | 3.6551 | 10.6211 | 10.6211 | 3283.25 | 24558.71 |  | 0
1940-05-24 | 0 | 0 | 0 | 0 | -6.6845 | -6.6845 | 3276.5655 | 24508.71 |  | 0
1940-05-25 | 0 | 0 | 0 | 0 | -6.6845 | -6.6845 | 3269.881 | 24458.7099 |  | 0
1940-05-26 | 0 | 0 | 0 | 0 | -6.6845 | -6.6845 | 3263.1965 | 24408.7099 |  | 0
1940-05-27 | 0 | 0 | 0 | 0 | -6.6845 | -6.6845 | 3256.512 | 24358.7098 |  | 0
1940-05-28 | 0.0083333 | 20.9607 | 3.6551 | 3.6551 | 10.6211 | 10.6211 | 3267.1331 | 24438.1555 |  | 0
1940-05-29 | 0.0091667 | 23.0567 | 3.6551 | 3.6551 | 12.7172 | 12.7172 | 3279.8502 | 24533.2798 |  | 0
1940-05-30 | 0.00083333 | 2.0961 | 3.6551 | 2.0961 | -6.6845 | -6.6845 | 3273.1657 | 24483.2798 |  | 0
1940-05-31 | 0 | 0 | 0 | 0 | -6.6845 | -6.6845 | 3266.4812 | 24433.2797 |  | 0
1940-06-01 | 0 | 0 | 0 | 0 | -6.6845 | -6.6845 | 3259.7967 | 24383.2796 |  | 0
1940-06-02 | 0.045 | 113.1876 | 3.6551 | 3.6551 | 102.848 | 102.848 | 3362.6448 | 25152.5828 |  | 0
1940-06-03 | 0 | 0 | 0 | 0 | -6.6845 | -6.6845 | 3355.9603 | 25102.5828 |  | 0
1940-06-04 | 0 | 0 | 0 | 0 | -6.6845 | -6.6845 | 3349.2758 | 25052.5827 |  | 0
1940-06-05 | 0.015 | 37.7292 | 3.6551 | 3.6551 | 27.3896 | 27.3896 | 3376.6654 | 25257.4571 |  | 0
1940-06-06 | 0.01 | 25.1528 | 3.6551 | 3.6551 | 14.8132 | 14.8132 | 3391.4786 | 25368.26 |  | 0
1940-06-07 | 0 | 0 | 0 | 0 | -6.6845 | -6.6845 | 3384.7941 | 25318.2599 |  | 0
1940-06-08 | 0 | 0 | 0 | 0 | -6.6845 | -6.6845 | 3378.1096 | 25268.2598 |  | 0
1940-06-09 | 0.0016667 | 4.1921 | 3.6551 | 3.6551 | -6.1474 | -6.1474 | 3371.9622 | 25222.2769 |  | 0
1940-06-10 | 0 | 0 | 0 | 0 | -6.6845 | -6.6845 | 3365.2777 | 25172.2769 |  | 0
1940-06-11 | 0 | 0 | 0 | 0 | -6.6845 | -6.6845 | 3358.5932 | 25122.2768 |  | 0
1940-06-12 | 0 | 0 | 0 | 0 | -6.6845 | -6.6845 | 3351.9087 | 25072.2768 |  | 0
1940-06-13 | 0 | 0 | 0 | 0 | -6.6845 | -6.6845 | 3345.2242 | 25022.2767 |  | 0
1940-06-14 | 0.0033333 | 8.3843 | 3.6551 | 3.6551 | -1.9553 | -1.9553 | 3343.2688 | 25007.6509 |  | 0
1940-06-15 | 0 | 0 | 0 | 0 | -6.6845 | -6.6845 | 3336.5843 | 24957.6509 |  | 0
1940-06-16 | 0 | 0 | 0 | 0 | -6.6845 | -6.6845 | 3329.8998 | 24907.6508 |  | 0
1940-06-17 | 0 | 0 | 0 | 0 | -6.6845 | -6.6845 | 3323.2153 | 24857.6508 |  | 0
1940-06-18 | 0 | 0 | 0 | 0 | -6.6845 | -6.6845 | 3316.5308 | 24807.6507 |  | 0
1940-06-19 | 0 | 0 | 0 | 0 | -6.6845 | -6.6845 | 3309.8463 | 24757.6506 |  | 0
1940-06-20 | 0 | 0 | 0 | 0 | -6.6845 | -6.6845 | 3303.1618 | 24707.6506 |  | 0
1940-06-21 | 0.014167 | 35.6331 | 3.6551 | 3.6551 | 25.2936 | 25.2936 | 3328.4554 | 24896.8464 |  | 0
1940-06-22 | 0.115 | 289.2572 | 3.6551 | 3.6551 | 278.9176 | 278.9176 | 3607.373 | 26983.1502 |  | 0
1940-06-23 | 0 | 0 | 0 | 0 | -6.6845 | -6.6845 | 3600.6885 | 26933.1501 |  | 0
1940-06-24 | 0 | 0 | 0 | 0 | -6.6845 | -6.6845 | 3594.004 | 26883.15 |  | 0
1940-06-25 | 0 | 0 | 0 | 0 | -6.6845 | -6.6845 | 3587.3195 | 26833.15 |  | 0
1940-06-26 | 0 | 0 | 0 | 0 | -6.6845 | -6.6845 | 3580.635 | 26783.1499 |  | 0
1940-06-27 | 0 | 0 | 0 | 0 | -6.6845 | -6.6845 | 3573.9505 | 26733.1499 |  | 0
1940-06-28 | 0 | 0 | 0 | 0 | -6.6845 | -6.6845 | 3567.266 | 26683.1498 |  | 0
1940-06-29 | 0.055833 | 140.4365 | 3.6551 | 3.6551 | 130.0969 | 130.0969 | 3697.3629 | 27656.2745 |  | 0
1940-06-30 | 0.0125 | 31.441 | 3.6551 | 3.6551 | 21.1014 | 21.1014 | 3718.4643 | 27814.1131 |  | 0
1940-07-01 | 0.0058333 | 14.6725 | 3.6551 | 3.6551 | 4.3329 | 4.3329 | 3722.7972 | 27846.5231 |  | 0
1940-07-02 | 0 | 0 | 0 | 0 | -6.6845 | -6.6845 | 3716.1127 | 27796.5231 |  | 0
1940-07-03 | 0 | 0 | 0 | 0 | -6.6845 | -6.6845 | 3709.4282 | 27746.523 |  | 0
1940-07-04 | 0 | 0 | 0 | 0 | -6.6845 | -6.6845 | 3702.7437 | 27696.5229 |  | 0
1940-07-05 | 0 | 0 | 0 | 0 | -6.6845 | -6.6845 | 3696.0592 | 27646.5229 |  | 0
1940-07-06 | 0 | 0 | 0 | 0 | -6.6845 | -6.6845 | 3689.3747 | 27596.5228 |  | 0
1940-07-07 | 0 | 0 | 0 | 0 | -6.6845 | -6.6845 | 3682.6902 | 27546.5228 |  | 0
1940-07-08 | 0 | 0 | 0 | 0 | -6.6845 | -6.6845 | 3676.0057 | 27496.5227 |  | 0
1940-07-09 | 0 | 0 | 0 | 0 | -6.6845 | -6.6845 | 3669.3212 | 27446.5226 |  | 0
1940-07-10 | 0 | 0 | 0 | 0 | -6.6845 | -6.6845 | 3662.6367 | 27396.5226 |  | 0
1940-07-11 | 0 | 0 | 0 | 0 | -6.6845 | -6.6845 | 3655.9522 | 27346.5225 |  | 0
1940-07-12 | 0 | 0 | 0 | 0 | -6.6845 | -6.6845 | 3649.2677 | 27296.5225 |  | 0
1940-07-13 | 0.0125 | 31.441 | 3.6551 | 3.6551 | 21.1014 | 21.1014 | 3670.3691 | 27454.3611 |  | 0
1940-07-14 | 0 | 0 | 0 | 0 | -6.6845 | -6.6845 | 3663.6846 | 27404.361 |  | 0
1940-07-15 | 0 | 0 | 0 | 0 | -6.6845 | -6.6845 | 3657.0001 | 27354.361 |  | 0
1940-07-16 | 0 | 0 | 0 | 0 | -6.6845 | -6.6845 | 3650.3156 | 27304.3609 |  | 0
1940-07-17 | 0.063333 | 159.3011 | 3.6551 | 3.6551 | 148.9615 | 148.9615 | 3799.2771 | 28418.5928 |  | 0
1940-07-18 | 0.0375 | 94.323 | 3.6551 | 3.6551 | 83.9834 | 83.9834 | 3883.2605 | 29046.7888 |  | 0
1940-07-19 | 0.016667 | 41.9213 | 3.6551 | 3.6551 | 31.5818 | 31.5818 | 3914.8423 | 29283.0203 |  | 0
1940-07-20 | 0 | 0 | 0 | 0 | -6.6845 | -6.6845 | 3908.1578 | 29233.0203 |  | 0
1940-07-21 | 0 | 0 | 0 | 0 | -6.6845 | -6.6845 | 3901.4733 | 29183.0202 |  | 0
1940-07-22 | 0 | 0 | 0 | 0 | -6.6845 | -6.6845 | 3894.7888 | 29133.0201 |  | 0
1940-07-23 | 0.0025 | 6.2882 | 3.6551 | 3.6551 | -4.0514 | -4.0514 | 3890.7374 | 29102.7158 |  | 0
1940-07-24 | 0 | 0 | 0 | 0 | -6.6845 | -6.6845 | 3884.0529 | 29052.7158 |  | 0
1940-07-25 | 0 | 0 | 0 | 0 | -6.6845 | -6.6845 | 3877.3684 | 29002.7157 |  | 0
1940-07-26 | 0 | 0 | 0 | 0 | -6.6845 | -6.6845 | 3870.6839 | 28952.7156 |  | 0
1940-07-27 | 0.0075 | 18.8646 | 3.6551 | 3.6551 | 8.525 | 8.525 | 3879.2089 | 29016.4828 |  | 0
1940-07-28 | 0 | 0 | 0 | 0 | -6.6845 | -6.6845 | 3872.5244 | 28966.4827 |  | 0
1940-07-29 | 0 | 0 | 0 | 0 | -6.6845 | -6.6845 | 3865.8399 | 28916.4827 |  | 0
1940-07-30 | 0 | 0 | 0 | 0 | -6.6845 | -6.6845 | 3859.1554 | 28866.4826 |  | 0
1940-07-31 | 0 | 0 | 0 | 0 | -6.6845 | -6.6845 | 3852.4709 | 28816.4825 |  | 0
1940-08-01 | 0.00083333 | 2.0961 | 3.6551 | 2.0961 | -6.6845 | -6.6845 | 3845.7864 | 28766.4825 |  | 0
1940-08-02 | 0 | 0 | 0 | 0 | -6.6845 | -6.6845 | 3839.1019 | 28716.4824 |  | 0
1940-08-03 | 0 | 0 | 0 | 0 | -6.6845 | -6.6845 | 3832.4174 | 28666.4824 |  | 0
1940-08-04 | 0 | 0 | 0 | 0 | -6.6845 | -6.6845 | 3825.7329 | 28616.4823 |  | 0
1940-08-05 | 0.0225 | 56.5938 | 3.6551 | 3.6551 | 46.2542 | 46.2542 | 3871.9871 | 28962.4639 |  | 0
1940-08-06 | 0.0175 | 44.0174 | 3.6551 | 3.6551 | 33.6778 | 33.6778 | 3905.665 | 29214.374 |  | 0
1940-08-07 | 0 | 0 | 0 | 0 | -6.6845 | -6.6845 | 3898.9805 | 29164.3739 |  | 0
1940-08-08 | 0 | 0 | 0 | 0 | -6.6845 | -6.6845 | 3892.296 | 29114.3738 |  | 0
1940-08-09 | 0 | 0 | 0 | 0 | -6.6845 | -6.6845 | 3885.6115 | 29064.3738 |  | 0
1940-08-10 | 0 | 0 | 0 | 0 | -6.6845 | -6.6845 | 3878.927 | 29014.3737 |  | 0
1940-08-11 | 0 | 0 | 0 | 0 | -6.6845 | -6.6845 | 3872.2425 | 28964.3737 |  | 0
1940-08-12 | 0.0083333 | 20.9607 | 3.6551 | 3.6551 | 10.6211 | 10.6211 | 3882.8636 | 29043.8194 |  | 0
1940-08-13 | 0.15667 | 394.0605 | 3.6551 | 3.6551 | 383.721 | 383.721 | 4003.7455 | 29948.0163 |  | 256.1545
1940-08-14 | 0.011667 | 29.3449 | 3.6551 | 3.6551 | 19.0054 | 19.0054 | 4003.7455 | 29948.0163 |  | 12.3209
1940-08-15 | 0.00083333 | 2.0961 | 3.6551 | 2.0961 | -6.6845 | -6.6845 | 3997.061 | 29898.0163 |  | 0
1940-08-16 | 0 | 0 | 0 | 0 | -6.6845 | -6.6845 | 3990.3765 | 29848.0162 |  | 0
1940-08-17 | 0 | 0 | 0 | 0 | -6.6845 | -6.6845 | 3983.692 | 29798.0162 |  | 0
1940-08-18 | 0.030833 | 77.5545 | 3.6551 | 3.6551 | 67.2149 | 67.2149 | 4003.7455 | 29948.0163 |  | 40.4769
1940-08-19 | 0.0016667 | 4.1921 | 3.6551 | 3.6551 | -6.1474 | -6.1474 | 3997.5981 | 29902.0334 |  | 0
1940-08-20 | 0 | 0 | 0 | 0 | -6.6845 | -6.6845 | 3990.9136 | 29852.0334 |  | 0
1940-08-21 | 0 | 0 | 0 | 0 | -6.6845 | -6.6845 | 3984.2291 | 29802.0333 |  | 0
1940-08-22 | 0 | 0 | 0 | 0 | -6.6845 | -6.6845 | 3977.5446 | 29752.0333 |  | 0
1940-08-23 | 0 | 0 | 0 | 0 | -6.6845 | -6.6845 | 3970.8601 | 29702.0332 |  | 0
1940-08-24 | 0 | 0 | 0 | 0 | -6.6845 | -6.6845 | 3964.1756 | 29652.0331 |  | 0
1940-08-25 | 0 | 0 | 0 | 0 | -6.6845 | -6.6845 | 3957.4911 | 29602.0331 |  | 0
1940-08-26 | 0 | 0 | 0 | 0 | -6.6845 | -6.6845 | 3950.8066 | 29552.033 |  | 0
1940-08-27 | 0 | 0 | 0 | 0 | -6.6845 | -6.6845 | 3944.1221 | 29502.033 |  | 0
1940-08-28 | 0 | 0 | 0 | 0 | -6.6845 | -6.6845 | 3937.4376 | 29452.0329 |  | 0
1940-08-29 | 0 | 0 | 0 | 0 | -6.6845 | -6.6845 | 3930.7531 | 29402.0328 |  | 0
1940-08-30 | 0 | 0 | 0 | 0 | -6.6845 | -6.6845 | 3924.0686 | 29352.0328 |  | 0
1940-08-31 | 0 | 0 | 0 | 0 | -6.6845 | -6.6845 | 3917.3841 | 29302.0327 |  | 0
1940-09-01 | 0 | 0 | 0 | 0 | -6.6845 | -6.6845 | 3910.6996 | 29252.0327 |  | 0
1940-09-02 | 0.0375 | 94.323 | 3.6551 | 3.6551 | 83.9834 | 83.9834 | 3994.683 | 29880.2286 |  | 0
1940-09-03 | 0 | 0 | 0 | 0 | -6.6845 | -6.6845 | 3987.9985 | 29830.2286 |  | 0
1940-09-04 | 0.0033333 | 8.3843 | 3.6551 | 3.6551 | -1.9553 | -1.9553 | 3986.0432 | 29815.6028 |  | 0
1940-09-05 | 0 | 0 | 0 | 0 | -6.6845 | -6.6845 | 3979.3587 | 29765.6028 |  | 0
1940-09-06 | 0 | 0 | 0 | 0 | -6.6845 | -6.6845 | 3972.6742 | 29715.6027 |  | 0
1940-09-07 | 0 | 0 | 0 | 0 | -6.6845 | -6.6845 | 3965.9897 | 29665.6027 |  | 0
1940-09-08 | 0 | 0 | 0 | 0 | -6.6845 | -6.6845 | 3959.3052 | 29615.6026 |  | 0
1940-09-09 | 0 | 0 | 0 | 0 | -6.6845 | -6.6845 | 3952.6207 | 29565.6025 |  | 0
1940-09-10 | 0 | 0 | 0 | 0 | -6.6845 | -6.6845 | 3945.9362 | 29515.6025 |  | 0
1940-09-11 | 0 | 0 | 0 | 0 | -6.6845 | -6.6845 | 3939.2517 | 29465.6024 |  | 0
1940-09-12 | 0 | 0 | 0 | 0 | -6.6845 | -6.6845 | 3932.5672 | 29415.6024 |  | 0
1940-09-13 | 0 | 0 | 0 | 0 | -6.6845 | -6.6845 | 3925.8827 | 29365.6023 |  | 0
1940-09-14 | 0 | 0 | 0 | 0 | -6.6845 | -6.6845 | 3919.1982 | 29315.6022 |  | 0
1940-09-15 | 0.041667 | 104.8033 | 3.6551 | 3.6551 | 94.4638 | 94.4638 | 4003.7455 | 29948.0163 |  | 3.2319
1940-09-16 | 0 | 0 | 0 | 0 | -6.6845 | -6.6845 | 3997.061 | 29898.0163 |  | 0
1940-09-17 | 0 | 0 | 0 | 0 | -6.6845 | -6.6845 | 3990.3765 | 29848.0162 |  | 0
1940-09-18 | 0 | 0 | 0 | 0 | -6.6845 | -6.6845 | 3983.692 | 29798.0162 |  | 0
1940-09-19 | 0 | 0 | 0 | 0 | -6.6845 | -6.6845 | 3977.0075 | 29748.0161 |  | 0
1940-09-20 | 0 | 0 | 0 | 0 | -6.6845 | -6.6845 | 3970.323 | 29698.016 |  | 0
1940-09-21 | 0 | 0 | 0 | 0 | -6.6845 | -6.6845 | 3963.6385 | 29648.016 |  | 0
1940-09-22 | 0 | 0 | 0 | 0 | -6.6845 | -6.6845 | 3956.954 | 29598.0159 |  | 0
1940-09-23 | 0 | 0 | 0 | 0 | -6.6845 | -6.6845 | 3950.2695 | 29548.0159 |  | 0
1940-09-24 | 0 | 0 | 0 | 0 | -6.6845 | -6.6845 | 3943.585 | 29498.0158 |  | 0
1940-09-25 | 0 | 0 | 0 | 0 | -6.6845 | -6.6845 | 3936.9005 | 29448.0157 |  | 0
1940-09-26 | 0 | 0 | 0 | 0 | -6.6845 | -6.6845 | 3930.216 | 29398.0157 |  | 0
1940-09-27 | 0 | 0 | 0 | 0 | -6.6845 | -6.6845 | 3923.5315 | 29348.0156 |  | 0
1940-09-28 | 0 | 0 | 0 | 0 | -6.6845 | -6.6845 | 3916.847 | 29298.0156 |  | 0
1940-09-29 | 0 | 0 | 0 | 0 | -6.6845 | -6.6845 | 3910.1625 | 29248.0155 |  | 0
1940-09-30 | 0 | 0 | 0 | 0 | -6.6845 | -6.6845 | 3903.478 | 29198.0154 |  | 0
1940-10-01 | 0 | 0 | 0 | 0 | -6.6845 | -6.6845 | 3896.7935 | 29148.0154 |  | 0
1940-10-02 | 0 | 0 | 0 | 0 | -6.6845 | -6.6845 | 3890.109 | 29098.0153 |  | 0
1940-10-03 | 0 | 0 | 0 | 0 | -6.6845 | -6.6845 | 3883.4245 | 29048.0153 |  | 0
1940-10-04 | 0 | 0 | 0 | 0 | -6.6845 | -6.6845 | 3876.74 | 28998.0152 |  | 0
1940-10-05 | 0 | 0 | 0 | 0 | -6.6845 | -6.6845 | 3870.0555 | 28948.0151 |  | 0
1940-10-06 | 0 | 0 | 0 | 0 | -6.6845 | -6.6845 | 3863.371 | 28898.0151 |  | 0
1940-10-07 | 0 | 0 | 0 | 0 | -6.6845 | -6.6845 | 3856.6865 | 28848.015 |  | 0
1940-10-08 | 0 | 0 | 0 | 0 | -6.6845 | -6.6845 | 3850.002 | 28798.015 |  | 0
1940-10-09 | 0 | 0 | 0 | 0 | -6.6845 | -6.6845 | 3843.3175 | 28748.0149 |  | 0
1940-10-10 | 0 | 0 | 0 | 0 | -6.6845 | -6.6845 | 3836.633 | 28698.0148 |  | 0
1940-10-11 | 0.105 | 264.1044 | 3.6551 | 3.6551 | 253.7648 | 253.7648 | 4003.7455 | 29948.0163 |  | 79.9678
1940-10-12 | 0.125 | 314.41 | 3.6551 | 3.6551 | 304.0704 | 304.0704 | 4003.7455 | 29948.0163 |  | 297.3859
1940-10-13 | 0.0725 | 182.3578 | 3.6551 | 3.6551 | 172.0182 | 172.0182 | 4003.7455 | 29948.0163 |  | 165.3337
1940-10-14 | 0.038333 | 96.4191 | 3.6551 | 3.6551 | 86.0795 | 86.0795 | 4003.7455 | 29948.0163 |  | 79.395
1940-10-15 | 0 | 0 | 0 | 0 | -6.6845 | -6.6845 | 3997.061 | 29898.0163 |  | 0
1940-10-16 | 0 | 0 | 0 | 0 | -6.6845 | -6.6845 | 3990.3765 | 29848.0162 |  | 0
1940-10-17 | 0 | 0 | 0 | 0 | -6.6845 | -6.6845 | 3983.692 | 29798.0162 |  | 0
1940-10-18 | 0 | 0 | 0 | 0 | -6.6845 | -6.6845 | 3977.0075 | 29748.0161 |  | 0
1940-10-19 | 0 | 0 | 0 | 0 | -6.6845 | -6.6845 | 3970.323 | 29698.016 |  | 0
1940-10-20 | 0 | 0 | 0 | 0 | -6.6845 | -6.6845 | 3963.6385 | 29648.016 |  | 0
1940-10-21 | 0 | 0 | 0 | 0 | -6.6845 | -6.6845 | 3956.954 | 29598.0159 |  | 0
1940-10-22 | 0 | 0 | 0 | 0 | -6.6845 | -6.6845 | 3950.2695 | 29548.0159 |  | 0
1940-10-23 | 0 | 0 | 0 | 0 | -6.6845 | -6.6845 | 3943.585 | 29498.0158 |  | 0
1940-10-24 | 0 | 0 | 0 | 0 | -6.6845 | -6.6845 | 3936.9005 | 29448.0157 |  | 0
1940-10-25 | 0 | 0 | 0 | 0 | -6.6845 | -6.6845 | 3930.216 | 29398.0157 |  | 0
1940-10-26 | 0 | 0 | 0 | 0 | -6.6845 | -6.6845 | 3923.5315 | 29348.0156 |  | 0
1940-10-27 | 0 | 0 | 0 | 0 | -6.6845 | -6.6845 | 3916.847 | 29298.0156 |  | 0
1940-10-28 | 0 | 0 | 0 | 0 | -6.6845 | -6.6845 | 3910.1625 | 29248.0155 |  | 0
1940-10-29 | 0 | 0 | 0 | 0 | -6.6845 | -6.6845 | 3903.478 | 29198.0154 |  | 0
1940-10-30 | 0 | 0 | 0 | 0 | -6.6845 | -6.6845 | 3896.7935 | 29148.0154 |  | 0
1940-10-31 | 0 | 0 | 0 | 0 | -6.6845 | -6.6845 | 3890.109 | 29098.0153 |  | 0
1940-11-01 | 0 | 0 | 0 | 0 | -6.6845 | -6.6845 | 3883.4245 | 29048.0153 |  | 0
1940-11-02 | 0 | 0 | 0 | 0 | -6.6845 | -6.6845 | 3876.74 | 28998.0152 |  | 0
1940-11-03 | 0 | 0 | 0 | 0 | -6.6845 | -6.6845 | 3870.0555 | 28948.0151 |  | 0
1940-11-04 | 0 | 0 | 0 | 0 | -6.6845 | -6.6845 | 3863.371 | 28898.0151 |  | 0
1940-11-05 | 0 | 0 | 0 | 0 | -6.6845 | -6.6845 | 3856.6865 | 28848.015 |  | 0
1940-11-06 | 0 | 0 | 0 | 0 | -6.6845 | -6.6845 | 3850.002 | 28798.015 |  | 0
1940-11-07 | 0.0091667 | 23.0567 | 3.6551 | 3.6551 | 12.7172 | 12.7172 | 3862.7192 | 28893.1393 |  | 0
1940-11-08 | 0.063333 | 159.3011 | 3.6551 | 3.6551 | 148.9615 | 148.9615 | 4003.7455 | 29948.0163 |  | 1.2506
1940-11-09 | 0.034167 | 85.9387 | 3.6551 | 3.6551 | 75.5992 | 75.5992 | 4003.7455 | 29948.0163 |  | 68.9147
1940-11-10 | 0 | 0 | 0 | 0 | -6.6845 | -6.6845 | 3997.061 | 29898.0163 |  | 0
1940-11-11 | 0 | 0 | 0 | 0 | -6.6845 | -6.6845 | 3990.3765 | 29848.0162 |  | 0
1940-11-12 | 0 | 0 | 0 | 0 | -6.6845 | -6.6845 | 3983.692 | 29798.0162 |  | 0
1940-11-13 | 0 | 0 | 0 | 0 | -6.6845 | -6.6845 | 3977.0075 | 29748.0161 |  | 0
1940-11-14 | 0 | 0 | 0 | 0 | -6.6845 | -6.6845 | 3970.323 | 29698.016 |  | 0
1940-11-15 | 0 | 0 | 0 | 0 | -6.6845 | -6.6845 | 3963.6385 | 29648.016 |  | 0
1940-11-16 | 0 | 0 | 0 | 0 | -6.6845 | -6.6845 | 3956.954 | 29598.0159 |  | 0
1940-11-17 | 0 | 0 | 0 | 0 | -6.6845 | -6.6845 | 3950.2695 | 29548.0159 |  | 0
1940-11-18 | 0 | 0 | 0 | 0 | -6.6845 | -6.6845 | 3943.585 | 29498.0158 |  | 0
1940-11-19 | 0 | 0 | 0 | 0 | -6.6845 | -6.6845 | 3936.9005 | 29448.0157 |  | 0
1940-11-20 | 0 | 0 | 0 | 0 | -6.6845 | -6.6845 | 3930.216 | 29398.0157 |  | 0
1940-11-21 | 0 | 0 | 0 | 0 | -6.6845 | -6.6845 | 3923.5315 | 29348.0156 |  | 0
1940-11-22 | 0 | 0 | 0 | 0 | -6.6845 | -6.6845 | 3916.847 | 29298.0156 |  | 0
1940-11-23 | 0 | 0 | 0 | 0 | -6.6845 | -6.6845 | 3910.1625 | 29248.0155 |  | 0
1940-11-24 | 0 | 0 | 0 | 0 | -6.6845 | -6.6845 | 3903.478 | 29198.0154 |  | 0
1940-11-25 | 0 | 0 | 0 | 0 | -6.6845 | -6.6845 | 3896.7935 | 29148.0154 |  | 0
1940-11-26 | 0 | 0 | 0 | 0 | -6.6845 | -6.6845 | 3890.109 | 29098.0153 |  | 0
1940-11-27 | 0 | 0 | 0 | 0 | -6.6845 | -6.6845 | 3883.4245 | 29048.0153 |  | 0
1940-11-28 | 0 | 0 | 0 | 0 | -6.6845 | -6.6845 | 3876.74 | 28998.0152 |  | 0
1940-11-29 | 0 | 0 | 0 | 0 | -6.6845 | -6.6845 | 3870.0555 | 28948.0151 |  | 0
1940-11-30 | 0 | 0 | 0 | 0 | -6.6845 | -6.6845 | 3863.371 | 28898.0151 |  | 0
1940-12-01 | 0.0058333 | 14.6725 | 3.6551 | 3.6551 | 4.3329 | 4.3329 | 3867.7039 | 28930.4251 |  | 0
1940-12-02 | 0 | 0 | 0 | 0 | -6.6845 | -6.6845 | 3861.0194 | 28880.425 |  | 0
1940-12-03 | 0 | 0 | 0 | 0 | -6.6845 | -6.6845 | 3854.3349 | 28830.425 |  | 0
1940-12-04 | 0 | 0 | 0 | 0 | -6.6845 | -6.6845 | 3847.6504 | 28780.4249 |  | 0
1940-12-05 | 0 | 0 | 0 | 0 | -6.6845 | -6.6845 | 3840.9659 | 28730.4248 |  | 0
1940-12-06 | 0 | 0 | 0 | 0 | -6.6845 | -6.6845 | 3834.2814 | 28680.4248 |  | 0
1940-12-07 | 0.010833 | 27.2489 | 3.6551 | 3.6551 | 16.9093 | 16.9093 | 3851.1907 | 28806.9062 |  | 0
1940-12-08 | 0 | 0 | 0 | 0 | -6.6845 | -6.6845 | 3844.5062 | 28756.9062 |  | 0
1940-12-09 | 0 | 0 | 0 | 0 | -6.6845 | -6.6845 | 3837.8217 | 28706.9061 |  | 0
1940-12-10 | 0 | 0 | 0 | 0 | -6.6845 | -6.6845 | 3831.1372 | 28656.9061 |  | 0
1940-12-11 | 0.0091667 | 23.0567 | 3.6551 | 3.6551 | 12.7172 | 12.7172 | 3843.8543 | 28752.0304 |  | 0
1940-12-12 | 0 | 0 | 0 | 0 | -6.6845 | -6.6845 | 3837.1698 | 28702.0303 |  | 0
1940-12-13 | 0.0066667 | 16.7685 | 3.6551 | 3.6551 | 6.429 | 6.429 | 3843.5988 | 28750.1189 |  | 0
1940-12-14 | 0 | 0 | 0 | 0 | -6.6845 | -6.6845 | 3836.9143 | 28700.1188 |  | 0
1940-12-15 | 0 | 0 | 0 | 0 | -6.6845 | -6.6845 | 3830.2298 | 28650.1187 |  | 0
1940-12-16 | 0 | 0 | 0 | 0 | -6.6845 | -6.6845 | 3823.5453 | 28600.1187 |  | 0
1940-12-17 | 0 | 0 | 0 | 0 | -6.6845 | -6.6845 | 3816.8608 | 28550.1186 |  | 0
1940-12-18 | 0 | 0 | 0 | 0 | -6.6845 | -6.6845 | 3810.1763 | 28500.1186 |  | 0
1940-12-19 | 0 | 0 | 0 | 0 | -6.6845 | -6.6845 | 3803.4918 | 28450.1185 |  | 0
1940-12-20 | 0 | 0 | 0 | 0 | -6.6845 | -6.6845 | 3796.8073 | 28400.1184 |  | 0
1940-12-21 | 0 | 0 | 0 | 0 | -6.6845 | -6.6845 | 3790.1228 | 28350.1184 |  | 0
1940-12-22 | 0 | 0 | 0 | 0 | -6.6845 | -6.6845 | 3783.4383 | 28300.1183 |  | 0
1940-12-23 | 0 | 0 | 0 | 0 | -6.6845 | -6.6845 | 3776.7538 | 28250.1183 |  | 0
1940-12-24 | 0 | 0 | 0 | 0 | -6.6845 | -6.6845 | 3770.0693 | 28200.1182 |  | 0
1940-12-25 | 0.0225 | 56.5938 | 3.6551 | 3.6551 | 46.2542 | 46.2542 | 3816.3235 | 28546.0998 |  | 0
1940-12-26 | 0 | 0 | 0 | 0 | -6.6845 | -6.6845 | 3809.639 | 28496.0997 |  | 0
1940-12-27 | 0 | 0 | 0 | 0 | -6.6845 | -6.6845 | 3802.9545 | 28446.0997 |  | 0
1940-12-28 | 0 | 0 | 0 | 0 | -6.6845 | -6.6845 | 3796.27 | 28396.0996 |  | 0
1940-12-29 | 0 | 0 | 0 | 0 | -6.6845 | -6.6845 | 3789.5855 | 28346.0995 |  | 0
1940-12-30 | 0 | 0 | 0 | 0 | -6.6845 | -6.6845 | 3782.901 | 28296.0995 |  | 0
1940-12-31 | 0 | 0 | 0 | 0 | -6.6845 | -6.6845 | 3776.2165 | 28246.0994 |  | 0
1941-01-01 | 0 | 0 | 0 | 0 | -6.6845 | -6.6845 | 3769.532 | 28196.0994 |  | 0
1941-01-02 | 0 | 0 | 0 | 0 | -6.6845 | -6.6845 | 3762.8475 | 28146.0993 |  | 0
1941-01-03 | 0.045833 | 115.2837 | 3.6551 | 3.6551 | 104.9441 | 104.9441 | 3867.7916 | 28931.0811 |  | 0
1941-01-04 | 0 | 0 | 0 | 0 | -6.6845 | -6.6845 | 3861.1071 | 28881.081 |  | 0
1941-01-05 | 0 | 0 | 0 | 0 | -6.6845 | -6.6845 | 3854.4226 | 28831.0809 |  | 0
1941-01-06 | 0 | 0 | 0 | 0 | -6.6845 | -6.6845 | 3847.7381 | 28781.0809 |  | 0
1941-01-07 | 0 | 0 | 0 | 0 | -6.6845 | -6.6845 | 3841.0536 | 28731.0808 |  | 0
1941-01-08 | 0 | 0 | 0 | 0 | -6.6845 | -6.6845 | 3834.3691 | 28681.0808 |  | 0
1941-01-09 | 0 | 0 | 0 | 0 | -6.6845 | -6.6845 | 3827.6846 | 28631.0807 |  | 0
1941-01-10 | 0 | 0 | 0 | 0 | -6.6845 | -6.6845 | 3821.0001 | 28581.0806 |  | 0
1941-01-11 | 0 | 0 | 0 | 0 | -6.6845 | -6.6845 | 3814.3156 | 28531.0806 |  | 0
1941-01-12 | 0.029167 | 73.3623 | 3.6551 | 3.6551 | 63.0228 | 63.0228 | 3877.3383 | 29002.4908 |  | 0
1941-01-13 | 0 | 0 | 0 | 0 | -6.6845 | -6.6845 | 3870.6538 | 28952.4907 |  | 0
1941-01-14 | 0 | 0 | 0 | 0 | -6.6845 | -6.6845 | 3863.9693 | 28902.4907 |  | 0
1941-01-15 | 0 | 0 | 0 | 0 | -6.6845 | -6.6845 | 3857.2848 | 28852.4906 |  | 0
1941-01-16 | 0 | 0 | 0 | 0 | -6.6845 | -6.6845 | 3850.6003 | 28802.4905 |  | 0
1941-01-17 | 0 | 0 | 0 | 0 | -6.6845 | -6.6845 | 3843.9158 | 28752.4905 |  | 0
1941-01-18 | 0.00083333 | 2.0961 | 3.6551 | 2.0961 | -6.6845 | -6.6845 | 3837.2313 | 28702.4904 |  | 0
1941-01-19 | 0 | 0 | 0 | 0 | -6.6845 | -6.6845 | 3830.5468 | 28652.4904 |  | 0
1941-01-20 | 0 | 0 | 0 | 0 | -6.6845 | -6.6845 | 3823.8623 | 28602.4903 |  | 0
1941-01-21 | 0 | 0 | 0 | 0 | -6.6845 | -6.6845 | 3817.1778 | 28552.4902 |  | 0
1941-01-22 | 0 | 0 | 0 | 0 | -6.6845 | -6.6845 | 3810.4933 | 28502.4902 |  | 0
1941-01-23 | 0 | 0 | 0 | 0 | -6.6845 | -6.6845 | 3803.8088 | 28452.4901 |  | 0
1941-01-24 | 0 | 0 | 0 | 0 | -6.6845 | -6.6845 | 3797.1243 | 28402.4901 |  | 0
1941-01-25 | 0 | 0 | 0 | 0 | -6.6845 | -6.6845 | 3790.4398 | 28352.49 |  | 0
1941-01-26 | 0 | 0 | 0 | 0 | -6.6845 | -6.6845 | 3783.7553 | 28302.4899 |  | 0
1941-01-27 | 0 | 0 | 0 | 0 | -6.6845 | -6.6845 | 3777.0708 | 28252.4899 |  | 0
1941-01-28 | 0 | 0 | 0 | 0 | -6.6845 | -6.6845 | 3770.3863 | 28202.4898 |  | 0
1941-01-29 | 0.00083333 | 2.0961 | 3.6551 | 2.0961 | -6.6845 | -6.6845 | 3763.7018 | 28152.4898 |  | 0
1941-01-30 | 0 | 0 | 0 | 0 | -6.6845 | -6.6845 | 3757.0173 | 28102.4897 |  | 0
1941-01-31 | 0 | 0 | 0 | 0 | -6.6845 | -6.6845 | 3750.3328 | 28052.4896 |  | 0
1941-02-01 | 0.025 | 62.882 | 3.6551 | 3.6551 | 52.5424 | 52.5424 | 3802.8753 | 28445.5069 |  | 0
1941-02-02 | 0.020833 | 52.4017 | 3.6551 | 3.6551 | 42.0621 | 42.0621 | 3844.9373 | 28760.1313 |  | 0
1941-02-03 | 0 | 0 | 0 | 0 | -6.6845 | -6.6845 | 3838.2528 | 28710.1313 |  | 0
1941-02-04 | 0 | 0 | 0 | 0 | -6.6845 | -6.6845 | 3831.5683 | 28660.1312 |  | 0
1941-02-05 | 0 | 0 | 0 | 0 | -6.6845 | -6.6845 | 3824.8838 | 28610.1312 |  | 0
1941-02-06 | 0.0041667 | 10.4803 | 3.6551 | 3.6551 | 0.14075 | 0.14075 | 3825.0246 | 28611.184 |  | 0
1941-02-07 | 0 | 0 | 0 | 0 | -6.6845 | -6.6845 | 3818.3401 | 28561.1839 |  | 0
1941-02-08 | 0.028333 | 71.2663 | 3.6551 | 3.6551 | 60.9267 | 60.9267 | 3879.2668 | 29016.9155 |  | 0
1941-02-09 | 0 | 0 | 0 | 0 | -6.6845 | -6.6845 | 3872.5823 | 28966.9155 |  | 0
1941-02-10 | 0 | 0 | 0 | 0 | -6.6845 | -6.6845 | 3865.8978 | 28916.9154 |  | 0
1941-02-11 | 0 | 0 | 0 | 0 | -6.6845 | -6.6845 | 3859.2133 | 28866.9154 |  | 0
1941-02-12 | 0 | 0 | 0 | 0 | -6.6845 | -6.6845 | 3852.5288 | 28816.9153 |  | 0
1941-02-13 | 0 | 0 | 0 | 0 | -6.6845 | -6.6845 | 3845.8443 | 28766.9152 |  | 0
1941-02-14 | 0 | 0 | 0 | 0 | -6.6845 | -6.6845 | 3839.1598 | 28716.9152 |  | 0
1941-02-15 | 0 | 0 | 0 | 0 | -6.6845 | -6.6845 | 3832.4753 | 28666.9151 |  | 0
1941-02-16 | 0 | 0 | 0 | 0 | -6.6845 | -6.6845 | 3825.7908 | 28616.9151 |  | 0
1941-02-17 | 0 | 0 | 0 | 0 | -6.6845 | -6.6845 | 3819.1063 | 28566.915 |  | 0
1941-02-18 | 0 | 0 | 0 | 0 | -6.6845 | -6.6845 | 3812.4218 | 28516.9149 |  | 0
1941-02-19 | 0 | 0 | 0 | 0 | -6.6845 | -6.6845 | 3805.7373 | 28466.9149 |  | 0
1941-02-20 | 0 | 0 | 0 | 0 | -6.6845 | -6.6845 | 3799.0528 | 28416.9148 |  | 0
1941-02-21 | 0 | 0 | 0 | 0 | -6.6845 | -6.6845 | 3792.3683 | 28366.9148 |  | 0
1941-02-22 | 0 | 0 | 0 | 0 | -6.6845 | -6.6845 | 3785.6838 | 28316.9147 |  | 0
1941-02-23 | 0 | 0 | 0 | 0 | -6.6845 | -6.6845 | 3778.9993 | 28266.9146 |  | 0
1941-02-24 | 0 | 0 | 0 | 0 | -6.6845 | -6.6845 | 3772.3148 | 28216.9146 |  | 0
1941-02-25 | 0 | 0 | 0 | 0 | -6.6845 | -6.6845 | 3765.6303 | 28166.9145 |  | 0
1941-02-26 | 0 | 0 | 0 | 0 | -6.6845 | -6.6845 | 3758.9458 | 28116.9145 |  | 0
1941-02-27 | 0 | 0 | 0 | 0 | -6.6845 | -6.6845 | 3752.2613 | 28066.9144 |  | 0
1941-02-28 | 0 | 0 | 0 | 0 | -6.6845 | -6.6845 | 3745.5768 | 28016.9143 |  | 0
1941-03-01 | 0 | 0 | 0 | 0 | -6.6845 | -6.6845 | 3738.8923 | 27966.9143 |  | 0
1941-03-02 | 0 | 0 | 0 | 0 | -6.6845 | -6.6845 | 3732.2078 | 27916.9142 |  | 0
1941-03-03 | 0 | 0 | 0 | 0 | -6.6845 | -6.6845 | 3725.5233 | 27866.9142 |  | 0
1941-03-04 | 0 | 0 | 0 | 0 | -6.6845 | -6.6845 | 3718.8388 | 27816.9141 |  | 0
1941-03-05 | 0 | 0 | 0 | 0 | -6.6845 | -6.6845 | 3712.1543 | 27766.914 |  | 0
1941-03-06 | 0 | 0 | 0 | 0 | -6.6845 | -6.6845 | 3705.4698 | 27716.914 |  | 0
1941-03-07 | 0.0075 | 18.8646 | 3.6551 | 3.6551 | 8.525 | 8.525 | 3713.9948 | 27780.6811 |  | 0
1941-03-08 | 0 | 0 | 0 | 0 | -6.6845 | -6.6845 | 3707.3103 | 27730.6811 |  | 0
1941-03-09 | 0 | 0 | 0 | 0 | -6.6845 | -6.6845 | 3700.6258 | 27680.681 |  | 0
1941-03-10 | 0 | 0 | 0 | 0 | -6.6845 | -6.6845 | 3693.9413 | 27630.681 |  | 0
1941-03-11 | 0 | 0 | 0 | 0 | -6.6845 | -6.6845 | 3687.2568 | 27580.6809 |  | 0
1941-03-12 | 0 | 0 | 0 | 0 | -6.6845 | -6.6845 | 3680.5723 | 27530.6808 |  | 0
1941-03-13 | 0 | 0 | 0 | 0 | -6.6845 | -6.6845 | 3673.8878 | 27480.6808 |  | 0
1941-03-14 | 0 | 0 | 0 | 0 | -6.6845 | -6.6845 | 3667.2033 | 27430.6807 |  | 0
1941-03-15 | 0.0375 | 94.323 | 3.6551 | 3.6551 | 83.9834 | 83.9834 | 3751.1867 | 28058.8767 |  | 0
1941-03-16 | 0 | 0 | 0 | 0 | -6.6845 | -6.6845 | 3744.5022 | 28008.8766 |  | 0
1941-03-17 | 0.0016667 | 4.1921 | 3.6551 | 3.6551 | -6.1474 | -6.1474 | 3738.3548 | 27962.8937 |  | 0
1941-03-18 | 0.0016667 | 4.1921 | 3.6551 | 3.6551 | -6.1474 | -6.1474 | 3732.2073 | 27916.9108 |  | 0
1941-03-19 | 0 | 0 | 0 | 0 | -6.6845 | -6.6845 | 3725.5228 | 27866.9108 |  | 0
1941-03-20 | 0 | 0 | 0 | 0 | -6.6845 | -6.6845 | 3718.8383 | 27816.9107 |  | 0
1941-03-21 | 0 | 0 | 0 | 0 | -6.6845 | -6.6845 | 3712.1538 | 27766.9106 |  | 0
1941-03-22 | 0.023333 | 58.6899 | 3.6551 | 3.6551 | 48.3503 | 48.3503 | 3760.5041 | 28128.5708 |  | 0
1941-03-23 | 0 | 0 | 0 | 0 | -6.6845 | -6.6845 | 3753.8196 | 28078.5707 |  | 0
1941-03-24 | 0 | 0 | 0 | 0 | -6.6845 | -6.6845 | 3747.1351 | 28028.5707 |  | 0
1941-03-25 | 0.045 | 113.1876 | 3.6551 | 3.6551 | 102.848 | 102.848 | 3849.9831 | 28797.8739 |  | 0
1941-03-26 | 0 | 0 | 0 | 0 | -6.6845 | -6.6845 | 3843.2986 | 28747.8738 |  | 0
1941-03-27 | 0 | 0 | 0 | 0 | -6.6845 | -6.6845 | 3836.6141 | 28697.8737 |  | 0
1941-03-28 | 0 | 0 | 0 | 0 | -6.6845 | -6.6845 | 3829.9296 | 28647.8737 |  | 0
1941-03-29 | 0 | 0 | 0 | 0 | -6.6845 | -6.6845 | 3823.2451 | 28597.8736 |  | 0
1941-03-30 | 0 | 0 | 0 | 0 | -6.6845 | -6.6845 | 3816.5606 | 28547.8736 |  | 0
1941-03-31 | 0 | 0 | 0 | 0 | -6.6845 | -6.6845 | 3809.8761 | 28497.8735 |  | 0
1941-04-01 | 0 | 0 | 0 | 0 | -6.6845 | -6.6845 | 3803.1916 | 28447.8734 |  | 0
1941-04-02 | 0 | 0 | 0 | 0 | -6.6845 | -6.6845 | 3796.5071 | 28397.8734 |  | 0
1941-04-03 | 0.0033333 | 8.3843 | 3.6551 | 3.6551 | -1.9553 | -1.9553 | 3794.5518 | 28383.2476 |  | 0
1941-04-04 | 0 | 0 | 0 | 0 | -6.6845 | -6.6845 | 3787.8673 | 28333.2476 |  | 0
1941-04-05 | 0 | 0 | 0 | 0 | -6.6845 | -6.6845 | 3781.1828 | 28283.2475 |  | 0
1941-04-06 | 0 | 0 | 0 | 0 | -6.6845 | -6.6845 | 3774.4983 | 28233.2475 |  | 0
1941-04-07 | 0 | 0 | 0 | 0 | -6.6845 | -6.6845 | 3767.8138 | 28183.2474 |  | 0
1941-04-08 | 0 | 0 | 0 | 0 | -6.6845 | -6.6845 | 3761.1293 | 28133.2473 |  | 0
1941-04-09 | 0 | 0 | 0 | 0 | -6.6845 | -6.6845 | 3754.4448 | 28083.2473 |  | 0
1941-04-10 | 0 | 0 | 0 | 0 | -6.6845 | -6.6845 | 3747.7603 | 28033.2472 |  | 0
1941-04-11 | 0 | 0 | 0 | 0 | -6.6845 | -6.6845 | 3741.0758 | 27983.2472 |  | 0
1941-04-12 | 0 | 0 | 0 | 0 | -6.6845 | -6.6845 | 3734.3913 | 27933.2471 |  | 0
1941-04-13 | 0 | 0 | 0 | 0 | -6.6845 | -6.6845 | 3727.7068 | 27883.247 |  | 0
1941-04-14 | 0 | 0 | 0 | 0 | -6.6845 | -6.6845 | 3721.0223 | 27833.247 |  | 0
1941-04-15 | 0 | 0 | 0 | 0 | -6.6845 | -6.6845 | 3714.3378 | 27783.2469 |  | 0
1941-04-16 | 0 | 0 | 0 | 0 | -6.6845 | -6.6845 | 3707.6533 | 27733.2469 |  | 0
1941-04-17 | 0 | 0 | 0 | 0 | -6.6845 | -6.6845 | 3700.9688 | 27683.2468 |  | 0
1941-04-18 | 0 | 0 | 0 | 0 | -6.6845 | -6.6845 | 3694.2843 | 27633.2467 |  | 0
1941-04-19 | 0 | 0 | 0 | 0 | -6.6845 | -6.6845 | 3687.5998 | 27583.2467 |  | 0
1941-04-20 | 0 | 0 | 0 | 0 | -6.6845 | -6.6845 | 3680.9153 | 27533.2466 |  | 0
1941-04-21 | 0 | 0 | 0 | 0 | -6.6845 | -6.6845 | 3674.2308 | 27483.2466 |  | 0
1941-04-22 | 0 | 0 | 0 | 0 | -6.6845 | -6.6845 | 3667.5463 | 27433.2465 |  | 0
1941-04-23 | 0 | 0 | 0 | 0 | -6.6845 | -6.6845 | 3660.8618 | 27383.2464 |  | 0
1941-04-24 | 0.0025 | 6.2882 | 3.6551 | 3.6551 | -4.0514 | -4.0514 | 3656.8104 | 27352.9421 |  | 0
1941-04-25 | 0 | 0 | 0 | 0 | -6.6845 | -6.6845 | 3650.1259 | 27302.9421 |  | 0
1941-04-26 | 0.095833 | 241.0477 | 3.6551 | 3.6551 | 230.7081 | 230.7081 | 3880.834 | 29028.6385 |  | 0
1941-04-27 | 0.15 | 377.292 | 3.6551 | 3.6551 | 366.9524 | 366.9524 | 4003.7455 | 29948.0163 |  | 237.3564
1941-04-28 | 0.015 | 37.7292 | 3.6551 | 3.6551 | 27.3896 | 27.3896 | 4003.7455 | 29948.0163 |  | 20.7051
1941-04-29 | 0.0125 | 31.441 | 3.6551 | 3.6551 | 21.1014 | 21.1014 | 4003.7455 | 29948.0163 |  | 14.4169
1941-04-30 | 0 | 0 | 0 | 0 | -6.6845 | -6.6845 | 3997.061 | 29898.0163 |  | 0
1941-05-01 | 0.0075 | 18.8646 | 3.6551 | 3.6551 | 8.525 | 8.525 | 4005.586 | 29961.7834 |  | 0
1941-05-02 | 0.0225 | 56.5938 | 3.6551 | 3.6551 | 46.2542 | 46.2542 | 4003.7455 | 29948.0163 |  | 41.4102
1941-05-03 | 0.06 | 150.9168 | 3.6551 | 3.6551 | 140.5772 | 140.5772 | 4003.7455 | 29948.0163 |  | 133.8927
1941-05-04 | 0 | 0 | 0 | 0 | -6.6845 | -6.6845 | 3997.061 | 29898.0163 |  | 0
1941-05-05 | 0 | 0 | 0 | 0 | -6.6845 | -6.6845 | 3990.3765 | 29848.0162 |  | 0
1941-05-06 | 0 | 0 | 0 | 0 | -6.6845 | -6.6845 | 3983.692 | 29798.0162 |  | 0
1941-05-07 | 0 | 0 | 0 | 0 | -6.6845 | -6.6845 | 3977.0075 | 29748.0161 |  | 0
1941-05-08 | 0 | 0 | 0 | 0 | -6.6845 | -6.6845 | 3970.323 | 29698.016 |  | 0
1941-05-09 | 0 | 0 | 0 | 0 | -6.6845 | -6.6845 | 3963.6385 | 29648.016 |  | 0
1941-05-10 | 0.0075 | 18.8646 | 3.6551 | 3.6551 | 8.525 | 8.525 | 3972.1635 | 29711.7831 |  | 0
1941-05-11 | 0.0016667 | 4.1921 | 3.6551 | 3.6551 | -6.1474 | -6.1474 | 3966.0161 | 29665.8002 |  | 0
1941-05-12 | 0.020833 | 52.4017 | 3.6551 | 3.6551 | 42.0621 | 42.0621 | 4008.0782 | 29980.4246 |  | 0
1941-05-13 | 0 | 0 | 0 | 0 | -6.6845 | -6.6845 | 4001.3937 | 29930.4246 |  | 0
1941-05-14 | 0.0075 | 18.8646 | 3.6551 | 3.6551 | 8.525 | 8.525 | 4009.9187 | 29994.1917 |  | 0
1941-05-15 | 0.0041667 | 10.4803 | 3.6551 | 3.6551 | 0.14075 | 0.14075 | 4010.0594 | 29995.2446 |  | 0
1941-05-16 | 0 | 0 | 0 | 0 | -6.6845 | -6.6845 | 4003.3749 | 29945.2445 |  | 0
1941-05-17 | 0.0033333 | 8.3843 | 3.6551 | 3.6551 | -1.9553 | -1.9553 | 4001.4196 | 29930.6187 |  | 0
1941-05-18 | 0.0016667 | 4.1921 | 3.6551 | 3.6551 | -6.1474 | -6.1474 | 3995.2722 | 29884.6358 |  | 0
1941-05-19 | 0.013333 | 33.5371 | 3.6551 | 3.6551 | 23.1975 | 23.1975 | 4003.7455 | 29948.0163 |  | 8.0397
1941-05-20 | 0.00083333 | 2.0961 | 3.6551 | 2.0961 | -6.6845 | -6.6845 | 3997.061 | 29898.0163 |  | 0
1941-05-21 | 0 | 0 | 0 | 0 | -6.6845 | -6.6845 | 3990.3765 | 29848.0162 |  | 0
1941-05-22 | 0.0425 | 106.8994 | 3.6551 | 3.6551 | 96.5598 | 96.5598 | 4003.7455 | 29948.0163 |  | 76.5063
1941-05-23 | 0 | 0 | 0 | 0 | -6.6845 | -6.6845 | 3997.061 | 29898.0163 |  | 0
1941-05-24 | 0.0725 | 182.3578 | 3.6551 | 3.6551 | 172.0182 | 172.0182 | 4003.7455 | 29948.0163 |  | 158.6492
1941-05-25 | 0.0025 | 6.2882 | 3.6551 | 3.6551 | -4.0514 | -4.0514 | 3999.6941 | 29917.712 |  | 0
1941-05-26 | 0 | 0 | 0 | 0 | -6.6845 | -6.6845 | 3993.0096 | 29867.712 |  | 0
1941-05-27 | 0 | 0 | 0 | 0 | -6.6845 | -6.6845 | 3986.3251 | 29817.7119 |  | 0
1941-05-28 | 0.0025 | 6.2882 | 3.6551 | 3.6551 | -4.0514 | -4.0514 | 3982.2737 | 29787.4076 |  | 0
1941-05-29 | 0 | 0 | 0 | 0 | -6.6845 | -6.6845 | 3975.5892 | 29737.4075 |  | 0
1941-05-30 | 0 | 0 | 0 | 0 | -6.6845 | -6.6845 | 3968.9047 | 29687.4075 |  | 0
1941-05-31 | 0 | 0 | 0 | 0 | -6.6845 | -6.6845 | 3962.2202 | 29637.4074 |  | 0
1941-06-01 | 0.0025 | 6.2882 | 3.6551 | 3.6551 | -4.0514 | -4.0514 | 3958.1689 | 29607.1031 |  | 0
1941-06-02 | 0 | 0 | 0 | 0 | -6.6845 | -6.6845 | 3951.4844 | 29557.103 |  | 0
1941-06-03 | 0 | 0 | 0 | 0 | -6.6845 | -6.6845 | 3944.7999 | 29507.1029 |  | 0
1941-06-04 | 0.0058333 | 14.6725 | 3.6551 | 3.6551 | 4.3329 | 4.3329 | 3949.1327 | 29539.5129 |  | 0
1941-06-05 | 0 | 0 | 0 | 0 | -6.6845 | -6.6845 | 3942.4482 | 29489.5129 |  | 0
1941-06-06 | 0.028333 | 71.2663 | 3.6551 | 3.6551 | 60.9267 | 60.9267 | 4003.3749 | 29945.2445 |  | 0
1941-06-07 | 0 | 0 | 0 | 0 | -6.6845 | -6.6845 | 3996.6904 | 29895.2444 |  | 0
1941-06-08 | 0 | 0 | 0 | 0 | -6.6845 | -6.6845 | 3990.0059 | 29845.2444 |  | 0
1941-06-09 | 0 | 0 | 0 | 0 | -6.6845 | -6.6845 | 3983.3214 | 29795.2443 |  | 0
1941-06-10 | 0 | 0 | 0 | 0 | -6.6845 | -6.6845 | 3976.6369 | 29745.2443 |  | 0
1941-06-11 | 0 | 0 | 0 | 0 | -6.6845 | -6.6845 | 3969.9524 | 29695.2442 |  | 0
1941-06-12 | 0 | 0 | 0 | 0 | -6.6845 | -6.6845 | 3963.2679 | 29645.2441 |  | 0
1941-06-13 | 0 | 0 | 0 | 0 | -6.6845 | -6.6845 | 3956.5834 | 29595.2441 |  | 0
1941-06-14 | 0.0025 | 6.2882 | 3.6551 | 3.6551 | -4.0514 | -4.0514 | 3952.5321 | 29564.9397 |  | 0
1941-06-15 | 0 | 0 | 0 | 0 | -6.6845 | -6.6845 | 3945.8476 | 29514.9397 |  | 0
1941-06-16 | 0 | 0 | 0 | 0 | -6.6845 | -6.6845 | 3939.1631 | 29464.9396 |  | 0
1941-06-17 | 0.0066667 | 16.7685 | 3.6551 | 3.6551 | 6.429 | 6.429 | 3945.592 | 29513.0282 |  | 0
1941-06-18 | 0 | 0 | 0 | 0 | -6.6845 | -6.6845 | 3938.9075 | 29463.0281 |  | 0
1941-06-19 | 0 | 0 | 0 | 0 | -6.6845 | -6.6845 | 3932.223 | 29413.0281 |  | 0
1941-06-20 | 0 | 0 | 0 | 0 | -6.6845 | -6.6845 | 3925.5385 | 29363.028 |  | 0
1941-06-21 | 0 | 0 | 0 | 0 | -6.6845 | -6.6845 | 3918.854 | 29313.028 |  | 0
1941-06-22 | 0 | 0 | 0 | 0 | -6.6845 | -6.6845 | 3912.1695 | 29263.0279 |  | 0
1941-06-23 | 0 | 0 | 0 | 0 | -6.6845 | -6.6845 | 3905.485 | 29213.0278 |  | 0
1941-06-24 | 0 | 0 | 0 | 0 | -6.6845 | -6.6845 | 3898.8005 | 29163.0278 |  | 0
1941-06-25 | 0 | 0 | 0 | 0 | -6.6845 | -6.6845 | 3892.116 | 29113.0277 |  | 0
1941-06-26 | 0 | 0 | 0 | 0 | -6.6845 | -6.6845 | 3885.4315 | 29063.0277 |  | 0
1941-06-27 | 0.0125 | 31.441 | 3.6551 | 3.6551 | 21.1014 | 21.1014 | 3906.5329 | 29220.8663 |  | 0
1941-06-28 | 0 | 0 | 0 | 0 | -6.6845 | -6.6845 | 3899.8484 | 29170.8662 |  | 0
1941-06-29 | 0.10583 | 266.2005 | 3.6551 | 3.6551 | 255.8609 | 255.8609 | 4003.7455 | 29948.0163 |  | 145.2793
1941-06-30 | 0 | 0 | 0 | 0 | -6.6845 | -6.6845 | 3997.061 | 29898.0163 |  | 0
1941-07-01 | 0.015 | 37.7292 | 3.6551 | 3.6551 | 27.3896 | 27.3896 | 4003.7455 | 29948.0163 |  | 14.0206
1941-07-02 | 0.011667 | 29.3449 | 3.6551 | 3.6551 | 19.0054 | 19.0054 | 4003.7455 | 29948.0163 |  | 12.3209
1941-07-03 | 0 | 0 | 0 | 0 | -6.6845 | -6.6845 | 3997.061 | 29898.0163 |  | 0
1941-07-04 | 0 | 0 | 0 | 0 | -6.6845 | -6.6845 | 3990.3765 | 29848.0162 |  | 0
1941-07-05 | 0 | 0 | 0 | 0 | -6.6845 | -6.6845 | 3983.692 | 29798.0162 |  | 0
1941-07-06 | 0 | 0 | 0 | 0 | -6.6845 | -6.6845 | 3977.0075 | 29748.0161 |  | 0
1941-07-07 | 0 | 0 | 0 | 0 | -6.6845 | -6.6845 | 3970.323 | 29698.016 |  | 0
1941-07-08 | 0.0083333 | 20.9607 | 3.6551 | 3.6551 | 10.6211 | 10.6211 | 3980.9441 | 29777.4618 |  | 0
1941-07-09 | 0.0025 | 6.2882 | 3.6551 | 3.6551 | -4.0514 | -4.0514 | 3976.8927 | 29747.1574 |  | 0
1941-07-10 | 0.011667 | 29.3449 | 3.6551 | 3.6551 | 19.0054 | 19.0054 | 3995.8981 | 29889.3175 |  | 0
1941-07-11 | 0 | 0 | 0 | 0 | -6.6845 | -6.6845 | 3989.2136 | 29839.3174 |  | 0
1941-07-12 | 0 | 0 | 0 | 0 | -6.6845 | -6.6845 | 3982.5291 | 29789.3174 |  | 0
1941-07-13 | 0 | 0 | 0 | 0 | -6.6845 | -6.6845 | 3975.8446 | 29739.3173 |  | 0
1941-07-14 | 0.0475 | 119.4758 | 3.6551 | 3.6551 | 109.1362 | 109.1362 | 4003.7455 | 29948.0163 |  | 74.5508
1941-07-15 | 0 | 0 | 0 | 0 | -6.6845 | -6.6845 | 3997.061 | 29898.0163 |  | 0
1941-07-16 | 0.0016667 | 4.1921 | 3.6551 | 3.6551 | -6.1474 | -6.1474 | 3990.9136 | 29852.0334 |  | 0
1941-07-17 | 0 | 0 | 0 | 0 | -6.6845 | -6.6845 | 3984.2291 | 29802.0333 |  | 0
1941-07-18 | 0 | 0 | 0 | 0 | -6.6845 | -6.6845 | 3977.5446 | 29752.0333 |  | 0
1941-07-19 | 0 | 0 | 0 | 0 | -6.6845 | -6.6845 | 3970.8601 | 29702.0332 |  | 0
1941-07-20 | 0 | 0 | 0 | 0 | -6.6845 | -6.6845 | 3964.1756 | 29652.0331 |  | 0
1941-07-21 | 0 | 0 | 0 | 0 | -6.6845 | -6.6845 | 3957.4911 | 29602.0331 |  | 0
1941-07-22 | 0 | 0 | 0 | 0 | -6.6845 | -6.6845 | 3950.8066 | 29552.033 |  | 0
1941-07-23 | 0 | 0 | 0 | 0 | -6.6845 | -6.6845 | 3944.1221 | 29502.033 |  | 0
1941-07-24 | 0.0041667 | 10.4803 | 3.6551 | 3.6551 | 0.14075 | 0.14075 | 3944.2628 | 29503.0858 |  | 0
1941-07-25 | 0.010833 | 27.2489 | 3.6551 | 3.6551 | 16.9093 | 16.9093 | 3961.1721 | 29629.5673 |  | 0
1941-07-26 | 0.045 | 113.1876 | 3.6551 | 3.6551 | 102.848 | 102.848 | 4003.7455 | 29948.0163 |  | 53.5901
1941-07-27 | 0 | 0 | 0 | 0 | -6.6845 | -6.6845 | 3997.061 | 29898.0163 |  | 0
1941-07-28 | 0.074167 | 186.5499 | 3.6551 | 3.6551 | 176.2104 | 176.2104 | 4003.7455 | 29948.0163 |  | 162.8414
1941-07-29 | 0 | 0 | 0 | 0 | -6.6845 | -6.6845 | 3997.061 | 29898.0163 |  | 0
1941-07-30 | 0.00083333 | 2.0961 | 3.6551 | 2.0961 | -6.6845 | -6.6845 | 3990.3765 | 29848.0162 |  | 0
1941-07-31 | 0 | 0 | 0 | 0 | -6.6845 | -6.6845 | 3983.692 | 29798.0162 |  | 0
1941-08-01 | 0.058333 | 146.7247 | 3.6551 | 3.6551 | 136.3851 | 136.3851 | 4003.7455 | 29948.0163 |  | 109.6471
1941-08-02 | 0 | 0 | 0 | 0 | -6.6845 | -6.6845 | 3997.061 | 29898.0163 |  | 0
1941-08-03 | 0 | 0 | 0 | 0 | -6.6845 | -6.6845 | 3990.3765 | 29848.0162 |  | 0
1941-08-04 | 0.010833 | 27.2489 | 3.6551 | 3.6551 | 16.9093 | 16.9093 | 4007.2858 | 29974.4977 |  | 0
1941-08-05 | 0 | 0 | 0 | 0 | -6.6845 | -6.6845 | 4000.6013 | 29924.4976 |  | 0
1941-08-06 | 0.025 | 62.882 | 3.6551 | 3.6551 | 52.5424 | 52.5424 | 4003.7455 | 29948.0163 |  | 42.7137
1941-08-07 | 0 | 0 | 0 | 0 | -6.6845 | -6.6845 | 3997.061 | 29898.0163 |  | 0
1941-08-08 | 0 | 0 | 0 | 0 | -6.6845 | -6.6845 | 3990.3765 | 29848.0162 |  | 0
1941-08-09 | 0 | 0 | 0 | 0 | -6.6845 | -6.6845 | 3983.692 | 29798.0162 |  | 0
1941-08-10 | 0.031667 | 79.6505 | 3.6551 | 3.6551 | 69.311 | 69.311 | 4003.7455 | 29948.0163 |  | 42.573
1941-08-11 | 0 | 0 | 0 | 0 | -6.6845 | -6.6845 | 3997.061 | 29898.0163 |  | 0
1941-08-12 | 0 | 0 | 0 | 0 | -6.6845 | -6.6845 | 3990.3765 | 29848.0162 |  | 0
1941-08-13 | 0.0041667 | 10.4803 | 3.6551 | 3.6551 | 0.14075 | 0.14075 | 3990.5173 | 29849.0691 |  | 0
1941-08-14 | 0.065833 | 165.5893 | 3.6551 | 3.6551 | 155.2497 | 155.2497 | 4003.7455 | 29948.0163 |  | 135.3369
1941-08-15 | 0.005 | 12.5764 | 3.6551 | 3.6551 | 2.2368 | 2.2368 | 4005.9823 | 29964.7478 |  | 0
1941-08-16 | 0 | 0 | 0 | 0 | -6.6845 | -6.6845 | 3999.2978 | 29914.7477 |  | 0
1941-08-17 | 0.01 | 25.1528 | 3.6551 | 3.6551 | 14.8132 | 14.8132 | 4003.7455 | 29948.0163 |  | 3.681
1941-08-18 | 0 | 0 | 0 | 0 | -6.6845 | -6.6845 | 3997.061 | 29898.0163 |  | 0
1941-08-19 | 0 | 0 | 0 | 0 | -6.6845 | -6.6845 | 3990.3765 | 29848.0162 |  | 0
1941-08-20 | 0 | 0 | 0 | 0 | -6.6845 | -6.6845 | 3983.692 | 29798.0162 |  | 0
1941-08-21 | 0 | 0 | 0 | 0 | -6.6845 | -6.6845 | 3977.0075 | 29748.0161 |  | 0
1941-08-22 | 0.0066667 | 16.7685 | 3.6551 | 3.6551 | 6.429 | 6.429 | 3983.4365 | 29796.1047 |  | 0
1941-08-23 | 0 | 0 | 0 | 0 | -6.6845 | -6.6845 | 3976.752 | 29746.1046 |  | 0
1941-08-24 | 0 | 0 | 0 | 0 | -6.6845 | -6.6845 | 3970.0675 | 29696.1045 |  | 0
1941-08-25 | 0.036667 | 92.2269 | 3.6551 | 3.6551 | 81.8874 | 81.8874 | 4003.7455 | 29948.0163 |  | 41.5248
1941-08-26 | 0.0016667 | 4.1921 | 3.6551 | 3.6551 | -6.1474 | -6.1474 | 3997.5981 | 29902.0334 |  | 0
1941-08-27 | 0 | 0 | 0 | 0 | -6.6845 | -6.6845 | 3990.9136 | 29852.0334 |  | 0
1941-08-28 | 0 | 0 | 0 | 0 | -6.6845 | -6.6845 | 3984.2291 | 29802.0333 |  | 0
1941-08-29 | 0.078333 | 197.0303 | 3.6551 | 3.6551 | 186.6907 | 186.6907 | 4003.7455 | 29948.0163 |  | 160.4897
1941-08-30 | 0 | 0 | 0 | 0 | -6.6845 | -6.6845 | 3997.061 | 29898.0163 |  | 0
1941-08-31 | 0.016667 | 41.9213 | 3.6551 | 3.6551 | 31.5818 | 31.5818 | 4003.7455 | 29948.0163 |  | 18.2128
1941-09-01 | 0.079167 | 199.1263 | 3.6551 | 3.6551 | 188.7868 | 188.7868 | 4003.7455 | 29948.0163 |  | 182.1023
1941-09-02 | 0.06 | 150.9168 | 3.6551 | 3.6551 | 140.5772 | 140.5772 | 4003.7455 | 29948.0163 |  | 133.8927
1941-09-03 | 0.083333 | 209.6067 | 3.6551 | 3.6551 | 199.2671 | 199.2671 | 4003.7455 | 29948.0163 |  | 192.5826
1941-09-04 | 0 | 0 | 0 | 0 | -6.6845 | -6.6845 | 3997.061 | 29898.0163 |  | 0
1941-09-05 | 0 | 0 | 0 | 0 | -6.6845 | -6.6845 | 3990.3765 | 29848.0162 |  | 0
1941-09-06 | 0 | 0 | 0 | 0 | -6.6845 | -6.6845 | 3983.692 | 29798.0162 |  | 0
1941-09-07 | 0 | 0 | 0 | 0 | -6.6845 | -6.6845 | 3977.0075 | 29748.0161 |  | 0
1941-09-08 | 0.01 | 25.1528 | 3.6551 | 3.6551 | 14.8132 | 14.8132 | 3991.8207 | 29858.819 |  | 0
1941-09-09 | 0.02 | 50.3056 | 3.6551 | 3.6551 | 39.966 | 39.966 | 4003.7455 | 29948.0163 |  | 21.3567
1941-09-10 | 0 | 0 | 0 | 0 | -6.6845 | -6.6845 | 3997.061 | 29898.0163 |  | 0
1941-09-11 | 0.0275 | 69.1702 | 3.6551 | 3.6551 | 58.8306 | 58.8306 | 4003.7455 | 29948.0163 |  | 45.4616
1941-09-12 | 0.083333 | 209.6067 | 3.6551 | 3.6551 | 199.2671 | 199.2671 | 4003.7455 | 29948.0163 |  | 192.5826
1941-09-13 | 0 | 0 | 0 | 0 | -6.6845 | -6.6845 | 3997.061 | 29898.0163 |  | 0
1941-09-14 | 0.018333 | 46.1135 | 3.6551 | 3.6551 | 35.7739 | 35.7739 | 4003.7455 | 29948.0163 |  | 22.4049
1941-09-15 | 0 | 0 | 0 | 0 | -6.6845 | -6.6845 | 3997.061 | 29898.0163 |  | 0
1941-09-16 | 0 | 0 | 0 | 0 | -6.6845 | -6.6845 | 3990.3765 | 29848.0162 |  | 0
1941-09-17 | 0.0041667 | 10.4803 | 3.6551 | 3.6551 | 0.14075 | 0.14075 | 3990.5173 | 29849.0691 |  | 0
1941-09-18 | 0.033333 | 83.8427 | 3.6551 | 3.6551 | 73.5031 | 73.5031 | 4003.7455 | 29948.0163 |  | 53.5903
1941-09-19 | 0.038333 | 96.4191 | 3.6551 | 3.6551 | 86.0795 | 86.0795 | 4003.7455 | 29948.0163 |  | 79.395
1941-09-20 | 0 | 0 | 0 | 0 | -6.6845 | -6.6845 | 3997.061 | 29898.0163 |  | 0
1941-09-21 | 0 | 0 | 0 | 0 | -6.6845 | -6.6845 | 3990.3765 | 29848.0162 |  | 0
1941-09-22 | 0 | 0 | 0 | 0 | -6.6845 | -6.6845 | 3983.692 | 29798.0162 |  | 0
1941-09-23 | 0.029167 | 73.3623 | 3.6551 | 3.6551 | 63.0228 | 63.0228 | 4003.7455 | 29948.0163 |  | 36.2848
1941-09-24 | 0.016667 | 41.9213 | 3.6551 | 3.6551 | 31.5818 | 31.5818 | 4003.7455 | 29948.0163 |  | 24.8973
1941-09-25 | 0 | 0 | 0 | 0 | -6.6845 | -6.6845 | 3997.061 | 29898.0163 |  | 0
1941-09-26 | 0 | 0 | 0 | 0 | -6.6845 | -6.6845 | 3990.3765 | 29848.0162 |  | 0
1941-09-27 | 0 | 0 | 0 | 0 | -6.6845 | -6.6845 | 3983.692 | 29798.0162 |  | 0
1941-09-28 | 0 | 0 | 0 | 0 | -6.6845 | -6.6845 | 3977.0075 | 29748.0161 |  | 0
1941-09-29 | 0 | 0 | 0 | 0 | -6.6845 | -6.6845 | 3970.323 | 29698.016 |  | 0
1941-09-30 | 0 | 0 | 0 | 0 | -6.6845 | -6.6845 | 3963.6385 | 29648.016 |  | 0
1941-10-01 | 0.12667 | 318.6021 | 3.6551 | 3.6551 | 308.2626 | 308.2626 | 4003.7455 | 29948.0163 |  | 261.4711
1941-10-02 | 0 | 0 | 0 | 0 | -6.6845 | -6.6845 | 3997.061 | 29898.0163 |  | 0
1941-10-03 | 0 | 0 | 0 | 0 | -6.6845 | -6.6845 | 3990.3765 | 29848.0162 |  | 0
1941-10-04 | 0 | 0 | 0 | 0 | -6.6845 | -6.6845 | 3983.692 | 29798.0162 |  | 0
1941-10-05 | 0 | 0 | 0 | 0 | -6.6845 | -6.6845 | 3977.0075 | 29748.0161 |  | 0
1941-10-06 | 0 | 0 | 0 | 0 | -6.6845 | -6.6845 | 3970.323 | 29698.016 |  | 0
1941-10-07 | 0 | 0 | 0 | 0 | -6.6845 | -6.6845 | 3963.6385 | 29648.016 |  | 0
1941-10-08 | 0 | 0 | 0 | 0 | -6.6845 | -6.6845 | 3956.954 | 29598.0159 |  | 0
1941-10-09 | 0 | 0 | 0 | 0 | -6.6845 | -6.6845 | 3950.2695 | 29548.0159 |  | 0
1941-10-10 | 0.0016667 | 4.1921 | 3.6551 | 3.6551 | -6.1474 | -6.1474 | 3944.1221 | 29502.033 |  | 0
1941-10-11 | 0.00083333 | 2.0961 | 3.6551 | 2.0961 | -6.6845 | -6.6845 | 3937.4376 | 29452.0329 |  | 0
1941-10-12 | 0.015 | 37.7292 | 3.6551 | 3.6551 | 27.3896 | 27.3896 | 3964.8272 | 29656.9073 |  | 0
1941-10-13 | 0 | 0 | 0 | 0 | -6.6845 | -6.6845 | 3958.1427 | 29606.9072 |  | 0
1941-10-14 | 0 | 0 | 0 | 0 | -6.6845 | -6.6845 | 3951.4582 | 29556.9071 |  | 0
1941-10-15 | 0 | 0 | 0 | 0 | -6.6845 | -6.6845 | 3944.7737 | 29506.9071 |  | 0
1941-10-16 | 0 | 0 | 0 | 0 | -6.6845 | -6.6845 | 3938.0892 | 29456.907 |  | 0
1941-10-17 | 0 | 0 | 0 | 0 | -6.6845 | -6.6845 | 3931.4047 | 29406.907 |  | 0
1941-10-18 | 0 | 0 | 0 | 0 | -6.6845 | -6.6845 | 3924.7202 | 29356.9069 |  | 0
1941-10-19 | 0 | 0 | 0 | 0 | -6.6845 | -6.6845 | 3918.0357 | 29306.9068 |  | 0
1941-10-20 | 0 | 0 | 0 | 0 | -6.6845 | -6.6845 | 3911.3512 | 29256.9068 |  | 0
1941-10-21 | 0 | 0 | 0 | 0 | -6.6845 | -6.6845 | 3904.6667 | 29206.9067 |  | 0
1941-10-22 | 0.034167 | 85.9387 | 3.6551 | 3.6551 | 75.5992 | 75.5992 | 3980.2658 | 29772.3884 |  | 0
1941-10-23 | 0.0225 | 56.5938 | 3.6551 | 3.6551 | 46.2542 | 46.2542 | 4003.7455 | 29948.0163 |  | 16.09
1941-10-24 | 0.080833 | 203.3185 | 3.6551 | 3.6551 | 192.9789 | 192.9789 | 4003.7455 | 29948.0163 |  | 186.2944
1941-10-25 | 0.06 | 150.9168 | 3.6551 | 3.6551 | 140.5772 | 140.5772 | 4003.7455 | 29948.0163 |  | 133.8927
1941-10-26 | 0.035 | 88.0348 | 3.6551 | 3.6551 | 77.6952 | 77.6952 | 4003.7455 | 29948.0163 |  | 71.0107
1941-10-27 | 0 | 0 | 0 | 0 | -6.6845 | -6.6845 | 3997.061 | 29898.0163 |  | 0
1941-10-28 | 0 | 0 | 0 | 0 | -6.6845 | -6.6845 | 3990.3765 | 29848.0162 |  | 0
1941-10-29 | 0 | 0 | 0 | 0 | -6.6845 | -6.6845 | 3983.692 | 29798.0162 |  | 0
1941-10-30 | 0 | 0 | 0 | 0 | -6.6845 | -6.6845 | 3977.0075 | 29748.0161 |  | 0
1941-10-31 | 0.014167 | 35.6331 | 3.6551 | 3.6551 | 25.2936 | 25.2936 | 4002.3011 | 29937.2119 |  | 0
1941-11-01 | 0 | 0 | 0 | 0 | -6.6845 | -6.6845 | 3995.6166 | 29887.2118 |  | 0
1941-11-02 | 0 | 0 | 0 | 0 | -6.6845 | -6.6845 | 3988.9321 | 29837.2118 |  | 0
1941-11-03 | 0 | 0 | 0 | 0 | -6.6845 | -6.6845 | 3982.2476 | 29787.2117 |  | 0
1941-11-04 | 0 | 0 | 0 | 0 | -6.6845 | -6.6845 | 3975.5631 | 29737.2116 |  | 0
1941-11-05 | 0 | 0 | 0 | 0 | -6.6845 | -6.6845 | 3968.8786 | 29687.2116 |  | 0
1941-11-06 | 0 | 0 | 0 | 0 | -6.6845 | -6.6845 | 3962.1941 | 29637.2115 |  | 0
1941-11-07 | 0 | 0 | 0 | 0 | -6.6845 | -6.6845 | 3955.5096 | 29587.2115 |  | 0
1941-11-08 | 0 | 0 | 0 | 0 | -6.6845 | -6.6845 | 3948.8251 | 29537.2114 |  | 0
1941-11-09 | 0 | 0 | 0 | 0 | -6.6845 | -6.6845 | 3942.1406 | 29487.2113 |  | 0
1941-11-10 | 0 | 0 | 0 | 0 | -6.6845 | -6.6845 | 3935.4561 | 29437.2113 |  | 0
1941-11-11 | 0 | 0 | 0 | 0 | -6.6845 | -6.6845 | 3928.7716 | 29387.2112 |  | 0
1941-11-12 | 0 | 0 | 0 | 0 | -6.6845 | -6.6845 | 3922.0871 | 29337.2112 |  | 0
1941-11-13 | 0 | 0 | 0 | 0 | -6.6845 | -6.6845 | 3915.4026 | 29287.2111 |  | 0
1941-11-14 | 0.0016667 | 4.1921 | 3.6551 | 3.6551 | -6.1474 | -6.1474 | 3909.2551 | 29241.2282 |  | 0
1941-11-15 | 0 | 0 | 0 | 0 | -6.6845 | -6.6845 | 3902.5706 | 29191.2281 |  | 0
1941-11-16 | 0 | 0 | 0 | 0 | -6.6845 | -6.6845 | 3895.8861 | 29141.2281 |  | 0
1941-11-17 | 0 | 0 | 0 | 0 | -6.6845 | -6.6845 | 3889.2016 | 29091.228 |  | 0
1941-11-18 | 0 | 0 | 0 | 0 | -6.6845 | -6.6845 | 3882.5171 | 29041.228 |  | 0
1941-11-19 | 0 | 0 | 0 | 0 | -6.6845 | -6.6845 | 3875.8326 | 28991.2279 |  | 0
1941-11-20 | 0 | 0 | 0 | 0 | -6.6845 | -6.6845 | 3869.1481 | 28941.2278 |  | 0
1941-11-21 | 0 | 0 | 0 | 0 | -6.6845 | -6.6845 | 3862.4636 | 28891.2278 |  | 0
1941-11-22 | 0.0016667 | 4.1921 | 3.6551 | 3.6551 | -6.1474 | -6.1474 | 3856.3162 | 28845.2449 |  | 0
1941-11-23 | 0 | 0 | 0 | 0 | -6.6845 | -6.6845 | 3849.6317 | 28795.2448 |  | 0
1941-11-24 | 0 | 0 | 0 | 0 | -6.6845 | -6.6845 | 3842.9472 | 28745.2448 |  | 0
1941-11-25 | 0 | 0 | 0 | 0 | -6.6845 | -6.6845 | 3836.2627 | 28695.2447 |  | 0
1941-11-26 | 0 | 0 | 0 | 0 | -6.6845 | -6.6845 | 3829.5782 | 28645.2446 |  | 0
1941-11-27 | 0 | 0 | 0 | 0 | -6.6845 | -6.6845 | 3822.8937 | 28595.2446 |  | 0
1941-11-28 | 0 | 0 | 0 | 0 | -6.6845 | -6.6845 | 3816.2092 | 28545.2445 |  | 0
1941-11-29 | 0 | 0 | 0 | 0 | -6.6845 | -6.6845 | 3809.5247 | 28495.2445 |  | 0
1941-11-30 | 0 | 0 | 0 | 0 | -6.6845 | -6.6845 | 3802.8402 | 28445.2444 |  | 0
1941-12-01 | 0 | 0 | 0 | 0 | -6.6845 | -6.6845 | 3796.1557 | 28395.2443 |  | 0
1941-12-02 | 0 | 0 | 0 | 0 | -6.6845 | -6.6845 | 3789.4712 | 28345.2443 |  | 0
1941-12-03 | 0 | 0 | 0 | 0 | -6.6845 | -6.6845 | 3782.7867 | 28295.2442 |  | 0
1941-12-04 | 0 | 0 | 0 | 0 | -6.6845 | -6.6845 | 3776.1022 | 28245.2442 |  | 0
1941-12-05 | 0 | 0 | 0 | 0 | -6.6845 | -6.6845 | 3769.4177 | 28195.2441 |  | 0
1941-12-06 | 0 | 0 | 0 | 0 | -6.6845 | -6.6845 | 3762.7332 | 28145.244 |  | 0
1941-12-07 | 0 | 0 | 0 | 0 | -6.6845 | -6.6845 | 3756.0487 | 28095.244 |  | 0
1941-12-08 | 0.0083333 | 20.9607 | 3.6551 | 3.6551 | 10.6211 | 10.6211 | 3766.6697 | 28174.6897 |  | 0
1941-12-09 | 0 | 0 | 0 | 0 | -6.6845 | -6.6845 | 3759.9852 | 28124.6896 |  | 0
1941-12-10 | 0 | 0 | 0 | 0 | -6.6845 | -6.6845 | 3753.3007 | 28074.6896 |  | 0
1941-12-11 | 0.0083333 | 20.9607 | 3.6551 | 3.6551 | 10.6211 | 10.6211 | 3763.9218 | 28154.1353 |  | 0
1941-12-12 | 0.0575 | 144.6286 | 3.6551 | 3.6551 | 134.289 | 134.289 | 3898.2109 | 29158.6172 |  | 0
1941-12-13 | 0 | 0 | 0 | 0 | -6.6845 | -6.6845 | 3891.5264 | 29108.6171 |  | 0
1941-12-14 | 0 | 0 | 0 | 0 | -6.6845 | -6.6845 | 3884.8419 | 29058.6171 |  | 0
1941-12-15 | 0 | 0 | 0 | 0 | -6.6845 | -6.6845 | 3878.1574 | 29008.617 |  | 0
1941-12-16 | 0 | 0 | 0 | 0 | -6.6845 | -6.6845 | 3871.4729 | 28958.6169 |  | 0
1941-12-17 | 0 | 0 | 0 | 0 | -6.6845 | -6.6845 | 3864.7884 | 28908.6169 |  | 0
1941-12-18 | 0 | 0 | 0 | 0 | -6.6845 | -6.6845 | 3858.1039 | 28858.6168 |  | 0
1941-12-19 | 0 | 0 | 0 | 0 | -6.6845 | -6.6845 | 3851.4194 | 28808.6168 |  | 0
1941-12-20 | 0 | 0 | 0 | 0 | -6.6845 | -6.6845 | 3844.7349 | 28758.6167 |  | 0
1941-12-21 | 0 | 0 | 0 | 0 | -6.6845 | -6.6845 | 3838.0504 | 28708.6166 |  | 0
1941-12-22 | 0 | 0 | 0 | 0 | -6.6845 | -6.6845 | 3831.3659 | 28658.6166 |  | 0
1941-12-23 | 0 | 0 | 0 | 0 | -6.6845 | -6.6845 | 3824.6814 | 28608.6165 |  | 0
1941-12-24 | 0 | 0 | 0 | 0 | -6.6845 | -6.6845 | 3817.9969 | 28558.6165 |  | 0
1941-12-25 | 0 | 0 | 0 | 0 | -6.6845 | -6.6845 | 3811.3124 | 28508.6164 |  | 0
1941-12-26 | 0 | 0 | 0 | 0 | -6.6845 | -6.6845 | 3804.6279 | 28458.6163 |  | 0
1941-12-27 | 0 | 0 | 0 | 0 | -6.6845 | -6.6845 | 3797.9434 | 28408.6163 |  | 0
1941-12-28 | 0 | 0 | 0 | 0 | -6.6845 | -6.6845 | 3791.2589 | 28358.6162 |  | 0
1941-12-29 | 0 | 0 | 0 | 0 | -6.6845 | -6.6845 | 3784.5744 | 28308.6162 |  | 0
1941-12-30 | 0 | 0 | 0 | 0 | -6.6845 | -6.6845 | 3777.8899 | 28258.6161 |  | 0
1941-12-31 | 0 | 0 | 0 | 0 | -6.6845 | -6.6845 | 3771.2054 | 28208.616 |  | 0
1942-01-01 | 0 | 0 | 0 | 0 | -6.6845 | -6.6845 | 3764.5209 | 28158.616 |  | 0
1942-01-02 | 0 | 0 | 0 | 0 | -6.6845 | -6.6845 | 3757.8364 | 28108.6159 |  | 0
1942-01-03 | 0.0033333 | 8.3843 | 3.6551 | 3.6551 | -1.9553 | -1.9553 | 3755.881 | 28093.9902 |  | 0
1942-01-04 | 0 | 0 | 0 | 0 | -6.6845 | -6.6845 | 3749.1965 | 28043.9901 |  | 0
1942-01-05 | 0 | 0 | 0 | 0 | -6.6845 | -6.6845 | 3742.512 | 27993.99 |  | 0
1942-01-06 | 0 | 0 | 0 | 0 | -6.6845 | -6.6845 | 3735.8275 | 27943.99 |  | 0
1942-01-07 | 0 | 0 | 0 | 0 | -6.6845 | -6.6845 | 3729.143 | 27893.9899 |  | 0
1942-01-08 | 0 | 0 | 0 | 0 | -6.6845 | -6.6845 | 3722.4585 | 27843.9899 |  | 0
1942-01-09 | 0 | 0 | 0 | 0 | -6.6845 | -6.6845 | 3715.774 | 27793.9898 |  | 0
1942-01-10 | 0 | 0 | 0 | 0 | -6.6845 | -6.6845 | 3709.0895 | 27743.9897 |  | 0
1942-01-11 | 0 | 0 | 0 | 0 | -6.6845 | -6.6845 | 3702.405 | 27693.9897 |  | 0
1942-01-12 | 0 | 0 | 0 | 0 | -6.6845 | -6.6845 | 3695.7205 | 27643.9896 |  | 0
1942-01-13 | 0 | 0 | 0 | 0 | -6.6845 | -6.6845 | 3689.036 | 27593.9896 |  | 0
1942-01-14 | 0 | 0 | 0 | 0 | -6.6845 | -6.6845 | 3682.3515 | 27543.9895 |  | 0
1942-01-15 | 0 | 0 | 0 | 0 | -6.6845 | -6.6845 | 3675.667 | 27493.9894 |  | 0
1942-01-16 | 0 | 0 | 0 | 0 | -6.6845 | -6.6845 | 3668.9825 | 27443.9894 |  | 0
1942-01-17 | 0 | 0 | 0 | 0 | -6.6845 | -6.6845 | 3662.298 | 27393.9893 |  | 0
1942-01-18 | 0 | 0 | 0 | 0 | -6.6845 | -6.6845 | 3655.6135 | 27343.9893 |  | 0
1942-01-19 | 0 | 0 | 0 | 0 | -6.6845 | -6.6845 | 3648.929 | 27293.9892 |  | 0
1942-01-20 | 0 | 0 | 0 | 0 | -6.6845 | -6.6845 | 3642.2445 | 27243.9891 |  | 0
1942-01-21 | 0 | 0 | 0 | 0 | -6.6845 | -6.6845 | 3635.56 | 27193.9891 |  | 0
1942-01-22 | 0 | 0 | 0 | 0 | -6.6845 | -6.6845 | 3628.8755 | 27143.989 |  | 0
1942-01-23 | 0 | 0 | 0 | 0 | -6.6845 | -6.6845 | 3622.191 | 27093.989 |  | 0
1942-01-24 | 0 | 0 | 0 | 0 | -6.6845 | -6.6845 | 3615.5065 | 27043.9889 |  | 0
1942-01-25 | 0 | 0 | 0 | 0 | -6.6845 | -6.6845 | 3608.822 | 26993.9888 |  | 0
1942-01-26 | 0 | 0 | 0 | 0 | -6.6845 | -6.6845 | 3602.1375 | 26943.9888 |  | 0
1942-01-27 | 0 | 0 | 0 | 0 | -6.6845 | -6.6845 | 3595.453 | 26893.9887 |  | 0
1942-01-28 | 0 | 0 | 0 | 0 | -6.6845 | -6.6845 | 3588.7685 | 26843.9887 |  | 0
1942-01-29 | 0 | 0 | 0 | 0 | -6.6845 | -6.6845 | 3582.084 | 26793.9886 |  | 0
1942-01-30 | 0 | 0 | 0 | 0 | -6.6845 | -6.6845 | 3575.3995 | 26743.9885 |  | 0
1942-01-31 | 0 | 0 | 0 | 0 | -6.6845 | -6.6845 | 3568.715 | 26693.9885 |  | 0
1942-02-01 | 0 | 0 | 0 | 0 | -6.6845 | -6.6845 | 3562.0305 | 26643.9884 |  | 0
1942-02-02 | 0 | 0 | 0 | 0 | -6.6845 | -6.6845 | 3555.346 | 26593.9884 |  | 0
1942-02-03 | 0 | 0 | 0 | 0 | -6.6845 | -6.6845 | 3548.6615 | 26543.9883 |  | 0
1942-02-04 | 0 | 0 | 0 | 0 | -6.6845 | -6.6845 | 3541.977 | 26493.9882 |  | 0
1942-02-05 | 0 | 0 | 0 | 0 | -6.6845 | -6.6845 | 3535.2925 | 26443.9882 |  | 0
1942-02-06 | 0 | 0 | 0 | 0 | -6.6845 | -6.6845 | 3528.608 | 26393.9881 |  | 0
1942-02-07 | 0 | 0 | 0 | 0 | -6.6845 | -6.6845 | 3521.9235 | 26343.9881 |  | 0
1942-02-08 | 0 | 0 | 0 | 0 | -6.6845 | -6.6845 | 3515.239 | 26293.988 |  | 0
1942-02-09 | 0 | 0 | 0 | 0 | -6.6845 | -6.6845 | 3508.5545 | 26243.9879 |  | 0
1942-02-10 | 0 | 0 | 0 | 0 | -6.6845 | -6.6845 | 3501.87 | 26193.9879 |  | 0
1942-02-11 | 0.015 | 37.7292 | 3.6551 | 3.6551 | 27.3896 | 27.3896 | 3529.2597 | 26398.8622 |  | 0
1942-02-12 | 0 | 0 | 0 | 0 | -6.6845 | -6.6845 | 3522.5752 | 26348.8622 |  | 0
1942-02-13 | 0 | 0 | 0 | 0 | -6.6845 | -6.6845 | 3515.8907 | 26298.8621 |  | 0
1942-02-14 | 0 | 0 | 0 | 0 | -6.6845 | -6.6845 | 3509.2062 | 26248.8621 |  | 0
1942-02-15 | 0 | 0 | 0 | 0 | -6.6845 | -6.6845 | 3502.5217 | 26198.862 |  | 0
1942-02-16 | 0 | 0 | 0 | 0 | -6.6845 | -6.6845 | 3495.8372 | 26148.8619 |  | 0
1942-02-17 | 0 | 0 | 0 | 0 | -6.6845 | -6.6845 | 3489.1527 | 26098.8619 |  | 0
1942-02-18 | 0 | 0 | 0 | 0 | -6.6845 | -6.6845 | 3482.4682 | 26048.8618 |  | 0
1942-02-19 | 0 | 0 | 0 | 0 | -6.6845 | -6.6845 | 3475.7837 | 25998.8618 |  | 0
1942-02-20 | 0 | 0 | 0 | 0 | -6.6845 | -6.6845 | 3469.0992 | 25948.8617 |  | 0
1942-02-21 | 0 | 0 | 0 | 0 | -6.6845 | -6.6845 | 3462.4147 | 25898.8616 |  | 0
1942-02-22 | 0 | 0 | 0 | 0 | -6.6845 | -6.6845 | 3455.7302 | 25848.8616 |  | 0
1942-02-23 | 0 | 0 | 0 | 0 | -6.6845 | -6.6845 | 3449.0457 | 25798.8615 |  | 0
1942-02-24 | 0.0066667 | 16.7685 | 3.6551 | 3.6551 | 6.429 | 6.429 | 3455.4746 | 25846.9501 |  | 0
1942-02-25 | 0 | 0 | 0 | 0 | -6.6845 | -6.6845 | 3448.7901 | 25796.95 |  | 0
1942-02-26 | 0 | 0 | 0 | 0 | -6.6845 | -6.6845 | 3442.1056 | 25746.95 |  | 0
1942-02-27 | 0 | 0 | 0 | 0 | -6.6845 | -6.6845 | 3435.4211 | 25696.9499 |  | 0
1942-02-28 | 0 | 0 | 0 | 0 | -6.6845 | -6.6845 | 3428.7366 | 25646.9499 |  | 0 | 1
1942-03-01 | 0 | 0 | 0 | 0 | -6.6845 | -6.6845 | 3422.0521 | 25596.9498 |  | 0
1942-03-02 | 0 | 0 | 0 | 0 | -6.6845 | -6.6845 | 3415.3676 | 25546.9497 |  | 0
1942-03-03 | 0 | 0 | 0 | 0 | -6.6845 | -6.6845 | 3408.6831 | 25496.9497 |  | 0
1942-03-04 | 0 | 0 | 0 | 0 | -6.6845 | -6.6845 | 3401.9986 | 25446.9496 |  | 0
1942-03-05 | 0 | 0 | 0 | 0 | -6.6845 | -6.6845 | 3395.3141 | 25396.9496 |  | 0
1942-03-06 | 0 | 0 | 0 | 0 | -6.6845 | -6.6845 | 3388.6296 | 25346.9495 |  | 0
1942-03-07 | 0 | 0 | 0 | 0 | -6.6845 | -6.6845 | 3381.9451 | 25296.9494 |  | 0
1942-03-08 | 0 | 0 | 0 | 0 | -6.6845 | -6.6845 | 3375.2606 | 25246.9494 |  | 0
1942-03-09 | 0 | 0 | 0 | 0 | -6.6845 | -6.6845 | 3368.5761 | 25196.9493 |  | 0
1942-03-10 | 0 | 0 | 0 | 0 | -6.6845 | -6.6845 | 3361.8916 | 25146.9493 |  | 0
1942-03-11 | 0 | 0 | 0 | 0 | -6.6845 | -6.6845 | 3355.2071 | 25096.9492 |  | 0
1942-03-12 | 0 | 0 | 0 | 0 | -6.6845 | -6.6845 | 3348.5226 | 25046.9491 |  | 0
1942-03-13 | 0 | 0 | 0 | 0 | -6.6845 | -6.6845 | 3341.8381 | 24996.9491 |  | 0
1942-03-14 | 0 | 0 | 0 | 0 | -6.6845 | -6.6845 | 3335.1536 | 24946.949 |  | 0
1942-03-15 | 0 | 0 | 0 | 0 | -6.6845 | -6.6845 | 3328.4691 | 24896.949 |  | 0
1942-03-16 | 0 | 0 | 0 | 0 | -6.6845 | -6.6845 | 3321.7846 | 24846.9489 |  | 0
1942-03-17 | 0 | 0 | 0 | 0 | -6.6845 | -6.6845 | 3315.1001 | 24796.9488 |  | 0
1942-03-18 | 0 | 0 | 0 | 0 | -6.6845 | -6.6845 | 3308.4156 | 24746.9488 |  | 0
1942-03-19 | 0 | 0 | 0 | 0 | -6.6845 | -6.6845 | 3301.7311 | 24696.9487 |  | 0
1942-03-20 | 0 | 0 | 0 | 0 | -6.6845 | -6.6845 | 3295.0466 | 24646.9487 |  | 0
1942-03-21 | 0 | 0 | 0 | 0 | -6.6845 | -6.6845 | 3288.3621 | 24596.9486 |  | 0
1942-03-22 | 0 | 0 | 0 | 0 | -6.6845 | -6.6845 | 3281.6776 | 24546.9485 |  | 0
1942-03-23 | 0 | 0 | 0 | 0 | -6.6845 | -6.6845 | 3274.9931 | 24496.9485 |  | 0
1942-03-24 | 0 | 0 | 0 | 0 | -6.6845 | -6.6845 | 3268.3086 | 24446.9484 |  | 0
1942-03-25 | 0 | 0 | 0 | 0 | -6.6845 | -6.6845 | 3261.6241 | 24396.9484 |  | 0
1942-03-26 | 0 | 0 | 0 | 0 | -6.6845 | -6.6845 | 3254.9396 | 24346.9483 |  | 0
1942-03-27 | 0 | 0 | 0 | 0 | -6.6845 | -6.6845 | 3248.2551 | 24296.9482 |  | 0
1942-03-28 | 0 | 0 | 0 | 0 | -6.6845 | -6.6845 | 3241.5706 | 24246.9482 |  | 0
1942-03-29 | 0 | 0 | 0 | 0 | -6.6845 | -6.6845 | 3234.8861 | 24196.9481 |  | 0
1942-03-30 | 0 | 0 | 0 | 0 | -6.6845 | -6.6845 | 3228.2016 | 24146.9481 |  | 0
1942-03-31 | 0 | 0 | 0 | 0 | -6.6845 | -6.6845 | 3221.5171 | 24096.948 |  | 0
1942-04-01 | 0 | 0 | 0 | 0 | -6.6845 | -6.6845 | 3214.8326 | 24046.9479 |  | 0
1942-04-02 | 0 | 0 | 0 | 0 | -6.6845 | -6.6845 | 3208.1481 | 23996.9479 |  | 0
1942-04-03 | 0 | 0 | 0 | 0 | -6.6845 | -6.6845 | 3201.4636 | 23946.9478 |  | 0
1942-04-04 | 0 | 0 | 0 | 0 | -6.6845 | -6.6845 | 3194.7791 | 23896.9478 |  | 0
1942-04-05 | 0 | 0 | 0 | 0 | -6.6845 | -6.6845 | 3188.0946 | 23846.9477 |  | 0
1942-04-06 | 0 | 0 | 0 | 0 | -6.6845 | -6.6845 | 3181.4101 | 23796.9476 |  | 0
1942-04-07 | 0.005 | 12.5764 | 3.6551 | 3.6551 | 2.2368 | 2.2368 | 3183.6469 | 23813.679 |  | 0
1942-04-08 | 0.005 | 12.5764 | 3.6551 | 3.6551 | 2.2368 | 2.2368 | 3185.8838 | 23830.4105 |  | 0
1942-04-09 | 0 | 0 | 0 | 0 | -6.6845 | -6.6845 | 3179.1993 | 23780.4104 |  | 0
1942-04-10 | 0 | 0 | 0 | 0 | -6.6845 | -6.6845 | 3172.5148 | 23730.4103 |  | 0
1942-04-11 | 0 | 0 | 0 | 0 | -6.6845 | -6.6845 | 3165.8303 | 23680.4103 |  | 0
1942-04-12 | 0.0041667 | 10.4803 | 3.6551 | 3.6551 | 0.14075 | 0.14075 | 3165.971 | 23681.4631 |  | 0
1942-04-13 | 0 | 0 | 0 | 0 | -6.6845 | -6.6845 | 3159.2865 | 23631.4631 |  | 0
1942-04-14 | 0 | 0 | 0 | 0 | -6.6845 | -6.6845 | 3152.602 | 23581.463 |  | 0
1942-04-15 | 0 | 0 | 0 | 0 | -6.6845 | -6.6845 | 3145.9175 | 23531.4629 |  | 0
1942-04-16 | 0 | 0 | 0 | 0 | -6.6845 | -6.6845 | 3139.233 | 23481.4629 |  | 0
1942-04-17 | 0 | 0 | 0 | 0 | -6.6845 | -6.6845 | 3132.5485 | 23431.4628 |  | 0
1942-04-18 | 0 | 0 | 0 | 0 | -6.6845 | -6.6845 | 3125.864 | 23381.4628 |  | 0
1942-04-19 | 0 | 0 | 0 | 0 | -6.6845 | -6.6845 | 3119.1795 | 23331.4627 |  | 0
1942-04-20 | 0 | 0 | 0 | 0 | -6.6845 | -6.6845 | 3112.495 | 23281.4626 |  | 0
1942-04-21 | 0 | 0 | 0 | 0 | -6.6845 | -6.6845 | 3105.8105 | 23231.4626 |  | 0
1942-04-22 | 0 | 0 | 0 | 0 | -6.6845 | -6.6845 | 3099.126 | 23181.4625 |  | 0
1942-04-23 | 0 | 0 | 0 | 0 | -6.6845 | -6.6845 | 3092.4415 | 23131.4625 |  | 0
1942-04-24 | 0.0175 | 44.0174 | 3.6551 | 3.6551 | 33.6778 | 33.6778 | 3126.1193 | 23383.3725 |  | 0
1942-04-25 | 0 | 0 | 0 | 0 | -6.6845 | -6.6845 | 3119.4348 | 23333.3725 |  | 0
1942-04-26 | 0 | 0 | 0 | 0 | -6.6845 | -6.6845 | 3112.7503 | 23283.3724 |  | 0
1942-04-27 | 0 | 0 | 0 | 0 | -6.6845 | -6.6845 | 3106.0658 | 23233.3724 |  | 0
1942-04-28 | 0 | 0 | 0 | 0 | -6.6845 | -6.6845 | 3099.3813 | 23183.3723 |  | 0
1942-04-29 | 0 | 0 | 0 | 0 | -6.6845 | -6.6845 | 3092.6968 | 23133.3722 |  | 0
1942-04-30 | 0 | 0 | 0 | 0 | -6.6845 | -6.6845 | 3086.0123 | 23083.3722 |  | 0
1942-05-01 | 0 | 0 | 0 | 0 | -6.6845 | -6.6845 | 3079.3278 | 23033.3721 |  | 0
1942-05-02 | 0 | 0 | 0 | 0 | -6.6845 | -6.6845 | 3072.6433 | 22983.3721 |  | 0
1942-05-03 | 0 | 0 | 0 | 0 | -6.6845 | -6.6845 | 3065.9588 | 22933.372 |  | 0
1942-05-04 | 0 | 0 | 0 | 0 | -6.6845 | -6.6845 | 3059.2743 | 22883.3719 |  | 0
1942-05-05 | 0 | 0 | 0 | 0 | -6.6845 | -6.6845 | 3052.5898 | 22833.3719 |  | 0
1942-05-06 | 0 | 0 | 0 | 0 | -6.6845 | -6.6845 | 3045.9053 | 22783.3718 |  | 0
1942-05-07 | 0 | 0 | 0 | 0 | -6.6845 | -6.6845 | 3039.2208 | 22733.3718 |  | 0
1942-05-08 | 0 | 0 | 0 | 0 | -6.6845 | -6.6845 | 3032.5363 | 22683.3717 |  | 0
1942-05-09 | 0 | 0 | 0 | 0 | -6.6845 | -6.6845 | 3025.8518 | 22633.3716 |  | 0
1942-05-10 | 0 | 0 | 0 | 0 | -6.6845 | -6.6845 | 3019.1673 | 22583.3716 |  | 0
1942-05-11 | 0 | 0 | 0 | 0 | -6.6845 | -6.6845 | 3012.4828 | 22533.3715 |  | 0
1942-05-12 | 0 | 0 | 0 | 0 | -6.6845 | -6.6845 | 3005.7983 | 22483.3715 |  | 0
1942-05-13 | 0 | 0 | 0 | 0 | -6.6845 | -6.6845 | 2999.1138 | 22433.3714 |  | 0
1942-05-14 | 0 | 0 | 0 | 0 | -6.6845 | -6.6845 | 2992.4293 | 22383.3713 |  | 0
1942-05-15 | 0 | 0 | 0 | 0 | -6.6845 | -6.6845 | 2985.7448 | 22333.3713 |  | 0
1942-05-16 | 0 | 0 | 0 | 0 | -6.6845 | -6.6845 | 2979.0603 | 22283.3712 |  | 0
1942-05-17 | 0 | 0 | 0 | 0 | -6.6845 | -6.6845 | 2972.3758 | 22233.3712 |  | 0
1942-05-18 | 0 | 0 | 0 | 0 | -6.6845 | -6.6845 | 2965.6913 | 22183.3711 |  | 0
1942-05-19 | 0 | 0 | 0 | 0 | -6.6845 | -6.6845 | 2959.0068 | 22133.371 |  | 0
1942-05-20 | 0 | 0 | 0 | 0 | -6.6845 | -6.6845 | 2952.3223 | 22083.371 |  | 0
1942-05-21 | 0 | 0 | 0 | 0 | -6.6845 | -6.6845 | 2945.6378 | 22033.3709 |  | 0
1942-05-22 | 0.013333 | 33.5371 | 3.6551 | 3.6551 | 23.1975 | 23.1975 | 2968.8353 | 22206.8881 |  | 0
1942-05-23 | 0.015 | 37.7292 | 3.6551 | 3.6551 | 27.3896 | 27.3896 | 2996.2249 | 22411.7625 |  | 0
1942-05-24 | 0 | 0 | 0 | 0 | -6.6845 | -6.6845 | 2989.5404 | 22361.7624 |  | 0
1942-05-25 | 0 | 0 | 0 | 0 | -6.6845 | -6.6845 | 2982.8559 | 22311.7624 |  | 0
1942-05-26 | 0.0033333 | 8.3843 | 3.6551 | 3.6551 | -1.9553 | -1.9553 | 2980.9006 | 22297.1366 |  | 0
1942-05-27 | 0 | 0 | 0 | 0 | -6.6845 | -6.6845 | 2974.2161 | 22247.1366 |  | 0
1942-05-28 | 0 | 0 | 0 | 0 | -6.6845 | -6.6845 | 2967.5316 | 22197.1365 |  | 0
1942-05-29 | 0 | 0 | 0 | 0 | -6.6845 | -6.6845 | 2960.8471 | 22147.1364 |  | 0
1942-05-30 | 0 | 0 | 0 | 0 | -6.6845 | -6.6845 | 2954.1626 | 22097.1364 |  | 0
1942-05-31 | 0 | 0 | 0 | 0 | -6.6845 | -6.6845 | 2947.4781 | 22047.1363 |  | 0
1942-06-01 | 0 | 0 | 0 | 0 | -6.6845 | -6.6845 | 2940.7936 | 21997.1363 |  | 0
1942-06-02 | 0 | 0 | 0 | 0 | -6.6845 | -6.6845 | 2934.1091 | 21947.1362 |  | 0
1942-06-03 | 0 | 0 | 0 | 0 | -6.6845 | -6.6845 | 2927.4246 | 21897.1361 |  | 0
1942-06-04 | 0.0025 | 6.2882 | 3.6551 | 3.6551 | -4.0514 | -4.0514 | 2923.3732 | 21866.8318 |  | 0
1942-06-05 | 0.01 | 25.1528 | 3.6551 | 3.6551 | 14.8132 | 14.8132 | 2938.1865 | 21977.6347 |  | 0
1942-06-06 | 0 | 0 | 0 | 0 | -6.6845 | -6.6845 | 2931.502 | 21927.6346 |  | 0
1942-06-07 | 0 | 0 | 0 | 0 | -6.6845 | -6.6845 | 2924.8175 | 21877.6346 |  | 0
1942-06-08 | 0.019167 | 48.2095 | 3.6551 | 3.6551 | 37.87 | 37.87 | 2962.6874 | 22160.9018 |  | 0
1942-06-09 | 0.00083333 | 2.0961 | 3.6551 | 2.0961 | -6.6845 | -6.6845 | 2956.0029 | 22110.9018 |  | 0
1942-06-10 | 0 | 0 | 0 | 0 | -6.6845 | -6.6845 | 2949.3184 | 22060.9017 |  | 0
1942-06-11 | 0 | 0 | 0 | 0 | -6.6845 | -6.6845 | 2942.6339 | 22010.9016 |  | 0
1942-06-12 | 0 | 0 | 0 | 0 | -6.6845 | -6.6845 | 2935.9494 | 21960.9016 |  | 0
1942-06-13 | 0 | 0 | 0 | 0 | -6.6845 | -6.6845 | 2929.2649 | 21910.9015 |  | 0
1942-06-14 | 0 | 0 | 0 | 0 | -6.6845 | -6.6845 | 2922.5804 | 21860.9015 |  | 0
1942-06-15 | 0.01 | 25.1528 | 3.6551 | 3.6551 | 14.8132 | 14.8132 | 2937.3936 | 21971.7043 |  | 0
1942-06-16 | 0 | 0 | 0 | 0 | -6.6845 | -6.6845 | 2930.7091 | 21921.7043 |  | 0
1942-06-17 | 0 | 0 | 0 | 0 | -6.6845 | -6.6845 | 2924.0246 | 21871.7042 |  | 0
1942-06-18 | 0 | 0 | 0 | 0 | -6.6845 | -6.6845 | 2917.3401 | 21821.7042 |  | 0
1942-06-19 | 0 | 0 | 0 | 0 | -6.6845 | -6.6845 | 2910.6556 | 21771.7041 |  | 0
1942-06-20 | 0 | 0 | 0 | 0 | -6.6845 | -6.6845 | 2903.9711 | 21721.704 |  | 0
1942-06-21 | 0 | 0 | 0 | 0 | -6.6845 | -6.6845 | 2897.2866 | 21671.704 |  | 0
1942-06-22 | 0 | 0 | 0 | 0 | -6.6845 | -6.6845 | 2890.6021 | 21621.7039 |  | 0
1942-06-23 | 0 | 0 | 0 | 0 | -6.6845 | -6.6845 | 2883.9176 | 21571.7039 |  | 0
1942-06-24 | 0 | 0 | 0 | 0 | -6.6845 | -6.6845 | 2877.2331 | 21521.7038 |  | 0
1942-06-25 | 0 | 0 | 0 | 0 | -6.6845 | -6.6845 | 2870.5486 | 21471.7037 |  | 0
1942-06-26 | 0.0083333 | 20.9607 | 3.6551 | 3.6551 | 10.6211 | 10.6211 | 2881.1697 | 21551.1495 |  | 0
1942-06-27 | 0 | 0 | 0 | 0 | -6.6845 | -6.6845 | 2874.4852 | 21501.1494 |  | 0
1942-06-28 | 0.0033333 | 8.3843 | 3.6551 | 3.6551 | -1.9553 | -1.9553 | 2872.5299 | 21486.5237 |  | 0
1942-06-29 | 0 | 0 | 0 | 0 | -6.6845 | -6.6845 | 2865.8454 | 21436.5236 |  | 0
1942-06-30 | 0 | 0 | 0 | 0 | -6.6845 | -6.6845 | 2859.1609 | 21386.5235 |  | 0
1942-07-01 | 0 | 0 | 0 | 0 | -6.6845 | -6.6845 | 2852.4764 | 21336.5235 |  | 0
1942-07-02 | 0.043333 | 108.9955 | 3.6551 | 3.6551 | 98.6559 | 98.6559 | 2951.1323 | 22074.4695 |  | 0
1942-07-03 | 0 | 0 | 0 | 0 | -6.6845 | -6.6845 | 2944.4478 | 22024.4695 |  | 0
1942-07-04 | 0 | 0 | 0 | 0 | -6.6845 | -6.6845 | 2937.7633 | 21974.4694 |  | 0
1942-07-05 | 0 | 0 | 0 | 0 | -6.6845 | -6.6845 | 2931.0788 | 21924.4693 |  | 0
1942-07-06 | 0 | 0 | 0 | 0 | -6.6845 | -6.6845 | 2924.3943 | 21874.4693 |  | 0
1942-07-07 | 0 | 0 | 0 | 0 | -6.6845 | -6.6845 | 2917.7098 | 21824.4692 |  | 0
1942-07-08 | 0 | 0 | 0 | 0 | -6.6845 | -6.6845 | 2911.0253 | 21774.4692 |  | 0
1942-07-09 | 0 | 0 | 0 | 0 | -6.6845 | -6.6845 | 2904.3408 | 21724.4691 |  | 0
1942-07-10 | 0.031667 | 79.6505 | 3.6551 | 3.6551 | 69.311 | 69.311 | 2973.6517 | 22242.915 |  | 0
1942-07-11 | 0 | 0 | 0 | 0 | -6.6845 | -6.6845 | 2966.9672 | 22192.915 |  | 0
1942-07-12 | 0 | 0 | 0 | 0 | -6.6845 | -6.6845 | 2960.2827 | 22142.9149 |  | 0
1942-07-13 | 0 | 0 | 0 | 0 | -6.6845 | -6.6845 | 2953.5982 | 22092.9148 |  | 0
1942-07-14 | 0.045833 | 115.2837 | 3.6551 | 3.6551 | 104.9441 | 104.9441 | 3058.5423 | 22877.8966 |  | 0
1942-07-15 | 0 | 0 | 0 | 0 | -6.6845 | -6.6845 | 3051.8578 | 22827.8966 |  | 0
1942-07-16 | 0 | 0 | 0 | 0 | -6.6845 | -6.6845 | 3045.1733 | 22777.8965 |  | 0
1942-07-17 | 0 | 0 | 0 | 0 | -6.6845 | -6.6845 | 3038.4888 | 22727.8964 |  | 0
1942-07-18 | 0.011667 | 29.3449 | 3.6551 | 3.6551 | 19.0054 | 19.0054 | 3057.4942 | 22870.0565 |  | 0
1942-07-19 | 0.064167 | 161.3971 | 3.6551 | 3.6551 | 151.0576 | 151.0576 | 3208.5517 | 23999.967 |  | 0
1942-07-20 | 0 | 0 | 0 | 0 | -6.6845 | -6.6845 | 3201.8672 | 23949.9669 |  | 0
1942-07-21 | 0 | 0 | 0 | 0 | -6.6845 | -6.6845 | 3195.1827 | 23899.9669 |  | 0
1942-07-22 | 0 | 0 | 0 | 0 | -6.6845 | -6.6845 | 3188.4982 | 23849.9668 |  | 0
1942-07-23 | 0 | 0 | 0 | 0 | -6.6845 | -6.6845 | 3181.8137 | 23799.9667 |  | 0
1942-07-24 | 0 | 0 | 0 | 0 | -6.6845 | -6.6845 | 3175.1292 | 23749.9667 |  | 0
1942-07-25 | 0 | 0 | 0 | 0 | -6.6845 | -6.6845 | 3168.4447 | 23699.9666 |  | 0
1942-07-26 | 0 | 0 | 0 | 0 | -6.6845 | -6.6845 | 3161.7602 | 23649.9666 |  | 0
1942-07-27 | 0 | 0 | 0 | 0 | -6.6845 | -6.6845 | 3155.0757 | 23599.9665 |  | 0
1942-07-28 | 0 | 0 | 0 | 0 | -6.6845 | -6.6845 | 3148.3912 | 23549.9664 |  | 0
1942-07-29 | 0 | 0 | 0 | 0 | -6.6845 | -6.6845 | 3141.7067 | 23499.9664 |  | 0
1942-07-30 | 0 | 0 | 0 | 0 | -6.6845 | -6.6845 | 3135.0222 | 23449.9663 |  | 0
1942-07-31 | 0 | 0 | 0 | 0 | -6.6845 | -6.6845 | 3128.3377 | 23399.9663 |  | 0
1942-08-01 | 0 | 0 | 0 | 0 | -6.6845 | -6.6845 | 3121.6532 | 23349.9662 |  | 0
1942-08-02 | 0 | 0 | 0 | 0 | -6.6845 | -6.6845 | 3114.9687 | 23299.9661 |  | 0
1942-08-03 | 0.041667 | 104.8033 | 3.6551 | 3.6551 | 94.4638 | 94.4638 | 3209.4325 | 24006.555 |  | 0
1942-08-04 | 0 | 0 | 0 | 0 | -6.6845 | -6.6845 | 3202.748 | 23956.5549 |  | 0
1942-08-05 | 0 | 0 | 0 | 0 | -6.6845 | -6.6845 | 3196.0635 | 23906.5549 |  | 0
1942-08-06 | 0 | 0 | 0 | 0 | -6.6845 | -6.6845 | 3189.379 | 23856.5548 |  | 0
1942-08-07 | 0 | 0 | 0 | 0 | -6.6845 | -6.6845 | 3182.6945 | 23806.5548 |  | 0
1942-08-08 | 0 | 0 | 0 | 0 | -6.6845 | -6.6845 | 3176.01 | 23756.5547 |  | 0
1942-08-09 | 0.029167 | 73.3623 | 3.6551 | 3.6551 | 63.0228 | 63.0228 | 3239.0327 | 24227.9649 |  | 0
1942-08-10 | 0 | 0 | 0 | 0 | -6.6845 | -6.6845 | 3232.3482 | 24177.9648 |  | 0
1942-08-11 | 0 | 0 | 0 | 0 | -6.6845 | -6.6845 | 3225.6637 | 24127.9648 |  | 0
1942-08-12 | 0 | 0 | 0 | 0 | -6.6845 | -6.6845 | 3218.9792 | 24077.9647 |  | 0
1942-08-13 | 0 | 0 | 0 | 0 | -6.6845 | -6.6845 | 3212.2947 | 24027.9647 |  | 0
1942-08-14 | 0 | 0 | 0 | 0 | -6.6845 | -6.6845 | 3205.6102 | 23977.9646 |  | 0
1942-08-15 | 0.0125 | 31.441 | 3.6551 | 3.6551 | 21.1014 | 21.1014 | 3226.7117 | 24135.8032 |  | 0
1942-08-16 | 0 | 0 | 0 | 0 | -6.6845 | -6.6845 | 3220.0272 | 24085.8032 |  | 0
1942-08-17 | 0 | 0 | 0 | 0 | -6.6845 | -6.6845 | 3213.3427 | 24035.8031 |  | 0
1942-08-18 | 0 | 0 | 0 | 0 | -6.6845 | -6.6845 | 3206.6582 | 23985.803 |  | 0
1942-08-19 | 0.0033333 | 8.3843 | 3.6551 | 3.6551 | -1.9553 | -1.9553 | 3204.7028 | 23971.1773 |  | 0
1942-08-20 | 0.058333 | 146.7247 | 3.6551 | 3.6551 | 136.3851 | 136.3851 | 3341.0879 | 24991.3377 |  | 0
1942-08-21 | 0.075 | 188.646 | 3.6551 | 3.6551 | 178.3064 | 178.3064 | 3519.3944 | 26325.0698 |  | 0
1942-08-22 | 0 | 0 | 0 | 0 | -6.6845 | -6.6845 | 3512.7099 | 26275.0697 |  | 0
1942-08-23 | 0 | 0 | 0 | 0 | -6.6845 | -6.6845 | 3506.0254 | 26225.0696 |  | 0
1942-08-24 | 0.0083333 | 20.9607 | 3.6551 | 3.6551 | 10.6211 | 10.6211 | 3516.6464 | 26304.5154 |  | 0
1942-08-25 | 0.019167 | 48.2095 | 3.6551 | 3.6551 | 37.87 | 37.87 | 3554.5164 | 26587.7826 |  | 0
1942-08-26 | 0 | 0 | 0 | 0 | -6.6845 | -6.6845 | 3547.8319 | 26537.7826 |  | 0
1942-08-27 | 0.016667 | 41.9213 | 3.6551 | 3.6551 | 31.5818 | 31.5818 | 3579.4136 | 26774.0141 |  | 0
1942-08-28 | 0 | 0 | 0 | 0 | -6.6845 | -6.6845 | 3572.7291 | 26724.014 |  | 0
1942-08-29 | 0.013333 | 33.5371 | 3.6551 | 3.6551 | 23.1975 | 23.1975 | 3595.9266 | 26897.5312 |  | 0
1942-08-30 | 0 | 0 | 0 | 0 | -6.6845 | -6.6845 | 3589.2421 | 26847.5311 |  | 0
1942-08-31 | 0 | 0 | 0 | 0 | -6.6845 | -6.6845 | 3582.5576 | 26797.5311 |  | 0
1942-09-01 | 0 | 0 | 0 | 0 | -6.6845 | -6.6845 | 3575.8731 | 26747.531 |  | 0
1942-09-02 | 0 | 0 | 0 | 0 | -6.6845 | -6.6845 | 3569.1886 | 26697.531 |  | 0
1942-09-03 | 0 | 0 | 0 | 0 | -6.6845 | -6.6845 | 3562.5041 | 26647.5309 |  | 0
1942-09-04 | 0 | 0 | 0 | 0 | -6.6845 | -6.6845 | 3555.8196 | 26597.5308 |  | 0
1942-09-05 | 0.010833 | 27.2489 | 3.6551 | 3.6551 | 16.9093 | 16.9093 | 3572.7289 | 26724.0123 |  | 0
1942-09-06 | 0 | 0 | 0 | 0 | -6.6845 | -6.6845 | 3566.0444 | 26674.0123 |  | 0
1942-09-07 | 0.096667 | 243.1437 | 3.6551 | 3.6551 | 232.8042 | 232.8042 | 3798.8486 | 28415.3873 |  | 0
1942-09-08 | 0 | 0 | 0 | 0 | -6.6845 | -6.6845 | 3792.1641 | 28365.3873 |  | 0
1942-09-09 | 0 | 0 | 0 | 0 | -6.6845 | -6.6845 | 3785.4796 | 28315.3872 |  | 0
1942-09-10 | 0 | 0 | 0 | 0 | -6.6845 | -6.6845 | 3778.7951 | 28265.3871 |  | 0
1942-09-11 | 0 | 0 | 0 | 0 | -6.6845 | -6.6845 | 3772.1106 | 28215.3871 |  | 0
1942-09-12 | 0 | 0 | 0 | 0 | -6.6845 | -6.6845 | 3765.4261 | 28165.387 |  | 0
1942-09-13 | 0 | 0 | 0 | 0 | -6.6845 | -6.6845 | 3758.7416 | 28115.387 |  | 0
1942-09-14 | 0 | 0 | 0 | 0 | -6.6845 | -6.6845 | 3752.0571 | 28065.3869 |  | 0
1942-09-15 | 0 | 0 | 0 | 0 | -6.6845 | -6.6845 | 3745.3726 | 28015.3868 |  | 0
1942-09-16 | 0 | 0 | 0 | 0 | -6.6845 | -6.6845 | 3738.6881 | 27965.3868 |  | 0
1942-09-17 | 0 | 0 | 0 | 0 | -6.6845 | -6.6845 | 3732.0036 | 27915.3867 |  | 0
1942-09-18 | 0 | 0 | 0 | 0 | -6.6845 | -6.6845 | 3725.3191 | 27865.3867 |  | 0
1942-09-19 | 0 | 0 | 0 | 0 | -6.6845 | -6.6845 | 3718.6346 | 27815.3866 |  | 0
1942-09-20 | 0 | 0 | 0 | 0 | -6.6845 | -6.6845 | 3711.9501 | 27765.3865 |  | 0
1942-09-21 | 0 | 0 | 0 | 0 | -6.6845 | -6.6845 | 3705.2656 | 27715.3865 |  | 0
1942-09-22 | 0.02 | 50.3056 | 3.6551 | 3.6551 | 39.966 | 39.966 | 3745.2316 | 28014.3323 |  | 0
1942-09-23 | 0.056667 | 142.5325 | 3.6551 | 3.6551 | 132.193 | 132.193 | 3877.4245 | 29003.1356 |  | 0
1942-09-24 | 0 | 0 | 0 | 0 | -6.6845 | -6.6845 | 3870.74 | 28953.1355 |  | 0
1942-09-25 | 0 | 0 | 0 | 0 | -6.6845 | -6.6845 | 3864.0555 | 28903.1355 |  | 0
1942-09-26 | 0 | 0 | 0 | 0 | -6.6845 | -6.6845 | 3857.371 | 28853.1354 |  | 0
1942-09-27 | 0 | 0 | 0 | 0 | -6.6845 | -6.6845 | 3850.6865 | 28803.1354 |  | 0
1942-09-28 | 0 | 0 | 0 | 0 | -6.6845 | -6.6845 | 3844.002 | 28753.1353 |  | 0
1942-09-29 | 0 | 0 | 0 | 0 | -6.6845 | -6.6845 | 3837.3175 | 28703.1352 |  | 0
1942-09-30 | 0 | 0 | 0 | 0 | -6.6845 | -6.6845 | 3830.633 | 28653.1352 |  | 0
1942-10-01 | 0 | 0 | 0 | 0 | -6.6845 | -6.6845 | 3823.9485 | 28603.1351 |  | 0
1942-10-02 | 0 | 0 | 0 | 0 | -6.6845 | -6.6845 | 3817.264 | 28553.1351 |  | 0
1942-10-03 | 0 | 0 | 0 | 0 | -6.6845 | -6.6845 | 3810.5795 | 28503.135 |  | 0
1942-10-04 | 0 | 0 | 0 | 0 | -6.6845 | -6.6845 | 3803.895 | 28453.1349 |  | 0
1942-10-05 | 0 | 0 | 0 | 0 | -6.6845 | -6.6845 | 3797.2105 | 28403.1349 |  | 0
1942-10-06 | 0 | 0 | 0 | 0 | -6.6845 | -6.6845 | 3790.526 | 28353.1348 |  | 0
1942-10-07 | 0 | 0 | 0 | 0 | -6.6845 | -6.6845 | 3783.8415 | 28303.1348 |  | 0
1942-10-08 | 0 | 0 | 0 | 0 | -6.6845 | -6.6845 | 3777.157 | 28253.1347 |  | 0
1942-10-09 | 0 | 0 | 0 | 0 | -6.6845 | -6.6845 | 3770.4725 | 28203.1346 |  | 0
1942-10-10 | 0 | 0 | 0 | 0 | -6.6845 | -6.6845 | 3763.788 | 28153.1346 |  | 0
1942-10-11 | 0 | 0 | 0 | 0 | -6.6845 | -6.6845 | 3757.1035 | 28103.1345 |  | 0
1942-10-12 | 0.043333 | 108.9955 | 3.6551 | 3.6551 | 98.6559 | 98.6559 | 3855.7594 | 28841.0805 |  | 0
1942-10-13 | 0 | 0 | 0 | 0 | -6.6845 | -6.6845 | 3849.0749 | 28791.0805 |  | 0
1942-10-14 | 0 | 0 | 0 | 0 | -6.6845 | -6.6845 | 3842.3904 | 28741.0804 |  | 0
1942-10-15 | 0 | 0 | 0 | 0 | -6.6845 | -6.6845 | 3835.7059 | 28691.0804 |  | 0
1942-10-16 | 0 | 0 | 0 | 0 | -6.6845 | -6.6845 | 3829.0214 | 28641.0803 |  | 0
1942-10-17 | 0 | 0 | 0 | 0 | -6.6845 | -6.6845 | 3822.3369 | 28591.0802 |  | 0
1942-10-18 | 0.0525 | 132.0522 | 3.6551 | 3.6551 | 121.7126 | 121.7126 | 3944.0496 | 29501.4906 |  | 0
1942-10-19 | 0 | 0 | 0 | 0 | -6.6845 | -6.6845 | 3937.3651 | 29451.4906 |  | 0
1942-10-20 | 0.035833 | 90.1309 | 3.6551 | 3.6551 | 79.7913 | 79.7913 | 4003.7455 | 29948.0163 |  | 6.7263
1942-10-21 | 0 | 0 | 0 | 0 | -6.6845 | -6.6845 | 3997.061 | 29898.0163 |  | 0
1942-10-22 | 0 | 0 | 0 | 0 | -6.6845 | -6.6845 | 3990.3765 | 29848.0162 |  | 0
1942-10-23 | 0 | 0 | 0 | 0 | -6.6845 | -6.6845 | 3983.692 | 29798.0162 |  | 0
1942-10-24 | 0 | 0 | 0 | 0 | -6.6845 | -6.6845 | 3977.0075 | 29748.0161 |  | 0
1942-10-25 | 0 | 0 | 0 | 0 | -6.6845 | -6.6845 | 3970.323 | 29698.016 |  | 0
1942-10-26 | 0 | 0 | 0 | 0 | -6.6845 | -6.6845 | 3963.6385 | 29648.016 |  | 0
1942-10-27 | 0 | 0 | 0 | 0 | -6.6845 | -6.6845 | 3956.954 | 29598.0159 |  | 0
1942-10-28 | 0 | 0 | 0 | 0 | -6.6845 | -6.6845 | 3950.2695 | 29548.0159 |  | 0
1942-10-29 | 0 | 0 | 0 | 0 | -6.6845 | -6.6845 | 3943.585 | 29498.0158 |  | 0
1942-10-30 | 0 | 0 | 0 | 0 | -6.6845 | -6.6845 | 3936.9005 | 29448.0157 |  | 0
1942-10-31 | 0 | 0 | 0 | 0 | -6.6845 | -6.6845 | 3930.216 | 29398.0157 |  | 0
1943-08-01 | 0 | 0 | 0 | 0 | -6.6845 | -6.6845 | 3923.5315 | 29348.0156 |  | 0
1943-08-02 | 0 | 0 | 0 | 0 | -6.6845 | -6.6845 | 3916.847 | 29298.0156 |  | 0
1943-08-03 | 0 | 0 | 0 | 0 | -6.6845 | -6.6845 | 3910.1625 | 29248.0155 |  | 0
1943-08-04 | 0.0033333 | 8.3843 | 3.6551 | 3.6551 | -1.9553 | -1.9553 | 3908.2072 | 29233.3898 |  | 0
1943-08-05 | 0 | 0 | 0 | 0 | -6.6845 | -6.6845 | 3901.5227 | 29183.3897 |  | 0
1943-08-06 | 0 | 0 | 0 | 0 | -6.6845 | -6.6845 | 3894.8382 | 29133.3896 |  | 0
1943-08-07 | 0 | 0 | 0 | 0 | -6.6845 | -6.6845 | 3888.1537 | 29083.3896 |  | 0
1943-08-08 | 0 | 0 | 0 | 0 | -6.6845 | -6.6845 | 3881.4692 | 29033.3895 |  | 0
1943-08-09 | 0 | 0 | 0 | 0 | -6.6845 | -6.6845 | 3874.7847 | 28983.3895 |  | 0
1943-08-10 | 0 | 0 | 0 | 0 | -6.6845 | -6.6845 | 3868.1002 | 28933.3894 |  | 0
1943-08-11 | 0 | 0 | 0 | 0 | -6.6845 | -6.6845 | 3861.4157 | 28883.3893 |  | 0
1943-08-12 | 0 | 0 | 0 | 0 | -6.6845 | -6.6845 | 3854.7312 | 28833.3893 |  | 0
1943-08-13 | 0.033333 | 83.8427 | 3.6551 | 3.6551 | 73.5031 | 73.5031 | 3928.2343 | 29383.1924 |  | 0
1943-08-14 | 0 | 0 | 0 | 0 | -6.6845 | -6.6845 | 3921.5498 | 29333.1923 |  | 0
1943-08-15 | 0 | 0 | 0 | 0 | -6.6845 | -6.6845 | 3914.8653 | 29283.1922 |  | 0
1943-08-16 | 0 | 0 | 0 | 0 | -6.6845 | -6.6845 | 3908.1808 | 29233.1922 |  | 0
1943-08-17 | 0 | 0 | 0 | 0 | -6.6845 | -6.6845 | 3901.4963 | 29183.1921 |  | 0
1943-08-18 | 0 | 0 | 0 | 0 | -6.6845 | -6.6845 | 3894.8118 | 29133.1921 |  | 0
1943-08-19 | 0 | 0 | 0 | 0 | -6.6845 | -6.6845 | 3888.1273 | 29083.192 |  | 0
1943-08-20 | 0.0041667 | 10.4803 | 3.6551 | 3.6551 | 0.14075 | 0.14075 | 3888.268 | 29084.2448 |  | 0
1943-08-21 | 0.00083333 | 2.0961 | 3.6551 | 2.0961 | -6.6845 | -6.6845 | 3881.5835 | 29034.2448 |  | 0
1943-08-22 | 0 | 0 | 0 | 0 | -6.6845 | -6.6845 | 3874.899 | 28984.2447 |  | 0
1943-08-23 | 0 | 0 | 0 | 0 | -6.6845 | -6.6845 | 3868.2145 | 28934.2447 |  | 0
1943-08-24 | 0 | 0 | 0 | 0 | -6.6845 | -6.6845 | 3861.53 | 28884.2446 |  | 0
1943-08-25 | 0 | 0 | 0 | 0 | -6.6845 | -6.6845 | 3854.8455 | 28834.2445 |  | 0
1943-08-26 | 0.0041667 | 10.4803 | 3.6551 | 3.6551 | 0.14075 | 0.14075 | 3854.9863 | 28835.2974 |  | 0
1943-08-27 | 0 | 0 | 0 | 0 | -6.6845 | -6.6845 | 3848.3018 | 28785.2973 |  | 0
1943-08-28 | 0 | 0 | 0 | 0 | -6.6845 | -6.6845 | 3841.6173 | 28735.2972 |  | 0
1943-08-29 | 0 | 0 | 0 | 0 | -6.6845 | -6.6845 | 3834.9328 | 28685.2972 |  | 0
1943-08-30 | 0 | 0 | 0 | 0 | -6.6845 | -6.6845 | 3828.2483 | 28635.2971 |  | 0
1943-08-31 | 0.084167 | 211.7027 | 3.6551 | 3.6551 | 201.3632 | 201.3632 | 4003.7455 | 29948.0163 |  | 19.1814
1943-09-01 | 0.0016667 | 4.1921 | 3.6551 | 3.6551 | -6.1474 | -6.1474 | 3997.5981 | 29902.0334 |  | 0
1943-09-02 | 0.011667 | 29.3449 | 3.6551 | 3.6551 | 19.0054 | 19.0054 | 4003.7455 | 29948.0163 |  | 6.1734
1943-09-03 | 0.014167 | 35.6331 | 3.6551 | 3.6551 | 25.2936 | 25.2936 | 4003.7455 | 29948.0163 |  | 18.6091
1943-09-04 | 0 | 0 | 0 | 0 | -6.6845 | -6.6845 | 3997.061 | 29898.0163 |  | 0
1943-09-05 | 0 | 0 | 0 | 0 | -6.6845 | -6.6845 | 3990.3765 | 29848.0162 |  | 0
1943-09-06 | 0 | 0 | 0 | 0 | -6.6845 | -6.6845 | 3983.692 | 29798.0162 |  | 0
1943-09-07 | 0 | 0 | 0 | 0 | -6.6845 | -6.6845 | 3977.0075 | 29748.0161 |  | 0
1943-09-08 | 0 | 0 | 0 | 0 | -6.6845 | -6.6845 | 3970.323 | 29698.016 |  | 0
1943-09-09 | 0 | 0 | 0 | 0 | -6.6845 | -6.6845 | 3963.6385 | 29648.016 |  | 0
1943-09-10 | 0 | 0 | 0 | 0 | -6.6845 | -6.6845 | 3956.954 | 29598.0159 |  | 0
1943-09-11 | 0 | 0 | 0 | 0 | -6.6845 | -6.6845 | 3950.2695 | 29548.0159 |  | 0
1943-09-12 | 0 | 0 | 0 | 0 | -6.6845 | -6.6845 | 3943.585 | 29498.0158 |  | 0
1943-09-13 | 0 | 0 | 0 | 0 | -6.6845 | -6.6845 | 3936.9005 | 29448.0157 |  | 0
1943-09-14 | 0 | 0 | 0 | 0 | -6.6845 | -6.6845 | 3930.216 | 29398.0157 |  | 0
1943-09-15 | 0 | 0 | 0 | 0 | -6.6845 | -6.6845 | 3923.5315 | 29348.0156 |  | 0
1943-09-16 | 0 | 0 | 0 | 0 | -6.6845 | -6.6845 | 3916.847 | 29298.0156 |  | 0
1943-09-17 | 0 | 0 | 0 | 0 | -6.6845 | -6.6845 | 3910.1625 | 29248.0155 |  | 0
1943-09-18 | 0 | 0 | 0 | 0 | -6.6845 | -6.6845 | 3903.478 | 29198.0154 |  | 0
1943-09-19 | 0 | 0 | 0 | 0 | -6.6845 | -6.6845 | 3896.7935 | 29148.0154 |  | 0
1943-09-20 | 0 | 0 | 0 | 0 | -6.6845 | -6.6845 | 3890.109 | 29098.0153 |  | 0
1943-09-21 | 0 | 0 | 0 | 0 | -6.6845 | -6.6845 | 3883.4245 | 29048.0153 |  | 0
1943-09-22 | 0 | 0 | 0 | 0 | -6.6845 | -6.6845 | 3876.74 | 28998.0152 |  | 0
1943-09-23 | 0.025 | 62.882 | 3.6551 | 3.6551 | 52.5424 | 52.5424 | 3929.2824 | 29391.0325 |  | 0
1943-09-24 | 0.125 | 314.41 | 3.6551 | 3.6551 | 304.0704 | 304.0704 | 4003.7455 | 29948.0163 |  | 222.9228
1943-09-25 | 0.016667 | 41.9213 | 3.6551 | 3.6551 | 31.5818 | 31.5818 | 4003.7455 | 29948.0163 |  | 24.8973
1943-09-26 | 0.0083333 | 20.9607 | 3.6551 | 3.6551 | 10.6211 | 10.6211 | 4003.7455 | 29948.0163 |  | 3.9366
1943-09-27 | 0 | 0 | 0 | 0 | -6.6845 | -6.6845 | 3997.061 | 29898.0163 |  | 0
1943-09-28 | 0 | 0 | 0 | 0 | -6.6845 | -6.6845 | 3990.3765 | 29848.0162 |  | 0
1943-09-29 | 0 | 0 | 0 | 0 | -6.6845 | -6.6845 | 3983.692 | 29798.0162 |  | 0
1943-09-30 | 0 | 0 | 0 | 0 | -6.6845 | -6.6845 | 3977.0075 | 29748.0161 |  | 0
1943-10-01 | 0.0033333 | 8.3843 | 3.6551 | 3.6551 | -1.9553 | -1.9553 | 3975.0522 | 29733.3904 |  | 0
1943-10-02 | 0.0041667 | 10.4803 | 3.6551 | 3.6551 | 0.14075 | 0.14075 | 3975.1929 | 29734.4432 |  | 0
1943-10-03 | 0.0066667 | 16.7685 | 3.6551 | 3.6551 | 6.429 | 6.429 | 3981.6219 | 29782.5318 |  | 0
1943-10-04 | 0 | 0 | 0 | 0 | -6.6845 | -6.6845 | 3974.9374 | 29732.5317 |  | 0
1943-10-05 | 0 | 0 | 0 | 0 | -6.6845 | -6.6845 | 3968.2529 | 29682.5316 |  | 0
1943-10-06 | 0 | 0 | 0 | 0 | -6.6845 | -6.6845 | 3961.5684 | 29632.5316 |  | 0
1943-10-07 | 0 | 0 | 0 | 0 | -6.6845 | -6.6845 | 3954.8839 | 29582.5315 |  | 0
1943-10-08 | 0 | 0 | 0 | 0 | -6.6845 | -6.6845 | 3948.1994 | 29532.5315 |  | 0
1943-10-09 | 0 | 0 | 0 | 0 | -6.6845 | -6.6845 | 3941.5149 | 29482.5314 |  | 0
1943-10-10 | 0 | 0 | 0 | 0 | -6.6845 | -6.6845 | 3934.8304 | 29432.5313 |  | 0
1943-10-11 | 0 | 0 | 0 | 0 | -6.6845 | -6.6845 | 3928.1459 | 29382.5313 |  | 0
1943-10-12 | 0 | 0 | 0 | 0 | -6.6845 | -6.6845 | 3921.4614 | 29332.5312 |  | 0
1943-10-13 | 0 | 0 | 0 | 0 | -6.6845 | -6.6845 | 3914.7769 | 29282.5312 |  | 0
1943-10-14 | 0 | 0 | 0 | 0 | -6.6845 | -6.6845 | 3908.0924 | 29232.5311 |  | 0
1943-10-15 | 0 | 0 | 0 | 0 | -6.6845 | -6.6845 | 3901.4079 | 29182.531 |  | 0
1943-10-16 | 0 | 0 | 0 | 0 | -6.6845 | -6.6845 | 3894.7234 | 29132.531 |  | 0
1943-10-17 | 0 | 0 | 0 | 0 | -6.6845 | -6.6845 | 3888.0389 | 29082.5309 |  | 0
1943-10-18 | 0 | 0 | 0 | 0 | -6.6845 | -6.6845 | 3881.3544 | 29032.5309 |  | 0
1943-10-19 | 0 | 0 | 0 | 0 | -6.6845 | -6.6845 | 3874.6699 | 28982.5308 |  | 0
1943-10-20 | 0 | 0 | 0 | 0 | -6.6845 | -6.6845 | 3867.9854 | 28932.5307 |  | 0
1943-10-21 | 0 | 0 | 0 | 0 | -6.6845 | -6.6845 | 3861.3009 | 28882.5307 |  | 0
1943-10-22 | 0 | 0 | 0 | 0 | -6.6845 | -6.6845 | 3854.6164 | 28832.5306 |  | 0
1943-10-23 | 0 | 0 | 0 | 0 | -6.6845 | -6.6845 | 3847.9319 | 28782.5306 |  | 0
1943-10-24 | 0 | 0 | 0 | 0 | -6.6845 | -6.6845 | 3841.2474 | 28732.5305 |  | 0
1943-10-25 | 0 | 0 | 0 | 0 | -6.6845 | -6.6845 | 3834.5629 | 28682.5304 |  | 0
1943-10-26 | 0 | 0 | 0 | 0 | -6.6845 | -6.6845 | 3827.8784 | 28632.5304 |  | 0
1943-10-27 | 0 | 0 | 0 | 0 | -6.6845 | -6.6845 | 3821.1939 | 28582.5303 |  | 0
1943-10-28 | 0 | 0 | 0 | 0 | -6.6845 | -6.6845 | 3814.5094 | 28532.5303 |  | 0
1943-10-29 | 0 | 0 | 0 | 0 | -6.6845 | -6.6845 | 3807.8249 | 28482.5302 |  | 0
1943-10-30 | 0 | 0 | 0 | 0 | -6.6845 | -6.6845 | 3801.1404 | 28432.5301 |  | 0
1943-10-31 | 0 | 0 | 0 | 0 | -6.6845 | -6.6845 | 3794.4559 | 28382.5301 |  | 0
1943-11-01 | 0 | 0 | 0 | 0 | -6.6845 | -6.6845 | 3787.7714 | 28332.53 |  | 0
1943-11-02 | 0 | 0 | 0 | 0 | -6.6845 | -6.6845 | 3781.0869 | 28282.53 |  | 0
1943-11-03 | 0.0016667 | 4.1921 | 3.6551 | 3.6551 | -6.1474 | -6.1474 | 3774.9394 | 28236.5471 |  | 0
1943-11-04 | 0 | 0 | 0 | 0 | -6.6845 | -6.6845 | 3768.2549 | 28186.547 |  | 0
1943-11-05 | 0 | 0 | 0 | 0 | -6.6845 | -6.6845 | 3761.5704 | 28136.5469 |  | 0
1943-11-06 | 0 | 0 | 0 | 0 | -6.6845 | -6.6845 | 3754.8859 | 28086.5469 |  | 0
1943-11-07 | 0 | 0 | 0 | 0 | -6.6845 | -6.6845 | 3748.2014 | 28036.5468 |  | 0
1943-11-08 | 0 | 0 | 0 | 0 | -6.6845 | -6.6845 | 3741.5169 | 27986.5468 |  | 0
1943-11-09 | 0 | 0 | 0 | 0 | -6.6845 | -6.6845 | 3734.8324 | 27936.5467 |  | 0
1943-11-10 | 0 | 0 | 0 | 0 | -6.6845 | -6.6845 | 3728.1479 | 27886.5466 |  | 0
1943-11-11 | 0 | 0 | 0 | 0 | -6.6845 | -6.6845 | 3721.4634 | 27836.5466 |  | 0
1943-11-12 | 0 | 0 | 0 | 0 | -6.6845 | -6.6845 | 3714.7789 | 27786.5465 |  | 0
1943-11-13 | 0 | 0 | 0 | 0 | -6.6845 | -6.6845 | 3708.0944 | 27736.5465 |  | 0
1943-11-14 | 0 | 0 | 0 | 0 | -6.6845 | -6.6845 | 3701.4099 | 27686.5464 |  | 0
1943-11-15 | 0 | 0 | 0 | 0 | -6.6845 | -6.6845 | 3694.7254 | 27636.5463 |  | 0
1943-11-16 | 0 | 0 | 0 | 0 | -6.6845 | -6.6845 | 3688.0409 | 27586.5463 |  | 0
1943-11-17 | 0 | 0 | 0 | 0 | -6.6845 | -6.6845 | 3681.3564 | 27536.5462 |  | 0
1943-11-18 | 0 | 0 | 0 | 0 | -6.6845 | -6.6845 | 3674.6719 | 27486.5462 |  | 0
1943-11-19 | 0 | 0 | 0 | 0 | -6.6845 | -6.6845 | 3667.9874 | 27436.5461 |  | 0
1943-11-20 | 0 | 0 | 0 | 0 | -6.6845 | -6.6845 | 3661.3029 | 27386.546 |  | 0
1943-11-21 | 0 | 0 | 0 | 0 | -6.6845 | -6.6845 | 3654.6184 | 27336.546 |  | 0
1943-11-22 | 0 | 0 | 0 | 0 | -6.6845 | -6.6845 | 3647.9339 | 27286.5459 |  | 0
1943-11-23 | 0 | 0 | 0 | 0 | -6.6845 | -6.6845 | 3641.2494 | 27236.5459 |  | 0
1943-11-24 | 0.0083333 | 20.9607 | 3.6551 | 3.6551 | 10.6211 | 10.6211 | 3651.8705 | 27315.9916 |  | 0
1943-11-25 | 0 | 0 | 0 | 0 | -6.6845 | -6.6845 | 3645.186 | 27265.9915 |  | 0
1943-11-26 | 0.029167 | 73.3623 | 3.6551 | 3.6551 | 63.0228 | 63.0228 | 3708.2088 | 27737.4017 |  | 0
1943-11-27 | 0.041667 | 104.8033 | 3.6551 | 3.6551 | 94.4638 | 94.4638 | 3802.6725 | 28443.9906 |  | 0
1943-11-28 | 0 | 0 | 0 | 0 | -6.6845 | -6.6845 | 3795.988 | 28393.9905 |  | 0
1943-11-29 | 0 | 0 | 0 | 0 | -6.6845 | -6.6845 | 3789.3035 | 28343.9905 |  | 0
1943-11-30 | 0 | 0 | 0 | 0 | -6.6845 | -6.6845 | 3782.619 | 28293.9904 |  | 0
1943-12-01 | 0 | 0 | 0 | 0 | -6.6845 | -6.6845 | 3775.9345 | 28243.9903 |  | 0
1943-12-02 | 0 | 0 | 0 | 0 | -6.6845 | -6.6845 | 3769.25 | 28193.9903 |  | 0
1943-12-03 | 0.01 | 25.1528 | 3.6551 | 3.6551 | 14.8132 | 14.8132 | 3784.0633 | 28304.7932 |  | 0
1943-12-04 | 0.010833 | 27.2489 | 3.6551 | 3.6551 | 16.9093 | 16.9093 | 3800.9725 | 28431.2746 |  | 0
1943-12-05 | 0 | 0 | 0 | 0 | -6.6845 | -6.6845 | 3794.288 | 28381.2746 |  | 0
1943-12-06 | 0 | 0 | 0 | 0 | -6.6845 | -6.6845 | 3787.6035 | 28331.2745 |  | 0
1943-12-07 | 0.0058333 | 14.6725 | 3.6551 | 3.6551 | 4.3329 | 4.3329 | 3791.9364 | 28363.6845 |  | 0
1943-12-08 | 0 | 0 | 0 | 0 | -6.6845 | -6.6845 | 3785.2519 | 28313.6844 |  | 0
1943-12-09 | 0.020833 | 52.4017 | 3.6551 | 3.6551 | 42.0621 | 42.0621 | 3827.314 | 28628.3089 |  | 0
1943-12-10 | 0 | 0 | 0 | 0 | -6.6845 | -6.6845 | 3820.6295 | 28578.3088 |  | 0
1943-12-11 | 0 | 0 | 0 | 0 | -6.6845 | -6.6845 | 3813.945 | 28528.3087 |  | 0
1943-12-12 | 0 | 0 | 0 | 0 | -6.6845 | -6.6845 | 3807.2605 | 28478.3087 |  | 0
1943-12-13 | 0 | 0 | 0 | 0 | -6.6845 | -6.6845 | 3800.576 | 28428.3086 |  | 0
1943-12-14 | 0 | 0 | 0 | 0 | -6.6845 | -6.6845 | 3793.8915 | 28378.3086 |  | 0
1943-12-15 | 0 | 0 | 0 | 0 | -6.6845 | -6.6845 | 3787.207 | 28328.3085 |  | 0
1943-12-16 | 0 | 0 | 0 | 0 | -6.6845 | -6.6845 | 3780.5225 | 28278.3084 |  | 0
1943-12-17 | 0 | 0 | 0 | 0 | -6.6845 | -6.6845 | 3773.838 | 28228.3084 |  | 0
1943-12-18 | 0 | 0 | 0 | 0 | -6.6845 | -6.6845 | 3767.1535 | 28178.3083 |  | 0
1943-12-19 | 0 | 0 | 0 | 0 | -6.6845 | -6.6845 | 3760.469 | 28128.3083 |  | 0
1943-12-20 | 0 | 0 | 0 | 0 | -6.6845 | -6.6845 | 3753.7845 | 28078.3082 |  | 0
1943-12-21 | 0 | 0 | 0 | 0 | -6.6845 | -6.6845 | 3747.1 | 28028.3081 |  | 0
1943-12-22 | 0 | 0 | 0 | 0 | -6.6845 | -6.6845 | 3740.4155 | 27978.3081 |  | 0
1943-12-23 | 0.045833 | 115.2837 | 3.6551 | 3.6551 | 104.9441 | 104.9441 | 3845.3596 | 28763.2898 |  | 0
1943-12-24 | 0 | 0 | 0 | 0 | -6.6845 | -6.6845 | 3838.6751 | 28713.2898 |  | 0
1943-12-25 | 0 | 0 | 0 | 0 | -6.6845 | -6.6845 | 3831.9906 | 28663.2897 |  | 0
1943-12-26 | 0 | 0 | 0 | 0 | -6.6845 | -6.6845 | 3825.3061 | 28613.2897 |  | 0
1943-12-27 | 0 | 0 | 0 | 0 | -6.6845 | -6.6845 | 3818.6216 | 28563.2896 |  | 0
1943-12-28 | 0 | 0 | 0 | 0 | -6.6845 | -6.6845 | 3811.9371 | 28513.2895 |  | 0
1943-12-29 | 0 | 0 | 0 | 0 | -6.6845 | -6.6845 | 3805.2526 | 28463.2895 |  | 0
1943-12-30 | 0 | 0 | 0 | 0 | -6.6845 | -6.6845 | 3798.5681 | 28413.2894 |  | 0
1943-12-31 | 0 | 0 | 0 | 0 | -6.6845 | -6.6845 | 3791.8836 | 28363.2894 |  | 0
1944-01-01 | 0.1075 | 270.3926 | 3.6551 | 3.6551 | 260.053 | 260.053 | 4003.7455 | 29948.0163 |  | 41.5066
1944-01-02 | 0 | 0 | 0 | 0 | -6.6845 | -6.6845 | 3997.061 | 29898.0163 |  | 0
1944-01-03 | 0 | 0 | 0 | 0 | -6.6845 | -6.6845 | 3990.3765 | 29848.0162 |  | 0
1944-01-04 | 0 | 0 | 0 | 0 | -6.6845 | -6.6845 | 3983.692 | 29798.0162 |  | 0
1944-01-05 | 0 | 0 | 0 | 0 | -6.6845 | -6.6845 | 3977.0075 | 29748.0161 |  | 0
1944-01-06 | 0 | 0 | 0 | 0 | -6.6845 | -6.6845 | 3970.323 | 29698.016 |  | 0
1944-01-07 | 0 | 0 | 0 | 0 | -6.6845 | -6.6845 | 3963.6385 | 29648.016 |  | 0
1944-01-08 | 0.0016667 | 4.1921 | 3.6551 | 3.6551 | -6.1474 | -6.1474 | 3957.4911 | 29602.0331 |  | 0
1944-01-09 | 0 | 0 | 0 | 0 | -6.6845 | -6.6845 | 3950.8066 | 29552.033 |  | 0
1944-01-10 | 0 | 0 | 0 | 0 | -6.6845 | -6.6845 | 3944.1221 | 29502.033 |  | 0
1944-01-11 | 0 | 0 | 0 | 0 | -6.6845 | -6.6845 | 3937.4376 | 29452.0329 |  | 0
1944-01-12 | 0.010833 | 27.2489 | 3.6551 | 3.6551 | 16.9093 | 16.9093 | 3954.3468 | 29578.5144 |  | 0
1944-01-13 | 0 | 0 | 0 | 0 | -6.6845 | -6.6845 | 3947.6623 | 29528.5143 |  | 0
1944-01-14 | 0 | 0 | 0 | 0 | -6.6845 | -6.6845 | 3940.9778 | 29478.5142 |  | 0
1944-01-15 | 0 | 0 | 0 | 0 | -6.6845 | -6.6845 | 3934.2933 | 29428.5142 |  | 0
1944-01-16 | 0 | 0 | 0 | 0 | -6.6845 | -6.6845 | 3927.6088 | 29378.5141 |  | 0
1944-01-17 | 0 | 0 | 0 | 0 | -6.6845 | -6.6845 | 3920.9243 | 29328.5141 |  | 0
1944-01-18 | 0 | 0 | 0 | 0 | -6.6845 | -6.6845 | 3914.2398 | 29278.514 |  | 0
1944-01-19 | 0 | 0 | 0 | 0 | -6.6845 | -6.6845 | 3907.5553 | 29228.5139 |  | 0
1944-01-20 | 0 | 0 | 0 | 0 | -6.6845 | -6.6845 | 3900.8708 | 29178.5139 |  | 0
1944-01-21 | 0 | 0 | 0 | 0 | -6.6845 | -6.6845 | 3894.1863 | 29128.5138 |  | 0
1944-01-22 | 0 | 0 | 0 | 0 | -6.6845 | -6.6845 | 3887.5018 | 29078.5138 |  | 0
1944-01-23 | 0 | 0 | 0 | 0 | -6.6845 | -6.6845 | 3880.8173 | 29028.5137 |  | 0
1944-01-24 | 0 | 0 | 0 | 0 | -6.6845 | -6.6845 | 3874.1328 | 28978.5136 |  | 0
1944-01-25 | 0 | 0 | 0 | 0 | -6.6845 | -6.6845 | 3867.4483 | 28928.5136 |  | 0
1944-01-26 | 0.0041667 | 10.4803 | 3.6551 | 3.6551 | 0.14075 | 0.14075 | 3867.5891 | 28929.5664 |  | 0
1944-01-27 | 0 | 0 | 0 | 0 | -6.6845 | -6.6845 | 3860.9046 | 28879.5664 |  | 0
1944-01-28 | 0 | 0 | 0 | 0 | -6.6845 | -6.6845 | 3854.2201 | 28829.5663 |  | 0
1944-01-29 | 0 | 0 | 0 | 0 | -6.6845 | -6.6845 | 3847.5356 | 28779.5662 |  | 0
1944-01-30 | 0 | 0 | 0 | 0 | -6.6845 | -6.6845 | 3840.8511 | 28729.5662 |  | 0
1944-01-31 | 0 | 0 | 0 | 0 | -6.6845 | -6.6845 | 3834.1666 | 28679.5661 |  | 0
1944-02-01 | 0.013333 | 33.5371 | 3.6551 | 3.6551 | 23.1975 | 23.1975 | 3857.3641 | 28853.0833 |  | 0
1944-02-02 | 0 | 0 | 0 | 0 | -6.6845 | -6.6845 | 3850.6796 | 28803.0833 |  | 0
1944-02-03 | 0 | 0 | 0 | 0 | -6.6845 | -6.6845 | 3843.9951 | 28753.0832 |  | 0
1944-02-04 | 0 | 0 | 0 | 0 | -6.6845 | -6.6845 | 3837.3106 | 28703.0831 |  | 0
1944-02-05 | 0.010833 | 27.2489 | 3.6551 | 3.6551 | 16.9093 | 16.9093 | 3854.2199 | 28829.5646 |  | 0
1944-02-06 | 0 | 0 | 0 | 0 | -6.6845 | -6.6845 | 3847.5354 | 28779.5645 |  | 0
1944-02-07 | 0.020833 | 52.4017 | 3.6551 | 3.6551 | 42.0621 | 42.0621 | 3889.5975 | 29094.1889 |  | 0
1944-02-08 | 0.021667 | 54.4977 | 3.6551 | 3.6551 | 44.1582 | 44.1582 | 3933.7556 | 29424.4919 |  | 0
1944-02-09 | 0 | 0 | 0 | 0 | -6.6845 | -6.6845 | 3927.0711 | 29374.4919 |  | 0
1944-02-10 | 0 | 0 | 0 | 0 | -6.6845 | -6.6845 | 3920.3866 | 29324.4918 |  | 0
1944-02-11 | 0 | 0 | 0 | 0 | -6.6845 | -6.6845 | 3913.7021 | 29274.4917 |  | 0
1944-02-12 | 0 | 0 | 0 | 0 | -6.6845 | -6.6845 | 3907.0176 | 29224.4917 |  | 0
1944-02-13 | 0 | 0 | 0 | 0 | -6.6845 | -6.6845 | 3900.3331 | 29174.4916 |  | 0
1944-02-14 | 0 | 0 | 0 | 0 | -6.6845 | -6.6845 | 3893.6486 | 29124.4916 |  | 0
1944-02-15 | 0 | 0 | 0 | 0 | -6.6845 | -6.6845 | 3886.9641 | 29074.4915 |  | 0
1944-02-16 | 0 | 0 | 0 | 0 | -6.6845 | -6.6845 | 3880.2796 | 29024.4914 |  | 0
1944-02-17 | 0 | 0 | 0 | 0 | -6.6845 | -6.6845 | 3873.5951 | 28974.4914 |  | 0
1944-02-18 | 0 | 0 | 0 | 0 | -6.6845 | -6.6845 | 3866.9106 | 28924.4913 |  | 0
1944-02-19 | 0 | 0 | 0 | 0 | -6.6845 | -6.6845 | 3860.2261 | 28874.4913 |  | 0
1944-02-20 | 0 | 0 | 0 | 0 | -6.6845 | -6.6845 | 3853.5416 | 28824.4912 |  | 0
1944-02-21 | 0 | 0 | 0 | 0 | -6.6845 | -6.6845 | 3846.8571 | 28774.4911 |  | 0
1944-02-22 | 0 | 0 | 0 | 0 | -6.6845 | -6.6845 | 3840.1726 | 28724.4911 |  | 0
1944-02-23 | 0 | 0 | 0 | 0 | -6.6845 | -6.6845 | 3833.4881 | 28674.491 |  | 0
1944-02-24 | 0.005 | 12.5764 | 3.6551 | 3.6551 | 2.2368 | 2.2368 | 3835.7249 | 28691.2224 |  | 0
1944-02-25 | 0.0033333 | 8.3843 | 3.6551 | 3.6551 | -1.9553 | -1.9553 | 3833.7696 | 28676.5967 |  | 0
1944-02-26 | 0 | 0 | 0 | 0 | -6.6845 | -6.6845 | 3827.0851 | 28626.5966 |  | 0
1944-02-27 | 0.031667 | 79.6505 | 3.6551 | 3.6551 | 69.311 | 69.311 | 3896.3961 | 29145.0426 |  | 0
1944-02-28 | 0 | 0 | 0 | 0 | -6.6845 | -6.6845 | 3889.7116 | 29095.0425 |  | 0
1944-02-29 | 0 | 0 | 0 | 0 | -6.6845 | -6.6845 | 3883.0271 | 29045.0424 |  | 0
1944-03-01 | 0 | 0 | 0 | 0 | -6.6845 | -6.6845 | 3876.3426 | 28995.0424 |  | 0
1944-03-02 | 0 | 0 | 0 | 0 | -6.6845 | -6.6845 | 3869.6581 | 28945.0423 |  | 0
1944-03-03 | 0 | 0 | 0 | 0 | -6.6845 | -6.6845 | 3862.9736 | 28895.0423 |  | 0
1944-03-04 | 0 | 0 | 0 | 0 | -6.6845 | -6.6845 | 3856.2891 | 28845.0422 |  | 0
1944-03-05 | 0 | 0 | 0 | 0 | -6.6845 | -6.6845 | 3849.6046 | 28795.0421 |  | 0
1944-03-06 | 0 | 0 | 0 | 0 | -6.6845 | -6.6845 | 3842.9201 | 28745.0421 |  | 0
1944-03-07 | 0 | 0 | 0 | 0 | -6.6845 | -6.6845 | 3836.2356 | 28695.042 |  | 0
1944-03-08 | 0 | 0 | 0 | 0 | -6.6845 | -6.6845 | 3829.5511 | 28645.042 |  | 0
1944-03-09 | 0 | 0 | 0 | 0 | -6.6845 | -6.6845 | 3822.8666 | 28595.0419 |  | 0
1944-03-10 | 0 | 0 | 0 | 0 | -6.6845 | -6.6845 | 3816.1821 | 28545.0418 |  | 0
1944-03-11 | 0 | 0 | 0 | 0 | -6.6845 | -6.6845 | 3809.4976 | 28495.0418 |  | 0
1944-03-12 | 0 | 0 | 0 | 0 | -6.6845 | -6.6845 | 3802.8131 | 28445.0417 |  | 0
1944-03-13 | 0 | 0 | 0 | 0 | -6.6845 | -6.6845 | 3796.1286 | 28395.0417 |  | 0
1944-03-14 | 0 | 0 | 0 | 0 | -6.6845 | -6.6845 | 3789.4441 | 28345.0416 |  | 0
1944-03-15 | 0 | 0 | 0 | 0 | -6.6845 | -6.6845 | 3782.7596 | 28295.0415 |  | 0
1944-03-16 | 0 | 0 | 0 | 0 | -6.6845 | -6.6845 | 3776.0751 | 28245.0415 |  | 0
1944-03-17 | 0 | 0 | 0 | 0 | -6.6845 | -6.6845 | 3769.3906 | 28195.0414 |  | 0
1944-03-18 | 0.0041667 | 10.4803 | 3.6551 | 3.6551 | 0.14075 | 0.14075 | 3769.5313 | 28196.0943 |  | 0
1944-03-19 | 0 | 0 | 0 | 0 | -6.6845 | -6.6845 | 3762.8468 | 28146.0942 |  | 0
1944-03-20 | 0 | 0 | 0 | 0 | -6.6845 | -6.6845 | 3756.1623 | 28096.0941 |  | 0
1944-03-21 | 0 | 0 | 0 | 0 | -6.6845 | -6.6845 | 3749.4778 | 28046.0941 |  | 0
1944-03-22 | 0 | 0 | 0 | 0 | -6.6845 | -6.6845 | 3742.7933 | 27996.094 |  | 0
1944-03-23 | 0 | 0 | 0 | 0 | -6.6845 | -6.6845 | 3736.1088 | 27946.094 |  | 0
1944-03-24 | 0 | 0 | 0 | 0 | -6.6845 | -6.6845 | 3729.4243 | 27896.0939 |  | 0
1944-03-25 | 0 | 0 | 0 | 0 | -6.6845 | -6.6845 | 3722.7398 | 27846.0938 |  | 0
1944-03-26 | 0 | 0 | 0 | 0 | -6.6845 | -6.6845 | 3716.0553 | 27796.0938 |  | 0
1944-03-27 | 0 | 0 | 0 | 0 | -6.6845 | -6.6845 | 3709.3708 | 27746.0937 |  | 0
1944-03-28 | 0 | 0 | 0 | 0 | -6.6845 | -6.6845 | 3702.6863 | 27696.0937 |  | 0
1944-03-29 | 0 | 0 | 0 | 0 | -6.6845 | -6.6845 | 3696.0018 | 27646.0936 |  | 0
1944-03-30 | 0 | 0 | 0 | 0 | -6.6845 | -6.6845 | 3689.3173 | 27596.0935 |  | 0
1944-03-31 | 0 | 0 | 0 | 0 | -6.6845 | -6.6845 | 3682.6328 | 27546.0935 |  | 0
1944-04-01 | 0 | 0 | 0 | 0 | -6.6845 | -6.6845 | 3675.9483 | 27496.0934 |  | 0
1944-04-02 | 0 | 0 | 0 | 0 | -6.6845 | -6.6845 | 3669.2638 | 27446.0934 |  | 0
1944-04-03 | 0 | 0 | 0 | 0 | -6.6845 | -6.6845 | 3662.5793 | 27396.0933 |  | 0
1944-04-04 | 0 | 0 | 0 | 0 | -6.6845 | -6.6845 | 3655.8948 | 27346.0932 |  | 0
1944-04-05 | 0 | 0 | 0 | 0 | -6.6845 | -6.6845 | 3649.2103 | 27296.0932 |  | 0
1944-04-06 | 0 | 0 | 0 | 0 | -6.6845 | -6.6845 | 3642.5258 | 27246.0931 |  | 0
1944-04-07 | 0 | 0 | 0 | 0 | -6.6845 | -6.6845 | 3635.8413 | 27196.0931 |  | 0
1944-04-08 | 0 | 0 | 0 | 0 | -6.6845 | -6.6845 | 3629.1568 | 27146.093 |  | 0
1944-04-09 | 0 | 0 | 0 | 0 | -6.6845 | -6.6845 | 3622.4723 | 27096.0929 |  | 0
1944-04-10 | 0 | 0 | 0 | 0 | -6.6845 | -6.6845 | 3615.7878 | 27046.0929 |  | 0
1944-04-11 | 0 | 0 | 0 | 0 | -6.6845 | -6.6845 | 3609.1033 | 26996.0928 |  | 0
1944-04-12 | 0 | 0 | 0 | 0 | -6.6845 | -6.6845 | 3602.4188 | 26946.0928 |  | 0
1944-04-13 | 0 | 0 | 0 | 0 | -6.6845 | -6.6845 | 3595.7343 | 26896.0927 |  | 0
1944-04-14 | 0 | 0 | 0 | 0 | -6.6845 | -6.6845 | 3589.0498 | 26846.0926 |  | 0
1944-04-15 | 0 | 0 | 0 | 0 | -6.6845 | -6.6845 | 3582.3653 | 26796.0926 |  | 0
1944-04-16 | 0 | 0 | 0 | 0 | -6.6845 | -6.6845 | 3575.6808 | 26746.0925 |  | 0
1944-04-17 | 0 | 0 | 0 | 0 | -6.6845 | -6.6845 | 3568.9963 | 26696.0925 |  | 0
1944-04-18 | 0 | 0 | 0 | 0 | -6.6845 | -6.6845 | 3562.3118 | 26646.0924 |  | 0
1944-04-19 | 0 | 0 | 0 | 0 | -6.6845 | -6.6845 | 3555.6273 | 26596.0923 |  | 0
1944-04-20 | 0 | 0 | 0 | 0 | -6.6845 | -6.6845 | 3548.9428 | 26546.0923 |  | 0
1944-04-21 | 0 | 0 | 0 | 0 | -6.6845 | -6.6845 | 3542.2583 | 26496.0922 |  | 0
1944-04-22 | 0 | 0 | 0 | 0 | -6.6845 | -6.6845 | 3535.5738 | 26446.0922 |  | 0
1944-04-23 | 0 | 0 | 0 | 0 | -6.6845 | -6.6845 | 3528.8893 | 26396.0921 |  | 0
1944-04-24 | 0 | 0 | 0 | 0 | -6.6845 | -6.6845 | 3522.2048 | 26346.092 |  | 0
1944-04-25 | 0 | 0 | 0 | 0 | -6.6845 | -6.6845 | 3515.5203 | 26296.092 |  | 0
1944-04-26 | 0 | 0 | 0 | 0 | -6.6845 | -6.6845 | 3508.8358 | 26246.0919 |  | 0
1944-04-27 | 0 | 0 | 0 | 0 | -6.6845 | -6.6845 | 3502.1513 | 26196.0919 |  | 0
1944-04-28 | 0 | 0 | 0 | 0 | -6.6845 | -6.6845 | 3495.4668 | 26146.0918 |  | 0
1944-04-29 | 0 | 0 | 0 | 0 | -6.6845 | -6.6845 | 3488.7823 | 26096.0917 |  | 0
1944-04-30 | 0 | 0 | 0 | 0 | -6.6845 | -6.6845 | 3482.0978 | 26046.0917 |  | 0
1944-05-01 | 0 | 0 | 0 | 0 | -6.6845 | -6.6845 | 3475.4133 | 25996.0916 |  | 0
1944-05-02 | 0 | 0 | 0 | 0 | -6.6845 | -6.6845 | 3468.7288 | 25946.0916 |  | 0
1944-05-03 | 0 | 0 | 0 | 0 | -6.6845 | -6.6845 | 3462.0443 | 25896.0915 |  | 0
1944-05-04 | 0 | 0 | 0 | 0 | -6.6845 | -6.6845 | 3455.3598 | 25846.0914 |  | 0
1944-05-05 | 0 | 0 | 0 | 0 | -6.6845 | -6.6845 | 3448.6753 | 25796.0914 |  | 0
1944-05-06 | 0 | 0 | 0 | 0 | -6.6845 | -6.6845 | 3441.9908 | 25746.0913 |  | 0
1944-05-07 | 0 | 0 | 0 | 0 | -6.6845 | -6.6845 | 3435.3063 | 25696.0913 |  | 0
1944-05-08 | 0 | 0 | 0 | 0 | -6.6845 | -6.6845 | 3428.6218 | 25646.0912 |  | 0
1944-05-09 | 0 | 0 | 0 | 0 | -6.6845 | -6.6845 | 3421.9373 | 25596.0911 |  | 0
1944-05-10 | 0 | 0 | 0 | 0 | -6.6845 | -6.6845 | 3415.2528 | 25546.0911 |  | 0
1944-05-11 | 0 | 0 | 0 | 0 | -6.6845 | -6.6845 | 3408.5683 | 25496.091 |  | 0
1944-05-12 | 0.00083333 | 2.0961 | 3.6551 | 2.0961 | -6.6845 | -6.6845 | 3401.8838 | 25446.091 |  | 0
1944-05-13 | 0 | 0 | 0 | 0 | -6.6845 | -6.6845 | 3395.1993 | 25396.0909 |  | 0
1944-05-14 | 0 | 0 | 0 | 0 | -6.6845 | -6.6845 | 3388.5148 | 25346.0908 |  | 0
1944-05-15 | 0 | 0 | 0 | 0 | -6.6845 | -6.6845 | 3381.8303 | 25296.0908 |  | 0
1944-05-16 | 0 | 0 | 0 | 0 | -6.6845 | -6.6845 | 3375.1458 | 25246.0907 |  | 0
1944-05-17 | 0 | 0 | 0 | 0 | -6.6845 | -6.6845 | 3368.4613 | 25196.0907 |  | 0
1944-05-18 | 0 | 0 | 0 | 0 | -6.6845 | -6.6845 | 3361.7768 | 25146.0906 |  | 0
1944-05-19 | 0 | 0 | 0 | 0 | -6.6845 | -6.6845 | 3355.0923 | 25096.0905 |  | 0
1944-05-20 | 0.013333 | 33.5371 | 3.6551 | 3.6551 | 23.1975 | 23.1975 | 3378.2898 | 25269.6077 |  | 0
1944-05-21 | 0 | 0 | 0 | 0 | -6.6845 | -6.6845 | 3371.6053 | 25219.6077 |  | 0
1944-05-22 | 0 | 0 | 0 | 0 | -6.6845 | -6.6845 | 3364.9208 | 25169.6076 |  | 0
1944-05-23 | 0 | 0 | 0 | 0 | -6.6845 | -6.6845 | 3358.2363 | 25119.6076 |  | 0
1944-05-24 | 0 | 0 | 0 | 0 | -6.6845 | -6.6845 | 3351.5518 | 25069.6075 |  | 0
1944-05-25 | 0 | 0 | 0 | 0 | -6.6845 | -6.6845 | 3344.8673 | 25019.6074 |  | 0
1944-05-26 | 0 | 0 | 0 | 0 | -6.6845 | -6.6845 | 3338.1828 | 24969.6074 |  | 0
1944-05-27 | 0.051667 | 129.9561 | 3.6551 | 3.6551 | 119.6166 | 119.6166 | 3457.7994 | 25864.3392 |  | 0
1944-05-28 | 0.016667 | 41.9213 | 3.6551 | 3.6551 | 31.5818 | 31.5818 | 3489.3811 | 26100.5707 |  | 0
1944-05-29 | 0 | 0 | 0 | 0 | -6.6845 | -6.6845 | 3482.6966 | 26050.5706 |  | 0
1944-05-30 | 0 | 0 | 0 | 0 | -6.6845 | -6.6845 | 3476.0121 | 26000.5706 |  | 0
1944-05-31 | 0 | 0 | 0 | 0 | -6.6845 | -6.6845 | 3469.3276 | 25950.5705 |  | 0
1944-06-01 | 0 | 0 | 0 | 0 | -6.6845 | -6.6845 | 3462.6431 | 25900.5705 |  | 0
1944-06-02 | 0 | 0 | 0 | 0 | -6.6845 | -6.6845 | 3455.9586 | 25850.5704 |  | 0
1944-06-03 | 0 | 0 | 0 | 0 | -6.6845 | -6.6845 | 3449.2741 | 25800.5703 |  | 0
1944-06-04 | 0 | 0 | 0 | 0 | -6.6845 | -6.6845 | 3442.5896 | 25750.5703 |  | 0
1944-06-05 | 0 | 0 | 0 | 0 | -6.6845 | -6.6845 | 3435.9051 | 25700.5702 |  | 0
1944-06-06 | 0 | 0 | 0 | 0 | -6.6845 | -6.6845 | 3429.2206 | 25650.5702 |  | 0
1944-06-07 | 0 | 0 | 0 | 0 | -6.6845 | -6.6845 | 3422.5361 | 25600.5701 |  | 0
1944-06-08 | 0 | 0 | 0 | 0 | -6.6845 | -6.6845 | 3415.8516 | 25550.57 |  | 0
1944-06-09 | 0.018333 | 46.1135 | 3.6551 | 3.6551 | 35.7739 | 35.7739 | 3451.6255 | 25818.1587 |  | 0
1944-06-10 | 0.035 | 88.0348 | 3.6551 | 3.6551 | 77.6952 | 77.6952 | 3529.3207 | 26399.319 |  | 0
1944-06-11 | 0.040833 | 102.7073 | 3.6551 | 3.6551 | 92.3677 | 92.3677 | 3621.6884 | 27090.2293 |  | 0
1944-06-12 | 0 | 0 | 0 | 0 | -6.6845 | -6.6845 | 3615.0039 | 27040.2292 |  | 0
1944-06-13 | 0 | 0 | 0 | 0 | -6.6845 | -6.6845 | 3608.3194 | 26990.2291 |  | 0
1944-06-14 | 0 | 0 | 0 | 0 | -6.6845 | -6.6845 | 3601.6349 | 26940.2291 |  | 0
1944-06-15 | 0 | 0 | 0 | 0 | -6.6845 | -6.6845 | 3594.9504 | 26890.229 |  | 0
1944-06-16 | 0 | 0 | 0 | 0 | -6.6845 | -6.6845 | 3588.2659 | 26840.229 |  | 0
1944-06-17 | 0 | 0 | 0 | 0 | -6.6845 | -6.6845 | 3581.5814 | 26790.2289 |  | 0
1944-06-18 | 0 | 0 | 0 | 0 | -6.6845 | -6.6845 | 3574.8969 | 26740.2288 |  | 0
1944-06-19 | 0 | 0 | 0 | 0 | -6.6845 | -6.6845 | 3568.2124 | 26690.2288 |  | 0
1944-06-20 | 0 | 0 | 0 | 0 | -6.6845 | -6.6845 | 3561.5279 | 26640.2287 |  | 0
1944-06-21 | 0 | 0 | 0 | 0 | -6.6845 | -6.6845 | 3554.8434 | 26590.2287 |  | 0
1944-06-22 | 0 | 0 | 0 | 0 | -6.6845 | -6.6845 | 3548.1589 | 26540.2286 |  | 0
1944-06-23 | 0.043333 | 108.9955 | 3.6551 | 3.6551 | 98.6559 | 98.6559 | 3646.8148 | 27278.1746 |  | 0
1944-06-24 | 0.0058333 | 14.6725 | 3.6551 | 3.6551 | 4.3329 | 4.3329 | 3651.1477 | 27310.5846 |  | 0
1944-06-25 | 0.12417 | 312.3139 | 3.6551 | 3.6551 | 301.9744 | 301.9744 | 3953.122 | 29569.3528 |  | 0
1944-06-26 | 0.00083333 | 2.0961 | 3.6551 | 2.0961 | -6.6845 | -6.6845 | 3946.4375 | 29519.3527 |  | 0
1944-06-27 | 0 | 0 | 0 | 0 | -6.6845 | -6.6845 | 3939.753 | 29469.3527 |  | 0
1944-06-28 | 0 | 0 | 0 | 0 | -6.6845 | -6.6845 | 3933.0685 | 29419.3526 |  | 0
1944-06-29 | 0 | 0 | 0 | 0 | -6.6845 | -6.6845 | 3926.384 | 29369.3525 |  | 0
1944-06-30 | 0 | 0 | 0 | 0 | -6.6845 | -6.6845 | 3919.6995 | 29319.3525 |  | 0
1944-07-01 | 0 | 0 | 0 | 0 | -6.6845 | -6.6845 | 3913.015 | 29269.3524 |  | 0
1944-07-02 | 0 | 0 | 0 | 0 | -6.6845 | -6.6845 | 3906.3305 | 29219.3524 |  | 0
1944-07-03 | 0 | 0 | 0 | 0 | -6.6845 | -6.6845 | 3899.646 | 29169.3523 |  | 0
1944-07-04 | 0 | 0 | 0 | 0 | -6.6845 | -6.6845 | 3892.9615 | 29119.3522 |  | 0
1944-07-05 | 0 | 0 | 0 | 0 | -6.6845 | -6.6845 | 3886.277 | 29069.3522 |  | 0
1944-07-06 | 0 | 0 | 0 | 0 | -6.6845 | -6.6845 | 3879.5925 | 29019.3521 |  | 0
1944-07-07 | 0 | 0 | 0 | 0 | -6.6845 | -6.6845 | 3872.908 | 28969.3521 |  | 0
1944-07-08 | 0.00083333 | 2.0961 | 3.6551 | 2.0961 | -6.6845 | -6.6845 | 3866.2235 | 28919.352 |  | 0
1944-07-09 | 0.00083333 | 2.0961 | 3.6551 | 2.0961 | -6.6845 | -6.6845 | 3859.539 | 28869.3519 |  | 0
1944-07-10 | 0.0066667 | 16.7685 | 3.6551 | 3.6551 | 6.429 | 6.429 | 3865.968 | 28917.4405 |  | 0
1944-07-11 | 0.014167 | 35.6331 | 3.6551 | 3.6551 | 25.2936 | 25.2936 | 3891.2615 | 29106.6363 |  | 0
1944-07-12 | 0 | 0 | 0 | 0 | -6.6845 | -6.6845 | 3884.577 | 29056.6362 |  | 0
1944-07-13 | 0 | 0 | 0 | 0 | -6.6845 | -6.6845 | 3877.8925 | 29006.6362 |  | 0
1944-07-14 | 0 | 0 | 0 | 0 | -6.6845 | -6.6845 | 3871.208 | 28956.6361 |  | 0
1944-07-15 | 0 | 0 | 0 | 0 | -6.6845 | -6.6845 | 3864.5235 | 28906.636 |  | 0
1944-07-16 | 0 | 0 | 0 | 0 | -6.6845 | -6.6845 | 3857.839 | 28856.636 |  | 0
1944-07-17 | 0 | 0 | 0 | 0 | -6.6845 | -6.6845 | 3851.1545 | 28806.6359 |  | 0
1944-07-18 | 0.016667 | 41.9213 | 3.6551 | 3.6551 | 31.5818 | 31.5818 | 3882.7363 | 29042.8674 |  | 0
1944-07-19 | 0 | 0 | 0 | 0 | -6.6845 | -6.6845 | 3876.0518 | 28992.8674 |  | 0
1944-07-20 | 0 | 0 | 0 | 0 | -6.6845 | -6.6845 | 3869.3673 | 28942.8673 |  | 0
1944-07-21 | 0.005 | 12.5764 | 3.6551 | 3.6551 | 2.2368 | 2.2368 | 3871.6041 | 28959.5987 |  | 0
1944-07-22 | 0 | 0 | 0 | 0 | -6.6845 | -6.6845 | 3864.9196 | 28909.5987 |  | 0
1944-07-23 | 0.0091667 | 23.0567 | 3.6551 | 3.6551 | 12.7172 | 12.7172 | 3877.6368 | 29004.723 |  | 0
1944-07-24 | 0.0066667 | 16.7685 | 3.6551 | 3.6551 | 6.429 | 6.429 | 3884.0657 | 29052.8115 |  | 0
1944-07-25 | 0 | 0 | 0 | 0 | -6.6845 | -6.6845 | 3877.3812 | 29002.8115 |  | 0
1944-07-26 | 0 | 0 | 0 | 0 | -6.6845 | -6.6845 | 3870.6967 | 28952.8114 |  | 0
1944-07-27 | 0 | 0 | 0 | 0 | -6.6845 | -6.6845 | 3864.0122 | 28902.8114 |  | 0
1944-07-28 | 0 | 0 | 0 | 0 | -6.6845 | -6.6845 | 3857.3277 | 28852.8113 |  | 0
1944-07-29 | 0 | 0 | 0 | 0 | -6.6845 | -6.6845 | 3850.6432 | 28802.8112 |  | 0
1944-07-30 | 0.0016667 | 4.1921 | 3.6551 | 3.6551 | -6.1474 | -6.1474 | 3844.4958 | 28756.8283 |  | 0
1944-07-31 | 0.014167 | 35.6331 | 3.6551 | 3.6551 | 25.2936 | 25.2936 | 3869.7893 | 28946.0241 |  | 0
1944-08-01 | 0 | 0 | 0 | 0 | -6.6845 | -6.6845 | 3863.1048 | 28896.0241 |  | 0
1944-08-02 | 0 | 0 | 0 | 0 | -6.6845 | -6.6845 | 3856.4203 | 28846.024 |  | 0
1944-08-03 | 0 | 0 | 0 | 0 | -6.6845 | -6.6845 | 3849.7358 | 28796.0239 |  | 0
1944-08-04 | 0 | 0 | 0 | 0 | -6.6845 | -6.6845 | 3843.0513 | 28746.0239 |  | 0
1944-08-05 | 0 | 0 | 0 | 0 | -6.6845 | -6.6845 | 3836.3668 | 28696.0238 |  | 0
1944-08-06 | 0.0066667 | 16.7685 | 3.6551 | 3.6551 | 6.429 | 6.429 | 3842.7958 | 28744.1124 |  | 0
1944-08-07 | 0.088333 | 222.1831 | 3.6551 | 3.6551 | 211.8435 | 211.8435 | 4003.7455 | 29948.0163 |  | 44.2093
1944-08-08 | 0.0425 | 106.8994 | 3.6551 | 3.6551 | 96.5598 | 96.5598 | 4003.7455 | 29948.0163 |  | 89.8753
1944-08-09 | 0 | 0 | 0 | 0 | -6.6845 | -6.6845 | 3997.061 | 29898.0163 |  | 0
1944-08-10 | 0.0041667 | 10.4803 | 3.6551 | 3.6551 | 0.14075 | 0.14075 | 3997.2018 | 29899.0691 |  | 0
1944-08-11 | 0 | 0 | 0 | 0 | -6.6845 | -6.6845 | 3990.5173 | 29849.0691 |  | 0
1944-08-12 | 0 | 0 | 0 | 0 | -6.6845 | -6.6845 | 3983.8328 | 29799.069 |  | 0
1944-08-13 | 0 | 0 | 0 | 0 | -6.6845 | -6.6845 | 3977.1483 | 29749.0689 |  | 0
1944-08-14 | 0.0083333 | 20.9607 | 3.6551 | 3.6551 | 10.6211 | 10.6211 | 3987.7693 | 29828.5147 |  | 0
1944-08-15 | 0 | 0 | 0 | 0 | -6.6845 | -6.6845 | 3981.0848 | 29778.5146 |  | 0
1944-08-16 | 0 | 0 | 0 | 0 | -6.6845 | -6.6845 | 3974.4003 | 29728.5145 |  | 0
1944-08-17 | 0.0125 | 31.441 | 3.6551 | 3.6551 | 21.1014 | 21.1014 | 3995.5018 | 29886.3532 |  | 0
1944-08-18 | 0.088333 | 222.1831 | 3.6551 | 3.6551 | 211.8435 | 211.8435 | 4003.7455 | 29948.0163 |  | 196.9152
1944-08-19 | 0 | 0 | 0 | 0 | -6.6845 | -6.6845 | 3997.061 | 29898.0163 |  | 0
1944-08-20 | 0 | 0 | 0 | 0 | -6.6845 | -6.6845 | 3990.3765 | 29848.0162 |  | 0
1944-08-21 | 0 | 0 | 0 | 0 | -6.6845 | -6.6845 | 3983.692 | 29798.0162 |  | 0
1944-08-22 | 0 | 0 | 0 | 0 | -6.6845 | -6.6845 | 3977.0075 | 29748.0161 |  | 0
1944-08-23 | 0 | 0 | 0 | 0 | -6.6845 | -6.6845 | 3970.323 | 29698.016 |  | 0
1944-08-24 | 0.10167 | 255.7201 | 3.6551 | 3.6551 | 245.3806 | 245.3806 | 4003.7455 | 29948.0163 |  | 205.2736
1944-08-25 | 0.0033333 | 8.3843 | 3.6551 | 3.6551 | -1.9553 | -1.9553 | 4001.7902 | 29933.3906 |  | 0
1944-08-26 | 0 | 0 | 0 | 0 | -6.6845 | -6.6845 | 3995.1057 | 29883.3905 |  | 0
1944-08-27 | 0.013333 | 33.5371 | 3.6551 | 3.6551 | 23.1975 | 23.1975 | 4003.7455 | 29948.0163 |  | 7.8732
1944-08-28 | 0 | 0 | 0 | 0 | -6.6845 | -6.6845 | 3997.061 | 29898.0163 |  | 0
1944-08-29 | 0 | 0 | 0 | 0 | -6.6845 | -6.6845 | 3990.3765 | 29848.0162 |  | 0
1944-08-30 | 0 | 0 | 0 | 0 | -6.6845 | -6.6845 | 3983.692 | 29798.0162 |  | 0
1944-08-31 | 0 | 0 | 0 | 0 | -6.6845 | -6.6845 | 3977.0075 | 29748.0161 |  | 0
1944-09-01 | 0 | 0 | 0 | 0 | -6.6845 | -6.6845 | 3970.323 | 29698.016 |  | 0
1944-09-02 | 0 | 0 | 0 | 0 | -6.6845 | -6.6845 | 3963.6385 | 29648.016 |  | 0
1944-09-03 | 0 | 0 | 0 | 0 | -6.6845 | -6.6845 | 3956.954 | 29598.0159 |  | 0
1944-09-04 | 0.0425 | 106.8994 | 3.6551 | 3.6551 | 96.5598 | 96.5598 | 4003.7455 | 29948.0163 |  | 43.0838
1944-09-05 | 0.16167 | 406.6369 | 3.6551 | 3.6551 | 396.2974 | 396.2974 | 4003.7455 | 29948.0163 |  | 389.6129
1944-09-06 | 0.025833 | 64.9781 | 3.6551 | 3.6551 | 54.6385 | 54.6385 | 4003.7455 | 29948.0163 |  | 47.954
1944-09-07 | 0.0083333 | 20.9607 | 3.6551 | 3.6551 | 10.6211 | 10.6211 | 4003.7455 | 29948.0163 |  | 3.9366
1944-09-08 | 0.00083333 | 2.0961 | 3.6551 | 2.0961 | -6.6845 | -6.6845 | 3997.061 | 29898.0163 |  | 0
1944-09-09 | 0 | 0 | 0 | 0 | -6.6845 | -6.6845 | 3990.3765 | 29848.0162 |  | 0
1944-09-10 | 0 | 0 | 0 | 0 | -6.6845 | -6.6845 | 3983.692 | 29798.0162 |  | 0
1944-09-11 | 0 | 0 | 0 | 0 | -6.6845 | -6.6845 | 3977.0075 | 29748.0161 |  | 0
1944-09-12 | 0 | 0 | 0 | 0 | -6.6845 | -6.6845 | 3970.323 | 29698.016 |  | 0
1944-09-13 | 0 | 0 | 0 | 0 | -6.6845 | -6.6845 | 3963.6385 | 29648.016 |  | 0
1944-09-14 | 0 | 0 | 0 | 0 | -6.6845 | -6.6845 | 3956.954 | 29598.0159 |  | 0
1944-09-15 | 0 | 0 | 0 | 0 | -6.6845 | -6.6845 | 3950.2695 | 29548.0159 |  | 0
1944-09-16 | 0 | 0 | 0 | 0 | -6.6845 | -6.6845 | 3943.585 | 29498.0158 |  | 0
1944-09-17 | 0 | 0 | 0 | 0 | -6.6845 | -6.6845 | 3936.9005 | 29448.0157 |  | 0
1944-09-18 | 0 | 0 | 0 | 0 | -6.6845 | -6.6845 | 3930.216 | 29398.0157 |  | 0
1944-09-19 | 0 | 0 | 0 | 0 | -6.6845 | -6.6845 | 3923.5315 | 29348.0156 |  | 0
1944-09-20 | 0 | 0 | 0 | 0 | -6.6845 | -6.6845 | 3916.847 | 29298.0156 |  | 0
1944-09-21 | 0 | 0 | 0 | 0 | -6.6845 | -6.6845 | 3910.1625 | 29248.0155 |  | 0
1944-09-22 | 0 | 0 | 0 | 0 | -6.6845 | -6.6845 | 3903.478 | 29198.0154 |  | 0
1944-09-23 | 0 | 0 | 0 | 0 | -6.6845 | -6.6845 | 3896.7935 | 29148.0154 |  | 0
1944-09-24 | 0 | 0 | 0 | 0 | -6.6845 | -6.6845 | 3890.109 | 29098.0153 |  | 0
1944-09-25 | 0.0041667 | 10.4803 | 3.6551 | 3.6551 | 0.14075 | 0.14075 | 3890.2498 | 29099.0682 |  | 0
1944-09-26 | 0.019167 | 48.2095 | 3.6551 | 3.6551 | 37.87 | 37.87 | 3928.1197 | 29382.3354 |  | 0
1944-09-27 | 0.0575 | 144.6286 | 3.6551 | 3.6551 | 134.289 | 134.289 | 4003.7455 | 29948.0163 |  | 51.9787
1944-09-28 | 0 | 0 | 0 | 0 | -6.6845 | -6.6845 | 3997.061 | 29898.0163 |  | 0
1944-09-29 | 0.0016667 | 4.1921 | 3.6551 | 3.6551 | -6.1474 | -6.1474 | 3990.9136 | 29852.0334 |  | 0
1944-09-30 | 0 | 0 | 0 | 0 | -6.6845 | -6.6845 | 3984.2291 | 29802.0333 |  | 0
1944-10-01 | 0 | 0 | 0 | 0 | -6.6845 | -6.6845 | 3977.5446 | 29752.0333 |  | 0
1944-10-02 | 0 | 0 | 0 | 0 | -6.6845 | -6.6845 | 3970.8601 | 29702.0332 |  | 0
1944-10-03 | 0.0016667 | 4.1921 | 3.6551 | 3.6551 | -6.1474 | -6.1474 | 3964.7126 | 29656.0503 |  | 0
1944-10-04 | 0 | 0 | 0 | 0 | -6.6845 | -6.6845 | 3958.0281 | 29606.0502 |  | 0
1944-10-05 | 0 | 0 | 0 | 0 | -6.6845 | -6.6845 | 3951.3436 | 29556.0502 |  | 0
1944-10-06 | 0.0016667 | 4.1921 | 3.6551 | 3.6551 | -6.1474 | -6.1474 | 3945.1962 | 29510.0673 |  | 0
1944-10-07 | 0 | 0 | 0 | 0 | -6.6845 | -6.6845 | 3938.5117 | 29460.0672 |  | 0
1944-10-08 | 0 | 0 | 0 | 0 | -6.6845 | -6.6845 | 3931.8272 | 29410.0672 |  | 0
1944-10-09 | 0 | 0 | 0 | 0 | -6.6845 | -6.6845 | 3925.1427 | 29360.0671 |  | 0
1944-10-10 | 0.00083333 | 2.0961 | 3.6551 | 2.0961 | -6.6845 | -6.6845 | 3918.4582 | 29310.067 |  | 0
1944-10-11 | 0 | 0 | 0 | 0 | -6.6845 | -6.6845 | 3911.7737 | 29260.067 |  | 0
1944-10-12 | 0 | 0 | 0 | 0 | -6.6845 | -6.6845 | 3905.0892 | 29210.0669 |  | 0
1944-10-13 | 0 | 0 | 0 | 0 | -6.6845 | -6.6845 | 3898.4047 | 29160.0669 |  | 0
1944-10-14 | 0.0075 | 18.8646 | 3.6551 | 3.6551 | 8.525 | 8.525 | 3906.9297 | 29223.834 |  | 0
1944-10-15 | 0.0325 | 81.7466 | 3.6551 | 3.6551 | 71.407 | 71.407 | 3978.3367 | 29757.9585 |  | 0
1944-10-16 | 0 | 0 | 0 | 0 | -6.6845 | -6.6845 | 3971.6522 | 29707.9584 |  | 0
1944-10-17 | 0 | 0 | 0 | 0 | -6.6845 | -6.6845 | 3964.9677 | 29657.9584 |  | 0
1944-10-18 | 0 | 0 | 0 | 0 | -6.6845 | -6.6845 | 3958.2832 | 29607.9583 |  | 0
1944-10-19 | 0 | 0 | 0 | 0 | -6.6845 | -6.6845 | 3951.5987 | 29557.9583 |  | 0
1944-10-20 | 0 | 0 | 0 | 0 | -6.6845 | -6.6845 | 3944.9142 | 29507.9582 |  | 0
1944-10-21 | 0 | 0 | 0 | 0 | -6.6845 | -6.6845 | 3938.2297 | 29457.9581 |  | 0
1944-10-22 | 0 | 0 | 0 | 0 | -6.6845 | -6.6845 | 3931.5452 | 29407.9581 |  | 0
1944-10-23 | 0 | 0 | 0 | 0 | -6.6845 | -6.6845 | 3924.8607 | 29357.958 |  | 0
1944-10-24 | 0 | 0 | 0 | 0 | -6.6845 | -6.6845 | 3918.1762 | 29307.958 |  | 0
1944-10-25 | 0 | 0 | 0 | 0 | -6.6845 | -6.6845 | 3911.4917 | 29257.9579 |  | 0
1944-10-26 | 0 | 0 | 0 | 0 | -6.6845 | -6.6845 | 3904.8072 | 29207.9578 |  | 0
1944-10-27 | 0 | 0 | 0 | 0 | -6.6845 | -6.6845 | 3898.1227 | 29157.9578 |  | 0
1944-10-28 | 0 | 0 | 0 | 0 | -6.6845 | -6.6845 | 3891.4382 | 29107.9577 |  | 0
1944-10-29 | 0 | 0 | 0 | 0 | -6.6845 | -6.6845 | 3884.7537 | 29057.9577 |  | 0
1944-10-30 | 0 | 0 | 0 | 0 | -6.6845 | -6.6845 | 3878.0692 | 29007.9576 |  | 0
1944-10-31 | 0 | 0 | 0 | 0 | -6.6845 | -6.6845 | 3871.3847 | 28957.9575 |  | 0
1944-11-01 | 0 | 0 | 0 | 0 | -6.6845 | -6.6845 | 3864.7002 | 28907.9575 |  | 0
1944-11-02 | 0 | 0 | 0 | 0 | -6.6845 | -6.6845 | 3858.0157 | 28857.9574 |  | 0
1944-11-03 | 0 | 0 | 0 | 0 | -6.6845 | -6.6845 | 3851.3312 | 28807.9574 |  | 0
1944-11-04 | 0 | 0 | 0 | 0 | -6.6845 | -6.6845 | 3844.6467 | 28757.9573 |  | 0
1944-11-05 | 0.0016667 | 4.1921 | 3.6551 | 3.6551 | -6.1474 | -6.1474 | 3838.4993 | 28711.9744 |  | 0
1944-11-06 | 0 | 0 | 0 | 0 | -6.6845 | -6.6845 | 3831.8148 | 28661.9743 |  | 0
1944-11-07 | 0 | 0 | 0 | 0 | -6.6845 | -6.6845 | 3825.1303 | 28611.9743 |  | 0
1944-11-08 | 0 | 0 | 0 | 0 | -6.6845 | -6.6845 | 3818.4458 | 28561.9742 |  | 0
1944-11-09 | 0 | 0 | 0 | 0 | -6.6845 | -6.6845 | 3811.7613 | 28511.9742 |  | 0
1944-11-10 | 0 | 0 | 0 | 0 | -6.6845 | -6.6845 | 3805.0768 | 28461.9741 |  | 0
1944-11-11 | 0 | 0 | 0 | 0 | -6.6845 | -6.6845 | 3798.3923 | 28411.974 |  | 0
1944-11-12 | 0 | 0 | 0 | 0 | -6.6845 | -6.6845 | 3791.7078 | 28361.974 |  | 0
1944-11-13 | 0 | 0 | 0 | 0 | -6.6845 | -6.6845 | 3785.0233 | 28311.9739 |  | 0
1944-11-14 | 0 | 0 | 0 | 0 | -6.6845 | -6.6845 | 3778.3388 | 28261.9739 |  | 0
1944-11-15 | 0 | 0 | 0 | 0 | -6.6845 | -6.6845 | 3771.6543 | 28211.9738 |  | 0
1944-11-16 | 0.0058333 | 14.6725 | 3.6551 | 3.6551 | 4.3329 | 4.3329 | 3775.9871 | 28244.3838 |  | 0
1944-11-17 | 0.029167 | 73.3623 | 3.6551 | 3.6551 | 63.0228 | 63.0228 | 3839.0099 | 28715.794 |  | 0
1944-11-18 | 0.028333 | 71.2663 | 3.6551 | 3.6551 | 60.9267 | 60.9267 | 3899.9366 | 29171.5256 |  | 0
1944-11-19 | 0.0033333 | 8.3843 | 3.6551 | 3.6551 | -1.9553 | -1.9553 | 3897.9813 | 29156.8999 |  | 0
1944-11-20 | 0 | 0 | 0 | 0 | -6.6845 | -6.6845 | 3891.2968 | 29106.8998 |  | 0
1944-11-21 | 0 | 0 | 0 | 0 | -6.6845 | -6.6845 | 3884.6123 | 29056.8997 |  | 0
1944-11-22 | 0 | 0 | 0 | 0 | -6.6845 | -6.6845 | 3877.9278 | 29006.8997 |  | 0
1944-11-23 | 0 | 0 | 0 | 0 | -6.6845 | -6.6845 | 3871.2433 | 28956.8996 |  | 0
1944-11-24 | 0.0041667 | 10.4803 | 3.6551 | 3.6551 | 0.14075 | 0.14075 | 3871.384 | 28957.9525 |  | 0
1944-11-25 | 0 | 0 | 0 | 0 | -6.6845 | -6.6845 | 3864.6995 | 28907.9524 |  | 0
1944-11-26 | 0 | 0 | 0 | 0 | -6.6845 | -6.6845 | 3858.015 | 28857.9523 |  | 0
1944-11-27 | 0 | 0 | 0 | 0 | -6.6845 | -6.6845 | 3851.3305 | 28807.9523 |  | 0
1944-11-28 | 0 | 0 | 0 | 0 | -6.6845 | -6.6845 | 3844.646 | 28757.9522 |  | 0
1944-11-29 | 0 | 0 | 0 | 0 | -6.6845 | -6.6845 | 3837.9615 | 28707.9522 |  | 0
1944-11-30 | 0 | 0 | 0 | 0 | -6.6845 | -6.6845 | 3831.277 | 28657.9521 |  | 0
1944-12-01 | 0 | 0 | 0 | 0 | -6.6845 | -6.6845 | 3824.5925 | 28607.952 |  | 0
1944-12-02 | 0 | 0 | 0 | 0 | -6.6845 | -6.6845 | 3817.908 | 28557.952 |  | 0
1944-12-03 | 0 | 0 | 0 | 0 | -6.6845 | -6.6845 | 3811.2235 | 28507.9519 |  | 0
1944-12-04 | 0 | 0 | 0 | 0 | -6.6845 | -6.6845 | 3804.539 | 28457.9519 |  | 0
1944-12-05 | 0 | 0 | 0 | 0 | -6.6845 | -6.6845 | 3797.8545 | 28407.9518 |  | 0
1944-12-06 | 0 | 0 | 0 | 0 | -6.6845 | -6.6845 | 3791.17 | 28357.9517 |  | 0
1944-12-07 | 0 | 0 | 0 | 0 | -6.6845 | -6.6845 | 3784.4855 | 28307.9517 |  | 0
1944-12-08 | 0 | 0 | 0 | 0 | -6.6845 | -6.6845 | 3777.801 | 28257.9516 |  | 0
1944-12-09 | 0 | 0 | 0 | 0 | -6.6845 | -6.6845 | 3771.1165 | 28207.9516 |  | 0
1944-12-10 | 0 | 0 | 0 | 0 | -6.6845 | -6.6845 | 3764.432 | 28157.9515 |  | 0
1944-12-11 | 0 | 0 | 0 | 0 | -6.6845 | -6.6845 | 3757.7475 | 28107.9514 |  | 0
1944-12-12 | 0 | 0 | 0 | 0 | -6.6845 | -6.6845 | 3751.063 | 28057.9514 |  | 0
1944-12-13 | 0 | 0 | 0 | 0 | -6.6845 | -6.6845 | 3744.3785 | 28007.9513 |  | 0
1944-12-14 | 0 | 0 | 0 | 0 | -6.6845 | -6.6845 | 3737.694 | 27957.9513 |  | 0
1944-12-15 | 0 | 0 | 0 | 0 | -6.6845 | -6.6845 | 3731.0095 | 27907.9512 |  | 0
1944-12-16 | 0 | 0 | 0 | 0 | -6.6845 | -6.6845 | 3724.325 | 27857.9511 |  | 0
1944-12-17 | 0 | 0 | 0 | 0 | -6.6845 | -6.6845 | 3717.6405 | 27807.9511 |  | 0
1944-12-18 | 0 | 0 | 0 | 0 | -6.6845 | -6.6845 | 3710.956 | 27757.951 |  | 0
1944-12-19 | 0 | 0 | 0 | 0 | -6.6845 | -6.6845 | 3704.2715 | 27707.951 |  | 0
1944-12-20 | 0 | 0 | 0 | 0 | -6.6845 | -6.6845 | 3697.587 | 27657.9509 |  | 0
1944-12-21 | 0 | 0 | 0 | 0 | -6.6845 | -6.6845 | 3690.9025 | 27607.9508 |  | 0
1944-12-22 | 0 | 0 | 0 | 0 | -6.6845 | -6.6845 | 3684.218 | 27557.9508 |  | 0
1944-12-23 | 0 | 0 | 0 | 0 | -6.6845 | -6.6845 | 3677.5335 | 27507.9507 |  | 0
1944-12-24 | 0 | 0 | 0 | 0 | -6.6845 | -6.6845 | 3670.849 | 27457.9507 |  | 0
1944-12-25 | 0 | 0 | 0 | 0 | -6.6845 | -6.6845 | 3664.1645 | 27407.9506 |  | 0
1944-12-26 | 0.048333 | 121.5719 | 3.6551 | 3.6551 | 111.2323 | 111.2323 | 3775.3968 | 28239.9681 |  | 0
1944-12-27 | 0.030833 | 77.5545 | 3.6551 | 3.6551 | 67.2149 | 67.2149 | 3842.6117 | 28742.7354 |  | 0
1944-12-28 | 0.030833 | 77.5545 | 3.6551 | 3.6551 | 67.2149 | 67.2149 | 3909.8266 | 29245.5028 |  | 0
1944-12-29 | 0 | 0 | 0 | 0 | -6.6845 | -6.6845 | 3903.1421 | 29195.5027 |  | 0
1944-12-30 | 0 | 0 | 0 | 0 | -6.6845 | -6.6845 | 3896.4576 | 29145.5027 |  | 0
1944-12-31 | 0 | 0 | 0 | 0 | -6.6845 | -6.6845 | 3889.7731 | 29095.5026 |  | 0
1945-01-01 | 0 | 0 | 0 | 0 | -6.6845 | -6.6845 | 3883.0886 | 29045.5026 |  | 0
1945-01-02 | 0 | 0 | 0 | 0 | -6.6845 | -6.6845 | 3876.4041 | 28995.5025 |  | 0
1945-01-03 | 0 | 0 | 0 | 0 | -6.6845 | -6.6845 | 3869.7196 | 28945.5024 |  | 0
1945-01-04 | 0 | 0 | 0 | 0 | -6.6845 | -6.6845 | 3863.0351 | 28895.5024 |  | 0
1945-01-05 | 0 | 0 | 0 | 0 | -6.6845 | -6.6845 | 3856.3506 | 28845.5023 |  | 0
1945-01-06 | 0 | 0 | 0 | 0 | -6.6845 | -6.6845 | 3849.6661 | 28795.5023 |  | 0
1945-01-07 | 0 | 0 | 0 | 0 | -6.6845 | -6.6845 | 3842.9816 | 28745.5022 |  | 0
1945-01-08 | 0 | 0 | 0 | 0 | -6.6845 | -6.6845 | 3836.2971 | 28695.5021 |  | 0
1945-01-09 | 0 | 0 | 0 | 0 | -6.6845 | -6.6845 | 3829.6126 | 28645.5021 |  | 0
1945-01-10 | 0 | 0 | 0 | 0 | -6.6845 | -6.6845 | 3822.9281 | 28595.502 |  | 0
1945-01-11 | 0 | 0 | 0 | 0 | -6.6845 | -6.6845 | 3816.2436 | 28545.502 |  | 0
1945-01-12 | 0 | 0 | 0 | 0 | -6.6845 | -6.6845 | 3809.5591 | 28495.5019 |  | 0
1945-01-13 | 0 | 0 | 0 | 0 | -6.6845 | -6.6845 | 3802.8746 | 28445.5018 |  | 0
1945-01-14 | 0 | 0 | 0 | 0 | -6.6845 | -6.6845 | 3796.1901 | 28395.5018 |  | 0
1945-01-15 | 0 | 0 | 0 | 0 | -6.6845 | -6.6845 | 3789.5056 | 28345.5017 |  | 0
1945-01-16 | 0 | 0 | 0 | 0 | -6.6845 | -6.6845 | 3782.8211 | 28295.5017 |  | 0
1945-01-17 | 0 | 0 | 0 | 0 | -6.6845 | -6.6845 | 3776.1366 | 28245.5016 |  | 0
1945-01-18 | 0 | 0 | 0 | 0 | -6.6845 | -6.6845 | 3769.4521 | 28195.5015 |  | 0
1945-01-19 | 0 | 0 | 0 | 0 | -6.6845 | -6.6845 | 3762.7676 | 28145.5015 |  | 0
1945-01-20 | 0 | 0 | 0 | 0 | -6.6845 | -6.6845 | 3756.0831 | 28095.5014 |  | 0
1945-01-21 | 0 | 0 | 0 | 0 | -6.6845 | -6.6845 | 3749.3986 | 28045.5014 |  | 0
1945-01-22 | 0 | 0 | 0 | 0 | -6.6845 | -6.6845 | 3742.7141 | 27995.5013 |  | 0
1945-01-23 | 0 | 0 | 0 | 0 | -6.6845 | -6.6845 | 3736.0296 | 27945.5012 |  | 0
1945-01-24 | 0 | 0 | 0 | 0 | -6.6845 | -6.6845 | 3729.3451 | 27895.5012 |  | 0
1945-01-25 | 0 | 0 | 0 | 0 | -6.6845 | -6.6845 | 3722.6606 | 27845.5011 |  | 0
1945-01-26 | 0 | 0 | 0 | 0 | -6.6845 | -6.6845 | 3715.9761 | 27795.5011 |  | 0
1945-01-27 | 0 | 0 | 0 | 0 | -6.6845 | -6.6845 | 3709.2916 | 27745.501 |  | 0
1945-01-28 | 0 | 0 | 0 | 0 | -6.6845 | -6.6845 | 3702.6071 | 27695.5009 |  | 0
1945-01-29 | 0 | 0 | 0 | 0 | -6.6845 | -6.6845 | 3695.9226 | 27645.5009 |  | 0
1945-01-30 | 0 | 0 | 0 | 0 | -6.6845 | -6.6845 | 3689.2381 | 27595.5008 |  | 0
1945-01-31 | 0 | 0 | 0 | 0 | -6.6845 | -6.6845 | 3682.5536 | 27545.5008 |  | 0
1945-02-01 | 0 | 0 | 0 | 0 | -6.6845 | -6.6845 | 3675.8691 | 27495.5007 |  | 0
1945-02-02 | 0 | 0 | 0 | 0 | -6.6845 | -6.6845 | 3669.1846 | 27445.5006 |  | 0
1945-02-03 | 0 | 0 | 0 | 0 | -6.6845 | -6.6845 | 3662.5001 | 27395.5006 |  | 0
1945-02-04 | 0 | 0 | 0 | 0 | -6.6845 | -6.6845 | 3655.8156 | 27345.5005 |  | 0
1945-02-05 | 0.0066667 | 16.7685 | 3.6551 | 3.6551 | 6.429 | 6.429 | 3662.2445 | 27393.5891 |  | 0
1945-02-06 | 0 | 0 | 0 | 0 | -6.6845 | -6.6845 | 3655.56 | 27343.589 |  | 0
1945-02-07 | 0 | 0 | 0 | 0 | -6.6845 | -6.6845 | 3648.8755 | 27293.589 |  | 0
1945-02-08 | 0 | 0 | 0 | 0 | -6.6845 | -6.6845 | 3642.191 | 27243.5889 |  | 0
1945-02-09 | 0 | 0 | 0 | 0 | -6.6845 | -6.6845 | 3635.5065 | 27193.5888 |  | 0
1945-02-10 | 0 | 0 | 0 | 0 | -6.6845 | -6.6845 | 3628.822 | 27143.5888 |  | 0
1945-02-11 | 0 | 0 | 0 | 0 | -6.6845 | -6.6845 | 3622.1375 | 27093.5887 |  | 0
1945-02-12 | 0 | 0 | 0 | 0 | -6.6845 | -6.6845 | 3615.453 | 27043.5887 |  | 0
1945-02-13 | 0 | 0 | 0 | 0 | -6.6845 | -6.6845 | 3608.7685 | 26993.5886 |  | 0
1945-02-14 | 0 | 0 | 0 | 0 | -6.6845 | -6.6845 | 3602.084 | 26943.5885 |  | 0
1945-02-15 | 0 | 0 | 0 | 0 | -6.6845 | -6.6845 | 3595.3995 | 26893.5885 |  | 0
1945-02-16 | 0 | 0 | 0 | 0 | -6.6845 | -6.6845 | 3588.715 | 26843.5884 |  | 0
1945-02-17 | 0 | 0 | 0 | 0 | -6.6845 | -6.6845 | 3582.0305 | 26793.5884 |  | 0
1945-02-18 | 0 | 0 | 0 | 0 | -6.6845 | -6.6845 | 3575.346 | 26743.5883 |  | 0
1945-02-19 | 0 | 0 | 0 | 0 | -6.6845 | -6.6845 | 3568.6615 | 26693.5882 |  | 0
1945-02-20 | 0 | 0 | 0 | 0 | -6.6845 | -6.6845 | 3561.977 | 26643.5882 |  | 0
1945-02-21 | 0 | 0 | 0 | 0 | -6.6845 | -6.6845 | 3555.2925 | 26593.5881 |  | 0
1945-02-22 | 0 | 0 | 0 | 0 | -6.6845 | -6.6845 | 3548.608 | 26543.5881 |  | 0
1945-02-23 | 0 | 0 | 0 | 0 | -6.6845 | -6.6845 | 3541.9235 | 26493.588 |  | 0
1945-02-24 | 0 | 0 | 0 | 0 | -6.6845 | -6.6845 | 3535.239 | 26443.5879 |  | 0
1945-02-25 | 0 | 0 | 0 | 0 | -6.6845 | -6.6845 | 3528.5545 | 26393.5879 |  | 0
1945-02-26 | 0 | 0 | 0 | 0 | -6.6845 | -6.6845 | 3521.87 | 26343.5878 |  | 0
1945-02-27 | 0 | 0 | 0 | 0 | -6.6845 | -6.6845 | 3515.1855 | 26293.5878 |  | 0
1945-02-28 | 0 | 0 | 0 | 0 | -6.6845 | -6.6845 | 3508.501 | 26243.5877 |  | 0
1945-03-01 | 0 | 0 | 0 | 0 | -6.6845 | -6.6845 | 3501.8165 | 26193.5876 |  | 0
1945-03-02 | 0 | 0 | 0 | 0 | -6.6845 | -6.6845 | 3495.132 | 26143.5876 |  | 0
1945-03-03 | 0 | 0 | 0 | 0 | -6.6845 | -6.6845 | 3488.4475 | 26093.5875 |  | 0
1945-03-04 | 0 | 0 | 0 | 0 | -6.6845 | -6.6845 | 3481.763 | 26043.5875 |  | 0
1945-03-05 | 0 | 0 | 0 | 0 | -6.6845 | -6.6845 | 3475.0785 | 25993.5874 |  | 0
1945-03-06 | 0 | 0 | 0 | 0 | -6.6845 | -6.6845 | 3468.394 | 25943.5873 |  | 0
1945-03-07 | 0 | 0 | 0 | 0 | -6.6845 | -6.6845 | 3461.7095 | 25893.5873 |  | 0
1945-03-08 | 0 | 0 | 0 | 0 | -6.6845 | -6.6845 | 3455.025 | 25843.5872 |  | 0
1945-03-09 | 0 | 0 | 0 | 0 | -6.6845 | -6.6845 | 3448.3405 | 25793.5872 |  | 0
1945-03-10 | 0 | 0 | 0 | 0 | -6.6845 | -6.6845 | 3441.656 | 25743.5871 |  | 0
1945-03-11 | 0 | 0 | 0 | 0 | -6.6845 | -6.6845 | 3434.9715 | 25693.587 |  | 0
1945-03-12 | 0 | 0 | 0 | 0 | -6.6845 | -6.6845 | 3428.287 | 25643.587 |  | 0
1945-03-13 | 0 | 0 | 0 | 0 | -6.6845 | -6.6845 | 3421.6025 | 25593.5869 |  | 0
1945-03-14 | 0 | 0 | 0 | 0 | -6.6845 | -6.6845 | 3414.918 | 25543.5869 |  | 0
1945-03-15 | 0 | 0 | 0 | 0 | -6.6845 | -6.6845 | 3408.2335 | 25493.5868 |  | 0
1945-03-16 | 0 | 0 | 0 | 0 | -6.6845 | -6.6845 | 3401.549 | 25443.5867 |  | 0
1945-03-17 | 0 | 0 | 0 | 0 | -6.6845 | -6.6845 | 3394.8645 | 25393.5867 |  | 0
1945-03-18 | 0 | 0 | 0 | 0 | -6.6845 | -6.6845 | 3388.18 | 25343.5866 |  | 0
1945-03-19 | 0 | 0 | 0 | 0 | -6.6845 | -6.6845 | 3381.4955 | 25293.5866 |  | 0
1945-03-20 | 0 | 0 | 0 | 0 | -6.6845 | -6.6845 | 3374.811 | 25243.5865 |  | 0
1945-03-21 | 0 | 0 | 0 | 0 | -6.6845 | -6.6845 | 3368.1265 | 25193.5864 |  | 0
1945-03-22 | 0 | 0 | 0 | 0 | -6.6845 | -6.6845 | 3361.442 | 25143.5864 |  | 0
1945-03-23 | 0 | 0 | 0 | 0 | -6.6845 | -6.6845 | 3354.7575 | 25093.5863 |  | 0
1945-03-24 | 0 | 0 | 0 | 0 | -6.6845 | -6.6845 | 3348.073 | 25043.5863 |  | 0
1945-03-25 | 0 | 0 | 0 | 0 | -6.6845 | -6.6845 | 3341.3885 | 24993.5862 |  | 0
1945-03-26 | 0 | 0 | 0 | 0 | -6.6845 | -6.6845 | 3334.704 | 24943.5861 |  | 0
1945-03-27 | 0 | 0 | 0 | 0 | -6.6845 | -6.6845 | 3328.0195 | 24893.5861 |  | 0
1945-03-28 | 0 | 0 | 0 | 0 | -6.6845 | -6.6845 | 3321.335 | 24843.586 |  | 0
1945-03-29 | 0 | 0 | 0 | 0 | -6.6845 | -6.6845 | 3314.6505 | 24793.586 |  | 0
1945-03-30 | 0 | 0 | 0 | 0 | -6.6845 | -6.6845 | 3307.966 | 24743.5859 |  | 0
1945-03-31 | 0.045 | 113.1876 | 3.6551 | 3.6551 | 102.848 | 102.848 | 3410.814 | 25512.8891 |  | 0
1945-04-01 | 0 | 0 | 0 | 0 | -6.6845 | -6.6845 | 3404.1295 | 25462.889 |  | 0
1945-04-02 | 0 | 0 | 0 | 0 | -6.6845 | -6.6845 | 3397.445 | 25412.889 |  | 0
1945-04-03 | 0 | 0 | 0 | 0 | -6.6845 | -6.6845 | 3390.7605 | 25362.8889 |  | 0
1945-04-04 | 0 | 0 | 0 | 0 | -6.6845 | -6.6845 | 3384.076 | 25312.8889 |  | 0
1945-04-05 | 0 | 0 | 0 | 0 | -6.6845 | -6.6845 | 3377.3915 | 25262.8888 |  | 0
1945-04-06 | 0 | 0 | 0 | 0 | -6.6845 | -6.6845 | 3370.707 | 25212.8887 |  | 0
1945-04-07 | 0 | 0 | 0 | 0 | -6.6845 | -6.6845 | 3364.0225 | 25162.8887 |  | 0
1945-04-08 | 0 | 0 | 0 | 0 | -6.6845 | -6.6845 | 3357.338 | 25112.8886 |  | 0
1945-04-09 | 0 | 0 | 0 | 0 | -6.6845 | -6.6845 | 3350.6535 | 25062.8886 |  | 0
1945-04-10 | 0 | 0 | 0 | 0 | -6.6845 | -6.6845 | 3343.969 | 25012.8885 |  | 0
1945-04-11 | 0 | 0 | 0 | 0 | -6.6845 | -6.6845 | 3337.2845 | 24962.8884 |  | 0
1945-04-12 | 0 | 0 | 0 | 0 | -6.6845 | -6.6845 | 3330.6 | 24912.8884 |  | 0
1945-04-13 | 0 | 0 | 0 | 0 | -6.6845 | -6.6845 | 3323.9155 | 24862.8883 |  | 0
1945-04-14 | 0 | 0 | 0 | 0 | -6.6845 | -6.6845 | 3317.231 | 24812.8883 |  | 0
1945-04-15 | 0 | 0 | 0 | 0 | -6.6845 | -6.6845 | 3310.5465 | 24762.8882 |  | 0
1945-04-16 | 0 | 0 | 0 | 0 | -6.6845 | -6.6845 | 3303.862 | 24712.8881 |  | 0
1945-04-17 | 0 | 0 | 0 | 0 | -6.6845 | -6.6845 | 3297.1775 | 24662.8881 |  | 0
1945-04-18 | 0 | 0 | 0 | 0 | -6.6845 | -6.6845 | 3290.493 | 24612.888 |  | 0
1945-04-19 | 0 | 0 | 0 | 0 | -6.6845 | -6.6845 | 3283.8085 | 24562.888 |  | 0
1945-04-20 | 0.025 | 62.882 | 3.6551 | 3.6551 | 52.5424 | 52.5424 | 3336.351 | 24955.9053 |  | 0
1945-04-21 | 0.0066667 | 16.7685 | 3.6551 | 3.6551 | 6.429 | 6.429 | 3342.7799 | 25003.9938 |  | 0
1945-04-22 | 0 | 0 | 0 | 0 | -6.6845 | -6.6845 | 3336.0954 | 24953.9938 |  | 0
1945-04-23 | 0 | 0 | 0 | 0 | -6.6845 | -6.6845 | 3329.4109 | 24903.9937 |  | 0
1945-04-24 | 0 | 0 | 0 | 0 | -6.6845 | -6.6845 | 3322.7264 | 24853.9936 |  | 0
1945-04-25 | 0 | 0 | 0 | 0 | -6.6845 | -6.6845 | 3316.0419 | 24803.9936 |  | 0
1945-04-26 | 0 | 0 | 0 | 0 | -6.6845 | -6.6845 | 3309.3574 | 24753.9935 |  | 0
1945-04-27 | 0 | 0 | 0 | 0 | -6.6845 | -6.6845 | 3302.6729 | 24703.9935 |  | 0
1945-04-28 | 0 | 0 | 0 | 0 | -6.6845 | -6.6845 | 3295.9884 | 24653.9934 |  | 0
1945-04-29 | 0 | 0 | 0 | 0 | -6.6845 | -6.6845 | 3289.3039 | 24603.9933 |  | 0
1945-04-30 | 0 | 0 | 0 | 0 | -6.6845 | -6.6845 | 3282.6194 | 24553.9933 |  | 0
1945-05-01 | 0.0041667 | 10.4803 | 3.6551 | 3.6551 | 0.14075 | 0.14075 | 3282.7602 | 24555.0461 |  | 0
1945-05-02 | 0 | 0 | 0 | 0 | -6.6845 | -6.6845 | 3276.0757 | 24505.0461 |  | 0
1945-05-03 | 0 | 0 | 0 | 0 | -6.6845 | -6.6845 | 3269.3912 | 24455.046 |  | 0
1945-05-04 | 0 | 0 | 0 | 0 | -6.6845 | -6.6845 | 3262.7067 | 24405.0459 |  | 0
1945-05-05 | 0 | 0 | 0 | 0 | -6.6845 | -6.6845 | 3256.0222 | 24355.0459 |  | 0
1945-05-06 | 0 | 0 | 0 | 0 | -6.6845 | -6.6845 | 3249.3377 | 24305.0458 |  | 0
1945-05-07 | 0 | 0 | 0 | 0 | -6.6845 | -6.6845 | 3242.6532 | 24255.0458 |  | 0
1945-05-08 | 0 | 0 | 0 | 0 | -6.6845 | -6.6845 | 3235.9687 | 24205.0457 |  | 0
1945-05-09 | 0 | 0 | 0 | 0 | -6.6845 | -6.6845 | 3229.2842 | 24155.0456 |  | 0
1945-05-10 | 0 | 0 | 0 | 0 | -6.6845 | -6.6845 | 3222.5997 | 24105.0456 |  | 0
1945-05-11 | 0 | 0 | 0 | 0 | -6.6845 | -6.6845 | 3215.9152 | 24055.0455 |  | 0
1945-05-12 | 0 | 0 | 0 | 0 | -6.6845 | -6.6845 | 3209.2307 | 24005.0455 |  | 0
1945-05-13 | 0 | 0 | 0 | 0 | -6.6845 | -6.6845 | 3202.5462 | 23955.0454 |  | 0
1945-05-14 | 0 | 0 | 0 | 0 | -6.6845 | -6.6845 | 3195.8617 | 23905.0453 |  | 0
1945-05-15 | 0 | 0 | 0 | 0 | -6.6845 | -6.6845 | 3189.1772 | 23855.0453 |  | 0
1945-05-16 | 0 | 0 | 0 | 0 | -6.6845 | -6.6845 | 3182.4927 | 23805.0452 |  | 0
1945-05-17 | 0 | 0 | 0 | 0 | -6.6845 | -6.6845 | 3175.8082 | 23755.0452 |  | 0
1945-05-18 | 0 | 0 | 0 | 0 | -6.6845 | -6.6845 | 3169.1237 | 23705.0451 |  | 0
1945-05-19 | 0.011667 | 29.3449 | 3.6551 | 3.6551 | 19.0054 | 19.0054 | 3188.129 | 23847.2051 |  | 0
1945-05-20 | 0 | 0 | 0 | 0 | -6.6845 | -6.6845 | 3181.4445 | 23797.2051 |  | 0
1945-05-21 | 0 | 0 | 0 | 0 | -6.6845 | -6.6845 | 3174.76 | 23747.205 |  | 0
1945-05-22 | 0 | 0 | 0 | 0 | -6.6845 | -6.6845 | 3168.0755 | 23697.205 |  | 0
1945-05-23 | 0 | 0 | 0 | 0 | -6.6845 | -6.6845 | 3161.391 | 23647.2049 |  | 0
1945-05-24 | 0 | 0 | 0 | 0 | -6.6845 | -6.6845 | 3154.7065 | 23597.2048 |  | 0
1945-05-25 | 0 | 0 | 0 | 0 | -6.6845 | -6.6845 | 3148.022 | 23547.2048 |  | 0
1945-05-26 | 0 | 0 | 0 | 0 | -6.6845 | -6.6845 | 3141.3375 | 23497.2047 |  | 0
1945-05-27 | 0 | 0 | 0 | 0 | -6.6845 | -6.6845 | 3134.653 | 23447.2047 |  | 0
1945-05-28 | 0 | 0 | 0 | 0 | -6.6845 | -6.6845 | 3127.9685 | 23397.2046 |  | 0
1945-05-29 | 0 | 0 | 0 | 0 | -6.6845 | -6.6845 | 3121.284 | 23347.2045 |  | 0
1945-05-30 | 0 | 0 | 0 | 0 | -6.6845 | -6.6845 | 3114.5995 | 23297.2045 |  | 0
1945-05-31 | 0 | 0 | 0 | 0 | -6.6845 | -6.6845 | 3107.915 | 23247.2044 |  | 0
1945-06-01 | 0 | 0 | 0 | 0 | -6.6845 | -6.6845 | 3101.2305 | 23197.2044 |  | 0
1945-06-02 | 0 | 0 | 0 | 0 | -6.6845 | -6.6845 | 3094.546 | 23147.2043 |  | 0
1945-06-03 | 0 | 0 | 0 | 0 | -6.6845 | -6.6845 | 3087.8615 | 23097.2042 |  | 0
1945-06-04 | 0 | 0 | 0 | 0 | -6.6845 | -6.6845 | 3081.177 | 23047.2042 |  | 0
1945-06-05 | 0 | 0 | 0 | 0 | -6.6845 | -6.6845 | 3074.4925 | 22997.2041 |  | 0
1945-06-06 | 0 | 0 | 0 | 0 | -6.6845 | -6.6845 | 3067.808 | 22947.2041 |  | 0
1945-06-07 | 0 | 0 | 0 | 0 | -6.6845 | -6.6845 | 3061.1235 | 22897.204 |  | 0
1945-06-08 | 0 | 0 | 0 | 0 | -6.6845 | -6.6845 | 3054.439 | 22847.2039 |  | 0
1945-06-09 | 0 | 0 | 0 | 0 | -6.6845 | -6.6845 | 3047.7545 | 22797.2039 |  | 0
1945-06-10 | 0 | 0 | 0 | 0 | -6.6845 | -6.6845 | 3041.07 | 22747.2038 |  | 0
1945-06-11 | 0 | 0 | 0 | 0 | -6.6845 | -6.6845 | 3034.3855 | 22697.2038 |  | 0
1945-06-12 | 0 | 0 | 0 | 0 | -6.6845 | -6.6845 | 3027.701 | 22647.2037 |  | 0
1945-06-13 | 0 | 0 | 0 | 0 | -6.6845 | -6.6845 | 3021.0165 | 22597.2036 |  | 0
1945-06-14 | 0 | 0 | 0 | 0 | -6.6845 | -6.6845 | 3014.332 | 22547.2036 |  | 0
1945-06-15 | 0 | 0 | 0 | 0 | -6.6845 | -6.6845 | 3007.6475 | 22497.2035 |  | 0
1945-06-16 | 0 | 0 | 0 | 0 | -6.6845 | -6.6845 | 3000.963 | 22447.2035 |  | 0
1945-06-17 | 0 | 0 | 0 | 0 | -6.6845 | -6.6845 | 2994.2785 | 22397.2034 |  | 0
1945-06-18 | 0 | 0 | 0 | 0 | -6.6845 | -6.6845 | 2987.594 | 22347.2033 |  | 0
1945-06-19 | 0 | 0 | 0 | 0 | -6.6845 | -6.6845 | 2980.9095 | 22297.2033 |  | 0
1945-06-20 | 0 | 0 | 0 | 0 | -6.6845 | -6.6845 | 2974.225 | 22247.2032 |  | 0
1945-06-21 | 0 | 0 | 0 | 0 | -6.6845 | -6.6845 | 2967.5405 | 22197.2032 |  | 0
1945-06-22 | 0.029167 | 73.3623 | 3.6551 | 3.6551 | 63.0228 | 63.0228 | 3030.5633 | 22668.6134 |  | 0
1945-06-23 | 0.0025 | 6.2882 | 3.6551 | 3.6551 | -4.0514 | -4.0514 | 3026.5119 | 22638.309 |  | 0
1945-06-24 | 0 | 0 | 0 | 0 | -6.6845 | -6.6845 | 3019.8274 | 22588.309 |  | 0
1945-06-25 | 0 | 0 | 0 | 0 | -6.6845 | -6.6845 | 3013.1429 | 22538.3089 |  | 0
1945-06-26 | 0 | 0 | 0 | 0 | -6.6845 | -6.6845 | 3006.4584 | 22488.3088 |  | 0
1945-06-27 | 0 | 0 | 0 | 0 | -6.6845 | -6.6845 | 2999.7739 | 22438.3088 |  | 0
1945-06-28 | 0 | 0 | 0 | 0 | -6.6845 | -6.6845 | 2993.0894 | 22388.3087 |  | 0
1945-06-29 | 0 | 0 | 0 | 0 | -6.6845 | -6.6845 | 2986.4049 | 22338.3087 |  | 0
1945-06-30 | 0.0033333 | 8.3843 | 3.6551 | 3.6551 | -1.9553 | -1.9553 | 2984.4496 | 22323.6829 |  | 0
1945-07-01 | 0.04 | 100.6112 | 3.6551 | 3.6551 | 90.2716 | 90.2716 | 3074.7212 | 22998.9146 |  | 0
1945-07-02 | 0.37083 | 932.7497 | 3.6551 | 3.6551 | 922.4101 | 922.4101 | 3997.1313 | 29898.5421 |  | 0
1945-07-03 | 0.1025 | 257.8162 | 3.6551 | 3.6551 | 247.4766 | 247.4766 | 4003.7455 | 29948.0163 |  | 234.1779
1945-07-04 | 0.0016667 | 4.1921 | 3.6551 | 3.6551 | -6.1474 | -6.1474 | 3997.5981 | 29902.0334 |  | 0
1945-07-05 | 0 | 0 | 0 | 0 | -6.6845 | -6.6845 | 3990.9136 | 29852.0334 |  | 0
1945-07-06 | 0.015833 | 39.8253 | 3.6551 | 3.6551 | 29.4857 | 29.4857 | 4003.7455 | 29948.0163 |  | 9.9692
1945-07-07 | 0 | 0 | 0 | 0 | -6.6845 | -6.6845 | 3997.061 | 29898.0163 |  | 0
1945-07-08 | 0.015833 | 39.8253 | 3.6551 | 3.6551 | 29.4857 | 29.4857 | 4003.7455 | 29948.0163 |  | 16.1167
1945-07-09 | 0.0083333 | 20.9607 | 3.6551 | 3.6551 | 10.6211 | 10.6211 | 4003.7455 | 29948.0163 |  | 3.9366
1945-07-10 | 0.00083333 | 2.0961 | 3.6551 | 2.0961 | -6.6845 | -6.6845 | 3997.061 | 29898.0163 |  | 0
1945-07-11 | 0.00083333 | 2.0961 | 3.6551 | 2.0961 | -6.6845 | -6.6845 | 3990.3765 | 29848.0162 |  | 0
1945-07-12 | 0 | 0 | 0 | 0 | -6.6845 | -6.6845 | 3983.692 | 29798.0162 |  | 0
1945-07-13 | 0.00083333 | 2.0961 | 3.6551 | 2.0961 | -6.6845 | -6.6845 | 3977.0075 | 29748.0161 |  | 0
1945-07-14 | 0 | 0 | 0 | 0 | -6.6845 | -6.6845 | 3970.323 | 29698.016 |  | 0
1945-07-15 | 0 | 0 | 0 | 0 | -6.6845 | -6.6845 | 3963.6385 | 29648.016 |  | 0
1945-07-16 | 0 | 0 | 0 | 0 | -6.6845 | -6.6845 | 3956.954 | 29598.0159 |  | 0
1945-07-17 | 0 | 0 | 0 | 0 | -6.6845 | -6.6845 | 3950.2695 | 29548.0159 |  | 0
1945-07-18 | 0 | 0 | 0 | 0 | -6.6845 | -6.6845 | 3943.585 | 29498.0158 |  | 0
1945-07-19 | 0 | 0 | 0 | 0 | -6.6845 | -6.6845 | 3936.9005 | 29448.0157 |  | 0
1945-07-20 | 0 | 0 | 0 | 0 | -6.6845 | -6.6845 | 3930.216 | 29398.0157 |  | 0
1945-07-21 | 0 | 0 | 0 | 0 | -6.6845 | -6.6845 | 3923.5315 | 29348.0156 |  | 0
1945-07-22 | 0 | 0 | 0 | 0 | -6.6845 | -6.6845 | 3916.847 | 29298.0156 |  | 0
1945-07-23 | 0 | 0 | 0 | 0 | -6.6845 | -6.6845 | 3910.1625 | 29248.0155 |  | 0
1945-07-24 | 0 | 0 | 0 | 0 | -6.6845 | -6.6845 | 3903.478 | 29198.0154 |  | 0
1945-07-25 | 0 | 0 | 0 | 0 | -6.6845 | -6.6845 | 3896.7935 | 29148.0154 |  | 0
1945-07-26 | 0 | 0 | 0 | 0 | -6.6845 | -6.6845 | 3890.109 | 29098.0153 |  | 0
1945-07-27 | 0 | 0 | 0 | 0 | -6.6845 | -6.6845 | 3883.4245 | 29048.0153 |  | 0
1945-07-28 | 0 | 0 | 0 | 0 | -6.6845 | -6.6845 | 3876.74 | 28998.0152 |  | 0
1945-07-29 | 0.00083333 | 2.0961 | 3.6551 | 2.0961 | -6.6845 | -6.6845 | 3870.0555 | 28948.0151 |  | 0
1945-07-30 | 0 | 0 | 0 | 0 | -6.6845 | -6.6845 | 3863.371 | 28898.0151 |  | 0
1945-07-31 | 0 | 0 | 0 | 0 | -6.6845 | -6.6845 | 3856.6865 | 28848.015 |  | 0
1945-08-01 | 0.005 | 12.5764 | 3.6551 | 3.6551 | 2.2368 | 2.2368 | 3858.9233 | 28864.7464 |  | 0
1945-08-02 | 0 | 0 | 0 | 0 | -6.6845 | -6.6845 | 3852.2388 | 28814.7464 |  | 0
1945-08-03 | 0 | 0 | 0 | 0 | -6.6845 | -6.6845 | 3845.5543 | 28764.7463 |  | 0
1945-08-04 | 0 | 0 | 0 | 0 | -6.6845 | -6.6845 | 3838.8698 | 28714.7463 |  | 0
1945-08-05 | 0 | 0 | 0 | 0 | -6.6845 | -6.6845 | 3832.1853 | 28664.7462 |  | 0
1945-08-06 | 0 | 0 | 0 | 0 | -6.6845 | -6.6845 | 3825.5008 | 28614.7461 |  | 0
1945-08-07 | 0.12333 | 310.2179 | 3.6551 | 3.6551 | 299.8783 | 299.8783 | 4003.7455 | 29948.0163 |  | 114.9491
1945-08-08 | 0.023333 | 58.6899 | 3.6551 | 3.6551 | 48.3503 | 48.3503 | 4003.7455 | 29948.0163 |  | 41.6658
1945-08-09 | 0 | 0 | 0 | 0 | -6.6845 | -6.6845 | 3997.061 | 29898.0163 |  | 0
1945-08-10 | 0 | 0 | 0 | 0 | -6.6845 | -6.6845 | 3990.3765 | 29848.0162 |  | 0
1945-08-11 | 0.051667 | 129.9561 | 3.6551 | 3.6551 | 119.6166 | 119.6166 | 4003.7455 | 29948.0163 |  | 99.5631
1945-08-12 | 0 | 0 | 0 | 0 | -6.6845 | -6.6845 | 3997.061 | 29898.0163 |  | 0
1945-08-13 | 0 | 0 | 0 | 0 | -6.6845 | -6.6845 | 3990.3765 | 29848.0162 |  | 0
1945-08-14 | 0 | 0 | 0 | 0 | -6.6845 | -6.6845 | 3983.692 | 29798.0162 |  | 0
1945-08-15 | 0 | 0 | 0 | 0 | -6.6845 | -6.6845 | 3977.0075 | 29748.0161 |  | 0
1945-08-16 | 0 | 0 | 0 | 0 | -6.6845 | -6.6845 | 3970.323 | 29698.016 |  | 0
1945-08-17 | 0 | 0 | 0 | 0 | -6.6845 | -6.6845 | 3963.6385 | 29648.016 |  | 0
1945-08-18 | 0 | 0 | 0 | 0 | -6.6845 | -6.6845 | 3956.954 | 29598.0159 |  | 0
1945-08-19 | 0 | 0 | 0 | 0 | -6.6845 | -6.6845 | 3950.2695 | 29548.0159 |  | 0
1945-08-20 | 0 | 0 | 0 | 0 | -6.6845 | -6.6845 | 3943.585 | 29498.0158 |  | 0
1945-08-21 | 0.070833 | 178.1657 | 3.6551 | 3.6551 | 167.8261 | 167.8261 | 4003.7455 | 29948.0163 |  | 100.9811
1945-08-22 | 0.035833 | 90.1309 | 3.6551 | 3.6551 | 79.7913 | 79.7913 | 4003.7455 | 29948.0163 |  | 73.1068
1945-08-23 | 0 | 0 | 0 | 0 | -6.6845 | -6.6845 | 3997.061 | 29898.0163 |  | 0
1945-08-24 | 0 | 0 | 0 | 0 | -6.6845 | -6.6845 | 3990.3765 | 29848.0162 |  | 0
1945-08-25 | 0 | 0 | 0 | 0 | -6.6845 | -6.6845 | 3983.692 | 29798.0162 |  | 0
1945-08-26 | 0.005 | 12.5764 | 3.6551 | 3.6551 | 2.2368 | 2.2368 | 3985.9288 | 29814.7476 |  | 0
1945-08-27 | 0 | 0 | 0 | 0 | -6.6845 | -6.6845 | 3979.2443 | 29764.7475 |  | 0
1945-08-28 | 0 | 0 | 0 | 0 | -6.6845 | -6.6845 | 3972.5598 | 29714.7475 |  | 0
1945-08-29 | 0 | 0 | 0 | 0 | -6.6845 | -6.6845 | 3965.8753 | 29664.7474 |  | 0
1945-08-30 | 0 | 0 | 0 | 0 | -6.6845 | -6.6845 | 3959.1908 | 29614.7473 |  | 0
1945-08-31 | 0 | 0 | 0 | 0 | -6.6845 | -6.6845 | 3952.5063 | 29564.7473 |  | 0
1945-09-01 | 0 | 0 | 0 | 0 | -6.6845 | -6.6845 | 3945.8218 | 29514.7472 |  | 0
1945-09-02 | 0 | 0 | 0 | 0 | -6.6845 | -6.6845 | 3939.1373 | 29464.7472 |  | 0
1945-09-03 | 0 | 0 | 0 | 0 | -6.6845 | -6.6845 | 3932.4528 | 29414.7471 |  | 0
1945-09-04 | 0 | 0 | 0 | 0 | -6.6845 | -6.6845 | 3925.7683 | 29364.747 |  | 0
1945-09-05 | 0 | 0 | 0 | 0 | -6.6845 | -6.6845 | 3919.0838 | 29314.747 |  | 0
1945-09-06 | 0 | 0 | 0 | 0 | -6.6845 | -6.6845 | 3912.3993 | 29264.7469 |  | 0
1945-09-07 | 0 | 0 | 0 | 0 | -6.6845 | -6.6845 | 3905.7148 | 29214.7469 |  | 0
1945-09-08 | 0 | 0 | 0 | 0 | -6.6845 | -6.6845 | 3899.0303 | 29164.7468 |  | 0
1945-09-09 | 0 | 0 | 0 | 0 | -6.6845 | -6.6845 | 3892.3458 | 29114.7467 |  | 0
1945-09-10 | 0 | 0 | 0 | 0 | -6.6845 | -6.6845 | 3885.6613 | 29064.7467 |  | 0
1945-09-11 | 0 | 0 | 0 | 0 | -6.6845 | -6.6845 | 3878.9768 | 29014.7466 |  | 0
1945-09-12 | 0 | 0 | 0 | 0 | -6.6845 | -6.6845 | 3872.2923 | 28964.7466 |  | 0
1945-09-13 | 0 | 0 | 0 | 0 | -6.6845 | -6.6845 | 3865.6078 | 28914.7465 |  | 0
1945-09-14 | 0 | 0 | 0 | 0 | -6.6845 | -6.6845 | 3858.9233 | 28864.7464 |  | 0
1945-09-15 | 0 | 0 | 0 | 0 | -6.6845 | -6.6845 | 3852.2388 | 28814.7464 |  | 0
1945-09-16 | 0 | 0 | 0 | 0 | -6.6845 | -6.6845 | 3845.5543 | 28764.7463 |  | 0
1945-09-17 | 0 | 0 | 0 | 0 | -6.6845 | -6.6845 | 3838.8698 | 28714.7463 |  | 0
1945-09-18 | 0 | 0 | 0 | 0 | -6.6845 | -6.6845 | 3832.1853 | 28664.7462 |  | 0
1945-09-19 | 0 | 0 | 0 | 0 | -6.6845 | -6.6845 | 3825.5008 | 28614.7461 |  | 0
1945-09-20 | 0.025 | 62.882 | 3.6551 | 3.6551 | 52.5424 | 52.5424 | 3878.0432 | 29007.7634 |  | 0
1945-09-21 | 0 | 0 | 0 | 0 | -6.6845 | -6.6845 | 3871.3587 | 28957.7634 |  | 0
1945-09-22 | 0.00083333 | 2.0961 | 3.6551 | 2.0961 | -6.6845 | -6.6845 | 3864.6742 | 28907.7633 |  | 0
1945-09-23 | 0.0325 | 81.7466 | 3.6551 | 3.6551 | 71.407 | 71.407 | 3936.0813 | 29441.8878 |  | 0
1945-09-24 | 0 | 0 | 0 | 0 | -6.6845 | -6.6845 | 3929.3968 | 29391.8878 |  | 0
1945-09-25 | 0 | 0 | 0 | 0 | -6.6845 | -6.6845 | 3922.7123 | 29341.8877 |  | 0
1945-09-26 | 0 | 0 | 0 | 0 | -6.6845 | -6.6845 | 3916.0278 | 29291.8876 |  | 0
1945-09-27 | 0.079167 | 199.1263 | 3.6551 | 3.6551 | 188.7868 | 188.7868 | 4003.7455 | 29948.0163 |  | 94.3845
1945-09-28 | 0.0025 | 6.2882 | 3.6551 | 3.6551 | -4.0514 | -4.0514 | 3999.6941 | 29917.712 |  | 0
1945-09-29 | 0.0041667 | 10.4803 | 3.6551 | 3.6551 | 0.14075 | 0.14075 | 3999.8349 | 29918.7648 |  | 0
1945-09-30 | 0.00083333 | 2.0961 | 3.6551 | 2.0961 | -6.6845 | -6.6845 | 3993.1504 | 29868.7648 |  | 0
1945-10-01 | 0.0033333 | 8.3843 | 3.6551 | 3.6551 | -1.9553 | -1.9553 | 3991.1951 | 29854.139 |  | 0
1945-10-02 | 0.058333 | 146.7247 | 3.6551 | 3.6551 | 136.3851 | 136.3851 | 4003.7455 | 29948.0163 |  | 117.1501
1945-10-03 | 0.020833 | 52.4017 | 3.6551 | 3.6551 | 42.0621 | 42.0621 | 4003.7455 | 29948.0163 |  | 35.3776
1945-10-04 | 0.0625 | 157.205 | 3.6551 | 3.6551 | 146.8654 | 146.8654 | 4003.7455 | 29948.0163 |  | 140.1809
1945-10-05 | 0.056667 | 142.5325 | 3.6551 | 3.6551 | 132.193 | 132.193 | 4003.7455 | 29948.0163 |  | 125.5085
1945-10-06 | 0.083333 | 209.6067 | 3.6551 | 3.6551 | 199.2671 | 199.2671 | 4003.7455 | 29948.0163 |  | 192.5826
1945-10-07 | 0 | 0 | 0 | 0 | -6.6845 | -6.6845 | 3997.061 | 29898.0163 |  | 0
1945-10-08 | 0.0175 | 44.0174 | 3.6551 | 3.6551 | 33.6778 | 33.6778 | 4003.7455 | 29948.0163 |  | 20.3088
1945-10-09 | 0.026667 | 67.0741 | 3.6551 | 3.6551 | 56.7346 | 56.7346 | 4003.7455 | 29948.0163 |  | 50.0501
1945-10-10 | 0 | 0 | 0 | 0 | -6.6845 | -6.6845 | 3997.061 | 29898.0163 |  | 0
1945-10-11 | 0 | 0 | 0 | 0 | -6.6845 | -6.6845 | 3990.3765 | 29848.0162 |  | 0
1945-10-12 | 0 | 0 | 0 | 0 | -6.6845 | -6.6845 | 3983.692 | 29798.0162 |  | 0
1945-10-13 | 0 | 0 | 0 | 0 | -6.6845 | -6.6845 | 3977.0075 | 29748.0161 |  | 0
1945-10-14 | 0 | 0 | 0 | 0 | -6.6845 | -6.6845 | 3970.323 | 29698.016 |  | 0
1945-10-15 | 0 | 0 | 0 | 0 | -6.6845 | -6.6845 | 3963.6385 | 29648.016 |  | 0
1945-10-16 | 0 | 0 | 0 | 0 | -6.6845 | -6.6845 | 3956.954 | 29598.0159 |  | 0
1945-10-17 | 0 | 0 | 0 | 0 | -6.6845 | -6.6845 | 3950.2695 | 29548.0159 |  | 0
1945-10-18 | 0 | 0 | 0 | 0 | -6.6845 | -6.6845 | 3943.585 | 29498.0158 |  | 0
1945-10-19 | 0 | 0 | 0 | 0 | -6.6845 | -6.6845 | 3936.9005 | 29448.0157 |  | 0
1945-10-20 | 0 | 0 | 0 | 0 | -6.6845 | -6.6845 | 3930.216 | 29398.0157 |  | 0
1945-10-21 | 0 | 0 | 0 | 0 | -6.6845 | -6.6845 | 3923.5315 | 29348.0156 |  | 0
1945-10-22 | 0 | 0 | 0 | 0 | -6.6845 | -6.6845 | 3916.847 | 29298.0156 |  | 0
1945-10-23 | 0 | 0 | 0 | 0 | -6.6845 | -6.6845 | 3910.1625 | 29248.0155 |  | 0
1945-10-24 | 0 | 0 | 0 | 0 | -6.6845 | -6.6845 | 3903.478 | 29198.0154 |  | 0
1945-10-25 | 0 | 0 | 0 | 0 | -6.6845 | -6.6845 | 3896.7935 | 29148.0154 |  | 0
1945-10-26 | 0 | 0 | 0 | 0 | -6.6845 | -6.6845 | 3890.109 | 29098.0153 |  | 0
1945-10-27 | 0 | 0 | 0 | 0 | -6.6845 | -6.6845 | 3883.4245 | 29048.0153 |  | 0
1945-10-28 | 0 | 0 | 0 | 0 | -6.6845 | -6.6845 | 3876.74 | 28998.0152 |  | 0
1945-10-29 | 0 | 0 | 0 | 0 | -6.6845 | -6.6845 | 3870.0555 | 28948.0151 |  | 0
1945-10-30 | 0 | 0 | 0 | 0 | -6.6845 | -6.6845 | 3863.371 | 28898.0151 |  | 0
1945-10-31 | 0 | 0 | 0 | 0 | -6.6845 | -6.6845 | 3856.6865 | 28848.015 |  | 0
1945-11-01 | 0 | 0 | 0 | 0 | -6.6845 | -6.6845 | 3850.002 | 28798.015 |  | 0
1945-11-02 | 0 | 0 | 0 | 0 | -6.6845 | -6.6845 | 3843.3175 | 28748.0149 |  | 0
1945-11-03 | 0 | 0 | 0 | 0 | -6.6845 | -6.6845 | 3836.633 | 28698.0148 |  | 0
1945-11-04 | 0 | 0 | 0 | 0 | -6.6845 | -6.6845 | 3829.9485 | 28648.0148 |  | 0
1945-11-05 | 0 | 0 | 0 | 0 | -6.6845 | -6.6845 | 3823.264 | 28598.0147 |  | 0
1945-11-06 | 0 | 0 | 0 | 0 | -6.6845 | -6.6845 | 3816.5795 | 28548.0147 |  | 0
1945-11-07 | 0 | 0 | 0 | 0 | -6.6845 | -6.6845 | 3809.895 | 28498.0146 |  | 0
1945-11-08 | 0 | 0 | 0 | 0 | -6.6845 | -6.6845 | 3803.2105 | 28448.0145 |  | 0
1945-11-09 | 0 | 0 | 0 | 0 | -6.6845 | -6.6845 | 3796.526 | 28398.0145 |  | 0
1945-11-10 | 0 | 0 | 0 | 0 | -6.6845 | -6.6845 | 3789.8415 | 28348.0144 |  | 0
1945-11-11 | 0 | 0 | 0 | 0 | -6.6845 | -6.6845 | 3783.157 | 28298.0144 |  | 0
1945-11-12 | 0 | 0 | 0 | 0 | -6.6845 | -6.6845 | 3776.4725 | 28248.0143 |  | 0
1945-11-13 | 0 | 0 | 0 | 0 | -6.6845 | -6.6845 | 3769.788 | 28198.0142 |  | 0
1945-11-14 | 0 | 0 | 0 | 0 | -6.6845 | -6.6845 | 3763.1035 | 28148.0142 |  | 0
1945-11-15 | 0 | 0 | 0 | 0 | -6.6845 | -6.6845 | 3756.419 | 28098.0141 |  | 0
1945-11-16 | 0 | 0 | 0 | 0 | -6.6845 | -6.6845 | 3749.7345 | 28048.0141 |  | 0
1945-11-17 | 0 | 0 | 0 | 0 | -6.6845 | -6.6845 | 3743.05 | 27998.014 |  | 0
1945-11-18 | 0 | 0 | 0 | 0 | -6.6845 | -6.6845 | 3736.3655 | 27948.0139 |  | 0
1945-11-19 | 0 | 0 | 0 | 0 | -6.6845 | -6.6845 | 3729.681 | 27898.0139 |  | 0
1945-11-20 | 0 | 0 | 0 | 0 | -6.6845 | -6.6845 | 3722.9965 | 27848.0138 |  | 0
1945-11-21 | 0 | 0 | 0 | 0 | -6.6845 | -6.6845 | 3716.312 | 27798.0138 |  | 0
1945-11-22 | 0 | 0 | 0 | 0 | -6.6845 | -6.6845 | 3709.6275 | 27748.0137 |  | 0
1945-11-23 | 0 | 0 | 0 | 0 | -6.6845 | -6.6845 | 3702.943 | 27698.0136 |  | 0
1945-11-24 | 0 | 0 | 0 | 0 | -6.6845 | -6.6845 | 3696.2585 | 27648.0136 |  | 0
1945-11-25 | 0 | 0 | 0 | 0 | -6.6845 | -6.6845 | 3689.574 | 27598.0135 |  | 0
1945-11-26 | 0 | 0 | 0 | 0 | -6.6845 | -6.6845 | 3682.8895 | 27548.0135 |  | 0
1945-11-27 | 0 | 0 | 0 | 0 | -6.6845 | -6.6845 | 3676.205 | 27498.0134 |  | 0
1945-11-28 | 0 | 0 | 0 | 0 | -6.6845 | -6.6845 | 3669.5205 | 27448.0133 |  | 0
1945-11-29 | 0 | 0 | 0 | 0 | -6.6845 | -6.6845 | 3662.836 | 27398.0133 |  | 0
1945-11-30 | 0 | 0 | 0 | 0 | -6.6845 | -6.6845 | 3656.1515 | 27348.0132 |  | 0
1945-12-01 | 0 | 0 | 0 | 0 | -6.6845 | -6.6845 | 3649.467 | 27298.0132 |  | 0
1945-12-02 | 0 | 0 | 0 | 0 | -6.6845 | -6.6845 | 3642.7825 | 27248.0131 |  | 0
1945-12-03 | 0 | 0 | 0 | 0 | -6.6845 | -6.6845 | 3636.098 | 27198.013 |  | 0
1945-12-04 | 0 | 0 | 0 | 0 | -6.6845 | -6.6845 | 3629.4135 | 27148.013 |  | 0
1945-12-05 | 0 | 0 | 0 | 0 | -6.6845 | -6.6845 | 3622.729 | 27098.0129 |  | 0
1945-12-06 | 0 | 0 | 0 | 0 | -6.6845 | -6.6845 | 3616.0445 | 27048.0129 |  | 0
1945-12-07 | 0 | 0 | 0 | 0 | -6.6845 | -6.6845 | 3609.36 | 26998.0128 |  | 0
1945-12-08 | 0 | 0 | 0 | 0 | -6.6845 | -6.6845 | 3602.6755 | 26948.0127 |  | 0
1945-12-09 | 0 | 0 | 0 | 0 | -6.6845 | -6.6845 | 3595.991 | 26898.0127 |  | 0
1945-12-10 | 0 | 0 | 0 | 0 | -6.6845 | -6.6845 | 3589.3065 | 26848.0126 |  | 0
1945-12-11 | 0 | 0 | 0 | 0 | -6.6845 | -6.6845 | 3582.622 | 26798.0126 |  | 0
1945-12-12 | 0 | 0 | 0 | 0 | -6.6845 | -6.6845 | 3575.9375 | 26748.0125 |  | 0
1945-12-13 | 0 | 0 | 0 | 0 | -6.6845 | -6.6845 | 3569.253 | 26698.0124 |  | 0
1945-12-14 | 0 | 0 | 0 | 0 | -6.6845 | -6.6845 | 3562.5685 | 26648.0124 |  | 0
1945-12-15 | 0 | 0 | 0 | 0 | -6.6845 | -6.6845 | 3555.884 | 26598.0123 |  | 0
1945-12-16 | 0 | 0 | 0 | 0 | -6.6845 | -6.6845 | 3549.1995 | 26548.0123 |  | 0
1945-12-17 | 0 | 0 | 0 | 0 | -6.6845 | -6.6845 | 3542.515 | 26498.0122 |  | 0
1945-12-18 | 0 | 0 | 0 | 0 | -6.6845 | -6.6845 | 3535.8305 | 26448.0121 |  | 0
1945-12-19 | 0 | 0 | 0 | 0 | -6.6845 | -6.6845 | 3529.146 | 26398.0121 |  | 0
1945-12-20 | 0 | 0 | 0 | 0 | -6.6845 | -6.6845 | 3522.4615 | 26348.012 |  | 0
1945-12-21 | 0 | 0 | 0 | 0 | -6.6845 | -6.6845 | 3515.777 | 26298.012 |  | 0
1945-12-22 | 0 | 0 | 0 | 0 | -6.6845 | -6.6845 | 3509.0925 | 26248.0119 |  | 0
1945-12-23 | 0 | 0 | 0 | 0 | -6.6845 | -6.6845 | 3502.408 | 26198.0118 |  | 0
1945-12-24 | 0 | 0 | 0 | 0 | -6.6845 | -6.6845 | 3495.7235 | 26148.0118 |  | 0
1945-12-25 | 0 | 0 | 0 | 0 | -6.6845 | -6.6845 | 3489.039 | 26098.0117 |  | 0
1945-12-26 | 0 | 0 | 0 | 0 | -6.6845 | -6.6845 | 3482.3545 | 26048.0117 |  | 0
1945-12-27 | 0 | 0 | 0 | 0 | -6.6845 | -6.6845 | 3475.67 | 25998.0116 |  | 0
1945-12-28 | 0 | 0 | 0 | 0 | -6.6845 | -6.6845 | 3468.9855 | 25948.0115 |  | 0
1945-12-29 | 0 | 0 | 0 | 0 | -6.6845 | -6.6845 | 3462.301 | 25898.0115 |  | 0
1945-12-30 | 0 | 0 | 0 | 0 | -6.6845 | -6.6845 | 3455.6165 | 25848.0114 |  | 0
1945-12-31 | 0 | 0 | 0 | 0 | -6.6845 | -6.6845 | 3448.932 | 25798.0114 |  | 0
1946-01-01 | 0 | 0 | 0 | 0 | -6.6845 | -6.6845 | 3442.2475 | 25748.0113 |  | 0
1946-01-02 | 0 | 0 | 0 | 0 | -6.6845 | -6.6845 | 3435.563 | 25698.0112 |  | 0
1946-01-03 | 0 | 0 | 0 | 0 | -6.6845 | -6.6845 | 3428.8785 | 25648.0112 |  | 0
1946-01-04 | 0 | 0 | 0 | 0 | -6.6845 | -6.6845 | 3422.194 | 25598.0111 |  | 0
1946-01-05 | 0 | 0 | 0 | 0 | -6.6845 | -6.6845 | 3415.5095 | 25548.0111 |  | 0
1946-01-06 | 0.023333 | 58.6899 | 3.6551 | 3.6551 | 48.3503 | 48.3503 | 3463.8598 | 25909.6712 |  | 0
1946-01-07 | 0.061667 | 155.1089 | 3.6551 | 3.6551 | 144.7694 | 144.7694 | 3608.6291 | 26992.546 |  | 0
1946-01-08 | 0.065833 | 165.5893 | 3.6551 | 3.6551 | 155.2497 | 155.2497 | 3763.8788 | 28153.8136 |  | 0
1946-01-09 | 0 | 0 | 0 | 0 | -6.6845 | -6.6845 | 3757.1943 | 28103.8136 |  | 0
1946-01-10 | 0.0058333 | 14.6725 | 3.6551 | 3.6551 | 4.3329 | 4.3329 | 3761.5272 | 28136.2235 |  | 0
1946-01-11 | 0 | 0 | 0 | 0 | -6.6845 | -6.6845 | 3754.8427 | 28086.2235 |  | 0
1946-01-12 | 0.0033333 | 8.3843 | 3.6551 | 3.6551 | -1.9553 | -1.9553 | 3752.8874 | 28071.5977 |  | 0
1946-01-13 | 0.015833 | 39.8253 | 3.6551 | 3.6551 | 29.4857 | 29.4857 | 3782.3731 | 28292.1507 |  | 0
1946-01-14 | 0.064167 | 161.3971 | 3.6551 | 3.6551 | 151.0576 | 151.0576 | 3933.4306 | 29422.0612 |  | 0
1946-01-15 | 0 | 0 | 0 | 0 | -6.6845 | -6.6845 | 3926.7461 | 29372.0611 |  | 0
1946-01-16 | 0 | 0 | 0 | 0 | -6.6845 | -6.6845 | 3920.0616 | 29322.0611 |  | 0
1946-01-17 | 0 | 0 | 0 | 0 | -6.6845 | -6.6845 | 3913.3771 | 29272.061 |  | 0
1946-01-18 | 0.011667 | 29.3449 | 3.6551 | 3.6551 | 19.0054 | 19.0054 | 3932.3825 | 29414.221 |  | 0
1946-01-19 | 0 | 0 | 0 | 0 | -6.6845 | -6.6845 | 3925.698 | 29364.221 |  | 0
1946-01-20 | 0 | 0 | 0 | 0 | -6.6845 | -6.6845 | 3919.0135 | 29314.2209 |  | 0
1946-01-21 | 0.011667 | 29.3449 | 3.6551 | 3.6551 | 19.0054 | 19.0054 | 3938.0188 | 29456.381 |  | 0
1946-01-22 | 0 | 0 | 0 | 0 | -6.6845 | -6.6845 | 3931.3343 | 29406.3809 |  | 0
1946-01-23 | 0 | 0 | 0 | 0 | -6.6845 | -6.6845 | 3924.6498 | 29356.3808 |  | 0
1946-01-24 | 0 | 0 | 0 | 0 | -6.6845 | -6.6845 | 3917.9653 | 29306.3808 |  | 0
1946-01-25 | 0 | 0 | 0 | 0 | -6.6845 | -6.6845 | 3911.2808 | 29256.3807 |  | 0
1946-01-26 | 0 | 0 | 0 | 0 | -6.6845 | -6.6845 | 3904.5963 | 29206.3807 |  | 0
1946-01-27 | 0 | 0 | 0 | 0 | -6.6845 | -6.6845 | 3897.9118 | 29156.3806 |  | 0
1946-01-28 | 0 | 0 | 0 | 0 | -6.6845 | -6.6845 | 3891.2273 | 29106.3805 |  | 0
1946-01-29 | 0.0033333 | 8.3843 | 3.6551 | 3.6551 | -1.9553 | -1.9553 | 3889.272 | 29091.7548 |  | 0
1946-01-30 | 0 | 0 | 0 | 0 | -6.6845 | -6.6845 | 3882.5875 | 29041.7547 |  | 0
1946-01-31 | 0 | 0 | 0 | 0 | -6.6845 | -6.6845 | 3875.903 | 28991.7547 |  | 0
1946-02-01 | 0 | 0 | 0 | 0 | -6.6845 | -6.6845 | 3869.2185 | 28941.7546 |  | 0
1946-02-02 | 0 | 0 | 0 | 0 | -6.6845 | -6.6845 | 3862.534 | 28891.7546 |  | 0
1946-02-03 | 0 | 0 | 0 | 0 | -6.6845 | -6.6845 | 3855.8495 | 28841.7545 |  | 0
1946-02-04 | 0 | 0 | 0 | 0 | -6.6845 | -6.6845 | 3849.165 | 28791.7544 |  | 0
1946-02-05 | 0 | 0 | 0 | 0 | -6.6845 | -6.6845 | 3842.4805 | 28741.7544 |  | 0
1946-02-06 | 0 | 0 | 0 | 0 | -6.6845 | -6.6845 | 3835.796 | 28691.7543 |  | 0
1946-02-07 | 0 | 0 | 0 | 0 | -6.6845 | -6.6845 | 3829.1115 | 28641.7543 |  | 0
1946-02-08 | 0 | 0 | 0 | 0 | -6.6845 | -6.6845 | 3822.427 | 28591.7542 |  | 0
1946-02-09 | 0 | 0 | 0 | 0 | -6.6845 | -6.6845 | 3815.7425 | 28541.7541 |  | 0
1946-02-10 | 0 | 0 | 0 | 0 | -6.6845 | -6.6845 | 3809.058 | 28491.7541 |  | 0
1946-02-11 | 0 | 0 | 0 | 0 | -6.6845 | -6.6845 | 3802.3735 | 28441.754 |  | 0
1946-02-12 | 0 | 0 | 0 | 0 | -6.6845 | -6.6845 | 3795.689 | 28391.754 |  | 0
1946-02-13 | 0 | 0 | 0 | 0 | -6.6845 | -6.6845 | 3789.0045 | 28341.7539 |  | 0
1946-02-14 | 0 | 0 | 0 | 0 | -6.6845 | -6.6845 | 3782.32 | 28291.7538 |  | 0
1946-02-15 | 0 | 0 | 0 | 0 | -6.6845 | -6.6845 | 3775.6355 | 28241.7538 |  | 0
1946-02-16 | 0 | 0 | 0 | 0 | -6.6845 | -6.6845 | 3768.951 | 28191.7537 |  | 0
1946-02-17 | 0 | 0 | 0 | 0 | -6.6845 | -6.6845 | 3762.2665 | 28141.7537 |  | 0
1946-02-18 | 0 | 0 | 0 | 0 | -6.6845 | -6.6845 | 3755.582 | 28091.7536 |  | 0
1946-02-19 | 0 | 0 | 0 | 0 | -6.6845 | -6.6845 | 3748.8975 | 28041.7535 |  | 0
1946-02-20 | 0 | 0 | 0 | 0 | -6.6845 | -6.6845 | 3742.213 | 27991.7535 |  | 0
1946-02-21 | 0 | 0 | 0 | 0 | -6.6845 | -6.6845 | 3735.5285 | 27941.7534 |  | 0
1946-02-22 | 0 | 0 | 0 | 0 | -6.6845 | -6.6845 | 3728.844 | 27891.7534 |  | 0
1946-02-23 | 0 | 0 | 0 | 0 | -6.6845 | -6.6845 | 3722.1595 | 27841.7533 |  | 0
1946-02-24 | 0 | 0 | 0 | 0 | -6.6845 | -6.6845 | 3715.475 | 27791.7532 |  | 0
1946-02-25 | 0 | 0 | 0 | 0 | -6.6845 | -6.6845 | 3708.7905 | 27741.7532 |  | 0
1946-02-26 | 0 | 0 | 0 | 0 | -6.6845 | -6.6845 | 3702.106 | 27691.7531 |  | 0
1946-02-27 | 0 | 0 | 0 | 0 | -6.6845 | -6.6845 | 3695.4215 | 27641.7531 |  | 0
1946-02-28 | 0 | 0 | 0 | 0 | -6.6845 | -6.6845 | 3688.737 | 27591.753 |  | 0
1946-03-01 | 0 | 0 | 0 | 0 | -6.6845 | -6.6845 | 3682.0525 | 27541.7529 |  | 0
1946-03-02 | 0 | 0 | 0 | 0 | -6.6845 | -6.6845 | 3675.368 | 27491.7529 |  | 0
1946-03-03 | 0 | 0 | 0 | 0 | -6.6845 | -6.6845 | 3668.6835 | 27441.7528 |  | 0
1946-03-04 | 0 | 0 | 0 | 0 | -6.6845 | -6.6845 | 3661.999 | 27391.7528 |  | 0
1946-03-05 | 0 | 0 | 0 | 0 | -6.6845 | -6.6845 | 3655.3145 | 27341.7527 |  | 0
1946-03-06 | 0 | 0 | 0 | 0 | -6.6845 | -6.6845 | 3648.63 | 27291.7526 |  | 0
1946-03-07 | 0 | 0 | 0 | 0 | -6.6845 | -6.6845 | 3641.9455 | 27241.7526 |  | 0
1946-03-08 | 0 | 0 | 0 | 0 | -6.6845 | -6.6845 | 3635.261 | 27191.7525 |  | 0
1946-03-09 | 0 | 0 | 0 | 0 | -6.6845 | -6.6845 | 3628.5765 | 27141.7525 |  | 0
1946-03-10 | 0 | 0 | 0 | 0 | -6.6845 | -6.6845 | 3621.892 | 27091.7524 |  | 0
1946-03-11 | 0 | 0 | 0 | 0 | -6.6845 | -6.6845 | 3615.2075 | 27041.7523 |  | 0
1946-03-12 | 0 | 0 | 0 | 0 | -6.6845 | -6.6845 | 3608.523 | 26991.7523 |  | 0
1946-03-13 | 0 | 0 | 0 | 0 | -6.6845 | -6.6845 | 3601.8385 | 26941.7522 |  | 0
1946-03-14 | 0 | 0 | 0 | 0 | -6.6845 | -6.6845 | 3595.154 | 26891.7522 |  | 0
1946-03-15 | 0.0033333 | 8.3843 | 3.6551 | 3.6551 | -1.9553 | -1.9553 | 3593.1987 | 26877.1264 |  | 0
1946-03-16 | 0 | 0 | 0 | 0 | -6.6845 | -6.6845 | 3586.5142 | 26827.1263 |  | 0
1946-03-17 | 0 | 0 | 0 | 0 | -6.6845 | -6.6845 | 3579.8297 | 26777.1263 |  | 0
1946-03-18 | 0 | 0 | 0 | 0 | -6.6845 | -6.6845 | 3573.1452 | 26727.1262 |  | 0
1946-03-19 | 0 | 0 | 0 | 0 | -6.6845 | -6.6845 | 3566.4607 | 26677.1262 |  | 0
1946-03-20 | 0 | 0 | 0 | 0 | -6.6845 | -6.6845 | 3559.7762 | 26627.1261 |  | 0
1946-03-21 | 0 | 0 | 0 | 0 | -6.6845 | -6.6845 | 3553.0917 | 26577.126 |  | 0
1946-03-22 | 0 | 0 | 0 | 0 | -6.6845 | -6.6845 | 3546.4072 | 26527.126 |  | 0
1946-03-23 | 0 | 0 | 0 | 0 | -6.6845 | -6.6845 | 3539.7227 | 26477.1259 |  | 0
1946-03-24 | 0 | 0 | 0 | 0 | -6.6845 | -6.6845 | 3533.0382 | 26427.1259 |  | 0
1946-03-25 | 0.00083333 | 2.0961 | 3.6551 | 2.0961 | -6.6845 | -6.6845 | 3526.3537 | 26377.1258 |  | 0
1946-03-26 | 0 | 0 | 0 | 0 | -6.6845 | -6.6845 | 3519.6692 | 26327.1257 |  | 0
1946-03-27 | 0 | 0 | 0 | 0 | -6.6845 | -6.6845 | 3512.9847 | 26277.1257 |  | 0
1946-03-28 | 0 | 0 | 0 | 0 | -6.6845 | -6.6845 | 3506.3002 | 26227.1256 |  | 0
1946-03-29 | 0 | 0 | 0 | 0 | -6.6845 | -6.6845 | 3499.6157 | 26177.1256 |  | 0
1946-03-30 | 0 | 0 | 0 | 0 | -6.6845 | -6.6845 | 3492.9312 | 26127.1255 |  | 0
1946-03-31 | 0 | 0 | 0 | 0 | -6.6845 | -6.6845 | 3486.2467 | 26077.1254 |  | 0
1946-04-01 | 0 | 0 | 0 | 0 | -6.6845 | -6.6845 | 3479.5622 | 26027.1254 |  | 0
1946-04-02 | 0 | 0 | 0 | 0 | -6.6845 | -6.6845 | 3472.8777 | 25977.1253 |  | 0
1946-04-03 | 0 | 0 | 0 | 0 | -6.6845 | -6.6845 | 3466.1932 | 25927.1253 |  | 0
1946-04-04 | 0 | 0 | 0 | 0 | -6.6845 | -6.6845 | 3459.5087 | 25877.1252 |  | 0
1946-04-05 | 0 | 0 | 0 | 0 | -6.6845 | -6.6845 | 3452.8242 | 25827.1251 |  | 0
1946-04-06 | 0 | 0 | 0 | 0 | -6.6845 | -6.6845 | 3446.1397 | 25777.1251 |  | 0
1946-04-07 | 0 | 0 | 0 | 0 | -6.6845 | -6.6845 | 3439.4552 | 25727.125 |  | 0
1946-04-08 | 0 | 0 | 0 | 0 | -6.6845 | -6.6845 | 3432.7707 | 25677.125 |  | 0
1946-04-09 | 0 | 0 | 0 | 0 | -6.6845 | -6.6845 | 3426.0862 | 25627.1249 |  | 0
1946-04-10 | 0 | 0 | 0 | 0 | -6.6845 | -6.6845 | 3419.4017 | 25577.1248 |  | 0
1946-04-11 | 0 | 0 | 0 | 0 | -6.6845 | -6.6845 | 3412.7172 | 25527.1248 |  | 0
1946-04-12 | 0 | 0 | 0 | 0 | -6.6845 | -6.6845 | 3406.0327 | 25477.1247 |  | 0
1946-04-13 | 0 | 0 | 0 | 0 | -6.6845 | -6.6845 | 3399.3482 | 25427.1247 |  | 0
1946-04-14 | 0 | 0 | 0 | 0 | -6.6845 | -6.6845 | 3392.6637 | 25377.1246 |  | 0
1946-04-15 | 0 | 0 | 0 | 0 | -6.6845 | -6.6845 | 3385.9792 | 25327.1245 |  | 0
1946-04-16 | 0 | 0 | 0 | 0 | -6.6845 | -6.6845 | 3379.2947 | 25277.1245 |  | 0
1946-04-17 | 0 | 0 | 0 | 0 | -6.6845 | -6.6845 | 3372.6102 | 25227.1244 |  | 0
1946-04-18 | 0 | 0 | 0 | 0 | -6.6845 | -6.6845 | 3365.9257 | 25177.1244 |  | 0
1946-04-19 | 0 | 0 | 0 | 0 | -6.6845 | -6.6845 | 3359.2412 | 25127.1243 |  | 0
1946-04-20 | 0.0016667 | 4.1921 | 3.6551 | 3.6551 | -6.1474 | -6.1474 | 3353.0938 | 25081.1414 |  | 0
1946-04-21 | 0.02 | 50.3056 | 3.6551 | 3.6551 | 39.966 | 39.966 | 3393.0598 | 25380.0872 |  | 0
1946-04-22 | 0 | 0 | 0 | 0 | -6.6845 | -6.6845 | 3386.3753 | 25330.0872 |  | 0
1946-04-23 | 0.005 | 12.5764 | 3.6551 | 3.6551 | 2.2368 | 2.2368 | 3388.6121 | 25346.8186 |  | 0
1946-04-24 | 0 | 0 | 0 | 0 | -6.6845 | -6.6845 | 3381.9276 | 25296.8185 |  | 0
1946-04-25 | 0 | 0 | 0 | 0 | -6.6845 | -6.6845 | 3375.2431 | 25246.8185 |  | 0
1946-04-26 | 0 | 0 | 0 | 0 | -6.6845 | -6.6845 | 3368.5586 | 25196.8184 |  | 0
1946-04-27 | 0 | 0 | 0 | 0 | -6.6845 | -6.6845 | 3361.8741 | 25146.8183 |  | 0
1946-04-28 | 0 | 0 | 0 | 0 | -6.6845 | -6.6845 | 3355.1896 | 25096.8183 |  | 0
1946-04-29 | 0 | 0 | 0 | 0 | -6.6845 | -6.6845 | 3348.5051 | 25046.8182 |  | 0
1946-04-30 | 0 | 0 | 0 | 0 | -6.6845 | -6.6845 | 3341.8206 | 24996.8182 |  | 0
1946-05-01 | 0 | 0 | 0 | 0 | -6.6845 | -6.6845 | 3335.1361 | 24946.8181 |  | 0
1946-05-02 | 0 | 0 | 0 | 0 | -6.6845 | -6.6845 | 3328.4516 | 24896.818 |  | 0
1946-05-03 | 0 | 0 | 0 | 0 | -6.6845 | -6.6845 | 3321.7671 | 24846.818 |  | 0
1946-05-04 | 0.0175 | 44.0174 | 3.6551 | 3.6551 | 33.6778 | 33.6778 | 3355.4449 | 25098.7281 |  | 0
1946-05-05 | 0.0083333 | 20.9607 | 3.6551 | 3.6551 | 10.6211 | 10.6211 | 3366.066 | 25178.1738 |  | 0
1946-05-06 | 0 | 0 | 0 | 0 | -6.6845 | -6.6845 | 3359.3815 | 25128.1737 |  | 0
1946-05-07 | 0 | 0 | 0 | 0 | -6.6845 | -6.6845 | 3352.697 | 25078.1737 |  | 0
1946-05-08 | 0.00083333 | 2.0961 | 3.6551 | 2.0961 | -6.6845 | -6.6845 | 3346.0125 | 25028.1736 |  | 0
1946-05-09 | 0.0083333 | 20.9607 | 3.6551 | 3.6551 | 10.6211 | 10.6211 | 3356.6336 | 25107.6194 |  | 0
1946-05-10 | 0 | 0 | 0 | 0 | -6.6845 | -6.6845 | 3349.9491 | 25057.6193 |  | 0
1946-05-11 | 0 | 0 | 0 | 0 | -6.6845 | -6.6845 | 3343.2646 | 25007.6192 |  | 0
1946-05-12 | 0 | 0 | 0 | 0 | -6.6845 | -6.6845 | 3336.5801 | 24957.6192 |  | 0
1946-05-13 | 0 | 0 | 0 | 0 | -6.6845 | -6.6845 | 3329.8956 | 24907.6191 |  | 0
1946-05-14 | 0 | 0 | 0 | 0 | -6.6845 | -6.6845 | 3323.2111 | 24857.6191 |  | 0
1946-05-15 | 0 | 0 | 0 | 0 | -6.6845 | -6.6845 | 3316.5266 | 24807.619 |  | 0
1946-05-16 | 0 | 0 | 0 | 0 | -6.6845 | -6.6845 | 3309.8421 | 24757.6189 |  | 0
1946-05-17 | 0 | 0 | 0 | 0 | -6.6845 | -6.6845 | 3303.1576 | 24707.6189 |  | 0
1946-05-18 | 0 | 0 | 0 | 0 | -6.6845 | -6.6845 | 3296.4731 | 24657.6188 |  | 0
1946-05-19 | 0 | 0 | 0 | 0 | -6.6845 | -6.6845 | 3289.7886 | 24607.6188 |  | 0
1946-05-20 | 0 | 0 | 0 | 0 | -6.6845 | -6.6845 | 3283.1041 | 24557.6187 |  | 0
1946-05-21 | 0 | 0 | 0 | 0 | -6.6845 | -6.6845 | 3276.4196 | 24507.6186 |  | 0
1946-05-22 | 0 | 0 | 0 | 0 | -6.6845 | -6.6845 | 3269.7351 | 24457.6186 |  | 0
1946-05-23 | 0 | 0 | 0 | 0 | -6.6845 | -6.6845 | 3263.0506 | 24407.6185 |  | 0
1946-05-24 | 0 | 0 | 0 | 0 | -6.6845 | -6.6845 | 3256.3661 | 24357.6185 |  | 0
1946-05-25 | 0 | 0 | 0 | 0 | -6.6845 | -6.6845 | 3249.6816 | 24307.6184 |  | 0
1946-05-26 | 0 | 0 | 0 | 0 | -6.6845 | -6.6845 | 3242.9971 | 24257.6183 |  | 0
1946-05-27 | 0 | 0 | 0 | 0 | -6.6845 | -6.6845 | 3236.3126 | 24207.6183 |  | 0
1946-05-28 | 0 | 0 | 0 | 0 | -6.6845 | -6.6845 | 3229.6281 | 24157.6182 |  | 0
1946-05-29 | 0 | 0 | 0 | 0 | -6.6845 | -6.6845 | 3222.9436 | 24107.6182 |  | 0
1946-05-30 | 0 | 0 | 0 | 0 | -6.6845 | -6.6845 | 3216.2591 | 24057.6181 |  | 0
1946-05-31 | 0 | 0 | 0 | 0 | -6.6845 | -6.6845 | 3209.5746 | 24007.618 |  | 0
1946-06-01 | 0 | 0 | 0 | 0 | -6.6845 | -6.6845 | 3202.8901 | 23957.618 |  | 0
1946-06-02 | 0 | 0 | 0 | 0 | -6.6845 | -6.6845 | 3196.2056 | 23907.6179 |  | 0
1946-06-03 | 0.025 | 62.882 | 3.6551 | 3.6551 | 52.5424 | 52.5424 | 3248.748 | 24300.6352 |  | 0
1946-06-04 | 0 | 0 | 0 | 0 | -6.6845 | -6.6845 | 3242.0635 | 24250.6352 |  | 0
1946-06-05 | 0 | 0 | 0 | 0 | -6.6845 | -6.6845 | 3235.379 | 24200.6351 |  | 0
1946-06-06 | 0 | 0 | 0 | 0 | -6.6845 | -6.6845 | 3228.6945 | 24150.635 |  | 0
1946-06-07 | 0 | 0 | 0 | 0 | -6.6845 | -6.6845 | 3222.01 | 24100.635 |  | 0
1946-06-08 | 0.025 | 62.882 | 3.6551 | 3.6551 | 52.5424 | 52.5424 | 3274.5524 | 24493.6523 |  | 0
1946-06-09 | 0.005 | 12.5764 | 3.6551 | 3.6551 | 2.2368 | 2.2368 | 3276.7893 | 24510.3837 |  | 0
1946-06-10 | 0.0033333 | 8.3843 | 3.6551 | 3.6551 | -1.9553 | -1.9553 | 3274.8339 | 24495.7579 |  | 0
1946-06-11 | 0 | 0 | 0 | 0 | -6.6845 | -6.6845 | 3268.1494 | 24445.7579 |  | 0
1946-06-12 | 0 | 0 | 0 | 0 | -6.6845 | -6.6845 | 3261.4649 | 24395.7578 |  | 0
1946-06-13 | 0 | 0 | 0 | 0 | -6.6845 | -6.6845 | 3254.7804 | 24345.7578 |  | 0
1946-06-14 | 0 | 0 | 0 | 0 | -6.6845 | -6.6845 | 3248.0959 | 24295.7577 |  | 0
1946-06-15 | 0 | 0 | 0 | 0 | -6.6845 | -6.6845 | 3241.4114 | 24245.7576 |  | 0
1946-06-16 | 0 | 0 | 0 | 0 | -6.6845 | -6.6845 | 3234.7269 | 24195.7576 |  | 0
1946-06-17 | 0 | 0 | 0 | 0 | -6.6845 | -6.6845 | 3228.0424 | 24145.7575 |  | 0
1946-06-18 | 0.0033333 | 8.3843 | 3.6551 | 3.6551 | -1.9553 | -1.9553 | 3226.0871 | 24131.1318 |  | 0
1946-06-19 | 0 | 0 | 0 | 0 | -6.6845 | -6.6845 | 3219.4026 | 24081.1317 |  | 0
1946-06-20 | 0 | 0 | 0 | 0 | -6.6845 | -6.6845 | 3212.7181 | 24031.1317 |  | 0
1946-06-21 | 0 | 0 | 0 | 0 | -6.6845 | -6.6845 | 3206.0336 | 23981.1316 |  | 0
1946-06-22 | 0.0075 | 18.8646 | 3.6551 | 3.6551 | 8.525 | 8.525 | 3214.5587 | 24044.8987 |  | 0
1946-06-23 | 0 | 0 | 0 | 0 | -6.6845 | -6.6845 | 3207.8742 | 23994.8987 |  | 0
1946-06-24 | 0 | 0 | 0 | 0 | -6.6845 | -6.6845 | 3201.1897 | 23944.8986 |  | 0
1946-06-25 | 0 | 0 | 0 | 0 | -6.6845 | -6.6845 | 3194.5052 | 23894.8986 |  | 0
1946-06-26 | 0 | 0 | 0 | 0 | -6.6845 | -6.6845 | 3187.8207 | 23844.8985 |  | 0
1946-06-27 | 0.0375 | 94.323 | 3.6551 | 3.6551 | 83.9834 | 83.9834 | 3271.8041 | 24473.0945 |  | 0
1946-06-28 | 0.045 | 113.1876 | 3.6551 | 3.6551 | 102.848 | 102.848 | 3374.6521 | 25242.3977 |  | 0
1946-06-29 | 0 | 0 | 0 | 0 | -6.6845 | -6.6845 | 3367.9676 | 25192.3976 |  | 0
1946-06-30 | 0 | 0 | 0 | 0 | -6.6845 | -6.6845 | 3361.2831 | 25142.3975 |  | 0
1946-07-01 | 0 | 0 | 0 | 0 | -6.6845 | -6.6845 | 3354.5986 | 25092.3975 |  | 0
1946-07-02 | 0 | 0 | 0 | 0 | -6.6845 | -6.6845 | 3347.9141 | 25042.3974 |  | 0
1946-07-03 | 0 | 0 | 0 | 0 | -6.6845 | -6.6845 | 3341.2296 | 24992.3974 |  | 0
1946-07-04 | 0 | 0 | 0 | 0 | -6.6845 | -6.6845 | 3334.5451 | 24942.3973 |  | 0
1946-07-05 | 0.084167 | 211.7027 | 3.6551 | 3.6551 | 201.3632 | 201.3632 | 3535.9082 | 26448.5937 |  | 0
1946-07-06 | 0.0016667 | 4.1921 | 3.6551 | 3.6551 | -6.1474 | -6.1474 | 3529.7608 | 26402.6108 |  | 0
1946-07-07 | 0 | 0 | 0 | 0 | -6.6845 | -6.6845 | 3523.0763 | 26352.6107 |  | 0
1946-07-08 | 0 | 0 | 0 | 0 | -6.6845 | -6.6845 | 3516.3918 | 26302.6107 |  | 0
1946-07-09 | 0.0033333 | 8.3843 | 3.6551 | 3.6551 | -1.9553 | -1.9553 | 3514.4365 | 26287.9849 |  | 0
1946-07-10 | 0 | 0 | 0 | 0 | -6.6845 | -6.6845 | 3507.752 | 26237.9849 |  | 0
1946-07-11 | 0 | 0 | 0 | 0 | -6.6845 | -6.6845 | 3501.0675 | 26187.9848 |  | 0
1946-07-12 | 0 | 0 | 0 | 0 | -6.6845 | -6.6845 | 3494.383 | 26137.9847 |  | 0
1946-07-13 | 0 | 0 | 0 | 0 | -6.6845 | -6.6845 | 3487.6985 | 26087.9847 |  | 0
1946-07-14 | 0 | 0 | 0 | 0 | -6.6845 | -6.6845 | 3481.014 | 26037.9846 |  | 0
1946-07-15 | 0 | 0 | 0 | 0 | -6.6845 | -6.6845 | 3474.3295 | 25987.9846 |  | 0
1946-07-16 | 0 | 0 | 0 | 0 | -6.6845 | -6.6845 | 3467.645 | 25937.9845 |  | 0
1946-07-17 | 0 | 0 | 0 | 0 | -6.6845 | -6.6845 | 3460.9605 | 25887.9844 |  | 0
1946-07-18 | 0 | 0 | 0 | 0 | -6.6845 | -6.6845 | 3454.276 | 25837.9844 |  | 0
1946-07-19 | 0 | 0 | 0 | 0 | -6.6845 | -6.6845 | 3447.5915 | 25787.9843 |  | 0
1946-07-20 | 0 | 0 | 0 | 0 | -6.6845 | -6.6845 | 3440.907 | 25737.9843 |  | 0
1946-07-21 | 0.011667 | 29.3449 | 3.6551 | 3.6551 | 19.0054 | 19.0054 | 3459.9123 | 25880.1443 |  | 0
1946-07-22 | 0 | 0 | 0 | 0 | -6.6845 | -6.6845 | 3453.2278 | 25830.1442 |  | 0
1946-07-23 | 0 | 0 | 0 | 0 | -6.6845 | -6.6845 | 3446.5433 | 25780.1442 |  | 0
1946-07-24 | 0 | 0 | 0 | 0 | -6.6845 | -6.6845 | 3439.8588 | 25730.1441 |  | 0
1946-07-25 | 0 | 0 | 0 | 0 | -6.6845 | -6.6845 | 3433.1743 | 25680.1441 |  | 0
1946-07-26 | 0 | 0 | 0 | 0 | -6.6845 | -6.6845 | 3426.4898 | 25630.144 |  | 0
1946-07-27 | 0 | 0 | 0 | 0 | -6.6845 | -6.6845 | 3419.8053 | 25580.1439 |  | 0
1946-07-28 | 0 | 0 | 0 | 0 | -6.6845 | -6.6845 | 3413.1208 | 25530.1439 |  | 0
1946-07-29 | 0 | 0 | 0 | 0 | -6.6845 | -6.6845 | 3406.4363 | 25480.1438 |  | 0
1946-07-30 | 0.00083333 | 2.0961 | 3.6551 | 2.0961 | -6.6845 | -6.6845 | 3399.7518 | 25430.1438 |  | 0
1946-07-31 | 0 | 0 | 0 | 0 | -6.6845 | -6.6845 | 3393.0673 | 25380.1437 |  | 0
1946-08-01 | 0 | 0 | 0 | 0 | -6.6845 | -6.6845 | 3386.3828 | 25330.1436 |  | 0
1946-08-02 | 0 | 0 | 0 | 0 | -6.6845 | -6.6845 | 3379.6983 | 25280.1436 |  | 0
1946-08-03 | 0.0325 | 81.7466 | 3.6551 | 3.6551 | 71.407 | 71.407 | 3451.1054 | 25814.2681 |  | 0
1946-08-04 | 0.035 | 88.0348 | 3.6551 | 3.6551 | 77.6952 | 77.6952 | 3528.8006 | 26395.4283 |  | 0
1946-08-05 | 0 | 0 | 0 | 0 | -6.6845 | -6.6845 | 3522.1161 | 26345.4283 |  | 0
1946-08-06 | 0.0091667 | 23.0567 | 3.6551 | 3.6551 | 12.7172 | 12.7172 | 3534.8332 | 26440.5526 |  | 0
1946-08-07 | 0.013333 | 33.5371 | 3.6551 | 3.6551 | 23.1975 | 23.1975 | 3558.0307 | 26614.0698 |  | 0
1946-08-08 | 0 | 0 | 0 | 0 | -6.6845 | -6.6845 | 3551.3462 | 26564.0697 |  | 0
1946-08-09 | 0.039167 | 98.5151 | 3.6551 | 3.6551 | 88.1756 | 88.1756 | 3639.5218 | 27223.6229 |  | 0
1946-08-10 | 0 | 0 | 0 | 0 | -6.6845 | -6.6845 | 3632.8373 | 27173.6228 |  | 0
1946-08-11 | 0 | 0 | 0 | 0 | -6.6845 | -6.6845 | 3626.1528 | 27123.6227 |  | 0
1946-08-12 | 0 | 0 | 0 | 0 | -6.6845 | -6.6845 | 3619.4683 | 27073.6227 |  | 0
1946-08-13 | 0 | 0 | 0 | 0 | -6.6845 | -6.6845 | 3612.7838 | 27023.6226 |  | 0
1946-08-14 | 0 | 0 | 0 | 0 | -6.6845 | -6.6845 | 3606.0993 | 26973.6226 |  | 0
1946-08-15 | 0 | 0 | 0 | 0 | -6.6845 | -6.6845 | 3599.4148 | 26923.6225 |  | 0
1946-08-16 | 0 | 0 | 0 | 0 | -6.6845 | -6.6845 | 3592.7303 | 26873.6224 |  | 0
1946-08-17 | 0 | 0 | 0 | 0 | -6.6845 | -6.6845 | 3586.0458 | 26823.6224 |  | 0
1946-08-18 | 0 | 0 | 0 | 0 | -6.6845 | -6.6845 | 3579.3613 | 26773.6223 |  | 0
1946-08-19 | 0 | 0 | 0 | 0 | -6.6845 | -6.6845 | 3572.6768 | 26723.6223 |  | 0
1946-08-20 | 0 | 0 | 0 | 0 | -6.6845 | -6.6845 | 3565.9923 | 26673.6222 |  | 0
1946-08-21 | 0.0016667 | 4.1921 | 3.6551 | 3.6551 | -6.1474 | -6.1474 | 3559.8448 | 26627.6393 |  | 0
1946-08-22 | 0 | 0 | 0 | 0 | -6.6845 | -6.6845 | 3553.1603 | 26577.6392 |  | 0
1946-08-23 | 0 | 0 | 0 | 0 | -6.6845 | -6.6845 | 3546.4758 | 26527.6392 |  | 0
1946-08-24 | 0 | 0 | 0 | 0 | -6.6845 | -6.6845 | 3539.7913 | 26477.6391 |  | 0
1946-08-25 | 0 | 0 | 0 | 0 | -6.6845 | -6.6845 | 3533.1068 | 26427.6391 |  | 0
1946-08-26 | 0 | 0 | 0 | 0 | -6.6845 | -6.6845 | 3526.4223 | 26377.639 |  | 0
1946-08-27 | 0 | 0 | 0 | 0 | -6.6845 | -6.6845 | 3519.7378 | 26327.6389 |  | 0
1946-08-28 | 0.0125 | 31.441 | 3.6551 | 3.6551 | 21.1014 | 21.1014 | 3540.8392 | 26485.4776 |  | 0
1946-08-29 | 0.026667 | 67.0741 | 3.6551 | 3.6551 | 56.7346 | 56.7346 | 3597.5738 | 26909.852 |  | 0
1946-08-30 | 0.0033333 | 8.3843 | 3.6551 | 3.6551 | -1.9553 | -1.9553 | 3595.6185 | 26895.2263 |  | 0
1946-08-31 | 0 | 0 | 0 | 0 | -6.6845 | -6.6845 | 3588.934 | 26845.2262 |  | 0
1946-09-01 | 0.049167 | 123.6679 | 3.6551 | 3.6551 | 113.3284 | 113.3284 | 3702.2623 | 27692.9223 |  | 0
1946-09-02 | 0.015833 | 39.8253 | 3.6551 | 3.6551 | 29.4857 | 29.4857 | 3731.748 | 27913.4752 |  | 0
1946-09-03 | 0 | 0 | 0 | 0 | -6.6845 | -6.6845 | 3725.0635 | 27863.4752 |  | 0
1946-09-04 | 0 | 0 | 0 | 0 | -6.6845 | -6.6845 | 3718.379 | 27813.4751 |  | 0
1946-09-05 | 0 | 0 | 0 | 0 | -6.6845 | -6.6845 | 3711.6945 | 27763.475 |  | 0
1946-09-06 | 0 | 0 | 0 | 0 | -6.6845 | -6.6845 | 3705.01 | 27713.475 |  | 0
1946-09-07 | 0 | 0 | 0 | 0 | -6.6845 | -6.6845 | 3698.3255 | 27663.4749 |  | 0
1946-09-08 | 0 | 0 | 0 | 0 | -6.6845 | -6.6845 | 3691.641 | 27613.4749 |  | 0
1946-09-09 | 0.00083333 | 2.0961 | 3.6551 | 2.0961 | -6.6845 | -6.6845 | 3684.9565 | 27563.4748 |  | 0
1946-09-10 | 0 | 0 | 0 | 0 | -6.6845 | -6.6845 | 3678.272 | 27513.4747 |  | 0
1946-09-11 | 0 | 0 | 0 | 0 | -6.6845 | -6.6845 | 3671.5875 | 27463.4747 |  | 0
1946-09-12 | 0 | 0 | 0 | 0 | -6.6845 | -6.6845 | 3664.903 | 27413.4746 |  | 0
1946-09-13 | 0 | 0 | 0 | 0 | -6.6845 | -6.6845 | 3658.2185 | 27363.4746 |  | 0
1946-09-14 | 0 | 0 | 0 | 0 | -6.6845 | -6.6845 | 3651.534 | 27313.4745 |  | 0
1946-09-15 | 0.019167 | 48.2095 | 3.6551 | 3.6551 | 37.87 | 37.87 | 3689.404 | 27596.7418 |  | 0
1946-09-16 | 0.021667 | 54.4977 | 3.6551 | 3.6551 | 44.1582 | 44.1582 | 3733.5621 | 27927.0447 |  | 0
1946-09-17 | 0 | 0 | 0 | 0 | -6.6845 | -6.6845 | 3726.8776 | 27877.0447 |  | 0
1946-09-18 | 0 | 0 | 0 | 0 | -6.6845 | -6.6845 | 3720.1931 | 27827.0446 |  | 0
1946-09-19 | 0.07 | 176.0696 | 3.6551 | 3.6551 | 165.73 | 165.73 | 3885.9232 | 29066.7052 |  | 0
1946-09-20 | 0.0875 | 220.087 | 3.6551 | 3.6551 | 209.7474 | 209.7474 | 4003.7455 | 29948.0163 |  | 85.2406
1946-09-21 | 0.079167 | 199.1263 | 3.6551 | 3.6551 | 188.7868 | 188.7868 | 4003.7455 | 29948.0163 |  | 182.1023
1946-09-22 | 0 | 0 | 0 | 0 | -6.6845 | -6.6845 | 3997.061 | 29898.0163 |  | 0
1946-09-23 | 0 | 0 | 0 | 0 | -6.6845 | -6.6845 | 3990.3765 | 29848.0162 |  | 0
1946-09-24 | 0 | 0 | 0 | 0 | -6.6845 | -6.6845 | 3983.692 | 29798.0162 |  | 0
1946-09-25 | 0 | 0 | 0 | 0 | -6.6845 | -6.6845 | 3977.0075 | 29748.0161 |  | 0
1946-09-26 | 0.016667 | 41.9213 | 3.6551 | 3.6551 | 31.5818 | 31.5818 | 4008.5893 | 29984.2476 |  | 0
1946-09-27 | 0 | 0 | 0 | 0 | -6.6845 | -6.6845 | 4001.9048 | 29934.2476 |  | 0
1946-09-28 | 0 | 0 | 0 | 0 | -6.6845 | -6.6845 | 3995.2203 | 29884.2475 |  | 0
1946-09-29 | 0.066667 | 167.6853 | 3.6551 | 3.6551 | 157.3458 | 157.3458 | 4003.7455 | 29948.0163 |  | 142.136
1946-09-30 | 0.0033333 | 8.3843 | 3.6551 | 3.6551 | -1.9553 | -1.9553 | 4001.7902 | 29933.3906 |  | 0
1946-10-01 | 0 | 0 | 0 | 0 | -6.6845 | -6.6845 | 3995.1057 | 29883.3905 |  | 0
1946-10-02 | 0 | 0 | 0 | 0 | -6.6845 | -6.6845 | 3988.4212 | 29833.3905 |  | 0
1946-10-03 | 0 | 0 | 0 | 0 | -6.6845 | -6.6845 | 3981.7367 | 29783.3904 |  | 0
1946-10-04 | 0.015 | 37.7292 | 3.6551 | 3.6551 | 27.3896 | 27.3896 | 4009.1263 | 29988.2648 |  | 0
1946-10-05 | 0.035 | 88.0348 | 3.6551 | 3.6551 | 77.6952 | 77.6952 | 4003.7455 | 29948.0163 |  | 76.3915
1946-10-06 | 0.00083333 | 2.0961 | 3.6551 | 2.0961 | -6.6845 | -6.6845 | 3997.061 | 29898.0163 |  | 0
1946-10-07 | 0.0675 | 169.7814 | 3.6551 | 3.6551 | 159.4418 | 159.4418 | 4003.7455 | 29948.0163 |  | 146.0728
1946-10-08 | 0.00083333 | 2.0961 | 3.6551 | 2.0961 | -6.6845 | -6.6845 | 3997.061 | 29898.0163 |  | 0
1946-10-09 | 0 | 0 | 0 | 0 | -6.6845 | -6.6845 | 3990.3765 | 29848.0162 |  | 0
1946-10-10 | 0 | 0 | 0 | 0 | -6.6845 | -6.6845 | 3983.692 | 29798.0162 |  | 0
1946-10-11 | 0 | 0 | 0 | 0 | -6.6845 | -6.6845 | 3977.0075 | 29748.0161 |  | 0
1946-10-12 | 0 | 0 | 0 | 0 | -6.6845 | -6.6845 | 3970.323 | 29698.016 |  | 0
1946-10-13 | 0 | 0 | 0 | 0 | -6.6845 | -6.6845 | 3963.6385 | 29648.016 |  | 0
1946-10-14 | 0 | 0 | 0 | 0 | -6.6845 | -6.6845 | 3956.954 | 29598.0159 |  | 0
1946-10-15 | 0 | 0 | 0 | 0 | -6.6845 | -6.6845 | 3950.2695 | 29548.0159 |  | 0
1946-10-16 | 0 | 0 | 0 | 0 | -6.6845 | -6.6845 | 3943.585 | 29498.0158 |  | 0
1946-10-17 | 0 | 0 | 0 | 0 | -6.6845 | -6.6845 | 3936.9005 | 29448.0157 |  | 0
1946-10-18 | 0 | 0 | 0 | 0 | -6.6845 | -6.6845 | 3930.216 | 29398.0157 |  | 0
1946-10-19 | 0 | 0 | 0 | 0 | -6.6845 | -6.6845 | 3923.5315 | 29348.0156 |  | 0
1946-10-20 | 0 | 0 | 0 | 0 | -6.6845 | -6.6845 | 3916.847 | 29298.0156 |  | 0
1946-10-21 | 0 | 0 | 0 | 0 | -6.6845 | -6.6845 | 3910.1625 | 29248.0155 |  | 0
1946-10-22 | 0.0041667 | 10.4803 | 3.6551 | 3.6551 | 0.14075 | 0.14075 | 3910.3033 | 29249.0683 |  | 0
1946-10-23 | 0 | 0 | 0 | 0 | -6.6845 | -6.6845 | 3903.6188 | 29199.0683 |  | 0
1946-10-24 | 0 | 0 | 0 | 0 | -6.6845 | -6.6845 | 3896.9343 | 29149.0682 |  | 0
1946-10-25 | 0 | 0 | 0 | 0 | -6.6845 | -6.6845 | 3890.2498 | 29099.0682 |  | 0
1946-10-26 | 0 | 0 | 0 | 0 | -6.6845 | -6.6845 | 3883.5653 | 29049.0681 |  | 0
1946-10-27 | 0 | 0 | 0 | 0 | -6.6845 | -6.6845 | 3876.8808 | 28999.068 |  | 0
1946-10-28 | 0 | 0 | 0 | 0 | -6.6845 | -6.6845 | 3870.1963 | 28949.068 |  | 0
1946-10-29 | 0 | 0 | 0 | 0 | -6.6845 | -6.6845 | 3863.5118 | 28899.0679 |  | 0
1946-10-30 | 0 | 0 | 0 | 0 | -6.6845 | -6.6845 | 3856.8273 | 28849.0679 |  | 0
1946-10-31 | 0 | 0 | 0 | 0 | -6.6845 | -6.6845 | 3850.1428 | 28799.0678 |  | 0
1946-11-01 | 0 | 0 | 0 | 0 | -6.6845 | -6.6845 | 3843.4583 | 28749.0677 |  | 0
1946-11-02 | 0 | 0 | 0 | 0 | -6.6845 | -6.6845 | 3836.7738 | 28699.0677 |  | 0
1946-11-03 | 0 | 0 | 0 | 0 | -6.6845 | -6.6845 | 3830.0893 | 28649.0676 |  | 0
1946-11-04 | 0.0016667 | 4.1921 | 3.6551 | 3.6551 | -6.1474 | -6.1474 | 3823.9418 | 28603.0847 |  | 0
1946-11-05 | 0.00083333 | 2.0961 | 3.6551 | 2.0961 | -6.6845 | -6.6845 | 3817.2573 | 28553.0847 |  | 0
1946-11-06 | 0 | 0 | 0 | 0 | -6.6845 | -6.6845 | 3810.5728 | 28503.0846 |  | 0
1946-11-07 | 0 | 0 | 0 | 0 | -6.6845 | -6.6845 | 3803.8883 | 28453.0845 |  | 0
1946-11-08 | 0 | 0 | 0 | 0 | -6.6845 | -6.6845 | 3797.2038 | 28403.0845 |  | 0
1946-11-09 | 0 | 0 | 0 | 0 | -6.6845 | -6.6845 | 3790.5193 | 28353.0844 |  | 0
1946-11-10 | 0 | 0 | 0 | 0 | -6.6845 | -6.6845 | 3783.8348 | 28303.0844 |  | 0
1946-11-11 | 0 | 0 | 0 | 0 | -6.6845 | -6.6845 | 3777.1503 | 28253.0843 |  | 0
1946-11-12 | 0 | 0 | 0 | 0 | -6.6845 | -6.6845 | 3770.4658 | 28203.0842 |  | 0
1946-11-13 | 0 | 0 | 0 | 0 | -6.6845 | -6.6845 | 3763.7813 | 28153.0842 |  | 0
1946-11-14 | 0 | 0 | 0 | 0 | -6.6845 | -6.6845 | 3757.0968 | 28103.0841 |  | 0
1946-11-15 | 0 | 0 | 0 | 0 | -6.6845 | -6.6845 | 3750.4123 | 28053.0841 |  | 0
1946-11-16 | 0 | 0 | 0 | 0 | -6.6845 | -6.6845 | 3743.7278 | 28003.084 |  | 0
1946-11-17 | 0 | 0 | 0 | 0 | -6.6845 | -6.6845 | 3737.0433 | 27953.0839 |  | 0
1946-11-18 | 0 | 0 | 0 | 0 | -6.6845 | -6.6845 | 3730.3588 | 27903.0839 |  | 0 | 1
1946-11-19 | 0 | 0 | 0 | 0 | -6.6845 | -6.6845 | 3723.6743 | 27853.0838 |  | 0
1946-11-20 | 0 | 0 | 0 | 0 | -6.6845 | -6.6845 | 3716.9898 | 27803.0838 |  | 0
1946-11-21 | 0 | 0 | 0 | 0 | -6.6845 | -6.6845 | 3710.3053 | 27753.0837 |  | 0
1946-11-22 | 0 | 0 | 0 | 0 | -6.6845 | -6.6845 | 3703.6208 | 27703.0836 |  | 0
1946-11-23 | 0 | 0 | 0 | 0 | -6.6845 | -6.6845 | 3696.9363 | 27653.0836 |  | 0
1946-11-24 | 0 | 0 | 0 | 0 | -6.6845 | -6.6845 | 3690.2518 | 27603.0835 |  | 0
1946-11-25 | 0.0016667 | 4.1921 | 3.6551 | 3.6551 | -6.1474 | -6.1474 | 3684.1044 | 27557.1006 |  | 0
1946-11-26 | 0 | 0 | 0 | 0 | -6.6845 | -6.6845 | 3677.4199 | 27507.1005 |  | 0
1946-11-27 | 0 | 0 | 0 | 0 | -6.6845 | -6.6845 | 3670.7354 | 27457.1005 |  | 0
1946-11-28 | 0 | 0 | 0 | 0 | -6.6845 | -6.6845 | 3664.0509 | 27407.1004 |  | 0
1946-11-29 | 0 | 0 | 0 | 0 | -6.6845 | -6.6845 | 3657.3664 | 27357.1004 |  | 0
1946-11-30 | 0 | 0 | 0 | 0 | -6.6845 | -6.6845 | 3650.6819 | 27307.1003 |  | 0
1946-12-01 | 0 | 0 | 0 | 0 | -6.6845 | -6.6845 | 3643.9974 | 27257.1002 |  | 0
1946-12-02 | 0 | 0 | 0 | 0 | -6.6845 | -6.6845 | 3637.3129 | 27207.1002 |  | 0
1946-12-03 | 0 | 0 | 0 | 0 | -6.6845 | -6.6845 | 3630.6284 | 27157.1001 |  | 0
1946-12-04 | 0 | 0 | 0 | 0 | -6.6845 | -6.6845 | 3623.9439 | 27107.1001 |  | 0
1946-12-05 | 0 | 0 | 0 | 0 | -6.6845 | -6.6845 | 3617.2594 | 27057.1 |  | 0
1946-12-06 | 0 | 0 | 0 | 0 | -6.6845 | -6.6845 | 3610.5749 | 27007.0999 |  | 0
1946-12-07 | 0 | 0 | 0 | 0 | -6.6845 | -6.6845 | 3603.8904 | 26957.0999 |  | 0
1946-12-08 | 0.0025 | 6.2882 | 3.6551 | 3.6551 | -4.0514 | -4.0514 | 3599.839 | 26926.7956 |  | 0
1946-12-09 | 0 | 0 | 0 | 0 | -6.6845 | -6.6845 | 3593.1545 | 26876.7955 |  | 0
1946-12-10 | 0.0275 | 69.1702 | 3.6551 | 3.6551 | 58.8306 | 58.8306 | 3651.9851 | 27316.8485 |  | 0
1946-12-11 | 0.0033333 | 8.3843 | 3.6551 | 3.6551 | -1.9553 | -1.9553 | 3650.0298 | 27302.2228 |  | 0
1946-12-12 | 0 | 0 | 0 | 0 | -6.6845 | -6.6845 | 3643.3453 | 27252.2227 |  | 0
1946-12-13 | 0 | 0 | 0 | 0 | -6.6845 | -6.6845 | 3636.6608 | 27202.2227 |  | 0
1946-12-14 | 0 | 0 | 0 | 0 | -6.6845 | -6.6845 | 3629.9763 | 27152.2226 |  | 0
1946-12-15 | 0 | 0 | 0 | 0 | -6.6845 | -6.6845 | 3623.2918 | 27102.2226 |  | 0
1946-12-16 | 0 | 0 | 0 | 0 | -6.6845 | -6.6845 | 3616.6073 | 27052.2225 |  | 0
1946-12-17 | 0 | 0 | 0 | 0 | -6.6845 | -6.6845 | 3609.9228 | 27002.2224 |  | 0
1946-12-18 | 0 | 0 | 0 | 0 | -6.6845 | -6.6845 | 3603.2383 | 26952.2224 |  | 0
1946-12-19 | 0 | 0 | 0 | 0 | -6.6845 | -6.6845 | 3596.5538 | 26902.2223 |  | 0
1946-12-20 | 0 | 0 | 0 | 0 | -6.6845 | -6.6845 | 3589.8693 | 26852.2223 |  | 0
1946-12-21 | 0 | 0 | 0 | 0 | -6.6845 | -6.6845 | 3583.1848 | 26802.2222 |  | 0
1946-12-22 | 0 | 0 | 0 | 0 | -6.6845 | -6.6845 | 3576.5003 | 26752.2221 |  | 0
1946-12-23 | 0 | 0 | 0 | 0 | -6.6845 | -6.6845 | 3569.8158 | 26702.2221 |  | 0
1946-12-24 | 0 | 0 | 0 | 0 | -6.6845 | -6.6845 | 3563.1313 | 26652.222 |  | 0
1946-12-25 | 0 | 0 | 0 | 0 | -6.6845 | -6.6845 | 3556.4468 | 26602.222 |  | 0
1946-12-26 | 0 | 0 | 0 | 0 | -6.6845 | -6.6845 | 3549.7623 | 26552.2219 |  | 0
1946-12-27 | 0 | 0 | 0 | 0 | -6.6845 | -6.6845 | 3543.0778 | 26502.2218 |  | 0
1946-12-28 | 0 | 0 | 0 | 0 | -6.6845 | -6.6845 | 3536.3933 | 26452.2218 |  | 0
1946-12-29 | 0 | 0 | 0 | 0 | -6.6845 | -6.6845 | 3529.7088 | 26402.2217 |  | 0
1946-12-30 | 0 | 0 | 0 | 0 | -6.6845 | -6.6845 | 3523.0243 | 26352.2217 |  | 0
1946-12-31 | 0.040833 | 102.7073 | 3.6551 | 3.6551 | 92.3677 | 92.3677 | 3615.392 | 27043.1319 |  | 0
1947-01-01 | 0.0058333 | 14.6725 | 3.6551 | 3.6551 | 4.3329 | 4.3329 | 3619.7249 | 27075.5419 |  | 0
1947-01-02 | 0 | 0 | 0 | 0 | -6.6845 | -6.6845 | 3613.0404 | 27025.5419 |  | 0
1947-01-03 | 0.00083333 | 2.0961 | 3.6551 | 2.0961 | -6.6845 | -6.6845 | 3606.3559 | 26975.5418 |  | 0
1947-01-04 | 0 | 0 | 0 | 0 | -6.6845 | -6.6845 | 3599.6714 | 26925.5418 |  | 0
1947-01-05 | 0 | 0 | 0 | 0 | -6.6845 | -6.6845 | 3592.9869 | 26875.5417 |  | 0
1947-01-06 | 0 | 0 | 0 | 0 | -6.6845 | -6.6845 | 3586.3024 | 26825.5416 |  | 0
1947-01-07 | 0 | 0 | 0 | 0 | -6.6845 | -6.6845 | 3579.6179 | 26775.5416 |  | 0
1947-01-08 | 0 | 0 | 0 | 0 | -6.6845 | -6.6845 | 3572.9334 | 26725.5415 |  | 0
1947-01-09 | 0.01 | 25.1528 | 3.6551 | 3.6551 | 14.8132 | 14.8132 | 3587.7466 | 26836.3444 |  | 0
1947-01-10 | 0 | 0 | 0 | 0 | -6.6845 | -6.6845 | 3581.0621 | 26786.3443 |  | 0
1947-01-11 | 0 | 0 | 0 | 0 | -6.6845 | -6.6845 | 3574.3776 | 26736.3443 |  | 0
1947-01-12 | 0 | 0 | 0 | 0 | -6.6845 | -6.6845 | 3567.6931 | 26686.3442 |  | 0
1947-01-13 | 0 | 0 | 0 | 0 | -6.6845 | -6.6845 | 3561.0086 | 26636.3442 |  | 0
1947-01-14 | 0 | 0 | 0 | 0 | -6.6845 | -6.6845 | 3554.3241 | 26586.3441 |  | 0
1947-01-15 | 0 | 0 | 0 | 0 | -6.6845 | -6.6845 | 3547.6396 | 26536.344 |  | 0
1947-01-16 | 0.013333 | 33.5371 | 3.6551 | 3.6551 | 23.1975 | 23.1975 | 3570.8371 | 26709.8612 |  | 0
1947-01-17 | 0.03 | 75.4584 | 3.6551 | 3.6551 | 65.1188 | 65.1188 | 3635.9559 | 27196.95 |  | 0
1947-01-18 | 0.0066667 | 16.7685 | 3.6551 | 3.6551 | 6.429 | 6.429 | 3642.3848 | 27245.0386 |  | 0
1947-01-19 | 0 | 0 | 0 | 0 | -6.6845 | -6.6845 | 3635.7003 | 27195.0385 |  | 0
1947-01-20 | 0 | 0 | 0 | 0 | -6.6845 | -6.6845 | 3629.0158 | 27145.0385 |  | 0
1947-01-21 | 0 | 0 | 0 | 0 | -6.6845 | -6.6845 | 3622.3313 | 27095.0384 |  | 0
1947-01-22 | 0 | 0 | 0 | 0 | -6.6845 | -6.6845 | 3615.6468 | 27045.0383 |  | 0
1947-01-23 | 0 | 0 | 0 | 0 | -6.6845 | -6.6845 | 3608.9623 | 26995.0383 |  | 0
1947-01-24 | 0 | 0 | 0 | 0 | -6.6845 | -6.6845 | 3602.2778 | 26945.0382 |  | 0
1947-01-25 | 0 | 0 | 0 | 0 | -6.6845 | -6.6845 | 3595.5933 | 26895.0382 |  | 0
1947-01-26 | 0 | 0 | 0 | 0 | -6.6845 | -6.6845 | 3588.9088 | 26845.0381 |  | 0
1947-01-27 | 0 | 0 | 0 | 0 | -6.6845 | -6.6845 | 3582.2243 | 26795.038 |  | 0
1947-01-28 | 0 | 0 | 0 | 0 | -6.6845 | -6.6845 | 3575.5398 | 26745.038 |  | 0
1947-01-29 | 0 | 0 | 0 | 0 | -6.6845 | -6.6845 | 3568.8553 | 26695.0379 |  | 0
1947-01-30 | 0 | 0 | 0 | 0 | -6.6845 | -6.6845 | 3562.1708 | 26645.0379 |  | 0
1947-01-31 | 0 | 0 | 0 | 0 | -6.6845 | -6.6845 | 3555.4863 | 26595.0378 |  | 0
1947-02-01 | 0 | 0 | 0 | 0 | -6.6845 | -6.6845 | 3548.8018 | 26545.0377 |  | 0
1947-02-02 | 0 | 0 | 0 | 0 | -6.6845 | -6.6845 | 3542.1173 | 26495.0377 |  | 0
1947-02-03 | 0 | 0 | 0 | 0 | -6.6845 | -6.6845 | 3535.4328 | 26445.0376 |  | 0
1947-02-04 | 0 | 0 | 0 | 0 | -6.6845 | -6.6845 | 3528.7483 | 26395.0376 |  | 0
1947-02-05 | 0 | 0 | 0 | 0 | -6.6845 | -6.6845 | 3522.0638 | 26345.0375 |  | 0
1947-02-06 | 0 | 0 | 0 | 0 | -6.6845 | -6.6845 | 3515.3793 | 26295.0374 |  | 0
1947-02-07 | 0 | 0 | 0 | 0 | -6.6845 | -6.6845 | 3508.6948 | 26245.0374 |  | 0
1947-02-08 | 0 | 0 | 0 | 0 | -6.6845 | -6.6845 | 3502.0103 | 26195.0373 |  | 0
1947-02-09 | 0 | 0 | 0 | 0 | -6.6845 | -6.6845 | 3495.3258 | 26145.0373 |  | 0
1947-02-10 | 0 | 0 | 0 | 0 | -6.6845 | -6.6845 | 3488.6413 | 26095.0372 |  | 0
1947-02-11 | 0 | 0 | 0 | 0 | -6.6845 | -6.6845 | 3481.9568 | 26045.0371 |  | 0
1947-02-12 | 0 | 0 | 0 | 0 | -6.6845 | -6.6845 | 3475.2723 | 25995.0371 |  | 0
1947-02-13 | 0 | 0 | 0 | 0 | -6.6845 | -6.6845 | 3468.5878 | 25945.037 |  | 0
1947-02-14 | 0 | 0 | 0 | 0 | -6.6845 | -6.6845 | 3461.9033 | 25895.037 |  | 0
1947-02-15 | 0 | 0 | 0 | 0 | -6.6845 | -6.6845 | 3455.2188 | 25845.0369 |  | 0
1947-02-16 | 0 | 0 | 0 | 0 | -6.6845 | -6.6845 | 3448.5343 | 25795.0368 |  | 0
1947-02-17 | 0 | 0 | 0 | 0 | -6.6845 | -6.6845 | 3441.8498 | 25745.0368 |  | 0
1947-02-18 | 0 | 0 | 0 | 0 | -6.6845 | -6.6845 | 3435.1653 | 25695.0367 |  | 0
1947-02-19 | 0 | 0 | 0 | 0 | -6.6845 | -6.6845 | 3428.4808 | 25645.0367 |  | 0
1947-02-20 | 0 | 0 | 0 | 0 | -6.6845 | -6.6845 | 3421.7963 | 25595.0366 |  | 0
1947-02-21 | 0 | 0 | 0 | 0 | -6.6845 | -6.6845 | 3415.1118 | 25545.0365 |  | 0
1947-02-22 | 0 | 0 | 0 | 0 | -6.6845 | -6.6845 | 3408.4273 | 25495.0365 |  | 0
1947-02-23 | 0 | 0 | 0 | 0 | -6.6845 | -6.6845 | 3401.7428 | 25445.0364 |  | 0
1947-02-24 | 0 | 0 | 0 | 0 | -6.6845 | -6.6845 | 3395.0583 | 25395.0364 |  | 0
1947-02-25 | 0 | 0 | 0 | 0 | -6.6845 | -6.6845 | 3388.3738 | 25345.0363 |  | 0
1947-02-26 | 0 | 0 | 0 | 0 | -6.6845 | -6.6845 | 3381.6893 | 25295.0362 |  | 0
1947-02-27 | 0.0058333 | 14.6725 | 3.6551 | 3.6551 | 4.3329 | 4.3329 | 3386.0222 | 25327.4462 |  | 0
1947-02-28 | 0 | 0 | 0 | 0 | -6.6845 | -6.6845 | 3379.3377 | 25277.4462 |  | 0
1947-03-01 | 0 | 0 | 0 | 0 | -6.6845 | -6.6845 | 3372.6532 | 25227.4461 |  | 0
1947-03-02 | 0 | 0 | 0 | 0 | -6.6845 | -6.6845 | 3365.9687 | 25177.4461 |  | 0
1947-03-03 | 0 | 0 | 0 | 0 | -6.6845 | -6.6845 | 3359.2842 | 25127.446 |  | 0
1947-03-04 | 0 | 0 | 0 | 0 | -6.6845 | -6.6845 | 3352.5997 | 25077.4459 |  | 0
1947-03-05 | 0 | 0 | 0 | 0 | -6.6845 | -6.6845 | 3345.9152 | 25027.4459 |  | 0
1947-03-06 | 0.025833 | 64.9781 | 3.6551 | 3.6551 | 54.6385 | 54.6385 | 3400.5537 | 25436.1418 |  | 0
1947-03-07 | 0.005 | 12.5764 | 3.6551 | 3.6551 | 2.2368 | 2.2368 | 3402.7905 | 25452.8732 |  | 0
1947-03-08 | 0 | 0 | 0 | 0 | -6.6845 | -6.6845 | 3396.106 | 25402.8731 |  | 0
1947-03-09 | 0 | 0 | 0 | 0 | -6.6845 | -6.6845 | 3389.4215 | 25352.873 |  | 0
1947-03-10 | 0 | 0 | 0 | 0 | -6.6845 | -6.6845 | 3382.737 | 25302.873 |  | 0
1947-03-11 | 0 | 0 | 0 | 0 | -6.6845 | -6.6845 | 3376.0525 | 25252.8729 |  | 0
1947-03-12 | 0 | 0 | 0 | 0 | -6.6845 | -6.6845 | 3369.368 | 25202.8729 |  | 0
1947-03-13 | 0 | 0 | 0 | 0 | -6.6845 | -6.6845 | 3362.6835 | 25152.8728 |  | 0
1947-03-14 | 0 | 0 | 0 | 0 | -6.6845 | -6.6845 | 3355.999 | 25102.8727 |  | 0
1947-03-15 | 0 | 0 | 0 | 0 | -6.6845 | -6.6845 | 3349.3145 | 25052.8727 |  | 0
1947-03-16 | 0 | 0 | 0 | 0 | -6.6845 | -6.6845 | 3342.63 | 25002.8726 |  | 0
1947-03-17 | 0 | 0 | 0 | 0 | -6.6845 | -6.6845 | 3335.9455 | 24952.8726 |  | 0
1947-03-18 | 0.024167 | 60.7859 | 3.6551 | 3.6551 | 50.4464 | 50.4464 | 3386.3919 | 25330.2113 |  | 0
1947-03-19 | 0 | 0 | 0 | 0 | -6.6845 | -6.6845 | 3379.7074 | 25280.2112 |  | 0
1947-03-20 | 0 | 0 | 0 | 0 | -6.6845 | -6.6845 | 3373.0229 | 25230.2112 |  | 0
1947-03-21 | 0 | 0 | 0 | 0 | -6.6845 | -6.6845 | 3366.3384 | 25180.2111 |  | 0
1947-03-22 | 0 | 0 | 0 | 0 | -6.6845 | -6.6845 | 3359.6539 | 25130.211 |  | 0
1947-03-23 | 0 | 0 | 0 | 0 | -6.6845 | -6.6845 | 3352.9694 | 25080.211 |  | 0
1947-03-24 | 0 | 0 | 0 | 0 | -6.6845 | -6.6845 | 3346.2849 | 25030.2109 |  | 0
1947-03-25 | 0 | 0 | 0 | 0 | -6.6845 | -6.6845 | 3339.6004 | 24980.2109 |  | 0
1947-03-26 | 0 | 0 | 0 | 0 | -6.6845 | -6.6845 | 3332.9159 | 24930.2108 |  | 0
1947-03-27 | 0 | 0 | 0 | 0 | -6.6845 | -6.6845 | 3326.2314 | 24880.2107 |  | 0
1947-03-28 | 0 | 0 | 0 | 0 | -6.6845 | -6.6845 | 3319.5469 | 24830.2107 |  | 0
1947-03-29 | 0 | 0 | 0 | 0 | -6.6845 | -6.6845 | 3312.8624 | 24780.2106 |  | 0
1947-03-30 | 0 | 0 | 0 | 0 | -6.6845 | -6.6845 | 3306.1779 | 24730.2106 |  | 0
1947-03-31 | 0 | 0 | 0 | 0 | -6.6845 | -6.6845 | 3299.4934 | 24680.2105 |  | 0
1947-04-01 | 0 | 0 | 0 | 0 | -6.6845 | -6.6845 | 3292.8089 | 24630.2104 |  | 0
1947-04-02 | 0 | 0 | 0 | 0 | -6.6845 | -6.6845 | 3286.1244 | 24580.2104 |  | 0
1947-04-03 | 0 | 0 | 0 | 0 | -6.6845 | -6.6845 | 3279.4399 | 24530.2103 |  | 0
1947-04-04 | 0 | 0 | 0 | 0 | -6.6845 | -6.6845 | 3272.7554 | 24480.2103 |  | 0
1947-04-05 | 0 | 0 | 0 | 0 | -6.6845 | -6.6845 | 3266.0709 | 24430.2102 |  | 0
1947-04-06 | 0 | 0 | 0 | 0 | -6.6845 | -6.6845 | 3259.3864 | 24380.2101 |  | 0
1947-04-07 | 0 | 0 | 0 | 0 | -6.6845 | -6.6845 | 3252.7019 | 24330.2101 |  | 0
1947-04-08 | 0 | 0 | 0 | 0 | -6.6845 | -6.6845 | 3246.0174 | 24280.21 |  | 0
1947-04-09 | 0 | 0 | 0 | 0 | -6.6845 | -6.6845 | 3239.3329 | 24230.21 |  | 0
1947-04-10 | 0 | 0 | 0 | 0 | -6.6845 | -6.6845 | 3232.6484 | 24180.2099 |  | 0
1947-04-11 | 0 | 0 | 0 | 0 | -6.6845 | -6.6845 | 3225.9639 | 24130.2098 |  | 0
1947-04-12 | 0 | 0 | 0 | 0 | -6.6845 | -6.6845 | 3219.2794 | 24080.2098 |  | 0
1947-04-13 | 0 | 0 | 0 | 0 | -6.6845 | -6.6845 | 3212.5949 | 24030.2097 |  | 0
1947-04-14 | 0 | 0 | 0 | 0 | -6.6845 | -6.6845 | 3205.9104 | 23980.2097 |  | 0
1947-04-15 | 0.0058333 | 14.6725 | 3.6551 | 3.6551 | 4.3329 | 4.3329 | 3210.2433 | 24012.6197 |  | 0
1947-04-16 | 0 | 0 | 0 | 0 | -6.6845 | -6.6845 | 3203.5588 | 23962.6196 |  | 0
1947-04-17 | 0 | 0 | 0 | 0 | -6.6845 | -6.6845 | 3196.8743 | 23912.6195 |  | 0
1947-04-18 | 0 | 0 | 0 | 0 | -6.6845 | -6.6845 | 3190.1898 | 23862.6195 |  | 0
1947-04-19 | 0 | 0 | 0 | 0 | -6.6845 | -6.6845 | 3183.5053 | 23812.6194 |  | 0
1947-04-20 | 0 | 0 | 0 | 0 | -6.6845 | -6.6845 | 3176.8208 | 23762.6194 |  | 0
1947-04-21 | 0 | 0 | 0 | 0 | -6.6845 | -6.6845 | 3170.1363 | 23712.6193 |  | 0
1947-04-22 | 0 | 0 | 0 | 0 | -6.6845 | -6.6845 | 3163.4518 | 23662.6192 |  | 0
1947-04-23 | 0 | 0 | 0 | 0 | -6.6845 | -6.6845 | 3156.7673 | 23612.6192 |  | 0
1947-04-24 | 0 | 0 | 0 | 0 | -6.6845 | -6.6845 | 3150.0828 | 23562.6191 |  | 0
1947-04-25 | 0 | 0 | 0 | 0 | -6.6845 | -6.6845 | 3143.3983 | 23512.6191 |  | 0
1947-04-26 | 0 | 0 | 0 | 0 | -6.6845 | -6.6845 | 3136.7138 | 23462.619 |  | 0
1947-04-27 | 0 | 0 | 0 | 0 | -6.6845 | -6.6845 | 3130.0293 | 23412.6189 |  | 0
1947-04-28 | 0 | 0 | 0 | 0 | -6.6845 | -6.6845 | 3123.3448 | 23362.6189 |  | 0
1947-04-29 | 0 | 0 | 0 | 0 | -6.6845 | -6.6845 | 3116.6603 | 23312.6188 |  | 0
1947-04-30 | 0 | 0 | 0 | 0 | -6.6845 | -6.6845 | 3109.9758 | 23262.6188 |  | 0
1947-05-01 | 0 | 0 | 0 | 0 | -6.6845 | -6.6845 | 3103.2913 | 23212.6187 |  | 0
1947-05-02 | 0 | 0 | 0 | 0 | -6.6845 | -6.6845 | 3096.6068 | 23162.6186 |  | 0
1947-05-03 | 0 | 0 | 0 | 0 | -6.6845 | -6.6845 | 3089.9223 | 23112.6186 |  | 0
1947-05-04 | 0 | 0 | 0 | 0 | -6.6845 | -6.6845 | 3083.2378 | 23062.6185 |  | 0
1947-05-05 | 0 | 0 | 0 | 0 | -6.6845 | -6.6845 | 3076.5533 | 23012.6185 |  | 0
1947-05-06 | 0 | 0 | 0 | 0 | -6.6845 | -6.6845 | 3069.8688 | 22962.6184 |  | 0
1947-05-07 | 0 | 0 | 0 | 0 | -6.6845 | -6.6845 | 3063.1843 | 22912.6183 |  | 0
1947-05-08 | 0 | 0 | 0 | 0 | -6.6845 | -6.6845 | 3056.4998 | 22862.6183 |  | 0
1947-05-09 | 0.0575 | 144.6286 | 3.6551 | 3.6551 | 134.289 | 134.289 | 3190.7888 | 23867.1001 |  | 0
1947-05-10 | 0.1725 | 433.8858 | 3.6551 | 3.6551 | 423.5462 | 423.5462 | 3614.335 | 27035.2259 |  | 0
1947-05-11 | 0 | 0 | 0 | 0 | -6.6845 | -6.6845 | 3607.6505 | 26985.2258 |  | 0
1947-05-12 | 0 | 0 | 0 | 0 | -6.6845 | -6.6845 | 3600.966 | 26935.2257 |  | 0
1947-05-13 | 0 | 0 | 0 | 0 | -6.6845 | -6.6845 | 3594.2815 | 26885.2257 |  | 0
1947-05-14 | 0 | 0 | 0 | 0 | -6.6845 | -6.6845 | 3587.597 | 26835.2256 |  | 0
1947-05-15 | 0 | 0 | 0 | 0 | -6.6845 | -6.6845 | 3580.9125 | 26785.2256 |  | 0
1947-05-16 | 0 | 0 | 0 | 0 | -6.6845 | -6.6845 | 3574.228 | 26735.2255 |  | 0
1947-05-17 | 0 | 0 | 0 | 0 | -6.6845 | -6.6845 | 3567.5435 | 26685.2254 |  | 0
1947-05-18 | 0 | 0 | 0 | 0 | -6.6845 | -6.6845 | 3560.859 | 26635.2254 |  | 0
1947-05-19 | 0 | 0 | 0 | 0 | -6.6845 | -6.6845 | 3554.1745 | 26585.2253 |  | 0
1947-05-20 | 0 | 0 | 0 | 0 | -6.6845 | -6.6845 | 3547.49 | 26535.2253 |  | 0
1947-05-21 | 0 | 0 | 0 | 0 | -6.6845 | -6.6845 | 3540.8055 | 26485.2252 |  | 0
1947-05-22 | 0 | 0 | 0 | 0 | -6.6845 | -6.6845 | 3534.121 | 26435.2251 |  | 0
1947-05-23 | 0 | 0 | 0 | 0 | -6.6845 | -6.6845 | 3527.4365 | 26385.2251 |  | 0
1947-05-24 | 0 | 0 | 0 | 0 | -6.6845 | -6.6845 | 3520.752 | 26335.225 |  | 0
1947-05-25 | 0 | 0 | 0 | 0 | -6.6845 | -6.6845 | 3514.0675 | 26285.225 |  | 0
1947-05-26 | 0 | 0 | 0 | 0 | -6.6845 | -6.6845 | 3507.383 | 26235.2249 |  | 0
1947-05-27 | 0 | 0 | 0 | 0 | -6.6845 | -6.6845 | 3500.6985 | 26185.2248 |  | 0
1947-05-28 | 0 | 0 | 0 | 0 | -6.6845 | -6.6845 | 3494.014 | 26135.2248 |  | 0
1947-05-29 | 0 | 0 | 0 | 0 | -6.6845 | -6.6845 | 3487.3295 | 26085.2247 |  | 0
1947-05-30 | 0 | 0 | 0 | 0 | -6.6845 | -6.6845 | 3480.645 | 26035.2247 |  | 0
1947-05-31 | 0.0025 | 6.2882 | 3.6551 | 3.6551 | -4.0514 | -4.0514 | 3476.5936 | 26004.9203 |  | 0
1947-06-01 | 0 | 0 | 0 | 0 | -6.6845 | -6.6845 | 3469.9091 | 25954.9203 |  | 0
1947-06-02 | 0 | 0 | 0 | 0 | -6.6845 | -6.6845 | 3463.2246 | 25904.9202 |  | 0
1947-06-03 | 0 | 0 | 0 | 0 | -6.6845 | -6.6845 | 3456.5401 | 25854.9202 |  | 0
1947-06-04 | 0.0025 | 6.2882 | 3.6551 | 3.6551 | -4.0514 | -4.0514 | 3452.4887 | 25824.6158 |  | 0
1947-06-05 | 0 | 0 | 0 | 0 | -6.6845 | -6.6845 | 3445.8042 | 25774.6158 |  | 0
1947-06-06 | 0 | 0 | 0 | 0 | -6.6845 | -6.6845 | 3439.1197 | 25724.6157 |  | 0
1947-06-07 | 0.00083333 | 2.0961 | 3.6551 | 2.0961 | -6.6845 | -6.6845 | 3432.4352 | 25674.6157 |  | 0
1947-06-08 | 0 | 0 | 0 | 0 | -6.6845 | -6.6845 | 3425.7507 | 25624.6156 |  | 0
1947-06-09 | 0 | 0 | 0 | 0 | -6.6845 | -6.6845 | 3419.0662 | 25574.6155 |  | 0
1947-06-10 | 0 | 0 | 0 | 0 | -6.6845 | -6.6845 | 3412.3817 | 25524.6155 |  | 0
1947-06-11 | 0 | 0 | 0 | 0 | -6.6845 | -6.6845 | 3405.6972 | 25474.6154 |  | 0
1947-06-12 | 0 | 0 | 0 | 0 | -6.6845 | -6.6845 | 3399.0127 | 25424.6154 |  | 0
1947-06-13 | 0 | 0 | 0 | 0 | -6.6845 | -6.6845 | 3392.3282 | 25374.6153 |  | 0
1947-06-14 | 0 | 0 | 0 | 0 | -6.6845 | -6.6845 | 3385.6437 | 25324.6152 |  | 0
1947-06-15 | 0 | 0 | 0 | 0 | -6.6845 | -6.6845 | 3378.9592 | 25274.6152 |  | 0
1947-06-16 | 0 | 0 | 0 | 0 | -6.6845 | -6.6845 | 3372.2747 | 25224.6151 |  | 0
1947-06-17 | 0.084167 | 211.7027 | 3.6551 | 3.6551 | 201.3632 | 201.3632 | 3573.6379 | 26730.8115 |  | 0
1947-06-18 | 0.025 | 62.882 | 3.6551 | 3.6551 | 52.5424 | 52.5424 | 3626.1803 | 27123.8288 |  | 0
1947-06-19 | 0 | 0 | 0 | 0 | -6.6845 | -6.6845 | 3619.4958 | 27073.8287 |  | 0
1947-06-20 | 0.0175 | 44.0174 | 3.6551 | 3.6551 | 33.6778 | 33.6778 | 3653.1736 | 27325.7388 |  | 0
1947-06-21 | 0 | 0 | 0 | 0 | -6.6845 | -6.6845 | 3646.4891 | 27275.7388 |  | 0
1947-06-22 | 0 | 0 | 0 | 0 | -6.6845 | -6.6845 | 3639.8046 | 27225.7387 |  | 0
1947-06-23 | 0 | 0 | 0 | 0 | -6.6845 | -6.6845 | 3633.1201 | 27175.7387 |  | 0
1947-06-24 | 0 | 0 | 0 | 0 | -6.6845 | -6.6845 | 3626.4356 | 27125.7386 |  | 0
1947-06-25 | 0 | 0 | 0 | 0 | -6.6845 | -6.6845 | 3619.7511 | 27075.7385 |  | 0
1947-06-26 | 0 | 0 | 0 | 0 | -6.6845 | -6.6845 | 3613.0666 | 27025.7385 |  | 0
1947-06-27 | 0 | 0 | 0 | 0 | -6.6845 | -6.6845 | 3606.3821 | 26975.7384 |  | 0
1947-06-28 | 0.005 | 12.5764 | 3.6551 | 3.6551 | 2.2368 | 2.2368 | 3608.619 | 26992.4698 |  | 0
1947-06-29 | 0.0025 | 6.2882 | 3.6551 | 3.6551 | -4.0514 | -4.0514 | 3604.5676 | 26962.1655 |  | 0
1947-06-30 | 0 | 0 | 0 | 0 | -6.6845 | -6.6845 | 3597.8831 | 26912.1654 |  | 0
1947-07-01 | 0 | 0 | 0 | 0 | -6.6845 | -6.6845 | 3591.1986 | 26862.1654 |  | 0
1947-07-02 | 0 | 0 | 0 | 0 | -6.6845 | -6.6845 | 3584.5141 | 26812.1653 |  | 0
1947-07-03 | 0 | 0 | 0 | 0 | -6.6845 | -6.6845 | 3577.8296 | 26762.1653 |  | 0
1947-07-04 | 0 | 0 | 0 | 0 | -6.6845 | -6.6845 | 3571.1451 | 26712.1652 |  | 0
1947-07-05 | 0 | 0 | 0 | 0 | -6.6845 | -6.6845 | 3564.4606 | 26662.1651 |  | 0
1947-07-06 | 0 | 0 | 0 | 0 | -6.6845 | -6.6845 | 3557.7761 | 26612.1651 |  | 0
1947-07-07 | 0 | 0 | 0 | 0 | -6.6845 | -6.6845 | 3551.0916 | 26562.165 |  | 0
1947-07-08 | 0 | 0 | 0 | 0 | -6.6845 | -6.6845 | 3544.4071 | 26512.165 |  | 0
1947-07-09 | 0 | 0 | 0 | 0 | -6.6845 | -6.6845 | 3537.7226 | 26462.1649 |  | 0
1947-07-10 | 0.0275 | 69.1702 | 3.6551 | 3.6551 | 58.8306 | 58.8306 | 3596.5532 | 26902.2179 |  | 0
1947-07-11 | 0.01 | 25.1528 | 3.6551 | 3.6551 | 14.8132 | 14.8132 | 3611.3664 | 27013.0208 |  | 0
1947-07-12 | 0 | 0 | 0 | 0 | -6.6845 | -6.6845 | 3604.6819 | 26963.0208 |  | 0
1947-07-13 | 0 | 0 | 0 | 0 | -6.6845 | -6.6845 | 3597.9974 | 26913.0207 |  | 0
1947-07-14 | 0 | 0 | 0 | 0 | -6.6845 | -6.6845 | 3591.3129 | 26863.0206 |  | 0
1947-07-15 | 0 | 0 | 0 | 0 | -6.6845 | -6.6845 | 3584.6284 | 26813.0206 |  | 0
1947-07-16 | 0.0091667 | 23.0567 | 3.6551 | 3.6551 | 12.7172 | 12.7172 | 3597.3456 | 26908.1449 |  | 0
1947-07-17 | 0.0875 | 220.087 | 3.6551 | 3.6551 | 209.7474 | 209.7474 | 3807.093 | 28477.0556 |  | 0
1947-07-18 | 0.00083333 | 2.0961 | 3.6551 | 2.0961 | -6.6845 | -6.6845 | 3800.4085 | 28427.0555 |  | 0
1947-07-19 | 0 | 0 | 0 | 0 | -6.6845 | -6.6845 | 3793.724 | 28377.0555 |  | 0
1947-07-20 | 0 | 0 | 0 | 0 | -6.6845 | -6.6845 | 3787.0395 | 28327.0554 |  | 0
1947-07-21 | 0 | 0 | 0 | 0 | -6.6845 | -6.6845 | 3780.355 | 28277.0554 |  | 0
1947-07-22 | 0 | 0 | 0 | 0 | -6.6845 | -6.6845 | 3773.6705 | 28227.0553 |  | 0
1947-07-23 | 0 | 0 | 0 | 0 | -6.6845 | -6.6845 | 3766.986 | 28177.0552 |  | 0
1947-07-24 | 0.0125 | 31.441 | 3.6551 | 3.6551 | 21.1014 | 21.1014 | 3788.0874 | 28334.8939 |  | 0
1947-07-25 | 0.0016667 | 4.1921 | 3.6551 | 3.6551 | -6.1474 | -6.1474 | 3781.94 | 28288.9109 |  | 0
1947-07-26 | 0 | 0 | 0 | 0 | -6.6845 | -6.6845 | 3775.2555 | 28238.9109 |  | 0
1947-07-27 | 0 | 0 | 0 | 0 | -6.6845 | -6.6845 | 3768.571 | 28188.9108 |  | 0
1947-07-28 | 0 | 0 | 0 | 0 | -6.6845 | -6.6845 | 3761.8865 | 28138.9108 |  | 0
1947-07-29 | 0 | 0 | 0 | 0 | -6.6845 | -6.6845 | 3755.202 | 28088.9107 |  | 0
1947-07-30 | 0 | 0 | 0 | 0 | -6.6845 | -6.6845 | 3748.5175 | 28038.9106 |  | 0
1947-07-31 | 0 | 0 | 0 | 0 | -6.6845 | -6.6845 | 3741.833 | 27988.9106 |  | 0
1947-08-01 | 0 | 0 | 0 | 0 | -6.6845 | -6.6845 | 3735.1485 | 27938.9105 |  | 0
1947-08-02 | 0 | 0 | 0 | 0 | -6.6845 | -6.6845 | 3728.464 | 27888.9105 |  | 0
1947-08-03 | 0.0066667 | 16.7685 | 3.6551 | 3.6551 | 6.429 | 6.429 | 3734.8929 | 27936.999 |  | 0
1947-08-04 | 0 | 0 | 0 | 0 | -6.6845 | -6.6845 | 3728.2084 | 27886.999 |  | 0
1947-08-05 | 0 | 0 | 0 | 0 | -6.6845 | -6.6845 | 3721.5239 | 27836.9989 |  | 0
1947-08-06 | 0 | 0 | 0 | 0 | -6.6845 | -6.6845 | 3714.8394 | 27786.9989 |  | 0
1947-08-07 | 0 | 0 | 0 | 0 | -6.6845 | -6.6845 | 3708.1549 | 27736.9988 |  | 0
1947-08-08 | 0 | 0 | 0 | 0 | -6.6845 | -6.6845 | 3701.4704 | 27686.9987 |  | 0
1947-08-09 | 0 | 0 | 0 | 0 | -6.6845 | -6.6845 | 3694.7859 | 27636.9987 |  | 0
1947-08-10 | 0 | 0 | 0 | 0 | -6.6845 | -6.6845 | 3688.1014 | 27586.9986 |  | 0
1947-08-11 | 0 | 0 | 0 | 0 | -6.6845 | -6.6845 | 3681.4169 | 27536.9986 |  | 0
1947-08-12 | 0 | 0 | 0 | 0 | -6.6845 | -6.6845 | 3674.7324 | 27486.9985 |  | 0
1947-08-13 | 0 | 0 | 0 | 0 | -6.6845 | -6.6845 | 3668.0479 | 27436.9984 |  | 0
1947-08-14 | 0.011667 | 29.3449 | 3.6551 | 3.6551 | 19.0054 | 19.0054 | 3687.0533 | 27579.1585 |  | 0
1947-08-15 | 0.0083333 | 20.9607 | 3.6551 | 3.6551 | 10.6211 | 10.6211 | 3697.6744 | 27658.6042 |  | 0
1947-08-16 | 0.054167 | 136.2443 | 3.6551 | 3.6551 | 125.9048 | 125.9048 | 3823.5791 | 28600.3718 |  | 0
1947-08-17 | 0 | 0 | 0 | 0 | -6.6845 | -6.6845 | 3816.8946 | 28550.3717 |  | 0
1947-08-18 | 0 | 0 | 0 | 0 | -6.6845 | -6.6845 | 3810.2101 | 28500.3716 |  | 0
1947-08-19 | 0 | 0 | 0 | 0 | -6.6845 | -6.6845 | 3803.5256 | 28450.3716 |  | 0
1947-08-20 | 0 | 0 | 0 | 0 | -6.6845 | -6.6845 | 3796.8411 | 28400.3715 |  | 0
1947-08-21 | 0.00083333 | 2.0961 | 3.6551 | 2.0961 | -6.6845 | -6.6845 | 3790.1566 | 28350.3715 |  | 0
1947-08-22 | 0 | 0 | 0 | 0 | -6.6845 | -6.6845 | 3783.4721 | 28300.3714 |  | 0
1947-08-23 | 0.0275 | 69.1702 | 3.6551 | 3.6551 | 58.8306 | 58.8306 | 3842.3027 | 28740.4244 |  | 0
1947-08-24 | 0 | 0 | 0 | 0 | -6.6845 | -6.6845 | 3835.6182 | 28690.4244 |  | 0
1947-08-25 | 0.034167 | 85.9387 | 3.6551 | 3.6551 | 75.5992 | 75.5992 | 3911.2174 | 29255.906 |  | 0
1947-08-26 | 0.0125 | 31.441 | 3.6551 | 3.6551 | 21.1014 | 21.1014 | 3932.3188 | 29413.7447 |  | 0
1947-08-27 | 0.0033333 | 8.3843 | 3.6551 | 3.6551 | -1.9553 | -1.9553 | 3930.3635 | 29399.1189 |  | 0
1947-08-28 | 0.0175 | 44.0174 | 3.6551 | 3.6551 | 33.6778 | 33.6778 | 3964.0413 | 29651.029 |  | 0
1947-08-29 | 0 | 0 | 0 | 0 | -6.6845 | -6.6845 | 3957.3568 | 29601.0289 |  | 0
1947-08-30 | 0 | 0 | 0 | 0 | -6.6845 | -6.6845 | 3950.6723 | 29551.0289 |  | 0
1947-08-31 | 0 | 0 | 0 | 0 | -6.6845 | -6.6845 | 3943.9878 | 29501.0288 |  | 0
1947-09-01 | 0 | 0 | 0 | 0 | -6.6845 | -6.6845 | 3937.3033 | 29451.0288 |  | 0
1947-09-02 | 0 | 0 | 0 | 0 | -6.6845 | -6.6845 | 3930.6188 | 29401.0287 |  | 0
1947-09-03 | 0 | 0 | 0 | 0 | -6.6845 | -6.6845 | 3923.9343 | 29351.0286 |  | 0
1947-09-04 | 0 | 0 | 0 | 0 | -6.6845 | -6.6845 | 3917.2498 | 29301.0286 |  | 0
1947-09-05 | 0 | 0 | 0 | 0 | -6.6845 | -6.6845 | 3910.5653 | 29251.0285 |  | 0
1947-09-06 | 0.005 | 12.5764 | 3.6551 | 3.6551 | 2.2368 | 2.2368 | 3912.8021 | 29267.7599 |  | 0
1947-09-07 | 0.036667 | 92.2269 | 3.6551 | 3.6551 | 81.8874 | 81.8874 | 3994.6895 | 29880.2773 |  | 0
1947-09-08 | 0.00083333 | 2.0961 | 3.6551 | 2.0961 | -6.6845 | -6.6845 | 3988.005 | 29830.2773 |  | 0
1947-09-09 | 0.015 | 37.7292 | 3.6551 | 3.6551 | 27.3896 | 27.3896 | 4003.7455 | 29948.0163 |  | 4.9646
1947-09-10 | 0 | 0 | 0 | 0 | -6.6845 | -6.6845 | 3997.061 | 29898.0163 |  | 0
1947-09-11 | 0 | 0 | 0 | 0 | -6.6845 | -6.6845 | 3990.3765 | 29848.0162 |  | 0
1947-09-12 | 0.0025 | 6.2882 | 3.6551 | 3.6551 | -4.0514 | -4.0514 | 3986.3251 | 29817.7119 |  | 0
1947-09-13 | 0 | 0 | 0 | 0 | -6.6845 | -6.6845 | 3979.6406 | 29767.7118 |  | 0
1947-09-14 | 0 | 0 | 0 | 0 | -6.6845 | -6.6845 | 3972.9561 | 29717.7118 |  | 0
1947-09-15 | 0 | 0 | 0 | 0 | -6.6845 | -6.6845 | 3966.2716 | 29667.7117 |  | 0
1947-09-16 | 0 | 0 | 0 | 0 | -6.6845 | -6.6845 | 3959.5871 | 29617.7117 |  | 0
1947-09-17 | 0 | 0 | 0 | 0 | -6.6845 | -6.6845 | 3952.9026 | 29567.7116 |  | 0
1947-09-18 | 0 | 0 | 0 | 0 | -6.6845 | -6.6845 | 3946.2181 | 29517.7115 |  | 0
1947-09-19 | 0 | 0 | 0 | 0 | -6.6845 | -6.6845 | 3939.5336 | 29467.7115 |  | 0
1947-09-20 | 0 | 0 | 0 | 0 | -6.6845 | -6.6845 | 3932.8491 | 29417.7114 |  | 0
1947-09-21 | 0 | 0 | 0 | 0 | -6.6845 | -6.6845 | 3926.1646 | 29367.7114 |  | 0
1947-09-22 | 0 | 0 | 0 | 0 | -6.6845 | -6.6845 | 3919.4801 | 29317.7113 |  | 0
1947-09-23 | 0 | 0 | 0 | 0 | -6.6845 | -6.6845 | 3912.7956 | 29267.7112 |  | 0
1947-09-24 | 0 | 0 | 0 | 0 | -6.6845 | -6.6845 | 3906.1111 | 29217.7112 |  | 0
1947-09-25 | 0 | 0 | 0 | 0 | -6.6845 | -6.6845 | 3899.4266 | 29167.7111 |  | 0
1947-09-26 | 0 | 0 | 0 | 0 | -6.6845 | -6.6845 | 3892.7421 | 29117.7111 |  | 0
1947-09-27 | 0 | 0 | 0 | 0 | -6.6845 | -6.6845 | 3886.0576 | 29067.711 |  | 0
1947-09-28 | 0 | 0 | 0 | 0 | -6.6845 | -6.6845 | 3879.3731 | 29017.7109 |  | 0
1947-09-29 | 0 | 0 | 0 | 0 | -6.6845 | -6.6845 | 3872.6886 | 28967.7109 |  | 0
1947-09-30 | 0 | 0 | 0 | 0 | -6.6845 | -6.6845 | 3866.0041 | 28917.7108 |  | 0
1947-10-01 | 0 | 0 | 0 | 0 | -6.6845 | -6.6845 | 3859.3196 | 28867.7108 |  | 0
1947-10-02 | 0 | 0 | 0 | 0 | -6.6845 | -6.6845 | 3852.6351 | 28817.7107 |  | 0
1947-10-03 | 0.00083333 | 2.0961 | 3.6551 | 2.0961 | -6.6845 | -6.6845 | 3845.9506 | 28767.7106 |  | 0
1947-10-04 | 0 | 0 | 0 | 0 | -6.6845 | -6.6845 | 3839.2661 | 28717.7106 |  | 0
1947-10-05 | 0 | 0 | 0 | 0 | -6.6845 | -6.6845 | 3832.5816 | 28667.7105 |  | 0
1947-10-06 | 0.018333 | 46.1135 | 3.6551 | 3.6551 | 35.7739 | 35.7739 | 3868.3555 | 28935.2992 |  | 0
1947-10-07 | 0 | 0 | 0 | 0 | -6.6845 | -6.6845 | 3861.671 | 28885.2991 |  | 0
1947-10-08 | 0 | 0 | 0 | 0 | -6.6845 | -6.6845 | 3854.9865 | 28835.2991 |  | 0
1947-10-09 | 0 | 0 | 0 | 0 | -6.6845 | -6.6845 | 3848.302 | 28785.299 |  | 0
1947-10-10 | 0.00083333 | 2.0961 | 3.6551 | 2.0961 | -6.6845 | -6.6845 | 3841.6175 | 28735.2989 |  | 0
1947-10-11 | 0.0083333 | 20.9607 | 3.6551 | 3.6551 | 10.6211 | 10.6211 | 3852.2386 | 28814.7447 |  | 0
1947-10-12 | 0 | 0 | 0 | 0 | -6.6845 | -6.6845 | 3845.5541 | 28764.7446 |  | 0
1947-10-13 | 0 | 0 | 0 | 0 | -6.6845 | -6.6845 | 3838.8696 | 28714.7446 |  | 0
1947-10-14 | 0 | 0 | 0 | 0 | -6.6845 | -6.6845 | 3832.1851 | 28664.7445 |  | 0
1947-10-15 | 0 | 0 | 0 | 0 | -6.6845 | -6.6845 | 3825.5006 | 28614.7444 |  | 0
1947-10-16 | 0 | 0 | 0 | 0 | -6.6845 | -6.6845 | 3818.8161 | 28564.7444 |  | 0
1947-10-17 | 0 | 0 | 0 | 0 | -6.6845 | -6.6845 | 3812.1316 | 28514.7443 |  | 0
1947-10-18 | 0 | 0 | 0 | 0 | -6.6845 | -6.6845 | 3805.4471 | 28464.7443 |  | 0
1947-10-19 | 0 | 0 | 0 | 0 | -6.6845 | -6.6845 | 3798.7626 | 28414.7442 |  | 0
1947-10-20 | 0 | 0 | 0 | 0 | -6.6845 | -6.6845 | 3792.0781 | 28364.7441 |  | 0
1947-10-21 | 0 | 0 | 0 | 0 | -6.6845 | -6.6845 | 3785.3936 | 28314.7441 |  | 0
1947-10-22 | 0.0033333 | 8.3843 | 3.6551 | 3.6551 | -1.9553 | -1.9553 | 3783.4383 | 28300.1183 |  | 0
1947-10-23 | 0 | 0 | 0 | 0 | -6.6845 | -6.6845 | 3776.7538 | 28250.1183 |  | 0
1947-10-24 | 0 | 0 | 0 | 0 | -6.6845 | -6.6845 | 3770.0693 | 28200.1182 |  | 0
1947-10-25 | 0 | 0 | 0 | 0 | -6.6845 | -6.6845 | 3763.3848 | 28150.1181 |  | 0
1947-10-26 | 0 | 0 | 0 | 0 | -6.6845 | -6.6845 | 3756.7003 | 28100.1181 |  | 0
1947-10-27 | 0 | 0 | 0 | 0 | -6.6845 | -6.6845 | 3750.0158 | 28050.118 |  | 0
1947-10-28 | 0 | 0 | 0 | 0 | -6.6845 | -6.6845 | 3743.3313 | 28000.118 |  | 0
1947-10-29 | 0 | 0 | 0 | 0 | -6.6845 | -6.6845 | 3736.6468 | 27950.1179 |  | 0
1947-10-30 | 0 | 0 | 0 | 0 | -6.6845 | -6.6845 | 3729.9623 | 27900.1178 |  | 0
1947-10-31 | 0 | 0 | 0 | 0 | -6.6845 | -6.6845 | 3723.2778 | 27850.1178 |  | 0
1947-11-01 | 0 | 0 | 0 | 0 | -6.6845 | -6.6845 | 3716.5933 | 27800.1177 |  | 0
1947-11-02 | 0 | 0 | 0 | 0 | -6.6845 | -6.6845 | 3709.9088 | 27750.1177 |  | 0
1947-11-03 | 0 | 0 | 0 | 0 | -6.6845 | -6.6845 | 3703.2243 | 27700.1176 |  | 0
1947-11-04 | 0 | 0 | 0 | 0 | -6.6845 | -6.6845 | 3696.5398 | 27650.1175 |  | 0
1947-11-05 | 0 | 0 | 0 | 0 | -6.6845 | -6.6845 | 3689.8553 | 27600.1175 |  | 0
1947-11-06 | 0 | 0 | 0 | 0 | -6.6845 | -6.6845 | 3683.1708 | 27550.1174 |  | 0
1947-11-07 | 0 | 0 | 0 | 0 | -6.6845 | -6.6845 | 3676.4863 | 27500.1174 |  | 0
1947-11-08 | 0 | 0 | 0 | 0 | -6.6845 | -6.6845 | 3669.8018 | 27450.1173 |  | 0
1947-11-09 | 0 | 0 | 0 | 0 | -6.6845 | -6.6845 | 3663.1173 | 27400.1172 |  | 0
1947-11-10 | 0.00083333 | 2.0961 | 3.6551 | 2.0961 | -6.6845 | -6.6845 | 3656.4328 | 27350.1172 |  | 0
1947-11-11 | 0 | 0 | 0 | 0 | -6.6845 | -6.6845 | 3649.7483 | 27300.1171 |  | 0
1947-11-12 | 0 | 0 | 0 | 0 | -6.6845 | -6.6845 | 3643.0638 | 27250.1171 |  | 0
1947-11-13 | 0 | 0 | 0 | 0 | -6.6845 | -6.6845 | 3636.3793 | 27200.117 |  | 0
1947-11-14 | 0.005 | 12.5764 | 3.6551 | 3.6551 | 2.2368 | 2.2368 | 3638.6161 | 27216.8484 |  | 0
1947-11-15 | 0 | 0 | 0 | 0 | -6.6845 | -6.6845 | 3631.9316 | 27166.8484 |  | 0
1947-11-16 | 0 | 0 | 0 | 0 | -6.6845 | -6.6845 | 3625.2471 | 27116.8483 |  | 0
1947-11-17 | 0.0475 | 119.4758 | 3.6551 | 3.6551 | 109.1362 | 109.1362 | 3734.3833 | 27933.1872 |  | 0
1947-11-18 | 0 | 0 | 0 | 0 | -6.6845 | -6.6845 | 3727.6988 | 27883.1872 |  | 0
1947-11-19 | 0 | 0 | 0 | 0 | -6.6845 | -6.6845 | 3721.0143 | 27833.1871 |  | 0
1947-11-20 | 0 | 0 | 0 | 0 | -6.6845 | -6.6845 | 3714.3298 | 27783.187 |  | 0
1947-11-21 | 0 | 0 | 0 | 0 | -6.6845 | -6.6845 | 3707.6453 | 27733.187 |  | 0
1947-11-22 | 0 | 0 | 0 | 0 | -6.6845 | -6.6845 | 3700.9608 | 27683.1869 |  | 0
1947-11-23 | 0 | 0 | 0 | 0 | -6.6845 | -6.6845 | 3694.2763 | 27633.1869 |  | 0
1947-11-24 | 0 | 0 | 0 | 0 | -6.6845 | -6.6845 | 3687.5918 | 27583.1868 |  | 0
1947-11-25 | 0.0016667 | 4.1921 | 3.6551 | 3.6551 | -6.1474 | -6.1474 | 3681.4444 | 27537.2039 |  | 0
1947-11-26 | 0 | 0 | 0 | 0 | -6.6845 | -6.6845 | 3674.7599 | 27487.2038 |  | 0
1947-11-27 | 0 | 0 | 0 | 0 | -6.6845 | -6.6845 | 3668.0754 | 27437.2038 |  | 0
1947-11-28 | 0 | 0 | 0 | 0 | -6.6845 | -6.6845 | 3661.3909 | 27387.2037 |  | 0
1947-11-29 | 0 | 0 | 0 | 0 | -6.6845 | -6.6845 | 3654.7064 | 27337.2037 |  | 0
1947-11-30 | 0 | 0 | 0 | 0 | -6.6845 | -6.6845 | 3648.0219 | 27287.2036 |  | 0
1947-12-01 | 0 | 0 | 0 | 0 | -6.6845 | -6.6845 | 3641.3374 | 27237.2035 |  | 0
1947-12-02 | 0 | 0 | 0 | 0 | -6.6845 | -6.6845 | 3634.6529 | 27187.2035 |  | 0
1947-12-03 | 0.046667 | 117.3797 | 3.6551 | 3.6551 | 107.0402 | 107.0402 | 3741.693 | 27987.8638 |  | 0
1947-12-04 | 0 | 0 | 0 | 0 | -6.6845 | -6.6845 | 3735.0085 | 27937.8638 |  | 0
1947-12-05 | 0 | 0 | 0 | 0 | -6.6845 | -6.6845 | 3728.324 | 27887.8637 |  | 0
1947-12-06 | 0 | 0 | 0 | 0 | -6.6845 | -6.6845 | 3721.6395 | 27837.8636 |  | 0
1947-12-07 | 0.00083333 | 2.0961 | 3.6551 | 2.0961 | -6.6845 | -6.6845 | 3714.955 | 27787.8636 |  | 0
1947-12-08 | 0.00083333 | 2.0961 | 3.6551 | 2.0961 | -6.6845 | -6.6845 | 3708.2705 | 27737.8635 |  | 0
1947-12-09 | 0 | 0 | 0 | 0 | -6.6845 | -6.6845 | 3701.586 | 27687.8635 |  | 0
1947-12-10 | 0 | 0 | 0 | 0 | -6.6845 | -6.6845 | 3694.9015 | 27637.8634 |  | 0
1947-12-11 | 0 | 0 | 0 | 0 | -6.6845 | -6.6845 | 3688.217 | 27587.8633 |  | 0
1947-12-12 | 0.01 | 25.1528 | 3.6551 | 3.6551 | 14.8132 | 14.8132 | 3703.0302 | 27698.6662 |  | 0
1947-12-13 | 0 | 0 | 0 | 0 | -6.6845 | -6.6845 | 3696.3457 | 27648.6662 |  | 0
1947-12-14 | 0 | 0 | 0 | 0 | -6.6845 | -6.6845 | 3689.6612 | 27598.6661 |  | 0
1947-12-15 | 0 | 0 | 0 | 0 | -6.6845 | -6.6845 | 3682.9767 | 27548.6661 |  | 0
1947-12-16 | 0 | 0 | 0 | 0 | -6.6845 | -6.6845 | 3676.2922 | 27498.666 |  | 0
1947-12-17 | 0 | 0 | 0 | 0 | -6.6845 | -6.6845 | 3669.6077 | 27448.6659 |  | 0
1947-12-18 | 0 | 0 | 0 | 0 | -6.6845 | -6.6845 | 3662.9232 | 27398.6659 |  | 0
1947-12-19 | 0 | 0 | 0 | 0 | -6.6845 | -6.6845 | 3656.2387 | 27348.6658 |  | 0
1947-12-20 | 0 | 0 | 0 | 0 | -6.6845 | -6.6845 | 3649.5542 | 27298.6658 |  | 0
1947-12-21 | 0 | 0 | 0 | 0 | -6.6845 | -6.6845 | 3642.8697 | 27248.6657 |  | 0
1947-12-22 | 0 | 0 | 0 | 0 | -6.6845 | -6.6845 | 3636.1852 | 27198.6656 |  | 0
1947-12-23 | 0 | 0 | 0 | 0 | -6.6845 | -6.6845 | 3629.5007 | 27148.6656 |  | 0
1947-12-24 | 0 | 0 | 0 | 0 | -6.6845 | -6.6845 | 3622.8162 | 27098.6655 |  | 0
1947-12-25 | 0 | 0 | 0 | 0 | -6.6845 | -6.6845 | 3616.1317 | 27048.6655 |  | 0
1947-12-26 | 0 | 0 | 0 | 0 | -6.6845 | -6.6845 | 3609.4472 | 26998.6654 |  | 0
1947-12-27 | 0 | 0 | 0 | 0 | -6.6845 | -6.6845 | 3602.7627 | 26948.6653 |  | 0
1947-12-28 | 0 | 0 | 0 | 0 | -6.6845 | -6.6845 | 3596.0782 | 26898.6653 |  | 0
1947-12-29 | 0 | 0 | 0 | 0 | -6.6845 | -6.6845 | 3589.3937 | 26848.6652 |  | 0
1947-12-30 | 0 | 0 | 0 | 0 | -6.6845 | -6.6845 | 3582.7092 | 26798.6652 |  | 0
1947-12-31 | 0.00083333 | 2.0961 | 3.6551 | 2.0961 | -6.6845 | -6.6845 | 3576.0247 | 26748.6651 |  | 0
1948-01-01 | 0 | 0 | 0 | 0 | -6.6845 | -6.6845 | 3569.3402 | 26698.665 |  | 0
1948-01-02 | 0 | 0 | 0 | 0 | -6.6845 | -6.6845 | 3562.6557 | 26648.665 |  | 0
1948-01-03 | 0 | 0 | 0 | 0 | -6.6845 | -6.6845 | 3555.9712 | 26598.6649 |  | 0
1948-01-04 | 0 | 0 | 0 | 0 | -6.6845 | -6.6845 | 3549.2867 | 26548.6649 |  | 0
1948-01-05 | 0 | 0 | 0 | 0 | -6.6845 | -6.6845 | 3542.6022 | 26498.6648 |  | 0
1948-01-06 | 0 | 0 | 0 | 0 | -6.6845 | -6.6845 | 3535.9177 | 26448.6647 |  | 0
1948-01-07 | 0 | 0 | 0 | 0 | -6.6845 | -6.6845 | 3529.2332 | 26398.6647 |  | 0
1948-01-08 | 0 | 0 | 0 | 0 | -6.6845 | -6.6845 | 3522.5487 | 26348.6646 |  | 0
1948-01-09 | 0 | 0 | 0 | 0 | -6.6845 | -6.6845 | 3515.8642 | 26298.6646 |  | 0
1948-01-10 | 0 | 0 | 0 | 0 | -6.6845 | -6.6845 | 3509.1797 | 26248.6645 |  | 0
1948-01-11 | 0 | 0 | 0 | 0 | -6.6845 | -6.6845 | 3502.4952 | 26198.6644 |  | 0
1948-01-12 | 0 | 0 | 0 | 0 | -6.6845 | -6.6845 | 3495.8107 | 26148.6644 |  | 0
1948-01-13 | 0 | 0 | 0 | 0 | -6.6845 | -6.6845 | 3489.1262 | 26098.6643 |  | 0
1948-01-14 | 0 | 0 | 0 | 0 | -6.6845 | -6.6845 | 3482.4417 | 26048.6643 |  | 0
1948-01-15 | 0 | 0 | 0 | 0 | -6.6845 | -6.6845 | 3475.7572 | 25998.6642 |  | 0
1948-01-16 | 0 | 0 | 0 | 0 | -6.6845 | -6.6845 | 3469.0727 | 25948.6641 |  | 0
1948-01-17 | 0 | 0 | 0 | 0 | -6.6845 | -6.6845 | 3462.3882 | 25898.6641 |  | 0
1948-01-18 | 0 | 0 | 0 | 0 | -6.6845 | -6.6845 | 3455.7037 | 25848.664 |  | 0
1948-01-19 | 0 | 0 | 0 | 0 | -6.6845 | -6.6845 | 3449.0192 | 25798.664 |  | 0
1948-01-20 | 0.035 | 88.0348 | 3.6551 | 3.6551 | 77.6952 | 77.6952 | 3526.7145 | 26379.8242 |  | 0
1948-01-21 | 0 | 0 | 0 | 0 | -6.6845 | -6.6845 | 3520.03 | 26329.8241 |  | 0
1948-01-22 | 0 | 0 | 0 | 0 | -6.6845 | -6.6845 | 3513.3455 | 26279.8241 |  | 0
1948-01-23 | 0 | 0 | 0 | 0 | -6.6845 | -6.6845 | 3506.661 | 26229.824 |  | 0
1948-01-24 | 0 | 0 | 0 | 0 | -6.6845 | -6.6845 | 3499.9765 | 26179.824 |  | 0
1948-01-25 | 0 | 0 | 0 | 0 | -6.6845 | -6.6845 | 3493.292 | 26129.8239 |  | 0
1948-01-26 | 0 | 0 | 0 | 0 | -6.6845 | -6.6845 | 3486.6075 | 26079.8238 |  | 0
1948-01-27 | 0 | 0 | 0 | 0 | -6.6845 | -6.6845 | 3479.923 | 26029.8238 |  | 0
1948-01-28 | 0.0025 | 6.2882 | 3.6551 | 3.6551 | -4.0514 | -4.0514 | 3475.8716 | 25999.5195 |  | 0
1948-01-29 | 0.00083333 | 2.0961 | 3.6551 | 2.0961 | -6.6845 | -6.6845 | 3469.1871 | 25949.5194 |  | 0
1948-01-30 | 0 | 0 | 0 | 0 | -6.6845 | -6.6845 | 3462.5026 | 25899.5193 |  | 0
1948-01-31 | 0 | 0 | 0 | 0 | -6.6845 | -6.6845 | 3455.8181 | 25849.5193 |  | 0
1948-02-01 | 0 | 0 | 0 | 0 | -6.6845 | -6.6845 | 3449.1336 | 25799.5192 |  | 0
1948-02-02 | 0 | 0 | 0 | 0 | -6.6845 | -6.6845 | 3442.4491 | 25749.5192 |  | 0
1948-02-03 | 0 | 0 | 0 | 0 | -6.6845 | -6.6845 | 3435.7646 | 25699.5191 |  | 0
1948-02-04 | 0 | 0 | 0 | 0 | -6.6845 | -6.6845 | 3429.0801 | 25649.519 |  | 0
1948-02-05 | 0.0041667 | 10.4803 | 3.6551 | 3.6551 | 0.14075 | 0.14075 | 3429.2208 | 25650.5719 |  | 0
1948-02-06 | 0 | 0 | 0 | 0 | -6.6845 | -6.6845 | 3422.5363 | 25600.5718 |  | 0
1948-02-07 | 0 | 0 | 0 | 0 | -6.6845 | -6.6845 | 3415.8518 | 25550.5717 |  | 0
1948-02-08 | 0 | 0 | 0 | 0 | -6.6845 | -6.6845 | 3409.1673 | 25500.5717 |  | 0
1948-02-09 | 0 | 0 | 0 | 0 | -6.6845 | -6.6845 | 3402.4828 | 25450.5716 |  | 0
1948-02-10 | 0 | 0 | 0 | 0 | -6.6845 | -6.6845 | 3395.7983 | 25400.5716 |  | 0
1948-02-11 | 0 | 0 | 0 | 0 | -6.6845 | -6.6845 | 3389.1138 | 25350.5715 |  | 0
1948-02-12 | 0 | 0 | 0 | 0 | -6.6845 | -6.6845 | 3382.4293 | 25300.5714 |  | 0
1948-02-13 | 0 | 0 | 0 | 0 | -6.6845 | -6.6845 | 3375.7448 | 25250.5714 |  | 0
1948-02-14 | 0 | 0 | 0 | 0 | -6.6845 | -6.6845 | 3369.0603 | 25200.5713 |  | 0
1948-02-15 | 0 | 0 | 0 | 0 | -6.6845 | -6.6845 | 3362.3758 | 25150.5713 |  | 0
1948-02-16 | 0 | 0 | 0 | 0 | -6.6845 | -6.6845 | 3355.6913 | 25100.5712 |  | 0
1948-02-17 | 0 | 0 | 0 | 0 | -6.6845 | -6.6845 | 3349.0068 | 25050.5711 |  | 0
1948-02-18 | 0 | 0 | 0 | 0 | -6.6845 | -6.6845 | 3342.3223 | 25000.5711 |  | 0
1948-02-19 | 0 | 0 | 0 | 0 | -6.6845 | -6.6845 | 3335.6378 | 24950.571 |  | 0
1948-02-20 | 0 | 0 | 0 | 0 | -6.6845 | -6.6845 | 3328.9533 | 24900.571 |  | 0
1948-02-21 | 0 | 0 | 0 | 0 | -6.6845 | -6.6845 | 3322.2688 | 24850.5709 |  | 0
1948-02-22 | 0 | 0 | 0 | 0 | -6.6845 | -6.6845 | 3315.5843 | 24800.5708 |  | 0
1948-02-23 | 0 | 0 | 0 | 0 | -6.6845 | -6.6845 | 3308.8998 | 24750.5708 |  | 0
1948-02-24 | 0 | 0 | 0 | 0 | -6.6845 | -6.6845 | 3302.2153 | 24700.5707 |  | 0
1948-02-25 | 0 | 0 | 0 | 0 | -6.6845 | -6.6845 | 3295.5308 | 24650.5707 |  | 0
1948-02-26 | 0.005 | 12.5764 | 3.6551 | 3.6551 | 2.2368 | 2.2368 | 3297.7677 | 24667.3021 |  | 0
1948-02-27 | 0 | 0 | 0 | 0 | -6.6845 | -6.6845 | 3291.0832 | 24617.302 |  | 0
1948-02-28 | 0 | 0 | 0 | 0 | -6.6845 | -6.6845 | 3284.3987 | 24567.302 |  | 0
1948-02-29 | 0 | 0 | 0 | 0 | -6.6845 | -6.6845 | 3277.7142 | 24517.3019 |  | 0
1948-03-01 | 0 | 0 | 0 | 0 | -6.6845 | -6.6845 | 3271.0297 | 24467.3018 |  | 0 | 1
1948-03-02 | 0 | 0 | 0 | 0 | -6.6845 | -6.6845 | 3264.3452 | 24417.3018 |  | 0
1948-03-03 | 0 | 0 | 0 | 0 | -6.6845 | -6.6845 | 3257.6607 | 24367.3017 |  | 0
1948-03-04 | 0 | 0 | 0 | 0 | -6.6845 | -6.6845 | 3250.9762 | 24317.3017 |  | 0
1948-03-05 | 0 | 0 | 0 | 0 | -6.6845 | -6.6845 | 3244.2917 | 24267.3016 |  | 0
1948-03-06 | 0 | 0 | 0 | 0 | -6.6845 | -6.6845 | 3237.6072 | 24217.3015 |  | 0
1948-03-07 | 0 | 0 | 0 | 0 | -6.6845 | -6.6845 | 3230.9227 | 24167.3015 |  | 0
1948-03-08 | 0 | 0 | 0 | 0 | -6.6845 | -6.6845 | 3224.2382 | 24117.3014 |  | 0
1948-03-09 | 0 | 0 | 0 | 0 | -6.6845 | -6.6845 | 3217.5537 | 24067.3014 |  | 0
1948-03-10 | 0 | 0 | 0 | 0 | -6.6845 | -6.6845 | 3210.8692 | 24017.3013 |  | 0
1948-03-11 | 0 | 0 | 0 | 0 | -6.6845 | -6.6845 | 3204.1847 | 23967.3012 |  | 0
1948-03-12 | 0 | 0 | 0 | 0 | -6.6845 | -6.6845 | 3197.5002 | 23917.3012 |  | 0
1948-03-13 | 0 | 0 | 0 | 0 | -6.6845 | -6.6845 | 3190.8157 | 23867.3011 |  | 0
1948-03-14 | 0 | 0 | 0 | 0 | -6.6845 | -6.6845 | 3184.1312 | 23817.3011 |  | 0
1948-03-15 | 0 | 0 | 0 | 0 | -6.6845 | -6.6845 | 3177.4467 | 23767.301 |  | 0
1948-03-16 | 0 | 0 | 0 | 0 | -6.6845 | -6.6845 | 3170.7622 | 23717.3009 |  | 0
1948-03-17 | 0 | 0 | 0 | 0 | -6.6845 | -6.6845 | 3164.0777 | 23667.3009 |  | 0
1948-03-18 | 0 | 0 | 0 | 0 | -6.6845 | -6.6845 | 3157.3932 | 23617.3008 |  | 0
1948-03-19 | 0 | 0 | 0 | 0 | -6.6845 | -6.6845 | 3150.7087 | 23567.3008 |  | 0
1948-03-20 | 0 | 0 | 0 | 0 | -6.6845 | -6.6845 | 3144.0242 | 23517.3007 |  | 0
1948-03-21 | 0 | 0 | 0 | 0 | -6.6845 | -6.6845 | 3137.3397 | 23467.3006 |  | 0
1948-03-22 | 0 | 0 | 0 | 0 | -6.6845 | -6.6845 | 3130.6552 | 23417.3006 |  | 0
1948-03-23 | 0 | 0 | 0 | 0 | -6.6845 | -6.6845 | 3123.9707 | 23367.3005 |  | 0
1948-03-24 | 0 | 0 | 0 | 0 | -6.6845 | -6.6845 | 3117.2862 | 23317.3005 |  | 0
1948-03-25 | 0 | 0 | 0 | 0 | -6.6845 | -6.6845 | 3110.6017 | 23267.3004 |  | 0
1948-03-26 | 0 | 0 | 0 | 0 | -6.6845 | -6.6845 | 3103.9172 | 23217.3003 |  | 0
1948-03-27 | 0 | 0 | 0 | 0 | -6.6845 | -6.6845 | 3097.2327 | 23167.3003 |  | 0
1948-03-28 | 0 | 0 | 0 | 0 | -6.6845 | -6.6845 | 3090.5482 | 23117.3002 |  | 0
1948-03-29 | 0 | 0 | 0 | 0 | -6.6845 | -6.6845 | 3083.8637 | 23067.3002 |  | 0
1948-03-30 | 0 | 0 | 0 | 0 | -6.6845 | -6.6845 | 3077.1792 | 23017.3001 |  | 0
1948-03-31 | 0 | 0 | 0 | 0 | -6.6845 | -6.6845 | 3070.4947 | 22967.3 |  | 0
1948-04-01 | 0 | 0 | 0 | 0 | -6.6845 | -6.6845 | 3063.8102 | 22917.3 |  | 0
1948-04-02 | 0 | 0 | 0 | 0 | -6.6845 | -6.6845 | 3057.1257 | 22867.2999 |  | 0
1948-04-03 | 0 | 0 | 0 | 0 | -6.6845 | -6.6845 | 3050.4412 | 22817.2999 |  | 0
1948-04-04 | 0 | 0 | 0 | 0 | -6.6845 | -6.6845 | 3043.7567 | 22767.2998 |  | 0
1948-04-05 | 0 | 0 | 0 | 0 | -6.6845 | -6.6845 | 3037.0722 | 22717.2997 |  | 0
1948-04-06 | 0 | 0 | 0 | 0 | -6.6845 | -6.6845 | 3030.3877 | 22667.2997 |  | 0
1948-04-07 | 0 | 0 | 0 | 0 | -6.6845 | -6.6845 | 3023.7032 | 22617.2996 |  | 0
1948-04-08 | 0 | 0 | 0 | 0 | -6.6845 | -6.6845 | 3017.0187 | 22567.2996 |  | 0
1948-04-09 | 0.0041667 | 10.4803 | 3.6551 | 3.6551 | 0.14075 | 0.14075 | 3017.1594 | 22568.3524 |  | 0
1948-04-10 | 0 | 0 | 0 | 0 | -6.6845 | -6.6845 | 3010.4749 | 22518.3523 |  | 0
1948-04-11 | 0 | 0 | 0 | 0 | -6.6845 | -6.6845 | 3003.7904 | 22468.3523 |  | 0
1948-04-12 | 0 | 0 | 0 | 0 | -6.6845 | -6.6845 | 2997.1059 | 22418.3522 |  | 0
1948-04-13 | 0 | 0 | 0 | 0 | -6.6845 | -6.6845 | 2990.4214 | 22368.3521 |  | 0
1948-04-14 | 0 | 0 | 0 | 0 | -6.6845 | -6.6845 | 2983.7369 | 22318.3521 |  | 0
1948-04-15 | 0 | 0 | 0 | 0 | -6.6845 | -6.6845 | 2977.0524 | 22268.352 |  | 0
1948-04-16 | 0 | 0 | 0 | 0 | -6.6845 | -6.6845 | 2970.3679 | 22218.352 |  | 0
1948-04-17 | 0 | 0 | 0 | 0 | -6.6845 | -6.6845 | 2963.6834 | 22168.3519 |  | 0
1948-04-18 | 0 | 0 | 0 | 0 | -6.6845 | -6.6845 | 2956.9989 | 22118.3518 |  | 0
1948-04-19 | 0 | 0 | 0 | 0 | -6.6845 | -6.6845 | 2950.3144 | 22068.3518 |  | 0
1948-04-20 | 0 | 0 | 0 | 0 | -6.6845 | -6.6845 | 2943.6299 | 22018.3517 |  | 0
1948-04-21 | 0.0016667 | 4.1921 | 3.6551 | 3.6551 | -6.1474 | -6.1474 | 2937.4825 | 21972.3688 |  | 0
1948-04-22 | 0.055833 | 140.4365 | 3.6551 | 3.6551 | 130.0969 | 130.0969 | 3067.5793 | 22945.4935 |  | 0
1948-04-23 | 0 | 0 | 0 | 0 | -6.6845 | -6.6845 | 3060.8948 | 22895.4935 |  | 0
1948-04-24 | 0 | 0 | 0 | 0 | -6.6845 | -6.6845 | 3054.2103 | 22845.4934 |  | 0
1948-04-25 | 0 | 0 | 0 | 0 | -6.6845 | -6.6845 | 3047.5258 | 22795.4934 |  | 0
1948-04-26 | 0 | 0 | 0 | 0 | -6.6845 | -6.6845 | 3040.8413 | 22745.4933 |  | 0
1948-04-27 | 0 | 0 | 0 | 0 | -6.6845 | -6.6845 | 3034.1568 | 22695.4932 |  | 0
1948-04-28 | 0 | 0 | 0 | 0 | -6.6845 | -6.6845 | 3027.4723 | 22645.4932 |  | 0
1948-04-29 | 0 | 0 | 0 | 0 | -6.6845 | -6.6845 | 3020.7878 | 22595.4931 |  | 0
1948-04-30 | 0 | 0 | 0 | 0 | -6.6845 | -6.6845 | 3014.1033 | 22545.4931 |  | 0
1948-05-01 | 0 | 0 | 0 | 0 | -6.6845 | -6.6845 | 3007.4188 | 22495.493 |  | 0
1948-05-02 | 0 | 0 | 0 | 0 | -6.6845 | -6.6845 | 3000.7343 | 22445.4929 |  | 0
1948-05-03 | 0 | 0 | 0 | 0 | -6.6845 | -6.6845 | 2994.0498 | 22395.4929 |  | 0
1948-05-04 | 0 | 0 | 0 | 0 | -6.6845 | -6.6845 | 2987.3653 | 22345.4928 |  | 0
1948-05-05 | 0 | 0 | 0 | 0 | -6.6845 | -6.6845 | 2980.6808 | 22295.4928 |  | 0
1948-05-06 | 0 | 0 | 0 | 0 | -6.6845 | -6.6845 | 2973.9963 | 22245.4927 |  | 0
1948-05-07 | 0 | 0 | 0 | 0 | -6.6845 | -6.6845 | 2967.3118 | 22195.4926 |  | 0
1948-05-08 | 0 | 0 | 0 | 0 | -6.6845 | -6.6845 | 2960.6273 | 22145.4926 |  | 0
1948-05-09 | 0 | 0 | 0 | 0 | -6.6845 | -6.6845 | 2953.9428 | 22095.4925 |  | 0
1948-05-10 | 0 | 0 | 0 | 0 | -6.6845 | -6.6845 | 2947.2583 | 22045.4925 |  | 0
1948-05-11 | 0 | 0 | 0 | 0 | -6.6845 | -6.6845 | 2940.5738 | 21995.4924 |  | 0
1948-05-12 | 0 | 0 | 0 | 0 | -6.6845 | -6.6845 | 2933.8893 | 21945.4923 |  | 0
1948-05-13 | 0 | 0 | 0 | 0 | -6.6845 | -6.6845 | 2927.2048 | 21895.4923 |  | 0
1948-05-14 | 0 | 0 | 0 | 0 | -6.6845 | -6.6845 | 2920.5203 | 21845.4922 |  | 0
1948-05-15 | 0 | 0 | 0 | 0 | -6.6845 | -6.6845 | 2913.8358 | 21795.4922 |  | 0
1948-05-16 | 0 | 0 | 0 | 0 | -6.6845 | -6.6845 | 2907.1513 | 21745.4921 |  | 0
1948-05-17 | 0 | 0 | 0 | 0 | -6.6845 | -6.6845 | 2900.4668 | 21695.492 |  | 0
1948-05-18 | 0 | 0 | 0 | 0 | -6.6845 | -6.6845 | 2893.7823 | 21645.492 |  | 0
1948-05-19 | 0.0025 | 6.2882 | 3.6551 | 3.6551 | -4.0514 | -4.0514 | 2889.731 | 21615.1877 |  | 0
1948-05-20 | 0 | 0 | 0 | 0 | -6.6845 | -6.6845 | 2883.0465 | 21565.1876 |  | 0
1948-05-21 | 0 | 0 | 0 | 0 | -6.6845 | -6.6845 | 2876.362 | 21515.1875 |  | 0
1948-05-22 | 0.0066667 | 16.7685 | 3.6551 | 3.6551 | 6.429 | 6.429 | 2882.7909 | 21563.2761 |  | 0
1948-05-23 | 0 | 0 | 0 | 0 | -6.6845 | -6.6845 | 2876.1064 | 21513.276 |  | 0
1948-05-24 | 0.015 | 37.7292 | 3.6551 | 3.6551 | 27.3896 | 27.3896 | 2903.496 | 21718.1504 |  | 0
1948-05-25 | 0.059167 | 148.8207 | 3.6551 | 3.6551 | 138.4812 | 138.4812 | 3041.9772 | 22753.9894 |  | 0
1948-05-26 | 0.0041667 | 10.4803 | 3.6551 | 3.6551 | 0.14075 | 0.14075 | 3042.1179 | 22755.0423 |  | 0
1948-05-27 | 0 | 0 | 0 | 0 | -6.6845 | -6.6845 | 3035.4334 | 22705.0422 |  | 0
1948-05-28 | 0 | 0 | 0 | 0 | -6.6845 | -6.6845 | 3028.7489 | 22655.0421 |  | 0
1948-05-29 | 0.00083333 | 2.0961 | 3.6551 | 2.0961 | -6.6845 | -6.6845 | 3022.0644 | 22605.0421 |  | 0
1948-05-30 | 0 | 0 | 0 | 0 | -6.6845 | -6.6845 | 3015.3799 | 22555.042 |  | 0
1948-05-31 | 0.020833 | 52.4017 | 3.6551 | 3.6551 | 42.0621 | 42.0621 | 3057.442 | 22869.6664 |  | 0
1948-06-01 | 0.0525 | 132.0522 | 3.6551 | 3.6551 | 121.7126 | 121.7126 | 3179.1547 | 23780.0768 |  | 0
1948-06-02 | 0 | 0 | 0 | 0 | -6.6845 | -6.6845 | 3172.4702 | 23730.0768 |  | 0
1948-06-03 | 0.0025 | 6.2882 | 3.6551 | 3.6551 | -4.0514 | -4.0514 | 3168.4188 | 23699.7724 |  | 0
1948-06-04 | 0 | 0 | 0 | 0 | -6.6845 | -6.6845 | 3161.7343 | 23649.7724 |  | 0
1948-06-05 | 0 | 0 | 0 | 0 | -6.6845 | -6.6845 | 3155.0498 | 23599.7723 |  | 0
1948-06-06 | 0.00083333 | 2.0961 | 3.6551 | 2.0961 | -6.6845 | -6.6845 | 3148.3653 | 23549.7723 |  | 0
1948-06-07 | 0 | 0 | 0 | 0 | -6.6845 | -6.6845 | 3141.6808 | 23499.7722 |  | 0
1948-06-08 | 0 | 0 | 0 | 0 | -6.6845 | -6.6845 | 3134.9963 | 23449.7721 |  | 0
1948-06-09 | 0 | 0 | 0 | 0 | -6.6845 | -6.6845 | 3128.3118 | 23399.7721 |  | 0
1948-06-10 | 0 | 0 | 0 | 0 | -6.6845 | -6.6845 | 3121.6273 | 23349.772 |  | 0
1948-06-11 | 0 | 0 | 0 | 0 | -6.6845 | -6.6845 | 3114.9428 | 23299.772 |  | 0
1948-06-12 | 0.0016667 | 4.1921 | 3.6551 | 3.6551 | -6.1474 | -6.1474 | 3108.7953 | 23253.7891 |  | 0
1948-06-13 | 0 | 0 | 0 | 0 | -6.6845 | -6.6845 | 3102.1108 | 23203.789 |  | 0
1948-06-14 | 0 | 0 | 0 | 0 | -6.6845 | -6.6845 | 3095.4263 | 23153.7889 |  | 0
1948-06-15 | 0 | 0 | 0 | 0 | -6.6845 | -6.6845 | 3088.7418 | 23103.7889 |  | 0
1948-06-16 | 0 | 0 | 0 | 0 | -6.6845 | -6.6845 | 3082.0573 | 23053.7888 |  | 0
1948-06-17 | 0 | 0 | 0 | 0 | -6.6845 | -6.6845 | 3075.3728 | 23003.7888 |  | 0
1948-06-18 | 0 | 0 | 0 | 0 | -6.6845 | -6.6845 | 3068.6883 | 22953.7887 |  | 0
1948-06-19 | 0 | 0 | 0 | 0 | -6.6845 | -6.6845 | 3062.0038 | 22903.7886 |  | 0
1948-06-20 | 0.0375 | 94.323 | 3.6551 | 3.6551 | 83.9834 | 83.9834 | 3145.9872 | 23531.9846 |  | 0
1948-06-21 | 0.05 | 125.764 | 3.6551 | 3.6551 | 115.4244 | 115.4244 | 3261.4117 | 24395.3593 |  | 0
1948-06-22 | 0 | 0 | 0 | 0 | -6.6845 | -6.6845 | 3254.7272 | 24345.3592 |  | 0
1948-06-23 | 0 | 0 | 0 | 0 | -6.6845 | -6.6845 | 3248.0427 | 24295.3592 |  | 0
1948-06-24 | 0 | 0 | 0 | 0 | -6.6845 | -6.6845 | 3241.3582 | 24245.3591 |  | 0
1948-06-25 | 0.01 | 25.1528 | 3.6551 | 3.6551 | 14.8132 | 14.8132 | 3256.1714 | 24356.162 |  | 0
1948-06-26 | 0.014167 | 35.6331 | 3.6551 | 3.6551 | 25.2936 | 25.2936 | 3281.4649 | 24545.3578 |  | 0
1948-06-27 | 0.0025 | 6.2882 | 3.6551 | 3.6551 | -4.0514 | -4.0514 | 3277.4136 | 24515.0534 |  | 0
1948-06-28 | 0 | 0 | 0 | 0 | -6.6845 | -6.6845 | 3270.7291 | 24465.0534 |  | 0
1948-06-29 | 0 | 0 | 0 | 0 | -6.6845 | -6.6845 | 3264.0446 | 24415.0533 |  | 0
1948-06-30 | 0 | 0 | 0 | 0 | -6.6845 | -6.6845 | 3257.3601 | 24365.0533 |  | 0
1948-07-01 | 0 | 0 | 0 | 0 | -6.6845 | -6.6845 | 3250.6756 | 24315.0532 |  | 0
1948-07-02 | 0 | 0 | 0 | 0 | -6.6845 | -6.6845 | 3243.9911 | 24265.0531 |  | 0
1948-07-03 | 0 | 0 | 0 | 0 | -6.6845 | -6.6845 | 3237.3066 | 24215.0531 |  | 0
1948-07-04 | 0 | 0 | 0 | 0 | -6.6845 | -6.6845 | 3230.6221 | 24165.053 |  | 0
1948-07-05 | 0 | 0 | 0 | 0 | -6.6845 | -6.6845 | 3223.9376 | 24115.053 |  | 0
1948-07-06 | 0.0016667 | 4.1921 | 3.6551 | 3.6551 | -6.1474 | -6.1474 | 3217.7901 | 24069.07 |  | 0
1948-07-07 | 0 | 0 | 0 | 0 | -6.6845 | -6.6845 | 3211.1056 | 24019.07 |  | 0
1948-07-08 | 0 | 0 | 0 | 0 | -6.6845 | -6.6845 | 3204.4211 | 23969.0699 |  | 0
1948-07-09 | 0 | 0 | 0 | 0 | -6.6845 | -6.6845 | 3197.7366 | 23919.0699 |  | 0
1948-07-10 | 0 | 0 | 0 | 0 | -6.6845 | -6.6845 | 3191.0521 | 23869.0698 |  | 0
1948-07-11 | 0 | 0 | 0 | 0 | -6.6845 | -6.6845 | 3184.3676 | 23819.0697 |  | 0
1948-07-12 | 0 | 0 | 0 | 0 | -6.6845 | -6.6845 | 3177.6831 | 23769.0697 |  | 0
1948-07-13 | 0 | 0 | 0 | 0 | -6.6845 | -6.6845 | 3170.9986 | 23719.0696 |  | 0
1948-07-14 | 0 | 0 | 0 | 0 | -6.6845 | -6.6845 | 3164.3141 | 23669.0696 |  | 0
1948-07-15 | 0.0825 | 207.5106 | 3.6551 | 3.6551 | 197.171 | 197.171 | 3361.4851 | 25143.9088 |  | 0
1948-07-16 | 0.013333 | 33.5371 | 3.6551 | 3.6551 | 23.1975 | 23.1975 | 3384.6826 | 25317.426 |  | 0
1948-07-17 | 0 | 0 | 0 | 0 | -6.6845 | -6.6845 | 3377.9981 | 25267.4259 |  | 0
1948-07-18 | 0 | 0 | 0 | 0 | -6.6845 | -6.6845 | 3371.3136 | 25217.4259 |  | 0
1948-07-19 | 0 | 0 | 0 | 0 | -6.6845 | -6.6845 | 3364.6291 | 25167.4258 |  | 0
1948-07-20 | 0 | 0 | 0 | 0 | -6.6845 | -6.6845 | 3357.9446 | 25117.4258 |  | 0
1948-07-21 | 0 | 0 | 0 | 0 | -6.6845 | -6.6845 | 3351.2601 | 25067.4257 |  | 0
1948-07-22 | 0.025 | 62.882 | 3.6551 | 3.6551 | 52.5424 | 52.5424 | 3403.8025 | 25460.443 |  | 0
1948-07-23 | 0.055 | 138.3404 | 3.6551 | 3.6551 | 128.0008 | 128.0008 | 3531.8034 | 26417.8891 |  | 0
1948-07-24 | 0.005 | 12.5764 | 3.6551 | 3.6551 | 2.2368 | 2.2368 | 3534.0402 | 26434.6205 |  | 0
1948-07-25 | 0 | 0 | 0 | 0 | -6.6845 | -6.6845 | 3527.3557 | 26384.6205 |  | 0
1948-07-26 | 0 | 0 | 0 | 0 | -6.6845 | -6.6845 | 3520.6712 | 26334.6204 |  | 0
1948-07-27 | 0 | 0 | 0 | 0 | -6.6845 | -6.6845 | 3513.9867 | 26284.6204 |  | 0
1948-07-28 | 0 | 0 | 0 | 0 | -6.6845 | -6.6845 | 3507.3022 | 26234.6203 |  | 0
1948-07-29 | 0 | 0 | 0 | 0 | -6.6845 | -6.6845 | 3500.6177 | 26184.6202 |  | 0
1948-07-30 | 0.0033333 | 8.3843 | 3.6551 | 3.6551 | -1.9553 | -1.9553 | 3498.6624 | 26169.9945 |  | 0
1948-07-31 | 0 | 0 | 0 | 0 | -6.6845 | -6.6845 | 3491.9779 | 26119.9944 |  | 0
1948-08-01 | 0.019167 | 48.2095 | 3.6551 | 3.6551 | 37.87 | 37.87 | 3529.8478 | 26403.2617 |  | 0
1948-08-02 | 0 | 0 | 0 | 0 | -6.6845 | -6.6845 | 3523.1633 | 26353.2616 |  | 0
1948-08-03 | 0 | 0 | 0 | 0 | -6.6845 | -6.6845 | 3516.4788 | 26303.2616 |  | 0
1948-08-04 | 0 | 0 | 0 | 0 | -6.6845 | -6.6845 | 3509.7943 | 26253.2615 |  | 0
1948-08-05 | 0 | 0 | 0 | 0 | -6.6845 | -6.6845 | 3503.1098 | 26203.2614 |  | 0
1948-08-06 | 0 | 0 | 0 | 0 | -6.6845 | -6.6845 | 3496.4253 | 26153.2614 |  | 0
1948-08-07 | 0 | 0 | 0 | 0 | -6.6845 | -6.6845 | 3489.7408 | 26103.2613 |  | 0
1948-08-08 | 0 | 0 | 0 | 0 | -6.6845 | -6.6845 | 3483.0563 | 26053.2613 |  | 0
1948-08-09 | 0 | 0 | 0 | 0 | -6.6845 | -6.6845 | 3476.3718 | 26003.2612 |  | 0
1948-08-10 | 0 | 0 | 0 | 0 | -6.6845 | -6.6845 | 3469.6873 | 25953.2611 |  | 0
1948-08-11 | 0 | 0 | 0 | 0 | -6.6845 | -6.6845 | 3463.0028 | 25903.2611 |  | 0
1948-08-12 | 0.045833 | 115.2837 | 3.6551 | 3.6551 | 104.9441 | 104.9441 | 3567.9469 | 26688.2428 |  | 0
1948-08-13 | 0.024167 | 60.7859 | 3.6551 | 3.6551 | 50.4464 | 50.4464 | 3618.3933 | 27065.5816 |  | 0
1948-08-14 | 0.02 | 50.3056 | 3.6551 | 3.6551 | 39.966 | 39.966 | 3658.3593 | 27364.5274 |  | 0
1948-08-15 | 0 | 0 | 0 | 0 | -6.6845 | -6.6845 | 3651.6748 | 27314.5273 |  | 0
1948-08-16 | 0.0016667 | 4.1921 | 3.6551 | 3.6551 | -6.1474 | -6.1474 | 3645.5273 | 27268.5444 |  | 0
1948-08-17 | 0 | 0 | 0 | 0 | -6.6845 | -6.6845 | 3638.8428 | 27218.5444 |  | 0
1948-08-18 | 0 | 0 | 0 | 0 | -6.6845 | -6.6845 | 3632.1583 | 27168.5443 |  | 0
1948-08-19 | 0 | 0 | 0 | 0 | -6.6845 | -6.6845 | 3625.4738 | 27118.5443 |  | 0
1948-08-20 | 0 | 0 | 0 | 0 | -6.6845 | -6.6845 | 3618.7893 | 27068.5442 |  | 0
1948-08-21 | 0 | 0 | 0 | 0 | -6.6845 | -6.6845 | 3612.1048 | 27018.5441 |  | 0
1948-08-22 | 0 | 0 | 0 | 0 | -6.6845 | -6.6845 | 3605.4203 | 26968.5441 |  | 0
1948-08-23 | 0 | 0 | 0 | 0 | -6.6845 | -6.6845 | 3598.7358 | 26918.544 |  | 0
1948-08-24 | 0 | 0 | 0 | 0 | -6.6845 | -6.6845 | 3592.0513 | 26868.544 |  | 0
1948-08-25 | 0 | 0 | 0 | 0 | -6.6845 | -6.6845 | 3585.3668 | 26818.5439 |  | 0
1948-08-26 | 0.033333 | 83.8427 | 3.6551 | 3.6551 | 73.5031 | 73.5031 | 3658.8699 | 27368.347 |  | 0
1948-08-27 | 0.0175 | 44.0174 | 3.6551 | 3.6551 | 33.6778 | 33.6778 | 3692.5477 | 27620.2571 |  | 0
1948-08-28 | 0 | 0 | 0 | 0 | -6.6845 | -6.6845 | 3685.8632 | 27570.257 |  | 0
1948-08-29 | 0.05 | 125.764 | 3.6551 | 3.6551 | 115.4244 | 115.4244 | 3801.2877 | 28433.6317 |  | 0
1948-08-30 | 0 | 0 | 0 | 0 | -6.6845 | -6.6845 | 3794.6032 | 28383.6316 |  | 0
1948-08-31 | 0 | 0 | 0 | 0 | -6.6845 | -6.6845 | 3787.9187 | 28333.6316 |  | 0
1948-09-01 | 0 | 0 | 0 | 0 | -6.6845 | -6.6845 | 3781.2342 | 28283.6315 |  | 0
1948-09-02 | 0 | 0 | 0 | 0 | -6.6845 | -6.6845 | 3774.5497 | 28233.6314 |  | 0
1948-09-03 | 0 | 0 | 0 | 0 | -6.6845 | -6.6845 | 3767.8652 | 28183.6314 |  | 0
1948-09-04 | 0 | 0 | 0 | 0 | -6.6845 | -6.6845 | 3761.1807 | 28133.6313 |  | 0
1948-09-05 | 0 | 0 | 0 | 0 | -6.6845 | -6.6845 | 3754.4962 | 28083.6313 |  | 0
1948-09-06 | 0 | 0 | 0 | 0 | -6.6845 | -6.6845 | 3747.8117 | 28033.6312 |  | 0
1948-09-07 | 0 | 0 | 0 | 0 | -6.6845 | -6.6845 | 3741.1272 | 27983.6311 |  | 0
1948-09-08 | 0.0025 | 6.2882 | 3.6551 | 3.6551 | -4.0514 | -4.0514 | 3737.0758 | 27953.3268 |  | 0
1948-09-09 | 0.0016667 | 4.1921 | 3.6551 | 3.6551 | -6.1474 | -6.1474 | 3730.9283 | 27907.3439 |  | 0
1948-09-10 | 0.0025 | 6.2882 | 3.6551 | 3.6551 | -4.0514 | -4.0514 | 3726.8769 | 27877.0396 |  | 0
1948-09-11 | 0 | 0 | 0 | 0 | -6.6845 | -6.6845 | 3720.1924 | 27827.0395 |  | 0
1948-09-12 | 0 | 0 | 0 | 0 | -6.6845 | -6.6845 | 3713.5079 | 27777.0395 |  | 0
1948-09-13 | 0 | 0 | 0 | 0 | -6.6845 | -6.6845 | 3706.8234 | 27727.0394 |  | 0
1948-09-14 | 0 | 0 | 0 | 0 | -6.6845 | -6.6845 | 3700.1389 | 27677.0393 |  | 0
1948-09-15 | 0 | 0 | 0 | 0 | -6.6845 | -6.6845 | 3693.4544 | 27627.0393 |  | 0
1948-09-16 | 0 | 0 | 0 | 0 | -6.6845 | -6.6845 | 3686.7699 | 27577.0392 |  | 0
1948-09-17 | 0 | 0 | 0 | 0 | -6.6845 | -6.6845 | 3680.0854 | 27527.0392 |  | 0
1948-09-18 | 0 | 0 | 0 | 0 | -6.6845 | -6.6845 | 3673.4009 | 27477.0391 |  | 0
1948-09-19 | 0 | 0 | 0 | 0 | -6.6845 | -6.6845 | 3666.7164 | 27427.039 |  | 0
1948-09-20 | 0.0075 | 18.8646 | 3.6551 | 3.6551 | 8.525 | 8.525 | 3675.2415 | 27490.8062 |  | 0
1948-09-21 | 0.0375 | 94.323 | 3.6551 | 3.6551 | 83.9834 | 83.9834 | 3759.2249 | 28119.0022 |  | 0
1948-09-22 | 0 | 0 | 0 | 0 | -6.6845 | -6.6845 | 3752.5404 | 28069.0021 |  | 0
1948-09-23 | 0 | 0 | 0 | 0 | -6.6845 | -6.6845 | 3745.8559 | 28019.0021 |  | 0
1948-09-24 | 0 | 0 | 0 | 0 | -6.6845 | -6.6845 | 3739.1714 | 27969.002 |  | 0
1948-09-25 | 0.0016667 | 4.1921 | 3.6551 | 3.6551 | -6.1474 | -6.1474 | 3733.0239 | 27923.0191 |  | 0
1948-09-26 | 0 | 0 | 0 | 0 | -6.6845 | -6.6845 | 3726.3394 | 27873.019 |  | 0
1948-09-27 | 0 | 0 | 0 | 0 | -6.6845 | -6.6845 | 3719.6549 | 27823.019 |  | 0
1948-09-28 | 0 | 0 | 0 | 0 | -6.6845 | -6.6845 | 3712.9704 | 27773.0189 |  | 0
1948-09-29 | 0 | 0 | 0 | 0 | -6.6845 | -6.6845 | 3706.2859 | 27723.0188 |  | 0
1948-09-30 | 0 | 0 | 0 | 0 | -6.6845 | -6.6845 | 3699.6014 | 27673.0188 |  | 0
1948-10-01 | 0 | 0 | 0 | 0 | -6.6845 | -6.6845 | 3692.9169 | 27623.0187 |  | 0
1948-10-02 | 0 | 0 | 0 | 0 | -6.6845 | -6.6845 | 3686.2324 | 27573.0187 |  | 0
1948-10-03 | 0 | 0 | 0 | 0 | -6.6845 | -6.6845 | 3679.5479 | 27523.0186 |  | 0
1948-10-04 | 0 | 0 | 0 | 0 | -6.6845 | -6.6845 | 3672.8634 | 27473.0185 |  | 0
1948-10-05 | 0 | 0 | 0 | 0 | -6.6845 | -6.6845 | 3666.1789 | 27423.0185 |  | 0
1948-10-06 | 0 | 0 | 0 | 0 | -6.6845 | -6.6845 | 3659.4944 | 27373.0184 |  | 0
1948-10-07 | 0 | 0 | 0 | 0 | -6.6845 | -6.6845 | 3652.8099 | 27323.0184 |  | 0
1948-10-08 | 0.0025 | 6.2882 | 3.6551 | 3.6551 | -4.0514 | -4.0514 | 3648.7586 | 27292.714 |  | 0
1948-10-09 | 0.061667 | 155.1089 | 3.6551 | 3.6551 | 144.7694 | 144.7694 | 3793.5279 | 28375.5888 |  | 0
1948-10-10 | 0 | 0 | 0 | 0 | -6.6845 | -6.6845 | 3786.8434 | 28325.5887 |  | 0
1948-10-11 | 0 | 0 | 0 | 0 | -6.6845 | -6.6845 | 3780.1589 | 28275.5887 |  | 0
1948-10-12 | 0 | 0 | 0 | 0 | -6.6845 | -6.6845 | 3773.4744 | 28225.5886 |  | 0
1948-10-13 | 0 | 0 | 0 | 0 | -6.6845 | -6.6845 | 3766.7899 | 28175.5886 |  | 0
1948-10-14 | 0 | 0 | 0 | 0 | -6.6845 | -6.6845 | 3760.1054 | 28125.5885 |  | 0
1948-10-15 | 0 | 0 | 0 | 0 | -6.6845 | -6.6845 | 3753.4209 | 28075.5884 |  | 0
1948-10-16 | 0 | 0 | 0 | 0 | -6.6845 | -6.6845 | 3746.7364 | 28025.5884 |  | 0
1948-10-17 | 0.033333 | 83.8427 | 3.6551 | 3.6551 | 73.5031 | 73.5031 | 3820.2395 | 28575.3915 |  | 0
1948-10-18 | 0 | 0 | 0 | 0 | -6.6845 | -6.6845 | 3813.555 | 28525.3914 |  | 0
1948-10-19 | 0 | 0 | 0 | 0 | -6.6845 | -6.6845 | 3806.8705 | 28475.3914 |  | 0
1948-10-20 | 0 | 0 | 0 | 0 | -6.6845 | -6.6845 | 3800.186 | 28425.3913 |  | 0
1948-10-21 | 0.0041667 | 10.4803 | 3.6551 | 3.6551 | 0.14075 | 0.14075 | 3800.3268 | 28426.4441 |  | 0
1948-10-22 | 0.0041667 | 10.4803 | 3.6551 | 3.6551 | 0.14075 | 0.14075 | 3800.4675 | 28427.497 |  | 0
1949-02-12 | 0 | 0 | 0 | 0 | -6.6845 | -6.6845 | 3793.783 | 28377.4969 |  | 0
1949-02-13 | 0 | 0 | 0 | 0 | -6.6845 | -6.6845 | 3787.0985 | 28327.4968 |  | 0
1949-02-14 | 0 | 0 | 0 | 0 | -6.6845 | -6.6845 | 3780.414 | 28277.4968 |  | 0
1949-02-15 | 0 | 0 | 0 | 0 | -6.6845 | -6.6845 | 3773.7295 | 28227.4967 |  | 0
1949-02-16 | 0 | 0 | 0 | 0 | -6.6845 | -6.6845 | 3767.045 | 28177.4967 |  | 0
1949-02-17 | 0 | 0 | 0 | 0 | -6.6845 | -6.6845 | 3760.3605 | 28127.4966 |  | 0
1949-02-18 | 0 | 0 | 0 | 0 | -6.6845 | -6.6845 | 3753.676 | 28077.4965 |  | 0
1949-02-19 | 0 | 0 | 0 | 0 | -6.6845 | -6.6845 | 3746.9915 | 28027.4965 |  | 0
1949-02-20 | 0 | 0 | 0 | 0 | -6.6845 | -6.6845 | 3740.307 | 27977.4964 |  | 0
1949-02-21 | 0 | 0 | 0 | 0 | -6.6845 | -6.6845 | 3733.6225 | 27927.4964 |  | 0
1949-02-22 | 0 | 0 | 0 | 0 | -6.6845 | -6.6845 | 3726.938 | 27877.4963 |  | 0
1949-02-23 | 0.0075 | 18.8646 | 3.6551 | 3.6551 | 8.525 | 8.525 | 3735.463 | 27941.2634 |  | 0
1949-02-24 | 0.0041667 | 10.4803 | 3.6551 | 3.6551 | 0.14075 | 0.14075 | 3735.6038 | 27942.3163 |  | 0
1949-02-25 | 0 | 0 | 0 | 0 | -6.6845 | -6.6845 | 3728.9193 | 27892.3162 |  | 0
1949-02-26 | 0.0025 | 6.2882 | 3.6551 | 3.6551 | -4.0514 | -4.0514 | 3724.8679 | 27862.0119 |  | 0
1949-02-27 | 0 | 0 | 0 | 0 | -6.6845 | -6.6845 | 3718.1834 | 27812.0118 |  | 0
1949-02-28 | 0.0025 | 6.2882 | 3.6551 | 3.6551 | -4.0514 | -4.0514 | 3714.132 | 27781.7075 |  | 0
1949-03-01 | 0 | 0 | 0 | 0 | -6.6845 | -6.6845 | 3707.4475 | 27731.7075 |  | 0
1949-03-02 | 0 | 0 | 0 | 0 | -6.6845 | -6.6845 | 3700.763 | 27681.7074 |  | 0
1949-03-03 | 0 | 0 | 0 | 0 | -6.6845 | -6.6845 | 3694.0785 | 27631.7073 |  | 0
1949-03-04 | 0 | 0 | 0 | 0 | -6.6845 | -6.6845 | 3687.394 | 27581.7073 |  | 0
1949-03-05 | 0 | 0 | 0 | 0 | -6.6845 | -6.6845 | 3680.7095 | 27531.7072 |  | 0
1949-03-06 | 0 | 0 | 0 | 0 | -6.6845 | -6.6845 | 3674.025 | 27481.7072 |  | 0
1949-03-07 | 0 | 0 | 0 | 0 | -6.6845 | -6.6845 | 3667.3405 | 27431.7071 |  | 0
1949-03-08 | 0 | 0 | 0 | 0 | -6.6845 | -6.6845 | 3660.656 | 27381.707 |  | 0
1949-03-09 | 0 | 0 | 0 | 0 | -6.6845 | -6.6845 | 3653.9715 | 27331.707 |  | 0
1949-03-10 | 0 | 0 | 0 | 0 | -6.6845 | -6.6845 | 3647.287 | 27281.7069 |  | 0
1949-03-11 | 0 | 0 | 0 | 0 | -6.6845 | -6.6845 | 3640.6025 | 27231.7069 |  | 0
1949-03-12 | 0 | 0 | 0 | 0 | -6.6845 | -6.6845 | 3633.918 | 27181.7068 |  | 0
1949-03-13 | 0 | 0 | 0 | 0 | -6.6845 | -6.6845 | 3627.2335 | 27131.7067 |  | 0
1949-03-14 | 0 | 0 | 0 | 0 | -6.6845 | -6.6845 | 3620.549 | 27081.7067 |  | 0
1949-03-15 | 0 | 0 | 0 | 0 | -6.6845 | -6.6845 | 3613.8645 | 27031.7066 |  | 0
1949-03-16 | 0 | 0 | 0 | 0 | -6.6845 | -6.6845 | 3607.18 | 26981.7066 |  | 0
1949-03-17 | 0 | 0 | 0 | 0 | -6.6845 | -6.6845 | 3600.4955 | 26931.7065 |  | 0
1949-03-18 | 0 | 0 | 0 | 0 | -6.6845 | -6.6845 | 3593.811 | 26881.7064 |  | 0
1949-03-19 | 0 | 0 | 0 | 0 | -6.6845 | -6.6845 | 3587.1265 | 26831.7064 |  | 0
1949-03-20 | 0 | 0 | 0 | 0 | -6.6845 | -6.6845 | 3580.442 | 26781.7063 |  | 0
1949-03-21 | 0 | 0 | 0 | 0 | -6.6845 | -6.6845 | 3573.7575 | 26731.7063 |  | 0
1949-03-22 | 0 | 0 | 0 | 0 | -6.6845 | -6.6845 | 3567.073 | 26681.7062 |  | 0
1949-03-23 | 0 | 0 | 0 | 0 | -6.6845 | -6.6845 | 3560.3885 | 26631.7061 |  | 0
1949-03-24 | 0 | 0 | 0 | 0 | -6.6845 | -6.6845 | 3553.704 | 26581.7061 |  | 0
1949-03-25 | 0 | 0 | 0 | 0 | -6.6845 | -6.6845 | 3547.0195 | 26531.706 |  | 0
1949-03-26 | 0 | 0 | 0 | 0 | -6.6845 | -6.6845 | 3540.335 | 26481.706 |  | 0
1949-03-27 | 0 | 0 | 0 | 0 | -6.6845 | -6.6845 | 3533.6505 | 26431.7059 |  | 0
1949-03-28 | 0 | 0 | 0 | 0 | -6.6845 | -6.6845 | 3526.966 | 26381.7058 |  | 0
1949-03-29 | 0 | 0 | 0 | 0 | -6.6845 | -6.6845 | 3520.2815 | 26331.7058 |  | 0
1949-03-30 | 0 | 0 | 0 | 0 | -6.6845 | -6.6845 | 3513.597 | 26281.7057 |  | 0
1949-03-31 | 0 | 0 | 0 | 0 | -6.6845 | -6.6845 | 3506.9125 | 26231.7057 |  | 0
1949-04-01 | 0 | 0 | 0 | 0 | -6.6845 | -6.6845 | 3500.228 | 26181.7056 |  | 0
1949-04-02 | 0 | 0 | 0 | 0 | -6.6845 | -6.6845 | 3493.5435 | 26131.7055 |  | 0
1949-04-03 | 0.020833 | 52.4017 | 3.6551 | 3.6551 | 42.0621 | 42.0621 | 3535.6056 | 26446.3299 |  | 0
1949-04-04 | 0 | 0 | 0 | 0 | -6.6845 | -6.6845 | 3528.9211 | 26396.3299 |  | 0
1949-04-05 | 0 | 0 | 0 | 0 | -6.6845 | -6.6845 | 3522.2366 | 26346.3298 |  | 0
1949-04-06 | 0 | 0 | 0 | 0 | -6.6845 | -6.6845 | 3515.5521 | 26296.3298 |  | 0
1949-04-07 | 0 | 0 | 0 | 0 | -6.6845 | -6.6845 | 3508.8676 | 26246.3297 |  | 0
1949-04-08 | 0 | 0 | 0 | 0 | -6.6845 | -6.6845 | 3502.1831 | 26196.3296 |  | 0
1949-04-09 | 0 | 0 | 0 | 0 | -6.6845 | -6.6845 | 3495.4986 | 26146.3296 |  | 0
1949-04-10 | 0 | 0 | 0 | 0 | -6.6845 | -6.6845 | 3488.8141 | 26096.3295 |  | 0
1949-04-11 | 0 | 0 | 0 | 0 | -6.6845 | -6.6845 | 3482.1296 | 26046.3295 |  | 0
1949-04-12 | 0 | 0 | 0 | 0 | -6.6845 | -6.6845 | 3475.4451 | 25996.3294 |  | 0
1949-04-13 | 0 | 0 | 0 | 0 | -6.6845 | -6.6845 | 3468.7606 | 25946.3293 |  | 0
1949-04-14 | 0 | 0 | 0 | 0 | -6.6845 | -6.6845 | 3462.0761 | 25896.3293 |  | 0
1949-04-15 | 0 | 0 | 0 | 0 | -6.6845 | -6.6845 | 3455.3916 | 25846.3292 |  | 0
1949-04-16 | 0 | 0 | 0 | 0 | -6.6845 | -6.6845 | 3448.7071 | 25796.3292 |  | 0
1949-04-17 | 0 | 0 | 0 | 0 | -6.6845 | -6.6845 | 3442.0226 | 25746.3291 |  | 0
1949-04-18 | 0 | 0 | 0 | 0 | -6.6845 | -6.6845 | 3435.3381 | 25696.329 |  | 0
1949-04-19 | 0 | 0 | 0 | 0 | -6.6845 | -6.6845 | 3428.6536 | 25646.329 |  | 0
1949-04-20 | 0 | 0 | 0 | 0 | -6.6845 | -6.6845 | 3421.9691 | 25596.3289 |  | 0
1949-04-21 | 0 | 0 | 0 | 0 | -6.6845 | -6.6845 | 3415.2846 | 25546.3289 |  | 0
1949-04-22 | 0.045833 | 115.2837 | 3.6551 | 3.6551 | 104.9441 | 104.9441 | 3520.2287 | 26331.3106 |  | 0
1949-04-23 | 0.020833 | 52.4017 | 3.6551 | 3.6551 | 42.0621 | 42.0621 | 3562.2908 | 26645.935 |  | 0
1949-04-24 | 0.0066667 | 16.7685 | 3.6551 | 3.6551 | 6.429 | 6.429 | 3568.7197 | 26694.0236 |  | 0
1949-04-25 | 0 | 0 | 0 | 0 | -6.6845 | -6.6845 | 3562.0352 | 26644.0235 |  | 0
1949-04-26 | 0 | 0 | 0 | 0 | -6.6845 | -6.6845 | 3555.3507 | 26594.0235 |  | 0
1949-04-27 | 0 | 0 | 0 | 0 | -6.6845 | -6.6845 | 3548.6662 | 26544.0234 |  | 0
1949-04-28 | 0 | 0 | 0 | 0 | -6.6845 | -6.6845 | 3541.9817 | 26494.0234 |  | 0
1949-04-29 | 0 | 0 | 0 | 0 | -6.6845 | -6.6845 | 3535.2972 | 26444.0233 |  | 0
1949-04-30 | 0 | 0 | 0 | 0 | -6.6845 | -6.6845 | 3528.6127 | 26394.0232 |  | 0
1949-05-01 | 0 | 0 | 0 | 0 | -6.6845 | -6.6845 | 3521.9282 | 26344.0232 |  | 0
1949-05-02 | 0 | 0 | 0 | 0 | -6.6845 | -6.6845 | 3515.2437 | 26294.0231 |  | 0
1949-05-03 | 0 | 0 | 0 | 0 | -6.6845 | -6.6845 | 3508.5592 | 26244.0231 |  | 0
1949-05-04 | 0.058333 | 146.7247 | 3.6551 | 3.6551 | 136.3851 | 136.3851 | 3644.9443 | 27264.1835 |  | 0
1949-05-05 | 0 | 0 | 0 | 0 | -6.6845 | -6.6845 | 3638.2598 | 27214.1834 |  | 0
1949-05-06 | 0 | 0 | 0 | 0 | -6.6845 | -6.6845 | 3631.5753 | 27164.1834 |  | 0
1949-05-07 | 0.01 | 25.1528 | 3.6551 | 3.6551 | 14.8132 | 14.8132 | 3646.3885 | 27274.9863 |  | 0
1949-05-08 | 0 | 0 | 0 | 0 | -6.6845 | -6.6845 | 3639.704 | 27224.9862 |  | 0
1949-05-09 | 0 | 0 | 0 | 0 | -6.6845 | -6.6845 | 3633.0195 | 27174.9862 |  | 0
1949-05-10 | 0.033333 | 83.8427 | 3.6551 | 3.6551 | 73.5031 | 73.5031 | 3706.5226 | 27724.7892 |  | 0
1949-05-11 | 0 | 0 | 0 | 0 | -6.6845 | -6.6845 | 3699.8381 | 27674.7892 |  | 0
1949-05-12 | 0.0083333 | 20.9607 | 3.6551 | 3.6551 | 10.6211 | 10.6211 | 3710.4592 | 27754.2349 |  | 0
1949-05-13 | 0 | 0 | 0 | 0 | -6.6845 | -6.6845 | 3703.7747 | 27704.2348 |  | 0
1949-05-14 | 0 | 0 | 0 | 0 | -6.6845 | -6.6845 | 3697.0902 | 27654.2348 |  | 0
1949-05-15 | 0 | 0 | 0 | 0 | -6.6845 | -6.6845 | 3690.4057 | 27604.2347 |  | 0
1949-05-16 | 0 | 0 | 0 | 0 | -6.6845 | -6.6845 | 3683.7212 | 27554.2347 |  | 0
1949-05-17 | 0 | 0 | 0 | 0 | -6.6845 | -6.6845 | 3677.0367 | 27504.2346 |  | 0
1949-05-18 | 0 | 0 | 0 | 0 | -6.6845 | -6.6845 | 3670.3522 | 27454.2345 |  | 0
1949-05-19 | 0 | 0 | 0 | 0 | -6.6845 | -6.6845 | 3663.6677 | 27404.2345 |  | 0
1949-05-20 | 0 | 0 | 0 | 0 | -6.6845 | -6.6845 | 3656.9832 | 27354.2344 |  | 0
1949-05-21 | 0 | 0 | 0 | 0 | -6.6845 | -6.6845 | 3650.2987 | 27304.2344 |  | 0
1949-05-22 | 0 | 0 | 0 | 0 | -6.6845 | -6.6845 | 3643.6142 | 27254.2343 |  | 0
1949-05-23 | 0 | 0 | 0 | 0 | -6.6845 | -6.6845 | 3636.9297 | 27204.2342 |  | 0
1949-05-24 | 0 | 0 | 0 | 0 | -6.6845 | -6.6845 | 3630.2452 | 27154.2342 |  | 0
1949-05-25 | 0.0058333 | 14.6725 | 3.6551 | 3.6551 | 4.3329 | 4.3329 | 3634.5781 | 27186.6442 |  | 0
1949-05-26 | 0 | 0 | 0 | 0 | -6.6845 | -6.6845 | 3627.8936 | 27136.6441 |  | 0
1949-05-27 | 0 | 0 | 0 | 0 | -6.6845 | -6.6845 | 3621.2091 | 27086.6441 |  | 0
1949-05-28 | 0.018333 | 46.1135 | 3.6551 | 3.6551 | 35.7739 | 35.7739 | 3656.983 | 27354.2327 |  | 0
1949-05-29 | 0 | 0 | 0 | 0 | -6.6845 | -6.6845 | 3650.2985 | 27304.2327 |  | 0
1949-05-30 | 0 | 0 | 0 | 0 | -6.6845 | -6.6845 | 3643.614 | 27254.2326 |  | 0
1949-05-31 | 0 | 0 | 0 | 0 | -6.6845 | -6.6845 | 3636.9295 | 27204.2325 |  | 0
1949-06-01 | 0 | 0 | 0 | 0 | -6.6845 | -6.6845 | 3630.245 | 27154.2325 |  | 0
1949-06-02 | 0 | 0 | 0 | 0 | -6.6845 | -6.6845 | 3623.5605 | 27104.2324 |  | 0
1949-06-03 | 0 | 0 | 0 | 0 | -6.6845 | -6.6845 | 3616.876 | 27054.2324 |  | 0
1949-06-04 | 0 | 0 | 0 | 0 | -6.6845 | -6.6845 | 3610.1915 | 27004.2323 |  | 0
1949-06-05 | 0.013333 | 33.5371 | 3.6551 | 3.6551 | 23.1975 | 23.1975 | 3633.389 | 27177.7495 |  | 0
1949-06-06 | 0 | 0 | 0 | 0 | -6.6845 | -6.6845 | 3626.7045 | 27127.7494 |  | 0
1949-06-07 | 0.0083333 | 20.9607 | 3.6551 | 3.6551 | 10.6211 | 10.6211 | 3637.3256 | 27207.1952 |  | 0
1949-06-08 | 0 | 0 | 0 | 0 | -6.6845 | -6.6845 | 3630.6411 | 27157.1951 |  | 0
1949-06-09 | 0.0033333 | 8.3843 | 3.6551 | 3.6551 | -1.9553 | -1.9553 | 3628.6857 | 27142.5694 |  | 0
1949-06-10 | 0 | 0 | 0 | 0 | -6.6845 | -6.6845 | 3622.0012 | 27092.5693 |  | 0
1949-06-11 | 0.036667 | 92.2269 | 3.6551 | 3.6551 | 81.8874 | 81.8874 | 3703.8886 | 27705.0867 |  | 0
1949-06-12 | 0 | 0 | 0 | 0 | -6.6845 | -6.6845 | 3697.2041 | 27655.0866 |  | 0
1949-06-13 | 0.0033333 | 8.3843 | 3.6551 | 3.6551 | -1.9553 | -1.9553 | 3695.2488 | 27640.4609 |  | 0
1949-06-14 | 0 | 0 | 0 | 0 | -6.6845 | -6.6845 | 3688.5643 | 27590.4608 |  | 0
1949-06-15 | 0 | 0 | 0 | 0 | -6.6845 | -6.6845 | 3681.8798 | 27540.4608 |  | 0
1949-06-16 | 0 | 0 | 0 | 0 | -6.6845 | -6.6845 | 3675.1953 | 27490.4607 |  | 0
1949-06-17 | 0 | 0 | 0 | 0 | -6.6845 | -6.6845 | 3668.5108 | 27440.4607 |  | 0
1949-06-18 | 0 | 0 | 0 | 0 | -6.6845 | -6.6845 | 3661.8263 | 27390.4606 |  | 0
1949-06-19 | 0 | 0 | 0 | 0 | -6.6845 | -6.6845 | 3655.1418 | 27340.4605 |  | 0
1949-06-20 | 0 | 0 | 0 | 0 | -6.6845 | -6.6845 | 3648.4573 | 27290.4605 |  | 0
1949-06-21 | 0 | 0 | 0 | 0 | -6.6845 | -6.6845 | 3641.7728 | 27240.4604 |  | 0
1949-06-22 | 0 | 0 | 0 | 0 | -6.6845 | -6.6845 | 3635.0883 | 27190.4604 |  | 0
1949-06-23 | 0 | 0 | 0 | 0 | -6.6845 | -6.6845 | 3628.4038 | 27140.4603 |  | 0
1949-06-24 | 0 | 0 | 0 | 0 | -6.6845 | -6.6845 | 3621.7193 | 27090.4602 |  | 0
1949-06-25 | 0 | 0 | 0 | 0 | -6.6845 | -6.6845 | 3615.0348 | 27040.4602 |  | 0
1949-06-26 | 0.0016667 | 4.1921 | 3.6551 | 3.6551 | -6.1474 | -6.1474 | 3608.8873 | 26994.4773 |  | 0
1949-06-27 | 0.011667 | 29.3449 | 3.6551 | 3.6551 | 19.0054 | 19.0054 | 3627.8927 | 27136.6373 |  | 0
1949-06-28 | 0 | 0 | 0 | 0 | -6.6845 | -6.6845 | 3621.2082 | 27086.6373 |  | 0
1949-06-29 | 0 | 0 | 0 | 0 | -6.6845 | -6.6845 | 3614.5237 | 27036.6372 |  | 0
1949-06-30 | 0 | 0 | 0 | 0 | -6.6845 | -6.6845 | 3607.8392 | 26986.6371 |  | 0
1949-07-01 | 0 | 0 | 0 | 0 | -6.6845 | -6.6845 | 3601.1547 | 26936.6371 |  | 0
1949-07-02 | 0 | 0 | 0 | 0 | -6.6845 | -6.6845 | 3594.4702 | 26886.637 |  | 0
1949-07-03 | 0 | 0 | 0 | 0 | -6.6845 | -6.6845 | 3587.7857 | 26836.637 |  | 0
1949-07-04 | 0 | 0 | 0 | 0 | -6.6845 | -6.6845 | 3581.1012 | 26786.6369 |  | 0
1949-07-05 | 0 | 0 | 0 | 0 | -6.6845 | -6.6845 | 3574.4167 | 26736.6368 |  | 0
1949-07-06 | 0.013333 | 33.5371 | 3.6551 | 3.6551 | 23.1975 | 23.1975 | 3597.6142 | 26910.154 |  | 0
1949-07-07 | 0.0033333 | 8.3843 | 3.6551 | 3.6551 | -1.9553 | -1.9553 | 3595.6589 | 26895.5283 |  | 0
1949-07-08 | 0 | 0 | 0 | 0 | -6.6845 | -6.6845 | 3588.9744 | 26845.5282 |  | 0
1949-07-09 | 0.074167 | 186.5499 | 3.6551 | 3.6551 | 176.2104 | 176.2104 | 3765.1847 | 28163.5817 |  | 0
1949-07-10 | 0 | 0 | 0 | 0 | -6.6845 | -6.6845 | 3758.5002 | 28113.5816 |  | 0
1949-07-11 | 0.085833 | 215.8949 | 3.6551 | 3.6551 | 205.5553 | 205.5553 | 3964.0555 | 29651.1352 |  | 0
1949-07-12 | 0 | 0 | 0 | 0 | -6.6845 | -6.6845 | 3957.371 | 29601.1351 |  | 0
1949-07-13 | 0 | 0 | 0 | 0 | -6.6845 | -6.6845 | 3950.6865 | 29551.135 |  | 0
1949-07-14 | 0.020833 | 52.4017 | 3.6551 | 3.6551 | 42.0621 | 42.0621 | 3992.7486 | 29865.7594 |  | 0
1949-07-15 | 0 | 0 | 0 | 0 | -6.6845 | -6.6845 | 3986.0641 | 29815.7594 |  | 0
1949-07-16 | 0 | 0 | 0 | 0 | -6.6845 | -6.6845 | 3979.3796 | 29765.7593 |  | 0
1949-07-17 | 0 | 0 | 0 | 0 | -6.6845 | -6.6845 | 3972.6951 | 29715.7593 |  | 0
1949-07-18 | 0 | 0 | 0 | 0 | -6.6845 | -6.6845 | 3966.0106 | 29665.7592 |  | 0
1949-07-19 | 0 | 0 | 0 | 0 | -6.6845 | -6.6845 | 3959.3261 | 29615.7591 |  | 0
1949-07-20 | 0.00083333 | 2.0961 | 3.6551 | 2.0961 | -6.6845 | -6.6845 | 3952.6416 | 29565.7591 |  | 0
1949-07-21 | 0.045833 | 115.2837 | 3.6551 | 3.6551 | 104.9441 | 104.9441 | 4003.7455 | 29948.0163 |  | 47.1557
1949-07-22 | 0.0275 | 69.1702 | 3.6551 | 3.6551 | 58.8306 | 58.8306 | 4003.7455 | 29948.0163 |  | 52.1461
1949-07-23 | 0.015833 | 39.8253 | 3.6551 | 3.6551 | 29.4857 | 29.4857 | 4003.7455 | 29948.0163 |  | 22.8012
1949-07-24 | 0.064167 | 161.3971 | 3.6551 | 3.6551 | 151.0576 | 151.0576 | 4003.7455 | 29948.0163 |  | 144.3731
1949-07-25 | 0.0041667 | 10.4803 | 3.6551 | 3.6551 | 0.14075 | 0.14075 | 4003.8863 | 29949.0692 |  | 0
1949-07-26 | 0 | 0 | 0 | 0 | -6.6845 | -6.6845 | 3997.2018 | 29899.0691 |  | 0
1949-07-27 | 0 | 0 | 0 | 0 | -6.6845 | -6.6845 | 3990.5173 | 29849.0691 |  | 0
1949-07-28 | 0 | 0 | 0 | 0 | -6.6845 | -6.6845 | 3983.8328 | 29799.069 |  | 0
1949-07-29 | 0 | 0 | 0 | 0 | -6.6845 | -6.6845 | 3977.1483 | 29749.0689 |  | 0
1949-07-30 | 0 | 0 | 0 | 0 | -6.6845 | -6.6845 | 3970.4638 | 29699.0689 |  | 0
1949-07-31 | 0 | 0 | 0 | 0 | -6.6845 | -6.6845 | 3963.7793 | 29649.0688 |  | 0
1949-08-01 | 0 | 0 | 0 | 0 | -6.6845 | -6.6845 | 3957.0948 | 29599.0688 |  | 0
1949-08-02 | 0 | 0 | 0 | 0 | -6.6845 | -6.6845 | 3950.4103 | 29549.0687 |  | 0
1949-08-03 | 0 | 0 | 0 | 0 | -6.6845 | -6.6845 | 3943.7258 | 29499.0686 |  | 0
1949-08-04 | 0.0033333 | 8.3843 | 3.6551 | 3.6551 | -1.9553 | -1.9553 | 3941.7704 | 29484.4429 |  | 0
1949-08-05 | 0.0041667 | 10.4803 | 3.6551 | 3.6551 | 0.14075 | 0.14075 | 3941.9112 | 29485.4957 |  | 0
1949-08-06 | 0.066667 | 167.6853 | 3.6551 | 3.6551 | 157.3458 | 157.3458 | 4003.7455 | 29948.0163 |  | 88.8269
1949-08-07 | 0.11 | 276.6808 | 3.6551 | 3.6551 | 266.3412 | 266.3412 | 4003.7455 | 29948.0163 |  | 259.6567
1949-08-08 | 0.039167 | 98.5151 | 3.6551 | 3.6551 | 88.1756 | 88.1756 | 4003.7455 | 29948.0163 |  | 81.4911
1949-08-09 | 0 | 0 | 0 | 0 | -6.6845 | -6.6845 | 3997.061 | 29898.0163 |  | 0
1949-08-10 | 0.0058333 | 14.6725 | 3.6551 | 3.6551 | 4.3329 | 4.3329 | 4001.3939 | 29930.4263 |  | 0
1949-08-11 | 0 | 0 | 0 | 0 | -6.6845 | -6.6845 | 3994.7094 | 29880.4262 |  | 0
1949-08-12 | 0.0025 | 6.2882 | 3.6551 | 3.6551 | -4.0514 | -4.0514 | 3990.658 | 29850.1219 |  | 0
1949-08-13 | 0 | 0 | 0 | 0 | -6.6845 | -6.6845 | 3983.9735 | 29800.1218 |  | 0
1949-08-14 | 0 | 0 | 0 | 0 | -6.6845 | -6.6845 | 3977.289 | 29750.1218 |  | 0
1949-08-15 | 0 | 0 | 0 | 0 | -6.6845 | -6.6845 | 3970.6045 | 29700.1217 |  | 0
1949-08-16 | 0 | 0 | 0 | 0 | -6.6845 | -6.6845 | 3963.92 | 29650.1216 |  | 0
1949-08-17 | 0.0016667 | 4.1921 | 3.6551 | 3.6551 | -6.1474 | -6.1474 | 3957.7726 | 29604.1387 |  | 0
1949-08-18 | 0 | 0 | 0 | 0 | -6.6845 | -6.6845 | 3951.0881 | 29554.1387 |  | 0
1949-08-19 | 0 | 0 | 0 | 0 | -6.6845 | -6.6845 | 3944.4036 | 29504.1386 |  | 0
1949-08-20 | 0 | 0 | 0 | 0 | -6.6845 | -6.6845 | 3937.7191 | 29454.1386 |  | 0
1949-08-21 | 0.011667 | 29.3449 | 3.6551 | 3.6551 | 19.0054 | 19.0054 | 3956.7244 | 29596.2986 |  | 0
1949-08-22 | 0 | 0 | 0 | 0 | -6.6845 | -6.6845 | 3950.0399 | 29546.2985 |  | 0
1949-08-23 | 0 | 0 | 0 | 0 | -6.6845 | -6.6845 | 3943.3554 | 29496.2985 |  | 0
1949-08-24 | 0.015 | 37.7292 | 3.6551 | 3.6551 | 27.3896 | 27.3896 | 3970.745 | 29701.1728 |  | 0
1949-08-25 | 0 | 0 | 0 | 0 | -6.6845 | -6.6845 | 3964.0605 | 29651.1728 |  | 0
1949-08-26 | 0.0058333 | 14.6725 | 3.6551 | 3.6551 | 4.3329 | 4.3329 | 3968.3934 | 29683.5828 |  | 0
1949-08-27 | 0 | 0 | 0 | 0 | -6.6845 | -6.6845 | 3961.7089 | 29633.5827 |  | 0
1949-08-28 | 0 | 0 | 0 | 0 | -6.6845 | -6.6845 | 3955.0244 | 29583.5827 |  | 0
1949-08-29 | 0 | 0 | 0 | 0 | -6.6845 | -6.6845 | 3948.3399 | 29533.5826 |  | 0
1949-08-30 | 0 | 0 | 0 | 0 | -6.6845 | -6.6845 | 3941.6554 | 29483.5825 |  | 0
1949-08-31 | 0 | 0 | 0 | 0 | -6.6845 | -6.6845 | 3934.9709 | 29433.5825 |  | 0
1949-09-01 | 0 | 0 | 0 | 0 | -6.6845 | -6.6845 | 3928.2864 | 29383.5824 |  | 0
1949-09-02 | 0 | 0 | 0 | 0 | -6.6845 | -6.6845 | 3921.6019 | 29333.5824 |  | 0
1949-09-03 | 0 | 0 | 0 | 0 | -6.6845 | -6.6845 | 3914.9174 | 29283.5823 |  | 0
1949-09-04 | 0.019167 | 48.2095 | 3.6551 | 3.6551 | 37.87 | 37.87 | 3952.7874 | 29566.8495 |  | 0
1949-09-05 | 0 | 0 | 0 | 0 | -6.6845 | -6.6845 | 3946.1029 | 29516.8495 |  | 0
1949-09-06 | 0 | 0 | 0 | 0 | -6.6845 | -6.6845 | 3939.4184 | 29466.8494 |  | 0
1949-09-07 | 0 | 0 | 0 | 0 | -6.6845 | -6.6845 | 3932.7339 | 29416.8494 |  | 0
1949-09-08 | 0 | 0 | 0 | 0 | -6.6845 | -6.6845 | 3926.0494 | 29366.8493 |  | 0
1949-09-09 | 0.03 | 75.4584 | 3.6551 | 3.6551 | 65.1188 | 65.1188 | 3991.1682 | 29853.9381 |  | 0
1949-09-10 | 0.024167 | 60.7859 | 3.6551 | 3.6551 | 50.4464 | 50.4464 | 4003.7455 | 29948.0163 |  | 31.1845
1949-09-11 | 0.0066667 | 16.7685 | 3.6551 | 3.6551 | 6.429 | 6.429 | 4010.1745 | 29996.1049 |  | 0
1949-09-12 | 0 | 0 | 0 | 0 | -6.6845 | -6.6845 | 4003.49 | 29946.1048 |  | 0
1949-09-13 | 0.013333 | 33.5371 | 3.6551 | 3.6551 | 23.1975 | 23.1975 | 4003.7455 | 29948.0163 |  | 16.2574
1949-09-14 | 0 | 0 | 0 | 0 | -6.6845 | -6.6845 | 3997.061 | 29898.0163 |  | 0
1949-09-15 | 0.025 | 62.882 | 3.6551 | 3.6551 | 52.5424 | 52.5424 | 4003.7455 | 29948.0163 |  | 39.1734
1949-09-16 | 0 | 0 | 0 | 0 | -6.6845 | -6.6845 | 3997.061 | 29898.0163 |  | 0
1949-09-17 | 0 | 0 | 0 | 0 | -6.6845 | -6.6845 | 3990.3765 | 29848.0162 |  | 0
1949-09-18 | 0 | 0 | 0 | 0 | -6.6845 | -6.6845 | 3983.692 | 29798.0162 |  | 0
1949-09-19 | 0.056667 | 142.5325 | 3.6551 | 3.6551 | 132.193 | 132.193 | 4003.7455 | 29948.0163 |  | 105.455
1949-09-20 | 0 | 0 | 0 | 0 | -6.6845 | -6.6845 | 3997.061 | 29898.0163 |  | 0
1949-09-21 | 0 | 0 | 0 | 0 | -6.6845 | -6.6845 | 3990.3765 | 29848.0162 |  | 0
1949-09-22 | 0 | 0 | 0 | 0 | -6.6845 | -6.6845 | 3983.692 | 29798.0162 |  | 0
1949-09-23 | 0 | 0 | 0 | 0 | -6.6845 | -6.6845 | 3977.0075 | 29748.0161 |  | 0
1949-09-24 | 0 | 0 | 0 | 0 | -6.6845 | -6.6845 | 3970.323 | 29698.016 |  | 0
1949-09-25 | 0 | 0 | 0 | 0 | -6.6845 | -6.6845 | 3963.6385 | 29648.016 |  | 0
1949-09-26 | 0 | 0 | 0 | 0 | -6.6845 | -6.6845 | 3956.954 | 29598.0159 |  | 0
1949-09-27 | 0 | 0 | 0 | 0 | -6.6845 | -6.6845 | 3950.2695 | 29548.0159 |  | 0
1949-09-28 | 0 | 0 | 0 | 0 | -6.6845 | -6.6845 | 3943.585 | 29498.0158 |  | 0
1949-09-29 | 0 | 0 | 0 | 0 | -6.6845 | -6.6845 | 3936.9005 | 29448.0157 |  | 0
1949-09-30 | 0 | 0 | 0 | 0 | -6.6845 | -6.6845 | 3930.216 | 29398.0157 |  | 0
1949-10-01 | 0 | 0 | 0 | 0 | -6.6845 | -6.6845 | 3923.5315 | 29348.0156 |  | 0
1949-10-02 | 0 | 0 | 0 | 0 | -6.6845 | -6.6845 | 3916.847 | 29298.0156 |  | 0
1949-10-03 | 0 | 0 | 0 | 0 | -6.6845 | -6.6845 | 3910.1625 | 29248.0155 |  | 0
1949-10-04 | 0 | 0 | 0 | 0 | -6.6845 | -6.6845 | 3903.478 | 29198.0154 |  | 0
1949-10-05 | 0 | 0 | 0 | 0 | -6.6845 | -6.6845 | 3896.7935 | 29148.0154 |  | 0
1949-10-06 | 0 | 0 | 0 | 0 | -6.6845 | -6.6845 | 3890.109 | 29098.0153 |  | 0
1949-10-07 | 0 | 0 | 0 | 0 | -6.6845 | -6.6845 | 3883.4245 | 29048.0153 |  | 0
1949-10-08 | 0 | 0 | 0 | 0 | -6.6845 | -6.6845 | 3876.74 | 28998.0152 |  | 0
1949-10-09 | 0 | 0 | 0 | 0 | -6.6845 | -6.6845 | 3870.0555 | 28948.0151 |  | 0
1949-10-10 | 0 | 0 | 0 | 0 | -6.6845 | -6.6845 | 3863.371 | 28898.0151 |  | 0
1949-10-11 | 0 | 0 | 0 | 0 | -6.6845 | -6.6845 | 3856.6865 | 28848.015 |  | 0
1949-10-12 | 0 | 0 | 0 | 0 | -6.6845 | -6.6845 | 3850.002 | 28798.015 |  | 0
1949-10-13 | 0 | 0 | 0 | 0 | -6.6845 | -6.6845 | 3843.3175 | 28748.0149 |  | 0
1949-10-14 | 0 | 0 | 0 | 0 | -6.6845 | -6.6845 | 3836.633 | 28698.0148 |  | 0
1949-10-15 | 0 | 0 | 0 | 0 | -6.6845 | -6.6845 | 3829.9485 | 28648.0148 |  | 0
1949-10-16 | 0 | 0 | 0 | 0 | -6.6845 | -6.6845 | 3823.264 | 28598.0147 |  | 0
1949-10-17 | 0.0275 | 69.1702 | 3.6551 | 3.6551 | 58.8306 | 58.8306 | 3882.0946 | 29038.0678 |  | 0
1949-10-18 | 0.0725 | 182.3578 | 3.6551 | 3.6551 | 172.0182 | 172.0182 | 4003.7455 | 29948.0163 |  | 43.6828
1949-10-19 | 0.025 | 62.882 | 3.6551 | 3.6551 | 52.5424 | 52.5424 | 4003.7455 | 29948.0163 |  | 45.8579
1949-10-20 | 0 | 0 | 0 | 0 | -6.6845 | -6.6845 | 3997.061 | 29898.0163 |  | 0
1949-10-21 | 0 | 0 | 0 | 0 | -6.6845 | -6.6845 | 3990.3765 | 29848.0162 |  | 0
1949-10-22 | 0.0083333 | 20.9607 | 3.6551 | 3.6551 | 10.6211 | 10.6211 | 4000.9976 | 29927.4619 |  | 0
1949-10-23 | 0.020833 | 52.4017 | 3.6551 | 3.6551 | 42.0621 | 42.0621 | 4003.7455 | 29948.0163 |  | 32.6297
1949-10-24 | 0.01 | 25.1528 | 3.6551 | 3.6551 | 14.8132 | 14.8132 | 4003.7455 | 29948.0163 |  | 8.1287
1949-10-25 | 0 | 0 | 0 | 0 | -6.6845 | -6.6845 | 3997.061 | 29898.0163 |  | 0
1949-10-26 | 0 | 0 | 0 | 0 | -6.6845 | -6.6845 | 3990.3765 | 29848.0162 |  | 0
1949-10-27 | 0 | 0 | 0 | 0 | -6.6845 | -6.6845 | 3983.692 | 29798.0162 |  | 0
1949-10-28 | 0 | 0 | 0 | 0 | -6.6845 | -6.6845 | 3977.0075 | 29748.0161 |  | 0
1949-10-29 | 0 | 0 | 0 | 0 | -6.6845 | -6.6845 | 3970.323 | 29698.016 |  | 0
1949-10-30 | 0 | 0 | 0 | 0 | -6.6845 | -6.6845 | 3963.6385 | 29648.016 |  | 0
1949-10-31 | 0 | 0 | 0 | 0 | -6.6845 | -6.6845 | 3956.954 | 29598.0159 |  | 0
1949-11-01 | 0 | 0 | 0 | 0 | -6.6845 | -6.6845 | 3950.2695 | 29548.0159 |  | 0
1949-11-02 | 0 | 0 | 0 | 0 | -6.6845 | -6.6845 | 3943.585 | 29498.0158 |  | 0
1949-11-03 | 0 | 0 | 0 | 0 | -6.6845 | -6.6845 | 3936.9005 | 29448.0157 |  | 0
1949-11-04 | 0 | 0 | 0 | 0 | -6.6845 | -6.6845 | 3930.216 | 29398.0157 |  | 0
1949-11-05 | 0 | 0 | 0 | 0 | -6.6845 | -6.6845 | 3923.5315 | 29348.0156 |  | 0
1949-11-06 | 0 | 0 | 0 | 0 | -6.6845 | -6.6845 | 3916.847 | 29298.0156 |  | 0
1949-11-07 | 0 | 0 | 0 | 0 | -6.6845 | -6.6845 | 3910.1625 | 29248.0155 |  | 0
1949-11-08 | 0 | 0 | 0 | 0 | -6.6845 | -6.6845 | 3903.478 | 29198.0154 |  | 0
1949-11-09 | 0 | 0 | 0 | 0 | -6.6845 | -6.6845 | 3896.7935 | 29148.0154 |  | 0
1949-11-10 | 0 | 0 | 0 | 0 | -6.6845 | -6.6845 | 3890.109 | 29098.0153 |  | 0
1949-11-11 | 0 | 0 | 0 | 0 | -6.6845 | -6.6845 | 3883.4245 | 29048.0153 |  | 0
1949-11-12 | 0 | 0 | 0 | 0 | -6.6845 | -6.6845 | 3876.74 | 28998.0152 |  | 0
1949-11-13 | 0 | 0 | 0 | 0 | -6.6845 | -6.6845 | 3870.0555 | 28948.0151 |  | 0
1949-11-14 | 0 | 0 | 0 | 0 | -6.6845 | -6.6845 | 3863.371 | 28898.0151 |  | 0
1949-11-15 | 0 | 0 | 0 | 0 | -6.6845 | -6.6845 | 3856.6865 | 28848.015 |  | 0
1949-11-16 | 0 | 0 | 0 | 0 | -6.6845 | -6.6845 | 3850.002 | 28798.015 |  | 0
1949-11-17 | 0 | 0 | 0 | 0 | -6.6845 | -6.6845 | 3843.3175 | 28748.0149 |  | 0
1949-11-18 | 0 | 0 | 0 | 0 | -6.6845 | -6.6845 | 3836.633 | 28698.0148 |  | 0
1949-11-19 | 0 | 0 | 0 | 0 | -6.6845 | -6.6845 | 3829.9485 | 28648.0148 |  | 0
1949-11-20 | 0 | 0 | 0 | 0 | -6.6845 | -6.6845 | 3823.264 | 28598.0147 |  | 0
1949-11-21 | 0 | 0 | 0 | 0 | -6.6845 | -6.6845 | 3816.5795 | 28548.0147 |  | 0
1949-11-22 | 0 | 0 | 0 | 0 | -6.6845 | -6.6845 | 3809.895 | 28498.0146 |  | 0
1949-11-23 | 0 | 0 | 0 | 0 | -6.6845 | -6.6845 | 3803.2105 | 28448.0145 |  | 0
1949-11-24 | 0 | 0 | 0 | 0 | -6.6845 | -6.6845 | 3796.526 | 28398.0145 |  | 0
1949-11-25 | 0 | 0 | 0 | 0 | -6.6845 | -6.6845 | 3789.8415 | 28348.0144 |  | 0
1949-11-26 | 0 | 0 | 0 | 0 | -6.6845 | -6.6845 | 3783.157 | 28298.0144 |  | 0
1949-11-27 | 0 | 0 | 0 | 0 | -6.6845 | -6.6845 | 3776.4725 | 28248.0143 |  | 0
1949-11-28 | 0 | 0 | 0 | 0 | -6.6845 | -6.6845 | 3769.788 | 28198.0142 |  | 0
1949-11-29 | 0 | 0 | 0 | 0 | -6.6845 | -6.6845 | 3763.1035 | 28148.0142 |  | 0
1949-11-30 | 0 | 0 | 0 | 0 | -6.6845 | -6.6845 | 3756.419 | 28098.0141 |  | 0
1949-12-01 | 0 | 0 | 0 | 0 | -6.6845 | -6.6845 | 3749.7345 | 28048.0141 |  | 0
1949-12-02 | 0 | 0 | 0 | 0 | -6.6845 | -6.6845 | 3743.05 | 27998.014 |  | 0
1949-12-03 | 0 | 0 | 0 | 0 | -6.6845 | -6.6845 | 3736.3655 | 27948.0139 |  | 0
1949-12-04 | 0 | 0 | 0 | 0 | -6.6845 | -6.6845 | 3729.681 | 27898.0139 |  | 0
1949-12-05 | 0 | 0 | 0 | 0 | -6.6845 | -6.6845 | 3722.9965 | 27848.0138 |  | 0
1949-12-06 | 0 | 0 | 0 | 0 | -6.6845 | -6.6845 | 3716.312 | 27798.0138 |  | 0
1949-12-07 | 0 | 0 | 0 | 0 | -6.6845 | -6.6845 | 3709.6275 | 27748.0137 |  | 0
1949-12-08 | 0 | 0 | 0 | 0 | -6.6845 | -6.6845 | 3702.943 | 27698.0136 |  | 0
1949-12-09 | 0 | 0 | 0 | 0 | -6.6845 | -6.6845 | 3696.2585 | 27648.0136 |  | 0
1949-12-10 | 0.015 | 37.7292 | 3.6551 | 3.6551 | 27.3896 | 27.3896 | 3723.6481 | 27852.8879 |  | 0
1949-12-11 | 0 | 0 | 0 | 0 | -6.6845 | -6.6845 | 3716.9636 | 27802.8879 |  | 0
1949-12-12 | 0 | 0 | 0 | 0 | -6.6845 | -6.6845 | 3710.2791 | 27752.8878 |  | 0
1949-12-13 | 0 | 0 | 0 | 0 | -6.6845 | -6.6845 | 3703.5946 | 27702.8878 |  | 0
1949-12-14 | 0 | 0 | 0 | 0 | -6.6845 | -6.6845 | 3696.9101 | 27652.8877 |  | 0
1949-12-15 | 0 | 0 | 0 | 0 | -6.6845 | -6.6845 | 3690.2256 | 27602.8876 |  | 0
1949-12-16 | 0 | 0 | 0 | 0 | -6.6845 | -6.6845 | 3683.5411 | 27552.8876 |  | 0
1949-12-17 | 0 | 0 | 0 | 0 | -6.6845 | -6.6845 | 3676.8566 | 27502.8875 |  | 0
1949-12-18 | 0 | 0 | 0 | 0 | -6.6845 | -6.6845 | 3670.1721 | 27452.8875 |  | 0
1949-12-19 | 0 | 0 | 0 | 0 | -6.6845 | -6.6845 | 3663.4876 | 27402.8874 |  | 0
1949-12-20 | 0 | 0 | 0 | 0 | -6.6845 | -6.6845 | 3656.8031 | 27352.8873 |  | 0
1949-12-21 | 0 | 0 | 0 | 0 | -6.6845 | -6.6845 | 3650.1186 | 27302.8873 |  | 0
1949-12-22 | 0 | 0 | 0 | 0 | -6.6845 | -6.6845 | 3643.4341 | 27252.8872 |  | 0
1949-12-23 | 0 | 0 | 0 | 0 | -6.6845 | -6.6845 | 3636.7496 | 27202.8872 |  | 0
1949-12-24 | 0 | 0 | 0 | 0 | -6.6845 | -6.6845 | 3630.0651 | 27152.8871 |  | 0
1949-12-25 | 0 | 0 | 0 | 0 | -6.6845 | -6.6845 | 3623.3806 | 27102.887 |  | 0
1949-12-26 | 0 | 0 | 0 | 0 | -6.6845 | -6.6845 | 3616.6961 | 27052.887 |  | 0
1949-12-27 | 0 | 0 | 0 | 0 | -6.6845 | -6.6845 | 3610.0116 | 27002.8869 |  | 0
1949-12-28 | 0 | 0 | 0 | 0 | -6.6845 | -6.6845 | 3603.3271 | 26952.8869 |  | 0
1949-12-29 | 0.025833 | 64.9781 | 3.6551 | 3.6551 | 54.6385 | 54.6385 | 3657.9656 | 27361.5827 |  | 0
1949-12-30 | 0.015 | 37.7292 | 3.6551 | 3.6551 | 27.3896 | 27.3896 | 3685.3552 | 27566.4571 |  | 0
1949-12-31 | 0 | 0 | 0 | 0 | -6.6845 | -6.6845 | 3678.6707 | 27516.457 |  | 0
1950-01-01 | 0.00083333 | 2.0961 | 3.6551 | 2.0961 | -6.6845 | -6.6845 | 3671.9862 | 27466.457 |  | 0
1950-01-02 | 0 | 0 | 0 | 0 | -6.6845 | -6.6845 | 3665.3017 | 27416.4569 |  | 0
1950-01-03 | 0 | 0 | 0 | 0 | -6.6845 | -6.6845 | 3658.6172 | 27366.4569 |  | 0
1950-01-04 | 0 | 0 | 0 | 0 | -6.6845 | -6.6845 | 3651.9327 | 27316.4568 |  | 0
1950-01-05 | 0 | 0 | 0 | 0 | -6.6845 | -6.6845 | 3645.2482 | 27266.4567 |  | 0
1950-01-06 | 0 | 0 | 0 | 0 | -6.6845 | -6.6845 | 3638.5637 | 27216.4567 |  | 0
1950-01-07 | 0 | 0 | 0 | 0 | -6.6845 | -6.6845 | 3631.8792 | 27166.4566 |  | 0
1950-01-08 | 0 | 0 | 0 | 0 | -6.6845 | -6.6845 | 3625.1947 | 27116.4566 |  | 0
1950-01-09 | 0.0041667 | 10.4803 | 3.6551 | 3.6551 | 0.14075 | 0.14075 | 3625.3355 | 27117.5094 |  | 0
1950-01-10 | 0 | 0 | 0 | 0 | -6.6845 | -6.6845 | 3618.651 | 27067.5093 |  | 0
1950-01-11 | 0 | 0 | 0 | 0 | -6.6845 | -6.6845 | 3611.9665 | 27017.5093 |  | 0
1950-01-12 | 0.0058333 | 14.6725 | 3.6551 | 3.6551 | 4.3329 | 4.3329 | 3616.2994 | 27049.9193 |  | 0
1950-01-13 | 0.005 | 12.5764 | 3.6551 | 3.6551 | 2.2368 | 2.2368 | 3618.5362 | 27066.6507 |  | 0
1950-01-14 | 0 | 0 | 0 | 0 | -6.6845 | -6.6845 | 3611.8517 | 27016.6506 |  | 0
1950-01-15 | 0 | 0 | 0 | 0 | -6.6845 | -6.6845 | 3605.1672 | 26966.6505 |  | 0
1950-01-16 | 0 | 0 | 0 | 0 | -6.6845 | -6.6845 | 3598.4827 | 26916.6505 |  | 0
1950-01-17 | 0 | 0 | 0 | 0 | -6.6845 | -6.6845 | 3591.7982 | 26866.6504 |  | 0
1950-01-18 | 0 | 0 | 0 | 0 | -6.6845 | -6.6845 | 3585.1137 | 26816.6504 |  | 0
1950-01-19 | 0 | 0 | 0 | 0 | -6.6845 | -6.6845 | 3578.4292 | 26766.6503 |  | 0
1950-01-20 | 0 | 0 | 0 | 0 | -6.6845 | -6.6845 | 3571.7447 | 26716.6502 |  | 0
1950-01-21 | 0 | 0 | 0 | 0 | -6.6845 | -6.6845 | 3565.0602 | 26666.6502 |  | 0
1950-01-22 | 0 | 0 | 0 | 0 | -6.6845 | -6.6845 | 3558.3757 | 26616.6501 |  | 0
1950-01-23 | 0 | 0 | 0 | 0 | -6.6845 | -6.6845 | 3551.6912 | 26566.6501 |  | 0
1950-01-24 | 0 | 0 | 0 | 0 | -6.6845 | -6.6845 | 3545.0067 | 26516.65 |  | 0
1950-01-25 | 0 | 0 | 0 | 0 | -6.6845 | -6.6845 | 3538.3222 | 26466.6499 |  | 0
1950-01-26 | 0 | 0 | 0 | 0 | -6.6845 | -6.6845 | 3531.6377 | 26416.6499 |  | 0
1950-01-27 | 0 | 0 | 0 | 0 | -6.6845 | -6.6845 | 3524.9532 | 26366.6498 |  | 0
1950-01-28 | 0 | 0 | 0 | 0 | -6.6845 | -6.6845 | 3518.2687 | 26316.6498 |  | 0
1950-01-29 | 0 | 0 | 0 | 0 | -6.6845 | -6.6845 | 3511.5842 | 26266.6497 |  | 0
1950-01-30 | 0.0025 | 6.2882 | 3.6551 | 3.6551 | -4.0514 | -4.0514 | 3507.5328 | 26236.3454 |  | 0
1950-01-31 | 0.010833 | 27.2489 | 3.6551 | 3.6551 | 16.9093 | 16.9093 | 3524.4421 | 26362.8268 |  | 0
1950-02-01 | 0 | 0 | 0 | 0 | -6.6845 | -6.6845 | 3517.7576 | 26312.8268 |  | 0
1950-02-02 | 0 | 0 | 0 | 0 | -6.6845 | -6.6845 | 3511.0731 | 26262.8267 |  | 0
1950-02-03 | 0 | 0 | 0 | 0 | -6.6845 | -6.6845 | 3504.3886 | 26212.8267 |  | 0
1950-02-04 | 0 | 0 | 0 | 0 | -6.6845 | -6.6845 | 3497.7041 | 26162.8266 |  | 0
1950-02-05 | 0 | 0 | 0 | 0 | -6.6845 | -6.6845 | 3491.0196 | 26112.8265 |  | 0
1950-02-06 | 0 | 0 | 0 | 0 | -6.6845 | -6.6845 | 3484.3351 | 26062.8265 |  | 0
1950-02-07 | 0 | 0 | 0 | 0 | -6.6845 | -6.6845 | 3477.6506 | 26012.8264 |  | 0
1950-02-08 | 0 | 0 | 0 | 0 | -6.6845 | -6.6845 | 3470.9661 | 25962.8264 |  | 0
1950-02-09 | 0 | 0 | 0 | 0 | -6.6845 | -6.6845 | 3464.2816 | 25912.8263 |  | 0
1950-02-10 | 0 | 0 | 0 | 0 | -6.6845 | -6.6845 | 3457.5971 | 25862.8262 |  | 0
1950-02-11 | 0 | 0 | 0 | 0 | -6.6845 | -6.6845 | 3450.9126 | 25812.8262 |  | 0
1950-02-12 | 0 | 0 | 0 | 0 | -6.6845 | -6.6845 | 3444.2281 | 25762.8261 |  | 0
1950-02-13 | 0 | 0 | 0 | 0 | -6.6845 | -6.6845 | 3437.5436 | 25712.8261 |  | 0
1950-02-14 | 0 | 0 | 0 | 0 | -6.6845 | -6.6845 | 3430.8591 | 25662.826 |  | 0
1950-02-15 | 0 | 0 | 0 | 0 | -6.6845 | -6.6845 | 3424.1746 | 25612.8259 |  | 0
1950-02-16 | 0 | 0 | 0 | 0 | -6.6845 | -6.6845 | 3417.4901 | 25562.8259 |  | 0
1950-02-17 | 0 | 0 | 0 | 0 | -6.6845 | -6.6845 | 3410.8056 | 25512.8258 |  | 0
1950-02-18 | 0 | 0 | 0 | 0 | -6.6845 | -6.6845 | 3404.1211 | 25462.8258 |  | 0
1950-02-19 | 0 | 0 | 0 | 0 | -6.6845 | -6.6845 | 3397.4366 | 25412.8257 |  | 0
1950-02-20 | 0 | 0 | 0 | 0 | -6.6845 | -6.6845 | 3390.7521 | 25362.8256 |  | 0
1950-02-21 | 0 | 0 | 0 | 0 | -6.6845 | -6.6845 | 3384.0676 | 25312.8256 |  | 0
1950-02-22 | 0 | 0 | 0 | 0 | -6.6845 | -6.6845 | 3377.3831 | 25262.8255 |  | 0
1950-02-23 | 0 | 0 | 0 | 0 | -6.6845 | -6.6845 | 3370.6986 | 25212.8255 |  | 0
1950-02-24 | 0 | 0 | 0 | 0 | -6.6845 | -6.6845 | 3364.0141 | 25162.8254 |  | 0
1950-02-25 | 0 | 0 | 0 | 0 | -6.6845 | -6.6845 | 3357.3296 | 25112.8253 |  | 0
1950-02-26 | 0 | 0 | 0 | 0 | -6.6845 | -6.6845 | 3350.6451 | 25062.8253 |  | 0
1950-02-27 | 0 | 0 | 0 | 0 | -6.6845 | -6.6845 | 3343.9606 | 25012.8252 |  | 0
1950-02-28 | 0 | 0 | 0 | 0 | -6.6845 | -6.6845 | 3337.2761 | 24962.8252 |  | 0
1950-03-01 | 0 | 0 | 0 | 0 | -6.6845 | -6.6845 | 3330.5916 | 24912.8251 |  | 0
1950-03-02 | 0 | 0 | 0 | 0 | -6.6845 | -6.6845 | 3323.9071 | 24862.825 |  | 0
1950-03-03 | 0 | 0 | 0 | 0 | -6.6845 | -6.6845 | 3317.2226 | 24812.825 |  | 0
1950-03-04 | 0 | 0 | 0 | 0 | -6.6845 | -6.6845 | 3310.5381 | 24762.8249 |  | 0
1950-03-05 | 0 | 0 | 0 | 0 | -6.6845 | -6.6845 | 3303.8536 | 24712.8249 |  | 0
1950-03-06 | 0 | 0 | 0 | 0 | -6.6845 | -6.6845 | 3297.1691 | 24662.8248 |  | 0
1950-03-07 | 0 | 0 | 0 | 0 | -6.6845 | -6.6845 | 3290.4846 | 24612.8247 |  | 0
1950-03-08 | 0 | 0 | 0 | 0 | -6.6845 | -6.6845 | 3283.8001 | 24562.8247 |  | 0
1950-03-09 | 0 | 0 | 0 | 0 | -6.6845 | -6.6845 | 3277.1156 | 24512.8246 |  | 0
1950-03-10 | 0 | 0 | 0 | 0 | -6.6845 | -6.6845 | 3270.4311 | 24462.8246 |  | 0
1950-03-11 | 0 | 0 | 0 | 0 | -6.6845 | -6.6845 | 3263.7466 | 24412.8245 |  | 0
1950-03-12 | 0 | 0 | 0 | 0 | -6.6845 | -6.6845 | 3257.0621 | 24362.8244 |  | 0
1950-03-13 | 0 | 0 | 0 | 0 | -6.6845 | -6.6845 | 3250.3776 | 24312.8244 |  | 0
1950-03-14 | 0 | 0 | 0 | 0 | -6.6845 | -6.6845 | 3243.6931 | 24262.8243 |  | 0
1950-03-15 | 0 | 0 | 0 | 0 | -6.6845 | -6.6845 | 3237.0086 | 24212.8243 |  | 0
1950-03-16 | 0 | 0 | 0 | 0 | -6.6845 | -6.6845 | 3230.3241 | 24162.8242 |  | 0
1950-03-17 | 0 | 0 | 0 | 0 | -6.6845 | -6.6845 | 3223.6396 | 24112.8241 |  | 0
1950-03-18 | 0 | 0 | 0 | 0 | -6.6845 | -6.6845 | 3216.9551 | 24062.8241 |  | 0
1950-03-19 | 0 | 0 | 0 | 0 | -6.6845 | -6.6845 | 3210.2706 | 24012.824 |  | 0
1950-03-20 | 0 | 0 | 0 | 0 | -6.6845 | -6.6845 | 3203.5861 | 23962.824 |  | 0
1950-03-21 | 0 | 0 | 0 | 0 | -6.6845 | -6.6845 | 3196.9016 | 23912.8239 |  | 0
1950-03-22 | 0 | 0 | 0 | 0 | -6.6845 | -6.6845 | 3190.2171 | 23862.8238 |  | 0
1950-03-23 | 0 | 0 | 0 | 0 | -6.6845 | -6.6845 | 3183.5326 | 23812.8238 |  | 0
1950-03-24 | 0 | 0 | 0 | 0 | -6.6845 | -6.6845 | 3176.8481 | 23762.8237 |  | 0
1950-03-25 | 0 | 0 | 0 | 0 | -6.6845 | -6.6845 | 3170.1636 | 23712.8237 |  | 0
1950-03-26 | 0 | 0 | 0 | 0 | -6.6845 | -6.6845 | 3163.4791 | 23662.8236 |  | 0
1950-03-27 | 0 | 0 | 0 | 0 | -6.6845 | -6.6845 | 3156.7946 | 23612.8235 |  | 0
1950-03-28 | 0 | 0 | 0 | 0 | -6.6845 | -6.6845 | 3150.1101 | 23562.8235 |  | 0
1950-03-29 | 0 | 0 | 0 | 0 | -6.6845 | -6.6845 | 3143.4256 | 23512.8234 |  | 0
1950-03-30 | 0 | 0 | 0 | 0 | -6.6845 | -6.6845 | 3136.7411 | 23462.8234 |  | 0
1950-03-31 | 0 | 0 | 0 | 0 | -6.6845 | -6.6845 | 3130.0566 | 23412.8233 |  | 0
1950-04-01 | 0 | 0 | 0 | 0 | -6.6845 | -6.6845 | 3123.3721 | 23362.8232 |  | 0
1950-04-02 | 0 | 0 | 0 | 0 | -6.6845 | -6.6845 | 3116.6876 | 23312.8232 |  | 0
1950-04-03 | 0 | 0 | 0 | 0 | -6.6845 | -6.6845 | 3110.0031 | 23262.8231 |  | 0
1950-04-04 | 0 | 0 | 0 | 0 | -6.6845 | -6.6845 | 3103.3186 | 23212.8231 |  | 0
1950-04-05 | 0 | 0 | 0 | 0 | -6.6845 | -6.6845 | 3096.6341 | 23162.823 |  | 0
1950-04-06 | 0 | 0 | 0 | 0 | -6.6845 | -6.6845 | 3089.9496 | 23112.8229 |  | 0
1950-04-07 | 0 | 0 | 0 | 0 | -6.6845 | -6.6845 | 3083.2651 | 23062.8229 |  | 0
1950-04-08 | 0 | 0 | 0 | 0 | -6.6845 | -6.6845 | 3076.5806 | 23012.8228 |  | 0
1950-04-09 | 0 | 0 | 0 | 0 | -6.6845 | -6.6845 | 3069.8961 | 22962.8228 |  | 0
1950-04-10 | 0 | 0 | 0 | 0 | -6.6845 | -6.6845 | 3063.2116 | 22912.8227 |  | 0
1950-04-11 | 0 | 0 | 0 | 0 | -6.6845 | -6.6845 | 3056.5271 | 22862.8226 |  | 0
1950-04-12 | 0.0016667 | 4.1921 | 3.6551 | 3.6551 | -6.1474 | -6.1474 | 3050.3796 | 22816.8397 |  | 0
1950-04-13 | 0.025 | 62.882 | 3.6551 | 3.6551 | 52.5424 | 52.5424 | 3102.9221 | 23209.857 |  | 0
1950-04-14 | 0.0025 | 6.2882 | 3.6551 | 3.6551 | -4.0514 | -4.0514 | 3098.8707 | 23179.5527 |  | 0
1950-04-15 | 0 | 0 | 0 | 0 | -6.6845 | -6.6845 | 3092.1862 | 23129.5527 |  | 0
1950-04-16 | 0 | 0 | 0 | 0 | -6.6845 | -6.6845 | 3085.5017 | 23079.5526 |  | 0
1950-04-17 | 0 | 0 | 0 | 0 | -6.6845 | -6.6845 | 3078.8172 | 23029.5525 |  | 0
1950-04-18 | 0 | 0 | 0 | 0 | -6.6845 | -6.6845 | 3072.1327 | 22979.5525 |  | 0
1950-04-19 | 0 | 0 | 0 | 0 | -6.6845 | -6.6845 | 3065.4482 | 22929.5524 |  | 0
1950-04-20 | 0 | 0 | 0 | 0 | -6.6845 | -6.6845 | 3058.7637 | 22879.5524 |  | 0
1950-04-21 | 0 | 0 | 0 | 0 | -6.6845 | -6.6845 | 3052.0792 | 22829.5523 |  | 0
1950-04-22 | 0.0025 | 6.2882 | 3.6551 | 3.6551 | -4.0514 | -4.0514 | 3048.0278 | 22799.248 |  | 0
1950-04-23 | 0 | 0 | 0 | 0 | -6.6845 | -6.6845 | 3041.3433 | 22749.2479 |  | 0
1950-04-24 | 0 | 0 | 0 | 0 | -6.6845 | -6.6845 | 3034.6588 | 22699.2479 |  | 0
1950-04-25 | 0 | 0 | 0 | 0 | -6.6845 | -6.6845 | 3027.9743 | 22649.2478 |  | 0
1950-04-26 | 0 | 0 | 0 | 0 | -6.6845 | -6.6845 | 3021.2898 | 22599.2477 |  | 0
1950-04-27 | 0 | 0 | 0 | 0 | -6.6845 | -6.6845 | 3014.6053 | 22549.2477 |  | 0
1950-04-28 | 0 | 0 | 0 | 0 | -6.6845 | -6.6845 | 3007.9208 | 22499.2476 |  | 0
1950-04-29 | 0 | 0 | 0 | 0 | -6.6845 | -6.6845 | 3001.2363 | 22449.2476 |  | 0
1950-04-30 | 0 | 0 | 0 | 0 | -6.6845 | -6.6845 | 2994.5518 | 22399.2475 |  | 0
1950-05-01 | 0 | 0 | 0 | 0 | -6.6845 | -6.6845 | 2987.8673 | 22349.2474 |  | 0
1950-05-02 | 0 | 0 | 0 | 0 | -6.6845 | -6.6845 | 2981.1828 | 22299.2474 |  | 0
1950-05-03 | 0 | 0 | 0 | 0 | -6.6845 | -6.6845 | 2974.4983 | 22249.2473 |  | 0
1950-05-04 | 0 | 0 | 0 | 0 | -6.6845 | -6.6845 | 2967.8138 | 22199.2473 |  | 0
1950-05-05 | 0 | 0 | 0 | 0 | -6.6845 | -6.6845 | 2961.1293 | 22149.2472 |  | 0
1950-05-06 | 0 | 0 | 0 | 0 | -6.6845 | -6.6845 | 2954.4448 | 22099.2471 |  | 0
1950-05-07 | 0 | 0 | 0 | 0 | -6.6845 | -6.6845 | 2947.7603 | 22049.2471 |  | 0
1950-05-08 | 0 | 0 | 0 | 0 | -6.6845 | -6.6845 | 2941.0758 | 21999.247 |  | 0
1950-05-09 | 0 | 0 | 0 | 0 | -6.6845 | -6.6845 | 2934.3913 | 21949.247 |  | 0
1950-05-10 | 0 | 0 | 0 | 0 | -6.6845 | -6.6845 | 2927.7068 | 21899.2469 |  | 0
1950-05-11 | 0.036667 | 92.2269 | 3.6551 | 3.6551 | 81.8874 | 81.8874 | 3009.5942 | 22511.7643 |  | 0
1950-05-12 | 0.0025 | 6.2882 | 3.6551 | 3.6551 | -4.0514 | -4.0514 | 3005.5428 | 22481.46 |  | 0
1950-05-13 | 0 | 0 | 0 | 0 | -6.6845 | -6.6845 | 2998.8583 | 22431.4599 |  | 0
1950-05-14 | 0 | 0 | 0 | 0 | -6.6845 | -6.6845 | 2992.1738 | 22381.4599 |  | 0
1950-05-15 | 0 | 0 | 0 | 0 | -6.6845 | -6.6845 | 2985.4893 | 22331.4598 |  | 0
1950-05-16 | 0 | 0 | 0 | 0 | -6.6845 | -6.6845 | 2978.8048 | 22281.4597 |  | 0
1950-05-17 | 0.013333 | 33.5371 | 3.6551 | 3.6551 | 23.1975 | 23.1975 | 3002.0023 | 22454.9769 |  | 0
1950-05-18 | 0 | 0 | 0 | 0 | -6.6845 | -6.6845 | 2995.3178 | 22404.9769 |  | 0
1950-05-19 | 0 | 0 | 0 | 0 | -6.6845 | -6.6845 | 2988.6333 | 22354.9768 |  | 0
1950-05-20 | 0 | 0 | 0 | 0 | -6.6845 | -6.6845 | 2981.9488 | 22304.9768 |  | 0
1950-05-21 | 0 | 0 | 0 | 0 | -6.6845 | -6.6845 | 2975.2643 | 22254.9767 |  | 0
1950-05-22 | 0 | 0 | 0 | 0 | -6.6845 | -6.6845 | 2968.5798 | 22204.9766 |  | 0
1950-05-23 | 0 | 0 | 0 | 0 | -6.6845 | -6.6845 | 2961.8953 | 22154.9766 |  | 0
1950-05-24 | 0 | 0 | 0 | 0 | -6.6845 | -6.6845 | 2955.2108 | 22104.9765 |  | 0
1950-05-25 | 0 | 0 | 0 | 0 | -6.6845 | -6.6845 | 2948.5263 | 22054.9765 |  | 0
1950-05-26 | 0 | 0 | 0 | 0 | -6.6845 | -6.6845 | 2941.8418 | 22004.9764 |  | 0
1950-05-27 | 0 | 0 | 0 | 0 | -6.6845 | -6.6845 | 2935.1573 | 21954.9763 |  | 0
1950-05-28 | 0.020833 | 52.4017 | 3.6551 | 3.6551 | 42.0621 | 42.0621 | 2977.2193 | 22269.6007 |  | 0
1950-05-29 | 0 | 0 | 0 | 0 | -6.6845 | -6.6845 | 2970.5348 | 22219.6007 |  | 0
1950-05-30 | 0 | 0 | 0 | 0 | -6.6845 | -6.6845 | 2963.8503 | 22169.6006 |  | 0
1950-05-31 | 0 | 0 | 0 | 0 | -6.6845 | -6.6845 | 2957.1658 | 22119.6006 |  | 0
1950-06-01 | 0.016667 | 41.9213 | 3.6551 | 3.6551 | 31.5818 | 31.5818 | 2988.7476 | 22355.8321 |  | 0
1950-06-02 | 0.018333 | 46.1135 | 3.6551 | 3.6551 | 35.7739 | 35.7739 | 3024.5215 | 22623.4207 |  | 0
1950-06-03 | 0 | 0 | 0 | 0 | -6.6845 | -6.6845 | 3017.837 | 22573.4207 |  | 0
1950-06-04 | 0.0675 | 169.7814 | 3.6551 | 3.6551 | 159.4418 | 159.4418 | 3177.2788 | 23766.0455 |  | 0
1950-06-05 | 0 | 0 | 0 | 0 | -6.6845 | -6.6845 | 3170.5943 | 23716.0454 |  | 0
1950-06-06 | 0 | 0 | 0 | 0 | -6.6845 | -6.6845 | 3163.9098 | 23666.0454 |  | 0
1950-06-07 | 0 | 0 | 0 | 0 | -6.6845 | -6.6845 | 3157.2253 | 23616.0453 |  | 0
1950-06-08 | 0 | 0 | 0 | 0 | -6.6845 | -6.6845 | 3150.5408 | 23566.0453 |  | 0
1950-06-09 | 0 | 0 | 0 | 0 | -6.6845 | -6.6845 | 3143.8563 | 23516.0452 |  | 0
1950-06-10 | 0.054167 | 136.2443 | 3.6551 | 3.6551 | 125.9048 | 125.9048 | 3269.7611 | 24457.8127 |  | 0
1950-06-11 | 0.0016667 | 4.1921 | 3.6551 | 3.6551 | -6.1474 | -6.1474 | 3263.6136 | 24411.8298 |  | 0
1950-06-12 | 0 | 0 | 0 | 0 | -6.6845 | -6.6845 | 3256.9291 | 24361.8298 |  | 0
1950-06-13 | 0.014167 | 35.6331 | 3.6551 | 3.6551 | 25.2936 | 25.2936 | 3282.2227 | 24551.0256 |  | 0
1950-06-14 | 0.0016667 | 4.1921 | 3.6551 | 3.6551 | -6.1474 | -6.1474 | 3276.0752 | 24505.0427 |  | 0
1950-06-15 | 0 | 0 | 0 | 0 | -6.6845 | -6.6845 | 3269.3907 | 24455.0426 |  | 0
1950-06-16 | 0 | 0 | 0 | 0 | -6.6845 | -6.6845 | 3262.7062 | 24405.0425 |  | 0
1950-06-17 | 0 | 0 | 0 | 0 | -6.6845 | -6.6845 | 3256.0217 | 24355.0425 |  | 0
1950-06-18 | 0 | 0 | 0 | 0 | -6.6845 | -6.6845 | 3249.3372 | 24305.0424 |  | 0
1950-06-19 | 0 | 0 | 0 | 0 | -6.6845 | -6.6845 | 3242.6527 | 24255.0424 |  | 0
1950-06-20 | 0.025 | 62.882 | 3.6551 | 3.6551 | 52.5424 | 52.5424 | 3295.1951 | 24648.0597 |  | 0
1950-06-21 | 0.050833 | 127.8601 | 3.6551 | 3.6551 | 117.5205 | 117.5205 | 3412.7156 | 25527.1129 |  | 0
1950-06-22 | 0.0041667 | 10.4803 | 3.6551 | 3.6551 | 0.14075 | 0.14075 | 3412.8564 | 25528.1657 |  | 0
1950-06-23 | 0 | 0 | 0 | 0 | -6.6845 | -6.6845 | 3406.1719 | 25478.1657 |  | 0
1950-06-24 | 0.0325 | 81.7466 | 3.6551 | 3.6551 | 71.407 | 71.407 | 3477.5789 | 26012.2902 |  | 0
1950-06-25 | 0.0016667 | 4.1921 | 3.6551 | 3.6551 | -6.1474 | -6.1474 | 3471.4315 | 25966.3073 |  | 0
1950-06-26 | 0 | 0 | 0 | 0 | -6.6845 | -6.6845 | 3464.747 | 25916.3072 |  | 0
1950-06-27 | 0 | 0 | 0 | 0 | -6.6845 | -6.6845 | 3458.0625 | 25866.3072 |  | 0
1950-06-28 | 0 | 0 | 0 | 0 | -6.6845 | -6.6845 | 3451.378 | 25816.3071 |  | 0
1950-06-29 | 0 | 0 | 0 | 0 | -6.6845 | -6.6845 | 3444.6935 | 25766.307 |  | 0
1950-06-30 | 0.0091667 | 23.0567 | 3.6551 | 3.6551 | 12.7172 | 12.7172 | 3457.4106 | 25861.4313 |  | 0
1950-07-01 | 0 | 0 | 0 | 0 | -6.6845 | -6.6845 | 3450.7261 | 25811.4313 |  | 0
1950-07-02 | 0 | 0 | 0 | 0 | -6.6845 | -6.6845 | 3444.0416 | 25761.4312 |  | 0
1950-07-03 | 0 | 0 | 0 | 0 | -6.6845 | -6.6845 | 3437.3571 | 25711.4312 |  | 0
1950-07-04 | 0 | 0 | 0 | 0 | -6.6845 | -6.6845 | 3430.6726 | 25661.4311 |  | 0
1950-07-05 | 0 | 0 | 0 | 0 | -6.6845 | -6.6845 | 3423.9881 | 25611.431 |  | 0
1950-07-06 | 0 | 0 | 0 | 0 | -6.6845 | -6.6845 | 3417.3036 | 25561.431 |  | 0
1950-07-07 | 0.00083333 | 2.0961 | 3.6551 | 2.0961 | -6.6845 | -6.6845 | 3410.6191 | 25511.4309 |  | 0
1950-07-08 | 0.00083333 | 2.0961 | 3.6551 | 2.0961 | -6.6845 | -6.6845 | 3403.9346 | 25461.4309 |  | 0
1950-07-09 | 0 | 0 | 0 | 0 | -6.6845 | -6.6845 | 3397.2501 | 25411.4308 |  | 0
1950-07-10 | 0.058333 | 146.7247 | 3.6551 | 3.6551 | 136.3851 | 136.3851 | 3533.6352 | 26431.5912 |  | 0
1950-07-11 | 0.049167 | 123.6679 | 3.6551 | 3.6551 | 113.3284 | 113.3284 | 3646.9635 | 27279.2873 |  | 0
1950-07-12 | 0.013333 | 33.5371 | 3.6551 | 3.6551 | 23.1975 | 23.1975 | 3670.161 | 27452.8045 |  | 0
1950-07-13 | 0.040833 | 102.7073 | 3.6551 | 3.6551 | 92.3677 | 92.3677 | 3762.5287 | 28143.7148 |  | 0
1950-07-14 | 0.0041667 | 10.4803 | 3.6551 | 3.6551 | 0.14075 | 0.14075 | 3762.6695 | 28144.7677 |  | 0
1950-07-15 | 0 | 0 | 0 | 0 | -6.6845 | -6.6845 | 3755.985 | 28094.7676 |  | 0
1950-07-16 | 0.065833 | 165.5893 | 3.6551 | 3.6551 | 155.2497 | 155.2497 | 3911.2347 | 29256.0353 |  | 0
1950-07-17 | 0.045833 | 115.2837 | 3.6551 | 3.6551 | 104.9441 | 104.9441 | 4003.7455 | 29948.0163 |  | 5.7487
1950-07-18 | 0.0041667 | 10.4803 | 3.6551 | 3.6551 | 0.14075 | 0.14075 | 4003.8863 | 29949.0692 |  | 0
1950-07-19 | 0 | 0 | 0 | 0 | -6.6845 | -6.6845 | 3997.2018 | 29899.0691 |  | 0
1950-07-20 | 0.0275 | 69.1702 | 3.6551 | 3.6551 | 58.8306 | 58.8306 | 4003.7455 | 29948.0163 |  | 45.6024
1950-07-21 | 0 | 0 | 0 | 0 | -6.6845 | -6.6845 | 3997.061 | 29898.0163 |  | 0
1950-07-22 | 0 | 0 | 0 | 0 | -6.6845 | -6.6845 | 3990.3765 | 29848.0162 |  | 0
1950-07-23 | 0.0041667 | 10.4803 | 3.6551 | 3.6551 | 0.14075 | 0.14075 | 3990.5173 | 29849.0691 |  | 0
1950-07-24 | 0.0033333 | 8.3843 | 3.6551 | 3.6551 | -1.9553 | -1.9553 | 3988.5619 | 29834.4433 |  | 0
1950-07-25 | 0 | 0 | 0 | 0 | -6.6845 | -6.6845 | 3981.8774 | 29784.4432 |  | 0
1950-07-26 | 0 | 0 | 0 | 0 | -6.6845 | -6.6845 | 3975.1929 | 29734.4432 |  | 0
1950-07-27 | 0.0033333 | 8.3843 | 3.6551 | 3.6551 | -1.9553 | -1.9553 | 3973.2376 | 29719.8174 |  | 0
1950-07-28 | 0 | 0 | 0 | 0 | -6.6845 | -6.6845 | 3966.5531 | 29669.8174 |  | 0
1950-07-29 | 0.005 | 12.5764 | 3.6551 | 3.6551 | 2.2368 | 2.2368 | 3968.7899 | 29686.5488 |  | 0
1950-07-30 | 0.0025 | 6.2882 | 3.6551 | 3.6551 | -4.0514 | -4.0514 | 3964.7386 | 29656.2445 |  | 0
1950-07-31 | 0.024167 | 60.7859 | 3.6551 | 3.6551 | 50.4464 | 50.4464 | 4003.7455 | 29948.0163 |  | 4.7549
1950-08-01 | 0.034167 | 85.9387 | 3.6551 | 3.6551 | 75.5992 | 75.5992 | 4003.7455 | 29948.0163 |  | 68.9147
1950-08-02 | 0.0041667 | 10.4803 | 3.6551 | 3.6551 | 0.14075 | 0.14075 | 4003.8863 | 29949.0692 |  | 0
1950-08-03 | 0.0025 | 6.2882 | 3.6551 | 3.6551 | -4.0514 | -4.0514 | 3999.8349 | 29918.7648 |  | 0
1950-08-04 | 0 | 0 | 0 | 0 | -6.6845 | -6.6845 | 3993.1504 | 29868.7648 |  | 0
1950-08-05 | 0 | 0 | 0 | 0 | -6.6845 | -6.6845 | 3986.4659 | 29818.7647 |  | 0
1950-08-06 | 0 | 0 | 0 | 0 | -6.6845 | -6.6845 | 3979.7814 | 29768.7647 |  | 0
1950-08-07 | 0.0025 | 6.2882 | 3.6551 | 3.6551 | -4.0514 | -4.0514 | 3975.73 | 29738.4603 |  | 0
1950-08-08 | 0.0016667 | 4.1921 | 3.6551 | 3.6551 | -6.1474 | -6.1474 | 3969.5825 | 29692.4774 |  | 0
1950-08-09 | 0 | 0 | 0 | 0 | -6.6845 | -6.6845 | 3962.898 | 29642.4774 |  | 0
1950-08-10 | 0 | 0 | 0 | 0 | -6.6845 | -6.6845 | 3956.2135 | 29592.4773 |  | 0
1950-08-11 | 0 | 0 | 0 | 0 | -6.6845 | -6.6845 | 3949.529 | 29542.4773 |  | 0
1950-08-12 | 0 | 0 | 0 | 0 | -6.6845 | -6.6845 | 3942.8445 | 29492.4772 |  | 0
1950-08-13 | 0 | 0 | 0 | 0 | -6.6845 | -6.6845 | 3936.16 | 29442.4771 |  | 0
1950-08-14 | 0 | 0 | 0 | 0 | -6.6845 | -6.6845 | 3929.4755 | 29392.4771 |  | 0
1950-08-15 | 0 | 0 | 0 | 0 | -6.6845 | -6.6845 | 3922.791 | 29342.477 |  | 0
1950-08-16 | 0 | 0 | 0 | 0 | -6.6845 | -6.6845 | 3916.1065 | 29292.477 |  | 0
1950-08-17 | 0 | 0 | 0 | 0 | -6.6845 | -6.6845 | 3909.422 | 29242.4769 |  | 0
1950-08-18 | 0 | 0 | 0 | 0 | -6.6845 | -6.6845 | 3902.7375 | 29192.4768 |  | 0
1950-08-19 | 0 | 0 | 0 | 0 | -6.6845 | -6.6845 | 3896.053 | 29142.4768 |  | 0
1950-08-20 | 0 | 0 | 0 | 0 | -6.6845 | -6.6845 | 3889.3685 | 29092.4767 |  | 0
1950-08-21 | 0 | 0 | 0 | 0 | -6.6845 | -6.6845 | 3882.684 | 29042.4767 |  | 0
1950-08-22 | 0 | 0 | 0 | 0 | -6.6845 | -6.6845 | 3875.9995 | 28992.4766 |  | 0
1950-08-23 | 0 | 0 | 0 | 0 | -6.6845 | -6.6845 | 3869.315 | 28942.4765 |  | 0
1950-08-24 | 0 | 0 | 0 | 0 | -6.6845 | -6.6845 | 3862.6305 | 28892.4765 |  | 0
1950-08-25 | 0.025 | 62.882 | 3.6551 | 3.6551 | 52.5424 | 52.5424 | 3915.173 | 29285.4938 |  | 0
1950-08-26 | 0 | 0 | 0 | 0 | -6.6845 | -6.6845 | 3908.4885 | 29235.4937 |  | 0
1950-08-27 | 0.025 | 62.882 | 3.6551 | 3.6551 | 52.5424 | 52.5424 | 3961.0309 | 29628.511 |  | 0
1950-08-28 | 0 | 0 | 0 | 0 | -6.6845 | -6.6845 | 3954.3464 | 29578.511 |  | 0
1950-08-29 | 0 | 0 | 0 | 0 | -6.6845 | -6.6845 | 3947.6619 | 29528.5109 |  | 0
1950-08-30 | 0 | 0 | 0 | 0 | -6.6845 | -6.6845 | 3940.9774 | 29478.5108 |  | 0
1950-08-31 | 0 | 0 | 0 | 0 | -6.6845 | -6.6845 | 3934.2929 | 29428.5108 |  | 0
1950-09-01 | 0 | 0 | 0 | 0 | -6.6845 | -6.6845 | 3927.6084 | 29378.5107 |  | 0
1950-09-02 | 0 | 0 | 0 | 0 | -6.6845 | -6.6845 | 3920.9239 | 29328.5107 |  | 0
1950-09-03 | 0 | 0 | 0 | 0 | -6.6845 | -6.6845 | 3914.2394 | 29278.5106 |  | 0
1950-09-04 | 0.0125 | 31.441 | 3.6551 | 3.6551 | 21.1014 | 21.1014 | 3935.3408 | 29436.3492 |  | 0
1950-09-05 | 0.005 | 12.5764 | 3.6551 | 3.6551 | 2.2368 | 2.2368 | 3937.5776 | 29453.0806 |  | 0
1950-09-06 | 0.0075 | 18.8646 | 3.6551 | 3.6551 | 8.525 | 8.525 | 3946.1026 | 29516.8478 |  | 0
1950-09-07 | 0.015 | 37.7292 | 3.6551 | 3.6551 | 27.3896 | 27.3896 | 3973.4923 | 29721.7221 |  | 0
1950-09-08 | 0 | 0 | 0 | 0 | -6.6845 | -6.6845 | 3966.8078 | 29671.7221 |  | 0
1950-09-09 | 0.036667 | 92.2269 | 3.6551 | 3.6551 | 81.8874 | 81.8874 | 4003.7455 | 29948.0163 |  | 38.2651
1950-09-10 | 0 | 0 | 0 | 0 | -6.6845 | -6.6845 | 3997.061 | 29898.0163 |  | 0
1950-09-11 | 0 | 0 | 0 | 0 | -6.6845 | -6.6845 | 3990.3765 | 29848.0162 |  | 0
1950-09-12 | 0 | 0 | 0 | 0 | -6.6845 | -6.6845 | 3983.692 | 29798.0162 |  | 0
1950-09-13 | 0.0025 | 6.2882 | 3.6551 | 3.6551 | -4.0514 | -4.0514 | 3979.6406 | 29767.7118 |  | 0
1950-09-14 | 0.0058333 | 14.6725 | 3.6551 | 3.6551 | 4.3329 | 4.3329 | 3983.9735 | 29800.1218 |  | 0
1950-09-15 | 0 | 0 | 0 | 0 | -6.6845 | -6.6845 | 3977.289 | 29750.1218 |  | 0
1950-09-16 | 0 | 0 | 0 | 0 | -6.6845 | -6.6845 | 3970.6045 | 29700.1217 |  | 0
1950-09-17 | 0 | 0 | 0 | 0 | -6.6845 | -6.6845 | 3963.92 | 29650.1216 |  | 0
1950-09-18 | 0.00083333 | 2.0961 | 3.6551 | 2.0961 | -6.6845 | -6.6845 | 3957.2355 | 29600.1216 |  | 0
1950-09-19 | 0.045833 | 115.2837 | 3.6551 | 3.6551 | 104.9441 | 104.9441 | 4003.7455 | 29948.0163 |  | 51.7496
1950-09-20 | 0 | 0 | 0 | 0 | -6.6845 | -6.6845 | 3997.061 | 29898.0163 |  | 0
1950-09-21 | 0.066667 | 167.6853 | 3.6551 | 3.6551 | 157.3458 | 157.3458 | 4003.7455 | 29948.0163 |  | 143.9768
1950-09-22 | 0.0425 | 106.8994 | 3.6551 | 3.6551 | 96.5598 | 96.5598 | 4003.7455 | 29948.0163 |  | 89.8753
1950-09-23 | 0 | 0 | 0 | 0 | -6.6845 | -6.6845 | 3997.061 | 29898.0163 |  | 0
1950-09-24 | 0 | 0 | 0 | 0 | -6.6845 | -6.6845 | 3990.3765 | 29848.0162 |  | 0
1950-09-25 | 0.0083333 | 20.9607 | 3.6551 | 3.6551 | 10.6211 | 10.6211 | 4000.9976 | 29927.4619 |  | 0
1950-09-26 | 0 | 0 | 0 | 0 | -6.6845 | -6.6845 | 3994.3131 | 29877.4619 |  | 0
1950-09-27 | 0 | 0 | 0 | 0 | -6.6845 | -6.6845 | 3987.6286 | 29827.4618 |  | 0
1950-09-28 | 0 | 0 | 0 | 0 | -6.6845 | -6.6845 | 3980.9441 | 29777.4618 |  | 0
1950-09-29 | 0 | 0 | 0 | 0 | -6.6845 | -6.6845 | 3974.2596 | 29727.4617 |  | 0
1950-09-30 | 0.031667 | 79.6505 | 3.6551 | 3.6551 | 69.311 | 69.311 | 4003.7455 | 29948.0163 |  | 33.1405
1950-10-01 | 0 | 0 | 0 | 0 | -6.6845 | -6.6845 | 3997.061 | 29898.0163 |  | 0
1950-10-02 | 0.033333 | 83.8427 | 3.6551 | 3.6551 | 73.5031 | 73.5031 | 4003.7455 | 29948.0163 |  | 60.1341
1950-10-03 | 0 | 0 | 0 | 0 | -6.6845 | -6.6845 | 3997.061 | 29898.0163 |  | 0
1950-10-04 | 0 | 0 | 0 | 0 | -6.6845 | -6.6845 | 3990.3765 | 29848.0162 |  | 0
1950-10-05 | 0.0025 | 6.2882 | 3.6551 | 3.6551 | -4.0514 | -4.0514 | 3986.3251 | 29817.7119 |  | 0
1950-10-06 | 0 | 0 | 0 | 0 | -6.6845 | -6.6845 | 3979.6406 | 29767.7118 |  | 0
1950-10-07 | 0 | 0 | 0 | 0 | -6.6845 | -6.6845 | 3972.9561 | 29717.7118 |  | 0
1950-10-08 | 0 | 0 | 0 | 0 | -6.6845 | -6.6845 | 3966.2716 | 29667.7117 |  | 0
1950-10-09 | 0 | 0 | 0 | 0 | -6.6845 | -6.6845 | 3959.5871 | 29617.7117 |  | 0
1950-10-10 | 0 | 0 | 0 | 0 | -6.6845 | -6.6845 | 3952.9026 | 29567.7116 |  | 0
1950-10-11 | 0 | 0 | 0 | 0 | -6.6845 | -6.6845 | 3946.2181 | 29517.7115 |  | 0
1950-10-12 | 0 | 0 | 0 | 0 | -6.6845 | -6.6845 | 3939.5336 | 29467.7115 |  | 0
1950-10-13 | 0 | 0 | 0 | 0 | -6.6845 | -6.6845 | 3932.8491 | 29417.7114 |  | 0
1950-10-14 | 0 | 0 | 0 | 0 | -6.6845 | -6.6845 | 3926.1646 | 29367.7114 |  | 0
1950-10-15 | 0 | 0 | 0 | 0 | -6.6845 | -6.6845 | 3919.4801 | 29317.7113 |  | 0
1950-10-16 | 0 | 0 | 0 | 0 | -6.6845 | -6.6845 | 3912.7956 | 29267.7112 |  | 0
1950-10-17 | 0 | 0 | 0 | 0 | -6.6845 | -6.6845 | 3906.1111 | 29217.7112 |  | 0
1950-10-18 | 0 | 0 | 0 | 0 | -6.6845 | -6.6845 | 3899.4266 | 29167.7111 |  | 0
1950-10-19 | 0 | 0 | 0 | 0 | -6.6845 | -6.6845 | 3892.7421 | 29117.7111 |  | 0
1950-10-20 | 0 | 0 | 0 | 0 | -6.6845 | -6.6845 | 3886.0576 | 29067.711 |  | 0
1950-10-21 | 0 | 0 | 0 | 0 | -6.6845 | -6.6845 | 3879.3731 | 29017.7109 |  | 0
1950-10-22 | 0 | 0 | 0 | 0 | -6.6845 | -6.6845 | 3872.6886 | 28967.7109 |  | 0
1950-10-23 | 0 | 0 | 0 | 0 | -6.6845 | -6.6845 | 3866.0041 | 28917.7108 |  | 0
1950-10-24 | 0 | 0 | 0 | 0 | -6.6845 | -6.6845 | 3859.3196 | 28867.7108 |  | 0
1950-10-25 | 0 | 0 | 0 | 0 | -6.6845 | -6.6845 | 3852.6351 | 28817.7107 |  | 0
1950-10-26 | 0 | 0 | 0 | 0 | -6.6845 | -6.6845 | 3845.9506 | 28767.7106 |  | 0
1950-10-27 | 0 | 0 | 0 | 0 | -6.6845 | -6.6845 | 3839.2661 | 28717.7106 |  | 0
1950-10-28 | 0 | 0 | 0 | 0 | -6.6845 | -6.6845 | 3832.5816 | 28667.7105 |  | 0
1950-10-29 | 0 | 0 | 0 | 0 | -6.6845 | -6.6845 | 3825.8971 | 28617.7105 |  | 0
1950-10-30 | 0 | 0 | 0 | 0 | -6.6845 | -6.6845 | 3819.2126 | 28567.7104 |  | 0
1950-10-31 | 0 | 0 | 0 | 0 | -6.6845 | -6.6845 | 3812.5281 | 28517.7103 |  | 0
1950-11-01 | 0 | 0 | 0 | 0 | -6.6845 | -6.6845 | 3805.8436 | 28467.7103 |  | 0
1950-11-02 | 0 | 0 | 0 | 0 | -6.6845 | -6.6845 | 3799.1591 | 28417.7102 |  | 0
1950-11-03 | 0 | 0 | 0 | 0 | -6.6845 | -6.6845 | 3792.4746 | 28367.7102 |  | 0
1950-11-04 | 0 | 0 | 0 | 0 | -6.6845 | -6.6845 | 3785.7901 | 28317.7101 |  | 0
1950-11-05 | 0 | 0 | 0 | 0 | -6.6845 | -6.6845 | 3779.1056 | 28267.71 |  | 0
1950-11-06 | 0 | 0 | 0 | 0 | -6.6845 | -6.6845 | 3772.4211 | 28217.71 |  | 0
1950-11-07 | 0 | 0 | 0 | 0 | -6.6845 | -6.6845 | 3765.7366 | 28167.7099 |  | 0
1950-11-08 | 0 | 0 | 0 | 0 | -6.6845 | -6.6845 | 3759.0521 | 28117.7099 |  | 0
1950-11-09 | 0 | 0 | 0 | 0 | -6.6845 | -6.6845 | 3752.3676 | 28067.7098 |  | 0
1950-11-10 | 0 | 0 | 0 | 0 | -6.6845 | -6.6845 | 3745.6831 | 28017.7097 |  | 0
1950-11-11 | 0 | 0 | 0 | 0 | -6.6845 | -6.6845 | 3738.9986 | 27967.7097 |  | 0
1950-11-12 | 0 | 0 | 0 | 0 | -6.6845 | -6.6845 | 3732.3141 | 27917.7096 |  | 0
1950-11-13 | 0 | 0 | 0 | 0 | -6.6845 | -6.6845 | 3725.6296 | 27867.7096 |  | 0
1950-11-14 | 0 | 0 | 0 | 0 | -6.6845 | -6.6845 | 3718.9451 | 27817.7095 |  | 0
1950-11-15 | 0 | 0 | 0 | 0 | -6.6845 | -6.6845 | 3712.2606 | 27767.7094 |  | 0
1950-11-16 | 0 | 0 | 0 | 0 | -6.6845 | -6.6845 | 3705.5761 | 27717.7094 |  | 0
1950-11-17 | 0 | 0 | 0 | 0 | -6.6845 | -6.6845 | 3698.8916 | 27667.7093 |  | 0
1950-11-18 | 0 | 0 | 0 | 0 | -6.6845 | -6.6845 | 3692.2071 | 27617.7093 |  | 0
1950-11-19 | 0 | 0 | 0 | 0 | -6.6845 | -6.6845 | 3685.5226 | 27567.7092 |  | 0
1950-11-20 | 0 | 0 | 0 | 0 | -6.6845 | -6.6845 | 3678.8381 | 27517.7091 |  | 0
1950-11-21 | 0 | 0 | 0 | 0 | -6.6845 | -6.6845 | 3672.1536 | 27467.7091 |  | 0
1950-11-22 | 0 | 0 | 0 | 0 | -6.6845 | -6.6845 | 3665.4691 | 27417.709 |  | 0
1950-11-23 | 0 | 0 | 0 | 0 | -6.6845 | -6.6845 | 3658.7846 | 27367.709 |  | 0
1950-11-24 | 0 | 0 | 0 | 0 | -6.6845 | -6.6845 | 3652.1001 | 27317.7089 |  | 0
1950-11-25 | 0 | 0 | 0 | 0 | -6.6845 | -6.6845 | 3645.4156 | 27267.7088 |  | 0
1950-11-26 | 0 | 0 | 0 | 0 | -6.6845 | -6.6845 | 3638.7311 | 27217.7088 |  | 0
1950-11-27 | 0 | 0 | 0 | 0 | -6.6845 | -6.6845 | 3632.0466 | 27167.7087 |  | 0
1950-11-28 | 0 | 0 | 0 | 0 | -6.6845 | -6.6845 | 3625.3621 | 27117.7087 |  | 0
1950-11-29 | 0 | 0 | 0 | 0 | -6.6845 | -6.6845 | 3618.6776 | 27067.7086 |  | 0
1950-11-30 | 0 | 0 | 0 | 0 | -6.6845 | -6.6845 | 3611.9931 | 27017.7085 |  | 0
1950-12-01 | 0 | 0 | 0 | 0 | -6.6845 | -6.6845 | 3605.3086 | 26967.7085 |  | 0
1950-12-02 | 0 | 0 | 0 | 0 | -6.6845 | -6.6845 | 3598.6241 | 26917.7084 |  | 0
1950-12-03 | 0 | 0 | 0 | 0 | -6.6845 | -6.6845 | 3591.9396 | 26867.7084 |  | 0
1950-12-04 | 0 | 0 | 0 | 0 | -6.6845 | -6.6845 | 3585.2551 | 26817.7083 |  | 0
1950-12-05 | 0 | 0 | 0 | 0 | -6.6845 | -6.6845 | 3578.5706 | 26767.7082 |  | 0
1950-12-06 | 0 | 0 | 0 | 0 | -6.6845 | -6.6845 | 3571.8861 | 26717.7082 |  | 0
1950-12-07 | 0 | 0 | 0 | 0 | -6.6845 | -6.6845 | 3565.2016 | 26667.7081 |  | 0
1950-12-08 | 0 | 0 | 0 | 0 | -6.6845 | -6.6845 | 3558.5171 | 26617.7081 |  | 0
1950-12-09 | 0 | 0 | 0 | 0 | -6.6845 | -6.6845 | 3551.8326 | 26567.708 |  | 0
1950-12-10 | 0 | 0 | 0 | 0 | -6.6845 | -6.6845 | 3545.1481 | 26517.7079 |  | 0
1950-12-11 | 0 | 0 | 0 | 0 | -6.6845 | -6.6845 | 3538.4636 | 26467.7079 |  | 0
1950-12-12 | 0 | 0 | 0 | 0 | -6.6845 | -6.6845 | 3531.7791 | 26417.7078 |  | 0
1950-12-13 | 0 | 0 | 0 | 0 | -6.6845 | -6.6845 | 3525.0946 | 26367.7078 |  | 0
1950-12-14 | 0 | 0 | 0 | 0 | -6.6845 | -6.6845 | 3518.4101 | 26317.7077 |  | 0
1950-12-15 | 0 | 0 | 0 | 0 | -6.6845 | -6.6845 | 3511.7256 | 26267.7076 |  | 0
1950-12-16 | 0 | 0 | 0 | 0 | -6.6845 | -6.6845 | 3505.0411 | 26217.7076 |  | 0
1950-12-17 | 0 | 0 | 0 | 0 | -6.6845 | -6.6845 | 3498.3566 | 26167.7075 |  | 0
1950-12-18 | 0 | 0 | 0 | 0 | -6.6845 | -6.6845 | 3491.6721 | 26117.7075 |  | 0
1950-12-19 | 0 | 0 | 0 | 0 | -6.6845 | -6.6845 | 3484.9876 | 26067.7074 |  | 0
1950-12-20 | 0 | 0 | 0 | 0 | -6.6845 | -6.6845 | 3478.3031 | 26017.7073 |  | 0
1950-12-21 | 0 | 0 | 0 | 0 | -6.6845 | -6.6845 | 3471.6186 | 25967.7073 |  | 0
1950-12-22 | 0 | 0 | 0 | 0 | -6.6845 | -6.6845 | 3464.9341 | 25917.7072 |  | 0
1950-12-23 | 0 | 0 | 0 | 0 | -6.6845 | -6.6845 | 3458.2496 | 25867.7072 |  | 0
1950-12-24 | 0 | 0 | 0 | 0 | -6.6845 | -6.6845 | 3451.5651 | 25817.7071 |  | 0
1950-12-25 | 0 | 0 | 0 | 0 | -6.6845 | -6.6845 | 3444.8806 | 25767.707 |  | 0
1950-12-26 | 0 | 0 | 0 | 0 | -6.6845 | -6.6845 | 3438.1961 | 25717.707 |  | 0
1950-12-27 | 0 | 0 | 0 | 0 | -6.6845 | -6.6845 | 3431.5116 | 25667.7069 |  | 0
1950-12-28 | 0 | 0 | 0 | 0 | -6.6845 | -6.6845 | 3424.8271 | 25617.7069 |  | 0
1950-12-29 | 0 | 0 | 0 | 0 | -6.6845 | -6.6845 | 3418.1426 | 25567.7068 |  | 0
1950-12-30 | 0 | 0 | 0 | 0 | -6.6845 | -6.6845 | 3411.4581 | 25517.7067 |  | 0
1950-12-31 | 0 | 0 | 0 | 0 | -6.6845 | -6.6845 | 3404.7736 | 25467.7067 |  | 0
1951-01-01 | 0 | 0 | 0 | 0 | -6.6845 | -6.6845 | 3398.0891 | 25417.7066 |  | 0
1951-01-02 | 0.005 | 12.5764 | 3.6551 | 3.6551 | 2.2368 | 2.2368 | 3400.3259 | 25434.438 |  | 0
1951-01-03 | 0 | 0 | 0 | 0 | -6.6845 | -6.6845 | 3393.6414 | 25384.438 |  | 0
1951-01-04 | 0 | 0 | 0 | 0 | -6.6845 | -6.6845 | 3386.9569 | 25334.4379 |  | 0
1951-01-05 | 0 | 0 | 0 | 0 | -6.6845 | -6.6845 | 3380.2724 | 25284.4378 |  | 0
1951-01-06 | 0 | 0 | 0 | 0 | -6.6845 | -6.6845 | 3373.5879 | 25234.4378 |  | 0
1951-01-07 | 0 | 0 | 0 | 0 | -6.6845 | -6.6845 | 3366.9034 | 25184.4377 |  | 0
1951-01-08 | 0 | 0 | 0 | 0 | -6.6845 | -6.6845 | 3360.2189 | 25134.4377 |  | 0
1951-01-09 | 0 | 0 | 0 | 0 | -6.6845 | -6.6845 | 3353.5344 | 25084.4376 |  | 0
1951-01-10 | 0 | 0 | 0 | 0 | -6.6845 | -6.6845 | 3346.8499 | 25034.4375 |  | 0
1951-01-11 | 0 | 0 | 0 | 0 | -6.6845 | -6.6845 | 3340.1654 | 24984.4375 |  | 0
1951-01-12 | 0 | 0 | 0 | 0 | -6.6845 | -6.6845 | 3333.4809 | 24934.4374 |  | 0
1951-01-13 | 0 | 0 | 0 | 0 | -6.6845 | -6.6845 | 3326.7964 | 24884.4374 |  | 0
1951-01-14 | 0 | 0 | 0 | 0 | -6.6845 | -6.6845 | 3320.1119 | 24834.4373 |  | 0
1951-01-15 | 0 | 0 | 0 | 0 | -6.6845 | -6.6845 | 3313.4274 | 24784.4372 |  | 0
1951-01-16 | 0 | 0 | 0 | 0 | -6.6845 | -6.6845 | 3306.7429 | 24734.4372 |  | 0
1951-01-17 | 0 | 0 | 0 | 0 | -6.6845 | -6.6845 | 3300.0584 | 24684.4371 |  | 0
1951-01-18 | 0 | 0 | 0 | 0 | -6.6845 | -6.6845 | 3293.3739 | 24634.4371 |  | 0
1951-01-19 | 0 | 0 | 0 | 0 | -6.6845 | -6.6845 | 3286.6894 | 24584.437 |  | 0
1951-01-20 | 0 | 0 | 0 | 0 | -6.6845 | -6.6845 | 3280.0049 | 24534.4369 |  | 0
1951-01-21 | 0 | 0 | 0 | 0 | -6.6845 | -6.6845 | 3273.3204 | 24484.4369 |  | 0
1951-01-22 | 0 | 0 | 0 | 0 | -6.6845 | -6.6845 | 3266.6359 | 24434.4368 |  | 0
1951-01-23 | 0 | 0 | 0 | 0 | -6.6845 | -6.6845 | 3259.9514 | 24384.4368 |  | 0
1951-01-24 | 0 | 0 | 0 | 0 | -6.6845 | -6.6845 | 3253.2669 | 24334.4367 |  | 0
1951-01-25 | 0 | 0 | 0 | 0 | -6.6845 | -6.6845 | 3246.5824 | 24284.4366 |  | 0
1951-01-26 | 0 | 0 | 0 | 0 | -6.6845 | -6.6845 | 3239.8979 | 24234.4366 |  | 0
1951-01-27 | 0 | 0 | 0 | 0 | -6.6845 | -6.6845 | 3233.2134 | 24184.4365 |  | 0
1951-01-28 | 0 | 0 | 0 | 0 | -6.6845 | -6.6845 | 3226.5289 | 24134.4365 |  | 0
1951-01-29 | 0 | 0 | 0 | 0 | -6.6845 | -6.6845 | 3219.8444 | 24084.4364 |  | 0
1951-01-30 | 0 | 0 | 0 | 0 | -6.6845 | -6.6845 | 3213.1599 | 24034.4363 |  | 0
1951-01-31 | 0 | 0 | 0 | 0 | -6.6845 | -6.6845 | 3206.4754 | 23984.4363 |  | 0
1951-02-01 | 0 | 0 | 0 | 0 | -6.6845 | -6.6845 | 3199.7909 | 23934.4362 |  | 0
1951-02-02 | 0 | 0 | 0 | 0 | -6.6845 | -6.6845 | 3193.1064 | 23884.4362 |  | 0
1951-02-03 | 0 | 0 | 0 | 0 | -6.6845 | -6.6845 | 3186.4219 | 23834.4361 |  | 0
1951-02-04 | 0 | 0 | 0 | 0 | -6.6845 | -6.6845 | 3179.7374 | 23784.436 |  | 0
1951-02-05 | 0 | 0 | 0 | 0 | -6.6845 | -6.6845 | 3173.0529 | 23734.436 |  | 0
1951-02-06 | 0 | 0 | 0 | 0 | -6.6845 | -6.6845 | 3166.3684 | 23684.4359 |  | 0
1951-02-07 | 0 | 0 | 0 | 0 | -6.6845 | -6.6845 | 3159.6839 | 23634.4359 |  | 0
1951-02-08 | 0 | 0 | 0 | 0 | -6.6845 | -6.6845 | 3152.9994 | 23584.4358 |  | 0
1951-02-09 | 0 | 0 | 0 | 0 | -6.6845 | -6.6845 | 3146.3149 | 23534.4357 |  | 0
1951-02-10 | 0 | 0 | 0 | 0 | -6.6845 | -6.6845 | 3139.6304 | 23484.4357 |  | 0
1951-02-11 | 0 | 0 | 0 | 0 | -6.6845 | -6.6845 | 3132.9459 | 23434.4356 |  | 0
1951-02-12 | 0 | 0 | 0 | 0 | -6.6845 | -6.6845 | 3126.2614 | 23384.4356 |  | 0
1951-02-13 | 0 | 0 | 0 | 0 | -6.6845 | -6.6845 | 3119.5769 | 23334.4355 |  | 0
1951-02-14 | 0 | 0 | 0 | 0 | -6.6845 | -6.6845 | 3112.8924 | 23284.4354 |  | 0
1951-02-15 | 0 | 0 | 0 | 0 | -6.6845 | -6.6845 | 3106.2079 | 23234.4354 |  | 0
1951-02-16 | 0 | 0 | 0 | 0 | -6.6845 | -6.6845 | 3099.5234 | 23184.4353 |  | 0
1951-02-17 | 0 | 0 | 0 | 0 | -6.6845 | -6.6845 | 3092.8389 | 23134.4353 |  | 0
1951-02-18 | 0 | 0 | 0 | 0 | -6.6845 | -6.6845 | 3086.1544 | 23084.4352 |  | 0
1951-02-19 | 0 | 0 | 0 | 0 | -6.6845 | -6.6845 | 3079.4699 | 23034.4351 |  | 0
1951-02-20 | 0 | 0 | 0 | 0 | -6.6845 | -6.6845 | 3072.7854 | 22984.4351 |  | 0
1951-02-21 | 0 | 0 | 0 | 0 | -6.6845 | -6.6845 | 3066.1009 | 22934.435 |  | 0
1951-02-22 | 0 | 0 | 0 | 0 | -6.6845 | -6.6845 | 3059.4164 | 22884.435 |  | 0
1951-02-23 | 0 | 0 | 0 | 0 | -6.6845 | -6.6845 | 3052.7319 | 22834.4349 |  | 0
1951-02-24 | 0 | 0 | 0 | 0 | -6.6845 | -6.6845 | 3046.0474 | 22784.4348 |  | 0
1951-02-25 | 0 | 0 | 0 | 0 | -6.6845 | -6.6845 | 3039.3629 | 22734.4348 |  | 0
1951-02-26 | 0 | 0 | 0 | 0 | -6.6845 | -6.6845 | 3032.6784 | 22684.4347 |  | 0
1951-02-27 | 0 | 0 | 0 | 0 | -6.6845 | -6.6845 | 3025.9939 | 22634.4347 |  | 0
1951-02-28 | 0 | 0 | 0 | 0 | -6.6845 | -6.6845 | 3019.3094 | 22584.4346 |  | 0
1951-03-01 | 0 | 0 | 0 | 0 | -6.6845 | -6.6845 | 3012.6249 | 22534.4345 |  | 0
1951-03-02 | 0 | 0 | 0 | 0 | -6.6845 | -6.6845 | 3005.9404 | 22484.4345 |  | 0
1951-03-03 | 0 | 0 | 0 | 0 | -6.6845 | -6.6845 | 2999.2559 | 22434.4344 |  | 0
1951-03-04 | 0 | 0 | 0 | 0 | -6.6845 | -6.6845 | 2992.5714 | 22384.4344 |  | 0
1951-03-05 | 0 | 0 | 0 | 0 | -6.6845 | -6.6845 | 2985.8869 | 22334.4343 |  | 0
1951-03-06 | 0 | 0 | 0 | 0 | -6.6845 | -6.6845 | 2979.2024 | 22284.4342 |  | 0
1951-03-07 | 0 | 0 | 0 | 0 | -6.6845 | -6.6845 | 2972.5179 | 22234.4342 |  | 0
1951-03-08 | 0 | 0 | 0 | 0 | -6.6845 | -6.6845 | 2965.8334 | 22184.4341 |  | 0
1951-03-09 | 0.051667 | 129.9561 | 3.6551 | 3.6551 | 119.6166 | 119.6166 | 3085.45 | 23079.1659 |  | 0
1951-03-10 | 0.0033333 | 8.3843 | 3.6551 | 3.6551 | -1.9553 | -1.9553 | 3083.4947 | 23064.5402 |  | 0
1951-03-11 | 0 | 0 | 0 | 0 | -6.6845 | -6.6845 | 3076.8102 | 23014.5401 |  | 0
1951-03-12 | 0 | 0 | 0 | 0 | -6.6845 | -6.6845 | 3070.1257 | 22964.5401 |  | 0
1951-03-13 | 0 | 0 | 0 | 0 | -6.6845 | -6.6845 | 3063.4412 | 22914.54 |  | 0
1951-03-14 | 0 | 0 | 0 | 0 | -6.6845 | -6.6845 | 3056.7567 | 22864.54 |  | 0
1951-03-15 | 0 | 0 | 0 | 0 | -6.6845 | -6.6845 | 3050.0722 | 22814.5399 |  | 0
1951-03-16 | 0 | 0 | 0 | 0 | -6.6845 | -6.6845 | 3043.3877 | 22764.5398 |  | 0
1951-03-17 | 0 | 0 | 0 | 0 | -6.6845 | -6.6845 | 3036.7032 | 22714.5398 |  | 0
1951-03-18 | 0 | 0 | 0 | 0 | -6.6845 | -6.6845 | 3030.0187 | 22664.5397 |  | 0
1951-03-19 | 0 | 0 | 0 | 0 | -6.6845 | -6.6845 | 3023.3342 | 22614.5397 |  | 0
1951-03-20 | 0 | 0 | 0 | 0 | -6.6845 | -6.6845 | 3016.6497 | 22564.5396 |  | 0
1951-03-21 | 0 | 0 | 0 | 0 | -6.6845 | -6.6845 | 3009.9652 | 22514.5395 |  | 0
1951-03-22 | 0 | 0 | 0 | 0 | -6.6845 | -6.6845 | 3003.2807 | 22464.5395 |  | 0
1951-03-23 | 0 | 0 | 0 | 0 | -6.6845 | -6.6845 | 2996.5962 | 22414.5394 |  | 0
1951-03-24 | 0 | 0 | 0 | 0 | -6.6845 | -6.6845 | 2989.9117 | 22364.5394 |  | 0
1951-03-25 | 0.033333 | 83.8427 | 3.6551 | 3.6551 | 73.5031 | 73.5031 | 3063.4148 | 22914.3424 |  | 0
1951-03-26 | 0.0091667 | 23.0567 | 3.6551 | 3.6551 | 12.7172 | 12.7172 | 3076.1319 | 23009.4668 |  | 0
1951-03-27 | 0.00083333 | 2.0961 | 3.6551 | 2.0961 | -6.6845 | -6.6845 | 3069.4474 | 22959.4667 |  | 0
1951-03-28 | 0.0125 | 31.441 | 3.6551 | 3.6551 | 21.1014 | 21.1014 | 3090.5488 | 23117.3053 |  | 0
1951-03-29 | 0 | 0 | 0 | 0 | -6.6845 | -6.6845 | 3083.8643 | 23067.3053 |  | 0
1951-03-30 | 0 | 0 | 0 | 0 | -6.6845 | -6.6845 | 3077.1798 | 23017.3052 |  | 0
1951-03-31 | 0 | 0 | 0 | 0 | -6.6845 | -6.6845 | 3070.4953 | 22967.3051 |  | 0
1951-04-01 | 0 | 0 | 0 | 0 | -6.6845 | -6.6845 | 3063.8108 | 22917.3051 |  | 0
1951-04-02 | 0 | 0 | 0 | 0 | -6.6845 | -6.6845 | 3057.1263 | 22867.305 |  | 0
1951-04-03 | 0 | 0 | 0 | 0 | -6.6845 | -6.6845 | 3050.4418 | 22817.305 |  | 0
1951-04-04 | 0 | 0 | 0 | 0 | -6.6845 | -6.6845 | 3043.7573 | 22767.3049 |  | 0
1951-04-05 | 0 | 0 | 0 | 0 | -6.6845 | -6.6845 | 3037.0728 | 22717.3048 |  | 0
1951-04-06 | 0 | 0 | 0 | 0 | -6.6845 | -6.6845 | 3030.3883 | 22667.3048 |  | 0
1951-04-07 | 0 | 0 | 0 | 0 | -6.6845 | -6.6845 | 3023.7038 | 22617.3047 |  | 0
1951-04-08 | 0 | 0 | 0 | 0 | -6.6845 | -6.6845 | 3017.0193 | 22567.3047 |  | 0
1951-04-09 | 0 | 0 | 0 | 0 | -6.6845 | -6.6845 | 3010.3348 | 22517.3046 |  | 0
1951-04-10 | 0 | 0 | 0 | 0 | -6.6845 | -6.6845 | 3003.6503 | 22467.3045 |  | 0
1951-04-11 | 0 | 0 | 0 | 0 | -6.6845 | -6.6845 | 2996.9658 | 22417.3045 |  | 0
1951-04-12 | 0 | 0 | 0 | 0 | -6.6845 | -6.6845 | 2990.2813 | 22367.3044 |  | 0
1951-04-13 | 0 | 0 | 0 | 0 | -6.6845 | -6.6845 | 2983.5968 | 22317.3044 |  | 0
1951-04-14 | 0 | 0 | 0 | 0 | -6.6845 | -6.6845 | 2976.9123 | 22267.3043 |  | 0
1951-04-15 | 0 | 0 | 0 | 0 | -6.6845 | -6.6845 | 2970.2278 | 22217.3042 |  | 0
1951-04-16 | 0 | 0 | 0 | 0 | -6.6845 | -6.6845 | 2963.5433 | 22167.3042 |  | 0
1951-04-17 | 0 | 0 | 0 | 0 | -6.6845 | -6.6845 | 2956.8588 | 22117.3041 |  | 0
1951-04-18 | 0 | 0 | 0 | 0 | -6.6845 | -6.6845 | 2950.1743 | 22067.3041 |  | 0
1951-04-19 | 0 | 0 | 0 | 0 | -6.6845 | -6.6845 | 2943.4898 | 22017.304 |  | 0
1951-04-20 | 0 | 0 | 0 | 0 | -6.6845 | -6.6845 | 2936.8053 | 21967.3039 |  | 0
1951-04-21 | 0 | 0 | 0 | 0 | -6.6845 | -6.6845 | 2930.1208 | 21917.3039 |  | 0
1951-04-22 | 0 | 0 | 0 | 0 | -6.6845 | -6.6845 | 2923.4363 | 21867.3038 |  | 0
1951-04-23 | 0 | 0 | 0 | 0 | -6.6845 | -6.6845 | 2916.7518 | 21817.3038 |  | 0
1951-04-24 | 0 | 0 | 0 | 0 | -6.6845 | -6.6845 | 2910.0673 | 21767.3037 |  | 0
1951-04-25 | 0 | 0 | 0 | 0 | -6.6845 | -6.6845 | 2903.3828 | 21717.3036 |  | 0
1951-04-26 | 0 | 0 | 0 | 0 | -6.6845 | -6.6845 | 2896.6983 | 21667.3036 |  | 0
1951-04-27 | 0 | 0 | 0 | 0 | -6.6845 | -6.6845 | 2890.0138 | 21617.3035 |  | 0
1951-04-28 | 0 | 0 | 0 | 0 | -6.6845 | -6.6845 | 2883.3293 | 21567.3035 |  | 0
1951-04-29 | 0 | 0 | 0 | 0 | -6.6845 | -6.6845 | 2876.6448 | 21517.3034 |  | 0
1951-04-30 | 0 | 0 | 0 | 0 | -6.6845 | -6.6845 | 2869.9603 | 21467.3033 |  | 0
1951-05-01 | 0 | 0 | 0 | 0 | -6.6845 | -6.6845 | 2863.2758 | 21417.3033 |  | 0
1951-05-02 | 0 | 0 | 0 | 0 | -6.6845 | -6.6845 | 2856.5913 | 21367.3032 |  | 0
1951-05-03 | 0 | 0 | 0 | 0 | -6.6845 | -6.6845 | 2849.9068 | 21317.3032 |  | 0
1951-05-04 | 0 | 0 | 0 | 0 | -6.6845 | -6.6845 | 2843.2223 | 21267.3031 |  | 0
1951-05-05 | 0 | 0 | 0 | 0 | -6.6845 | -6.6845 | 2836.5378 | 21217.303 |  | 0
1951-05-06 | 0 | 0 | 0 | 0 | -6.6845 | -6.6845 | 2829.8533 | 21167.303 |  | 0
1951-05-07 | 0 | 0 | 0 | 0 | -6.6845 | -6.6845 | 2823.1688 | 21117.3029 |  | 0
1951-05-08 | 0 | 0 | 0 | 0 | -6.6845 | -6.6845 | 2816.4843 | 21067.3029 |  | 0
1951-05-09 | 0 | 0 | 0 | 0 | -6.6845 | -6.6845 | 2809.7998 | 21017.3028 |  | 0
1951-05-10 | 0 | 0 | 0 | 0 | -6.6845 | -6.6845 | 2803.1153 | 20967.3027 |  | 0
1951-05-11 | 0.023333 | 58.6899 | 3.6551 | 3.6551 | 48.3503 | 48.3503 | 2851.4656 | 21328.9629 |  | 0
1951-05-12 | 0.045833 | 115.2837 | 3.6551 | 3.6551 | 104.9441 | 104.9441 | 2956.4097 | 22113.9446 |  | 0
1951-05-13 | 0 | 0 | 0 | 0 | -6.6845 | -6.6845 | 2949.7252 | 22063.9446 |  | 0
1951-05-14 | 0 | 0 | 0 | 0 | -6.6845 | -6.6845 | 2943.0407 | 22013.9445 |  | 0
1951-05-15 | 0 | 0 | 0 | 0 | -6.6845 | -6.6845 | 2936.3562 | 21963.9445 |  | 0
1951-05-16 | 0 | 0 | 0 | 0 | -6.6845 | -6.6845 | 2929.6717 | 21913.9444 |  | 0
1951-05-17 | 0 | 0 | 0 | 0 | -6.6845 | -6.6845 | 2922.9872 | 21863.9443 |  | 0
1951-05-18 | 0 | 0 | 0 | 0 | -6.6845 | -6.6845 | 2916.3027 | 21813.9443 |  | 0
1951-05-19 | 0 | 0 | 0 | 0 | -6.6845 | -6.6845 | 2909.6182 | 21763.9442 |  | 0
1951-05-20 | 0.064167 | 161.3971 | 3.6551 | 3.6551 | 151.0576 | 151.0576 | 3060.6758 | 22893.8547 |  | 0
1951-05-21 | 0 | 0 | 0 | 0 | -6.6845 | -6.6845 | 3053.9913 | 22843.8547 |  | 0
1951-05-22 | 0 | 0 | 0 | 0 | -6.6845 | -6.6845 | 3047.3068 | 22793.8546 |  | 0
1951-05-23 | 0.0125 | 31.441 | 3.6551 | 3.6551 | 21.1014 | 21.1014 | 3068.4082 | 22951.6932 |  | 0
1951-05-24 | 0.018333 | 46.1135 | 3.6551 | 3.6551 | 35.7739 | 35.7739 | 3104.1821 | 23219.2819 |  | 0
1951-05-25 | 0 | 0 | 0 | 0 | -6.6845 | -6.6845 | 3097.4976 | 23169.2818 |  | 0
1951-05-26 | 0 | 0 | 0 | 0 | -6.6845 | -6.6845 | 3090.8131 | 23119.2818 |  | 0
1951-05-27 | 0 | 0 | 0 | 0 | -6.6845 | -6.6845 | 3084.1286 | 23069.2817 |  | 0
1951-05-28 | 0 | 0 | 0 | 0 | -6.6845 | -6.6845 | 3077.4441 | 23019.2816 |  | 0
1951-05-29 | 0 | 0 | 0 | 0 | -6.6845 | -6.6845 | 3070.7596 | 22969.2816 |  | 0
1951-05-30 | 0 | 0 | 0 | 0 | -6.6845 | -6.6845 | 3064.0751 | 22919.2815 |  | 0
1951-05-31 | 0.0083333 | 20.9607 | 3.6551 | 3.6551 | 10.6211 | 10.6211 | 3074.6962 | 22998.7273 |  | 0
1951-06-01 | 0 | 0 | 0 | 0 | -6.6845 | -6.6845 | 3068.0117 | 22948.7272 |  | 0
1951-06-02 | 0.076667 | 192.8381 | 3.6551 | 3.6551 | 182.4986 | 182.4986 | 3250.5102 | 24313.8164 |  | 0
1951-06-03 | 0 | 0 | 0 | 0 | -6.6845 | -6.6845 | 3243.8257 | 24263.8163 |  | 0
1951-06-04 | 0 | 0 | 0 | 0 | -6.6845 | -6.6845 | 3237.1412 | 24213.8163 |  | 0
1951-06-05 | 0 | 0 | 0 | 0 | -6.6845 | -6.6845 | 3230.4567 | 24163.8162 |  | 0
1951-06-06 | 0 | 0 | 0 | 0 | -6.6845 | -6.6845 | 3223.7722 | 24113.8161 |  | 0
1951-06-07 | 0 | 0 | 0 | 0 | -6.6845 | -6.6845 | 3217.0877 | 24063.8161 |  | 0
1951-06-08 | 0 | 0 | 0 | 0 | -6.6845 | -6.6845 | 3210.4032 | 24013.816 |  | 0
1951-06-09 | 0 | 0 | 0 | 0 | -6.6845 | -6.6845 | 3203.7187 | 23963.816 |  | 0
1951-06-10 | 0 | 0 | 0 | 0 | -6.6845 | -6.6845 | 3197.0342 | 23913.8159 |  | 0
1951-06-11 | 0 | 0 | 0 | 0 | -6.6845 | -6.6845 | 3190.3497 | 23863.8158 |  | 0
1951-06-12 | 0 | 0 | 0 | 0 | -6.6845 | -6.6845 | 3183.6652 | 23813.8158 |  | 0
1951-06-13 | 0.0075 | 18.8646 | 3.6551 | 3.6551 | 8.525 | 8.525 | 3192.1902 | 23877.5829 |  | 0
1951-06-14 | 0 | 0 | 0 | 0 | -6.6845 | -6.6845 | 3185.5057 | 23827.5829 |  | 0
1951-06-15 | 0 | 0 | 0 | 0 | -6.6845 | -6.6845 | 3178.8212 | 23777.5828 |  | 0
1951-06-16 | 0 | 0 | 0 | 0 | -6.6845 | -6.6845 | 3172.1367 | 23727.5827 |  | 0
1951-06-17 | 0 | 0 | 0 | 0 | -6.6845 | -6.6845 | 3165.4522 | 23677.5827 |  | 0
1951-06-18 | 0 | 0 | 0 | 0 | -6.6845 | -6.6845 | 3158.7677 | 23627.5826 |  | 0
1951-06-19 | 0 | 0 | 0 | 0 | -6.6845 | -6.6845 | 3152.0832 | 23577.5826 |  | 0
1951-06-20 | 0 | 0 | 0 | 0 | -6.6845 | -6.6845 | 3145.3987 | 23527.5825 |  | 0
1951-06-21 | 0 | 0 | 0 | 0 | -6.6845 | -6.6845 | 3138.7142 | 23477.5824 |  | 0
1951-06-22 | 0 | 0 | 0 | 0 | -6.6845 | -6.6845 | 3132.0297 | 23427.5824 |  | 0
1951-06-23 | 0 | 0 | 0 | 0 | -6.6845 | -6.6845 | 3125.3452 | 23377.5823 |  | 0
1951-06-24 | 0 | 0 | 0 | 0 | -6.6845 | -6.6845 | 3118.6607 | 23327.5823 |  | 0
1951-06-25 | 0 | 0 | 0 | 0 | -6.6845 | -6.6845 | 3111.9762 | 23277.5822 |  | 0
1951-06-26 | 0 | 0 | 0 | 0 | -6.6845 | -6.6845 | 3105.2917 | 23227.5821 |  | 0
1951-06-27 | 0 | 0 | 0 | 0 | -6.6845 | -6.6845 | 3098.6072 | 23177.5821 |  | 0
1951-06-28 | 0 | 0 | 0 | 0 | -6.6845 | -6.6845 | 3091.9227 | 23127.582 |  | 0
1951-06-29 | 0 | 0 | 0 | 0 | -6.6845 | -6.6845 | 3085.2382 | 23077.582 |  | 0
1951-06-30 | 0 | 0 | 0 | 0 | -6.6845 | -6.6845 | 3078.5537 | 23027.5819 |  | 0
1951-07-01 | 0 | 0 | 0 | 0 | -6.6845 | -6.6845 | 3071.8692 | 22977.5818 |  | 0
1951-07-02 | 0.0083333 | 20.9607 | 3.6551 | 3.6551 | 10.6211 | 10.6211 | 3082.4903 | 23057.0276 |  | 0
1951-07-03 | 0.0083333 | 20.9607 | 3.6551 | 3.6551 | 10.6211 | 10.6211 | 3093.1114 | 23136.4733 |  | 0
1951-07-04 | 0.0016667 | 4.1921 | 3.6551 | 3.6551 | -6.1474 | -6.1474 | 3086.964 | 23090.4904 |  | 0
1951-07-05 | 0 | 0 | 0 | 0 | -6.6845 | -6.6845 | 3080.2795 | 23040.4903 |  | 0
1951-07-06 | 0 | 0 | 0 | 0 | -6.6845 | -6.6845 | 3073.595 | 22990.4903 |  | 0
1951-07-07 | 0 | 0 | 0 | 0 | -6.6845 | -6.6845 | 3066.9105 | 22940.4902 |  | 0
1951-07-08 | 0 | 0 | 0 | 0 | -6.6845 | -6.6845 | 3060.226 | 22890.4902 |  | 0
1951-07-09 | 0 | 0 | 0 | 0 | -6.6845 | -6.6845 | 3053.5415 | 22840.4901 |  | 0
1951-07-10 | 0 | 0 | 0 | 0 | -6.6845 | -6.6845 | 3046.857 | 22790.49 |  | 0
1951-07-11 | 0 | 0 | 0 | 0 | -6.6845 | -6.6845 | 3040.1725 | 22740.49 |  | 0
1951-07-12 | 0.0025 | 6.2882 | 3.6551 | 3.6551 | -4.0514 | -4.0514 | 3036.1211 | 22710.1856 |  | 0
1951-07-13 | 0.015 | 37.7292 | 3.6551 | 3.6551 | 27.3896 | 27.3896 | 3063.5107 | 22915.06 |  | 0
1951-07-14 | 0.035 | 88.0348 | 3.6551 | 3.6551 | 77.6952 | 77.6952 | 3141.2059 | 23496.2202 |  | 0
1951-07-15 | 0 | 0 | 0 | 0 | -6.6845 | -6.6845 | 3134.5214 | 23446.2202 |  | 0
1951-07-16 | 0.033333 | 83.8427 | 3.6551 | 3.6551 | 73.5031 | 73.5031 | 3208.0245 | 23996.0233 |  | 0
1951-07-17 | 0.0025 | 6.2882 | 3.6551 | 3.6551 | -4.0514 | -4.0514 | 3203.9731 | 23965.719 |  | 0
1951-07-18 | 0 | 0 | 0 | 0 | -6.6845 | -6.6845 | 3197.2886 | 23915.7189 |  | 0
1951-07-19 | 0 | 0 | 0 | 0 | -6.6845 | -6.6845 | 3190.6041 | 23865.7188 |  | 0
1951-07-20 | 0 | 0 | 0 | 0 | -6.6845 | -6.6845 | 3183.9196 | 23815.7188 |  | 0
1951-07-21 | 0 | 0 | 0 | 0 | -6.6845 | -6.6845 | 3177.2351 | 23765.7187 |  | 0
1951-07-22 | 0 | 0 | 0 | 0 | -6.6845 | -6.6845 | 3170.5506 | 23715.7187 |  | 0
1951-07-23 | 0.0041667 | 10.4803 | 3.6551 | 3.6551 | 0.14075 | 0.14075 | 3170.6914 | 23716.7715 |  | 0
1951-07-24 | 0.0125 | 31.441 | 3.6551 | 3.6551 | 21.1014 | 21.1014 | 3191.7928 | 23874.6101 |  | 0
1951-07-25 | 0 | 0 | 0 | 0 | -6.6845 | -6.6845 | 3185.1083 | 23824.61 |  | 0
1951-07-26 | 0 | 0 | 0 | 0 | -6.6845 | -6.6845 | 3178.4238 | 23774.61 |  | 0
1951-07-27 | 0 | 0 | 0 | 0 | -6.6845 | -6.6845 | 3171.7393 | 23724.6099 |  | 0
1951-07-28 | 0 | 0 | 0 | 0 | -6.6845 | -6.6845 | 3165.0548 | 23674.6099 |  | 0
1951-07-29 | 0 | 0 | 0 | 0 | -6.6845 | -6.6845 | 3158.3703 | 23624.6098 |  | 0
1951-07-30 | 0 | 0 | 0 | 0 | -6.6845 | -6.6845 | 3151.6858 | 23574.6097 |  | 0
1951-07-31 | 0 | 0 | 0 | 0 | -6.6845 | -6.6845 | 3145.0013 | 23524.6097 |  | 0
1951-08-01 | 0 | 0 | 0 | 0 | -6.6845 | -6.6845 | 3138.3168 | 23474.6096 |  | 0
1951-08-02 | 0 | 0 | 0 | 0 | -6.6845 | -6.6845 | 3131.6323 | 23424.6096 |  | 0
1951-08-03 | 0 | 0 | 0 | 0 | -6.6845 | -6.6845 | 3124.9478 | 23374.6095 |  | 0
1951-08-04 | 0 | 0 | 0 | 0 | -6.6845 | -6.6845 | 3118.2633 | 23324.6094 |  | 0
1951-08-05 | 0 | 0 | 0 | 0 | -6.6845 | -6.6845 | 3111.5788 | 23274.6094 |  | 0
1951-08-06 | 0 | 0 | 0 | 0 | -6.6845 | -6.6845 | 3104.8943 | 23224.6093 |  | 0
1951-08-07 | 0 | 0 | 0 | 0 | -6.6845 | -6.6845 | 3098.2098 | 23174.6093 |  | 0
1951-08-08 | 0 | 0 | 0 | 0 | -6.6845 | -6.6845 | 3091.5253 | 23124.6092 |  | 0
1951-08-09 | 0 | 0 | 0 | 0 | -6.6845 | -6.6845 | 3084.8408 | 23074.6091 |  | 0
1951-08-10 | 0 | 0 | 0 | 0 | -6.6845 | -6.6845 | 3078.1563 | 23024.6091 |  | 0
1951-08-11 | 0.014167 | 35.6331 | 3.6551 | 3.6551 | 25.2936 | 25.2936 | 3103.4498 | 23213.8049 |  | 0
1951-08-12 | 0 | 0 | 0 | 0 | -6.6845 | -6.6845 | 3096.7653 | 23163.8048 |  | 0
1951-08-13 | 0 | 0 | 0 | 0 | -6.6845 | -6.6845 | 3090.0808 | 23113.8047 |  | 0
1951-08-14 | 0 | 0 | 0 | 0 | -6.6845 | -6.6845 | 3083.3963 | 23063.8047 |  | 0
1951-08-15 | 0 | 0 | 0 | 0 | -6.6845 | -6.6845 | 3076.7118 | 23013.8046 |  | 0
1951-08-16 | 0 | 0 | 0 | 0 | -6.6845 | -6.6845 | 3070.0273 | 22963.8046 |  | 0
1951-08-17 | 0 | 0 | 0 | 0 | -6.6845 | -6.6845 | 3063.3428 | 22913.8045 |  | 0
1951-08-18 | 0 | 0 | 0 | 0 | -6.6845 | -6.6845 | 3056.6583 | 22863.8044 |  | 0
1951-08-19 | 0 | 0 | 0 | 0 | -6.6845 | -6.6845 | 3049.9738 | 22813.8044 |  | 0
1951-08-20 | 0 | 0 | 0 | 0 | -6.6845 | -6.6845 | 3043.2893 | 22763.8043 |  | 0
1951-08-21 | 0 | 0 | 0 | 0 | -6.6845 | -6.6845 | 3036.6048 | 22713.8043 |  | 0
1951-08-22 | 0.030833 | 77.5545 | 3.6551 | 3.6551 | 67.2149 | 67.2149 | 3103.8197 | 23216.5716 |  | 0
1951-08-23 | 0 | 0 | 0 | 0 | -6.6845 | -6.6845 | 3097.1352 | 23166.5716 |  | 0
1951-08-24 | 0 | 0 | 0 | 0 | -6.6845 | -6.6845 | 3090.4507 | 23116.5715 |  | 0
1951-08-25 | 0 | 0 | 0 | 0 | -6.6845 | -6.6845 | 3083.7662 | 23066.5714 |  | 0
1951-08-26 | 0 | 0 | 0 | 0 | -6.6845 | -6.6845 | 3077.0817 | 23016.5714 |  | 0
1951-08-27 | 0 | 0 | 0 | 0 | -6.6845 | -6.6845 | 3070.3972 | 22966.5713 |  | 0
1951-08-28 | 0.03 | 75.4584 | 3.6551 | 3.6551 | 65.1188 | 65.1188 | 3135.5161 | 23453.6601 |  | 0
1951-08-29 | 0.071667 | 180.2617 | 3.6551 | 3.6551 | 169.9222 | 169.9222 | 3305.4382 | 24724.6778 |  | 0
1951-08-30 | 0 | 0 | 0 | 0 | -6.6845 | -6.6845 | 3298.7537 | 24674.6777 |  | 0
1951-08-31 | 0 | 0 | 0 | 0 | -6.6845 | -6.6845 | 3292.0692 | 24624.6777 |  | 0
1951-09-01 | 0 | 0 | 0 | 0 | -6.6845 | -6.6845 | 3285.3847 | 24574.6776 |  | 0
1951-09-02 | 0 | 0 | 0 | 0 | -6.6845 | -6.6845 | 3278.7002 | 24524.6775 |  | 0
1951-09-03 | 0 | 0 | 0 | 0 | -6.6845 | -6.6845 | 3272.0157 | 24474.6775 |  | 0
1951-09-04 | 0 | 0 | 0 | 0 | -6.6845 | -6.6845 | 3265.3312 | 24424.6774 |  | 0
1951-09-05 | 0 | 0 | 0 | 0 | -6.6845 | -6.6845 | 3258.6467 | 24374.6774 |  | 0
1951-09-06 | 0 | 0 | 0 | 0 | -6.6845 | -6.6845 | 3251.9622 | 24324.6773 |  | 0
1951-09-07 | 0.015 | 37.7292 | 3.6551 | 3.6551 | 27.3896 | 27.3896 | 3279.3518 | 24529.5517 |  | 0
1951-09-08 | 0.018333 | 46.1135 | 3.6551 | 3.6551 | 35.7739 | 35.7739 | 3315.1257 | 24797.1403 |  | 0
1951-09-09 | 0.033333 | 83.8427 | 3.6551 | 3.6551 | 73.5031 | 73.5031 | 3388.6288 | 25346.9434 |  | 0
1951-09-10 | 0.00083333 | 2.0961 | 3.6551 | 2.0961 | -6.6845 | -6.6845 | 3381.9443 | 25296.9434 |  | 0
1951-09-11 | 0.023333 | 58.6899 | 3.6551 | 3.6551 | 48.3503 | 48.3503 | 3430.2946 | 25658.6035 |  | 0
1951-09-12 | 0 | 0 | 0 | 0 | -6.6845 | -6.6845 | 3423.6101 | 25608.6034 |  | 0
1951-09-13 | 0 | 0 | 0 | 0 | -6.6845 | -6.6845 | 3416.9256 | 25558.6034 |  | 0
1951-09-14 | 0 | 0 | 0 | 0 | -6.6845 | -6.6845 | 3410.2411 | 25508.6033 |  | 0
1951-09-15 | 0 | 0 | 0 | 0 | -6.6845 | -6.6845 | 3403.5566 | 25458.6033 |  | 0
1951-09-16 | 0 | 0 | 0 | 0 | -6.6845 | -6.6845 | 3396.8721 | 25408.6032 |  | 0
1951-09-17 | 0 | 0 | 0 | 0 | -6.6845 | -6.6845 | 3390.1876 | 25358.6031 |  | 0
1951-09-18 | 0 | 0 | 0 | 0 | -6.6845 | -6.6845 | 3383.5031 | 25308.6031 |  | 0
1951-09-19 | 0 | 0 | 0 | 0 | -6.6845 | -6.6845 | 3376.8186 | 25258.603 |  | 0
1951-09-20 | 0 | 0 | 0 | 0 | -6.6845 | -6.6845 | 3370.1341 | 25208.603 |  | 0
1951-09-21 | 0 | 0 | 0 | 0 | -6.6845 | -6.6845 | 3363.4496 | 25158.6029 |  | 0
1951-09-22 | 0 | 0 | 0 | 0 | -6.6845 | -6.6845 | 3356.7651 | 25108.6028 |  | 0
1951-09-23 | 0 | 0 | 0 | 0 | -6.6845 | -6.6845 | 3350.0806 | 25058.6028 |  | 0
1951-09-24 | 0 | 0 | 0 | 0 | -6.6845 | -6.6845 | 3343.3961 | 25008.6027 |  | 0
1951-09-25 | 0 | 0 | 0 | 0 | -6.6845 | -6.6845 | 3336.7116 | 24958.6027 |  | 0
1951-09-26 | 0 | 0 | 0 | 0 | -6.6845 | -6.6845 | 3330.0271 | 24908.6026 |  | 0
1951-09-27 | 0 | 0 | 0 | 0 | -6.6845 | -6.6845 | 3323.3426 | 24858.6025 |  | 0
1951-09-28 | 0 | 0 | 0 | 0 | -6.6845 | -6.6845 | 3316.6581 | 24808.6025 |  | 0
1951-09-29 | 0 | 0 | 0 | 0 | -6.6845 | -6.6845 | 3309.9736 | 24758.6024 |  | 0
1951-09-30 | 0 | 0 | 0 | 0 | -6.6845 | -6.6845 | 3303.2891 | 24708.6024 |  | 0
1951-10-01 | 0 | 0 | 0 | 0 | -6.6845 | -6.6845 | 3296.6046 | 24658.6023 |  | 0
1951-10-02 | 0 | 0 | 0 | 0 | -6.6845 | -6.6845 | 3289.9201 | 24608.6022 |  | 0
1951-10-03 | 0 | 0 | 0 | 0 | -6.6845 | -6.6845 | 3283.2356 | 24558.6022 |  | 0
1951-10-04 | 0 | 0 | 0 | 0 | -6.6845 | -6.6845 | 3276.5511 | 24508.6021 |  | 0
1951-10-05 | 0 | 0 | 0 | 0 | -6.6845 | -6.6845 | 3269.8666 | 24458.6021 |  | 0
1951-10-06 | 0 | 0 | 0 | 0 | -6.6845 | -6.6845 | 3263.1821 | 24408.602 |  | 0
1951-10-07 | 0 | 0 | 0 | 0 | -6.6845 | -6.6845 | 3256.4976 | 24358.6019 |  | 0
1951-10-08 | 0 | 0 | 0 | 0 | -6.6845 | -6.6845 | 3249.8131 | 24308.6019 |  | 0
1951-10-09 | 0 | 0 | 0 | 0 | -6.6845 | -6.6845 | 3243.1286 | 24258.6018 |  | 0
1951-10-10 | 0 | 0 | 0 | 0 | -6.6845 | -6.6845 | 3236.4441 | 24208.6018 |  | 0
1951-10-11 | 0 | 0 | 0 | 0 | -6.6845 | -6.6845 | 3229.7596 | 24158.6017 |  | 0
1951-10-12 | 0 | 0 | 0 | 0 | -6.6845 | -6.6845 | 3223.0751 | 24108.6016 |  | 0
1951-10-13 | 0 | 0 | 0 | 0 | -6.6845 | -6.6845 | 3216.3906 | 24058.6016 |  | 0
1951-10-14 | 0 | 0 | 0 | 0 | -6.6845 | -6.6845 | 3209.7061 | 24008.6015 |  | 0
1951-10-15 | 0 | 0 | 0 | 0 | -6.6845 | -6.6845 | 3203.0216 | 23958.6015 |  | 0
1951-10-16 | 0 | 0 | 0 | 0 | -6.6845 | -6.6845 | 3196.3371 | 23908.6014 |  | 0
1951-10-17 | 0 | 0 | 0 | 0 | -6.6845 | -6.6845 | 3189.6526 | 23858.6013 |  | 0
1951-10-18 | 0 | 0 | 0 | 0 | -6.6845 | -6.6845 | 3182.9681 | 23808.6013 |  | 0
1951-10-19 | 0 | 0 | 0 | 0 | -6.6845 | -6.6845 | 3176.2836 | 23758.6012 |  | 0
1951-10-20 | 0 | 0 | 0 | 0 | -6.6845 | -6.6845 | 3169.5991 | 23708.6012 |  | 0
1951-10-21 | 0 | 0 | 0 | 0 | -6.6845 | -6.6845 | 3162.9146 | 23658.6011 |  | 0
1951-10-22 | 0 | 0 | 0 | 0 | -6.6845 | -6.6845 | 3156.2301 | 23608.601 |  | 0
1951-10-23 | 0 | 0 | 0 | 0 | -6.6845 | -6.6845 | 3149.5456 | 23558.601 |  | 0
1951-10-24 | 0 | 0 | 0 | 0 | -6.6845 | -6.6845 | 3142.8611 | 23508.6009 |  | 0
1951-10-25 | 0.0025 | 6.2882 | 3.6551 | 3.6551 | -4.0514 | -4.0514 | 3138.8097 | 23478.2966 |  | 0
1951-10-26 | 0.00083333 | 2.0961 | 3.6551 | 2.0961 | -6.6845 | -6.6845 | 3132.1252 | 23428.2965 |  | 0
1951-10-27 | 0 | 0 | 0 | 0 | -6.6845 | -6.6845 | 3125.4407 | 23378.2965 |  | 0
1951-10-28 | 0 | 0 | 0 | 0 | -6.6845 | -6.6845 | 3118.7562 | 23328.2964 |  | 0
1951-10-29 | 0 | 0 | 0 | 0 | -6.6845 | -6.6845 | 3112.0717 | 23278.2964 |  | 0
1951-10-30 | 0 | 0 | 0 | 0 | -6.6845 | -6.6845 | 3105.3872 | 23228.2963 |  | 0
1951-10-31 | 0 | 0 | 0 | 0 | -6.6845 | -6.6845 | 3098.7027 | 23178.2962 |  | 0
1951-11-01 | 0 | 0 | 0 | 0 | -6.6845 | -6.6845 | 3092.0182 | 23128.2962 |  | 0
1951-11-02 | 0 | 0 | 0 | 0 | -6.6845 | -6.6845 | 3085.3337 | 23078.2961 |  | 0
1951-11-03 | 0 | 0 | 0 | 0 | -6.6845 | -6.6845 | 3078.6492 | 23028.2961 |  | 0
1951-11-04 | 0 | 0 | 0 | 0 | -6.6845 | -6.6845 | 3071.9647 | 22978.296 |  | 0
1951-11-05 | 0 | 0 | 0 | 0 | -6.6845 | -6.6845 | 3065.2802 | 22928.2959 |  | 0
1951-11-06 | 0 | 0 | 0 | 0 | -6.6845 | -6.6845 | 3058.5957 | 22878.2959 |  | 0
1951-11-07 | 0 | 0 | 0 | 0 | -6.6845 | -6.6845 | 3051.9112 | 22828.2958 |  | 0
1951-11-08 | 0 | 0 | 0 | 0 | -6.6845 | -6.6845 | 3045.2267 | 22778.2958 |  | 0
1951-11-09 | 0 | 0 | 0 | 0 | -6.6845 | -6.6845 | 3038.5422 | 22728.2957 |  | 0
1951-11-10 | 0 | 0 | 0 | 0 | -6.6845 | -6.6845 | 3031.8577 | 22678.2956 |  | 0
1951-11-11 | 0 | 0 | 0 | 0 | -6.6845 | -6.6845 | 3025.1732 | 22628.2956 |  | 0
1951-11-12 | 0 | 0 | 0 | 0 | -6.6845 | -6.6845 | 3018.4887 | 22578.2955 |  | 0
1951-11-13 | 0 | 0 | 0 | 0 | -6.6845 | -6.6845 | 3011.8042 | 22528.2955 |  | 0
1951-11-14 | 0 | 0 | 0 | 0 | -6.6845 | -6.6845 | 3005.1197 | 22478.2954 |  | 0
1951-11-15 | 0 | 0 | 0 | 0 | -6.6845 | -6.6845 | 2998.4352 | 22428.2953 |  | 0
1951-11-16 | 0 | 0 | 0 | 0 | -6.6845 | -6.6845 | 2991.7507 | 22378.2953 |  | 0
1951-11-17 | 0 | 0 | 0 | 0 | -6.6845 | -6.6845 | 2985.0662 | 22328.2952 |  | 0
1951-11-18 | 0 | 0 | 0 | 0 | -6.6845 | -6.6845 | 2978.3817 | 22278.2952 |  | 0
1951-11-19 | 0 | 0 | 0 | 0 | -6.6845 | -6.6845 | 2971.6972 | 22228.2951 |  | 0
1951-11-20 | 0 | 0 | 0 | 0 | -6.6845 | -6.6845 | 2965.0127 | 22178.295 |  | 0
1951-11-21 | 0 | 0 | 0 | 0 | -6.6845 | -6.6845 | 2958.3282 | 22128.295 |  | 0
1951-11-22 | 0 | 0 | 0 | 0 | -6.6845 | -6.6845 | 2951.6437 | 22078.2949 |  | 0
1951-11-23 | 0 | 0 | 0 | 0 | -6.6845 | -6.6845 | 2944.9592 | 22028.2949 |  | 0
1951-11-24 | 0 | 0 | 0 | 0 | -6.6845 | -6.6845 | 2938.2747 | 21978.2948 |  | 0
1951-11-25 | 0 | 0 | 0 | 0 | -6.6845 | -6.6845 | 2931.5902 | 21928.2947 |  | 0
1951-11-26 | 0.0033333 | 8.3843 | 3.6551 | 3.6551 | -1.9553 | -1.9553 | 2929.6349 | 21913.669 |  | 0
1951-11-27 | 0 | 0 | 0 | 0 | -6.6845 | -6.6845 | 2922.9504 | 21863.6689 |  | 0
1951-11-28 | 0 | 0 | 0 | 0 | -6.6845 | -6.6845 | 2916.2659 | 21813.6689 |  | 0
1951-11-29 | 0 | 0 | 0 | 0 | -6.6845 | -6.6845 | 2909.5814 | 21763.6688 |  | 0
1951-11-30 | 0 | 0 | 0 | 0 | -6.6845 | -6.6845 | 2902.8969 | 21713.6688 |  | 0
1951-12-01 | 0 | 0 | 0 | 0 | -6.6845 | -6.6845 | 2896.2124 | 21663.6687 |  | 0
1951-12-02 | 0 | 0 | 0 | 0 | -6.6845 | -6.6845 | 2889.5279 | 21613.6686 |  | 0
1951-12-03 | 0 | 0 | 0 | 0 | -6.6845 | -6.6845 | 2882.8434 | 21563.6686 |  | 0
1951-12-04 | 0 | 0 | 0 | 0 | -6.6845 | -6.6845 | 2876.1589 | 21513.6685 |  | 0
1951-12-05 | 0 | 0 | 0 | 0 | -6.6845 | -6.6845 | 2869.4744 | 21463.6685 |  | 0
1951-12-06 | 0 | 0 | 0 | 0 | -6.6845 | -6.6845 | 2862.7899 | 21413.6684 |  | 0
1951-12-07 | 0 | 0 | 0 | 0 | -6.6845 | -6.6845 | 2856.1054 | 21363.6683 |  | 0
1951-12-08 | 0 | 0 | 0 | 0 | -6.6845 | -6.6845 | 2849.4209 | 21313.6683 |  | 0
1951-12-09 | 0 | 0 | 0 | 0 | -6.6845 | -6.6845 | 2842.7364 | 21263.6682 |  | 0
1951-12-10 | 0 | 0 | 0 | 0 | -6.6845 | -6.6845 | 2836.0519 | 21213.6682 |  | 0
1951-12-11 | 0 | 0 | 0 | 0 | -6.6845 | -6.6845 | 2829.3674 | 21163.6681 |  | 0
1951-12-12 | 0 | 0 | 0 | 0 | -6.6845 | -6.6845 | 2822.6829 | 21113.668 |  | 0
1951-12-13 | 0.02 | 50.3056 | 3.6551 | 3.6551 | 39.966 | 39.966 | 2862.6489 | 21412.6139 |  | 0
1951-12-14 | 0 | 0 | 0 | 0 | -6.6845 | -6.6845 | 2855.9644 | 21362.6138 |  | 0
1951-12-15 | 0 | 0 | 0 | 0 | -6.6845 | -6.6845 | 2849.2799 | 21312.6137 |  | 0
1951-12-16 | 0 | 0 | 0 | 0 | -6.6845 | -6.6845 | 2842.5954 | 21262.6137 |  | 0
1951-12-17 | 0 | 0 | 0 | 0 | -6.6845 | -6.6845 | 2835.9109 | 21212.6136 |  | 0
1951-12-19 | 0 | 0 | 0 | 0 | -6.6845 | -6.6845 | 2829.2264 | 21162.6136 |  | 0
1951-12-20 | 0 | 0 | 0 | 0 | -6.6845 | -6.6845 | 2822.5419 | 21112.6135 |  | 0
1951-12-21 | 0 | 0 | 0 | 0 | -6.6845 | -6.6845 | 2815.8574 | 21062.6134 |  | 0
1951-12-22 | 0 | 0 | 0 | 0 | -6.6845 | -6.6845 | 2809.1729 | 21012.6134 |  | 0
1951-12-23 | 0 | 0 | 0 | 0 | -6.6845 | -6.6845 | 2802.4884 | 20962.6133 |  | 0
1951-12-24 | 0 | 0 | 0 | 0 | -6.6845 | -6.6845 | 2795.8039 | 20912.6133 |  | 0
1951-12-25 | 0 | 0 | 0 | 0 | -6.6845 | -6.6845 | 2789.1194 | 20862.6132 |  | 0
1951-12-26 | 0 | 0 | 0 | 0 | -6.6845 | -6.6845 | 2782.4349 | 20812.6131 |  | 0
1951-12-27 | 0 | 0 | 0 | 0 | -6.6845 | -6.6845 | 2775.7504 | 20762.6131 |  | 0
1951-12-28 | 0 | 0 | 0 | 0 | -6.6845 | -6.6845 | 2769.0659 | 20712.613 |  | 0
1951-12-29 | 0 | 0 | 0 | 0 | -6.6845 | -6.6845 | 2762.3814 | 20662.613 |  | 0
1951-12-30 | 0 | 0 | 0 | 0 | -6.6845 | -6.6845 | 2755.6969 | 20612.6129 |  | 0
1951-12-31 | 0 | 0 | 0 | 0 | -6.6845 | -6.6845 | 2749.0124 | 20562.6128 |  | 0
1952-01-01 | 0 | 0 | 0 | 0 | -6.6845 | -6.6845 | 2742.3279 | 20512.6128 |  | 0
1952-01-02 | 0 | 0 | 0 | 0 | -6.6845 | -6.6845 | 2735.6434 | 20462.6127 |  | 0
1952-01-03 | 0 | 0 | 0 | 0 | -6.6845 | -6.6845 | 2728.9589 | 20412.6127 |  | 0
1952-01-04 | 0 | 0 | 0 | 0 | -6.6845 | -6.6845 | 2722.2744 | 20362.6126 |  | 0
1952-01-05 | 0 | 0 | 0 | 0 | -6.6845 | -6.6845 | 2715.5899 | 20312.6125 |  | 0
1952-01-06 | 0 | 0 | 0 | 0 | -6.6845 | -6.6845 | 2708.9054 | 20262.6125 |  | 0
1952-01-07 | 0 | 0 | 0 | 0 | -6.6845 | -6.6845 | 2702.2209 | 20212.6124 |  | 0
1952-01-08 | 0 | 0 | 0 | 0 | -6.6845 | -6.6845 | 2695.5364 | 20162.6124 |  | 0
1952-01-09 | 0 | 0 | 0 | 0 | -6.6845 | -6.6845 | 2688.8519 | 20112.6123 |  | 0
1952-01-10 | 0 | 0 | 0 | 0 | -6.6845 | -6.6845 | 2682.1674 | 20062.6122 |  | 0
1952-01-11 | 0 | 0 | 0 | 0 | -6.6845 | -6.6845 | 2675.4829 | 20012.6122 |  | 0
1952-01-12 | 0 | 0 | 0 | 0 | -6.6845 | -6.6845 | 2668.7984 | 19962.6121 |  | 0
1952-01-13 | 0 | 0 | 0 | 0 | -6.6845 | -6.6845 | 2662.1139 | 19912.6121 |  | 0
1952-01-14 | 0 | 0 | 0 | 0 | -6.6845 | -6.6845 | 2655.4294 | 19862.612 |  | 0
1952-01-15 | 0 | 0 | 0 | 0 | -6.6845 | -6.6845 | 2648.7449 | 19812.6119 |  | 0
1952-01-16 | 0 | 0 | 0 | 0 | -6.6845 | -6.6845 | 2642.0604 | 19762.6119 |  | 0
1952-01-17 | 0 | 0 | 0 | 0 | -6.6845 | -6.6845 | 2635.3759 | 19712.6118 |  | 0
1952-01-18 | 0 | 0 | 0 | 0 | -6.6845 | -6.6845 | 2628.6914 | 19662.6118 |  | 0
1952-01-19 | 0 | 0 | 0 | 0 | -6.6845 | -6.6845 | 2622.0069 | 19612.6117 |  | 0
1952-01-20 | 0.0058333 | 14.6725 | 3.6551 | 3.6551 | 4.3329 | 4.3329 | 2626.3398 | 19645.0217 |  | 0
1952-01-21 | 0 | 0 | 0 | 0 | -6.6845 | -6.6845 | 2619.6553 | 19595.0216 |  | 0
1952-01-22 | 0 | 0 | 0 | 0 | -6.6845 | -6.6845 | 2612.9708 | 19545.0216 |  | 0
1952-01-23 | 0 | 0 | 0 | 0 | -6.6845 | -6.6845 | 2606.2863 | 19495.0215 |  | 0
1952-01-24 | 0 | 0 | 0 | 0 | -6.6845 | -6.6845 | 2599.6018 | 19445.0215 |  | 0
1952-01-25 | 0 | 0 | 0 | 0 | -6.6845 | -6.6845 | 2592.9173 | 19395.0214 |  | 0
1952-01-26 | 0 | 0 | 0 | 0 | -6.6845 | -6.6845 | 2586.2328 | 19345.0213 |  | 0
1952-01-27 | 0.050833 | 127.8601 | 3.6551 | 3.6551 | 117.5205 | 117.5205 | 2703.7533 | 20224.0746 |  | 0
1952-01-28 | 0 | 0 | 0 | 0 | -6.6845 | -6.6845 | 2697.0688 | 20174.0745 |  | 0
1952-01-29 | 0 | 0 | 0 | 0 | -6.6845 | -6.6845 | 2690.3843 | 20124.0745 |  | 0
1952-01-30 | 0 | 0 | 0 | 0 | -6.6845 | -6.6845 | 2683.6998 | 20074.0744 |  | 0
1952-01-31 | 0 | 0 | 0 | 0 | -6.6845 | -6.6845 | 2677.0153 | 20024.0743 |  | 0
1952-02-01 | 0 | 0 | 0 | 0 | -6.6845 | -6.6845 | 2670.3308 | 19974.0743 |  | 0
1952-02-02 | 0 | 0 | 0 | 0 | -6.6845 | -6.6845 | 2663.6463 | 19924.0742 |  | 0
1952-02-03 | 0 | 0 | 0 | 0 | -6.6845 | -6.6845 | 2656.9618 | 19874.0742 |  | 0
1952-02-04 | 0 | 0 | 0 | 0 | -6.6845 | -6.6845 | 2650.2773 | 19824.0741 |  | 0
1952-02-05 | 0 | 0 | 0 | 0 | -6.6845 | -6.6845 | 2643.5928 | 19774.074 |  | 0
1952-02-06 | 0 | 0 | 0 | 0 | -6.6845 | -6.6845 | 2636.9083 | 19724.074 |  | 0
1952-02-07 | 0 | 0 | 0 | 0 | -6.6845 | -6.6845 | 2630.2238 | 19674.0739 |  | 0
1952-02-08 | 0 | 0 | 0 | 0 | -6.6845 | -6.6845 | 2623.5393 | 19624.0739 |  | 0
1952-02-09 | 0 | 0 | 0 | 0 | -6.6845 | -6.6845 | 2616.8548 | 19574.0738 |  | 0
1952-02-10 | 0.011667 | 29.3449 | 3.6551 | 3.6551 | 19.0054 | 19.0054 | 2635.8601 | 19716.2338 |  | 0
1952-02-11 | 0 | 0 | 0 | 0 | -6.6845 | -6.6845 | 2629.1756 | 19666.2338 |  | 0
1952-02-12 | 0 | 0 | 0 | 0 | -6.6845 | -6.6845 | 2622.4911 | 19616.2337 |  | 0
1952-02-13 | 0 | 0 | 0 | 0 | -6.6845 | -6.6845 | 2615.8066 | 19566.2337 |  | 0
1952-02-14 | 0 | 0 | 0 | 0 | -6.6845 | -6.6845 | 2609.1221 | 19516.2336 |  | 0
1952-02-15 | 0.0083333 | 20.9607 | 3.6551 | 3.6551 | 10.6211 | 10.6211 | 2619.7432 | 19595.6793 |  | 0
1952-02-16 | 0 | 0 | 0 | 0 | -6.6845 | -6.6845 | 2613.0587 | 19545.6793 |  | 0
1952-02-17 | 0 | 0 | 0 | 0 | -6.6845 | -6.6845 | 2606.3742 | 19495.6792 |  | 0
1952-02-18 | 0 | 0 | 0 | 0 | -6.6845 | -6.6845 | 2599.6897 | 19445.6791 |  | 0
1952-02-19 | 0 | 0 | 0 | 0 | -6.6845 | -6.6845 | 2593.0052 | 19395.6791 |  | 0
1952-02-20 | 0 | 0 | 0 | 0 | -6.6845 | -6.6845 | 2586.3207 | 19345.679 |  | 0
1952-02-21 | 0 | 0 | 0 | 0 | -6.6845 | -6.6845 | 2579.6362 | 19295.679 |  | 0
1952-02-22 | 0 | 0 | 0 | 0 | -6.6845 | -6.6845 | 2572.9517 | 19245.6789 |  | 0
1952-02-23 | 0 | 0 | 0 | 0 | -6.6845 | -6.6845 | 2566.2672 | 19195.6788 |  | 0
1952-02-24 | 0 | 0 | 0 | 0 | -6.6845 | -6.6845 | 2559.5827 | 19145.6788 |  | 0
1952-02-25 | 0 | 0 | 0 | 0 | -6.6845 | -6.6845 | 2552.8982 | 19095.6787 |  | 0
1952-02-26 | 0 | 0 | 0 | 0 | -6.6845 | -6.6845 | 2546.2137 | 19045.6787 |  | 0
1952-02-27 | 0 | 0 | 0 | 0 | -6.6845 | -6.6845 | 2539.5292 | 18995.6786 |  | 0
1952-02-28 | 0 | 0 | 0 | 0 | -6.6845 | -6.6845 | 2532.8447 | 18945.6785 |  | 0
1952-02-29 | 0 | 0 | 0 | 0 | -6.6845 | -6.6845 | 2526.1602 | 18895.6785 |  | 0
1952-03-01 | 0.0083333 | 20.9607 | 3.6551 | 3.6551 | 10.6211 | 10.6211 | 2536.7813 | 18975.1242 |  | 0
1952-03-02 | 0 | 0 | 0 | 0 | -6.6845 | -6.6845 | 2530.0968 | 18925.1241 |  | 0
1952-03-03 | 0 | 0 | 0 | 0 | -6.6845 | -6.6845 | 2523.4123 | 18875.1241 |  | 0
1952-03-04 | 0 | 0 | 0 | 0 | -6.6845 | -6.6845 | 2516.7278 | 18825.124 |  | 0
1952-03-05 | 0 | 0 | 0 | 0 | -6.6845 | -6.6845 | 2510.0433 | 18775.124 |  | 0
1952-03-06 | 0 | 0 | 0 | 0 | -6.6845 | -6.6845 | 2503.3588 | 18725.1239 |  | 0
1952-03-07 | 0 | 0 | 0 | 0 | -6.6845 | -6.6845 | 2496.6743 | 18675.1238 |  | 0
1952-03-08 | 0 | 0 | 0 | 0 | -6.6845 | -6.6845 | 2489.9898 | 18625.1238 |  | 0
1952-03-09 | 0 | 0 | 0 | 0 | -6.6845 | -6.6845 | 2483.3053 | 18575.1237 |  | 0
1952-03-10 | 0 | 0 | 0 | 0 | -6.6845 | -6.6845 | 2476.6208 | 18525.1237 |  | 0
1952-03-11 | 0 | 0 | 0 | 0 | -6.6845 | -6.6845 | 2469.9363 | 18475.1236 |  | 0
1952-03-12 | 0 | 0 | 0 | 0 | -6.6845 | -6.6845 | 2463.2518 | 18425.1235 |  | 0
1952-03-13 | 0 | 0 | 0 | 0 | -6.6845 | -6.6845 | 2456.5673 | 18375.1235 |  | 0
1952-03-14 | 0 | 0 | 0 | 0 | -6.6845 | -6.6845 | 2449.8828 | 18325.1234 |  | 0
1952-03-15 | 0 | 0 | 0 | 0 | -6.6845 | -6.6845 | 2443.1983 | 18275.1234 |  | 0
1952-03-16 | 0 | 0 | 0 | 0 | -6.6845 | -6.6845 | 2436.5138 | 18225.1233 |  | 0
1952-03-17 | 0 | 0 | 0 | 0 | -6.6845 | -6.6845 | 2429.8293 | 18175.1232 |  | 0
1952-03-18 | 0 | 0 | 0 | 0 | -6.6845 | -6.6845 | 2423.1448 | 18125.1232 |  | 0
1952-03-19 | 0 | 0 | 0 | 0 | -6.6845 | -6.6845 | 2416.4603 | 18075.1231 |  | 0
1952-03-20 | 0 | 0 | 0 | 0 | -6.6845 | -6.6845 | 2409.7758 | 18025.1231 |  | 0
1952-03-21 | 0 | 0 | 0 | 0 | -6.6845 | -6.6845 | 2403.0913 | 17975.123 |  | 0
1952-03-22 | 0 | 0 | 0 | 0 | -6.6845 | -6.6845 | 2396.4068 | 17925.1229 |  | 0
1952-03-23 | 0 | 0 | 0 | 0 | -6.6845 | -6.6845 | 2389.7223 | 17875.1229 |  | 0
1952-03-24 | 0 | 0 | 0 | 0 | -6.6845 | -6.6845 | 2383.0378 | 17825.1228 |  | 0
1952-03-25 | 0 | 0 | 0 | 0 | -6.6845 | -6.6845 | 2376.3533 | 17775.1228 |  | 0
1952-03-26 | 0 | 0 | 0 | 0 | -6.6845 | -6.6845 | 2369.6688 | 17725.1227 |  | 0
1952-03-27 | 0 | 0 | 0 | 0 | -6.6845 | -6.6845 | 2362.9843 | 17675.1226 |  | 0
1952-03-28 | 0 | 0 | 0 | 0 | -6.6845 | -6.6845 | 2356.2998 | 17625.1226 |  | 0
1952-03-29 | 0 | 0 | 0 | 0 | -6.6845 | -6.6845 | 2349.6153 | 17575.1225 |  | 0
1952-03-30 | 0 | 0 | 0 | 0 | -6.6845 | -6.6845 | 2342.9308 | 17525.1225 |  | 0
1952-03-31 | 0 | 0 | 0 | 0 | -6.6845 | -6.6845 | 2336.2463 | 17475.1224 |  | 0
1952-04-01 | 0 | 0 | 0 | 0 | -6.6845 | -6.6845 | 2329.5618 | 17425.1223 |  | 0
1952-04-02 | 0 | 0 | 0 | 0 | -6.6845 | -6.6845 | 2322.8773 | 17375.1223 |  | 0
1952-04-03 | 0 | 0 | 0 | 0 | -6.6845 | -6.6845 | 2316.1928 | 17325.1222 |  | 0
1952-04-04 | 0 | 0 | 0 | 0 | -6.6845 | -6.6845 | 2309.5083 | 17275.1222 |  | 0
1952-04-05 | 0 | 0 | 0 | 0 | -6.6845 | -6.6845 | 2302.8238 | 17225.1221 |  | 0
1952-04-06 | 0 | 0 | 0 | 0 | -6.6845 | -6.6845 | 2296.1393 | 17175.122 |  | 0
1952-04-07 | 0 | 0 | 0 | 0 | -6.6845 | -6.6845 | 2289.4548 | 17125.122 |  | 0
1952-04-08 | 0 | 0 | 0 | 0 | -6.6845 | -6.6845 | 2282.7703 | 17075.1219 |  | 0
1952-04-09 | 0 | 0 | 0 | 0 | -6.6845 | -6.6845 | 2276.0858 | 17025.1219 |  | 0
1952-04-10 | 0 | 0 | 0 | 0 | -6.6845 | -6.6845 | 2269.4013 | 16975.1218 |  | 0
1952-04-11 | 0 | 0 | 0 | 0 | -6.6845 | -6.6845 | 2262.7168 | 16925.1217 |  | 0
1952-04-12 | 0 | 0 | 0 | 0 | -6.6845 | -6.6845 | 2256.0323 | 16875.1217 |  | 0
1952-04-13 | 0 | 0 | 0 | 0 | -6.6845 | -6.6845 | 2249.3478 | 16825.1216 |  | 0
1952-04-14 | 0 | 0 | 0 | 0 | -6.6845 | -6.6845 | 2242.6633 | 16775.1216 |  | 0
1952-04-15 | 0 | 0 | 0 | 0 | -6.6845 | -6.6845 | 2235.9788 | 16725.1215 |  | 0
1952-04-16 | 0 | 0 | 0 | 0 | -6.6845 | -6.6845 | 2229.2943 | 16675.1214 |  | 0
1952-04-17 | 0.0058333 | 14.6725 | 3.6551 | 3.6551 | 4.3329 | 4.3329 | 2233.6272 | 16707.5314 |  | 0
1952-04-18 | 0 | 0 | 0 | 0 | -6.6845 | -6.6845 | 2226.9427 | 16657.5314 |  | 0
1952-04-19 | 0.011667 | 29.3449 | 3.6551 | 3.6551 | 19.0054 | 19.0054 | 2245.9481 | 16799.6914 |  | 0
1952-04-20 | 0.00083333 | 2.0961 | 3.6551 | 2.0961 | -6.6845 | -6.6845 | 2239.2636 | 16749.6914 |  | 0
1952-04-21 | 0 | 0 | 0 | 0 | -6.6845 | -6.6845 | 2232.5791 | 16699.6913 |  | 0
1952-04-22 | 0 | 0 | 0 | 0 | -6.6845 | -6.6845 | 2225.8946 | 16649.6912 |  | 0
1952-04-23 | 0 | 0 | 0 | 0 | -6.6845 | -6.6845 | 2219.2101 | 16599.6912 |  | 0
1952-04-24 | 0 | 0 | 0 | 0 | -6.6845 | -6.6845 | 2212.5256 | 16549.6911 |  | 0
1952-04-25 | 0.0175 | 44.0174 | 3.6551 | 3.6551 | 33.6778 | 33.6778 | 2246.2034 | 16801.6012 |  | 0
1952-04-26 | 0 | 0 | 0 | 0 | -6.6845 | -6.6845 | 2239.5189 | 16751.6012 |  | 0
1952-04-27 | 0 | 0 | 0 | 0 | -6.6845 | -6.6845 | 2232.8344 | 16701.6011 |  | 0
1952-04-28 | 0 | 0 | 0 | 0 | -6.6845 | -6.6845 | 2226.1499 | 16651.601 |  | 0
1952-04-29 | 0 | 0 | 0 | 0 | -6.6845 | -6.6845 | 2219.4654 | 16601.601 |  | 0
1952-04-30 | 0 | 0 | 0 | 0 | -6.6845 | -6.6845 | 2212.7809 | 16551.6009 |  | 0
1952-05-01 | 0 | 0 | 0 | 0 | -6.6845 | -6.6845 | 2206.0964 | 16501.6009 |  | 0
1952-05-02 | 0 | 0 | 0 | 0 | -6.6845 | -6.6845 | 2199.4119 | 16451.6008 |  | 0
1952-05-03 | 0 | 0 | 0 | 0 | -6.6845 | -6.6845 | 2192.7274 | 16401.6007 |  | 0
1952-05-04 | 0 | 0 | 0 | 0 | -6.6845 | -6.6845 | 2186.0429 | 16351.6007 |  | 0
1952-05-05 | 0 | 0 | 0 | 0 | -6.6845 | -6.6845 | 2179.3584 | 16301.6006 |  | 0
1952-05-06 | 0 | 0 | 0 | 0 | -6.6845 | -6.6845 | 2172.6739 | 16251.6006 |  | 0
1952-05-07 | 0 | 0 | 0 | 0 | -6.6845 | -6.6845 | 2165.9894 | 16201.6005 |  | 0
1952-05-08 | 0 | 0 | 0 | 0 | -6.6845 | -6.6845 | 2159.3049 | 16151.6004 |  | 0
1952-05-09 | 0 | 0 | 0 | 0 | -6.6845 | -6.6845 | 2152.6204 | 16101.6004 |  | 0
1952-05-10 | 0 | 0 | 0 | 0 | -6.6845 | -6.6845 | 2145.9359 | 16051.6003 |  | 0
1952-05-11 | 0 | 0 | 0 | 0 | -6.6845 | -6.6845 | 2139.2514 | 16001.6003 |  | 0
1952-05-12 | 0 | 0 | 0 | 0 | -6.6845 | -6.6845 | 2132.5669 | 15951.6002 |  | 0
1952-05-13 | 0 | 0 | 0 | 0 | -6.6845 | -6.6845 | 2125.8824 | 15901.6001 |  | 0
1952-05-14 | 0 | 0 | 0 | 0 | -6.6845 | -6.6845 | 2119.1979 | 15851.6001 |  | 0
1952-05-15 | 0 | 0 | 0 | 0 | -6.6845 | -6.6845 | 2112.5134 | 15801.6 |  | 0
1952-05-16 | 0 | 0 | 0 | 0 | -6.6845 | -6.6845 | 2105.8289 | 15751.6 |  | 0
1952-05-17 | 0 | 0 | 0 | 0 | -6.6845 | -6.6845 | 2099.1444 | 15701.5999 |  | 0
1952-05-18 | 0.03 | 75.4584 | 3.6551 | 3.6551 | 65.1188 | 65.1188 | 2164.2632 | 16188.6887 |  | 0
1952-05-19 | 0 | 0 | 0 | 0 | -6.6845 | -6.6845 | 2157.5787 | 16138.6886 |  | 0
1952-05-20 | 0 | 0 | 0 | 0 | -6.6845 | -6.6845 | 2150.8942 | 16088.6885 |  | 0
1952-05-21 | 0 | 0 | 0 | 0 | -6.6845 | -6.6845 | 2144.2097 | 16038.6885 |  | 0
1952-05-22 | 0 | 0 | 0 | 0 | -6.6845 | -6.6845 | 2137.5252 | 15988.6884 |  | 0
1952-05-23 | 0 | 0 | 0 | 0 | -6.6845 | -6.6845 | 2130.8407 | 15938.6884 |  | 0
1952-05-24 | 0 | 0 | 0 | 0 | -6.6845 | -6.6845 | 2124.1562 | 15888.6883 |  | 0
1952-05-25 | 0 | 0 | 0 | 0 | -6.6845 | -6.6845 | 2117.4717 | 15838.6882 |  | 0
1952-05-26 | 0 | 0 | 0 | 0 | -6.6845 | -6.6845 | 2110.7872 | 15788.6882 |  | 0
1952-05-27 | 0.050833 | 127.8601 | 3.6551 | 3.6551 | 117.5205 | 117.5205 | 2228.3077 | 16667.7414 |  | 0
1952-05-28 | 0.016667 | 41.9213 | 3.6551 | 3.6551 | 31.5818 | 31.5818 | 2259.8894 | 16903.9729 |  | 0
1952-05-29 | 0 | 0 | 0 | 0 | -6.6845 | -6.6845 | 2253.2049 | 16853.9729 |  | 0
1952-05-30 | 0 | 0 | 0 | 0 | -6.6845 | -6.6845 | 2246.5204 | 16803.9728 |  | 0
1952-05-31 | 0 | 0 | 0 | 0 | -6.6845 | -6.6845 | 2239.8359 | 16753.9728 |  | 0
1952-06-01 | 0.0016667 | 4.1921 | 3.6551 | 3.6551 | -6.1474 | -6.1474 | 2233.6885 | 16707.9899 |  | 0
1952-06-02 | 0 | 0 | 0 | 0 | -6.6845 | -6.6845 | 2227.004 | 16657.9898 |  | 0
1952-06-03 | 0.005 | 12.5764 | 3.6551 | 3.6551 | 2.2368 | 2.2368 | 2229.2408 | 16674.7212 |  | 0
1952-06-04 | 0 | 0 | 0 | 0 | -6.6845 | -6.6845 | 2222.5563 | 16624.7211 |  | 0
1952-06-05 | 0 | 0 | 0 | 0 | -6.6845 | -6.6845 | 2215.8718 | 16574.7211 |  | 0
1952-06-06 | 0 | 0 | 0 | 0 | -6.6845 | -6.6845 | 2209.1873 | 16524.721 |  | 0
1952-06-07 | 0 | 0 | 0 | 0 | -6.6845 | -6.6845 | 2202.5028 | 16474.721 |  | 0
1952-06-08 | 0 | 0 | 0 | 0 | -6.6845 | -6.6845 | 2195.8183 | 16424.7209 |  | 0
1952-06-09 | 0 | 0 | 0 | 0 | -6.6845 | -6.6845 | 2189.1338 | 16374.7208 |  | 0
1952-06-10 | 0 | 0 | 0 | 0 | -6.6845 | -6.6845 | 2182.4493 | 16324.7208 |  | 0
1952-06-11 | 0.019167 | 48.2095 | 3.6551 | 3.6551 | 37.87 | 37.87 | 2220.3193 | 16607.988 |  | 0
1952-06-12 | 0.070833 | 178.1657 | 3.6551 | 3.6551 | 167.8261 | 167.8261 | 2388.1453 | 17863.3272 |  | 0
1952-06-13 | 0.059167 | 148.8207 | 3.6551 | 3.6551 | 138.4812 | 138.4812 | 2526.6265 | 18899.1662 |  | 0
1952-06-14 | 0 | 0 | 0 | 0 | -6.6845 | -6.6845 | 2519.942 | 18849.1661 |  | 0
1952-06-15 | 0 | 0 | 0 | 0 | -6.6845 | -6.6845 | 2513.2575 | 18799.1661 |  | 0
1952-06-16 | 0 | 0 | 0 | 0 | -6.6845 | -6.6845 | 2506.573 | 18749.166 |  | 0
1952-06-17 | 0 | 0 | 0 | 0 | -6.6845 | -6.6845 | 2499.8885 | 18699.1659 |  | 0
1952-06-18 | 0 | 0 | 0 | 0 | -6.6845 | -6.6845 | 2493.204 | 18649.1659 |  | 0
1952-06-19 | 0 | 0 | 0 | 0 | -6.6845 | -6.6845 | 2486.5195 | 18599.1658 |  | 0
1952-06-20 | 0 | 0 | 0 | 0 | -6.6845 | -6.6845 | 2479.835 | 18549.1658 |  | 0
1952-06-21 | 0 | 0 | 0 | 0 | -6.6845 | -6.6845 | 2473.1505 | 18499.1657 |  | 0
1952-06-22 | 0.0083333 | 20.9607 | 3.6551 | 3.6551 | 10.6211 | 10.6211 | 2483.7716 | 18578.6114 |  | 0
1952-06-23 | 0 | 0 | 0 | 0 | -6.6845 | -6.6845 | 2477.0871 | 18528.6114 |  | 0
1952-06-24 | 0 | 0 | 0 | 0 | -6.6845 | -6.6845 | 2470.4026 | 18478.6113 |  | 0
1952-06-25 | 0 | 0 | 0 | 0 | -6.6845 | -6.6845 | 2463.7181 | 18428.6113 |  | 0
1952-06-26 | 0.19833 | 498.8639 | 3.6551 | 3.6551 | 488.5243 | 488.5243 | 2952.2424 | 22082.7729 |  | 0
1952-06-27 | 0.021667 | 54.4977 | 3.6551 | 3.6551 | 44.1582 | 44.1582 | 2996.4005 | 22413.0759 |  | 0
1952-06-28 | 0.11583 | 291.3533 | 3.6551 | 3.6551 | 281.0137 | 281.0137 | 3277.4142 | 24515.0583 |  | 0
1952-06-29 | 0 | 0 | 0 | 0 | -6.6845 | -6.6845 | 3270.7297 | 24465.0582 |  | 0
1952-06-30 | 0 | 0 | 0 | 0 | -6.6845 | -6.6845 | 3264.0452 | 24415.0582 |  | 0
1952-07-01 | 0 | 0 | 0 | 0 | -6.6845 | -6.6845 | 3257.3607 | 24365.0581 |  | 0
1952-07-02 | 0.0025 | 6.2882 | 3.6551 | 3.6551 | -4.0514 | -4.0514 | 3253.3093 | 24334.7538 |  | 0
1952-07-03 | 0 | 0 | 0 | 0 | -6.6845 | -6.6845 | 3246.6248 | 24284.7537 |  | 0
1952-07-04 | 0 | 0 | 0 | 0 | -6.6845 | -6.6845 | 3239.9403 | 24234.7537 |  | 0
1952-07-05 | 0 | 0 | 0 | 0 | -6.6845 | -6.6845 | 3233.2558 | 24184.7536 |  | 0
1952-07-06 | 0 | 0 | 0 | 0 | -6.6845 | -6.6845 | 3226.5713 | 24134.7535 |  | 0
1952-07-07 | 0 | 0 | 0 | 0 | -6.6845 | -6.6845 | 3219.8868 | 24084.7535 |  | 0
1952-07-08 | 0.2225 | 559.6498 | 3.6551 | 3.6551 | 549.3102 | 549.3102 | 3769.197 | 28193.5939 |  | 0
1952-07-09 | 0.005 | 12.5764 | 3.6551 | 3.6551 | 2.2368 | 2.2368 | 3771.4339 | 28210.3253 |  | 0
1952-07-10 | 0 | 0 | 0 | 0 | -6.6845 | -6.6845 | 3764.7494 | 28160.3253 |  | 0
1952-07-11 | 0.083333 | 209.6067 | 3.6551 | 3.6551 | 199.2671 | 199.2671 | 3964.0165 | 29650.8431 |  | 0
1952-07-12 | 0.0025 | 6.2882 | 3.6551 | 3.6551 | -4.0514 | -4.0514 | 3959.9651 | 29620.5388 |  | 0
1952-07-13 | 0.038333 | 96.4191 | 3.6551 | 3.6551 | 86.0795 | 86.0795 | 4003.7455 | 29948.0163 |  | 35.6146
1952-07-14 | 0 | 0 | 0 | 0 | -6.6845 | -6.6845 | 3997.061 | 29898.0163 |  | 0
1952-07-15 | 0 | 0 | 0 | 0 | -6.6845 | -6.6845 | 3990.3765 | 29848.0162 |  | 0
1952-07-16 | 0 | 0 | 0 | 0 | -6.6845 | -6.6845 | 3983.692 | 29798.0162 |  | 0
1952-07-17 | 0 | 0 | 0 | 0 | -6.6845 | -6.6845 | 3977.0075 | 29748.0161 |  | 0
1952-07-18 | 0.0075 | 18.8646 | 3.6551 | 3.6551 | 8.525 | 8.525 | 3985.5325 | 29811.7832 |  | 0
1952-07-19 | 0.0091667 | 23.0567 | 3.6551 | 3.6551 | 12.7172 | 12.7172 | 3998.2497 | 29906.9076 |  | 0
1952-07-20 | 0 | 0 | 0 | 0 | -6.6845 | -6.6845 | 3991.5652 | 29856.9075 |  | 0
1952-07-21 | 0 | 0 | 0 | 0 | -6.6845 | -6.6845 | 3984.8807 | 29806.9074 |  | 0
1952-07-22 | 0 | 0 | 0 | 0 | -6.6845 | -6.6845 | 3978.1962 | 29756.9074 |  | 0
1952-07-23 | 0 | 0 | 0 | 0 | -6.6845 | -6.6845 | 3971.5117 | 29706.9073 |  | 0
1952-07-24 | 0 | 0 | 0 | 0 | -6.6845 | -6.6845 | 3964.8272 | 29656.9073 |  | 0
1952-07-25 | 0 | 0 | 0 | 0 | -6.6845 | -6.6845 | 3958.1427 | 29606.9072 |  | 0
1952-07-26 | 0 | 0 | 0 | 0 | -6.6845 | -6.6845 | 3951.4582 | 29556.9071 |  | 0
1952-07-27 | 0 | 0 | 0 | 0 | -6.6845 | -6.6845 | 3944.7737 | 29506.9071 |  | 0
1952-07-28 | 0 | 0 | 0 | 0 | -6.6845 | -6.6845 | 3938.0892 | 29456.907 |  | 0
1952-07-29 | 0 | 0 | 0 | 0 | -6.6845 | -6.6845 | 3931.4047 | 29406.907 |  | 0
1952-07-30 | 0 | 0 | 0 | 0 | -6.6845 | -6.6845 | 3924.7202 | 29356.9069 |  | 0
1952-07-31 | 0 | 0 | 0 | 0 | -6.6845 | -6.6845 | 3918.0357 | 29306.9068 |  | 0
1952-08-01 | 0 | 0 | 0 | 0 | -6.6845 | -6.6845 | 3911.3512 | 29256.9068 |  | 0
1952-08-02 | 0 | 0 | 0 | 0 | -6.6845 | -6.6845 | 3904.6667 | 29206.9067 |  | 0
1952-08-03 | 0 | 0 | 0 | 0 | -6.6845 | -6.6845 | 3897.9822 | 29156.9067 |  | 0
1952-08-04 | 0.0016667 | 4.1921 | 3.6551 | 3.6551 | -6.1474 | -6.1474 | 3891.8347 | 29110.9238 |  | 0
1952-08-05 | 0 | 0 | 0 | 0 | -6.6845 | -6.6845 | 3885.1502 | 29060.9237 |  | 0
1952-08-06 | 0 | 0 | 0 | 0 | -6.6845 | -6.6845 | 3878.4657 | 29010.9236 |  | 0
1952-08-07 | 0 | 0 | 0 | 0 | -6.6845 | -6.6845 | 3871.7812 | 28960.9236 |  | 0
1952-08-08 | 0 | 0 | 0 | 0 | -6.6845 | -6.6845 | 3865.0967 | 28910.9235 |  | 0
1952-08-09 | 0.025 | 62.882 | 3.6551 | 3.6551 | 52.5424 | 52.5424 | 3917.6391 | 29303.9408 |  | 0
1952-08-10 | 0.0058333 | 14.6725 | 3.6551 | 3.6551 | 4.3329 | 4.3329 | 3921.972 | 29336.3508 |  | 0
1952-08-11 | 0 | 0 | 0 | 0 | -6.6845 | -6.6845 | 3915.2875 | 29286.3507 |  | 0
1952-08-12 | 0 | 0 | 0 | 0 | -6.6845 | -6.6845 | 3908.603 | 29236.3507 |  | 0
1952-08-13 | 0.00083333 | 2.0961 | 3.6551 | 2.0961 | -6.6845 | -6.6845 | 3901.9185 | 29186.3506 |  | 0
1952-08-14 | 0 | 0 | 0 | 0 | -6.6845 | -6.6845 | 3895.234 | 29136.3506 |  | 0
1952-08-15 | 0.0058333 | 14.6725 | 3.6551 | 3.6551 | 4.3329 | 4.3329 | 3899.5669 | 29168.7606 |  | 0
1952-08-16 | 0.0016667 | 4.1921 | 3.6551 | 3.6551 | -6.1474 | -6.1474 | 3893.4195 | 29122.7776 |  | 0
1952-08-17 | 0 | 0 | 0 | 0 | -6.6845 | -6.6845 | 3886.735 | 29072.7776 |  | 0
1952-08-18 | 0 | 0 | 0 | 0 | -6.6845 | -6.6845 | 3880.0505 | 29022.7775 |  | 0
1952-08-19 | 0 | 0 | 0 | 0 | -6.6845 | -6.6845 | 3873.366 | 28972.7775 |  | 0
1952-08-20 | 0 | 0 | 0 | 0 | -6.6845 | -6.6845 | 3866.6815 | 28922.7774 |  | 0
1952-08-21 | 0 | 0 | 0 | 0 | -6.6845 | -6.6845 | 3859.997 | 28872.7773 |  | 0
1952-08-22 | 0 | 0 | 0 | 0 | -6.6845 | -6.6845 | 3853.3125 | 28822.7773 |  | 0
1952-08-23 | 0 | 0 | 0 | 0 | -6.6845 | -6.6845 | 3846.628 | 28772.7772 |  | 0
1952-08-24 | 0 | 0 | 0 | 0 | -6.6845 | -6.6845 | 3839.9435 | 28722.7772 |  | 0
1952-08-25 | 0 | 0 | 0 | 0 | -6.6845 | -6.6845 | 3833.259 | 28672.7771 |  | 0
1952-08-26 | 0 | 0 | 0 | 0 | -6.6845 | -6.6845 | 3826.5745 | 28622.777 |  | 0
1952-08-27 | 0 | 0 | 0 | 0 | -6.6845 | -6.6845 | 3819.89 | 28572.777 |  | 0
1952-08-28 | 0 | 0 | 0 | 0 | -6.6845 | -6.6845 | 3813.2055 | 28522.7769 |  | 0
1952-08-29 | 0 | 0 | 0 | 0 | -6.6845 | -6.6845 | 3806.521 | 28472.7769 |  | 0
1952-08-30 | 0.020833 | 52.4017 | 3.6551 | 3.6551 | 42.0621 | 42.0621 | 3848.5831 | 28787.4013 |  | 0
1952-08-31 | 0 | 0 | 0 | 0 | -6.6845 | -6.6845 | 3841.8986 | 28737.4012 |  | 0
1952-09-01 | 0 | 0 | 0 | 0 | -6.6845 | -6.6845 | 3835.2141 | 28687.4012 |  | 0
1952-09-02 | 0 | 0 | 0 | 0 | -6.6845 | -6.6845 | 3828.5296 | 28637.4011 |  | 0
1952-09-03 | 0 | 0 | 0 | 0 | -6.6845 | -6.6845 | 3821.8451 | 28587.401 |  | 0
1952-09-04 | 0.031667 | 79.6505 | 3.6551 | 3.6551 | 69.311 | 69.311 | 3891.156 | 29105.847 |  | 0
1952-09-05 | 0 | 0 | 0 | 0 | -6.6845 | -6.6845 | 3884.4715 | 29055.8469 |  | 0
1952-09-06 | 0 | 0 | 0 | 0 | -6.6845 | -6.6845 | 3877.787 | 29005.8468 |  | 0
1952-09-07 | 0 | 0 | 0 | 0 | -6.6845 | -6.6845 | 3871.1025 | 28955.8468 |  | 0
1952-09-08 | 0 | 0 | 0 | 0 | -6.6845 | -6.6845 | 3864.418 | 28905.8467 |  | 0
1952-09-09 | 0 | 0 | 0 | 0 | -6.6845 | -6.6845 | 3857.7335 | 28855.8467 |  | 0
1952-09-10 | 0 | 0 | 0 | 0 | -6.6845 | -6.6845 | 3851.049 | 28805.8466 |  | 0
1952-09-11 | 0 | 0 | 0 | 0 | -6.6845 | -6.6845 | 3844.3645 | 28755.8465 |  | 0
1952-09-12 | 0.00083333 | 2.0961 | 3.6551 | 2.0961 | -6.6845 | -6.6845 | 3837.68 | 28705.8465 |  | 0
1952-09-13 | 0 | 0 | 0 | 0 | -6.6845 | -6.6845 | 3830.9955 | 28655.8464 |  | 0
1952-09-14 | 0 | 0 | 0 | 0 | -6.6845 | -6.6845 | 3824.311 | 28605.8464 |  | 0
1952-09-15 | 0 | 0 | 0 | 0 | -6.6845 | -6.6845 | 3817.6265 | 28555.8463 |  | 0
1952-09-16 | 0 | 0 | 0 | 0 | -6.6845 | -6.6845 | 3810.942 | 28505.8462 |  | 0
1952-09-17 | 0 | 0 | 0 | 0 | -6.6845 | -6.6845 | 3804.2575 | 28455.8462 |  | 0
1952-09-18 | 0 | 0 | 0 | 0 | -6.6845 | -6.6845 | 3797.573 | 28405.8461 |  | 0
1952-09-19 | 0 | 0 | 0 | 0 | -6.6845 | -6.6845 | 3790.8885 | 28355.8461 |  | 0
1952-09-20 | 0 | 0 | 0 | 0 | -6.6845 | -6.6845 | 3784.204 | 28305.846 |  | 0
1952-09-21 | 0 | 0 | 0 | 0 | -6.6845 | -6.6845 | 3777.5195 | 28255.8459 |  | 0
1952-09-22 | 0 | 0 | 0 | 0 | -6.6845 | -6.6845 | 3770.835 | 28205.8459 |  | 0
1952-09-23 | 0.020833 | 52.4017 | 3.6551 | 3.6551 | 42.0621 | 42.0621 | 3812.8971 | 28520.4703 |  | 0
1952-09-24 | 0.013333 | 33.5371 | 3.6551 | 3.6551 | 23.1975 | 23.1975 | 3836.0946 | 28693.9875 |  | 0
1952-09-25 | 0 | 0 | 0 | 0 | -6.6845 | -6.6845 | 3829.4101 | 28643.9874 |  | 0
1952-09-26 | 0 | 0 | 0 | 0 | -6.6845 | -6.6845 | 3822.7256 | 28593.9874 |  | 0
1952-09-27 | 0 | 0 | 0 | 0 | -6.6845 | -6.6845 | 3816.0411 | 28543.9873 |  | 0
1952-09-28 | 0 | 0 | 0 | 0 | -6.6845 | -6.6845 | 3809.3566 | 28493.9873 |  | 0
1952-09-29 | 0 | 0 | 0 | 0 | -6.6845 | -6.6845 | 3802.6721 | 28443.9872 |  | 0
1952-09-30 | 0 | 0 | 0 | 0 | -6.6845 | -6.6845 | 3795.9876 | 28393.9871 |  | 0
1952-10-01 | 0.039167 | 98.5151 | 3.6551 | 3.6551 | 88.1756 | 88.1756 | 3884.1631 | 29053.5403 |  | 0
1952-10-02 | 0 | 0 | 0 | 0 | -6.6845 | -6.6845 | 3877.4786 | 29003.5402 |  | 0
1952-10-03 | 0 | 0 | 0 | 0 | -6.6845 | -6.6845 | 3870.7941 | 28953.5401 |  | 0
1952-10-04 | 0 | 0 | 0 | 0 | -6.6845 | -6.6845 | 3864.1096 | 28903.5401 |  | 0
1952-10-05 | 0 | 0 | 0 | 0 | -6.6845 | -6.6845 | 3857.4251 | 28853.54 |  | 0
1952-10-06 | 0 | 0 | 0 | 0 | -6.6845 | -6.6845 | 3850.7406 | 28803.54 |  | 0
1952-10-07 | 0 | 0 | 0 | 0 | -6.6845 | -6.6845 | 3844.0561 | 28753.5399 |  | 0
1952-10-08 | 0 | 0 | 0 | 0 | -6.6845 | -6.6845 | 3837.3716 | 28703.5398 |  | 0
1952-10-09 | 0 | 0 | 0 | 0 | -6.6845 | -6.6845 | 3830.6871 | 28653.5398 |  | 0
1952-10-10 | 0 | 0 | 0 | 0 | -6.6845 | -6.6845 | 3824.0026 | 28603.5397 |  | 0
1952-10-11 | 0 | 0 | 0 | 0 | -6.6845 | -6.6845 | 3817.3181 | 28553.5397 |  | 0
1952-10-12 | 0 | 0 | 0 | 0 | -6.6845 | -6.6845 | 3810.6336 | 28503.5396 |  | 0
1952-10-13 | 0 | 0 | 0 | 0 | -6.6845 | -6.6845 | 3803.9491 | 28453.5395 |  | 0
1952-10-14 | 0 | 0 | 0 | 0 | -6.6845 | -6.6845 | 3797.2646 | 28403.5395 |  | 0
1952-10-15 | 0 | 0 | 0 | 0 | -6.6845 | -6.6845 | 3790.5801 | 28353.5394 |  | 0
1952-10-16 | 0 | 0 | 0 | 0 | -6.6845 | -6.6845 | 3783.8956 | 28303.5394 |  | 0
1952-10-17 | 0 | 0 | 0 | 0 | -6.6845 | -6.6845 | 3777.2111 | 28253.5393 |  | 0
1952-10-18 | 0 | 0 | 0 | 0 | -6.6845 | -6.6845 | 3770.5266 | 28203.5392 |  | 0
1952-10-19 | 0 | 0 | 0 | 0 | -6.6845 | -6.6845 | 3763.8421 | 28153.5392 |  | 0
1952-10-20 | 0 | 0 | 0 | 0 | -6.6845 | -6.6845 | 3757.1576 | 28103.5391 |  | 0
1952-10-21 | 0 | 0 | 0 | 0 | -6.6845 | -6.6845 | 3750.4731 | 28053.5391 |  | 0
1952-10-22 | 0 | 0 | 0 | 0 | -6.6845 | -6.6845 | 3743.7886 | 28003.539 |  | 0
1952-10-23 | 0 | 0 | 0 | 0 | -6.6845 | -6.6845 | 3737.1041 | 27953.5389 |  | 0
1952-10-24 | 0 | 0 | 0 | 0 | -6.6845 | -6.6845 | 3730.4196 | 27903.5389 |  | 0
1952-10-25 | 0 | 0 | 0 | 0 | -6.6845 | -6.6845 | 3723.7351 | 27853.5388 |  | 0
1952-10-26 | 0 | 0 | 0 | 0 | -6.6845 | -6.6845 | 3717.0506 | 27803.5388 |  | 0
1952-10-27 | 0 | 0 | 0 | 0 | -6.6845 | -6.6845 | 3710.3661 | 27753.5387 |  | 0
1952-10-28 | 0 | 0 | 0 | 0 | -6.6845 | -6.6845 | 3703.6816 | 27703.5386 |  | 0
1952-10-29 | 0 | 0 | 0 | 0 | -6.6845 | -6.6845 | 3696.9971 | 27653.5386 |  | 0
1952-10-30 | 0 | 0 | 0 | 0 | -6.6845 | -6.6845 | 3690.3126 | 27603.5385 |  | 0
1952-10-31 | 0 | 0 | 0 | 0 | -6.6845 | -6.6845 | 3683.6281 | 27553.5385 |  | 0
1952-11-01 | 0 | 0 | 0 | 0 | -6.6845 | -6.6845 | 3676.9436 | 27503.5384 |  | 0
1952-11-02 | 0 | 0 | 0 | 0 | -6.6845 | -6.6845 | 3670.2591 | 27453.5383 |  | 0
1952-11-03 | 0 | 0 | 0 | 0 | -6.6845 | -6.6845 | 3663.5746 | 27403.5383 |  | 0
1952-11-04 | 0 | 0 | 0 | 0 | -6.6845 | -6.6845 | 3656.8901 | 27353.5382 |  | 0
1952-11-05 | 0 | 0 | 0 | 0 | -6.6845 | -6.6845 | 3650.2056 | 27303.5382 |  | 0
1952-11-06 | 0 | 0 | 0 | 0 | -6.6845 | -6.6845 | 3643.5211 | 27253.5381 |  | 0
1952-11-07 | 0 | 0 | 0 | 0 | -6.6845 | -6.6845 | 3636.8366 | 27203.538 |  | 0
1952-11-08 | 0 | 0 | 0 | 0 | -6.6845 | -6.6845 | 3630.1521 | 27153.538 |  | 0
1952-11-09 | 0 | 0 | 0 | 0 | -6.6845 | -6.6845 | 3623.4676 | 27103.5379 |  | 0
1952-11-10 | 0 | 0 | 0 | 0 | -6.6845 | -6.6845 | 3616.7831 | 27053.5379 |  | 0
1952-11-11 | 0 | 0 | 0 | 0 | -6.6845 | -6.6845 | 3610.0986 | 27003.5378 |  | 0
1952-11-12 | 0 | 0 | 0 | 0 | -6.6845 | -6.6845 | 3603.4141 | 26953.5377 |  | 0
1952-11-13 | 0 | 0 | 0 | 0 | -6.6845 | -6.6845 | 3596.7296 | 26903.5377 |  | 0
1952-11-14 | 0 | 0 | 0 | 0 | -6.6845 | -6.6845 | 3590.0451 | 26853.5376 |  | 0
1952-11-15 | 0 | 0 | 0 | 0 | -6.6845 | -6.6845 | 3583.3606 | 26803.5376 |  | 0
1952-11-16 | 0 | 0 | 0 | 0 | -6.6845 | -6.6845 | 3576.6761 | 26753.5375 |  | 0
1952-11-17 | 0 | 0 | 0 | 0 | -6.6845 | -6.6845 | 3569.9916 | 26703.5374 |  | 0
1952-11-18 | 0 | 0 | 0 | 0 | -6.6845 | -6.6845 | 3563.3071 | 26653.5374 |  | 0
1952-11-19 | 0 | 0 | 0 | 0 | -6.6845 | -6.6845 | 3556.6226 | 26603.5373 |  | 0
1952-11-20 | 0 | 0 | 0 | 0 | -6.6845 | -6.6845 | 3549.9381 | 26553.5373 |  | 0
1952-11-21 | 0 | 0 | 0 | 0 | -6.6845 | -6.6845 | 3543.2536 | 26503.5372 |  | 0
1952-11-22 | 0 | 0 | 0 | 0 | -6.6845 | -6.6845 | 3536.5691 | 26453.5371 |  | 0
1952-11-23 | 0 | 0 | 0 | 0 | -6.6845 | -6.6845 | 3529.8846 | 26403.5371 |  | 0
1952-11-24 | 0.070833 | 178.1657 | 3.6551 | 3.6551 | 167.8261 | 167.8261 | 3697.7107 | 27658.8762 |  | 0
1952-11-25 | 0.014167 | 35.6331 | 3.6551 | 3.6551 | 25.2936 | 25.2936 | 3723.0043 | 27848.072 |  | 0
1952-11-26 | 0 | 0 | 0 | 0 | -6.6845 | -6.6845 | 3716.3198 | 27798.0719 |  | 0
1952-11-27 | 0 | 0 | 0 | 0 | -6.6845 | -6.6845 | 3709.6353 | 27748.0719 |  | 0
1952-11-28 | 0 | 0 | 0 | 0 | -6.6845 | -6.6845 | 3702.9508 | 27698.0718 |  | 0
1952-11-29 | 0 | 0 | 0 | 0 | -6.6845 | -6.6845 | 3696.2663 | 27648.0718 |  | 0
1952-11-30 | 0 | 0 | 0 | 0 | -6.6845 | -6.6845 | 3689.5818 | 27598.0717 |  | 0
1952-12-01 | 0 | 0 | 0 | 0 | -6.6845 | -6.6845 | 3682.8973 | 27548.0716 |  | 0
1952-12-02 | 0 | 0 | 0 | 0 | -6.6845 | -6.6845 | 3676.2128 | 27498.0716 |  | 0
1952-12-03 | 0 | 0 | 0 | 0 | -6.6845 | -6.6845 | 3669.5283 | 27448.0715 |  | 0
1952-12-04 | 0 | 0 | 0 | 0 | -6.6845 | -6.6845 | 3662.8438 | 27398.0715 |  | 0
1952-12-05 | 0 | 0 | 0 | 0 | -6.6845 | -6.6845 | 3656.1593 | 27348.0714 |  | 0
1952-12-06 | 0 | 0 | 0 | 0 | -6.6845 | -6.6845 | 3649.4748 | 27298.0713 |  | 0
1952-12-07 | 0 | 0 | 0 | 0 | -6.6845 | -6.6845 | 3642.7903 | 27248.0713 |  | 0
1952-12-08 | 0 | 0 | 0 | 0 | -6.6845 | -6.6845 | 3636.1058 | 27198.0712 |  | 0
1952-12-09 | 0 | 0 | 0 | 0 | -6.6845 | -6.6845 | 3629.4213 | 27148.0712 |  | 0
1952-12-10 | 0 | 0 | 0 | 0 | -6.6845 | -6.6845 | 3622.7368 | 27098.0711 |  | 0
1952-12-11 | 0 | 0 | 0 | 0 | -6.6845 | -6.6845 | 3616.0523 | 27048.071 |  | 0
1952-12-12 | 0 | 0 | 0 | 0 | -6.6845 | -6.6845 | 3609.3678 | 26998.071 |  | 0
1952-12-13 | 0 | 0 | 0 | 0 | -6.6845 | -6.6845 | 3602.6833 | 26948.0709 |  | 0
1952-12-14 | 0 | 0 | 0 | 0 | -6.6845 | -6.6845 | 3595.9988 | 26898.0709 |  | 0
1952-12-15 | 0 | 0 | 0 | 0 | -6.6845 | -6.6845 | 3589.3143 | 26848.0708 |  | 0
1952-12-16 | 0 | 0 | 0 | 0 | -6.6845 | -6.6845 | 3582.6298 | 26798.0707 |  | 0
1952-12-17 | 0 | 0 | 0 | 0 | -6.6845 | -6.6845 | 3575.9453 | 26748.0707 |  | 0
1952-12-18 | 0.030833 | 77.5545 | 3.6551 | 3.6551 | 67.2149 | 67.2149 | 3643.1602 | 27250.838 |  | 0
1952-12-19 | 0.0175 | 44.0174 | 3.6551 | 3.6551 | 33.6778 | 33.6778 | 3676.838 | 27502.7481 |  | 0
1952-12-20 | 0 | 0 | 0 | 0 | -6.6845 | -6.6845 | 3670.1535 | 27452.7481 |  | 0
1952-12-21 | 0 | 0 | 0 | 0 | -6.6845 | -6.6845 | 3663.469 | 27402.748 |  | 0
1952-12-22 | 0 | 0 | 0 | 0 | -6.6845 | -6.6845 | 3656.7845 | 27352.7479 |  | 0
1952-12-23 | 0 | 0 | 0 | 0 | -6.6845 | -6.6845 | 3650.1 | 27302.7479 |  | 0
1952-12-24 | 0 | 0 | 0 | 0 | -6.6845 | -6.6845 | 3643.4155 | 27252.7478 |  | 0
1952-12-25 | 0 | 0 | 0 | 0 | -6.6845 | -6.6845 | 3636.731 | 27202.7478 |  | 0
1952-12-26 | 0 | 0 | 0 | 0 | -6.6845 | -6.6845 | 3630.0465 | 27152.7477 |  | 0
1952-12-27 | 0 | 0 | 0 | 0 | -6.6845 | -6.6845 | 3623.362 | 27102.7476 |  | 0
1952-12-28 | 0 | 0 | 0 | 0 | -6.6845 | -6.6845 | 3616.6775 | 27052.7476 |  | 0
1952-12-29 | 0.048333 | 121.5719 | 3.6551 | 3.6551 | 111.2323 | 111.2323 | 3727.9098 | 27884.7651 |  | 0
1952-12-30 | 0 | 0 | 0 | 0 | -6.6845 | -6.6845 | 3721.2253 | 27834.765 |  | 0
1952-12-31 | 0 | 0 | 0 | 0 | -6.6845 | -6.6845 | 3714.5408 | 27784.765 |  | 0
1953-01-01 | 0 | 0 | 0 | 0 | -6.6845 | -6.6845 | 3707.8563 | 27734.7649 |  | 0
1953-01-02 | 0 | 0 | 0 | 0 | -6.6845 | -6.6845 | 3701.1718 | 27684.7648 |  | 0
1953-01-03 | 0 | 0 | 0 | 0 | -6.6845 | -6.6845 | 3694.4873 | 27634.7648 |  | 0
1953-01-04 | 0 | 0 | 0 | 0 | -6.6845 | -6.6845 | 3687.8028 | 27584.7647 |  | 0
1953-01-05 | 0 | 0 | 0 | 0 | -6.6845 | -6.6845 | 3681.1183 | 27534.7647 |  | 0
1953-01-06 | 0 | 0 | 0 | 0 | -6.6845 | -6.6845 | 3674.4338 | 27484.7646 |  | 0
1953-01-07 | 0 | 0 | 0 | 0 | -6.6845 | -6.6845 | 3667.7493 | 27434.7645 |  | 0
1953-01-08 | 0 | 0 | 0 | 0 | -6.6845 | -6.6845 | 3661.0648 | 27384.7645 |  | 0
1953-01-09 | 0 | 0 | 0 | 0 | -6.6845 | -6.6845 | 3654.3803 | 27334.7644 |  | 0
1953-01-10 | 0 | 0 | 0 | 0 | -6.6845 | -6.6845 | 3647.6958 | 27284.7644 |  | 0
1953-01-11 | 0 | 0 | 0 | 0 | -6.6845 | -6.6845 | 3641.0113 | 27234.7643 |  | 0
1953-01-12 | 0 | 0 | 0 | 0 | -6.6845 | -6.6845 | 3634.3268 | 27184.7642 |  | 0
1953-01-13 | 0 | 0 | 0 | 0 | -6.6845 | -6.6845 | 3627.6423 | 27134.7642 |  | 0
1953-01-14 | 0 | 0 | 0 | 0 | -6.6845 | -6.6845 | 3620.9578 | 27084.7641 |  | 0
1953-01-15 | 0 | 0 | 0 | 0 | -6.6845 | -6.6845 | 3614.2733 | 27034.7641 |  | 0
1953-01-16 | 0 | 0 | 0 | 0 | -6.6845 | -6.6845 | 3607.5888 | 26984.764 |  | 0
1953-01-17 | 0 | 0 | 0 | 0 | -6.6845 | -6.6845 | 3600.9043 | 26934.7639 |  | 0
1953-01-18 | 0 | 0 | 0 | 0 | -6.6845 | -6.6845 | 3594.2198 | 26884.7639 |  | 0
1953-01-19 | 0 | 0 | 0 | 0 | -6.6845 | -6.6845 | 3587.5353 | 26834.7638 |  | 0
1953-01-20 | 0 | 0 | 0 | 0 | -6.6845 | -6.6845 | 3580.8508 | 26784.7638 |  | 0
1953-01-21 | 0 | 0 | 0 | 0 | -6.6845 | -6.6845 | 3574.1663 | 26734.7637 |  | 0
1953-01-22 | 0 | 0 | 0 | 0 | -6.6845 | -6.6845 | 3567.4818 | 26684.7636 |  | 0
1953-01-23 | 0 | 0 | 0 | 0 | -6.6845 | -6.6845 | 3560.7973 | 26634.7636 |  | 0
1953-01-24 | 0 | 0 | 0 | 0 | -6.6845 | -6.6845 | 3554.1128 | 26584.7635 |  | 0
1953-01-25 | 0 | 0 | 0 | 0 | -6.6845 | -6.6845 | 3547.4283 | 26534.7635 |  | 0
1953-01-26 | 0 | 0 | 0 | 0 | -6.6845 | -6.6845 | 3540.7438 | 26484.7634 |  | 0
1953-01-27 | 0 | 0 | 0 | 0 | -6.6845 | -6.6845 | 3534.0593 | 26434.7633 |  | 0
1953-01-28 | 0 | 0 | 0 | 0 | -6.6845 | -6.6845 | 3527.3748 | 26384.7633 |  | 0
1953-01-29 | 0 | 0 | 0 | 0 | -6.6845 | -6.6845 | 3520.6903 | 26334.7632 |  | 0
1953-01-30 | 0 | 0 | 0 | 0 | -6.6845 | -6.6845 | 3514.0058 | 26284.7632 |  | 0
1953-01-31 | 0.0025 | 6.2882 | 3.6551 | 3.6551 | -4.0514 | -4.0514 | 3509.9544 | 26254.4588 |  | 0
1953-02-01 | 0 | 0 | 0 | 0 | -6.6845 | -6.6845 | 3503.2699 | 26204.4588 |  | 0
1953-02-02 | 0 | 0 | 0 | 0 | -6.6845 | -6.6845 | 3496.5854 | 26154.4587 |  | 0
1953-02-03 | 0 | 0 | 0 | 0 | -6.6845 | -6.6845 | 3489.9009 | 26104.4587 |  | 0
1953-02-04 | 0 | 0 | 0 | 0 | -6.6845 | -6.6845 | 3483.2164 | 26054.4586 |  | 0
1953-02-05 | 0 | 0 | 0 | 0 | -6.6845 | -6.6845 | 3476.5319 | 26004.4585 |  | 0
1953-02-06 | 0 | 0 | 0 | 0 | -6.6845 | -6.6845 | 3469.8474 | 25954.4585 |  | 0
1953-02-07 | 0 | 0 | 0 | 0 | -6.6845 | -6.6845 | 3463.1629 | 25904.4584 |  | 0
1953-02-08 | 0 | 0 | 0 | 0 | -6.6845 | -6.6845 | 3456.4784 | 25854.4584 |  | 0
1953-02-09 | 0 | 0 | 0 | 0 | -6.6845 | -6.6845 | 3449.7939 | 25804.4583 |  | 0
1953-02-10 | 0 | 0 | 0 | 0 | -6.6845 | -6.6845 | 3443.1094 | 25754.4582 |  | 0
1953-02-11 | 0 | 0 | 0 | 0 | -6.6845 | -6.6845 | 3436.4249 | 25704.4582 |  | 0
1953-02-12 | 0 | 0 | 0 | 0 | -6.6845 | -6.6845 | 3429.7404 | 25654.4581 |  | 0
1953-02-13 | 0 | 0 | 0 | 0 | -6.6845 | -6.6845 | 3423.0559 | 25604.4581 |  | 0
1953-02-14 | 0 | 0 | 0 | 0 | -6.6845 | -6.6845 | 3416.3714 | 25554.458 |  | 0
1953-02-15 | 0 | 0 | 0 | 0 | -6.6845 | -6.6845 | 3409.6869 | 25504.4579 |  | 0
1953-02-16 | 0 | 0 | 0 | 0 | -6.6845 | -6.6845 | 3403.0024 | 25454.4579 |  | 0
1953-02-17 | 0 | 0 | 0 | 0 | -6.6845 | -6.6845 | 3396.3179 | 25404.4578 |  | 0
1953-02-18 | 0 | 0 | 0 | 0 | -6.6845 | -6.6845 | 3389.6334 | 25354.4578 |  | 0
1953-02-19 | 0 | 0 | 0 | 0 | -6.6845 | -6.6845 | 3382.9489 | 25304.4577 |  | 0
1953-02-20 | 0 | 0 | 0 | 0 | -6.6845 | -6.6845 | 3376.2644 | 25254.4576 |  | 0
1953-02-21 | 0 | 0 | 0 | 0 | -6.6845 | -6.6845 | 3369.5799 | 25204.4576 |  | 0
1953-02-22 | 0 | 0 | 0 | 0 | -6.6845 | -6.6845 | 3362.8954 | 25154.4575 |  | 0
1953-02-23 | 0.0066667 | 16.7685 | 3.6551 | 3.6551 | 6.429 | 6.429 | 3369.3243 | 25202.5461 |  | 0
1953-02-24 | 0.014167 | 35.6331 | 3.6551 | 3.6551 | 25.2936 | 25.2936 | 3394.6179 | 25391.7419 |  | 0
1953-02-25 | 0 | 0 | 0 | 0 | -6.6845 | -6.6845 | 3387.9334 | 25341.7418 |  | 0
1953-02-26 | 0 | 0 | 0 | 0 | -6.6845 | -6.6845 | 3381.2489 | 25291.7417 |  | 0
1953-02-27 | 0 | 0 | 0 | 0 | -6.6845 | -6.6845 | 3374.5644 | 25241.7417 |  | 0
1953-02-28 | 0 | 0 | 0 | 0 | -6.6845 | -6.6845 | 3367.8799 | 25191.7416 |  | 0
1953-03-01 | 0 | 0 | 0 | 0 | -6.6845 | -6.6845 | 3361.1954 | 25141.7416 |  | 0
1953-03-02 | 0 | 0 | 0 | 0 | -6.6845 | -6.6845 | 3354.5109 | 25091.7415 |  | 0
1953-03-03 | 0 | 0 | 0 | 0 | -6.6845 | -6.6845 | 3347.8264 | 25041.7414 |  | 0
1953-03-04 | 0 | 0 | 0 | 0 | -6.6845 | -6.6845 | 3341.1419 | 24991.7414 |  | 0
1953-03-05 | 0 | 0 | 0 | 0 | -6.6845 | -6.6845 | 3334.4574 | 24941.7413 |  | 0
1953-03-06 | 0 | 0 | 0 | 0 | -6.6845 | -6.6845 | 3327.7729 | 24891.7413 |  | 0
1953-03-07 | 0 | 0 | 0 | 0 | -6.6845 | -6.6845 | 3321.0884 | 24841.7412 |  | 0
1953-03-08 | 0 | 0 | 0 | 0 | -6.6845 | -6.6845 | 3314.4039 | 24791.7411 |  | 0
1953-03-09 | 0.033333 | 83.8427 | 3.6551 | 3.6551 | 73.5031 | 73.5031 | 3387.907 | 25341.5442 |  | 0
1953-03-10 | 0.0025 | 6.2882 | 3.6551 | 3.6551 | -4.0514 | -4.0514 | 3383.8556 | 25311.2399 |  | 0
1953-03-11 | 0 | 0 | 0 | 0 | -6.6845 | -6.6845 | 3377.1711 | 25261.2398 |  | 0
1953-03-12 | 0 | 0 | 0 | 0 | -6.6845 | -6.6845 | 3370.4866 | 25211.2398 |  | 0
1953-03-13 | 0 | 0 | 0 | 0 | -6.6845 | -6.6845 | 3363.8021 | 25161.2397 |  | 0
1953-03-14 | 0 | 0 | 0 | 0 | -6.6845 | -6.6845 | 3357.1176 | 25111.2397 |  | 0
1953-03-15 | 0 | 0 | 0 | 0 | -6.6845 | -6.6845 | 3350.4331 | 25061.2396 |  | 0
1953-03-16 | 0 | 0 | 0 | 0 | -6.6845 | -6.6845 | 3343.7486 | 25011.2395 |  | 0
1953-03-17 | 0 | 0 | 0 | 0 | -6.6845 | -6.6845 | 3337.0641 | 24961.2395 |  | 0
1953-03-18 | 0 | 0 | 0 | 0 | -6.6845 | -6.6845 | 3330.3796 | 24911.2394 |  | 0
1953-03-19 | 0 | 0 | 0 | 0 | -6.6845 | -6.6845 | 3323.6951 | 24861.2394 |  | 0
1953-03-20 | 0 | 0 | 0 | 0 | -6.6845 | -6.6845 | 3317.0106 | 24811.2393 |  | 0
1953-03-21 | 0 | 0 | 0 | 0 | -6.6845 | -6.6845 | 3310.3261 | 24761.2392 |  | 0
1953-03-22 | 0 | 0 | 0 | 0 | -6.6845 | -6.6845 | 3303.6416 | 24711.2392 |  | 0
1953-03-23 | 0 | 0 | 0 | 0 | -6.6845 | -6.6845 | 3296.9571 | 24661.2391 |  | 0
1953-03-24 | 0 | 0 | 0 | 0 | -6.6845 | -6.6845 | 3290.2726 | 24611.2391 |  | 0
1953-03-25 | 0 | 0 | 0 | 0 | -6.6845 | -6.6845 | 3283.5881 | 24561.239 |  | 0
1953-03-26 | 0 | 0 | 0 | 0 | -6.6845 | -6.6845 | 3276.9036 | 24511.2389 |  | 0
1953-03-27 | 0.0016667 | 4.1921 | 3.6551 | 3.6551 | -6.1474 | -6.1474 | 3270.7562 | 24465.256 |  | 0
1953-03-28 | 0 | 0 | 0 | 0 | -6.6845 | -6.6845 | 3264.0717 | 24415.256 |  | 0
1953-03-29 | 0 | 0 | 0 | 0 | -6.6845 | -6.6845 | 3257.3872 | 24365.2559 |  | 0
1953-03-30 | 0 | 0 | 0 | 0 | -6.6845 | -6.6845 | 3250.7027 | 24315.2559 |  | 0
1953-03-31 | 0 | 0 | 0 | 0 | -6.6845 | -6.6845 | 3244.0182 | 24265.2558 |  | 0
1953-04-01 | 0 | 0 | 0 | 0 | -6.6845 | -6.6845 | 3237.3337 | 24215.2557 |  | 0
1953-04-02 | 0 | 0 | 0 | 0 | -6.6845 | -6.6845 | 3230.6492 | 24165.2557 |  | 0
1953-04-03 | 0 | 0 | 0 | 0 | -6.6845 | -6.6845 | 3223.9647 | 24115.2556 |  | 0
1953-04-04 | 0 | 0 | 0 | 0 | -6.6845 | -6.6845 | 3217.2802 | 24065.2556 |  | 0
1953-04-05 | 0 | 0 | 0 | 0 | -6.6845 | -6.6845 | 3210.5957 | 24015.2555 |  | 0
1953-04-06 | 0 | 0 | 0 | 0 | -6.6845 | -6.6845 | 3203.9112 | 23965.2554 |  | 0
1953-04-07 | 0 | 0 | 0 | 0 | -6.6845 | -6.6845 | 3197.2267 | 23915.2554 |  | 0
1953-04-08 | 0 | 0 | 0 | 0 | -6.6845 | -6.6845 | 3190.5422 | 23865.2553 |  | 0
1953-04-09 | 0 | 0 | 0 | 0 | -6.6845 | -6.6845 | 3183.8577 | 23815.2553 |  | 0
1953-04-10 | 0 | 0 | 0 | 0 | -6.6845 | -6.6845 | 3177.1732 | 23765.2552 |  | 0
1953-04-11 | 0 | 0 | 0 | 0 | -6.6845 | -6.6845 | 3170.4887 | 23715.2551 |  | 0
1953-04-12 | 0 | 0 | 0 | 0 | -6.6845 | -6.6845 | 3163.8042 | 23665.2551 |  | 0
1953-04-13 | 0 | 0 | 0 | 0 | -6.6845 | -6.6845 | 3157.1197 | 23615.255 |  | 0
1953-04-14 | 0 | 0 | 0 | 0 | -6.6845 | -6.6845 | 3150.4352 | 23565.255 |  | 0
1953-04-15 | 0 | 0 | 0 | 0 | -6.6845 | -6.6845 | 3143.7507 | 23515.2549 |  | 0
1953-04-16 | 0 | 0 | 0 | 0 | -6.6845 | -6.6845 | 3137.0662 | 23465.2548 |  | 0
1953-04-17 | 0 | 0 | 0 | 0 | -6.6845 | -6.6845 | 3130.3817 | 23415.2548 |  | 0
1953-04-18 | 0 | 0 | 0 | 0 | -6.6845 | -6.6845 | 3123.6972 | 23365.2547 |  | 0
1953-04-19 | 0 | 0 | 0 | 0 | -6.6845 | -6.6845 | 3117.0127 | 23315.2547 |  | 0
1953-04-20 | 0 | 0 | 0 | 0 | -6.6845 | -6.6845 | 3110.3282 | 23265.2546 |  | 0
1953-04-21 | 0 | 0 | 0 | 0 | -6.6845 | -6.6845 | 3103.6437 | 23215.2545 |  | 0
1953-04-22 | 0.00083333 | 2.0961 | 3.6551 | 2.0961 | -6.6845 | -6.6845 | 3096.9592 | 23165.2545 |  | 0
1953-04-23 | 0.0066667 | 16.7685 | 3.6551 | 3.6551 | 6.429 | 6.429 | 3103.3881 | 23213.343 |  | 0
1953-04-24 | 0 | 0 | 0 | 0 | -6.6845 | -6.6845 | 3096.7036 | 23163.343 |  | 0
1953-04-25 | 0 | 0 | 0 | 0 | -6.6845 | -6.6845 | 3090.0191 | 23113.3429 |  | 0
1953-04-26 | 0 | 0 | 0 | 0 | -6.6845 | -6.6845 | 3083.3346 | 23063.3429 |  | 0
1953-04-27 | 0 | 0 | 0 | 0 | -6.6845 | -6.6845 | 3076.6501 | 23013.3428 |  | 0
1953-04-28 | 0 | 0 | 0 | 0 | -6.6845 | -6.6845 | 3069.9656 | 22963.3427 |  | 0
1953-04-29 | 0 | 0 | 0 | 0 | -6.6845 | -6.6845 | 3063.2811 | 22913.3427 |  | 0
1953-04-30 | 0 | 0 | 0 | 0 | -6.6845 | -6.6845 | 3056.5966 | 22863.3426 |  | 0
1953-05-01 | 0 | 0 | 0 | 0 | -6.6845 | -6.6845 | 3049.9121 | 22813.3426 |  | 0
1953-05-02 | 0 | 0 | 0 | 0 | -6.6845 | -6.6845 | 3043.2276 | 22763.3425 |  | 0
1953-05-03 | 0 | 0 | 0 | 0 | -6.6845 | -6.6845 | 3036.5431 | 22713.3424 |  | 0
1953-05-04 | 0 | 0 | 0 | 0 | -6.6845 | -6.6845 | 3029.8586 | 22663.3424 |  | 0
1953-05-05 | 0 | 0 | 0 | 0 | -6.6845 | -6.6845 | 3023.1741 | 22613.3423 |  | 0
1953-05-06 | 0 | 0 | 0 | 0 | -6.6845 | -6.6845 | 3016.4896 | 22563.3423 |  | 0
1953-05-07 | 0 | 0 | 0 | 0 | -6.6845 | -6.6845 | 3009.8051 | 22513.3422 |  | 0
1953-05-08 | 0 | 0 | 0 | 0 | -6.6845 | -6.6845 | 3003.1206 | 22463.3421 |  | 0
1953-05-09 | 0 | 0 | 0 | 0 | -6.6845 | -6.6845 | 2996.4361 | 22413.3421 |  | 0
1953-05-10 | 0 | 0 | 0 | 0 | -6.6845 | -6.6845 | 2989.7516 | 22363.342 |  | 0
1953-05-11 | 0 | 0 | 0 | 0 | -6.6845 | -6.6845 | 2983.0671 | 22313.342 |  | 0
1953-05-12 | 0 | 0 | 0 | 0 | -6.6845 | -6.6845 | 2976.3826 | 22263.3419 |  | 0
1953-05-13 | 0 | 0 | 0 | 0 | -6.6845 | -6.6845 | 2969.6981 | 22213.3418 |  | 0
1953-05-14 | 0 | 0 | 0 | 0 | -6.6845 | -6.6845 | 2963.0136 | 22163.3418 |  | 0
1953-05-15 | 0 | 0 | 0 | 0 | -6.6845 | -6.6845 | 2956.3291 | 22113.3417 |  | 0
1953-05-16 | 0 | 0 | 0 | 0 | -6.6845 | -6.6845 | 2949.6446 | 22063.3417 |  | 0
1953-05-17 | 0 | 0 | 0 | 0 | -6.6845 | -6.6845 | 2942.9601 | 22013.3416 |  | 0
1953-05-18 | 0 | 0 | 0 | 0 | -6.6845 | -6.6845 | 2936.2756 | 21963.3415 |  | 0
1953-05-19 | 0 | 0 | 0 | 0 | -6.6845 | -6.6845 | 2929.5911 | 21913.3415 |  | 0
1953-05-20 | 0 | 0 | 0 | 0 | -6.6845 | -6.6845 | 2922.9066 | 21863.3414 |  | 0
1953-05-21 | 0 | 0 | 0 | 0 | -6.6845 | -6.6845 | 2916.2221 | 21813.3414 |  | 0
1953-05-22 | 0 | 0 | 0 | 0 | -6.6845 | -6.6845 | 2909.5376 | 21763.3413 |  | 0
1953-05-23 | 0 | 0 | 0 | 0 | -6.6845 | -6.6845 | 2902.8531 | 21713.3412 |  | 0
1953-05-24 | 0 | 0 | 0 | 0 | -6.6845 | -6.6845 | 2896.1686 | 21663.3412 |  | 0
1953-05-25 | 0 | 0 | 0 | 0 | -6.6845 | -6.6845 | 2889.4841 | 21613.3411 |  | 0
1953-05-26 | 0.00083333 | 2.0961 | 3.6551 | 2.0961 | -6.6845 | -6.6845 | 2882.7996 | 21563.3411 |  | 0
1953-05-27 | 0 | 0 | 0 | 0 | -6.6845 | -6.6845 | 2876.1151 | 21513.341 |  | 0
1953-05-28 | 0 | 0 | 0 | 0 | -6.6845 | -6.6845 | 2869.4306 | 21463.3409 |  | 0
1953-05-29 | 0.0041667 | 10.4803 | 3.6551 | 3.6551 | 0.14075 | 0.14075 | 2869.5714 | 21464.3938 |  | 0
1953-05-30 | 0 | 0 | 0 | 0 | -6.6845 | -6.6845 | 2862.8869 | 21414.3937 |  | 0
1953-05-31 | 0.030833 | 77.5545 | 3.6551 | 3.6551 | 67.2149 | 67.2149 | 2930.1017 | 21917.1611 |  | 0
1953-06-01 | 0 | 0 | 0 | 0 | -6.6845 | -6.6845 | 2923.4172 | 21867.161 |  | 0
1953-06-02 | 0 | 0 | 0 | 0 | -6.6845 | -6.6845 | 2916.7327 | 21817.161 |  | 0
1953-06-03 | 0 | 0 | 0 | 0 | -6.6845 | -6.6845 | 2910.0482 | 21767.1609 |  | 0
1953-06-04 | 0 | 0 | 0 | 0 | -6.6845 | -6.6845 | 2903.3637 | 21717.1608 |  | 0
1953-06-05 | 0 | 0 | 0 | 0 | -6.6845 | -6.6845 | 2896.6792 | 21667.1608 |  | 0
1953-06-06 | 0 | 0 | 0 | 0 | -6.6845 | -6.6845 | 2889.9947 | 21617.1607 |  | 0
1953-06-07 | 0 | 0 | 0 | 0 | -6.6845 | -6.6845 | 2883.3102 | 21567.1607 |  | 0
1953-06-08 | 0 | 0 | 0 | 0 | -6.6845 | -6.6845 | 2876.6257 | 21517.1606 |  | 0
1953-06-09 | 0 | 0 | 0 | 0 | -6.6845 | -6.6845 | 2869.9412 | 21467.1605 |  | 0
1953-06-10 | 0 | 0 | 0 | 0 | -6.6845 | -6.6845 | 2863.2567 | 21417.1605 |  | 0
1953-06-11 | 0 | 0 | 0 | 0 | -6.6845 | -6.6845 | 2856.5722 | 21367.1604 |  | 0
1953-06-12 | 0 | 0 | 0 | 0 | -6.6845 | -6.6845 | 2849.8877 | 21317.1604 |  | 0
1953-06-13 | 0 | 0 | 0 | 0 | -6.6845 | -6.6845 | 2843.2032 | 21267.1603 |  | 0
1953-06-14 | 0 | 0 | 0 | 0 | -6.6845 | -6.6845 | 2836.5187 | 21217.1602 |  | 0
1953-06-15 | 0 | 0 | 0 | 0 | -6.6845 | -6.6845 | 2829.8342 | 21167.1602 |  | 0
1953-06-16 | 0.030833 | 77.5545 | 3.6551 | 3.6551 | 67.2149 | 67.2149 | 2897.0491 | 21669.9275 |  | 0
1953-06-17 | 0.023333 | 58.6899 | 3.6551 | 3.6551 | 48.3503 | 48.3503 | 2945.3994 | 22031.5877 |  | 0
1953-06-18 | 0.00083333 | 2.0961 | 3.6551 | 2.0961 | -6.6845 | -6.6845 | 2938.7149 | 21981.5876 |  | 0
1953-06-19 | 0 | 0 | 0 | 0 | -6.6845 | -6.6845 | 2932.0304 | 21931.5875 |  | 0
1953-06-20 | 0 | 0 | 0 | 0 | -6.6845 | -6.6845 | 2925.3459 | 21881.5875 |  | 0
1953-06-21 | 0 | 0 | 0 | 0 | -6.6845 | -6.6845 | 2918.6614 | 21831.5874 |  | 0
1953-06-22 | 0 | 0 | 0 | 0 | -6.6845 | -6.6845 | 2911.9769 | 21781.5874 |  | 0
1953-06-23 | 0 | 0 | 0 | 0 | -6.6845 | -6.6845 | 2905.2924 | 21731.5873 |  | 0
1953-06-24 | 0 | 0 | 0 | 0 | -6.6845 | -6.6845 | 2898.6079 | 21681.5872 |  | 0
1953-06-25 | 0 | 0 | 0 | 0 | -6.6845 | -6.6845 | 2891.9234 | 21631.5872 |  | 0
1953-06-26 | 0 | 0 | 0 | 0 | -6.6845 | -6.6845 | 2885.2389 | 21581.5871 |  | 0
1953-06-27 | 0 | 0 | 0 | 0 | -6.6845 | -6.6845 | 2878.5544 | 21531.5871 |  | 0
1953-06-28 | 0 | 0 | 0 | 0 | -6.6845 | -6.6845 | 2871.8699 | 21481.587 |  | 0
1953-06-29 | 0 | 0 | 0 | 0 | -6.6845 | -6.6845 | 2865.1854 | 21431.5869 |  | 0
1953-06-30 | 0.00083333 | 2.0961 | 3.6551 | 2.0961 | -6.6845 | -6.6845 | 2858.5009 | 21381.5869 |  | 0
1953-07-01 | 0 | 0 | 0 | 0 | -6.6845 | -6.6845 | 2851.8164 | 21331.5868 |  | 0
1953-07-02 | 0 | 0 | 0 | 0 | -6.6845 | -6.6845 | 2845.1319 | 21281.5868 |  | 0
1953-07-03 | 0 | 0 | 0 | 0 | -6.6845 | -6.6845 | 2838.4474 | 21231.5867 |  | 0
1953-07-04 | 0 | 0 | 0 | 0 | -6.6845 | -6.6845 | 2831.7629 | 21181.5866 |  | 0
1953-07-05 | 0.0033333 | 8.3843 | 3.6551 | 3.6551 | -1.9553 | -1.9553 | 2829.8076 | 21166.9609 |  | 0
1953-07-06 | 0 | 0 | 0 | 0 | -6.6845 | -6.6845 | 2823.1231 | 21116.9608 |  | 0
1953-07-07 | 0.0041667 | 10.4803 | 3.6551 | 3.6551 | 0.14075 | 0.14075 | 2823.2639 | 21118.0137 |  | 0
1953-07-08 | 0.011667 | 29.3449 | 3.6551 | 3.6551 | 19.0054 | 19.0054 | 2842.2692 | 21260.1737 |  | 0
1953-07-09 | 0 | 0 | 0 | 0 | -6.6845 | -6.6845 | 2835.5847 | 21210.1737 |  | 0
1953-07-10 | 0 | 0 | 0 | 0 | -6.6845 | -6.6845 | 2828.9002 | 21160.1736 |  | 0
1953-07-11 | 0 | 0 | 0 | 0 | -6.6845 | -6.6845 | 2822.2157 | 21110.1735 |  | 0
1953-07-12 | 0 | 0 | 0 | 0 | -6.6845 | -6.6845 | 2815.5312 | 21060.1735 |  | 0
1953-07-13 | 0 | 0 | 0 | 0 | -6.6845 | -6.6845 | 2808.8467 | 21010.1734 |  | 0
1953-07-14 | 0 | 0 | 0 | 0 | -6.6845 | -6.6845 | 2802.1622 | 20960.1734 |  | 0
1953-07-15 | 0 | 0 | 0 | 0 | -6.6845 | -6.6845 | 2795.4777 | 20910.1733 |  | 0
1953-07-16 | 0.013333 | 33.5371 | 3.6551 | 3.6551 | 23.1975 | 23.1975 | 2818.6752 | 21083.6905 |  | 0
1953-07-17 | 0.033333 | 83.8427 | 3.6551 | 3.6551 | 73.5031 | 73.5031 | 2892.1783 | 21633.4936 |  | 0
1953-07-18 | 0.00083333 | 2.0961 | 3.6551 | 2.0961 | -6.6845 | -6.6845 | 2885.4938 | 21583.4935 |  | 0
1953-07-19 | 0 | 0 | 0 | 0 | -6.6845 | -6.6845 | 2878.8093 | 21533.4935 |  | 0
1953-07-20 | 0 | 0 | 0 | 0 | -6.6845 | -6.6845 | 2872.1248 | 21483.4934 |  | 0
1953-07-21 | 0.019167 | 48.2095 | 3.6551 | 3.6551 | 37.87 | 37.87 | 2909.9947 | 21766.7607 |  | 0
1953-07-22 | 0 | 0 | 0 | 0 | -6.6845 | -6.6845 | 2903.3102 | 21716.7606 |  | 0
1953-07-23 | 0 | 0 | 0 | 0 | -6.6845 | -6.6845 | 2896.6257 | 21666.7605 |  | 0
1953-07-24 | 0 | 0 | 0 | 0 | -6.6845 | -6.6845 | 2889.9412 | 21616.7605 |  | 0
1953-07-25 | 0.034167 | 85.9387 | 3.6551 | 3.6551 | 75.5992 | 75.5992 | 2965.5404 | 22182.2421 |  | 0
1953-07-26 | 0.059167 | 148.8207 | 3.6551 | 3.6551 | 138.4812 | 138.4812 | 3104.0215 | 23218.0812 |  | 0
1953-07-27 | 0 | 0 | 0 | 0 | -6.6845 | -6.6845 | 3097.337 | 23168.0811 |  | 0
1953-07-28 | 0 | 0 | 0 | 0 | -6.6845 | -6.6845 | 3090.6525 | 23118.081 |  | 0
1953-07-29 | 0.065 | 163.4932 | 3.6551 | 3.6551 | 153.1536 | 153.1536 | 3243.8062 | 24263.6701 |  | 0
1953-07-30 | 0 | 0 | 0 | 0 | -6.6845 | -6.6845 | 3237.1217 | 24213.6701 |  | 0
1953-07-31 | 0 | 0 | 0 | 0 | -6.6845 | -6.6845 | 3230.4372 | 24163.67 |  | 0
1953-08-01 | 0.0041667 | 10.4803 | 3.6551 | 3.6551 | 0.14075 | 0.14075 | 3230.5779 | 24164.7228 |  | 0
1953-08-02 | 0 | 0 | 0 | 0 | -6.6845 | -6.6845 | 3223.8934 | 24114.7228 |  | 0
1953-08-03 | 0 | 0 | 0 | 0 | -6.6845 | -6.6845 | 3217.2089 | 24064.7227 |  | 0
1953-08-04 | 0 | 0 | 0 | 0 | -6.6845 | -6.6845 | 3210.5244 | 24014.7227 |  | 0
1953-08-05 | 0.0058333 | 14.6725 | 3.6551 | 3.6551 | 4.3329 | 4.3329 | 3214.8573 | 24047.1326 |  | 0
1953-08-06 | 0 | 0 | 0 | 0 | -6.6845 | -6.6845 | 3208.1728 | 23997.1326 |  | 0
1953-08-07 | 0 | 0 | 0 | 0 | -6.6845 | -6.6845 | 3201.4883 | 23947.1325 |  | 0
1953-08-08 | 0 | 0 | 0 | 0 | -6.6845 | -6.6845 | 3194.8038 | 23897.1325 |  | 0
1953-08-09 | 0 | 0 | 0 | 0 | -6.6845 | -6.6845 | 3188.1193 | 23847.1324 |  | 0
1953-08-10 | 0 | 0 | 0 | 0 | -6.6845 | -6.6845 | 3181.4348 | 23797.1323 |  | 0
1953-08-11 | 0 | 0 | 0 | 0 | -6.6845 | -6.6845 | 3174.7503 | 23747.1323 |  | 0
1953-08-12 | 0 | 0 | 0 | 0 | -6.6845 | -6.6845 | 3168.0658 | 23697.1322 |  | 0
1953-08-13 | 0 | 0 | 0 | 0 | -6.6845 | -6.6845 | 3161.3813 | 23647.1322 |  | 0
1953-08-14 | 0 | 0 | 0 | 0 | -6.6845 | -6.6845 | 3154.6968 | 23597.1321 |  | 0
1953-08-15 | 0.0025 | 6.2882 | 3.6551 | 3.6551 | -4.0514 | -4.0514 | 3150.6454 | 23566.8278 |  | 0
1953-08-16 | 0 | 0 | 0 | 0 | -6.6845 | -6.6845 | 3143.9609 | 23516.8277 |  | 0
1953-08-17 | 0 | 0 | 0 | 0 | -6.6845 | -6.6845 | 3137.2764 | 23466.8277 |  | 0
1953-08-18 | 0.023333 | 58.6899 | 3.6551 | 3.6551 | 48.3503 | 48.3503 | 3185.6267 | 23828.4878 |  | 0
1953-08-19 | 0 | 0 | 0 | 0 | -6.6845 | -6.6845 | 3178.9422 | 23778.4877 |  | 0
1953-08-20 | 0 | 0 | 0 | 0 | -6.6845 | -6.6845 | 3172.2577 | 23728.4877 |  | 0
1953-08-21 | 0 | 0 | 0 | 0 | -6.6845 | -6.6845 | 3165.5732 | 23678.4876 |  | 0
1953-08-22 | 0.029167 | 73.3623 | 3.6551 | 3.6551 | 63.0228 | 63.0228 | 3228.596 | 24149.8978 |  | 0
1953-08-23 | 0 | 0 | 0 | 0 | -6.6845 | -6.6845 | 3221.9115 | 24099.8978 |  | 0
1953-08-24 | 0 | 0 | 0 | 0 | -6.6845 | -6.6845 | 3215.227 | 24049.8977 |  | 0
1953-08-25 | 0 | 0 | 0 | 0 | -6.6845 | -6.6845 | 3208.5425 | 23999.8976 |  | 0
1953-08-26 | 0 | 0 | 0 | 0 | -6.6845 | -6.6845 | 3201.858 | 23949.8976 |  | 0
1953-08-27 | 0 | 0 | 0 | 0 | -6.6845 | -6.6845 | 3195.1735 | 23899.8975 |  | 0
1953-08-28 | 0 | 0 | 0 | 0 | -6.6845 | -6.6845 | 3188.489 | 23849.8975 |  | 0
1953-08-29 | 0 | 0 | 0 | 0 | -6.6845 | -6.6845 | 3181.8045 | 23799.8974 |  | 0
1953-08-30 | 0.040833 | 102.7073 | 3.6551 | 3.6551 | 92.3677 | 92.3677 | 3274.1722 | 24490.8077 |  | 0
1953-08-31 | 0.046667 | 117.3797 | 3.6551 | 3.6551 | 107.0402 | 107.0402 | 3381.2123 | 25291.468 |  | 0
1953-09-01 | 0 | 0 | 0 | 0 | -6.6845 | -6.6845 | 3374.5278 | 25241.468 |  | 0
1953-09-02 | 0 | 0 | 0 | 0 | -6.6845 | -6.6845 | 3367.8433 | 25191.4679 |  | 0
1953-09-03 | 0.053333 | 134.1483 | 3.6551 | 3.6551 | 123.8087 | 123.8087 | 3491.652 | 26117.5569 |  | 0
1953-09-04 | 0 | 0 | 0 | 0 | -6.6845 | -6.6845 | 3484.9675 | 26067.5568 |  | 0
1953-09-05 | 0 | 0 | 0 | 0 | -6.6845 | -6.6845 | 3478.283 | 26017.5568 |  | 0
1953-09-06 | 0 | 0 | 0 | 0 | -6.6845 | -6.6845 | 3471.5985 | 25967.5567 |  | 0
1953-09-07 | 0 | 0 | 0 | 0 | -6.6845 | -6.6845 | 3464.914 | 25917.5566 |  | 0
1953-09-08 | 0 | 0 | 0 | 0 | -6.6845 | -6.6845 | 3458.2295 | 25867.5566 |  | 0
1953-09-09 | 0 | 0 | 0 | 0 | -6.6845 | -6.6845 | 3451.545 | 25817.5565 |  | 0
1953-09-10 | 0 | 0 | 0 | 0 | -6.6845 | -6.6845 | 3444.8605 | 25767.5565 |  | 0
1953-09-11 | 0 | 0 | 0 | 0 | -6.6845 | -6.6845 | 3438.176 | 25717.5564 |  | 0
1953-09-12 | 0 | 0 | 0 | 0 | -6.6845 | -6.6845 | 3431.4915 | 25667.5563 |  | 0
1953-09-13 | 0 | 0 | 0 | 0 | -6.6845 | -6.6845 | 3424.807 | 25617.5563 |  | 0
1953-09-14 | 0 | 0 | 0 | 0 | -6.6845 | -6.6845 | 3418.1225 | 25567.5562 |  | 0
1953-09-15 | 0 | 0 | 0 | 0 | -6.6845 | -6.6845 | 3411.438 | 25517.5562 |  | 0
1953-09-16 | 0 | 0 | 0 | 0 | -6.6845 | -6.6845 | 3404.7535 | 25467.5561 |  | 0
1953-09-17 | 0 | 0 | 0 | 0 | -6.6845 | -6.6845 | 3398.069 | 25417.556 |  | 0
1953-09-18 | 0 | 0 | 0 | 0 | -6.6845 | -6.6845 | 3391.3845 | 25367.556 |  | 0
1953-09-19 | 0 | 0 | 0 | 0 | -6.6845 | -6.6845 | 3384.7 | 25317.5559 |  | 0
1953-09-20 | 0 | 0 | 0 | 0 | -6.6845 | -6.6845 | 3378.0155 | 25267.5559 |  | 0
1953-09-21 | 0 | 0 | 0 | 0 | -6.6845 | -6.6845 | 3371.331 | 25217.5558 |  | 0
1953-09-22 | 0 | 0 | 0 | 0 | -6.6845 | -6.6845 | 3364.6465 | 25167.5557 |  | 0
1953-09-23 | 0 | 0 | 0 | 0 | -6.6845 | -6.6845 | 3357.962 | 25117.5557 |  | 0
1953-09-24 | 0 | 0 | 0 | 0 | -6.6845 | -6.6845 | 3351.2775 | 25067.5556 |  | 0
1953-09-25 | 0 | 0 | 0 | 0 | -6.6845 | -6.6845 | 3344.593 | 25017.5556 |  | 0
1953-09-26 | 0 | 0 | 0 | 0 | -6.6845 | -6.6845 | 3337.9085 | 24967.5555 |  | 0
1953-09-27 | 0 | 0 | 0 | 0 | -6.6845 | -6.6845 | 3331.224 | 24917.5554 |  | 0
1953-09-28 | 0 | 0 | 0 | 0 | -6.6845 | -6.6845 | 3324.5395 | 24867.5554 |  | 0
1953-09-29 | 0 | 0 | 0 | 0 | -6.6845 | -6.6845 | 3317.855 | 24817.5553 |  | 0
1953-09-30 | 0 | 0 | 0 | 0 | -6.6845 | -6.6845 | 3311.1705 | 24767.5553 |  | 0
1953-10-01 | 0 | 0 | 0 | 0 | -6.6845 | -6.6845 | 3304.486 | 24717.5552 |  | 0
1953-10-02 | 0 | 0 | 0 | 0 | -6.6845 | -6.6845 | 3297.8015 | 24667.5551 |  | 0
1953-10-03 | 0.0025 | 6.2882 | 3.6551 | 3.6551 | -4.0514 | -4.0514 | 3293.7501 | 24637.2508 |  | 0
1953-10-04 | 0.015833 | 39.8253 | 3.6551 | 3.6551 | 29.4857 | 29.4857 | 3323.2358 | 24857.8038 |  | 0
1953-10-05 | 0 | 0 | 0 | 0 | -6.6845 | -6.6845 | 3316.5513 | 24807.8037 |  | 0
1953-10-06 | 0 | 0 | 0 | 0 | -6.6845 | -6.6845 | 3309.8668 | 24757.8036 |  | 0
1953-10-07 | 0 | 0 | 0 | 0 | -6.6845 | -6.6845 | 3303.1823 | 24707.8036 |  | 0
1953-10-08 | 0 | 0 | 0 | 0 | -6.6845 | -6.6845 | 3296.4978 | 24657.8035 |  | 0
1953-10-09 | 0 | 0 | 0 | 0 | -6.6845 | -6.6845 | 3289.8133 | 24607.8035 |  | 0
1953-10-10 | 0 | 0 | 0 | 0 | -6.6845 | -6.6845 | 3283.1288 | 24557.8034 |  | 0
1953-10-11 | 0 | 0 | 0 | 0 | -6.6845 | -6.6845 | 3276.4443 | 24507.8033 |  | 0
1953-10-12 | 0 | 0 | 0 | 0 | -6.6845 | -6.6845 | 3269.7598 | 24457.8033 |  | 0
1953-10-13 | 0 | 0 | 0 | 0 | -6.6845 | -6.6845 | 3263.0753 | 24407.8032 |  | 0
1953-10-14 | 0 | 0 | 0 | 0 | -6.6845 | -6.6845 | 3256.3908 | 24357.8032 |  | 0
1953-10-15 | 0 | 0 | 0 | 0 | -6.6845 | -6.6845 | 3249.7063 | 24307.8031 |  | 0
1953-10-16 | 0 | 0 | 0 | 0 | -6.6845 | -6.6845 | 3243.0218 | 24257.803 |  | 0
1953-10-17 | 0 | 0 | 0 | 0 | -6.6845 | -6.6845 | 3236.3373 | 24207.803 |  | 0
1953-10-18 | 0 | 0 | 0 | 0 | -6.6845 | -6.6845 | 3229.6528 | 24157.8029 |  | 0
1953-10-19 | 0 | 0 | 0 | 0 | -6.6845 | -6.6845 | 3222.9683 | 24107.8029 |  | 0
1953-10-20 | 0 | 0 | 0 | 0 | -6.6845 | -6.6845 | 3216.2838 | 24057.8028 |  | 0
1953-10-21 | 0 | 0 | 0 | 0 | -6.6845 | -6.6845 | 3209.5993 | 24007.8027 |  | 0
1953-10-22 | 0 | 0 | 0 | 0 | -6.6845 | -6.6845 | 3202.9148 | 23957.8027 |  | 0
1953-10-23 | 0 | 0 | 0 | 0 | -6.6845 | -6.6845 | 3196.2303 | 23907.8026 |  | 0
1953-10-24 | 0 | 0 | 0 | 0 | -6.6845 | -6.6845 | 3189.5458 | 23857.8026 |  | 0
1953-10-25 | 0 | 0 | 0 | 0 | -6.6845 | -6.6845 | 3182.8613 | 23807.8025 |  | 0
1953-10-26 | 0 | 0 | 0 | 0 | -6.6845 | -6.6845 | 3176.1768 | 23757.8024 |  | 0
1953-10-27 | 0 | 0 | 0 | 0 | -6.6845 | -6.6845 | 3169.4923 | 23707.8024 |  | 0
1953-10-28 | 0 | 0 | 0 | 0 | -6.6845 | -6.6845 | 3162.8078 | 23657.8023 |  | 0
1953-10-29 | 0 | 0 | 0 | 0 | -6.6845 | -6.6845 | 3156.1233 | 23607.8023 |  | 0
1953-10-30 | 0.016667 | 41.9213 | 3.6551 | 3.6551 | 31.5818 | 31.5818 | 3187.705 | 23844.0338 |  | 0
1953-10-31 | 0 | 0 | 0 | 0 | -6.6845 | -6.6845 | 3181.0205 | 23794.0337 |  | 0
1953-11-01 | 0 | 0 | 0 | 0 | -6.6845 | -6.6845 | 3174.336 | 23744.0337 |  | 0
1953-11-02 | 0 | 0 | 0 | 0 | -6.6845 | -6.6845 | 3167.6515 | 23694.0336 |  | 0
1953-11-03 | 0 | 0 | 0 | 0 | -6.6845 | -6.6845 | 3160.967 | 23644.0335 |  | 0
1953-11-04 | 0 | 0 | 0 | 0 | -6.6845 | -6.6845 | 3154.2825 | 23594.0335 |  | 0
1953-11-05 | 0 | 0 | 0 | 0 | -6.6845 | -6.6845 | 3147.598 | 23544.0334 |  | 0
1953-11-06 | 0 | 0 | 0 | 0 | -6.6845 | -6.6845 | 3140.9135 | 23494.0334 |  | 0
1953-11-07 | 0 | 0 | 0 | 0 | -6.6845 | -6.6845 | 3134.229 | 23444.0333 |  | 0
1953-11-08 | 0 | 0 | 0 | 0 | -6.6845 | -6.6845 | 3127.5445 | 23394.0332 |  | 0
1953-11-09 | 0 | 0 | 0 | 0 | -6.6845 | -6.6845 | 3120.86 | 23344.0332 |  | 0
1953-11-10 | 0 | 0 | 0 | 0 | -6.6845 | -6.6845 | 3114.1755 | 23294.0331 |  | 0
1953-11-11 | 0 | 0 | 0 | 0 | -6.6845 | -6.6845 | 3107.491 | 23244.0331 |  | 0
1953-11-12 | 0 | 0 | 0 | 0 | -6.6845 | -6.6845 | 3100.8065 | 23194.033 |  | 0
1953-11-13 | 0 | 0 | 0 | 0 | -6.6845 | -6.6845 | 3094.122 | 23144.0329 |  | 0
1953-11-14 | 0 | 0 | 0 | 0 | -6.6845 | -6.6845 | 3087.4375 | 23094.0329 |  | 0
1953-11-15 | 0 | 0 | 0 | 0 | -6.6845 | -6.6845 | 3080.753 | 23044.0328 |  | 0
1953-11-16 | 0 | 0 | 0 | 0 | -6.6845 | -6.6845 | 3074.0685 | 22994.0328 |  | 0
1953-11-17 | 0 | 0 | 0 | 0 | -6.6845 | -6.6845 | 3067.384 | 22944.0327 |  | 0
1953-11-18 | 0 | 0 | 0 | 0 | -6.6845 | -6.6845 | 3060.6995 | 22894.0326 |  | 0
1953-11-19 | 0 | 0 | 0 | 0 | -6.6845 | -6.6845 | 3054.015 | 22844.0326 |  | 0
1953-11-20 | 0 | 0 | 0 | 0 | -6.6845 | -6.6845 | 3047.3305 | 22794.0325 |  | 0
1953-11-21 | 0 | 0 | 0 | 0 | -6.6845 | -6.6845 | 3040.646 | 22744.0325 |  | 0
1953-11-22 | 0 | 0 | 0 | 0 | -6.6845 | -6.6845 | 3033.9615 | 22694.0324 |  | 0
1953-11-23 | 0 | 0 | 0 | 0 | -6.6845 | -6.6845 | 3027.277 | 22644.0323 |  | 0
1953-11-24 | 0 | 0 | 0 | 0 | -6.6845 | -6.6845 | 3020.5925 | 22594.0323 |  | 0 | 1
1953-11-25 | 0 | 0 | 0 | 0 | -6.6845 | -6.6845 | 3013.908 | 22544.0322 |  | 0
1953-11-26 | 0 | 0 | 0 | 0 | -6.6845 | -6.6845 | 3007.2235 | 22494.0322 |  | 0
1953-11-27 | 0 | 0 | 0 | 0 | -6.6845 | -6.6845 | 3000.539 | 22444.0321 |  | 0
1953-11-28 | 0 | 0 | 0 | 0 | -6.6845 | -6.6845 | 2993.8545 | 22394.032 |  | 0
1953-11-29 | 0 | 0 | 0 | 0 | -6.6845 | -6.6845 | 2987.17 | 22344.032 |  | 0
1953-11-30 | 0 | 0 | 0 | 0 | -6.6845 | -6.6845 | 2980.4855 | 22294.0319 |  | 0
1953-12-01 | 0 | 0 | 0 | 0 | -6.6845 | -6.6845 | 2973.801 | 22244.0319 |  | 0
1953-12-02 | 0.018333 | 46.1135 | 3.6551 | 3.6551 | 35.7739 | 35.7739 | 3009.5749 | 22511.6205 |  | 0
1953-12-03 | 0 | 0 | 0 | 0 | -6.6845 | -6.6845 | 3002.8904 | 22461.6205 |  | 0
1953-12-04 | 0 | 0 | 0 | 0 | -6.6845 | -6.6845 | 2996.2059 | 22411.6204 |  | 0
1953-12-05 | 0 | 0 | 0 | 0 | -6.6845 | -6.6845 | 2989.5214 | 22361.6203 |  | 0
1953-12-06 | 0 | 0 | 0 | 0 | -6.6845 | -6.6845 | 2982.8369 | 22311.6203 |  | 0
1953-12-07 | 0 | 0 | 0 | 0 | -6.6845 | -6.6845 | 2976.1524 | 22261.6202 |  | 0
1953-12-08 | 0 | 0 | 0 | 0 | -6.6845 | -6.6845 | 2969.4679 | 22211.6202 |  | 0
1953-12-09 | 0 | 0 | 0 | 0 | -6.6845 | -6.6845 | 2962.7834 | 22161.6201 |  | 0
1953-12-10 | 0 | 0 | 0 | 0 | -6.6845 | -6.6845 | 2956.0989 | 22111.62 |  | 0
1953-12-11 | 0 | 0 | 0 | 0 | -6.6845 | -6.6845 | 2949.4144 | 22061.62 |  | 0
1953-12-12 | 0 | 0 | 0 | 0 | -6.6845 | -6.6845 | 2942.7299 | 22011.6199 |  | 0
1953-12-13 | 0 | 0 | 0 | 0 | -6.6845 | -6.6845 | 2936.0454 | 21961.6199 |  | 0
1953-12-14 | 0 | 0 | 0 | 0 | -6.6845 | -6.6845 | 2929.3609 | 21911.6198 |  | 0
1953-12-15 | 0 | 0 | 0 | 0 | -6.6845 | -6.6845 | 2922.6764 | 21861.6197 |  | 0
1953-12-16 | 0 | 0 | 0 | 0 | -6.6845 | -6.6845 | 2915.9919 | 21811.6197 |  | 0
1953-12-17 | 0 | 0 | 0 | 0 | -6.6845 | -6.6845 | 2909.3074 | 21761.6196 |  | 0
1953-12-18 | 0 | 0 | 0 | 0 | -6.6845 | -6.6845 | 2902.6229 | 21711.6196 |  | 0
1953-12-19 | 0 | 0 | 0 | 0 | -6.6845 | -6.6845 | 2895.9384 | 21661.6195 |  | 0
1953-12-20 | 0 | 0 | 0 | 0 | -6.6845 | -6.6845 | 2889.2539 | 21611.6194 |  | 0
1953-12-21 | 0 | 0 | 0 | 0 | -6.6845 | -6.6845 | 2882.5694 | 21561.6194 |  | 0
1953-12-22 | 0.00083333 | 2.0961 | 3.6551 | 2.0961 | -6.6845 | -6.6845 | 2875.8849 | 21511.6193 |  | 0
1953-12-23 | 0.0125 | 31.441 | 3.6551 | 3.6551 | 21.1014 | 21.1014 | 2896.9864 | 21669.4579 |  | 0
1953-12-24 | 0 | 0 | 0 | 0 | -6.6845 | -6.6845 | 2890.3019 | 21619.4579 |  | 0
1953-12-25 | 0 | 0 | 0 | 0 | -6.6845 | -6.6845 | 2883.6174 | 21569.4578 |  | 0
1953-12-26 | 0 | 0 | 0 | 0 | -6.6845 | -6.6845 | 2876.9329 | 21519.4578 |  | 0
1953-12-27 | 0 | 0 | 0 | 0 | -6.6845 | -6.6845 | 2870.2484 | 21469.4577 |  | 0
1953-12-28 | 0 | 0 | 0 | 0 | -6.6845 | -6.6845 | 2863.5639 | 21419.4576 |  | 0
1953-12-29 | 0 | 0 | 0 | 0 | -6.6845 | -6.6845 | 2856.8794 | 21369.4576 |  | 0
1953-12-30 | 0 | 0 | 0 | 0 | -6.6845 | -6.6845 | 2850.1949 | 21319.4575 |  | 0
1953-12-31 | 0 | 0 | 0 | 0 | -6.6845 | -6.6845 | 2843.5104 | 21269.4575 |  | 0
1954-01-01 | 0 | 0 | 0 | 0 | -6.6845 | -6.6845 | 2836.8259 | 21219.4574 |  | 0
1954-01-02 | 0 | 0 | 0 | 0 | -6.6845 | -6.6845 | 2830.1414 | 21169.4573 |  | 0
1954-01-03 | 0 | 0 | 0 | 0 | -6.6845 | -6.6845 | 2823.4569 | 21119.4573 |  | 0
1954-01-04 | 0 | 0 | 0 | 0 | -6.6845 | -6.6845 | 2816.7724 | 21069.4572 |  | 0
1954-01-05 | 0 | 0 | 0 | 0 | -6.6845 | -6.6845 | 2810.0879 | 21019.4572 |  | 0
1954-01-06 | 0 | 0 | 0 | 0 | -6.6845 | -6.6845 | 2803.4034 | 20969.4571 |  | 0
1954-01-07 | 0 | 0 | 0 | 0 | -6.6845 | -6.6845 | 2796.7189 | 20919.457 |  | 0
1954-01-08 | 0 | 0 | 0 | 0 | -6.6845 | -6.6845 | 2790.0344 | 20869.457 |  | 0
1954-01-09 | 0 | 0 | 0 | 0 | -6.6845 | -6.6845 | 2783.3499 | 20819.4569 |  | 0
1954-01-10 | 0 | 0 | 0 | 0 | -6.6845 | -6.6845 | 2776.6654 | 20769.4569 |  | 0
1954-01-11 | 0 | 0 | 0 | 0 | -6.6845 | -6.6845 | 2769.9809 | 20719.4568 |  | 0
1954-01-12 | 0 | 0 | 0 | 0 | -6.6845 | -6.6845 | 2763.2964 | 20669.4567 |  | 0
1954-01-13 | 0 | 0 | 0 | 0 | -6.6845 | -6.6845 | 2756.6119 | 20619.4567 |  | 0
1954-01-14 | 0.020833 | 52.4017 | 3.6551 | 3.6551 | 42.0621 | 42.0621 | 2798.6739 | 20934.0811 |  | 0
1954-01-15 | 0.0375 | 94.323 | 3.6551 | 3.6551 | 83.9834 | 83.9834 | 2882.6574 | 21562.2771 |  | 0
1954-01-16 | 0 | 0 | 0 | 0 | -6.6845 | -6.6845 | 2875.9729 | 21512.277 |  | 0
1954-01-17 | 0 | 0 | 0 | 0 | -6.6845 | -6.6845 | 2869.2884 | 21462.2769 |  | 0
1954-01-18 | 0 | 0 | 0 | 0 | -6.6845 | -6.6845 | 2862.6039 | 21412.2769 |  | 0
1954-01-19 | 0 | 0 | 0 | 0 | -6.6845 | -6.6845 | 2855.9194 | 21362.2768 |  | 0
1954-01-20 | 0 | 0 | 0 | 0 | -6.6845 | -6.6845 | 2849.2349 | 21312.2768 |  | 0
1954-01-21 | 0 | 0 | 0 | 0 | -6.6845 | -6.6845 | 2842.5504 | 21262.2767 |  | 0
1954-01-22 | 0 | 0 | 0 | 0 | -6.6845 | -6.6845 | 2835.8659 | 21212.2766 |  | 0
1954-01-23 | 0 | 0 | 0 | 0 | -6.6845 | -6.6845 | 2829.1814 | 21162.2766 |  | 0
1954-01-24 | 0 | 0 | 0 | 0 | -6.6845 | -6.6845 | 2822.4969 | 21112.2765 |  | 0
1954-01-25 | 0 | 0 | 0 | 0 | -6.6845 | -6.6845 | 2815.8124 | 21062.2765 |  | 0
1954-01-26 | 0 | 0 | 0 | 0 | -6.6845 | -6.6845 | 2809.1279 | 21012.2764 |  | 0
1954-01-27 | 0 | 0 | 0 | 0 | -6.6845 | -6.6845 | 2802.4434 | 20962.2763 |  | 0
1954-01-28 | 0 | 0 | 0 | 0 | -6.6845 | -6.6845 | 2795.7589 | 20912.2763 |  | 0
1954-01-29 | 0 | 0 | 0 | 0 | -6.6845 | -6.6845 | 2789.0744 | 20862.2762 |  | 0
1954-01-30 | 0 | 0 | 0 | 0 | -6.6845 | -6.6845 | 2782.3899 | 20812.2762 |  | 0
1954-01-31 | 0 | 0 | 0 | 0 | -6.6845 | -6.6845 | 2775.7054 | 20762.2761 |  | 0
1954-02-01 | 0 | 0 | 0 | 0 | -6.6845 | -6.6845 | 2769.0209 | 20712.276 |  | 0
1954-02-02 | 0 | 0 | 0 | 0 | -6.6845 | -6.6845 | 2762.3364 | 20662.276 |  | 0
1954-02-03 | 0 | 0 | 0 | 0 | -6.6845 | -6.6845 | 2755.6519 | 20612.2759 |  | 0
1954-02-04 | 0 | 0 | 0 | 0 | -6.6845 | -6.6845 | 2748.9674 | 20562.2759 |  | 0
1954-02-05 | 0 | 0 | 0 | 0 | -6.6845 | -6.6845 | 2742.2829 | 20512.2758 |  | 0
1954-02-06 | 0 | 0 | 0 | 0 | -6.6845 | -6.6845 | 2735.5984 | 20462.2757 |  | 0
1954-02-07 | 0 | 0 | 0 | 0 | -6.6845 | -6.6845 | 2728.9139 | 20412.2757 |  | 0
1954-02-08 | 0 | 0 | 0 | 0 | -6.6845 | -6.6845 | 2722.2294 | 20362.2756 |  | 0
1954-02-09 | 0 | 0 | 0 | 0 | -6.6845 | -6.6845 | 2715.5449 | 20312.2756 |  | 0
1954-02-10 | 0 | 0 | 0 | 0 | -6.6845 | -6.6845 | 2708.8604 | 20262.2755 |  | 0
1954-02-11 | 0 | 0 | 0 | 0 | -6.6845 | -6.6845 | 2702.1759 | 20212.2754 |  | 0
1954-02-12 | 0 | 0 | 0 | 0 | -6.6845 | -6.6845 | 2695.4914 | 20162.2754 |  | 0
1954-02-13 | 0 | 0 | 0 | 0 | -6.6845 | -6.6845 | 2688.8069 | 20112.2753 |  | 0
1954-02-14 | 0 | 0 | 0 | 0 | -6.6845 | -6.6845 | 2682.1224 | 20062.2753 |  | 0
1954-02-15 | 0 | 0 | 0 | 0 | -6.6845 | -6.6845 | 2675.4379 | 20012.2752 |  | 0
1954-02-16 | 0 | 0 | 0 | 0 | -6.6845 | -6.6845 | 2668.7534 | 19962.2751 |  | 0
1954-02-17 | 0 | 0 | 0 | 0 | -6.6845 | -6.6845 | 2662.0689 | 19912.2751 |  | 0
1954-02-18 | 0 | 0 | 0 | 0 | -6.6845 | -6.6845 | 2655.3844 | 19862.275 |  | 0
1954-02-19 | 0 | 0 | 0 | 0 | -6.6845 | -6.6845 | 2648.6999 | 19812.275 |  | 0
1954-02-20 | 0 | 0 | 0 | 0 | -6.6845 | -6.6845 | 2642.0154 | 19762.2749 |  | 0
1954-02-21 | 0 | 0 | 0 | 0 | -6.6845 | -6.6845 | 2635.3309 | 19712.2748 |  | 0
1954-02-22 | 0 | 0 | 0 | 0 | -6.6845 | -6.6845 | 2628.6464 | 19662.2748 |  | 0
1954-02-23 | 0 | 0 | 0 | 0 | -6.6845 | -6.6845 | 2621.9619 | 19612.2747 |  | 0
1954-02-24 | 0 | 0 | 0 | 0 | -6.6845 | -6.6845 | 2615.2774 | 19562.2747 |  | 0
1954-02-25 | 0 | 0 | 0 | 0 | -6.6845 | -6.6845 | 2608.5929 | 19512.2746 |  | 0
1954-02-26 | 0 | 0 | 0 | 0 | -6.6845 | -6.6845 | 2601.9084 | 19462.2745 |  | 0
1954-02-27 | 0 | 0 | 0 | 0 | -6.6845 | -6.6845 | 2595.2239 | 19412.2745 |  | 0
1954-02-28 | 0 | 0 | 0 | 0 | -6.6845 | -6.6845 | 2588.5394 | 19362.2744 |  | 0
1954-03-01 | 0 | 0 | 0 | 0 | -6.6845 | -6.6845 | 2581.8549 | 19312.2744 |  | 0
1954-03-02 | 0 | 0 | 0 | 0 | -6.6845 | -6.6845 | 2575.1704 | 19262.2743 |  | 0
1954-03-03 | 0 | 0 | 0 | 0 | -6.6845 | -6.6845 | 2568.4859 | 19212.2742 |  | 0
1954-03-04 | 0.02 | 50.3056 | 3.6551 | 3.6551 | 39.966 | 39.966 | 2608.4519 | 19511.2201 |  | 0
1954-03-05 | 0 | 0 | 0 | 0 | -6.6845 | -6.6845 | 2601.7674 | 19461.22 |  | 0
1954-03-06 | 0 | 0 | 0 | 0 | -6.6845 | -6.6845 | 2595.0829 | 19411.22 |  | 0
1954-03-07 | 0 | 0 | 0 | 0 | -6.6845 | -6.6845 | 2588.3984 | 19361.2199 |  | 0
1954-03-08 | 0 | 0 | 0 | 0 | -6.6845 | -6.6845 | 2581.7139 | 19311.2198 |  | 0
1954-03-09 | 0 | 0 | 0 | 0 | -6.6845 | -6.6845 | 2575.0294 | 19261.2198 |  | 0
1954-03-10 | 0 | 0 | 0 | 0 | -6.6845 | -6.6845 | 2568.3449 | 19211.2197 |  | 0
1954-03-11 | 0 | 0 | 0 | 0 | -6.6845 | -6.6845 | 2561.6604 | 19161.2197 |  | 0
1954-03-12 | 0 | 0 | 0 | 0 | -6.6845 | -6.6845 | 2554.9759 | 19111.2196 |  | 0
1954-03-13 | 0 | 0 | 0 | 0 | -6.6845 | -6.6845 | 2548.2914 | 19061.2195 |  | 0
1954-03-14 | 0 | 0 | 0 | 0 | -6.6845 | -6.6845 | 2541.6069 | 19011.2195 |  | 0
1954-03-15 | 0 | 0 | 0 | 0 | -6.6845 | -6.6845 | 2534.9224 | 18961.2194 |  | 0
1954-03-16 | 0 | 0 | 0 | 0 | -6.6845 | -6.6845 | 2528.2379 | 18911.2194 |  | 0
1954-03-17 | 0 | 0 | 0 | 0 | -6.6845 | -6.6845 | 2521.5534 | 18861.2193 |  | 0
1954-03-18 | 0 | 0 | 0 | 0 | -6.6845 | -6.6845 | 2514.8689 | 18811.2192 |  | 0
1954-03-19 | 0 | 0 | 0 | 0 | -6.6845 | -6.6845 | 2508.1844 | 18761.2192 |  | 0
1954-03-20 | 0 | 0 | 0 | 0 | -6.6845 | -6.6845 | 2501.4999 | 18711.2191 |  | 0
1954-03-21 | 0 | 0 | 0 | 0 | -6.6845 | -6.6845 | 2494.8154 | 18661.2191 |  | 0
1954-03-22 | 0 | 0 | 0 | 0 | -6.6845 | -6.6845 | 2488.1309 | 18611.219 |  | 0
1954-03-23 | 0 | 0 | 0 | 0 | -6.6845 | -6.6845 | 2481.4464 | 18561.2189 |  | 0
1954-03-24 | 0 | 0 | 0 | 0 | -6.6845 | -6.6845 | 2474.7619 | 18511.2189 |  | 0
1954-03-25 | 0 | 0 | 0 | 0 | -6.6845 | -6.6845 | 2468.0774 | 18461.2188 |  | 0
1954-03-26 | 0 | 0 | 0 | 0 | -6.6845 | -6.6845 | 2461.3929 | 18411.2188 |  | 0
1954-03-27 | 0 | 0 | 0 | 0 | -6.6845 | -6.6845 | 2454.7084 | 18361.2187 |  | 0
1954-03-28 | 0 | 0 | 0 | 0 | -6.6845 | -6.6845 | 2448.0239 | 18311.2186 |  | 0
1954-03-29 | 0 | 0 | 0 | 0 | -6.6845 | -6.6845 | 2441.3394 | 18261.2186 |  | 0
1954-03-30 | 0 | 0 | 0 | 0 | -6.6845 | -6.6845 | 2434.6549 | 18211.2185 |  | 0
1954-03-31 | 0 | 0 | 0 | 0 | -6.6845 | -6.6845 | 2427.9704 | 18161.2185 |  | 0
1954-04-01 | 0 | 0 | 0 | 0 | -6.6845 | -6.6845 | 2421.2859 | 18111.2184 |  | 0
1954-04-02 | 0 | 0 | 0 | 0 | -6.6845 | -6.6845 | 2414.6014 | 18061.2183 |  | 0
1954-04-03 | 0 | 0 | 0 | 0 | -6.6845 | -6.6845 | 2407.9169 | 18011.2183 |  | 0
1954-04-04 | 0 | 0 | 0 | 0 | -6.6845 | -6.6845 | 2401.2324 | 17961.2182 |  | 0
1954-04-05 | 0 | 0 | 0 | 0 | -6.6845 | -6.6845 | 2394.5479 | 17911.2182 |  | 0
1954-04-06 | 0 | 0 | 0 | 0 | -6.6845 | -6.6845 | 2387.8634 | 17861.2181 |  | 0
1954-04-07 | 0 | 0 | 0 | 0 | -6.6845 | -6.6845 | 2381.1789 | 17811.218 |  | 0
1954-04-08 | 0 | 0 | 0 | 0 | -6.6845 | -6.6845 | 2374.4944 | 17761.218 |  | 0
1954-04-09 | 0 | 0 | 0 | 0 | -6.6845 | -6.6845 | 2367.8099 | 17711.2179 |  | 0
1954-04-10 | 0 | 0 | 0 | 0 | -6.6845 | -6.6845 | 2361.1254 | 17661.2179 |  | 0
1954-04-11 | 0 | 0 | 0 | 0 | -6.6845 | -6.6845 | 2354.4409 | 17611.2178 |  | 0
1954-04-12 | 0.053333 | 134.1483 | 3.6551 | 3.6551 | 123.8087 | 123.8087 | 2478.2496 | 18537.3068 |  | 0
1954-04-13 | 0.0041667 | 10.4803 | 3.6551 | 3.6551 | 0.14075 | 0.14075 | 2478.3903 | 18538.3596 |  | 0
1954-04-14 | 0 | 0 | 0 | 0 | -6.6845 | -6.6845 | 2471.7058 | 18488.3595 |  | 0
1954-04-15 | 0.0058333 | 14.6725 | 3.6551 | 3.6551 | 4.3329 | 4.3329 | 2476.0387 | 18520.7695 |  | 0
1954-04-16 | 0.0083333 | 20.9607 | 3.6551 | 3.6551 | 10.6211 | 10.6211 | 2486.6598 | 18600.2153 |  | 0
1954-04-17 | 0 | 0 | 0 | 0 | -6.6845 | -6.6845 | 2479.9753 | 18550.2152 |  | 0
1954-04-18 | 0 | 0 | 0 | 0 | -6.6845 | -6.6845 | 2473.2908 | 18500.2151 |  | 0
1954-04-19 | 0 | 0 | 0 | 0 | -6.6845 | -6.6845 | 2466.6063 | 18450.2151 |  | 0
1954-04-20 | 0 | 0 | 0 | 0 | -6.6845 | -6.6845 | 2459.9218 | 18400.215 |  | 0
1954-04-21 | 0 | 0 | 0 | 0 | -6.6845 | -6.6845 | 2453.2373 | 18350.215 |  | 0
1954-04-22 | 0.05 | 125.764 | 3.6551 | 3.6551 | 115.4244 | 115.4244 | 2568.6617 | 19213.5896 |  | 0
1954-04-23 | 0 | 0 | 0 | 0 | -6.6845 | -6.6845 | 2561.9772 | 19163.5896 |  | 0
1954-04-24 | 0 | 0 | 0 | 0 | -6.6845 | -6.6845 | 2555.2927 | 19113.5895 |  | 0
1954-04-25 | 0 | 0 | 0 | 0 | -6.6845 | -6.6845 | 2548.6082 | 19063.5894 |  | 0
1954-04-26 | 0.00083333 | 2.0961 | 3.6551 | 2.0961 | -6.6845 | -6.6845 | 2541.9237 | 19013.5894 |  | 0
1954-04-27 | 0 | 0 | 0 | 0 | -6.6845 | -6.6845 | 2535.2392 | 18963.5893 |  | 0
1954-04-28 | 0 | 0 | 0 | 0 | -6.6845 | -6.6845 | 2528.5547 | 18913.5893 |  | 0
1954-04-29 | 0 | 0 | 0 | 0 | -6.6845 | -6.6845 | 2521.8702 | 18863.5892 |  | 0
1954-04-30 | 0 | 0 | 0 | 0 | -6.6845 | -6.6845 | 2515.1857 | 18813.5891 |  | 0
1954-05-01 | 0 | 0 | 0 | 0 | -6.6845 | -6.6845 | 2508.5012 | 18763.5891 |  | 0
1954-05-02 | 0 | 0 | 0 | 0 | -6.6845 | -6.6845 | 2501.8167 | 18713.589 |  | 0
1954-05-03 | 0 | 0 | 0 | 0 | -6.6845 | -6.6845 | 2495.1322 | 18663.589 |  | 0
1954-05-04 | 0 | 0 | 0 | 0 | -6.6845 | -6.6845 | 2488.4477 | 18613.5889 |  | 0
1954-05-05 | 0 | 0 | 0 | 0 | -6.6845 | -6.6845 | 2481.7632 | 18563.5888 |  | 0
1954-05-06 | 0 | 0 | 0 | 0 | -6.6845 | -6.6845 | 2475.0787 | 18513.5888 |  | 0
1954-05-07 | 0 | 0 | 0 | 0 | -6.6845 | -6.6845 | 2468.3942 | 18463.5887 |  | 0
1954-05-08 | 0 | 0 | 0 | 0 | -6.6845 | -6.6845 | 2461.7097 | 18413.5887 |  | 0
1954-05-09 | 0 | 0 | 0 | 0 | -6.6845 | -6.6845 | 2455.0252 | 18363.5886 |  | 0
1954-05-10 | 0 | 0 | 0 | 0 | -6.6845 | -6.6845 | 2448.3407 | 18313.5885 |  | 0
1954-05-11 | 0 | 0 | 0 | 0 | -6.6845 | -6.6845 | 2441.6562 | 18263.5885 |  | 0
1954-05-12 | 0 | 0 | 0 | 0 | -6.6845 | -6.6845 | 2434.9717 | 18213.5884 |  | 0
1954-05-13 | 0 | 0 | 0 | 0 | -6.6845 | -6.6845 | 2428.2872 | 18163.5884 |  | 0
1954-05-14 | 0 | 0 | 0 | 0 | -6.6845 | -6.6845 | 2421.6027 | 18113.5883 |  | 0
1954-05-15 | 0.044167 | 111.0915 | 3.6551 | 3.6551 | 100.752 | 100.752 | 2522.3547 | 18867.2129 |  | 0
1954-05-16 | 0.031667 | 79.6505 | 3.6551 | 3.6551 | 69.311 | 69.311 | 2591.6656 | 19385.6588 |  | 0
1954-05-17 | 0 | 0 | 0 | 0 | -6.6845 | -6.6845 | 2584.9811 | 19335.6588 |  | 0
1954-05-18 | 0.015833 | 39.8253 | 3.6551 | 3.6551 | 29.4857 | 29.4857 | 2614.4668 | 19556.2117 |  | 0
1954-05-19 | 0 | 0 | 0 | 0 | -6.6845 | -6.6845 | 2607.7823 | 19506.2117 |  | 0
1954-05-20 | 0.023333 | 58.6899 | 3.6551 | 3.6551 | 48.3503 | 48.3503 | 2656.1326 | 19867.8718 |  | 0
1954-05-21 | 0 | 0 | 0 | 0 | -6.6845 | -6.6845 | 2649.4481 | 19817.8717 |  | 0
1954-05-22 | 0.0041667 | 10.4803 | 3.6551 | 3.6551 | 0.14075 | 0.14075 | 2649.5888 | 19818.9246 |  | 0
1954-05-23 | 0 | 0 | 0 | 0 | -6.6845 | -6.6845 | 2642.9043 | 19768.9245 |  | 0
1954-05-24 | 0 | 0 | 0 | 0 | -6.6845 | -6.6845 | 2636.2198 | 19718.9245 |  | 0
1954-05-25 | 0 | 0 | 0 | 0 | -6.6845 | -6.6845 | 2629.5353 | 19668.9244 |  | 0
1954-05-26 | 0 | 0 | 0 | 0 | -6.6845 | -6.6845 | 2622.8508 | 19618.9243 |  | 0
1954-05-27 | 0 | 0 | 0 | 0 | -6.6845 | -6.6845 | 2616.1663 | 19568.9243 |  | 0
1954-05-28 | 0 | 0 | 0 | 0 | -6.6845 | -6.6845 | 2609.4818 | 19518.9242 |  | 0
1954-05-29 | 0 | 0 | 0 | 0 | -6.6845 | -6.6845 | 2602.7973 | 19468.9242 |  | 0
1954-05-30 | 0 | 0 | 0 | 0 | -6.6845 | -6.6845 | 2596.1128 | 19418.9241 |  | 0
1954-05-31 | 0 | 0 | 0 | 0 | -6.6845 | -6.6845 | 2589.4283 | 19368.924 |  | 0
1954-06-01 | 0 | 0 | 0 | 0 | -6.6845 | -6.6845 | 2582.7438 | 19318.924 |  | 0
1954-06-02 | 0 | 0 | 0 | 0 | -6.6845 | -6.6845 | 2576.0593 | 19268.9239 |  | 0
1954-06-03 | 0 | 0 | 0 | 0 | -6.6845 | -6.6845 | 2569.3748 | 19218.9239 |  | 0
1954-06-04 | 0 | 0 | 0 | 0 | -6.6845 | -6.6845 | 2562.6903 | 19168.9238 |  | 0
1954-06-05 | 0.01 | 25.1528 | 3.6551 | 3.6551 | 14.8132 | 14.8132 | 2577.5036 | 19279.7267 |  | 0
1954-06-06 | 0.00083333 | 2.0961 | 3.6551 | 2.0961 | -6.6845 | -6.6845 | 2570.8191 | 19229.7266 |  | 0
1954-06-07 | 0 | 0 | 0 | 0 | -6.6845 | -6.6845 | 2564.1346 | 19179.7266 |  | 0
1954-06-08 | 0 | 0 | 0 | 0 | -6.6845 | -6.6845 | 2557.4501 | 19129.7265 |  | 0
1954-06-09 | 0 | 0 | 0 | 0 | -6.6845 | -6.6845 | 2550.7656 | 19079.7264 |  | 0
1954-06-10 | 0.054167 | 136.2443 | 3.6551 | 3.6551 | 125.9048 | 125.9048 | 2676.6703 | 20021.494 |  | 0
1954-06-11 | 0.091667 | 230.5673 | 3.6551 | 3.6551 | 220.2278 | 220.2278 | 2896.8981 | 21668.7976 |  | 0
1954-06-12 | 0 | 0 | 0 | 0 | -6.6845 | -6.6845 | 2890.2136 | 21618.7975 |  | 0
1954-06-13 | 0 | 0 | 0 | 0 | -6.6845 | -6.6845 | 2883.5291 | 21568.7975 |  | 0
1954-06-14 | 0 | 0 | 0 | 0 | -6.6845 | -6.6845 | 2876.8446 | 21518.7974 |  | 0
1954-06-15 | 0 | 0 | 0 | 0 | -6.6845 | -6.6845 | 2870.1601 | 21468.7973 |  | 0
1954-06-16 | 0 | 0 | 0 | 0 | -6.6845 | -6.6845 | 2863.4756 | 21418.7973 |  | 0
1954-06-17 | 0 | 0 | 0 | 0 | -6.6845 | -6.6845 | 2856.7911 | 21368.7972 |  | 0
1954-06-18 | 0 | 0 | 0 | 0 | -6.6845 | -6.6845 | 2850.1066 | 21318.7972 |  | 0
1954-06-19 | 0 | 0 | 0 | 0 | -6.6845 | -6.6845 | 2843.4221 | 21268.7971 |  | 0
1954-06-20 | 0 | 0 | 0 | 0 | -6.6845 | -6.6845 | 2836.7376 | 21218.797 |  | 0
1954-06-21 | 0 | 0 | 0 | 0 | -6.6845 | -6.6845 | 2830.0531 | 21168.797 |  | 0
1954-06-22 | 0 | 0 | 0 | 0 | -6.6845 | -6.6845 | 2823.3686 | 21118.7969 |  | 0
1954-06-23 | 0 | 0 | 0 | 0 | -6.6845 | -6.6845 | 2816.6841 | 21068.7969 |  | 0
1954-06-24 | 0 | 0 | 0 | 0 | -6.6845 | -6.6845 | 2809.9996 | 21018.7968 |  | 0
1954-06-25 | 0 | 0 | 0 | 0 | -6.6845 | -6.6845 | 2803.3151 | 20968.7967 |  | 0
1954-06-26 | 0 | 0 | 0 | 0 | -6.6845 | -6.6845 | 2796.6306 | 20918.7967 |  | 0
1954-06-27 | 0 | 0 | 0 | 0 | -6.6845 | -6.6845 | 2789.9461 | 20868.7966 |  | 0
1954-06-28 | 0.023333 | 58.6899 | 3.6551 | 3.6551 | 48.3503 | 48.3503 | 2838.2964 | 21230.4568 |  | 0
1954-06-29 | 0 | 0 | 0 | 0 | -6.6845 | -6.6845 | 2831.6119 | 21180.4567 |  | 0
1954-06-30 | 0.105 | 264.1044 | 3.6551 | 3.6551 | 253.7648 | 253.7648 | 3085.3767 | 23078.6176 |  | 0
1954-07-01 | 0 | 0 | 0 | 0 | -6.6845 | -6.6845 | 3078.6922 | 23028.6175 |  | 0
1954-07-02 | 0 | 0 | 0 | 0 | -6.6845 | -6.6845 | 3072.0077 | 22978.6174 |  | 0
1954-07-03 | 0 | 0 | 0 | 0 | -6.6845 | -6.6845 | 3065.3232 | 22928.6174 |  | 0
1954-07-04 | 0 | 0 | 0 | 0 | -6.6845 | -6.6845 | 3058.6387 | 22878.6173 |  | 0
1954-07-05 | 0.013333 | 33.5371 | 3.6551 | 3.6551 | 23.1975 | 23.1975 | 3081.8362 | 23052.1345 |  | 0
1954-07-06 | 0 | 0 | 0 | 0 | -6.6845 | -6.6845 | 3075.1517 | 23002.1345 |  | 0
1954-07-07 | 0 | 0 | 0 | 0 | -6.6845 | -6.6845 | 3068.4672 | 22952.1344 |  | 0
1954-07-08 | 0 | 0 | 0 | 0 | -6.6845 | -6.6845 | 3061.7827 | 22902.1343 |  | 0
1954-07-09 | 0 | 0 | 0 | 0 | -6.6845 | -6.6845 | 3055.0982 | 22852.1343 |  | 0
1954-07-10 | 0 | 0 | 0 | 0 | -6.6845 | -6.6845 | 3048.4137 | 22802.1342 |  | 0
1954-07-11 | 0 | 0 | 0 | 0 | -6.6845 | -6.6845 | 3041.7292 | 22752.1342 |  | 0
1954-07-12 | 0 | 0 | 0 | 0 | -6.6845 | -6.6845 | 3035.0447 | 22702.1341 |  | 0
1954-07-13 | 0 | 0 | 0 | 0 | -6.6845 | -6.6845 | 3028.3602 | 22652.134 |  | 0
1954-07-14 | 0 | 0 | 0 | 0 | -6.6845 | -6.6845 | 3021.6757 | 22602.134 |  | 0
1954-07-15 | 0 | 0 | 0 | 0 | -6.6845 | -6.6845 | 3014.9912 | 22552.1339 |  | 0
1954-07-16 | 0 | 0 | 0 | 0 | -6.6845 | -6.6845 | 3008.3067 | 22502.1339 |  | 0
1954-07-17 | 0.010833 | 27.2489 | 3.6551 | 3.6551 | 16.9093 | 16.9093 | 3025.216 | 22628.6153 |  | 0
1954-07-18 | 0 | 0 | 0 | 0 | -6.6845 | -6.6845 | 3018.5315 | 22578.6153 |  | 0
1954-07-19 | 0 | 0 | 0 | 0 | -6.6845 | -6.6845 | 3011.847 | 22528.6152 |  | 0
1954-07-20 | 0.013333 | 33.5371 | 3.6551 | 3.6551 | 23.1975 | 23.1975 | 3035.0444 | 22702.1324 |  | 0
1954-07-21 | 0.016667 | 41.9213 | 3.6551 | 3.6551 | 31.5818 | 31.5818 | 3066.6262 | 22938.3639 |  | 0
1954-07-22 | 0.0025 | 6.2882 | 3.6551 | 3.6551 | -4.0514 | -4.0514 | 3062.5748 | 22908.0596 |  | 0
1954-07-23 | 0 | 0 | 0 | 0 | -6.6845 | -6.6845 | 3055.8903 | 22858.0595 |  | 0
1954-07-24 | 0 | 0 | 0 | 0 | -6.6845 | -6.6845 | 3049.2058 | 22808.0595 |  | 0
1954-07-25 | 0 | 0 | 0 | 0 | -6.6845 | -6.6845 | 3042.5213 | 22758.0594 |  | 0
1954-07-26 | 0 | 0 | 0 | 0 | -6.6845 | -6.6845 | 3035.8368 | 22708.0593 |  | 0
1954-07-27 | 0 | 0 | 0 | 0 | -6.6845 | -6.6845 | 3029.1523 | 22658.0593 |  | 0
1954-07-28 | 0 | 0 | 0 | 0 | -6.6845 | -6.6845 | 3022.4678 | 22608.0592 |  | 0
1954-07-29 | 0 | 0 | 0 | 0 | -6.6845 | -6.6845 | 3015.7833 | 22558.0592 |  | 0
1954-07-30 | 0 | 0 | 0 | 0 | -6.6845 | -6.6845 | 3009.0988 | 22508.0591 |  | 0
1954-07-31 | 0 | 0 | 0 | 0 | -6.6845 | -6.6845 | 3002.4143 | 22458.059 |  | 0
1954-08-01 | 0 | 0 | 0 | 0 | -6.6845 | -6.6845 | 2995.7298 | 22408.059 |  | 0
1954-08-02 | 0 | 0 | 0 | 0 | -6.6845 | -6.6845 | 2989.0453 | 22358.0589 |  | 0
1954-08-03 | 0.068333 | 171.8775 | 3.6551 | 3.6551 | 161.5379 | 161.5379 | 3150.5832 | 23566.3623 |  | 0
1954-08-04 | 0 | 0 | 0 | 0 | -6.6845 | -6.6845 | 3143.8987 | 23516.3623 |  | 0
1954-08-05 | 0 | 0 | 0 | 0 | -6.6845 | -6.6845 | 3137.2142 | 23466.3622 |  | 0
1954-08-06 | 0.031667 | 79.6505 | 3.6551 | 3.6551 | 69.311 | 69.311 | 3206.5252 | 23984.8081 |  | 0
1954-08-07 | 0 | 0 | 0 | 0 | -6.6845 | -6.6845 | 3199.8407 | 23934.8081 |  | 0
1954-08-08 | 0.020833 | 52.4017 | 3.6551 | 3.6551 | 42.0621 | 42.0621 | 3241.9027 | 24249.4325 |  | 0
1954-08-09 | 0 | 0 | 0 | 0 | -6.6845 | -6.6845 | 3235.2182 | 24199.4324 |  | 0
1954-08-10 | 0 | 0 | 0 | 0 | -6.6845 | -6.6845 | 3228.5337 | 24149.4324 |  | 0
1954-08-11 | 0 | 0 | 0 | 0 | -6.6845 | -6.6845 | 3221.8492 | 24099.4323 |  | 0
1954-08-12 | 0 | 0 | 0 | 0 | -6.6845 | -6.6845 | 3215.1647 | 24049.4322 |  | 0
1954-08-13 | 0.005 | 12.5764 | 3.6551 | 3.6551 | 2.2368 | 2.2368 | 3217.4016 | 24066.1636 |  | 0
1954-08-14 | 0 | 0 | 0 | 0 | -6.6845 | -6.6845 | 3210.7171 | 24016.1636 |  | 0
1954-08-15 | 0 | 0 | 0 | 0 | -6.6845 | -6.6845 | 3204.0326 | 23966.1635 |  | 0
1954-08-16 | 0 | 0 | 0 | 0 | -6.6845 | -6.6845 | 3197.3481 | 23916.1635 |  | 0
1954-08-17 | 0 | 0 | 0 | 0 | -6.6845 | -6.6845 | 3190.6636 | 23866.1634 |  | 0
1954-08-18 | 0.0091667 | 23.0567 | 3.6551 | 3.6551 | 12.7172 | 12.7172 | 3203.3807 | 23961.2877 |  | 0
1954-08-19 | 0.0175 | 44.0174 | 3.6551 | 3.6551 | 33.6778 | 33.6778 | 3237.0585 | 24213.1978 |  | 0
1954-08-20 | 0 | 0 | 0 | 0 | -6.6845 | -6.6845 | 3230.374 | 24163.1977 |  | 0
1954-08-21 | 0 | 0 | 0 | 0 | -6.6845 | -6.6845 | 3223.6895 | 24113.1977 |  | 0
1954-08-22 | 0.0075 | 18.8646 | 3.6551 | 3.6551 | 8.525 | 8.525 | 3232.2145 | 24176.9648 |  | 0
1954-08-23 | 0 | 0 | 0 | 0 | -6.6845 | -6.6845 | 3225.53 | 24126.9648 |  | 0
1954-08-24 | 0 | 0 | 0 | 0 | -6.6845 | -6.6845 | 3218.8455 | 24076.9647 |  | 0
1954-08-25 | 0 | 0 | 0 | 0 | -6.6845 | -6.6845 | 3212.161 | 24026.9647 |  | 0
1954-08-26 | 0.084167 | 211.7027 | 3.6551 | 3.6551 | 201.3632 | 201.3632 | 3413.5242 | 25533.161 |  | 0
1954-08-27 | 0 | 0 | 0 | 0 | -6.6845 | -6.6845 | 3406.8397 | 25483.161 |  | 0
1954-08-28 | 0 | 0 | 0 | 0 | -6.6845 | -6.6845 | 3400.1552 | 25433.1609 |  | 0
1954-08-29 | 0.054167 | 136.2443 | 3.6551 | 3.6551 | 125.9048 | 125.9048 | 3526.06 | 26374.9285 |  | 0
1954-08-30 | 0 | 0 | 0 | 0 | -6.6845 | -6.6845 | 3519.3755 | 26324.9284 |  | 0
1954-08-31 | 0 | 0 | 0 | 0 | -6.6845 | -6.6845 | 3512.691 | 26274.9283 |  | 0
1954-09-01 | 0 | 0 | 0 | 0 | -6.6845 | -6.6845 | 3506.0065 | 26224.9283 |  | 0
1954-09-02 | 0 | 0 | 0 | 0 | -6.6845 | -6.6845 | 3499.322 | 26174.9282 |  | 0
1954-09-03 | 0 | 0 | 0 | 0 | -6.6845 | -6.6845 | 3492.6375 | 26124.9282 |  | 0
1954-09-04 | 0 | 0 | 0 | 0 | -6.6845 | -6.6845 | 3485.953 | 26074.9281 |  | 0
1954-09-05 | 0 | 0 | 0 | 0 | -6.6845 | -6.6845 | 3479.2685 | 26024.928 |  | 0
1954-09-06 | 0 | 0 | 0 | 0 | -6.6845 | -6.6845 | 3472.584 | 25974.928 |  | 0
1954-09-07 | 0 | 0 | 0 | 0 | -6.6845 | -6.6845 | 3465.8995 | 25924.9279 |  | 0
1954-09-08 | 0 | 0 | 0 | 0 | -6.6845 | -6.6845 | 3459.215 | 25874.9279 |  | 0
1954-09-09 | 0 | 0 | 0 | 0 | -6.6845 | -6.6845 | 3452.5305 | 25824.9278 |  | 0
1954-09-10 | 0 | 0 | 0 | 0 | -6.6845 | -6.6845 | 3445.846 | 25774.9277 |  | 0
1954-09-11 | 0.0033333 | 8.3843 | 3.6551 | 3.6551 | -1.9553 | -1.9553 | 3443.8906 | 25760.302 |  | 0
1954-09-12 | 0 | 0 | 0 | 0 | -6.6845 | -6.6845 | 3437.2061 | 25710.3019 |  | 0
1954-09-13 | 0 | 0 | 0 | 0 | -6.6845 | -6.6845 | 3430.5216 | 25660.3019 |  | 0
1954-09-14 | 0 | 0 | 0 | 0 | -6.6845 | -6.6845 | 3423.8371 | 25610.3018 |  | 0
1954-09-15 | 0 | 0 | 0 | 0 | -6.6845 | -6.6845 | 3417.1526 | 25560.3018 |  | 0
1954-09-16 | 0 | 0 | 0 | 0 | -6.6845 | -6.6845 | 3410.4681 | 25510.3017 |  | 0
1954-09-17 | 0 | 0 | 0 | 0 | -6.6845 | -6.6845 | 3403.7836 | 25460.3016 |  | 0
1954-09-18 | 0 | 0 | 0 | 0 | -6.6845 | -6.6845 | 3397.0991 | 25410.3016 |  | 0
1954-09-19 | 0 | 0 | 0 | 0 | -6.6845 | -6.6845 | 3390.4146 | 25360.3015 |  | 0
1954-09-20 | 0 | 0 | 0 | 0 | -6.6845 | -6.6845 | 3383.7301 | 25310.3015 |  | 0
1954-09-21 | 0 | 0 | 0 | 0 | -6.6845 | -6.6845 | 3377.0456 | 25260.3014 |  | 0
1954-09-22 | 0 | 0 | 0 | 0 | -6.6845 | -6.6845 | 3370.3611 | 25210.3013 |  | 0
1954-09-23 | 0 | 0 | 0 | 0 | -6.6845 | -6.6845 | 3363.6766 | 25160.3013 |  | 0
1954-09-24 | 0 | 0 | 0 | 0 | -6.6845 | -6.6845 | 3356.9921 | 25110.3012 |  | 0
1954-09-25 | 0 | 0 | 0 | 0 | -6.6845 | -6.6845 | 3350.3076 | 25060.3012 |  | 0
1954-09-26 | 0 | 0 | 0 | 0 | -6.6845 | -6.6845 | 3343.6231 | 25010.3011 |  | 0
1954-09-27 | 0 | 0 | 0 | 0 | -6.6845 | -6.6845 | 3336.9386 | 24960.301 |  | 0
1954-09-28 | 0 | 0 | 0 | 0 | -6.6845 | -6.6845 | 3330.2541 | 24910.301 |  | 0
1954-09-29 | 0.0025 | 6.2882 | 3.6551 | 3.6551 | -4.0514 | -4.0514 | 3326.2028 | 24879.9967 |  | 0
1954-09-30 | 0 | 0 | 0 | 0 | -6.6845 | -6.6845 | 3319.5183 | 24829.9966 |  | 0
1954-10-01 | 0 | 0 | 0 | 0 | -6.6845 | -6.6845 | 3312.8338 | 24779.9965 |  | 0
1954-10-02 | 0 | 0 | 0 | 0 | -6.6845 | -6.6845 | 3306.1493 | 24729.9965 |  | 0
1954-10-03 | 0 | 0 | 0 | 0 | -6.6845 | -6.6845 | 3299.4648 | 24679.9964 |  | 0
1954-10-04 | 0.0033333 | 8.3843 | 3.6551 | 3.6551 | -1.9553 | -1.9553 | 3297.5094 | 24665.3707 |  | 0
1954-10-05 | 0 | 0 | 0 | 0 | -6.6845 | -6.6845 | 3290.8249 | 24615.3706 |  | 0
1954-10-06 | 0.2 | 503.056 | 3.6551 | 3.6551 | 492.7164 | 492.7164 | 3783.5414 | 28300.8894 |  | 0
1954-10-07 | 0 | 0 | 0 | 0 | -6.6845 | -6.6845 | 3776.8569 | 28250.8894 |  | 0
1954-10-08 | 0 | 0 | 0 | 0 | -6.6845 | -6.6845 | 3770.1724 | 28200.8893 |  | 0
1954-10-09 | 0 | 0 | 0 | 0 | -6.6845 | -6.6845 | 3763.4879 | 28150.8893 |  | 0
1954-10-10 | 0 | 0 | 0 | 0 | -6.6845 | -6.6845 | 3756.8034 | 28100.8892 |  | 0
1954-10-11 | 0 | 0 | 0 | 0 | -6.6845 | -6.6845 | 3750.1189 | 28050.8891 |  | 0
1954-10-12 | 0 | 0 | 0 | 0 | -6.6845 | -6.6845 | 3743.4344 | 28000.8891 |  | 0
1954-10-13 | 0 | 0 | 0 | 0 | -6.6845 | -6.6845 | 3736.7499 | 27950.889 |  | 0
1954-10-14 | 0 | 0 | 0 | 0 | -6.6845 | -6.6845 | 3730.0654 | 27900.889 |  | 0
1954-10-15 | 0 | 0 | 0 | 0 | -6.6845 | -6.6845 | 3723.3809 | 27850.8889 |  | 0
1954-10-16 | 0 | 0 | 0 | 0 | -6.6845 | -6.6845 | 3716.6964 | 27800.8888 |  | 0
1954-10-17 | 0 | 0 | 0 | 0 | -6.6845 | -6.6845 | 3710.0119 | 27750.8888 |  | 0
1954-10-18 | 0 | 0 | 0 | 0 | -6.6845 | -6.6845 | 3703.3274 | 27700.8887 |  | 0
1954-10-19 | 0 | 0 | 0 | 0 | -6.6845 | -6.6845 | 3696.6429 | 27650.8887 |  | 0
1954-10-20 | 0 | 0 | 0 | 0 | -6.6845 | -6.6845 | 3689.9584 | 27600.8886 |  | 0
1954-10-21 | 0 | 0 | 0 | 0 | -6.6845 | -6.6845 | 3683.2739 | 27550.8885 |  | 0
1954-10-22 | 0 | 0 | 0 | 0 | -6.6845 | -6.6845 | 3676.5894 | 27500.8885 |  | 0
1954-10-23 | 0 | 0 | 0 | 0 | -6.6845 | -6.6845 | 3669.9049 | 27450.8884 |  | 0
1954-10-24 | 0 | 0 | 0 | 0 | -6.6845 | -6.6845 | 3663.2204 | 27400.8884 |  | 0
1954-10-25 | 0 | 0 | 0 | 0 | -6.6845 | -6.6845 | 3656.5359 | 27350.8883 |  | 0
1954-10-26 | 0 | 0 | 0 | 0 | -6.6845 | -6.6845 | 3649.8514 | 27300.8882 |  | 0
1954-10-27 | 0 | 0 | 0 | 0 | -6.6845 | -6.6845 | 3643.1669 | 27250.8882 |  | 0
1954-10-28 | 0 | 0 | 0 | 0 | -6.6845 | -6.6845 | 3636.4824 | 27200.8881 |  | 0
1954-10-29 | 0 | 0 | 0 | 0 | -6.6845 | -6.6845 | 3629.7979 | 27150.8881 |  | 0
1954-10-30 | 0 | 0 | 0 | 0 | -6.6845 | -6.6845 | 3623.1134 | 27100.888 |  | 0
1954-10-31 | 0 | 0 | 0 | 0 | -6.6845 | -6.6845 | 3616.4289 | 27050.8879 |  | 0
1954-11-01 | 0 | 0 | 0 | 0 | -6.6845 | -6.6845 | 3609.7444 | 27000.8879 |  | 0
1954-11-02 | 0 | 0 | 0 | 0 | -6.6845 | -6.6845 | 3603.0599 | 26950.8878 |  | 0
1954-11-03 | 0 | 0 | 0 | 0 | -6.6845 | -6.6845 | 3596.3754 | 26900.8878 |  | 0
1954-11-04 | 0 | 0 | 0 | 0 | -6.6845 | -6.6845 | 3589.6909 | 26850.8877 |  | 0
1954-11-05 | 0 | 0 | 0 | 0 | -6.6845 | -6.6845 | 3583.0064 | 26800.8876 |  | 0
1954-11-06 | 0 | 0 | 0 | 0 | -6.6845 | -6.6845 | 3576.3219 | 26750.8876 |  | 0
1954-11-07 | 0 | 0 | 0 | 0 | -6.6845 | -6.6845 | 3569.6374 | 26700.8875 |  | 0
1954-11-08 | 0 | 0 | 0 | 0 | -6.6845 | -6.6845 | 3562.9529 | 26650.8875 |  | 0
1954-11-09 | 0 | 0 | 0 | 0 | -6.6845 | -6.6845 | 3556.2684 | 26600.8874 |  | 0
1954-11-10 | 0 | 0 | 0 | 0 | -6.6845 | -6.6845 | 3549.5839 | 26550.8873 |  | 0
1954-11-11 | 0 | 0 | 0 | 0 | -6.6845 | -6.6845 | 3542.8994 | 26500.8873 |  | 0
1954-11-12 | 0 | 0 | 0 | 0 | -6.6845 | -6.6845 | 3536.2149 | 26450.8872 |  | 0
1954-11-13 | 0 | 0 | 0 | 0 | -6.6845 | -6.6845 | 3529.5304 | 26400.8872 |  | 0
1954-11-14 | 0 | 0 | 0 | 0 | -6.6845 | -6.6845 | 3522.8459 | 26350.8871 |  | 0
1954-11-15 | 0 | 0 | 0 | 0 | -6.6845 | -6.6845 | 3516.1614 | 26300.887 |  | 0
1954-11-16 | 0 | 0 | 0 | 0 | -6.6845 | -6.6845 | 3509.4769 | 26250.887 |  | 0
1954-11-17 | 0 | 0 | 0 | 0 | -6.6845 | -6.6845 | 3502.7924 | 26200.8869 |  | 0
1954-11-18 | 0 | 0 | 0 | 0 | -6.6845 | -6.6845 | 3496.1079 | 26150.8869 |  | 0
1954-11-19 | 0 | 0 | 0 | 0 | -6.6845 | -6.6845 | 3489.4234 | 26100.8868 |  | 0
1954-11-20 | 0 | 0 | 0 | 0 | -6.6845 | -6.6845 | 3482.7389 | 26050.8867 |  | 0
1954-11-21 | 0 | 0 | 0 | 0 | -6.6845 | -6.6845 | 3476.0544 | 26000.8867 |  | 0
1954-11-22 | 0 | 0 | 0 | 0 | -6.6845 | -6.6845 | 3469.3699 | 25950.8866 |  | 0
1954-11-23 | 0 | 0 | 0 | 0 | -6.6845 | -6.6845 | 3462.6854 | 25900.8866 |  | 0
1954-11-24 | 0 | 0 | 0 | 0 | -6.6845 | -6.6845 | 3456.0009 | 25850.8865 |  | 0
1954-11-25 | 0 | 0 | 0 | 0 | -6.6845 | -6.6845 | 3449.3164 | 25800.8864 |  | 0
1954-11-26 | 0 | 0 | 0 | 0 | -6.6845 | -6.6845 | 3442.6319 | 25750.8864 |  | 0
1954-11-27 | 0 | 0 | 0 | 0 | -6.6845 | -6.6845 | 3435.9474 | 25700.8863 |  | 0
1954-11-28 | 0 | 0 | 0 | 0 | -6.6845 | -6.6845 | 3429.2629 | 25650.8863 |  | 0
1954-11-29 | 0 | 0 | 0 | 0 | -6.6845 | -6.6845 | 3422.5784 | 25600.8862 |  | 0
1954-11-30 | 0 | 0 | 0 | 0 | -6.6845 | -6.6845 | 3415.8939 | 25550.8861 |  | 0
1954-12-01 | 0 | 0 | 0 | 0 | -6.6845 | -6.6845 | 3409.2094 | 25500.8861 |  | 0
1954-12-02 | 0 | 0 | 0 | 0 | -6.6845 | -6.6845 | 3402.5249 | 25450.886 |  | 0
1954-12-03 | 0 | 0 | 0 | 0 | -6.6845 | -6.6845 | 3395.8404 | 25400.886 |  | 0
1954-12-04 | 0 | 0 | 0 | 0 | -6.6845 | -6.6845 | 3389.1559 | 25350.8859 |  | 0
1954-12-05 | 0 | 0 | 0 | 0 | -6.6845 | -6.6845 | 3382.4714 | 25300.8858 |  | 0
1954-12-06 | 0 | 0 | 0 | 0 | -6.6845 | -6.6845 | 3375.7869 | 25250.8858 |  | 0
1954-12-07 | 0 | 0 | 0 | 0 | -6.6845 | -6.6845 | 3369.1024 | 25200.8857 |  | 0
1954-12-08 | 0 | 0 | 0 | 0 | -6.6845 | -6.6845 | 3362.4179 | 25150.8857 |  | 0
1954-12-09 | 0 | 0 | 0 | 0 | -6.6845 | -6.6845 | 3355.7334 | 25100.8856 |  | 0
1954-12-10 | 0 | 0 | 0 | 0 | -6.6845 | -6.6845 | 3349.0489 | 25050.8855 |  | 0
1954-12-11 | 0 | 0 | 0 | 0 | -6.6845 | -6.6845 | 3342.3644 | 25000.8855 |  | 0
1954-12-12 | 0 | 0 | 0 | 0 | -6.6845 | -6.6845 | 3335.6799 | 24950.8854 |  | 0
1954-12-13 | 0 | 0 | 0 | 0 | -6.6845 | -6.6845 | 3328.9954 | 24900.8854 |  | 0
1954-12-14 | 0 | 0 | 0 | 0 | -6.6845 | -6.6845 | 3322.3109 | 24850.8853 |  | 0
1954-12-15 | 0 | 0 | 0 | 0 | -6.6845 | -6.6845 | 3315.6264 | 24800.8852 |  | 0
1954-12-16 | 0 | 0 | 0 | 0 | -6.6845 | -6.6845 | 3308.9419 | 24750.8852 |  | 0
1954-12-17 | 0 | 0 | 0 | 0 | -6.6845 | -6.6845 | 3302.2574 | 24700.8851 |  | 0
1954-12-18 | 0 | 0 | 0 | 0 | -6.6845 | -6.6845 | 3295.5729 | 24650.8851 |  | 0
1954-12-19 | 0 | 0 | 0 | 0 | -6.6845 | -6.6845 | 3288.8884 | 24600.885 |  | 0
1954-12-20 | 0 | 0 | 0 | 0 | -6.6845 | -6.6845 | 3282.2039 | 24550.8849 |  | 0
1954-12-21 | 0 | 0 | 0 | 0 | -6.6845 | -6.6845 | 3275.5194 | 24500.8849 |  | 0
1954-12-22 | 0 | 0 | 0 | 0 | -6.6845 | -6.6845 | 3268.8349 | 24450.8848 |  | 0
1954-12-23 | 0.00083333 | 2.0961 | 3.6551 | 2.0961 | -6.6845 | -6.6845 | 3262.1504 | 24400.8848 |  | 0
1954-12-24 | 0 | 0 | 0 | 0 | -6.6845 | -6.6845 | 3255.4659 | 24350.8847 |  | 0
1954-12-25 | 0 | 0 | 0 | 0 | -6.6845 | -6.6845 | 3248.7814 | 24300.8846 |  | 0
1954-12-26 | 0 | 0 | 0 | 0 | -6.6845 | -6.6845 | 3242.0969 | 24250.8846 |  | 0
1954-12-27 | 0 | 0 | 0 | 0 | -6.6845 | -6.6845 | 3235.4124 | 24200.8845 |  | 0
1954-12-28 | 0 | 0 | 0 | 0 | -6.6845 | -6.6845 | 3228.7279 | 24150.8845 |  | 0
1954-12-29 | 0 | 0 | 0 | 0 | -6.6845 | -6.6845 | 3222.0434 | 24100.8844 |  | 0
1954-12-30 | 0 | 0 | 0 | 0 | -6.6845 | -6.6845 | 3215.3589 | 24050.8843 |  | 0
1954-12-31 | 0 | 0 | 0 | 0 | -6.6845 | -6.6845 | 3208.6744 | 24000.8843 |  | 0
1955-01-01 | 0 | 0 | 0 | 0 | -6.6845 | -6.6845 | 3201.9899 | 23950.8842 |  | 0
1955-01-02 | 0 | 0 | 0 | 0 | -6.6845 | -6.6845 | 3195.3054 | 23900.8842 |  | 0
1955-01-03 | 0.0066667 | 16.7685 | 3.6551 | 3.6551 | 6.429 | 6.429 | 3201.7343 | 23948.9727 |  | 0
1955-01-04 | 0 | 0 | 0 | 0 | -6.6845 | -6.6845 | 3195.0498 | 23898.9727 |  | 0
1955-01-05 | 0 | 0 | 0 | 0 | -6.6845 | -6.6845 | 3188.3653 | 23848.9726 |  | 0
1955-01-06 | 0 | 0 | 0 | 0 | -6.6845 | -6.6845 | 3181.6808 | 23798.9725 |  | 0
1955-01-07 | 0 | 0 | 0 | 0 | -6.6845 | -6.6845 | 3174.9963 | 23748.9725 |  | 0
1955-01-08 | 0 | 0 | 0 | 0 | -6.6845 | -6.6845 | 3168.3118 | 23698.9724 |  | 0
1955-01-09 | 0.033333 | 83.8427 | 3.6551 | 3.6551 | 73.5031 | 73.5031 | 3241.8149 | 24248.7755 |  | 0
1955-01-10 | 0 | 0 | 0 | 0 | -6.6845 | -6.6845 | 3235.1304 | 24198.7755 |  | 0
1955-01-11 | 0 | 0 | 0 | 0 | -6.6845 | -6.6845 | 3228.4459 | 24148.7754 |  | 0
1955-01-12 | 0 | 0 | 0 | 0 | -6.6845 | -6.6845 | 3221.7614 | 24098.7753 |  | 0
1955-01-13 | 0 | 0 | 0 | 0 | -6.6845 | -6.6845 | 3215.0769 | 24048.7753 |  | 0
1955-01-14 | 0 | 0 | 0 | 0 | -6.6845 | -6.6845 | 3208.3924 | 23998.7752 |  | 0
1955-01-15 | 0.048333 | 121.5719 | 3.6551 | 3.6551 | 111.2323 | 111.2323 | 3319.6247 | 24830.7927 |  | 0
1955-01-16 | 0.0125 | 31.441 | 3.6551 | 3.6551 | 21.1014 | 21.1014 | 3340.7261 | 24988.6313 |  | 0
1955-01-17 | 0 | 0 | 0 | 0 | -6.6845 | -6.6845 | 3334.0416 | 24938.6313 |  | 0
1955-01-18 | 0 | 0 | 0 | 0 | -6.6845 | -6.6845 | 3327.3571 | 24888.6312 |  | 0
1955-01-19 | 0 | 0 | 0 | 0 | -6.6845 | -6.6845 | 3320.6726 | 24838.6312 |  | 0
1955-01-20 | 0 | 0 | 0 | 0 | -6.6845 | -6.6845 | 3313.9881 | 24788.6311 |  | 0
1955-01-21 | 0 | 0 | 0 | 0 | -6.6845 | -6.6845 | 3307.3036 | 24738.631 |  | 0
1955-01-22 | 0 | 0 | 0 | 0 | -6.6845 | -6.6845 | 3300.6191 | 24688.631 |  | 0
1955-01-23 | 0 | 0 | 0 | 0 | -6.6845 | -6.6845 | 3293.9346 | 24638.6309 |  | 0
1955-01-24 | 0 | 0 | 0 | 0 | -6.6845 | -6.6845 | 3287.2501 | 24588.6309 |  | 0
1955-01-25 | 0 | 0 | 0 | 0 | -6.6845 | -6.6845 | 3280.5656 | 24538.6308 |  | 0
1955-01-26 | 0 | 0 | 0 | 0 | -6.6845 | -6.6845 | 3273.8811 | 24488.6307 |  | 0
1955-01-27 | 0 | 0 | 0 | 0 | -6.6845 | -6.6845 | 3267.1966 | 24438.6307 |  | 0
1955-01-28 | 0 | 0 | 0 | 0 | -6.6845 | -6.6845 | 3260.5121 | 24388.6306 |  | 0
1955-01-29 | 0 | 0 | 0 | 0 | -6.6845 | -6.6845 | 3253.8276 | 24338.6306 |  | 0
1955-01-30 | 0 | 0 | 0 | 0 | -6.6845 | -6.6845 | 3247.1431 | 24288.6305 |  | 0
1955-01-31 | 0 | 0 | 0 | 0 | -6.6845 | -6.6845 | 3240.4586 | 24238.6304 |  | 0
1955-02-01 | 0 | 0 | 0 | 0 | -6.6845 | -6.6845 | 3233.7741 | 24188.6304 |  | 0
1955-02-02 | 0 | 0 | 0 | 0 | -6.6845 | -6.6845 | 3227.0896 | 24138.6303 |  | 0
1955-02-03 | 0 | 0 | 0 | 0 | -6.6845 | -6.6845 | 3220.4051 | 24088.6303 |  | 0
1955-02-04 | 0 | 0 | 0 | 0 | -6.6845 | -6.6845 | 3213.7206 | 24038.6302 |  | 0
1955-02-05 | 0 | 0 | 0 | 0 | -6.6845 | -6.6845 | 3207.0361 | 23988.6301 |  | 0
1955-02-06 | 0 | 0 | 0 | 0 | -6.6845 | -6.6845 | 3200.3516 | 23938.6301 |  | 0
1955-02-07 | 0 | 0 | 0 | 0 | -6.6845 | -6.6845 | 3193.6671 | 23888.63 |  | 0
1955-02-08 | 0 | 0 | 0 | 0 | -6.6845 | -6.6845 | 3186.9826 | 23838.63 |  | 0
1955-02-09 | 0 | 0 | 0 | 0 | -6.6845 | -6.6845 | 3180.2981 | 23788.6299 |  | 0
1955-02-10 | 0 | 0 | 0 | 0 | -6.6845 | -6.6845 | 3173.6136 | 23738.6298 |  | 0
1955-02-11 | 0 | 0 | 0 | 0 | -6.6845 | -6.6845 | 3166.9291 | 23688.6298 |  | 0
1955-02-12 | 0 | 0 | 0 | 0 | -6.6845 | -6.6845 | 3160.2446 | 23638.6297 |  | 0
1955-02-13 | 0 | 0 | 0 | 0 | -6.6845 | -6.6845 | 3153.5601 | 23588.6297 |  | 0
1955-02-14 | 0 | 0 | 0 | 0 | -6.6845 | -6.6845 | 3146.8756 | 23538.6296 |  | 0
1955-02-15 | 0 | 0 | 0 | 0 | -6.6845 | -6.6845 | 3140.1911 | 23488.6295 |  | 0
1955-02-16 | 0 | 0 | 0 | 0 | -6.6845 | -6.6845 | 3133.5066 | 23438.6295 |  | 0
1955-02-17 | 0 | 0 | 0 | 0 | -6.6845 | -6.6845 | 3126.8221 | 23388.6294 |  | 0
1955-02-18 | 0 | 0 | 0 | 0 | -6.6845 | -6.6845 | 3120.1376 | 23338.6294 |  | 0
1955-02-19 | 0 | 0 | 0 | 0 | -6.6845 | -6.6845 | 3113.4531 | 23288.6293 |  | 0
1955-02-20 | 0 | 0 | 0 | 0 | -6.6845 | -6.6845 | 3106.7686 | 23238.6292 |  | 0
1955-02-21 | 0 | 0 | 0 | 0 | -6.6845 | -6.6845 | 3100.0841 | 23188.6292 |  | 0
1955-02-22 | 0 | 0 | 0 | 0 | -6.6845 | -6.6845 | 3093.3996 | 23138.6291 |  | 0
1955-02-23 | 0 | 0 | 0 | 0 | -6.6845 | -6.6845 | 3086.7151 | 23088.6291 |  | 0
1955-02-24 | 0 | 0 | 0 | 0 | -6.6845 | -6.6845 | 3080.0306 | 23038.629 |  | 0
1955-02-25 | 0 | 0 | 0 | 0 | -6.6845 | -6.6845 | 3073.3461 | 22988.6289 |  | 0
1955-02-26 | 0 | 0 | 0 | 0 | -6.6845 | -6.6845 | 3066.6616 | 22938.6289 |  | 0
1955-02-27 | 0 | 0 | 0 | 0 | -6.6845 | -6.6845 | 3059.9771 | 22888.6288 |  | 0
1955-02-28 | 0 | 0 | 0 | 0 | -6.6845 | -6.6845 | 3053.2926 | 22838.6288 |  | 0
1955-03-01 | 0 | 0 | 0 | 0 | -6.6845 | -6.6845 | 3046.6081 | 22788.6287 |  | 0
1955-03-02 | 0 | 0 | 0 | 0 | -6.6845 | -6.6845 | 3039.9236 | 22738.6286 |  | 0
1955-03-03 | 0 | 0 | 0 | 0 | -6.6845 | -6.6845 | 3033.2391 | 22688.6286 |  | 0
1955-03-04 | 0 | 0 | 0 | 0 | -6.6845 | -6.6845 | 3026.5546 | 22638.6285 |  | 0
1955-03-05 | 0 | 0 | 0 | 0 | -6.6845 | -6.6845 | 3019.8701 | 22588.6285 |  | 0
1955-03-06 | 0 | 0 | 0 | 0 | -6.6845 | -6.6845 | 3013.1856 | 22538.6284 |  | 0
1955-03-07 | 0 | 0 | 0 | 0 | -6.6845 | -6.6845 | 3006.5011 | 22488.6283 |  | 0
1955-03-08 | 0 | 0 | 0 | 0 | -6.6845 | -6.6845 | 2999.8166 | 22438.6283 |  | 0
1955-03-09 | 0 | 0 | 0 | 0 | -6.6845 | -6.6845 | 2993.1321 | 22388.6282 |  | 0
1955-03-10 | 0 | 0 | 0 | 0 | -6.6845 | -6.6845 | 2986.4476 | 22338.6282 |  | 0
1955-03-11 | 0 | 0 | 0 | 0 | -6.6845 | -6.6845 | 2979.7631 | 22288.6281 |  | 0
1955-03-12 | 0 | 0 | 0 | 0 | -6.6845 | -6.6845 | 2973.0786 | 22238.628 |  | 0
1955-03-13 | 0 | 0 | 0 | 0 | -6.6845 | -6.6845 | 2966.3941 | 22188.628 |  | 0
1955-03-14 | 0 | 0 | 0 | 0 | -6.6845 | -6.6845 | 2959.7096 | 22138.6279 |  | 0
1955-03-15 | 0 | 0 | 0 | 0 | -6.6845 | -6.6845 | 2953.0251 | 22088.6279 |  | 0
1955-03-16 | 0 | 0 | 0 | 0 | -6.6845 | -6.6845 | 2946.3406 | 22038.6278 |  | 0
1955-03-17 | 0 | 0 | 0 | 0 | -6.6845 | -6.6845 | 2939.6561 | 21988.6277 |  | 0
1955-03-18 | 0 | 0 | 0 | 0 | -6.6845 | -6.6845 | 2932.9716 | 21938.6277 |  | 0
1955-03-19 | 0 | 0 | 0 | 0 | -6.6845 | -6.6845 | 2926.2871 | 21888.6276 |  | 0
1955-03-20 | 0 | 0 | 0 | 0 | -6.6845 | -6.6845 | 2919.6026 | 21838.6276 |  | 0
1955-03-21 | 0 | 0 | 0 | 0 | -6.6845 | -6.6845 | 2912.9181 | 21788.6275 |  | 0
1955-03-22 | 0 | 0 | 0 | 0 | -6.6845 | -6.6845 | 2906.2336 | 21738.6274 |  | 0
1955-03-23 | 0 | 0 | 0 | 0 | -6.6845 | -6.6845 | 2899.5491 | 21688.6274 |  | 0
1955-03-24 | 0 | 0 | 0 | 0 | -6.6845 | -6.6845 | 2892.8646 | 21638.6273 |  | 0
1955-03-25 | 0 | 0 | 0 | 0 | -6.6845 | -6.6845 | 2886.1801 | 21588.6273 |  | 0
1955-03-26 | 0 | 0 | 0 | 0 | -6.6845 | -6.6845 | 2879.4956 | 21538.6272 |  | 0
1955-03-27 | 0 | 0 | 0 | 0 | -6.6845 | -6.6845 | 2872.8111 | 21488.6271 |  | 0
1955-03-28 | 0 | 0 | 0 | 0 | -6.6845 | -6.6845 | 2866.1266 | 21438.6271 |  | 0
1955-03-29 | 0 | 0 | 0 | 0 | -6.6845 | -6.6845 | 2859.4421 | 21388.627 |  | 0
1955-03-30 | 0 | 0 | 0 | 0 | -6.6845 | -6.6845 | 2852.7576 | 21338.627 |  | 0
1955-03-31 | 0 | 0 | 0 | 0 | -6.6845 | -6.6845 | 2846.0731 | 21288.6269 |  | 0
1955-04-01 | 0 | 0 | 0 | 0 | -6.6845 | -6.6845 | 2839.3886 | 21238.6268 |  | 0
1955-04-02 | 0 | 0 | 0 | 0 | -6.6845 | -6.6845 | 2832.7041 | 21188.6268 |  | 0
1955-04-03 | 0 | 0 | 0 | 0 | -6.6845 | -6.6845 | 2826.0196 | 21138.6267 |  | 0
1955-04-04 | 0 | 0 | 0 | 0 | -6.6845 | -6.6845 | 2819.3351 | 21088.6267 |  | 0
1955-04-05 | 0 | 0 | 0 | 0 | -6.6845 | -6.6845 | 2812.6506 | 21038.6266 |  | 0
1955-04-06 | 0 | 0 | 0 | 0 | -6.6845 | -6.6845 | 2805.9661 | 20988.6265 |  | 0
1955-04-07 | 0 | 0 | 0 | 0 | -6.6845 | -6.6845 | 2799.2816 | 20938.6265 |  | 0
1955-04-08 | 0 | 0 | 0 | 0 | -6.6845 | -6.6845 | 2792.5971 | 20888.6264 |  | 0
1955-04-09 | 0 | 0 | 0 | 0 | -6.6845 | -6.6845 | 2785.9126 | 20838.6264 |  | 0
1955-04-10 | 0 | 0 | 0 | 0 | -6.6845 | -6.6845 | 2779.2281 | 20788.6263 |  | 0
1955-04-11 | 0 | 0 | 0 | 0 | -6.6845 | -6.6845 | 2772.5436 | 20738.6262 |  | 0
1955-04-12 | 0 | 0 | 0 | 0 | -6.6845 | -6.6845 | 2765.8591 | 20688.6262 |  | 0
1955-04-13 | 0 | 0 | 0 | 0 | -6.6845 | -6.6845 | 2759.1746 | 20638.6261 |  | 0
1955-04-14 | 0 | 0 | 0 | 0 | -6.6845 | -6.6845 | 2752.4901 | 20588.6261 |  | 0
1955-04-15 | 0 | 0 | 0 | 0 | -6.6845 | -6.6845 | 2745.8056 | 20538.626 |  | 0
1955-04-16 | 0 | 0 | 0 | 0 | -6.6845 | -6.6845 | 2739.1211 | 20488.6259 |  | 0
1955-04-17 | 0 | 0 | 0 | 0 | -6.6845 | -6.6845 | 2732.4366 | 20438.6259 |  | 0
1955-04-18 | 0 | 0 | 0 | 0 | -6.6845 | -6.6845 | 2725.7521 | 20388.6258 |  | 0
1955-04-19 | 0 | 0 | 0 | 0 | -6.6845 | -6.6845 | 2719.0676 | 20338.6258 |  | 0
1955-04-20 | 0 | 0 | 0 | 0 | -6.6845 | -6.6845 | 2712.3831 | 20288.6257 |  | 0
1955-04-21 | 0 | 0 | 0 | 0 | -6.6845 | -6.6845 | 2705.6986 | 20238.6256 |  | 0
1955-04-22 | 0 | 0 | 0 | 0 | -6.6845 | -6.6845 | 2699.0141 | 20188.6256 |  | 0
1955-04-23 | 0 | 0 | 0 | 0 | -6.6845 | -6.6845 | 2692.3296 | 20138.6255 |  | 0
1955-04-24 | 0 | 0 | 0 | 0 | -6.6845 | -6.6845 | 2685.6451 | 20088.6255 |  | 0
1955-04-25 | 0 | 0 | 0 | 0 | -6.6845 | -6.6845 | 2678.9606 | 20038.6254 |  | 0
1955-04-26 | 0 | 0 | 0 | 0 | -6.6845 | -6.6845 | 2672.2761 | 19988.6253 |  | 0
1955-04-27 | 0 | 0 | 0 | 0 | -6.6845 | -6.6845 | 2665.5916 | 19938.6253 |  | 0
1955-04-28 | 0 | 0 | 0 | 0 | -6.6845 | -6.6845 | 2658.9071 | 19888.6252 |  | 0
1955-04-29 | 0.0066667 | 16.7685 | 3.6551 | 3.6551 | 6.429 | 6.429 | 2665.3361 | 19936.7138 |  | 0
1955-04-30 | 0 | 0 | 0 | 0 | -6.6845 | -6.6845 | 2658.6516 | 19886.7137 |  | 0
1955-05-01 | 0 | 0 | 0 | 0 | -6.6845 | -6.6845 | 2651.9671 | 19836.7137 |  | 0
1955-05-02 | 0 | 0 | 0 | 0 | -6.6845 | -6.6845 | 2645.2826 | 19786.7136 |  | 0
1955-05-03 | 0 | 0 | 0 | 0 | -6.6845 | -6.6845 | 2638.5981 | 19736.7135 |  | 0
1955-05-04 | 0.0225 | 56.5938 | 3.6551 | 3.6551 | 46.2542 | 46.2542 | 2684.8523 | 20082.6951 |  | 0
1955-05-05 | 0.014167 | 35.6331 | 3.6551 | 3.6551 | 25.2936 | 25.2936 | 2710.1458 | 20271.8909 |  | 0
1955-05-06 | 0 | 0 | 0 | 0 | -6.6845 | -6.6845 | 2703.4613 | 20221.8908 |  | 0
1955-05-07 | 0 | 0 | 0 | 0 | -6.6845 | -6.6845 | 2696.7768 | 20171.8908 |  | 0
1955-05-08 | 0.0125 | 31.441 | 3.6551 | 3.6551 | 21.1014 | 21.1014 | 2717.8783 | 20329.7294 |  | 0
1955-05-09 | 0.021667 | 54.4977 | 3.6551 | 3.6551 | 44.1582 | 44.1582 | 2762.0364 | 20660.0324 |  | 0
1955-05-10 | 0 | 0 | 0 | 0 | -6.6845 | -6.6845 | 2755.3519 | 20610.0323 |  | 0
1955-05-11 | 0.024167 | 60.7859 | 3.6551 | 3.6551 | 50.4464 | 50.4464 | 2805.7983 | 20987.371 |  | 0
1955-05-12 | 0 | 0 | 0 | 0 | -6.6845 | -6.6845 | 2799.1138 | 20937.371 |  | 0
1955-05-13 | 0 | 0 | 0 | 0 | -6.6845 | -6.6845 | 2792.4293 | 20887.3709 |  | 0
1955-05-14 | 0.0083333 | 20.9607 | 3.6551 | 3.6551 | 10.6211 | 10.6211 | 2803.0504 | 20966.8166 |  | 0
1955-05-15 | 0 | 0 | 0 | 0 | -6.6845 | -6.6845 | 2796.3659 | 20916.8166 |  | 0
1955-05-16 | 0 | 0 | 0 | 0 | -6.6845 | -6.6845 | 2789.6814 | 20866.8165 |  | 0
1955-05-17 | 0 | 0 | 0 | 0 | -6.6845 | -6.6845 | 2782.9969 | 20816.8165 |  | 0
1955-05-18 | 0 | 0 | 0 | 0 | -6.6845 | -6.6845 | 2776.3124 | 20766.8164 |  | 0
1955-05-19 | 0 | 0 | 0 | 0 | -6.6845 | -6.6845 | 2769.6279 | 20716.8163 |  | 0
1955-05-20 | 0 | 0 | 0 | 0 | -6.6845 | -6.6845 | 2762.9434 | 20666.8163 |  | 0
1955-05-21 | 0 | 0 | 0 | 0 | -6.6845 | -6.6845 | 2756.2589 | 20616.8162 |  | 0
1955-05-22 | 0 | 0 | 0 | 0 | -6.6845 | -6.6845 | 2749.5744 | 20566.8162 |  | 0
1955-05-23 | 0 | 0 | 0 | 0 | -6.6845 | -6.6845 | 2742.8899 | 20516.8161 |  | 0
1955-05-24 | 0 | 0 | 0 | 0 | -6.6845 | -6.6845 | 2736.2054 | 20466.816 |  | 0
1955-05-25 | 0 | 0 | 0 | 0 | -6.6845 | -6.6845 | 2729.5209 | 20416.816 |  | 0
1955-05-26 | 0 | 0 | 0 | 0 | -6.6845 | -6.6845 | 2722.8364 | 20366.8159 |  | 0
1955-05-27 | 0 | 0 | 0 | 0 | -6.6845 | -6.6845 | 2716.1519 | 20316.8159 |  | 0
1955-05-28 | 0 | 0 | 0 | 0 | -6.6845 | -6.6845 | 2709.4674 | 20266.8158 |  | 0
1955-05-29 | 0 | 0 | 0 | 0 | -6.6845 | -6.6845 | 2702.7829 | 20216.8157 |  | 0
1955-05-30 | 0 | 0 | 0 | 0 | -6.6845 | -6.6845 | 2696.0984 | 20166.8157 |  | 0
1955-05-31 | 0 | 0 | 0 | 0 | -6.6845 | -6.6845 | 2689.4139 | 20116.8156 |  | 0
1955-06-01 | 0 | 0 | 0 | 0 | -6.6845 | -6.6845 | 2682.7294 | 20066.8156 |  | 0
1955-06-02 | 0.0075 | 18.8646 | 3.6551 | 3.6551 | 8.525 | 8.525 | 2691.2544 | 20130.5827 |  | 0
1955-06-03 | 0.015 | 37.7292 | 3.6551 | 3.6551 | 27.3896 | 27.3896 | 2718.644 | 20335.4571 |  | 0
1955-06-04 | 0 | 0 | 0 | 0 | -6.6845 | -6.6845 | 2711.9595 | 20285.457 |  | 0
1955-06-05 | 0 | 0 | 0 | 0 | -6.6845 | -6.6845 | 2705.275 | 20235.4569 |  | 0
1955-06-06 | 0 | 0 | 0 | 0 | -6.6845 | -6.6845 | 2698.5905 | 20185.4569 |  | 0
1955-06-07 | 0 | 0 | 0 | 0 | -6.6845 | -6.6845 | 2691.906 | 20135.4568 |  | 0
1955-06-08 | 0 | 0 | 0 | 0 | -6.6845 | -6.6845 | 2685.2215 | 20085.4568 |  | 0
1955-06-09 | 0 | 0 | 0 | 0 | -6.6845 | -6.6845 | 2678.537 | 20035.4567 |  | 0
1955-06-10 | 0 | 0 | 0 | 0 | -6.6845 | -6.6845 | 2671.8525 | 19985.4566 |  | 0
1955-06-11 | 0 | 0 | 0 | 0 | -6.6845 | -6.6845 | 2665.168 | 19935.4566 |  | 0
1955-06-12 | 0 | 0 | 0 | 0 | -6.6845 | -6.6845 | 2658.4835 | 19885.4565 |  | 0
1955-06-13 | 0 | 0 | 0 | 0 | -6.6845 | -6.6845 | 2651.799 | 19835.4565 |  | 0
1955-06-14 | 0 | 0 | 0 | 0 | -6.6845 | -6.6845 | 2645.1145 | 19785.4564 |  | 0
1955-06-15 | 0 | 0 | 0 | 0 | -6.6845 | -6.6845 | 2638.43 | 19735.4563 |  | 0
1955-06-16 | 0 | 0 | 0 | 0 | -6.6845 | -6.6845 | 2631.7455 | 19685.4563 |  | 0
1955-06-17 | 0 | 0 | 0 | 0 | -6.6845 | -6.6845 | 2625.061 | 19635.4562 |  | 0
1955-06-18 | 0 | 0 | 0 | 0 | -6.6845 | -6.6845 | 2618.3765 | 19585.4562 |  | 0
1955-06-19 | 0.005 | 12.5764 | 3.6551 | 3.6551 | 2.2368 | 2.2368 | 2620.6133 | 19602.1876 |  | 0
1955-06-20 | 0 | 0 | 0 | 0 | -6.6845 | -6.6845 | 2613.9288 | 19552.1875 |  | 0
1955-06-21 | 0 | 0 | 0 | 0 | -6.6845 | -6.6845 | 2607.2443 | 19502.1875 |  | 0
1955-06-22 | 0 | 0 | 0 | 0 | -6.6845 | -6.6845 | 2600.5598 | 19452.1874 |  | 0
1955-06-23 | 0 | 0 | 0 | 0 | -6.6845 | -6.6845 | 2593.8753 | 19402.1873 |  | 0
1955-06-24 | 0 | 0 | 0 | 0 | -6.6845 | -6.6845 | 2587.1908 | 19352.1873 |  | 0
1955-06-25 | 0 | 0 | 0 | 0 | -6.6845 | -6.6845 | 2580.5063 | 19302.1872 |  | 0
1955-06-26 | 0 | 0 | 0 | 0 | -6.6845 | -6.6845 | 2573.8218 | 19252.1872 |  | 0
1955-06-27 | 0 | 0 | 0 | 0 | -6.6845 | -6.6845 | 2567.1373 | 19202.1871 |  | 0
1955-06-28 | 0.00083333 | 2.0961 | 3.6551 | 2.0961 | -6.6845 | -6.6845 | 2560.4528 | 19152.187 |  | 0
1955-06-29 | 0 | 0 | 0 | 0 | -6.6845 | -6.6845 | 2553.7683 | 19102.187 |  | 0
1955-06-30 | 0.00083333 | 2.0961 | 3.6551 | 2.0961 | -6.6845 | -6.6845 | 2547.0838 | 19052.1869 |  | 0
1955-07-01 | 0.00083333 | 2.0961 | 3.6551 | 2.0961 | -6.6845 | -6.6845 | 2540.3993 | 19002.1869 |  | 0
1955-07-02 | 0 | 0 | 0 | 0 | -6.6845 | -6.6845 | 2533.7148 | 18952.1868 |  | 0
1955-07-03 | 0.0025 | 6.2882 | 3.6551 | 3.6551 | -4.0514 | -4.0514 | 2529.6634 | 18921.8825 |  | 0
1955-07-04 | 0 | 0 | 0 | 0 | -6.6845 | -6.6845 | 2522.9789 | 18871.8824 |  | 0
1955-07-05 | 0 | 0 | 0 | 0 | -6.6845 | -6.6845 | 2516.2944 | 18821.8823 |  | 0
1955-07-06 | 0 | 0 | 0 | 0 | -6.6845 | -6.6845 | 2509.6099 | 18771.8823 |  | 0
1955-07-07 | 0.011667 | 29.3449 | 3.6551 | 3.6551 | 19.0054 | 19.0054 | 2528.6153 | 18914.0423 |  | 0
1955-07-08 | 0 | 0 | 0 | 0 | -6.6845 | -6.6845 | 2521.9308 | 18864.0423 |  | 0
1955-07-09 | 0 | 0 | 0 | 0 | -6.6845 | -6.6845 | 2515.2463 | 18814.0422 |  | 0
1955-07-10 | 0 | 0 | 0 | 0 | -6.6845 | -6.6845 | 2508.5618 | 18764.0422 |  | 0
1955-07-11 | 0.0083333 | 20.9607 | 3.6551 | 3.6551 | 10.6211 | 10.6211 | 2519.1829 | 18843.4879 |  | 0
1955-07-12 | 0 | 0 | 0 | 0 | -6.6845 | -6.6845 | 2512.4984 | 18793.4878 |  | 0
1955-07-13 | 0 | 0 | 0 | 0 | -6.6845 | -6.6845 | 2505.8139 | 18743.4878 |  | 0
1955-07-14 | 0 | 0 | 0 | 0 | -6.6845 | -6.6845 | 2499.1294 | 18693.4877 |  | 0
1955-07-15 | 0.0125 | 31.441 | 3.6551 | 3.6551 | 21.1014 | 21.1014 | 2520.2308 | 18851.3263 |  | 0
1955-07-16 | 0.0025 | 6.2882 | 3.6551 | 3.6551 | -4.0514 | -4.0514 | 2516.1794 | 18821.022 |  | 0
1955-07-17 | 0.0175 | 44.0174 | 3.6551 | 3.6551 | 33.6778 | 33.6778 | 2549.8572 | 19072.9321 |  | 0
1955-07-18 | 0.005 | 12.5764 | 3.6551 | 3.6551 | 2.2368 | 2.2368 | 2552.0941 | 19089.6635 |  | 0
1955-07-19 | 0.1275 | 320.6982 | 3.6551 | 3.6551 | 310.3586 | 310.3586 | 2862.4527 | 21411.146 |  | 0
1955-07-20 | 0.039167 | 98.5151 | 3.6551 | 3.6551 | 88.1756 | 88.1756 | 2950.6282 | 22070.6991 |  | 0
1955-07-21 | 0 | 0 | 0 | 0 | -6.6845 | -6.6845 | 2943.9437 | 22020.6991 |  | 0
1955-07-22 | 0.011667 | 29.3449 | 3.6551 | 3.6551 | 19.0054 | 19.0054 | 2962.9491 | 22162.8591 |  | 0
1955-07-23 | 0 | 0 | 0 | 0 | -6.6845 | -6.6845 | 2956.2646 | 22112.859 |  | 0
1955-07-24 | 0 | 0 | 0 | 0 | -6.6845 | -6.6845 | 2949.5801 | 22062.859 |  | 0
1955-07-25 | 0 | 0 | 0 | 0 | -6.6845 | -6.6845 | 2942.8956 | 22012.8589 |  | 0
1955-07-26 | 0 | 0 | 0 | 0 | -6.6845 | -6.6845 | 2936.2111 | 21962.8589 |  | 0
1955-07-27 | 0.0475 | 119.4758 | 3.6551 | 3.6551 | 109.1362 | 109.1362 | 3045.3473 | 22779.1978 |  | 0
1955-07-28 | 0.030833 | 77.5545 | 3.6551 | 3.6551 | 67.2149 | 67.2149 | 3112.5622 | 23281.9651 |  | 0
1955-07-29 | 0 | 0 | 0 | 0 | -6.6845 | -6.6845 | 3105.8777 | 23231.9651 |  | 0
1955-07-30 | 0.0025 | 6.2882 | 3.6551 | 3.6551 | -4.0514 | -4.0514 | 3101.8263 | 23201.6607 |  | 0
1955-07-31 | 0 | 0 | 0 | 0 | -6.6845 | -6.6845 | 3095.1418 | 23151.6607 |  | 0
1955-08-01 | 0 | 0 | 0 | 0 | -6.6845 | -6.6845 | 3088.4573 | 23101.6606 |  | 0
1955-08-02 | 0.0075 | 18.8646 | 3.6551 | 3.6551 | 8.525 | 8.525 | 3096.9823 | 23165.4278 |  | 0
1955-08-03 | 0 | 0 | 0 | 0 | -6.6845 | -6.6845 | 3090.2978 | 23115.4277 |  | 0
1955-08-04 | 0.0016667 | 4.1921 | 3.6551 | 3.6551 | -6.1474 | -6.1474 | 3084.1504 | 23069.4448 |  | 0
1955-08-05 | 0 | 0 | 0 | 0 | -6.6845 | -6.6845 | 3077.4659 | 23019.4447 |  | 0
1955-08-06 | 0 | 0 | 0 | 0 | -6.6845 | -6.6845 | 3070.7814 | 22969.4447 |  | 0
1955-08-07 | 0 | 0 | 0 | 0 | -6.6845 | -6.6845 | 3064.0969 | 22919.4446 |  | 0
1955-08-08 | 0 | 0 | 0 | 0 | -6.6845 | -6.6845 | 3057.4124 | 22869.4446 |  | 0
1955-08-09 | 0 | 0 | 0 | 0 | -6.6845 | -6.6845 | 3050.7279 | 22819.4445 |  | 0
1955-08-10 | 0 | 0 | 0 | 0 | -6.6845 | -6.6845 | 3044.0434 | 22769.4444 |  | 0
1955-08-11 | 0 | 0 | 0 | 0 | -6.6845 | -6.6845 | 3037.3589 | 22719.4444 |  | 0
1955-08-12 | 0 | 0 | 0 | 0 | -6.6845 | -6.6845 | 3030.6744 | 22669.4443 |  | 0
1955-08-13 | 0 | 0 | 0 | 0 | -6.6845 | -6.6845 | 3023.9899 | 22619.4443 |  | 0
1955-08-14 | 0 | 0 | 0 | 0 | -6.6845 | -6.6845 | 3017.3054 | 22569.4442 |  | 0
1955-08-15 | 0 | 0 | 0 | 0 | -6.6845 | -6.6845 | 3010.6209 | 22519.4441 |  | 0
1955-08-16 | 0 | 0 | 0 | 0 | -6.6845 | -6.6845 | 3003.9364 | 22469.4441 |  | 0
1955-08-17 | 0 | 0 | 0 | 0 | -6.6845 | -6.6845 | 2997.2519 | 22419.444 |  | 0
1955-08-18 | 0.021667 | 54.4977 | 3.6551 | 3.6551 | 44.1582 | 44.1582 | 3041.41 | 22749.747 |  | 0
1955-08-19 | 0.0175 | 44.0174 | 3.6551 | 3.6551 | 33.6778 | 33.6778 | 3075.0878 | 23001.6571 |  | 0
1955-08-20 | 0.058333 | 146.7247 | 3.6551 | 3.6551 | 136.3851 | 136.3851 | 3211.4729 | 24021.8176 |  | 0
1955-08-21 | 0 | 0 | 0 | 0 | -6.6845 | -6.6845 | 3204.7884 | 23971.8175 |  | 0
1955-08-22 | 0 | 0 | 0 | 0 | -6.6845 | -6.6845 | 3198.1039 | 23921.8174 |  | 0
1955-08-23 | 0 | 0 | 0 | 0 | -6.6845 | -6.6845 | 3191.4194 | 23871.8174 |  | 0
1955-08-24 | 0 | 0 | 0 | 0 | -6.6845 | -6.6845 | 3184.7349 | 23821.8173 |  | 0
1955-08-25 | 0 | 0 | 0 | 0 | -6.6845 | -6.6845 | 3178.0504 | 23771.8173 |  | 0
1955-08-26 | 0 | 0 | 0 | 0 | -6.6845 | -6.6845 | 3171.3659 | 23721.8172 |  | 0
1955-08-27 | 0 | 0 | 0 | 0 | -6.6845 | -6.6845 | 3164.6814 | 23671.8171 |  | 0
1955-08-28 | 0 | 0 | 0 | 0 | -6.6845 | -6.6845 | 3157.9969 | 23621.8171 |  | 0
1955-08-29 | 0 | 0 | 0 | 0 | -6.6845 | -6.6845 | 3151.3124 | 23571.817 |  | 0
1955-08-30 | 0 | 0 | 0 | 0 | -6.6845 | -6.6845 | 3144.6279 | 23521.817 |  | 0
1955-08-31 | 0 | 0 | 0 | 0 | -6.6845 | -6.6845 | 3137.9434 | 23471.8169 |  | 0
1955-09-01 | 0 | 0 | 0 | 0 | -6.6845 | -6.6845 | 3131.2589 | 23421.8168 |  | 0
1955-09-02 | 0 | 0 | 0 | 0 | -6.6845 | -6.6845 | 3124.5744 | 23371.8168 |  | 0
1955-09-03 | 0 | 0 | 0 | 0 | -6.6845 | -6.6845 | 3117.8899 | 23321.8167 |  | 0
1955-09-04 | 0 | 0 | 0 | 0 | -6.6845 | -6.6845 | 3111.2054 | 23271.8167 |  | 0
1955-09-05 | 0 | 0 | 0 | 0 | -6.6845 | -6.6845 | 3104.5209 | 23221.8166 |  | 0
1955-09-06 | 0 | 0 | 0 | 0 | -6.6845 | -6.6845 | 3097.8364 | 23171.8165 |  | 0
1955-09-07 | 0 | 0 | 0 | 0 | -6.6845 | -6.6845 | 3091.1519 | 23121.8165 |  | 0
1955-09-08 | 0 | 0 | 0 | 0 | -6.6845 | -6.6845 | 3084.4674 | 23071.8164 |  | 0
1955-09-09 | 0 | 0 | 0 | 0 | -6.6845 | -6.6845 | 3077.7829 | 23021.8164 |  | 0
1955-09-10 | 0 | 0 | 0 | 0 | -6.6845 | -6.6845 | 3071.0984 | 22971.8163 |  | 0
1955-09-11 | 0.0375 | 94.323 | 3.6551 | 3.6551 | 83.9834 | 83.9834 | 3155.0819 | 23600.0123 |  | 0
1955-09-12 | 0 | 0 | 0 | 0 | -6.6845 | -6.6845 | 3148.3974 | 23550.0122 |  | 0
1955-09-13 | 0 | 0 | 0 | 0 | -6.6845 | -6.6845 | 3141.7129 | 23500.0122 |  | 0
1955-09-14 | 0 | 0 | 0 | 0 | -6.6845 | -6.6845 | 3135.0284 | 23450.0121 |  | 0
1955-09-15 | 0 | 0 | 0 | 0 | -6.6845 | -6.6845 | 3128.3439 | 23400.012 |  | 0
1955-09-16 | 0 | 0 | 0 | 0 | -6.6845 | -6.6845 | 3121.6594 | 23350.012 |  | 0
1955-09-17 | 0 | 0 | 0 | 0 | -6.6845 | -6.6845 | 3114.9749 | 23300.0119 |  | 0
1955-09-18 | 0.036667 | 92.2269 | 3.6551 | 3.6551 | 81.8874 | 81.8874 | 3196.8622 | 23912.5293 |  | 0
1955-09-19 | 0 | 0 | 0 | 0 | -6.6845 | -6.6845 | 3190.1777 | 23862.5293 |  | 0
1955-09-20 | 0 | 0 | 0 | 0 | -6.6845 | -6.6845 | 3183.4932 | 23812.5292 |  | 0
1955-09-21 | 0 | 0 | 0 | 0 | -6.6845 | -6.6845 | 3176.8087 | 23762.5291 |  | 0
1955-09-22 | 0.11083 | 278.7769 | 3.6551 | 3.6551 | 268.4373 | 268.4373 | 3445.246 | 25770.44 |  | 0
1955-09-23 | 0.0025 | 6.2882 | 3.6551 | 3.6551 | -4.0514 | -4.0514 | 3441.1946 | 25740.1357 |  | 0
1955-09-24 | 0.0016667 | 4.1921 | 3.6551 | 3.6551 | -6.1474 | -6.1474 | 3435.0472 | 25694.1528 |  | 0
1955-09-25 | 0.011667 | 29.3449 | 3.6551 | 3.6551 | 19.0054 | 19.0054 | 3454.0525 | 25836.3129 |  | 0
1955-09-26 | 0 | 0 | 0 | 0 | -6.6845 | -6.6845 | 3447.368 | 25786.3128 |  | 0
1955-09-27 | 0 | 0 | 0 | 0 | -6.6845 | -6.6845 | 3440.6835 | 25736.3127 |  | 0
1955-09-28 | 0 | 0 | 0 | 0 | -6.6845 | -6.6845 | 3433.999 | 25686.3127 |  | 0
1955-09-29 | 0.00083333 | 2.0961 | 3.6551 | 2.0961 | -6.6845 | -6.6845 | 3427.3145 | 25636.3126 |  | 0
1955-09-30 | 0 | 0 | 0 | 0 | -6.6845 | -6.6845 | 3420.63 | 25586.3126 |  | 0
1955-10-01 | 0 | 0 | 0 | 0 | -6.6845 | -6.6845 | 3413.9455 | 25536.3125 |  | 0
1955-10-02 | 0.045833 | 115.2837 | 3.6551 | 3.6551 | 104.9441 | 104.9441 | 3518.8896 | 26321.2943 |  | 0
1955-10-03 | 0.013333 | 33.5371 | 3.6551 | 3.6551 | 23.1975 | 23.1975 | 3542.0871 | 26494.8115 |  | 0
1955-10-04 | 0.079167 | 199.1263 | 3.6551 | 3.6551 | 188.7868 | 188.7868 | 3730.8738 | 27906.9364 |  | 0
1955-10-05 | 0 | 0 | 0 | 0 | -6.6845 | -6.6845 | 3724.1893 | 27856.9363 |  | 0
1955-10-06 | 0 | 0 | 0 | 0 | -6.6845 | -6.6845 | 3717.5048 | 27806.9362 |  | 0
1955-10-07 | 0 | 0 | 0 | 0 | -6.6845 | -6.6845 | 3710.8203 | 27756.9362 |  | 0
1955-10-08 | 0 | 0 | 0 | 0 | -6.6845 | -6.6845 | 3704.1358 | 27706.9361 |  | 0
1955-10-09 | 0 | 0 | 0 | 0 | -6.6845 | -6.6845 | 3697.4513 | 27656.9361 |  | 0
1955-10-10 | 0 | 0 | 0 | 0 | -6.6845 | -6.6845 | 3690.7668 | 27606.936 |  | 0
1955-10-11 | 0 | 0 | 0 | 0 | -6.6845 | -6.6845 | 3684.0823 | 27556.9359 |  | 0
1955-10-12 | 0 | 0 | 0 | 0 | -6.6845 | -6.6845 | 3677.3978 | 27506.9359 |  | 0
1955-10-13 | 0 | 0 | 0 | 0 | -6.6845 | -6.6845 | 3670.7133 | 27456.9358 |  | 0
1955-10-14 | 0 | 0 | 0 | 0 | -6.6845 | -6.6845 | 3664.0288 | 27406.9358 |  | 0
1955-10-15 | 0 | 0 | 0 | 0 | -6.6845 | -6.6845 | 3657.3443 | 27356.9357 |  | 0
1955-10-16 | 0 | 0 | 0 | 0 | -6.6845 | -6.6845 | 3650.6598 | 27306.9356 |  | 0
1955-10-17 | 0 | 0 | 0 | 0 | -6.6845 | -6.6845 | 3643.9753 | 27256.9356 |  | 0
1955-10-18 | 0 | 0 | 0 | 0 | -6.6845 | -6.6845 | 3637.2908 | 27206.9355 |  | 0
1955-10-19 | 0 | 0 | 0 | 0 | -6.6845 | -6.6845 | 3630.6063 | 27156.9355 |  | 0
1955-10-20 | 0 | 0 | 0 | 0 | -6.6845 | -6.6845 | 3623.9218 | 27106.9354 |  | 0
1955-10-21 | 0 | 0 | 0 | 0 | -6.6845 | -6.6845 | 3617.2373 | 27056.9353 |  | 0
1955-10-22 | 0 | 0 | 0 | 0 | -6.6845 | -6.6845 | 3610.5528 | 27006.9353 |  | 0
1955-10-23 | 0 | 0 | 0 | 0 | -6.6845 | -6.6845 | 3603.8683 | 26956.9352 |  | 0
1955-10-24 | 0 | 0 | 0 | 0 | -6.6845 | -6.6845 | 3597.1838 | 26906.9352 |  | 0
1955-10-25 | 0 | 0 | 0 | 0 | -6.6845 | -6.6845 | 3590.4993 | 26856.9351 |  | 0
1955-10-26 | 0 | 0 | 0 | 0 | -6.6845 | -6.6845 | 3583.8148 | 26806.935 |  | 0
1955-10-27 | 0 | 0 | 0 | 0 | -6.6845 | -6.6845 | 3577.1303 | 26756.935 |  | 0
1955-10-28 | 0 | 0 | 0 | 0 | -6.6845 | -6.6845 | 3570.4458 | 26706.9349 |  | 0
1955-10-29 | 0 | 0 | 0 | 0 | -6.6845 | -6.6845 | 3563.7613 | 26656.9349 |  | 0
1955-10-30 | 0 | 0 | 0 | 0 | -6.6845 | -6.6845 | 3557.0768 | 26606.9348 |  | 0
1955-10-31 | 0 | 0 | 0 | 0 | -6.6845 | -6.6845 | 3550.3923 | 26556.9347 |  | 0
1955-11-01 | 0 | 0 | 0 | 0 | -6.6845 | -6.6845 | 3543.7078 | 26506.9347 |  | 0
1955-11-02 | 0 | 0 | 0 | 0 | -6.6845 | -6.6845 | 3537.0233 | 26456.9346 |  | 0
1955-11-03 | 0 | 0 | 0 | 0 | -6.6845 | -6.6845 | 3530.3388 | 26406.9346 |  | 0
1955-11-04 | 0 | 0 | 0 | 0 | -6.6845 | -6.6845 | 3523.6543 | 26356.9345 |  | 0
1955-11-05 | 0 | 0 | 0 | 0 | -6.6845 | -6.6845 | 3516.9698 | 26306.9344 |  | 0
1955-11-06 | 0 | 0 | 0 | 0 | -6.6845 | -6.6845 | 3510.2853 | 26256.9344 |  | 0
1955-11-07 | 0 | 0 | 0 | 0 | -6.6845 | -6.6845 | 3503.6008 | 26206.9343 |  | 0
1955-11-08 | 0.015833 | 39.8253 | 3.6551 | 3.6551 | 29.4857 | 29.4857 | 3533.0865 | 26427.4873 |  | 0
1955-11-09 | 0 | 0 | 0 | 0 | -6.6845 | -6.6845 | 3526.402 | 26377.4872 |  | 0
1955-11-10 | 0 | 0 | 0 | 0 | -6.6845 | -6.6845 | 3519.7175 | 26327.4871 |  | 0
1955-11-11 | 0 | 0 | 0 | 0 | -6.6845 | -6.6845 | 3513.033 | 26277.4871 |  | 0
1955-11-12 | 0 | 0 | 0 | 0 | -6.6845 | -6.6845 | 3506.3485 | 26227.487 |  | 0
1955-11-13 | 0 | 0 | 0 | 0 | -6.6845 | -6.6845 | 3499.664 | 26177.487 |  | 0
1955-11-14 | 0 | 0 | 0 | 0 | -6.6845 | -6.6845 | 3492.9795 | 26127.4869 |  | 0
1955-11-15 | 0 | 0 | 0 | 0 | -6.6845 | -6.6845 | 3486.295 | 26077.4868 |  | 0
1955-11-16 | 0 | 0 | 0 | 0 | -6.6845 | -6.6845 | 3479.6105 | 26027.4868 |  | 0
1955-11-17 | 0 | 0 | 0 | 0 | -6.6845 | -6.6845 | 3472.926 | 25977.4867 |  | 0
1955-11-18 | 0 | 0 | 0 | 0 | -6.6845 | -6.6845 | 3466.2415 | 25927.4867 |  | 0
1955-11-19 | 0 | 0 | 0 | 0 | -6.6845 | -6.6845 | 3459.557 | 25877.4866 |  | 0
1955-11-20 | 0 | 0 | 0 | 0 | -6.6845 | -6.6845 | 3452.8725 | 25827.4865 |  | 0
1955-11-21 | 0 | 0 | 0 | 0 | -6.6845 | -6.6845 | 3446.188 | 25777.4865 |  | 0
1955-11-22 | 0 | 0 | 0 | 0 | -6.6845 | -6.6845 | 3439.5035 | 25727.4864 |  | 0
1955-11-23 | 0 | 0 | 0 | 0 | -6.6845 | -6.6845 | 3432.819 | 25677.4864 |  | 0
1955-11-24 | 0 | 0 | 0 | 0 | -6.6845 | -6.6845 | 3426.1345 | 25627.4863 |  | 0
1955-11-25 | 0 | 0 | 0 | 0 | -6.6845 | -6.6845 | 3419.45 | 25577.4862 |  | 0
1955-11-26 | 0 | 0 | 0 | 0 | -6.6845 | -6.6845 | 3412.7655 | 25527.4862 |  | 0
1955-11-27 | 0 | 0 | 0 | 0 | -6.6845 | -6.6845 | 3406.081 | 25477.4861 |  | 0
1955-11-28 | 0 | 0 | 0 | 0 | -6.6845 | -6.6845 | 3399.3965 | 25427.4861 |  | 0
1955-11-29 | 0 | 0 | 0 | 0 | -6.6845 | -6.6845 | 3392.712 | 25377.486 |  | 0
1955-11-30 | 0.005 | 12.5764 | 3.6551 | 3.6551 | 2.2368 | 2.2368 | 3394.9489 | 25394.2174 |  | 0
1955-12-01 | 0.0075 | 18.8646 | 3.6551 | 3.6551 | 8.525 | 8.525 | 3403.4739 | 25457.9846 |  | 0
1955-12-02 | 0 | 0 | 0 | 0 | -6.6845 | -6.6845 | 3396.7894 | 25407.9845 |  | 0
1955-12-03 | 0 | 0 | 0 | 0 | -6.6845 | -6.6845 | 3390.1049 | 25357.9844 |  | 0
1955-12-04 | 0 | 0 | 0 | 0 | -6.6845 | -6.6845 | 3383.4204 | 25307.9844 |  | 0
1955-12-05 | 0 | 0 | 0 | 0 | -6.6845 | -6.6845 | 3376.7359 | 25257.9843 |  | 0
1955-12-06 | 0 | 0 | 0 | 0 | -6.6845 | -6.6845 | 3370.0514 | 25207.9843 |  | 0
1955-12-07 | 0 | 0 | 0 | 0 | -6.6845 | -6.6845 | 3363.3669 | 25157.9842 |  | 0
1955-12-08 | 0 | 0 | 0 | 0 | -6.6845 | -6.6845 | 3356.6824 | 25107.9841 |  | 0
1955-12-09 | 0 | 0 | 0 | 0 | -6.6845 | -6.6845 | 3349.9979 | 25057.9841 |  | 0
1955-12-10 | 0 | 0 | 0 | 0 | -6.6845 | -6.6845 | 3343.3134 | 25007.984 |  | 0
1955-12-11 | 0.015833 | 39.8253 | 3.6551 | 3.6551 | 29.4857 | 29.4857 | 3372.7991 | 25228.537 |  | 0
1955-12-12 | 0 | 0 | 0 | 0 | -6.6845 | -6.6845 | 3366.1146 | 25178.5369 |  | 0
1955-12-13 | 0 | 0 | 0 | 0 | -6.6845 | -6.6845 | 3359.4301 | 25128.5368 |  | 0
1955-12-14 | 0 | 0 | 0 | 0 | -6.6845 | -6.6845 | 3352.7456 | 25078.5368 |  | 0
1955-12-15 | 0 | 0 | 0 | 0 | -6.6845 | -6.6845 | 3346.0611 | 25028.5367 |  | 0
1955-12-16 | 0 | 0 | 0 | 0 | -6.6845 | -6.6845 | 3339.3766 | 24978.5367 |  | 0
1955-12-17 | 0 | 0 | 0 | 0 | -6.6845 | -6.6845 | 3332.6921 | 24928.5366 |  | 0
1955-12-18 | 0 | 0 | 0 | 0 | -6.6845 | -6.6845 | 3326.0076 | 24878.5365 |  | 0
1955-12-19 | 0 | 0 | 0 | 0 | -6.6845 | -6.6845 | 3319.3231 | 24828.5365 |  | 0
1955-12-20 | 0 | 0 | 0 | 0 | -6.6845 | -6.6845 | 3312.6386 | 24778.5364 |  | 0
1955-12-21 | 0 | 0 | 0 | 0 | -6.6845 | -6.6845 | 3305.9541 | 24728.5364 |  | 0
1955-12-22 | 0 | 0 | 0 | 0 | -6.6845 | -6.6845 | 3299.2696 | 24678.5363 |  | 0
1955-12-23 | 0 | 0 | 0 | 0 | -6.6845 | -6.6845 | 3292.5851 | 24628.5362 |  | 0
1955-12-24 | 0 | 0 | 0 | 0 | -6.6845 | -6.6845 | 3285.9006 | 24578.5362 |  | 0
1955-12-25 | 0 | 0 | 0 | 0 | -6.6845 | -6.6845 | 3279.2161 | 24528.5361 |  | 0
1955-12-26 | 0 | 0 | 0 | 0 | -6.6845 | -6.6845 | 3272.5316 | 24478.5361 |  | 0
1955-12-27 | 0 | 0 | 0 | 0 | -6.6845 | -6.6845 | 3265.8471 | 24428.536 |  | 0
1955-12-28 | 0 | 0 | 0 | 0 | -6.6845 | -6.6845 | 3259.1626 | 24378.5359 |  | 0
1955-12-29 | 0 | 0 | 0 | 0 | -6.6845 | -6.6845 | 3252.4781 | 24328.5359 |  | 0
1955-12-30 | 0 | 0 | 0 | 0 | -6.6845 | -6.6845 | 3245.7936 | 24278.5358 |  | 0
1955-12-31 | 0 | 0 | 0 | 0 | -6.6845 | -6.6845 | 3239.1091 | 24228.5358 |  | 0
1956-01-01 | 0 | 0 | 0 | 0 | -6.6845 | -6.6845 | 3232.4246 | 24178.5357 |  | 0
1956-01-02 | 0 | 0 | 0 | 0 | -6.6845 | -6.6845 | 3225.7401 | 24128.5356 |  | 0
1956-01-03 | 0 | 0 | 0 | 0 | -6.6845 | -6.6845 | 3219.0556 | 24078.5356 |  | 0
1956-01-04 | 0 | 0 | 0 | 0 | -6.6845 | -6.6845 | 3212.3711 | 24028.5355 |  | 0
1956-01-05 | 0 | 0 | 0 | 0 | -6.6845 | -6.6845 | 3205.6866 | 23978.5355 |  | 0
1956-01-06 | 0 | 0 | 0 | 0 | -6.6845 | -6.6845 | 3199.0021 | 23928.5354 |  | 0
1956-01-07 | 0 | 0 | 0 | 0 | -6.6845 | -6.6845 | 3192.3176 | 23878.5353 |  | 0
1956-01-08 | 0 | 0 | 0 | 0 | -6.6845 | -6.6845 | 3185.6331 | 23828.5353 |  | 0
1956-01-09 | 0 | 0 | 0 | 0 | -6.6845 | -6.6845 | 3178.9486 | 23778.5352 |  | 0
1956-01-10 | 0 | 0 | 0 | 0 | -6.6845 | -6.6845 | 3172.2641 | 23728.5352 |  | 0
1956-01-11 | 0 | 0 | 0 | 0 | -6.6845 | -6.6845 | 3165.5796 | 23678.5351 |  | 0
1956-01-12 | 0 | 0 | 0 | 0 | -6.6845 | -6.6845 | 3158.8951 | 23628.535 |  | 0
1956-01-13 | 0 | 0 | 0 | 0 | -6.6845 | -6.6845 | 3152.2106 | 23578.535 |  | 0
1956-01-14 | 0 | 0 | 0 | 0 | -6.6845 | -6.6845 | 3145.5261 | 23528.5349 |  | 0
1956-01-15 | 0 | 0 | 0 | 0 | -6.6845 | -6.6845 | 3138.8416 | 23478.5349 |  | 0
1956-01-16 | 0 | 0 | 0 | 0 | -6.6845 | -6.6845 | 3132.1571 | 23428.5348 |  | 0
1956-01-17 | 0 | 0 | 0 | 0 | -6.6845 | -6.6845 | 3125.4726 | 23378.5347 |  | 0
1956-01-18 | 0.0058333 | 14.6725 | 3.6551 | 3.6551 | 4.3329 | 4.3329 | 3129.8054 | 23410.9447 |  | 0
1956-01-19 | 0 | 0 | 0 | 0 | -6.6845 | -6.6845 | 3123.1209 | 23360.9447 |  | 0
1956-01-20 | 0 | 0 | 0 | 0 | -6.6845 | -6.6845 | 3116.4364 | 23310.9446 |  | 0
1956-01-21 | 0.005 | 12.5764 | 3.6551 | 3.6551 | 2.2368 | 2.2368 | 3118.6733 | 23327.676 |  | 0
1956-01-22 | 0.040833 | 102.7073 | 3.6551 | 3.6551 | 92.3677 | 92.3677 | 3211.041 | 24018.5863 |  | 0
1956-01-23 | 0.0025 | 6.2882 | 3.6551 | 3.6551 | -4.0514 | -4.0514 | 3206.9896 | 23988.282 |  | 0
1956-01-24 | 0 | 0 | 0 | 0 | -6.6845 | -6.6845 | 3200.3051 | 23938.2819 |  | 0
1956-01-25 | 0 | 0 | 0 | 0 | -6.6845 | -6.6845 | 3193.6206 | 23888.2819 |  | 0
1956-01-26 | 0 | 0 | 0 | 0 | -6.6845 | -6.6845 | 3186.9361 | 23838.2818 |  | 0
1956-01-27 | 0 | 0 | 0 | 0 | -6.6845 | -6.6845 | 3180.2516 | 23788.2818 |  | 0
1956-01-28 | 0 | 0 | 0 | 0 | -6.6845 | -6.6845 | 3173.5671 | 23738.2817 |  | 0
1956-01-29 | 0 | 0 | 0 | 0 | -6.6845 | -6.6845 | 3166.8826 | 23688.2816 |  | 0
1956-01-30 | 0 | 0 | 0 | 0 | -6.6845 | -6.6845 | 3160.1981 | 23638.2816 |  | 0
1956-01-31 | 0 | 0 | 0 | 0 | -6.6845 | -6.6845 | 3153.5136 | 23588.2815 |  | 0
1956-02-01 | 0 | 0 | 0 | 0 | -6.6845 | -6.6845 | 3146.8291 | 23538.2815 |  | 0
1956-02-02 | 0 | 0 | 0 | 0 | -6.6845 | -6.6845 | 3140.1446 | 23488.2814 |  | 0
1956-02-03 | 0.013333 | 33.5371 | 3.6551 | 3.6551 | 23.1975 | 23.1975 | 3163.3421 | 23661.7986 |  | 0
1956-02-04 | 0 | 0 | 0 | 0 | -6.6845 | -6.6845 | 3156.6576 | 23611.7985 |  | 0
1956-02-05 | 0 | 0 | 0 | 0 | -6.6845 | -6.6845 | 3149.9731 | 23561.7985 |  | 0
1956-02-06 | 0 | 0 | 0 | 0 | -6.6845 | -6.6845 | 3143.2886 | 23511.7984 |  | 0
1956-02-07 | 0 | 0 | 0 | 0 | -6.6845 | -6.6845 | 3136.6041 | 23461.7984 |  | 0
1956-02-08 | 0 | 0 | 0 | 0 | -6.6845 | -6.6845 | 3129.9196 | 23411.7983 |  | 0
1956-02-09 | 0 | 0 | 0 | 0 | -6.6845 | -6.6845 | 3123.2351 | 23361.7982 |  | 0
1956-02-10 | 0 | 0 | 0 | 0 | -6.6845 | -6.6845 | 3116.5506 | 23311.7982 |  | 0
1956-02-11 | 0 | 0 | 0 | 0 | -6.6845 | -6.6845 | 3109.8661 | 23261.7981 |  | 0
1956-02-12 | 0 | 0 | 0 | 0 | -6.6845 | -6.6845 | 3103.1816 | 23211.7981 |  | 0
1956-02-13 | 0 | 0 | 0 | 0 | -6.6845 | -6.6845 | 3096.4971 | 23161.798 |  | 0
1956-02-14 | 0 | 0 | 0 | 0 | -6.6845 | -6.6845 | 3089.8126 | 23111.7979 |  | 0
1956-02-15 | 0 | 0 | 0 | 0 | -6.6845 | -6.6845 | 3083.1281 | 23061.7979 |  | 0
1956-02-16 | 0 | 0 | 0 | 0 | -6.6845 | -6.6845 | 3076.4436 | 23011.7978 |  | 0
1956-02-17 | 0 | 0 | 0 | 0 | -6.6845 | -6.6845 | 3069.7591 | 22961.7978 |  | 0
1956-02-18 | 0 | 0 | 0 | 0 | -6.6845 | -6.6845 | 3063.0746 | 22911.7977 |  | 0
1956-02-19 | 0 | 0 | 0 | 0 | -6.6845 | -6.6845 | 3056.3901 | 22861.7976 |  | 0
1956-02-20 | 0 | 0 | 0 | 0 | -6.6845 | -6.6845 | 3049.7056 | 22811.7976 |  | 0
1956-02-21 | 0 | 0 | 0 | 0 | -6.6845 | -6.6845 | 3043.0211 | 22761.7975 |  | 0
1956-02-22 | 0 | 0 | 0 | 0 | -6.6845 | -6.6845 | 3036.3366 | 22711.7975 |  | 0
1956-02-23 | 0 | 0 | 0 | 0 | -6.6845 | -6.6845 | 3029.6521 | 22661.7974 |  | 0
1956-02-24 | 0 | 0 | 0 | 0 | -6.6845 | -6.6845 | 3022.9676 | 22611.7973 |  | 0
1956-02-25 | 0 | 0 | 0 | 0 | -6.6845 | -6.6845 | 3016.2831 | 22561.7973 |  | 0
1956-02-26 | 0 | 0 | 0 | 0 | -6.6845 | -6.6845 | 3009.5986 | 22511.7972 |  | 0
1956-02-27 | 0 | 0 | 0 | 0 | -6.6845 | -6.6845 | 3002.9141 | 22461.7972 |  | 0
1956-02-28 | 0 | 0 | 0 | 0 | -6.6845 | -6.6845 | 2996.2296 | 22411.7971 |  | 0
1956-02-29 | 0 | 0 | 0 | 0 | -6.6845 | -6.6845 | 2989.5451 | 22361.797 |  | 0
1956-03-01 | 0 | 0 | 0 | 0 | -6.6845 | -6.6845 | 2982.8606 | 22311.797 |  | 0
1956-03-02 | 0 | 0 | 0 | 0 | -6.6845 | -6.6845 | 2976.1761 | 22261.7969 |  | 0
1956-03-03 | 0 | 0 | 0 | 0 | -6.6845 | -6.6845 | 2969.4916 | 22211.7969 |  | 0
1956-03-04 | 0 | 0 | 0 | 0 | -6.6845 | -6.6845 | 2962.8071 | 22161.7968 |  | 0
1956-03-05 | 0 | 0 | 0 | 0 | -6.6845 | -6.6845 | 2956.1226 | 22111.7967 |  | 0
1956-03-06 | 0 | 0 | 0 | 0 | -6.6845 | -6.6845 | 2949.4381 | 22061.7967 |  | 0
1956-03-07 | 0 | 0 | 0 | 0 | -6.6845 | -6.6845 | 2942.7536 | 22011.7966 |  | 0
1956-03-08 | 0 | 0 | 0 | 0 | -6.6845 | -6.6845 | 2936.0691 | 21961.7966 |  | 0
1956-03-09 | 0 | 0 | 0 | 0 | -6.6845 | -6.6845 | 2929.3846 | 21911.7965 |  | 0
1956-03-10 | 0 | 0 | 0 | 0 | -6.6845 | -6.6845 | 2922.7001 | 21861.7964 |  | 0
1956-03-11 | 0 | 0 | 0 | 0 | -6.6845 | -6.6845 | 2916.0156 | 21811.7964 |  | 0
1956-03-12 | 0 | 0 | 0 | 0 | -6.6845 | -6.6845 | 2909.3311 | 21761.7963 |  | 0
1956-03-13 | 0 | 0 | 0 | 0 | -6.6845 | -6.6845 | 2902.6466 | 21711.7963 |  | 0
1956-03-14 | 0 | 0 | 0 | 0 | -6.6845 | -6.6845 | 2895.9621 | 21661.7962 |  | 0
1956-03-15 | 0 | 0 | 0 | 0 | -6.6845 | -6.6845 | 2889.2776 | 21611.7961 |  | 0
1956-03-16 | 0 | 0 | 0 | 0 | -6.6845 | -6.6845 | 2882.5931 | 21561.7961 |  | 0
1956-03-17 | 0 | 0 | 0 | 0 | -6.6845 | -6.6845 | 2875.9086 | 21511.796 |  | 0
1956-03-18 | 0 | 0 | 0 | 0 | -6.6845 | -6.6845 | 2869.2241 | 21461.796 |  | 0
1956-03-19 | 0 | 0 | 0 | 0 | -6.6845 | -6.6845 | 2862.5396 | 21411.7959 |  | 0
1956-03-20 | 0 | 0 | 0 | 0 | -6.6845 | -6.6845 | 2855.8551 | 21361.7958 |  | 0
1956-03-21 | 0 | 0 | 0 | 0 | -6.6845 | -6.6845 | 2849.1706 | 21311.7958 |  | 0
1956-03-22 | 0 | 0 | 0 | 0 | -6.6845 | -6.6845 | 2842.4861 | 21261.7957 |  | 0
1956-03-23 | 0 | 0 | 0 | 0 | -6.6845 | -6.6845 | 2835.8016 | 21211.7957 |  | 0
1956-03-24 | 0 | 0 | 0 | 0 | -6.6845 | -6.6845 | 2829.1171 | 21161.7956 |  | 0
1956-03-25 | 0 | 0 | 0 | 0 | -6.6845 | -6.6845 | 2822.4326 | 21111.7955 |  | 0
1956-03-26 | 0 | 0 | 0 | 0 | -6.6845 | -6.6845 | 2815.7481 | 21061.7955 |  | 0
1956-03-27 | 0 | 0 | 0 | 0 | -6.6845 | -6.6845 | 2809.0636 | 21011.7954 |  | 0
1956-03-28 | 0 | 0 | 0 | 0 | -6.6845 | -6.6845 | 2802.3791 | 20961.7954 |  | 0
1956-03-29 | 0 | 0 | 0 | 0 | -6.6845 | -6.6845 | 2795.6946 | 20911.7953 |  | 0
1956-03-30 | 0 | 0 | 0 | 0 | -6.6845 | -6.6845 | 2789.0101 | 20861.7952 |  | 0
1956-03-31 | 0 | 0 | 0 | 0 | -6.6845 | -6.6845 | 2782.3256 | 20811.7952 |  | 0
1956-04-01 | 0 | 0 | 0 | 0 | -6.6845 | -6.6845 | 2775.6411 | 20761.7951 |  | 0
1956-04-02 | 0 | 0 | 0 | 0 | -6.6845 | -6.6845 | 2768.9566 | 20711.7951 |  | 0
1956-04-03 | 0 | 0 | 0 | 0 | -6.6845 | -6.6845 | 2762.2721 | 20661.795 |  | 0
1956-04-04 | 0 | 0 | 0 | 0 | -6.6845 | -6.6845 | 2755.5876 | 20611.7949 |  | 0
1956-04-05 | 0 | 0 | 0 | 0 | -6.6845 | -6.6845 | 2748.9031 | 20561.7949 |  | 0
1956-04-06 | 0 | 0 | 0 | 0 | -6.6845 | -6.6845 | 2742.2186 | 20511.7948 |  | 0
1956-04-07 | 0 | 0 | 0 | 0 | -6.6845 | -6.6845 | 2735.5341 | 20461.7948 |  | 0
1956-04-08 | 0 | 0 | 0 | 0 | -6.6845 | -6.6845 | 2728.8496 | 20411.7947 |  | 0
1956-04-09 | 0 | 0 | 0 | 0 | -6.6845 | -6.6845 | 2722.1651 | 20361.7946 |  | 0
1956-04-10 | 0 | 0 | 0 | 0 | -6.6845 | -6.6845 | 2715.4806 | 20311.7946 |  | 0
1956-04-11 | 0 | 0 | 0 | 0 | -6.6845 | -6.6845 | 2708.7961 | 20261.7945 |  | 0
1956-04-12 | 0 | 0 | 0 | 0 | -6.6845 | -6.6845 | 2702.1116 | 20211.7945 |  | 0
1956-04-13 | 0 | 0 | 0 | 0 | -6.6845 | -6.6845 | 2695.4271 | 20161.7944 |  | 0
1956-04-14 | 0 | 0 | 0 | 0 | -6.6845 | -6.6845 | 2688.7426 | 20111.7943 |  | 0
1956-04-15 | 0 | 0 | 0 | 0 | -6.6845 | -6.6845 | 2682.0581 | 20061.7943 |  | 0
1956-04-16 | 0 | 0 | 0 | 0 | -6.6845 | -6.6845 | 2675.3736 | 20011.7942 |  | 0
1956-04-17 | 0 | 0 | 0 | 0 | -6.6845 | -6.6845 | 2668.6891 | 19961.7942 |  | 0
1956-04-18 | 0 | 0 | 0 | 0 | -6.6845 | -6.6845 | 2662.0046 | 19911.7941 |  | 0
1956-04-19 | 0 | 0 | 0 | 0 | -6.6845 | -6.6845 | 2655.3201 | 19861.794 |  | 0
1956-04-20 | 0.0066667 | 16.7685 | 3.6551 | 3.6551 | 6.429 | 6.429 | 2661.749 | 19909.8826 |  | 0
1956-04-21 | 0 | 0 | 0 | 0 | -6.6845 | -6.6845 | 2655.0645 | 19859.8825 |  | 0
1956-04-22 | 0 | 0 | 0 | 0 | -6.6845 | -6.6845 | 2648.38 | 19809.8825 |  | 0
1956-04-23 | 0.0033333 | 8.3843 | 3.6551 | 3.6551 | -1.9553 | -1.9553 | 2646.4247 | 19795.2567 |  | 0
1956-04-24 | 0 | 0 | 0 | 0 | -6.6845 | -6.6845 | 2639.7402 | 19745.2567 |  | 0
1956-04-25 | 0 | 0 | 0 | 0 | -6.6845 | -6.6845 | 2633.0557 | 19695.2566 |  | 0
1956-04-26 | 0 | 0 | 0 | 0 | -6.6845 | -6.6845 | 2626.3712 | 19645.2566 |  | 0
1956-04-27 | 0 | 0 | 0 | 0 | -6.6845 | -6.6845 | 2619.6867 | 19595.2565 |  | 0
1956-04-28 | 0 | 0 | 0 | 0 | -6.6845 | -6.6845 | 2613.0022 | 19545.2564 |  | 0
1956-04-29 | 0 | 0 | 0 | 0 | -6.6845 | -6.6845 | 2606.3177 | 19495.2564 |  | 0
1956-04-30 | 0 | 0 | 0 | 0 | -6.6845 | -6.6845 | 2599.6332 | 19445.2563 |  | 0
1956-05-01 | 0 | 0 | 0 | 0 | -6.6845 | -6.6845 | 2592.9487 | 19395.2563 |  | 0
1956-05-02 | 0 | 0 | 0 | 0 | -6.6845 | -6.6845 | 2586.2642 | 19345.2562 |  | 0
1956-05-03 | 0 | 0 | 0 | 0 | -6.6845 | -6.6845 | 2579.5797 | 19295.2561 |  | 0
1956-05-04 | 0 | 0 | 0 | 0 | -6.6845 | -6.6845 | 2572.8952 | 19245.2561 |  | 0
1956-05-05 | 0 | 0 | 0 | 0 | -6.6845 | -6.6845 | 2566.2107 | 19195.256 |  | 0
1956-05-06 | 0 | 0 | 0 | 0 | -6.6845 | -6.6845 | 2559.5262 | 19145.256 |  | 0
1956-05-07 | 0 | 0 | 0 | 0 | -6.6845 | -6.6845 | 2552.8417 | 19095.2559 |  | 0
1956-05-08 | 0 | 0 | 0 | 0 | -6.6845 | -6.6845 | 2546.1572 | 19045.2558 |  | 0
1956-05-09 | 0.0091667 | 23.0567 | 3.6551 | 3.6551 | 12.7172 | 12.7172 | 2558.8744 | 19140.3801 |  | 0
1956-05-10 | 0 | 0 | 0 | 0 | -6.6845 | -6.6845 | 2552.1899 | 19090.3801 |  | 0
1956-05-11 | 0 | 0 | 0 | 0 | -6.6845 | -6.6845 | 2545.5054 | 19040.38 |  | 0
1956-05-12 | 0 | 0 | 0 | 0 | -6.6845 | -6.6845 | 2538.8209 | 18990.38 |  | 0
1956-05-13 | 0 | 0 | 0 | 0 | -6.6845 | -6.6845 | 2532.1364 | 18940.3799 |  | 0
1956-05-14 | 0 | 0 | 0 | 0 | -6.6845 | -6.6845 | 2525.4519 | 18890.3798 |  | 0
1956-05-15 | 0 | 0 | 0 | 0 | -6.6845 | -6.6845 | 2518.7674 | 18840.3798 |  | 0
1956-05-16 | 0 | 0 | 0 | 0 | -6.6845 | -6.6845 | 2512.0829 | 18790.3797 |  | 0
1956-05-17 | 0 | 0 | 0 | 0 | -6.6845 | -6.6845 | 2505.3984 | 18740.3797 |  | 0
1956-05-18 | 0 | 0 | 0 | 0 | -6.6845 | -6.6845 | 2498.7139 | 18690.3796 |  | 0
1956-05-19 | 0 | 0 | 0 | 0 | -6.6845 | -6.6845 | 2492.0294 | 18640.3795 |  | 0
1956-05-20 | 0 | 0 | 0 | 0 | -6.6845 | -6.6845 | 2485.3449 | 18590.3795 |  | 0
1956-05-21 | 0 | 0 | 0 | 0 | -6.6845 | -6.6845 | 2478.6604 | 18540.3794 |  | 0
1956-05-22 | 0.0025 | 6.2882 | 3.6551 | 3.6551 | -4.0514 | -4.0514 | 2474.609 | 18510.0751 |  | 0
1956-05-23 | 0 | 0 | 0 | 0 | -6.6845 | -6.6845 | 2467.9245 | 18460.075 |  | 0
1956-05-24 | 0.0016667 | 4.1921 | 3.6551 | 3.6551 | -6.1474 | -6.1474 | 2461.777 | 18414.0921 |  | 0
1956-05-25 | 0.0575 | 144.6286 | 3.6551 | 3.6551 | 134.289 | 134.289 | 2596.066 | 19418.574 |  | 0
1956-05-26 | 0 | 0 | 0 | 0 | -6.6845 | -6.6845 | 2589.3815 | 19368.5739 |  | 0
1956-05-27 | 0 | 0 | 0 | 0 | -6.6845 | -6.6845 | 2582.697 | 19318.5739 |  | 0
1956-05-28 | 0 | 0 | 0 | 0 | -6.6845 | -6.6845 | 2576.0125 | 19268.5738 |  | 0
1956-05-29 | 0 | 0 | 0 | 0 | -6.6845 | -6.6845 | 2569.328 | 19218.5738 |  | 0
1956-05-30 | 0.0016667 | 4.1921 | 3.6551 | 3.6551 | -6.1474 | -6.1474 | 2563.1806 | 19172.5909 |  | 0
1956-05-31 | 0 | 0 | 0 | 0 | -6.6845 | -6.6845 | 2556.4961 | 19122.5908 |  | 0
1956-06-01 | 0 | 0 | 0 | 0 | -6.6845 | -6.6845 | 2549.8116 | 19072.5907 |  | 0
1956-06-02 | 0 | 0 | 0 | 0 | -6.6845 | -6.6845 | 2543.1271 | 19022.5907 |  | 0
1956-06-03 | 0 | 0 | 0 | 0 | -6.6845 | -6.6845 | 2536.4426 | 18972.5906 |  | 0
1956-06-04 | 0 | 0 | 0 | 0 | -6.6845 | -6.6845 | 2529.7581 | 18922.5906 |  | 0
1956-06-05 | 0 | 0 | 0 | 0 | -6.6845 | -6.6845 | 2523.0736 | 18872.5905 |  | 0
1956-06-06 | 0 | 0 | 0 | 0 | -6.6845 | -6.6845 | 2516.3891 | 18822.5904 |  | 0
1956-06-07 | 0.0058333 | 14.6725 | 3.6551 | 3.6551 | 4.3329 | 4.3329 | 2520.722 | 18855.0004 |  | 0
1956-06-08 | 0.0016667 | 4.1921 | 3.6551 | 3.6551 | -6.1474 | -6.1474 | 2514.5745 | 18809.0175 |  | 0
1956-06-09 | 0 | 0 | 0 | 0 | -6.6845 | -6.6845 | 2507.89 | 18759.0175 |  | 0
1956-06-10 | 0 | 0 | 0 | 0 | -6.6845 | -6.6845 | 2501.2055 | 18709.0174 |  | 0
1956-06-11 | 0 | 0 | 0 | 0 | -6.6845 | -6.6845 | 2494.521 | 18659.0173 |  | 0
1956-06-12 | 0 | 0 | 0 | 0 | -6.6845 | -6.6845 | 2487.8365 | 18609.0173 |  | 0
1956-06-13 | 0 | 0 | 0 | 0 | -6.6845 | -6.6845 | 2481.152 | 18559.0172 |  | 0
1956-06-14 | 0.01 | 25.1528 | 3.6551 | 3.6551 | 14.8132 | 14.8132 | 2495.9653 | 18669.8201 |  | 0
1956-06-15 | 0 | 0 | 0 | 0 | -6.6845 | -6.6845 | 2489.2808 | 18619.8201 |  | 0
1956-06-16 | 0 | 0 | 0 | 0 | -6.6845 | -6.6845 | 2482.5963 | 18569.82 |  | 0
1956-06-17 | 0.015833 | 39.8253 | 3.6551 | 3.6551 | 29.4857 | 29.4857 | 2512.0819 | 18790.3729 |  | 0
1956-06-18 | 0 | 0 | 0 | 0 | -6.6845 | -6.6845 | 2505.3974 | 18740.3729 |  | 0
1956-06-19 | 0 | 0 | 0 | 0 | -6.6845 | -6.6845 | 2498.7129 | 18690.3728 |  | 0
1956-06-20 | 0 | 0 | 0 | 0 | -6.6845 | -6.6845 | 2492.0284 | 18640.3727 |  | 0
1956-06-21 | 0.0066667 | 16.7685 | 3.6551 | 3.6551 | 6.429 | 6.429 | 2498.4574 | 18688.4613 |  | 0
1956-06-22 | 0 | 0 | 0 | 0 | -6.6845 | -6.6845 | 2491.7729 | 18638.4613 |  | 0
1956-06-23 | 0.10417 | 262.0083 | 3.6551 | 3.6551 | 251.6688 | 251.6688 | 2743.4416 | 20520.9435 |  | 0
1956-06-24 | 0 | 0 | 0 | 0 | -6.6845 | -6.6845 | 2736.7571 | 20470.9435 |  | 0
1956-06-25 | 0 | 0 | 0 | 0 | -6.6845 | -6.6845 | 2730.0726 | 20420.9434 |  | 0
1956-06-26 | 0 | 0 | 0 | 0 | -6.6845 | -6.6845 | 2723.3881 | 20370.9433 |  | 0
1956-06-27 | 0 | 0 | 0 | 0 | -6.6845 | -6.6845 | 2716.7036 | 20320.9433 |  | 0
1956-06-28 | 0 | 0 | 0 | 0 | -6.6845 | -6.6845 | 2710.0191 | 20270.9432 |  | 0
1956-06-29 | 0 | 0 | 0 | 0 | -6.6845 | -6.6845 | 2703.3346 | 20220.9432 |  | 0
1956-06-30 | 0 | 0 | 0 | 0 | -6.6845 | -6.6845 | 2696.6501 | 20170.9431 |  | 0
1956-07-01 | 0 | 0 | 0 | 0 | -6.6845 | -6.6845 | 2689.9656 | 20120.943 |  | 0
1956-07-02 | 0.01 | 25.1528 | 3.6551 | 3.6551 | 14.8132 | 14.8132 | 2704.7789 | 20231.7459 |  | 0
1956-07-03 | 0 | 0 | 0 | 0 | -6.6845 | -6.6845 | 2698.0944 | 20181.7459 |  | 0
1956-07-04 | 0 | 0 | 0 | 0 | -6.6845 | -6.6845 | 2691.4099 | 20131.7458 |  | 0
1956-07-05 | 0 | 0 | 0 | 0 | -6.6845 | -6.6845 | 2684.7254 | 20081.7458 |  | 0
1956-07-06 | 0 | 0 | 0 | 0 | -6.6845 | -6.6845 | 2678.0409 | 20031.7457 |  | 0
1956-07-07 | 0 | 0 | 0 | 0 | -6.6845 | -6.6845 | 2671.3564 | 19981.7456 |  | 0
1956-07-08 | 0 | 0 | 0 | 0 | -6.6845 | -6.6845 | 2664.6719 | 19931.7456 |  | 0
1956-07-09 | 0 | 0 | 0 | 0 | -6.6845 | -6.6845 | 2657.9874 | 19881.7455 |  | 0
1956-07-10 | 0 | 0 | 0 | 0 | -6.6845 | -6.6845 | 2651.3029 | 19831.7455 |  | 0
1956-07-11 | 0 | 0 | 0 | 0 | -6.6845 | -6.6845 | 2644.6184 | 19781.7454 |  | 0
1956-07-12 | 0 | 0 | 0 | 0 | -6.6845 | -6.6845 | 2637.9339 | 19731.7453 |  | 0
1956-07-13 | 0.0016667 | 4.1921 | 3.6551 | 3.6551 | -6.1474 | -6.1474 | 2631.7864 | 19685.7624 |  | 0
1956-07-14 | 0 | 0 | 0 | 0 | -6.6845 | -6.6845 | 2625.1019 | 19635.7624 |  | 0
1956-07-15 | 0 | 0 | 0 | 0 | -6.6845 | -6.6845 | 2618.4174 | 19585.7623 |  | 0
1956-07-16 | 0 | 0 | 0 | 0 | -6.6845 | -6.6845 | 2611.7329 | 19535.7622 |  | 0
1956-07-17 | 0 | 0 | 0 | 0 | -6.6845 | -6.6845 | 2605.0484 | 19485.7622 |  | 0
1956-07-18 | 0 | 0 | 0 | 0 | -6.6845 | -6.6845 | 2598.3639 | 19435.7621 |  | 0
1956-07-19 | 0 | 0 | 0 | 0 | -6.6845 | -6.6845 | 2591.6794 | 19385.7621 |  | 0
1956-07-20 | 0 | 0 | 0 | 0 | -6.6845 | -6.6845 | 2584.9949 | 19335.762 |  | 0
1956-07-21 | 0 | 0 | 0 | 0 | -6.6845 | -6.6845 | 2578.3104 | 19285.7619 |  | 0
1956-07-22 | 0 | 0 | 0 | 0 | -6.6845 | -6.6845 | 2571.6259 | 19235.7619 |  | 0
1956-07-23 | 0.0041667 | 10.4803 | 3.6551 | 3.6551 | 0.14075 | 0.14075 | 2571.7667 | 19236.8147 |  | 0
1956-07-24 | 0.0025 | 6.2882 | 3.6551 | 3.6551 | -4.0514 | -4.0514 | 2567.7153 | 19206.5104 |  | 0
1956-07-25 | 0 | 0 | 0 | 0 | -6.6845 | -6.6845 | 2561.0308 | 19156.5103 |  | 0
1956-07-26 | 0 | 0 | 0 | 0 | -6.6845 | -6.6845 | 2554.3463 | 19106.5103 |  | 0
1956-07-27 | 0 | 0 | 0 | 0 | -6.6845 | -6.6845 | 2547.6618 | 19056.5102 |  | 0
1956-07-28 | 0 | 0 | 0 | 0 | -6.6845 | -6.6845 | 2540.9773 | 19006.5102 |  | 0
1956-07-29 | 0 | 0 | 0 | 0 | -6.6845 | -6.6845 | 2534.2928 | 18956.5101 |  | 0
1956-07-30 | 0 | 0 | 0 | 0 | -6.6845 | -6.6845 | 2527.6083 | 18906.51 |  | 0
1956-07-31 | 0 | 0 | 0 | 0 | -6.6845 | -6.6845 | 2520.9238 | 18856.51 |  | 0
1956-08-01 | 0 | 0 | 0 | 0 | -6.6845 | -6.6845 | 2514.2393 | 18806.5099 |  | 0
1956-08-02 | 0.0016667 | 4.1921 | 3.6551 | 3.6551 | -6.1474 | -6.1474 | 2508.0918 | 18760.527 |  | 0
1956-08-03 | 0.0075 | 18.8646 | 3.6551 | 3.6551 | 8.525 | 8.525 | 2516.6169 | 18824.2942 |  | 0
1956-08-04 | 0 | 0 | 0 | 0 | -6.6845 | -6.6845 | 2509.9324 | 18774.2941 |  | 0
1956-08-05 | 0 | 0 | 0 | 0 | -6.6845 | -6.6845 | 2503.2479 | 18724.294 |  | 0
1956-08-06 | 0 | 0 | 0 | 0 | -6.6845 | -6.6845 | 2496.5634 | 18674.294 |  | 0
1956-08-07 | 0 | 0 | 0 | 0 | -6.6845 | -6.6845 | 2489.8789 | 18624.2939 |  | 0
1956-08-08 | 0 | 0 | 0 | 0 | -6.6845 | -6.6845 | 2483.1944 | 18574.2939 |  | 0
1956-08-09 | 0.0025 | 6.2882 | 3.6551 | 3.6551 | -4.0514 | -4.0514 | 2479.143 | 18543.9895 |  | 0
1956-08-10 | 0.041667 | 104.8033 | 3.6551 | 3.6551 | 94.4638 | 94.4638 | 2573.6067 | 19250.5784 |  | 0
1956-08-11 | 0 | 0 | 0 | 0 | -6.6845 | -6.6845 | 2566.9222 | 19200.5784 |  | 0
1956-08-12 | 0.016667 | 41.9213 | 3.6551 | 3.6551 | 31.5818 | 31.5818 | 2598.504 | 19436.8099 |  | 0
1956-08-13 | 0 | 0 | 0 | 0 | -6.6845 | -6.6845 | 2591.8195 | 19386.8098 |  | 0
1956-08-14 | 0 | 0 | 0 | 0 | -6.6845 | -6.6845 | 2585.135 | 19336.8097 |  | 0
1956-08-15 | 0 | 0 | 0 | 0 | -6.6845 | -6.6845 | 2578.4505 | 19286.8097 |  | 0
1956-08-16 | 0 | 0 | 0 | 0 | -6.6845 | -6.6845 | 2571.766 | 19236.8096 |  | 0
1956-08-17 | 0 | 0 | 0 | 0 | -6.6845 | -6.6845 | 2565.0815 | 19186.8096 |  | 0
1956-08-18 | 0 | 0 | 0 | 0 | -6.6845 | -6.6845 | 2558.397 | 19136.8095 |  | 0
1956-08-19 | 0 | 0 | 0 | 0 | -6.6845 | -6.6845 | 2551.7125 | 19086.8094 |  | 0
1956-08-20 | 0 | 0 | 0 | 0 | -6.6845 | -6.6845 | 2545.028 | 19036.8094 |  | 0
1956-08-21 | 0 | 0 | 0 | 0 | -6.6845 | -6.6845 | 2538.3435 | 18986.8093 |  | 0
1956-08-22 | 0 | 0 | 0 | 0 | -6.6845 | -6.6845 | 2531.659 | 18936.8093 |  | 0
1956-08-23 | 0 | 0 | 0 | 0 | -6.6845 | -6.6845 | 2524.9745 | 18886.8092 |  | 0
1956-08-24 | 0 | 0 | 0 | 0 | -6.6845 | -6.6845 | 2518.29 | 18836.8091 |  | 0
1956-08-25 | 0 | 0 | 0 | 0 | -6.6845 | -6.6845 | 2511.6055 | 18786.8091 |  | 0
1956-08-26 | 0 | 0 | 0 | 0 | -6.6845 | -6.6845 | 2504.921 | 18736.809 |  | 0
1956-08-27 | 0 | 0 | 0 | 0 | -6.6845 | -6.6845 | 2498.2365 | 18686.809 |  | 0
1956-08-28 | 0 | 0 | 0 | 0 | -6.6845 | -6.6845 | 2491.552 | 18636.8089 |  | 0
1956-08-29 | 0 | 0 | 0 | 0 | -6.6845 | -6.6845 | 2484.8675 | 18586.8088 |  | 0
1956-08-30 | 0 | 0 | 0 | 0 | -6.6845 | -6.6845 | 2478.183 | 18536.8088 |  | 0
1956-08-31 | 0 | 0 | 0 | 0 | -6.6845 | -6.6845 | 2471.4985 | 18486.8087 |  | 0
1956-09-01 | 0 | 0 | 0 | 0 | -6.6845 | -6.6845 | 2464.814 | 18436.8087 |  | 0
1956-09-02 | 0 | 0 | 0 | 0 | -6.6845 | -6.6845 | 2458.1295 | 18386.8086 |  | 0
1956-09-03 | 0 | 0 | 0 | 0 | -6.6845 | -6.6845 | 2451.445 | 18336.8085 |  | 0
1956-09-04 | 0 | 0 | 0 | 0 | -6.6845 | -6.6845 | 2444.7605 | 18286.8085 |  | 0
1956-09-05 | 0 | 0 | 0 | 0 | -6.6845 | -6.6845 | 2438.076 | 18236.8084 |  | 0
1956-09-06 | 0.026667 | 67.0741 | 3.6551 | 3.6551 | 56.7346 | 56.7346 | 2494.8105 | 18661.1829 |  | 0
1956-09-07 | 0 | 0 | 0 | 0 | -6.6845 | -6.6845 | 2488.126 | 18611.1828 |  | 0
1956-09-08 | 0.0091667 | 23.0567 | 3.6551 | 3.6551 | 12.7172 | 12.7172 | 2500.8432 | 18706.3071 |  | 0
1956-09-09 | 0 | 0 | 0 | 0 | -6.6845 | -6.6845 | 2494.1587 | 18656.3071 |  | 0
1956-09-10 | 0 | 0 | 0 | 0 | -6.6845 | -6.6845 | 2487.4742 | 18606.307 |  | 0
1956-09-11 | 0 | 0 | 0 | 0 | -6.6845 | -6.6845 | 2480.7897 | 18556.3069 |  | 0
1956-09-12 | 0 | 0 | 0 | 0 | -6.6845 | -6.6845 | 2474.1052 | 18506.3069 |  | 0
1956-09-13 | 0 | 0 | 0 | 0 | -6.6845 | -6.6845 | 2467.4207 | 18456.3068 |  | 0
1956-09-14 | 0 | 0 | 0 | 0 | -6.6845 | -6.6845 | 2460.7362 | 18406.3068 |  | 0
1956-09-15 | 0 | 0 | 0 | 0 | -6.6845 | -6.6845 | 2454.0517 | 18356.3067 |  | 0
1956-09-16 | 0 | 0 | 0 | 0 | -6.6845 | -6.6845 | 2447.3672 | 18306.3066 |  | 0
1956-09-17 | 0 | 0 | 0 | 0 | -6.6845 | -6.6845 | 2440.6827 | 18256.3066 |  | 0
1956-09-18 | 0 | 0 | 0 | 0 | -6.6845 | -6.6845 | 2433.9982 | 18206.3065 |  | 0
1956-09-19 | 0 | 0 | 0 | 0 | -6.6845 | -6.6845 | 2427.3137 | 18156.3065 |  | 0
1956-09-20 | 0 | 0 | 0 | 0 | -6.6845 | -6.6845 | 2420.6292 | 18106.3064 |  | 0
1956-09-21 | 0 | 0 | 0 | 0 | -6.6845 | -6.6845 | 2413.9447 | 18056.3063 |  | 0
1956-09-22 | 0 | 0 | 0 | 0 | -6.6845 | -6.6845 | 2407.2602 | 18006.3063 |  | 0
1956-09-23 | 0 | 0 | 0 | 0 | -6.6845 | -6.6845 | 2400.5757 | 17956.3062 |  | 0
1956-09-24 | 0 | 0 | 0 | 0 | -6.6845 | -6.6845 | 2393.8912 | 17906.3062 |  | 0
1956-09-25 | 0 | 0 | 0 | 0 | -6.6845 | -6.6845 | 2387.2067 | 17856.3061 |  | 0
1956-09-26 | 0.0033333 | 8.3843 | 3.6551 | 3.6551 | -1.9553 | -1.9553 | 2385.2514 | 17841.6804 |  | 0
1956-09-27 | 0.0016667 | 4.1921 | 3.6551 | 3.6551 | -6.1474 | -6.1474 | 2379.1039 | 17795.6975 |  | 0
1956-09-28 | 0 | 0 | 0 | 0 | -6.6845 | -6.6845 | 2372.4194 | 17745.6974 |  | 0
1956-09-29 | 0 | 0 | 0 | 0 | -6.6845 | -6.6845 | 2365.7349 | 17695.6973 |  | 0
1956-09-30 | 0 | 0 | 0 | 0 | -6.6845 | -6.6845 | 2359.0504 | 17645.6973 |  | 0
1956-10-01 | 0 | 0 | 0 | 0 | -6.6845 | -6.6845 | 2352.3659 | 17595.6972 |  | 0
1956-10-02 | 0 | 0 | 0 | 0 | -6.6845 | -6.6845 | 2345.6814 | 17545.6972 |  | 0
1956-10-03 | 0 | 0 | 0 | 0 | -6.6845 | -6.6845 | 2338.9969 | 17495.6971 |  | 0
1956-10-04 | 0 | 0 | 0 | 0 | -6.6845 | -6.6845 | 2332.3124 | 17445.697 |  | 0
1956-10-05 | 0 | 0 | 0 | 0 | -6.6845 | -6.6845 | 2325.6279 | 17395.697 |  | 0
1956-10-06 | 0 | 0 | 0 | 0 | -6.6845 | -6.6845 | 2318.9434 | 17345.6969 |  | 0
1956-10-07 | 0 | 0 | 0 | 0 | -6.6845 | -6.6845 | 2312.2589 | 17295.6969 |  | 0
1956-10-08 | 0 | 0 | 0 | 0 | -6.6845 | -6.6845 | 2305.5744 | 17245.6968 |  | 0
1956-10-09 | 0 | 0 | 0 | 0 | -6.6845 | -6.6845 | 2298.8899 | 17195.6967 |  | 0
1956-10-10 | 0 | 0 | 0 | 0 | -6.6845 | -6.6845 | 2292.2054 | 17145.6967 |  | 0
1956-10-11 | 0 | 0 | 0 | 0 | -6.6845 | -6.6845 | 2285.5209 | 17095.6966 |  | 0
1956-10-12 | 0 | 0 | 0 | 0 | -6.6845 | -6.6845 | 2278.8364 | 17045.6966 |  | 0
1956-10-13 | 0 | 0 | 0 | 0 | -6.6845 | -6.6845 | 2272.1519 | 16995.6965 |  | 0
1956-10-14 | 0.0041667 | 10.4803 | 3.6551 | 3.6551 | 0.14075 | 0.14075 | 2272.2927 | 16996.7493 |  | 0
1956-10-15 | 0.0025 | 6.2882 | 3.6551 | 3.6551 | -4.0514 | -4.0514 | 2268.2413 | 16966.445 |  | 0
1956-10-16 | 0.0025 | 6.2882 | 3.6551 | 3.6551 | -4.0514 | -4.0514 | 2264.1899 | 16936.1407 |  | 0
1956-10-17 | 0.010833 | 27.2489 | 3.6551 | 3.6551 | 16.9093 | 16.9093 | 2281.0992 | 17062.6221 |  | 0
1956-10-18 | 0 | 0 | 0 | 0 | -6.6845 | -6.6845 | 2274.4147 | 17012.6221 |  | 0
1956-10-19 | 0 | 0 | 0 | 0 | -6.6845 | -6.6845 | 2267.7302 | 16962.622 |  | 0
1956-10-20 | 0 | 0 | 0 | 0 | -6.6845 | -6.6845 | 2261.0457 | 16912.622 |  | 0
1956-10-21 | 0 | 0 | 0 | 0 | -6.6845 | -6.6845 | 2254.3612 | 16862.6219 |  | 0
1956-10-22 | 0 | 0 | 0 | 0 | -6.6845 | -6.6845 | 2247.6767 | 16812.6218 |  | 0
1956-10-23 | 0 | 0 | 0 | 0 | -6.6845 | -6.6845 | 2240.9922 | 16762.6218 |  | 0
1956-10-24 | 0 | 0 | 0 | 0 | -6.6845 | -6.6845 | 2234.3077 | 16712.6217 |  | 0
1956-10-25 | 0 | 0 | 0 | 0 | -6.6845 | -6.6845 | 2227.6232 | 16662.6217 |  | 0
1956-10-26 | 0 | 0 | 0 | 0 | -6.6845 | -6.6845 | 2220.9387 | 16612.6216 |  | 0
1956-10-27 | 0 | 0 | 0 | 0 | -6.6845 | -6.6845 | 2214.2542 | 16562.6215 |  | 0
1956-10-28 | 0 | 0 | 0 | 0 | -6.6845 | -6.6845 | 2207.5697 | 16512.6215 |  | 0
1956-10-29 | 0 | 0 | 0 | 0 | -6.6845 | -6.6845 | 2200.8852 | 16462.6214 |  | 0
1956-10-30 | 0 | 0 | 0 | 0 | -6.6845 | -6.6845 | 2194.2007 | 16412.6214 |  | 0
1956-10-31 | 0 | 0 | 0 | 0 | -6.6845 | -6.6845 | 2187.5162 | 16362.6213 |  | 0
1956-11-01 | 0 | 0 | 0 | 0 | -6.6845 | -6.6845 | 2180.8317 | 16312.6212 |  | 0
1956-11-02 | 0 | 0 | 0 | 0 | -6.6845 | -6.6845 | 2174.1472 | 16262.6212 |  | 0
1956-11-03 | 0 | 0 | 0 | 0 | -6.6845 | -6.6845 | 2167.4627 | 16212.6211 |  | 0
1956-11-04 | 0 | 0 | 0 | 0 | -6.6845 | -6.6845 | 2160.7782 | 16162.6211 |  | 0
1956-11-05 | 0 | 0 | 0 | 0 | -6.6845 | -6.6845 | 2154.0937 | 16112.621 |  | 0
1956-11-06 | 0 | 0 | 0 | 0 | -6.6845 | -6.6845 | 2147.4092 | 16062.6209 |  | 0
1956-11-07 | 0 | 0 | 0 | 0 | -6.6845 | -6.6845 | 2140.7247 | 16012.6209 |  | 0
1956-11-08 | 0 | 0 | 0 | 0 | -6.6845 | -6.6845 | 2134.0402 | 15962.6208 |  | 0
1956-11-09 | 0 | 0 | 0 | 0 | -6.6845 | -6.6845 | 2127.3557 | 15912.6208 |  | 0
1956-11-10 | 0 | 0 | 0 | 0 | -6.6845 | -6.6845 | 2120.6712 | 15862.6207 |  | 0
1956-11-11 | 0 | 0 | 0 | 0 | -6.6845 | -6.6845 | 2113.9867 | 15812.6206 |  | 0
1956-11-12 | 0 | 0 | 0 | 0 | -6.6845 | -6.6845 | 2107.3022 | 15762.6206 |  | 0
1956-11-13 | 0 | 0 | 0 | 0 | -6.6845 | -6.6845 | 2100.6177 | 15712.6205 |  | 0
1956-11-14 | 0 | 0 | 0 | 0 | -6.6845 | -6.6845 | 2093.9332 | 15662.6205 |  | 0
1956-11-15 | 0 | 0 | 0 | 0 | -6.6845 | -6.6845 | 2087.2487 | 15612.6204 |  | 0
1956-11-16 | 0 | 0 | 0 | 0 | -6.6845 | -6.6845 | 2080.5642 | 15562.6203 |  | 0
1956-11-17 | 0 | 0 | 0 | 0 | -6.6845 | -6.6845 | 2073.8797 | 15512.6203 |  | 0
1956-11-18 | 0 | 0 | 0 | 0 | -6.6845 | -6.6845 | 2067.1952 | 15462.6202 |  | 0
1956-11-19 | 0 | 0 | 0 | 0 | -6.6845 | -6.6845 | 2060.5107 | 15412.6202 |  | 0
1956-11-20 | 0 | 0 | 0 | 0 | -6.6845 | -6.6845 | 2053.8262 | 15362.6201 |  | 0
1956-11-21 | 0 | 0 | 0 | 0 | -6.6845 | -6.6845 | 2047.1417 | 15312.62 |  | 0
1956-11-22 | 0 | 0 | 0 | 0 | -6.6845 | -6.6845 | 2040.4572 | 15262.62 |  | 0
1956-11-23 | 0 | 0 | 0 | 0 | -6.6845 | -6.6845 | 2033.7727 | 15212.6199 |  | 0
1956-11-24 | 0 | 0 | 0 | 0 | -6.6845 | -6.6845 | 2027.0882 | 15162.6199 |  | 0
1956-11-25 | 0 | 0 | 0 | 0 | -6.6845 | -6.6845 | 2020.4037 | 15112.6198 |  | 0
1956-11-26 | 0 | 0 | 0 | 0 | -6.6845 | -6.6845 | 2013.7192 | 15062.6197 |  | 0
1956-11-27 | 0 | 0 | 0 | 0 | -6.6845 | -6.6845 | 2007.0347 | 15012.6197 |  | 0
1956-11-28 | 0 | 0 | 0 | 0 | -6.6845 | -6.6845 | 2000.3502 | 14962.6196 |  | 0
1956-11-29 | 0 | 0 | 0 | 0 | -6.6845 | -6.6845 | 1993.6657 | 14912.6196 |  | 0
1956-11-30 | 0 | 0 | 0 | 0 | -6.6845 | -6.6845 | 1986.9812 | 14862.6195 |  | 0
1956-12-01 | 0 | 0 | 0 | 0 | -6.6845 | -6.6845 | 1980.2967 | 14812.6194 |  | 0
1956-12-02 | 0 | 0 | 0 | 0 | -6.6845 | -6.6845 | 1973.6122 | 14762.6194 |  | 0
1956-12-03 | 0 | 0 | 0 | 0 | -6.6845 | -6.6845 | 1966.9277 | 14712.6193 |  | 0
1956-12-04 | 0 | 0 | 0 | 0 | -6.6845 | -6.6845 | 1960.2432 | 14662.6193 |  | 0
1956-12-05 | 0 | 0 | 0 | 0 | -6.6845 | -6.6845 | 1953.5587 | 14612.6192 |  | 0
1956-12-06 | 0.005 | 12.5764 | 3.6551 | 3.6551 | 2.2368 | 2.2368 | 1955.7955 | 14629.3506 |  | 0
1956-12-07 | 0 | 0 | 0 | 0 | -6.6845 | -6.6845 | 1949.111 | 14579.3506 |  | 0
1956-12-08 | 0 | 0 | 0 | 0 | -6.6845 | -6.6845 | 1942.4265 | 14529.3505 |  | 0
1956-12-09 | 0 | 0 | 0 | 0 | -6.6845 | -6.6845 | 1935.742 | 14479.3504 |  | 0
1956-12-10 | 0 | 0 | 0 | 0 | -6.6845 | -6.6845 | 1929.0575 | 14429.3504 |  | 0
1956-12-11 | 0 | 0 | 0 | 0 | -6.6845 | -6.6845 | 1922.373 | 14379.3503 |  | 0
1956-12-12 | 0 | 0 | 0 | 0 | -6.6845 | -6.6845 | 1915.6885 | 14329.3503 |  | 0
1956-12-13 | 0 | 0 | 0 | 0 | -6.6845 | -6.6845 | 1909.004 | 14279.3502 |  | 0
1956-12-14 | 0 | 0 | 0 | 0 | -6.6845 | -6.6845 | 1902.3195 | 14229.3501 |  | 0
1956-12-15 | 0 | 0 | 0 | 0 | -6.6845 | -6.6845 | 1895.635 | 14179.3501 |  | 0
1956-12-16 | 0 | 0 | 0 | 0 | -6.6845 | -6.6845 | 1888.9505 | 14129.35 |  | 0
1956-12-17 | 0 | 0 | 0 | 0 | -6.6845 | -6.6845 | 1882.266 | 14079.35 |  | 0
1956-12-18 | 0.0041667 | 10.4803 | 3.6551 | 3.6551 | 0.14075 | 0.14075 | 1882.4068 | 14080.4028 |  | 0
1956-12-19 | 0 | 0 | 0 | 0 | -6.6845 | -6.6845 | 1875.7223 | 14030.4027 |  | 0
1956-12-20 | 0 | 0 | 0 | 0 | -6.6845 | -6.6845 | 1869.0378 | 13980.4027 |  | 0
1956-12-21 | 0 | 0 | 0 | 0 | -6.6845 | -6.6845 | 1862.3533 | 13930.4026 |  | 0
1956-12-22 | 0.016667 | 41.9213 | 3.6551 | 3.6551 | 31.5818 | 31.5818 | 1893.935 | 14166.6341 |  | 0
1956-12-23 | 0 | 0 | 0 | 0 | -6.6845 | -6.6845 | 1887.2505 | 14116.6341 |  | 0
1956-12-24 | 0 | 0 | 0 | 0 | -6.6845 | -6.6845 | 1880.566 | 14066.634 |  | 0
1956-12-25 | 0 | 0 | 0 | 0 | -6.6845 | -6.6845 | 1873.8815 | 14016.6339 |  | 0
1956-12-26 | 0 | 0 | 0 | 0 | -6.6845 | -6.6845 | 1867.197 | 13966.6339 |  | 0
1956-12-27 | 0 | 0 | 0 | 0 | -6.6845 | -6.6845 | 1860.5125 | 13916.6338 |  | 0
1956-12-28 | 0 | 0 | 0 | 0 | -6.6845 | -6.6845 | 1853.828 | 13866.6338 |  | 0
1956-12-29 | 0 | 0 | 0 | 0 | -6.6845 | -6.6845 | 1847.1435 | 13816.6337 |  | 0
1956-12-30 | 0 | 0 | 0 | 0 | -6.6845 | -6.6845 | 1840.459 | 13766.6336 |  | 0
1956-12-31 | 0 | 0 | 0 | 0 | -6.6845 | -6.6845 | 1833.7745 | 13716.6336 |  | 0
1957-01-01 | 0 | 0 | 0 | 0 | -6.6845 | -6.6845 | 1827.09 | 13666.6335 |  | 0
1957-01-02 | 0 | 0 | 0 | 0 | -6.6845 | -6.6845 | 1820.4055 | 13616.6335 |  | 0
1957-01-03 | 0 | 0 | 0 | 0 | -6.6845 | -6.6845 | 1813.721 | 13566.6334 |  | 0
1957-01-04 | 0.005 | 12.5764 | 3.6551 | 3.6551 | 2.2368 | 2.2368 | 1815.9579 | 13583.3648 |  | 0
1957-01-05 | 0 | 0 | 0 | 0 | -6.6845 | -6.6845 | 1809.2734 | 13533.3648 |  | 0
1957-01-06 | 0 | 0 | 0 | 0 | -6.6845 | -6.6845 | 1802.5889 | 13483.3647 |  | 0
1957-01-07 | 0 | 0 | 0 | 0 | -6.6845 | -6.6845 | 1795.9044 | 13433.3646 |  | 0
1957-01-08 | 0 | 0 | 0 | 0 | -6.6845 | -6.6845 | 1789.2199 | 13383.3646 |  | 0
1957-01-09 | 0 | 0 | 0 | 0 | -6.6845 | -6.6845 | 1782.5354 | 13333.3645 |  | 0
1957-01-10 | 0 | 0 | 0 | 0 | -6.6845 | -6.6845 | 1775.8509 | 13283.3645 |  | 0
1957-01-11 | 0 | 0 | 0 | 0 | -6.6845 | -6.6845 | 1769.1664 | 13233.3644 |  | 0
1957-01-12 | 0 | 0 | 0 | 0 | -6.6845 | -6.6845 | 1762.4819 | 13183.3643 |  | 0
1957-01-13 | 0 | 0 | 0 | 0 | -6.6845 | -6.6845 | 1755.7974 | 13133.3643 |  | 0
1957-01-14 | 0 | 0 | 0 | 0 | -6.6845 | -6.6845 | 1749.1129 | 13083.3642 |  | 0
1957-01-15 | 0 | 0 | 0 | 0 | -6.6845 | -6.6845 | 1742.4284 | 13033.3642 |  | 0
1957-01-16 | 0 | 0 | 0 | 0 | -6.6845 | -6.6845 | 1735.7439 | 12983.3641 |  | 0
1957-01-17 | 0 | 0 | 0 | 0 | -6.6845 | -6.6845 | 1729.0594 | 12933.364 |  | 0
1957-01-18 | 0 | 0 | 0 | 0 | -6.6845 | -6.6845 | 1722.3749 | 12883.364 |  | 0
1957-01-19 | 0.02 | 50.3056 | 3.6551 | 3.6551 | 39.966 | 39.966 | 1762.3409 | 13182.3098 |  | 0
1957-01-20 | 0 | 0 | 0 | 0 | -6.6845 | -6.6845 | 1755.6564 | 13132.3097 |  | 0
1957-01-21 | 0 | 0 | 0 | 0 | -6.6845 | -6.6845 | 1748.9719 | 13082.3097 |  | 0
1957-01-22 | 0 | 0 | 0 | 0 | -6.6845 | -6.6845 | 1742.2874 | 13032.3096 |  | 0
1957-01-23 | 0.0091667 | 23.0567 | 3.6551 | 3.6551 | 12.7172 | 12.7172 | 1755.0045 | 13127.4339 |  | 0
1957-01-24 | 0 | 0 | 0 | 0 | -6.6845 | -6.6845 | 1748.32 | 13077.4339 |  | 0
1957-01-25 | 0 | 0 | 0 | 0 | -6.6845 | -6.6845 | 1741.6355 | 13027.4338 |  | 0
1957-01-26 | 0 | 0 | 0 | 0 | -6.6845 | -6.6845 | 1734.951 | 12977.4338 |  | 0
1957-01-27 | 0 | 0 | 0 | 0 | -6.6845 | -6.6845 | 1728.2665 | 12927.4337 |  | 0
1957-01-28 | 0 | 0 | 0 | 0 | -6.6845 | -6.6845 | 1721.582 | 12877.4336 |  | 0
1957-01-29 | 0.010833 | 27.2489 | 3.6551 | 3.6551 | 16.9093 | 16.9093 | 1738.4913 | 13003.9151 |  | 0
1957-01-30 | 0 | 0 | 0 | 0 | -6.6845 | -6.6845 | 1731.8068 | 12953.915 |  | 0
1957-01-31 | 0 | 0 | 0 | 0 | -6.6845 | -6.6845 | 1725.1223 | 12903.915 |  | 0
1957-02-01 | 0.014167 | 35.6331 | 3.6551 | 3.6551 | 25.2936 | 25.2936 | 1750.4159 | 13093.1108 |  | 0
1957-02-02 | 0 | 0 | 0 | 0 | -6.6845 | -6.6845 | 1743.7314 | 13043.1107 |  | 0
1957-02-03 | 0 | 0 | 0 | 0 | -6.6845 | -6.6845 | 1737.0469 | 12993.1106 |  | 0
1957-02-04 | 0 | 0 | 0 | 0 | -6.6845 | -6.6845 | 1730.3624 | 12943.1106 |  | 0
1957-02-05 | 0 | 0 | 0 | 0 | -6.6845 | -6.6845 | 1723.6779 | 12893.1105 |  | 0
1957-02-06 | 0 | 0 | 0 | 0 | -6.6845 | -6.6845 | 1716.9934 | 12843.1105 |  | 0
1957-02-07 | 0 | 0 | 0 | 0 | -6.6845 | -6.6845 | 1710.3089 | 12793.1104 |  | 0
1957-02-08 | 0 | 0 | 0 | 0 | -6.6845 | -6.6845 | 1703.6244 | 12743.1103 |  | 0
1957-02-09 | 0 | 0 | 0 | 0 | -6.6845 | -6.6845 | 1696.9399 | 12693.1103 |  | 0
1957-02-10 | 0 | 0 | 0 | 0 | -6.6845 | -6.6845 | 1690.2554 | 12643.1102 |  | 0
1957-02-11 | 0 | 0 | 0 | 0 | -6.6845 | -6.6845 | 1683.5709 | 12593.1102 |  | 0
1957-02-12 | 0 | 0 | 0 | 0 | -6.6845 | -6.6845 | 1676.8864 | 12543.1101 |  | 0
1957-02-13 | 0 | 0 | 0 | 0 | -6.6845 | -6.6845 | 1670.2019 | 12493.11 |  | 0
1957-02-14 | 0 | 0 | 0 | 0 | -6.6845 | -6.6845 | 1663.5174 | 12443.11 |  | 0
1957-02-15 | 0 | 0 | 0 | 0 | -6.6845 | -6.6845 | 1656.8329 | 12393.1099 |  | 0
1957-02-16 | 0.099167 | 249.4319 | 3.6551 | 3.6551 | 239.0924 | 239.0924 | 1895.9252 | 14181.5207 |  | 0
1957-02-17 | 0.030833 | 77.5545 | 3.6551 | 3.6551 | 67.2149 | 67.2149 | 1963.1401 | 14684.2881 |  | 0
1957-02-18 | 0 | 0 | 0 | 0 | -6.6845 | -6.6845 | 1956.4556 | 14634.288 |  | 0
1957-02-19 | 0.078333 | 197.0303 | 3.6551 | 3.6551 | 186.6907 | 186.6907 | 2143.1463 | 16030.7343 |  | 0
1957-02-20 | 0.0041667 | 10.4803 | 3.6551 | 3.6551 | 0.14075 | 0.14075 | 2143.2871 | 16031.7872 |  | 0
1957-02-21 | 0 | 0 | 0 | 0 | -6.6845 | -6.6845 | 2136.6026 | 15981.7871 |  | 0
1957-02-22 | 0.0066667 | 16.7685 | 3.6551 | 3.6551 | 6.429 | 6.429 | 2143.0315 | 16029.8757 |  | 0
1957-02-23 | 0 | 0 | 0 | 0 | -6.6845 | -6.6845 | 2136.347 | 15979.8756 |  | 0
1957-02-24 | 0 | 0 | 0 | 0 | -6.6845 | -6.6845 | 2129.6625 | 15929.8756 |  | 0
1957-02-25 | 0 | 0 | 0 | 0 | -6.6845 | -6.6845 | 2122.978 | 15879.8755 |  | 0
1957-02-26 | 0 | 0 | 0 | 0 | -6.6845 | -6.6845 | 2116.2935 | 15829.8754 |  | 0
1957-02-27 | 0 | 0 | 0 | 0 | -6.6845 | -6.6845 | 2109.609 | 15779.8754 |  | 0
1957-02-28 | 0 | 0 | 0 | 0 | -6.6845 | -6.6845 | 2102.9245 | 15729.8753 |  | 0
1957-03-01 | 0 | 0 | 0 | 0 | -6.6845 | -6.6845 | 2096.24 | 15679.8753 |  | 0
1957-03-02 | 0 | 0 | 0 | 0 | -6.6845 | -6.6845 | 2089.5555 | 15629.8752 |  | 0
1957-03-03 | 0 | 0 | 0 | 0 | -6.6845 | -6.6845 | 2082.871 | 15579.8751 |  | 0
1957-03-04 | 0 | 0 | 0 | 0 | -6.6845 | -6.6845 | 2076.1865 | 15529.8751 |  | 0
1957-03-05 | 0 | 0 | 0 | 0 | -6.6845 | -6.6845 | 2069.502 | 15479.875 |  | 0
1957-03-06 | 0 | 0 | 0 | 0 | -6.6845 | -6.6845 | 2062.8175 | 15429.875 |  | 0
1957-03-07 | 0 | 0 | 0 | 0 | -6.6845 | -6.6845 | 2056.133 | 15379.8749 |  | 0
1957-03-08 | 0 | 0 | 0 | 0 | -6.6845 | -6.6845 | 2049.4485 | 15329.8748 |  | 0
1957-03-09 | 0 | 0 | 0 | 0 | -6.6845 | -6.6845 | 2042.764 | 15279.8748 |  | 0
1957-03-10 | 0 | 0 | 0 | 0 | -6.6845 | -6.6845 | 2036.0795 | 15229.8747 |  | 0
1957-03-11 | 0 | 0 | 0 | 0 | -6.6845 | -6.6845 | 2029.395 | 15179.8747 |  | 0
1957-03-12 | 0 | 0 | 0 | 0 | -6.6845 | -6.6845 | 2022.7105 | 15129.8746 |  | 0
1957-03-13 | 0 | 0 | 0 | 0 | -6.6845 | -6.6845 | 2016.026 | 15079.8745 |  | 0
1957-03-14 | 0 | 0 | 0 | 0 | -6.6845 | -6.6845 | 2009.3415 | 15029.8745 |  | 0
1957-03-15 | 0 | 0 | 0 | 0 | -6.6845 | -6.6845 | 2002.657 | 14979.8744 |  | 0
1957-03-16 | 0 | 0 | 0 | 0 | -6.6845 | -6.6845 | 1995.9725 | 14929.8744 |  | 0
1957-03-17 | 0 | 0 | 0 | 0 | -6.6845 | -6.6845 | 1989.288 | 14879.8743 |  | 0
1957-03-18 | 0 | 0 | 0 | 0 | -6.6845 | -6.6845 | 1982.6035 | 14829.8742 |  | 0
1957-03-19 | 0 | 0 | 0 | 0 | -6.6845 | -6.6845 | 1975.919 | 14779.8742 |  | 0
1957-03-20 | 0 | 0 | 0 | 0 | -6.6845 | -6.6845 | 1969.2345 | 14729.8741 |  | 0
1957-03-21 | 0 | 0 | 0 | 0 | -6.6845 | -6.6845 | 1962.55 | 14679.8741 |  | 0
1957-03-22 | 0 | 0 | 0 | 0 | -6.6845 | -6.6845 | 1955.8655 | 14629.874 |  | 0
1957-03-23 | 0 | 0 | 0 | 0 | -6.6845 | -6.6845 | 1949.181 | 14579.8739 |  | 0
1957-03-24 | 0 | 0 | 0 | 0 | -6.6845 | -6.6845 | 1942.4965 | 14529.8739 |  | 0
1957-03-25 | 0 | 0 | 0 | 0 | -6.6845 | -6.6845 | 1935.812 | 14479.8738 |  | 0
1957-03-26 | 0 | 0 | 0 | 0 | -6.6845 | -6.6845 | 1929.1275 | 14429.8738 |  | 0
1957-03-27 | 0 | 0 | 0 | 0 | -6.6845 | -6.6845 | 1922.443 | 14379.8737 |  | 0
1957-03-28 | 0 | 0 | 0 | 0 | -6.6845 | -6.6845 | 1915.7585 | 14329.8736 |  | 0
1957-03-29 | 0 | 0 | 0 | 0 | -6.6845 | -6.6845 | 1909.074 | 14279.8736 |  | 0
1957-03-30 | 0 | 0 | 0 | 0 | -6.6845 | -6.6845 | 1902.3895 | 14229.8735 |  | 0
1957-03-31 | 0 | 0 | 0 | 0 | -6.6845 | -6.6845 | 1895.705 | 14179.8735 |  | 0
1957-04-01 | 0 | 0 | 0 | 0 | -6.6845 | -6.6845 | 1889.0205 | 14129.8734 |  | 0
1957-04-02 | 0 | 0 | 0 | 0 | -6.6845 | -6.6845 | 1882.336 | 14079.8733 |  | 0
1957-04-03 | 0 | 0 | 0 | 0 | -6.6845 | -6.6845 | 1875.6515 | 14029.8733 |  | 0
1957-04-04 | 0 | 0 | 0 | 0 | -6.6845 | -6.6845 | 1868.967 | 13979.8732 |  | 0
1957-04-05 | 0 | 0 | 0 | 0 | -6.6845 | -6.6845 | 1862.2825 | 13929.8732 |  | 0
1957-04-06 | 0 | 0 | 0 | 0 | -6.6845 | -6.6845 | 1855.598 | 13879.8731 |  | 0
1957-04-07 | 0 | 0 | 0 | 0 | -6.6845 | -6.6845 | 1848.9135 | 13829.873 |  | 0
1957-04-08 | 0 | 0 | 0 | 0 | -6.6845 | -6.6845 | 1842.229 | 13779.873 |  | 0
1957-04-09 | 0 | 0 | 0 | 0 | -6.6845 | -6.6845 | 1835.5445 | 13729.8729 |  | 0
1957-04-10 | 0 | 0 | 0 | 0 | -6.6845 | -6.6845 | 1828.86 | 13679.8729 |  | 0
1957-04-11 | 0 | 0 | 0 | 0 | -6.6845 | -6.6845 | 1822.1755 | 13629.8728 |  | 0
1957-04-12 | 0 | 0 | 0 | 0 | -6.6845 | -6.6845 | 1815.491 | 13579.8727 |  | 0
1957-04-13 | 0 | 0 | 0 | 0 | -6.6845 | -6.6845 | 1808.8065 | 13529.8727 |  | 0
1957-04-14 | 0 | 0 | 0 | 0 | -6.6845 | -6.6845 | 1802.122 | 13479.8726 |  | 0
1957-04-15 | 0 | 0 | 0 | 0 | -6.6845 | -6.6845 | 1795.4375 | 13429.8726 |  | 0
1957-04-16 | 0 | 0 | 0 | 0 | -6.6845 | -6.6845 | 1788.753 | 13379.8725 |  | 0
1957-04-17 | 0 | 0 | 0 | 0 | -6.6845 | -6.6845 | 1782.0685 | 13329.8724 |  | 0
1957-04-18 | 0 | 0 | 0 | 0 | -6.6845 | -6.6845 | 1775.384 | 13279.8724 |  | 0
1957-04-19 | 0 | 0 | 0 | 0 | -6.6845 | -6.6845 | 1768.6995 | 13229.8723 |  | 0
1957-04-20 | 0 | 0 | 0 | 0 | -6.6845 | -6.6845 | 1762.015 | 13179.8723 |  | 0
1957-04-21 | 0 | 0 | 0 | 0 | -6.6845 | -6.6845 | 1755.3305 | 13129.8722 |  | 0
1957-04-22 | 0 | 0 | 0 | 0 | -6.6845 | -6.6845 | 1748.646 | 13079.8721 |  | 0
1957-04-23 | 0 | 0 | 0 | 0 | -6.6845 | -6.6845 | 1741.9615 | 13029.8721 |  | 0
1957-04-24 | 0 | 0 | 0 | 0 | -6.6845 | -6.6845 | 1735.277 | 12979.872 |  | 0
1957-04-25 | 0 | 0 | 0 | 0 | -6.6845 | -6.6845 | 1728.5925 | 12929.872 |  | 0
1957-04-26 | 0 | 0 | 0 | 0 | -6.6845 | -6.6845 | 1721.908 | 12879.8719 |  | 0
1957-04-27 | 0 | 0 | 0 | 0 | -6.6845 | -6.6845 | 1715.2235 | 12829.8718 |  | 0
1957-04-28 | 0.0041667 | 10.4803 | 3.6551 | 3.6551 | 0.14075 | 0.14075 | 1715.3643 | 12830.9247 |  | 0
1957-04-29 | 0 | 0 | 0 | 0 | -6.6845 | -6.6845 | 1708.6798 | 12780.9246 |  | 0
1957-04-30 | 0 | 0 | 0 | 0 | -6.6845 | -6.6845 | 1701.9953 | 12730.9246 |  | 0
1957-05-01 | 0 | 0 | 0 | 0 | -6.6845 | -6.6845 | 1695.3108 | 12680.9245 |  | 0
1957-05-02 | 0.0125 | 31.441 | 3.6551 | 3.6551 | 21.1014 | 21.1014 | 1716.4122 | 12838.7631 |  | 0
1957-05-03 | 0 | 0 | 0 | 0 | -6.6845 | -6.6845 | 1709.7277 | 12788.7631 |  | 0
1957-05-04 | 0 | 0 | 0 | 0 | -6.6845 | -6.6845 | 1703.0432 | 12738.763 |  | 0
1957-05-05 | 0 | 0 | 0 | 0 | -6.6845 | -6.6845 | 1696.3587 | 12688.7629 |  | 0
1957-05-06 | 0 | 0 | 0 | 0 | -6.6845 | -6.6845 | 1689.6742 | 12638.7629 |  | 0
1957-05-07 | 0 | 0 | 0 | 0 | -6.6845 | -6.6845 | 1682.9897 | 12588.7628 |  | 0
1957-05-08 | 0.039167 | 98.5151 | 3.6551 | 3.6551 | 88.1756 | 88.1756 | 1771.1652 | 13248.316 |  | 0
1957-05-09 | 0 | 0 | 0 | 0 | -6.6845 | -6.6845 | 1764.4807 | 13198.3159 |  | 0
1957-05-10 | 0 | 0 | 0 | 0 | -6.6845 | -6.6845 | 1757.7962 | 13148.3158 |  | 0
1957-05-11 | 0.0091667 | 23.0567 | 3.6551 | 3.6551 | 12.7172 | 12.7172 | 1770.5134 | 13243.4401 |  | 0
1957-05-12 | 0 | 0 | 0 | 0 | -6.6845 | -6.6845 | 1763.8289 | 13193.4401 |  | 0
1957-05-13 | 0 | 0 | 0 | 0 | -6.6845 | -6.6845 | 1757.1444 | 13143.44 |  | 0
1957-05-14 | 0 | 0 | 0 | 0 | -6.6845 | -6.6845 | 1750.4599 | 13093.44 |  | 0
1957-05-15 | 0 | 0 | 0 | 0 | -6.6845 | -6.6845 | 1743.7754 | 13043.4399 |  | 0
1957-05-16 | 0 | 0 | 0 | 0 | -6.6845 | -6.6845 | 1737.0909 | 12993.4398 |  | 0
1957-05-17 | 0 | 0 | 0 | 0 | -6.6845 | -6.6845 | 1730.4064 | 12943.4398 |  | 0
1957-05-18 | 0.0016667 | 4.1921 | 3.6551 | 3.6551 | -6.1474 | -6.1474 | 1724.2589 | 12897.4569 |  | 0
1957-05-19 | 0 | 0 | 0 | 0 | -6.6845 | -6.6845 | 1717.5744 | 12847.4568 |  | 0
1957-05-20 | 0 | 0 | 0 | 0 | -6.6845 | -6.6845 | 1710.8899 | 12797.4568 |  | 0
1957-05-21 | 0 | 0 | 0 | 0 | -6.6845 | -6.6845 | 1704.2054 | 12747.4567 |  | 0
1957-05-22 | 0 | 0 | 0 | 0 | -6.6845 | -6.6845 | 1697.5209 | 12697.4566 |  | 0
1957-05-23 | 0 | 0 | 0 | 0 | -6.6845 | -6.6845 | 1690.8364 | 12647.4566 |  | 0
1957-05-24 | 0 | 0 | 0 | 0 | -6.6845 | -6.6845 | 1684.1519 | 12597.4565 |  | 0
1957-05-25 | 0 | 0 | 0 | 0 | -6.6845 | -6.6845 | 1677.4674 | 12547.4565 |  | 0
1957-05-26 | 0 | 0 | 0 | 0 | -6.6845 | -6.6845 | 1670.7829 | 12497.4564 |  | 0
1957-05-27 | 0.041667 | 104.8033 | 3.6551 | 3.6551 | 94.4638 | 94.4638 | 1765.2467 | 13204.0453 |  | 0
1957-05-28 | 0 | 0 | 0 | 0 | -6.6845 | -6.6845 | 1758.5622 | 13154.0452 |  | 0
1957-05-29 | 0 | 0 | 0 | 0 | -6.6845 | -6.6845 | 1751.8777 | 13104.0451 |  | 0
1957-05-30 | 0.019167 | 48.2095 | 3.6551 | 3.6551 | 37.87 | 37.87 | 1789.7476 | 13387.3124 |  | 0
1957-05-31 | 0 | 0 | 0 | 0 | -6.6845 | -6.6845 | 1783.0631 | 13337.3123 |  | 0
1957-06-01 | 0 | 0 | 0 | 0 | -6.6845 | -6.6845 | 1776.3786 | 13287.3123 |  | 0
1957-06-02 | 0.0058333 | 14.6725 | 3.6551 | 3.6551 | 4.3329 | 4.3329 | 1780.7115 | 13319.7223 |  | 0
1957-06-03 | 0 | 0 | 0 | 0 | -6.6845 | -6.6845 | 1774.027 | 13269.7222 |  | 0
1957-06-04 | 0 | 0 | 0 | 0 | -6.6845 | -6.6845 | 1767.3425 | 13219.7221 |  | 0
1957-06-05 | 0 | 0 | 0 | 0 | -6.6845 | -6.6845 | 1760.658 | 13169.7221 |  | 0
1957-06-06 | 0 | 0 | 0 | 0 | -6.6845 | -6.6845 | 1753.9735 | 13119.722 |  | 0
1957-06-07 | 0.00083333 | 2.0961 | 3.6551 | 2.0961 | -6.6845 | -6.6845 | 1747.289 | 13069.722 |  | 0
1957-06-08 | 0 | 0 | 0 | 0 | -6.6845 | -6.6845 | 1740.6045 | 13019.7219 |  | 0
1957-06-09 | 0.0016667 | 4.1921 | 3.6551 | 3.6551 | -6.1474 | -6.1474 | 1734.4571 | 12973.739 |  | 0
1957-06-10 | 0 | 0 | 0 | 0 | -6.6845 | -6.6845 | 1727.7726 | 12923.7389 |  | 0
1957-06-11 | 0 | 0 | 0 | 0 | -6.6845 | -6.6845 | 1721.0881 | 12873.7389 |  | 0
1957-06-12 | 0 | 0 | 0 | 0 | -6.6845 | -6.6845 | 1714.4036 | 12823.7388 |  | 0
1957-06-13 | 0 | 0 | 0 | 0 | -6.6845 | -6.6845 | 1707.7191 | 12773.7388 |  | 0
1957-06-14 | 0 | 0 | 0 | 0 | -6.6845 | -6.6845 | 1701.0346 | 12723.7387 |  | 0
1957-06-15 | 0 | 0 | 0 | 0 | -6.6845 | -6.6845 | 1694.3501 | 12673.7386 |  | 0
1957-06-16 | 0 | 0 | 0 | 0 | -6.6845 | -6.6845 | 1687.6656 | 12623.7386 |  | 0
1957-06-17 | 0.11 | 276.6808 | 3.6551 | 3.6551 | 266.3412 | 266.3412 | 1954.0068 | 14615.9709 |  | 0
1957-06-18 | 0 | 0 | 0 | 0 | -6.6845 | -6.6845 | 1947.3223 | 14565.9709 |  | 0
1957-06-19 | 0 | 0 | 0 | 0 | -6.6845 | -6.6845 | 1940.6378 | 14515.9708 |  | 0
1957-06-20 | 0 | 0 | 0 | 0 | -6.6845 | -6.6845 | 1933.9533 | 14465.9707 |  | 0
1957-06-21 | 0 | 0 | 0 | 0 | -6.6845 | -6.6845 | 1927.2688 | 14415.9707 |  | 0
1957-06-22 | 0 | 0 | 0 | 0 | -6.6845 | -6.6845 | 1920.5843 | 14365.9706 |  | 0
1957-06-23 | 0 | 0 | 0 | 0 | -6.6845 | -6.6845 | 1913.8998 | 14315.9706 |  | 0
1957-06-24 | 0 | 0 | 0 | 0 | -6.6845 | -6.6845 | 1907.2153 | 14265.9705 |  | 0
1957-06-25 | 0 | 0 | 0 | 0 | -6.6845 | -6.6845 | 1900.5308 | 14215.9704 |  | 0
1957-06-26 | 0 | 0 | 0 | 0 | -6.6845 | -6.6845 | 1893.8463 | 14165.9704 |  | 0
1957-06-27 | 0 | 0 | 0 | 0 | -6.6845 | -6.6845 | 1887.1618 | 14115.9703 |  | 0
1957-06-28 | 0 | 0 | 0 | 0 | -6.6845 | -6.6845 | 1880.4773 | 14065.9703 |  | 0
1957-06-29 | 0 | 0 | 0 | 0 | -6.6845 | -6.6845 | 1873.7928 | 14015.9702 |  | 0
1957-06-30 | 0 | 0 | 0 | 0 | -6.6845 | -6.6845 | 1867.1083 | 13965.9701 |  | 0
1957-07-01 | 0 | 0 | 0 | 0 | -6.6845 | -6.6845 | 1860.4238 | 13915.9701 |  | 0
1957-07-02 | 0 | 0 | 0 | 0 | -6.6845 | -6.6845 | 1853.7393 | 13865.97 |  | 0
1957-07-03 | 0 | 0 | 0 | 0 | -6.6845 | -6.6845 | 1847.0548 | 13815.97 |  | 0
1957-07-04 | 0 | 0 | 0 | 0 | -6.6845 | -6.6845 | 1840.3703 | 13765.9699 |  | 0
1957-07-05 | 0 | 0 | 0 | 0 | -6.6845 | -6.6845 | 1833.6858 | 13715.9698 |  | 0
1957-07-06 | 0 | 0 | 0 | 0 | -6.6845 | -6.6845 | 1827.0013 | 13665.9698 |  | 0
1957-07-07 | 0 | 0 | 0 | 0 | -6.6845 | -6.6845 | 1820.3168 | 13615.9697 |  | 0
1957-07-08 | 0 | 0 | 0 | 0 | -6.6845 | -6.6845 | 1813.6323 | 13565.9697 |  | 0
1957-07-09 | 0 | 0 | 0 | 0 | -6.6845 | -6.6845 | 1806.9478 | 13515.9696 |  | 0
1957-07-10 | 0.025 | 62.882 | 3.6551 | 3.6551 | 52.5424 | 52.5424 | 1859.4902 | 13908.9869 |  | 0
1957-07-11 | 0.0025 | 6.2882 | 3.6551 | 3.6551 | -4.0514 | -4.0514 | 1855.4388 | 13878.6826 |  | 0
1957-07-12 | 0 | 0 | 0 | 0 | -6.6845 | -6.6845 | 1848.7543 | 13828.6825 |  | 0
1957-07-13 | 0 | 0 | 0 | 0 | -6.6845 | -6.6845 | 1842.0698 | 13778.6824 |  | 0
1957-07-14 | 0.00083333 | 2.0961 | 3.6551 | 2.0961 | -6.6845 | -6.6845 | 1835.3853 | 13728.6824 |  | 0
1957-07-15 | 0 | 0 | 0 | 0 | -6.6845 | -6.6845 | 1828.7008 | 13678.6823 |  | 0
1957-07-16 | 0 | 0 | 0 | 0 | -6.6845 | -6.6845 | 1822.0163 | 13628.6823 |  | 0
1957-07-17 | 0 | 0 | 0 | 0 | -6.6845 | -6.6845 | 1815.3318 | 13578.6822 |  | 0
1957-07-18 | 0 | 0 | 0 | 0 | -6.6845 | -6.6845 | 1808.6473 | 13528.6821 |  | 0
1957-07-19 | 0 | 0 | 0 | 0 | -6.6845 | -6.6845 | 1801.9628 | 13478.6821 |  | 0
1957-07-20 | 0.0075 | 18.8646 | 3.6551 | 3.6551 | 8.525 | 8.525 | 1810.4879 | 13542.4492 |  | 0
1957-07-21 | 0.013333 | 33.5371 | 3.6551 | 3.6551 | 23.1975 | 23.1975 | 1833.6854 | 13715.9664 |  | 0
1957-07-22 | 0 | 0 | 0 | 0 | -6.6845 | -6.6845 | 1827.0009 | 13665.9664 |  | 0
1957-07-23 | 0 | 0 | 0 | 0 | -6.6845 | -6.6845 | 1820.3164 | 13615.9663 |  | 0
1957-07-24 | 0 | 0 | 0 | 0 | -6.6845 | -6.6845 | 1813.6319 | 13565.9663 |  | 0
1957-07-25 | 0 | 0 | 0 | 0 | -6.6845 | -6.6845 | 1806.9474 | 13515.9662 |  | 0
1957-07-26 | 0 | 0 | 0 | 0 | -6.6845 | -6.6845 | 1800.2629 | 13465.9661 |  | 0
1957-07-27 | 0 | 0 | 0 | 0 | -6.6845 | -6.6845 | 1793.5784 | 13415.9661 |  | 0
1957-07-28 | 0 | 0 | 0 | 0 | -6.6845 | -6.6845 | 1786.8939 | 13365.966 |  | 0
1957-07-29 | 0 | 0 | 0 | 0 | -6.6845 | -6.6845 | 1780.2094 | 13315.966 |  | 0
1957-07-30 | 0 | 0 | 0 | 0 | -6.6845 | -6.6845 | 1773.5249 | 13265.9659 |  | 0
1957-07-31 | 0.069167 | 173.9735 | 3.6551 | 3.6551 | 163.634 | 163.634 | 1937.1588 | 14489.9479 |  | 0
1957-08-01 | 0.014167 | 35.6331 | 3.6551 | 3.6551 | 25.2936 | 25.2936 | 1962.4524 | 14679.1436 |  | 0
1957-08-02 | 0 | 0 | 0 | 0 | -6.6845 | -6.6845 | 1955.7679 | 14629.1436 |  | 0
1957-08-03 | 0 | 0 | 0 | 0 | -6.6845 | -6.6845 | 1949.0834 | 14579.1435 |  | 0
1957-08-04 | 0 | 0 | 0 | 0 | -6.6845 | -6.6845 | 1942.3989 | 14529.1435 |  | 0
1957-08-05 | 0 | 0 | 0 | 0 | -6.6845 | -6.6845 | 1935.7144 | 14479.1434 |  | 0
1957-08-06 | 0 | 0 | 0 | 0 | -6.6845 | -6.6845 | 1929.0299 | 14429.1433 |  | 0
1957-08-07 | 0 | 0 | 0 | 0 | -6.6845 | -6.6845 | 1922.3454 | 14379.1433 |  | 0
1957-08-08 | 0 | 0 | 0 | 0 | -6.6845 | -6.6845 | 1915.6609 | 14329.1432 |  | 0
1957-08-09 | 0 | 0 | 0 | 0 | -6.6845 | -6.6845 | 1908.9764 | 14279.1432 |  | 0
1957-08-10 | 0 | 0 | 0 | 0 | -6.6845 | -6.6845 | 1902.2919 | 14229.1431 |  | 0
1957-08-11 | 0 | 0 | 0 | 0 | -6.6845 | -6.6845 | 1895.6074 | 14179.143 |  | 0
1957-08-12 | 0 | 0 | 0 | 0 | -6.6845 | -6.6845 | 1888.9229 | 14129.143 |  | 0
1957-08-13 | 0 | 0 | 0 | 0 | -6.6845 | -6.6845 | 1882.2384 | 14079.1429 |  | 0
1957-08-14 | 0 | 0 | 0 | 0 | -6.6845 | -6.6845 | 1875.5539 | 14029.1429 |  | 0
1957-08-15 | 0 | 0 | 0 | 0 | -6.6845 | -6.6845 | 1868.8694 | 13979.1428 |  | 0
1957-08-16 | 0 | 0 | 0 | 0 | -6.6845 | -6.6845 | 1862.1849 | 13929.1427 |  | 0
1957-08-17 | 0 | 0 | 0 | 0 | -6.6845 | -6.6845 | 1855.5004 | 13879.1427 |  | 0
1957-08-18 | 0 | 0 | 0 | 0 | -6.6845 | -6.6845 | 1848.8159 | 13829.1426 |  | 0
1957-08-19 | 0 | 0 | 0 | 0 | -6.6845 | -6.6845 | 1842.1314 | 13779.1426 |  | 0
1957-08-20 | 0.0083333 | 20.9607 | 3.6551 | 3.6551 | 10.6211 | 10.6211 | 1852.7524 | 13858.5883 |  | 0
1957-08-21 | 0 | 0 | 0 | 0 | -6.6845 | -6.6845 | 1846.0679 | 13808.5882 |  | 0
1957-08-22 | 0 | 0 | 0 | 0 | -6.6845 | -6.6845 | 1839.3834 | 13758.5882 |  | 0
1957-08-23 | 0 | 0 | 0 | 0 | -6.6845 | -6.6845 | 1832.6989 | 13708.5881 |  | 0
1957-08-24 | 0 | 0 | 0 | 0 | -6.6845 | -6.6845 | 1826.0144 | 13658.588 |  | 0
1957-08-25 | 0 | 0 | 0 | 0 | -6.6845 | -6.6845 | 1819.3299 | 13608.588 |  | 0
1957-08-26 | 0 | 0 | 0 | 0 | -6.6845 | -6.6845 | 1812.6454 | 13558.5879 |  | 0
1957-08-27 | 0.005 | 12.5764 | 3.6551 | 3.6551 | 2.2368 | 2.2368 | 1814.8823 | 13575.3193 |  | 0
1957-08-28 | 0 | 0 | 0 | 0 | -6.6845 | -6.6845 | 1808.1978 | 13525.3193 |  | 0
1957-08-29 | 0 | 0 | 0 | 0 | -6.6845 | -6.6845 | 1801.5133 | 13475.3192 |  | 0
1957-08-30 | 0 | 0 | 0 | 0 | -6.6845 | -6.6845 | 1794.8288 | 13425.3192 |  | 0
1957-08-31 | 0.061667 | 155.1089 | 3.6551 | 3.6551 | 144.7694 | 144.7694 | 1939.5981 | 14508.1939 |  | 0
1957-09-01 | 0 | 0 | 0 | 0 | -6.6845 | -6.6845 | 1932.9136 | 14458.1939 |  | 0
1957-09-02 | 0 | 0 | 0 | 0 | -6.6845 | -6.6845 | 1926.2291 | 14408.1938 |  | 0
1957-09-03 | 0 | 0 | 0 | 0 | -6.6845 | -6.6845 | 1919.5446 | 14358.1937 |  | 0
1957-09-04 | 0 | 0 | 0 | 0 | -6.6845 | -6.6845 | 1912.8601 | 14308.1937 |  | 0
1957-09-05 | 0 | 0 | 0 | 0 | -6.6845 | -6.6845 | 1906.1756 | 14258.1936 |  | 0
1957-09-06 | 0 | 0 | 0 | 0 | -6.6845 | -6.6845 | 1899.4911 | 14208.1936 |  | 0
1957-09-07 | 0 | 0 | 0 | 0 | -6.6845 | -6.6845 | 1892.8066 | 14158.1935 |  | 0
1957-09-08 | 0 | 0 | 0 | 0 | -6.6845 | -6.6845 | 1886.1221 | 14108.1934 |  | 0
1957-09-09 | 0 | 0 | 0 | 0 | -6.6845 | -6.6845 | 1879.4376 | 14058.1934 |  | 0
1957-09-10 | 0 | 0 | 0 | 0 | -6.6845 | -6.6845 | 1872.7531 | 14008.1933 |  | 0
1957-09-11 | 0 | 0 | 0 | 0 | -6.6845 | -6.6845 | 1866.0686 | 13958.1933 |  | 0
1957-09-12 | 0 | 0 | 0 | 0 | -6.6845 | -6.6845 | 1859.3841 | 13908.1932 |  | 0
1957-09-13 | 0.0083333 | 20.9607 | 3.6551 | 3.6551 | 10.6211 | 10.6211 | 1870.0052 | 13987.6389 |  | 0
1957-09-14 | 0 | 0 | 0 | 0 | -6.6845 | -6.6845 | 1863.3207 | 13937.6389 |  | 0
1957-09-15 | 0 | 0 | 0 | 0 | -6.6845 | -6.6845 | 1856.6362 | 13887.6388 |  | 0
1957-09-16 | 0 | 0 | 0 | 0 | -6.6845 | -6.6845 | 1849.9517 | 13837.6387 |  | 0
1957-09-17 | 0 | 0 | 0 | 0 | -6.6845 | -6.6845 | 1843.2672 | 13787.6387 |  | 0
1957-09-18 | 0 | 0 | 0 | 0 | -6.6845 | -6.6845 | 1836.5827 | 13737.6386 |  | 0
1957-09-19 | 0 | 0 | 0 | 0 | -6.6845 | -6.6845 | 1829.8982 | 13687.6386 |  | 0
1957-09-20 | 0 | 0 | 0 | 0 | -6.6845 | -6.6845 | 1823.2137 | 13637.6385 |  | 0
1957-09-21 | 0 | 0 | 0 | 0 | -6.6845 | -6.6845 | 1816.5292 | 13587.6384 |  | 0
1957-09-22 | 0.0025 | 6.2882 | 3.6551 | 3.6551 | -4.0514 | -4.0514 | 1812.4778 | 13557.3341 |  | 0
1957-09-23 | 0 | 0 | 0 | 0 | -6.6845 | -6.6845 | 1805.7933 | 13507.3341 |  | 0
1957-09-24 | 0 | 0 | 0 | 0 | -6.6845 | -6.6845 | 1799.1088 | 13457.334 |  | 0
1957-09-25 | 0 | 0 | 0 | 0 | -6.6845 | -6.6845 | 1792.4243 | 13407.3339 |  | 0
1957-09-26 | 0 | 0 | 0 | 0 | -6.6845 | -6.6845 | 1785.7398 | 13357.3339 |  | 0
1957-09-27 | 0 | 0 | 0 | 0 | -6.6845 | -6.6845 | 1779.0553 | 13307.3338 |  | 0
1957-09-28 | 0 | 0 | 0 | 0 | -6.6845 | -6.6845 | 1772.3708 | 13257.3338 |  | 0
1957-09-29 | 0 | 0 | 0 | 0 | -6.6845 | -6.6845 | 1765.6863 | 13207.3337 |  | 0
1957-09-30 | 0 | 0 | 0 | 0 | -6.6845 | -6.6845 | 1759.0018 | 13157.3336 |  | 0
1957-10-01 | 0 | 0 | 0 | 0 | -6.6845 | -6.6845 | 1752.3173 | 13107.3336 |  | 0
1957-10-02 | 0 | 0 | 0 | 0 | -6.6845 | -6.6845 | 1745.6328 | 13057.3335 |  | 0
1957-10-03 | 0 | 0 | 0 | 0 | -6.6845 | -6.6845 | 1738.9483 | 13007.3335 |  | 0
1957-10-04 | 0 | 0 | 0 | 0 | -6.6845 | -6.6845 | 1732.2638 | 12957.3334 |  | 0
1957-10-05 | 0 | 0 | 0 | 0 | -6.6845 | -6.6845 | 1725.5793 | 12907.3333 |  | 0
1957-10-06 | 0.0033333 | 8.3843 | 3.6551 | 3.6551 | -1.9553 | -1.9553 | 1723.624 | 12892.7076 |  | 0
1957-10-07 | 0 | 0 | 0 | 0 | -6.6845 | -6.6845 | 1716.9395 | 12842.7075 |  | 0
1957-10-08 | 0 | 0 | 0 | 0 | -6.6845 | -6.6845 | 1710.255 | 12792.7075 |  | 0
1957-10-09 | 0 | 0 | 0 | 0 | -6.6845 | -6.6845 | 1703.5705 | 12742.7074 |  | 0
1957-10-10 | 0 | 0 | 0 | 0 | -6.6845 | -6.6845 | 1696.886 | 12692.7074 |  | 0
1957-10-11 | 0 | 0 | 0 | 0 | -6.6845 | -6.6845 | 1690.2015 | 12642.7073 |  | 0
1957-10-12 | 0 | 0 | 0 | 0 | -6.6845 | -6.6845 | 1683.517 | 12592.7072 |  | 0
1957-10-13 | 0.0033333 | 8.3843 | 3.6551 | 3.6551 | -1.9553 | -1.9553 | 1681.5617 | 12578.0815 |  | 0
1957-10-14 | 0 | 0 | 0 | 0 | -6.6845 | -6.6845 | 1674.8772 | 12528.0814 |  | 0
1957-10-15 | 0 | 0 | 0 | 0 | -6.6845 | -6.6845 | 1668.1927 | 12478.0814 |  | 0
1957-10-16 | 0 | 0 | 0 | 0 | -6.6845 | -6.6845 | 1661.5082 | 12428.0813 |  | 0
1957-10-17 | 0 | 0 | 0 | 0 | -6.6845 | -6.6845 | 1654.8237 | 12378.0813 |  | 0
1957-10-18 | 0 | 0 | 0 | 0 | -6.6845 | -6.6845 | 1648.1392 | 12328.0812 |  | 0
1957-10-19 | 0 | 0 | 0 | 0 | -6.6845 | -6.6845 | 1641.4547 | 12278.0811 |  | 0
1957-10-20 | 0.12417 | 312.3139 | 3.6551 | 3.6551 | 301.9744 | 301.9744 | 1943.429 | 14536.8493 |  | 0
1957-10-21 | 0.011667 | 29.3449 | 3.6551 | 3.6551 | 19.0054 | 19.0054 | 1962.4344 | 14679.0093 |  | 0
1957-10-22 | 0.00083333 | 2.0961 | 3.6551 | 2.0961 | -6.6845 | -6.6845 | 1955.7499 | 14629.0093 |  | 0
1957-10-23 | 0 | 0 | 0 | 0 | -6.6845 | -6.6845 | 1949.0654 | 14579.0092 |  | 0
1957-10-24 | 0 | 0 | 0 | 0 | -6.6845 | -6.6845 | 1942.3809 | 14529.0092 |  | 0
1957-10-25 | 0 | 0 | 0 | 0 | -6.6845 | -6.6845 | 1935.6964 | 14479.0091 |  | 0
1957-10-26 | 0 | 0 | 0 | 0 | -6.6845 | -6.6845 | 1929.0119 | 14429.009 |  | 0
1957-10-27 | 0 | 0 | 0 | 0 | -6.6845 | -6.6845 | 1922.3274 | 14379.009 |  | 0
1957-10-28 | 0 | 0 | 0 | 0 | -6.6845 | -6.6845 | 1915.6429 | 14329.0089 |  | 0
1957-10-29 | 0.011667 | 29.3449 | 3.6551 | 3.6551 | 19.0054 | 19.0054 | 1934.6483 | 14471.169 |  | 0
1957-10-30 | 0 | 0 | 0 | 0 | -6.6845 | -6.6845 | 1927.9638 | 14421.1689 |  | 0
1957-10-31 | 0 | 0 | 0 | 0 | -6.6845 | -6.6845 | 1921.2793 | 14371.1688 |  | 0
1957-11-01 | 0 | 0 | 0 | 0 | -6.6845 | -6.6845 | 1914.5948 | 14321.1688 |  | 0
1957-11-02 | 0.0033333 | 8.3843 | 3.6551 | 3.6551 | -1.9553 | -1.9553 | 1912.6394 | 14306.543 |  | 0
1957-11-03 | 0 | 0 | 0 | 0 | -6.6845 | -6.6845 | 1905.9549 | 14256.543 |  | 0
1957-11-04 | 0.0066667 | 16.7685 | 3.6551 | 3.6551 | 6.429 | 6.429 | 1912.3839 | 14304.6315 |  | 0
1957-11-05 | 0.0016667 | 4.1921 | 3.6551 | 3.6551 | -6.1474 | -6.1474 | 1906.2364 | 14258.6486 |  | 0
1957-11-06 | 0.00083333 | 2.0961 | 3.6551 | 2.0961 | -6.6845 | -6.6845 | 1899.5519 | 14208.6486 |  | 0
1957-11-07 | 0 | 0 | 0 | 0 | -6.6845 | -6.6845 | 1892.8674 | 14158.6485 |  | 0
1957-11-08 | 0 | 0 | 0 | 0 | -6.6845 | -6.6845 | 1886.1829 | 14108.6485 |  | 0
1957-11-09 | 0 | 0 | 0 | 0 | -6.6845 | -6.6845 | 1879.4984 | 14058.6484 |  | 0
1957-11-10 | 0.0058333 | 14.6725 | 3.6551 | 3.6551 | 4.3329 | 4.3329 | 1883.8313 | 14091.0584 |  | 0
1957-11-11 | 0 | 0 | 0 | 0 | -6.6845 | -6.6845 | 1877.1468 | 14041.0583 |  | 0
1957-11-12 | 0 | 0 | 0 | 0 | -6.6845 | -6.6845 | 1870.4623 | 13991.0583 |  | 0
1957-11-13 | 0 | 0 | 0 | 0 | -6.6845 | -6.6845 | 1863.7778 | 13941.0582 |  | 0
1957-11-14 | 0 | 0 | 0 | 0 | -6.6845 | -6.6845 | 1857.0933 | 13891.0581 |  | 0
1957-11-15 | 0 | 0 | 0 | 0 | -6.6845 | -6.6845 | 1850.4088 | 13841.0581 |  | 0
1957-11-16 | 0 | 0 | 0 | 0 | -6.6845 | -6.6845 | 1843.7243 | 13791.058 |  | 0
1957-11-17 | 0 | 0 | 0 | 0 | -6.6845 | -6.6845 | 1837.0398 | 13741.058 |  | 0
1957-11-18 | 0 | 0 | 0 | 0 | -6.6845 | -6.6845 | 1830.3553 | 13691.0579 |  | 0
1957-11-19 | 0 | 0 | 0 | 0 | -6.6845 | -6.6845 | 1823.6708 | 13641.0578 |  | 0
1957-11-20 | 0 | 0 | 0 | 0 | -6.6845 | -6.6845 | 1816.9863 | 13591.0578 |  | 0
1957-11-21 | 0 | 0 | 0 | 0 | -6.6845 | -6.6845 | 1810.3018 | 13541.0577 |  | 0
1957-11-22 | 0.0083333 | 20.9607 | 3.6551 | 3.6551 | 10.6211 | 10.6211 | 1820.9229 | 13620.5035 |  | 0
1957-11-23 | 0 | 0 | 0 | 0 | -6.6845 | -6.6845 | 1814.2384 | 13570.5034 |  | 0
1957-11-24 | 0 | 0 | 0 | 0 | -6.6845 | -6.6845 | 1807.5539 | 13520.5033 |  | 0
1957-11-25 | 0 | 0 | 0 | 0 | -6.6845 | -6.6845 | 1800.8694 | 13470.5033 |  | 0
1957-11-26 | 0 | 0 | 0 | 0 | -6.6845 | -6.6845 | 1794.1849 | 13420.5032 |  | 0
1957-11-27 | 0 | 0 | 0 | 0 | -6.6845 | -6.6845 | 1787.5004 | 13370.5032 |  | 0
1957-11-28 | 0 | 0 | 0 | 0 | -6.6845 | -6.6845 | 1780.8159 | 13320.5031 |  | 0
1957-11-29 | 0 | 0 | 0 | 0 | -6.6845 | -6.6845 | 1774.1314 | 13270.503 |  | 0
1957-11-30 | 0 | 0 | 0 | 0 | -6.6845 | -6.6845 | 1767.4469 | 13220.503 |  | 0
1957-12-01 | 0 | 0 | 0 | 0 | -6.6845 | -6.6845 | 1760.7624 | 13170.5029 |  | 0
1957-12-02 | 0 | 0 | 0 | 0 | -6.6845 | -6.6845 | 1754.0779 | 13120.5029 |  | 0
1957-12-03 | 0 | 0 | 0 | 0 | -6.6845 | -6.6845 | 1747.3934 | 13070.5028 |  | 0
1957-12-04 | 0 | 0 | 0 | 0 | -6.6845 | -6.6845 | 1740.7089 | 13020.5027 |  | 0
1957-12-05 | 0 | 0 | 0 | 0 | -6.6845 | -6.6845 | 1734.0244 | 12970.5027 |  | 0
1957-12-06 | 0.0041667 | 10.4803 | 3.6551 | 3.6551 | 0.14075 | 0.14075 | 1734.1652 | 12971.5555 |  | 0
1957-12-07 | 0 | 0 | 0 | 0 | -6.6845 | -6.6845 | 1727.4807 | 12921.5554 |  | 0
1957-12-08 | 0 | 0 | 0 | 0 | -6.6845 | -6.6845 | 1720.7962 | 12871.5554 |  | 0
1957-12-09 | 0 | 0 | 0 | 0 | -6.6845 | -6.6845 | 1714.1117 | 12821.5553 |  | 0
1957-12-10 | 0 | 0 | 0 | 0 | -6.6845 | -6.6845 | 1707.4272 | 12771.5553 |  | 0
1957-12-11 | 0 | 0 | 0 | 0 | -6.6845 | -6.6845 | 1700.7427 | 12721.5552 |  | 0
1957-12-12 | 0 | 0 | 0 | 0 | -6.6845 | -6.6845 | 1694.0582 | 12671.5551 |  | 0
1957-12-13 | 0 | 0 | 0 | 0 | -6.6845 | -6.6845 | 1687.3737 | 12621.5551 |  | 0
1957-12-14 | 0 | 0 | 0 | 0 | -6.6845 | -6.6845 | 1680.6892 | 12571.555 |  | 0
1957-12-15 | 0 | 0 | 0 | 0 | -6.6845 | -6.6845 | 1674.0047 | 12521.555 |  | 0
1957-12-16 | 0 | 0 | 0 | 0 | -6.6845 | -6.6845 | 1667.3202 | 12471.5549 |  | 0
1957-12-17 | 0 | 0 | 0 | 0 | -6.6845 | -6.6845 | 1660.6357 | 12421.5548 |  | 0
1957-12-18 | 0 | 0 | 0 | 0 | -6.6845 | -6.6845 | 1653.9512 | 12371.5548 |  | 0
1957-12-19 | 0 | 0 | 0 | 0 | -6.6845 | -6.6845 | 1647.2667 | 12321.5547 |  | 0
1957-12-20 | 0 | 0 | 0 | 0 | -6.6845 | -6.6845 | 1640.5822 | 12271.5547 |  | 0
1957-12-21 | 0 | 0 | 0 | 0 | -6.6845 | -6.6845 | 1633.8977 | 12221.5546 |  | 0
1957-12-22 | 0 | 0 | 0 | 0 | -6.6845 | -6.6845 | 1627.2132 | 12171.5545 |  | 0
1957-12-23 | 0 | 0 | 0 | 0 | -6.6845 | -6.6845 | 1620.5287 | 12121.5545 |  | 0
1957-12-24 | 0 | 0 | 0 | 0 | -6.6845 | -6.6845 | 1613.8442 | 12071.5544 |  | 0
1957-12-25 | 0 | 0 | 0 | 0 | -6.6845 | -6.6845 | 1607.1597 | 12021.5544 |  | 0
1957-12-26 | 0 | 0 | 0 | 0 | -6.6845 | -6.6845 | 1600.4752 | 11971.5543 |  | 0
1957-12-27 | 0.0016667 | 4.1921 | 3.6551 | 3.6551 | -6.1474 | -6.1474 | 1594.3277 | 11925.5714 |  | 0
1957-12-28 | 0 | 0 | 0 | 0 | -6.6845 | -6.6845 | 1587.6432 | 11875.5713 |  | 0
1957-12-29 | 0 | 0 | 0 | 0 | -6.6845 | -6.6845 | 1580.9587 | 11825.5713 |  | 0
1957-12-30 | 0 | 0 | 0 | 0 | -6.6845 | -6.6845 | 1574.2742 | 11775.5712 |  | 0
1957-12-31 | 0 | 0 | 0 | 0 | -6.6845 | -6.6845 | 1567.5897 | 11725.5712 |  | 0
1958-01-01 | 0 | 0 | 0 | 0 | -6.6845 | -6.6845 | 1560.9052 | 11675.5711 |  | 0
1958-01-02 | 0 | 0 | 0 | 0 | -6.6845 | -6.6845 | 1554.2207 | 11625.571 |  | 0
1958-01-03 | 0 | 0 | 0 | 0 | -6.6845 | -6.6845 | 1547.5362 | 11575.571 |  | 0
1958-01-04 | 0.0083333 | 20.9607 | 3.6551 | 3.6551 | 10.6211 | 10.6211 | 1558.1573 | 11655.0167 |  | 0
1958-01-05 | 0.033333 | 83.8427 | 3.6551 | 3.6551 | 73.5031 | 73.5031 | 1631.6604 | 12204.8198 |  | 0
1958-01-06 | 0.00083333 | 2.0961 | 3.6551 | 2.0961 | -6.6845 | -6.6845 | 1624.9759 | 12154.8197 |  | 0
1958-01-07 | 0 | 0 | 0 | 0 | -6.6845 | -6.6845 | 1618.2914 | 12104.8197 |  | 0
1958-01-08 | 0 | 0 | 0 | 0 | -6.6845 | -6.6845 | 1611.6069 | 12054.8196 |  | 0
1958-01-09 | 0 | 0 | 0 | 0 | -6.6845 | -6.6845 | 1604.9224 | 12004.8196 |  | 0
1958-01-10 | 0 | 0 | 0 | 0 | -6.6845 | -6.6845 | 1598.2379 | 11954.8195 |  | 0
1958-01-11 | 0 | 0 | 0 | 0 | -6.6845 | -6.6845 | 1591.5534 | 11904.8194 |  | 0
1958-01-12 | 0 | 0 | 0 | 0 | -6.6845 | -6.6845 | 1584.8689 | 11854.8194 |  | 0
1958-01-13 | 0 | 0 | 0 | 0 | -6.6845 | -6.6845 | 1578.1844 | 11804.8193 |  | 0
1958-01-14 | 0 | 0 | 0 | 0 | -6.6845 | -6.6845 | 1571.4999 | 11754.8193 |  | 0
1958-01-15 | 0 | 0 | 0 | 0 | -6.6845 | -6.6845 | 1564.8154 | 11704.8192 |  | 0
1958-01-16 | 0 | 0 | 0 | 0 | -6.6845 | -6.6845 | 1558.1309 | 11654.8191 |  | 0
1958-01-17 | 0 | 0 | 0 | 0 | -6.6845 | -6.6845 | 1551.4464 | 11604.8191 |  | 0
1958-01-18 | 0.0025 | 6.2882 | 3.6551 | 3.6551 | -4.0514 | -4.0514 | 1547.395 | 11574.5148 |  | 0
1958-01-19 | 0.0091667 | 23.0567 | 3.6551 | 3.6551 | 12.7172 | 12.7172 | 1560.1122 | 11669.6391 |  | 0
1958-01-20 | 0.030833 | 77.5545 | 3.6551 | 3.6551 | 67.2149 | 67.2149 | 1627.3271 | 12172.4064 |  | 0
1958-01-21 | 0 | 0 | 0 | 0 | -6.6845 | -6.6845 | 1620.6426 | 12122.4064 |  | 0
1958-01-22 | 0 | 0 | 0 | 0 | -6.6845 | -6.6845 | 1613.9581 | 12072.4063 |  | 0
1958-01-23 | 0.0025 | 6.2882 | 3.6551 | 3.6551 | -4.0514 | -4.0514 | 1609.9067 | 12042.102 |  | 0
1958-01-24 | 0 | 0 | 0 | 0 | -6.6845 | -6.6845 | 1603.2222 | 11992.1019 |  | 0
1958-01-25 | 0 | 0 | 0 | 0 | -6.6845 | -6.6845 | 1596.5377 | 11942.1018 |  | 0
1958-01-26 | 0 | 0 | 0 | 0 | -6.6845 | -6.6845 | 1589.8532 | 11892.1018 |  | 0
1958-01-27 | 0 | 0 | 0 | 0 | -6.6845 | -6.6845 | 1583.1687 | 11842.1017 |  | 0
1958-01-28 | 0 | 0 | 0 | 0 | -6.6845 | -6.6845 | 1576.4842 | 11792.1017 |  | 0
1958-01-29 | 0 | 0 | 0 | 0 | -6.6845 | -6.6845 | 1569.7997 | 11742.1016 |  | 0
1958-01-30 | 0 | 0 | 0 | 0 | -6.6845 | -6.6845 | 1563.1152 | 11692.1015 |  | 0
1958-01-31 | 0 | 0 | 0 | 0 | -6.6845 | -6.6845 | 1556.4307 | 11642.1015 |  | 0
1958-02-01 | 0 | 0 | 0 | 0 | -6.6845 | -6.6845 | 1549.7462 | 11592.1014 |  | 0
1958-02-02 | 0 | 0 | 0 | 0 | -6.6845 | -6.6845 | 1543.0617 | 11542.1014 |  | 0
1958-02-03 | 0 | 0 | 0 | 0 | -6.6845 | -6.6845 | 1536.3772 | 11492.1013 |  | 0
1958-02-04 | 0 | 0 | 0 | 0 | -6.6845 | -6.6845 | 1529.6927 | 11442.1012 |  | 0
1958-02-05 | 0 | 0 | 0 | 0 | -6.6845 | -6.6845 | 1523.0082 | 11392.1012 |  | 0
1958-02-06 | 0 | 0 | 0 | 0 | -6.6845 | -6.6845 | 1516.3237 | 11342.1011 |  | 0
1958-02-07 | 0 | 0 | 0 | 0 | -6.6845 | -6.6845 | 1509.6392 | 11292.1011 |  | 0
1958-02-08 | 0 | 0 | 0 | 0 | -6.6845 | -6.6845 | 1502.9547 | 11242.101 |  | 0
1958-02-09 | 0 | 0 | 0 | 0 | -6.6845 | -6.6845 | 1496.2702 | 11192.1009 |  | 0
1958-02-10 | 0 | 0 | 0 | 0 | -6.6845 | -6.6845 | 1489.5857 | 11142.1009 |  | 0
1958-02-11 | 0 | 0 | 0 | 0 | -6.6845 | -6.6845 | 1482.9012 | 11092.1008 |  | 0
1958-02-12 | 0 | 0 | 0 | 0 | -6.6845 | -6.6845 | 1476.2167 | 11042.1008 |  | 0
1958-02-13 | 0 | 0 | 0 | 0 | -6.6845 | -6.6845 | 1469.5322 | 10992.1007 |  | 0
1958-02-14 | 0 | 0 | 0 | 0 | -6.6845 | -6.6845 | 1462.8477 | 10942.1006 |  | 0
1958-02-15 | 0 | 0 | 0 | 0 | -6.6845 | -6.6845 | 1456.1632 | 10892.1006 |  | 0
1958-02-16 | 0 | 0 | 0 | 0 | -6.6845 | -6.6845 | 1449.4787 | 10842.1005 |  | 0
1958-02-17 | 0 | 0 | 0 | 0 | -6.6845 | -6.6845 | 1442.7942 | 10792.1005 |  | 0
1958-02-18 | 0 | 0 | 0 | 0 | -6.6845 | -6.6845 | 1436.1097 | 10742.1004 |  | 0
1958-02-19 | 0 | 0 | 0 | 0 | -6.6845 | -6.6845 | 1429.4252 | 10692.1003 |  | 0
1958-02-20 | 0 | 0 | 0 | 0 | -6.6845 | -6.6845 | 1422.7407 | 10642.1003 |  | 0
1958-02-21 | 0.005 | 12.5764 | 3.6551 | 3.6551 | 2.2368 | 2.2368 | 1424.9775 | 10658.8317 |  | 0
1958-02-22 | 0.045833 | 115.2837 | 3.6551 | 3.6551 | 104.9441 | 104.9441 | 1529.9216 | 11443.8135 |  | 0
1958-02-23 | 0 | 0 | 0 | 0 | -6.6845 | -6.6845 | 1523.2371 | 11393.8134 |  | 0
1958-02-24 | 0 | 0 | 0 | 0 | -6.6845 | -6.6845 | 1516.5526 | 11343.8133 |  | 0
1958-02-25 | 0 | 0 | 0 | 0 | -6.6845 | -6.6845 | 1509.8681 | 11293.8133 |  | 0
1958-02-26 | 0.0066667 | 16.7685 | 3.6551 | 3.6551 | 6.429 | 6.429 | 1516.297 | 11341.9019 |  | 0
1958-02-27 | 0 | 0 | 0 | 0 | -6.6845 | -6.6845 | 1509.6125 | 11291.9018 |  | 0
1958-02-28 | 0 | 0 | 0 | 0 | -6.6845 | -6.6845 | 1502.928 | 11241.9017 |  | 0
1958-03-01 | 0.010833 | 27.2489 | 3.6551 | 3.6551 | 16.9093 | 16.9093 | 1519.8373 | 11368.3832 |  | 0
1958-03-02 | 0 | 0 | 0 | 0 | -6.6845 | -6.6845 | 1513.1528 | 11318.3831 |  | 0
1958-03-03 | 0 | 0 | 0 | 0 | -6.6845 | -6.6845 | 1506.4683 | 11268.3831 |  | 0
1958-03-04 | 0 | 0 | 0 | 0 | -6.6845 | -6.6845 | 1499.7838 | 11218.383 |  | 0
1958-03-05 | 0 | 0 | 0 | 0 | -6.6845 | -6.6845 | 1493.0993 | 11168.383 |  | 0
1958-03-06 | 0.021667 | 54.4977 | 3.6551 | 3.6551 | 44.1582 | 44.1582 | 1537.2575 | 11498.6859 |  | 0
1958-03-07 | 0 | 0 | 0 | 0 | -6.6845 | -6.6845 | 1530.573 | 11448.6859 |  | 0
1958-03-08 | 0 | 0 | 0 | 0 | -6.6845 | -6.6845 | 1523.8885 | 11398.6858 |  | 0
1958-03-09 | 0 | 0 | 0 | 0 | -6.6845 | -6.6845 | 1517.204 | 11348.6858 |  | 0
1958-03-10 | 0 | 0 | 0 | 0 | -6.6845 | -6.6845 | 1510.5195 | 11298.6857 |  | 0
1958-03-11 | 0 | 0 | 0 | 0 | -6.6845 | -6.6845 | 1503.835 | 11248.6856 |  | 0
1958-03-12 | 0.0058333 | 14.6725 | 3.6551 | 3.6551 | 4.3329 | 4.3329 | 1508.1679 | 11281.0956 |  | 0
1958-03-13 | 0 | 0 | 0 | 0 | -6.6845 | -6.6845 | 1501.4834 | 11231.0956 |  | 0
1958-03-14 | 0 | 0 | 0 | 0 | -6.6845 | -6.6845 | 1494.7989 | 11181.0955 |  | 0
1958-03-15 | 0 | 0 | 0 | 0 | -6.6845 | -6.6845 | 1488.1144 | 11131.0955 |  | 0
1958-03-16 | 0 | 0 | 0 | 0 | -6.6845 | -6.6845 | 1481.4299 | 11081.0954 |  | 0
1958-03-17 | 0 | 0 | 0 | 0 | -6.6845 | -6.6845 | 1474.7454 | 11031.0953 |  | 0
1958-03-18 | 0.005 | 12.5764 | 3.6551 | 3.6551 | 2.2368 | 2.2368 | 1476.9822 | 11047.8267 |  | 0
1958-03-19 | 0 | 0 | 0 | 0 | -6.6845 | -6.6845 | 1470.2977 | 10997.8267 |  | 0
1958-03-20 | 0 | 0 | 0 | 0 | -6.6845 | -6.6845 | 1463.6132 | 10947.8266 |  | 0
1958-03-21 | 0 | 0 | 0 | 0 | -6.6845 | -6.6845 | 1456.9287 | 10897.8266 |  | 0
1958-03-22 | 0.01 | 25.1528 | 3.6551 | 3.6551 | 14.8132 | 14.8132 | 1471.7419 | 11008.6294 |  | 0
1958-03-23 | 0 | 0 | 0 | 0 | -6.6845 | -6.6845 | 1465.0574 | 10958.6294 |  | 0
1958-03-24 | 0.020833 | 52.4017 | 3.6551 | 3.6551 | 42.0621 | 42.0621 | 1507.1195 | 11273.2538 |  | 0
1958-03-25 | 0.020833 | 52.4017 | 3.6551 | 3.6551 | 42.0621 | 42.0621 | 1549.1816 | 11587.8782 |  | 0
1958-03-26 | 0 | 0 | 0 | 0 | -6.6845 | -6.6845 | 1542.4971 | 11537.8781 |  | 0
1958-03-27 | 0 | 0 | 0 | 0 | -6.6845 | -6.6845 | 1535.8126 | 11487.8781 |  | 0
1958-03-28 | 0 | 0 | 0 | 0 | -6.6845 | -6.6845 | 1529.1281 | 11437.878 |  | 0
1958-03-29 | 0 | 0 | 0 | 0 | -6.6845 | -6.6845 | 1522.4436 | 11387.878 |  | 0
1958-03-30 | 0 | 0 | 0 | 0 | -6.6845 | -6.6845 | 1515.7591 | 11337.8779 |  | 0
1958-03-31 | 0 | 0 | 0 | 0 | -6.6845 | -6.6845 | 1509.0746 | 11287.8778 |  | 0
1958-04-01 | 0 | 0 | 0 | 0 | -6.6845 | -6.6845 | 1502.3901 | 11237.8778 |  | 0
1958-04-02 | 0 | 0 | 0 | 0 | -6.6845 | -6.6845 | 1495.7056 | 11187.8777 |  | 0
1958-04-03 | 0 | 0 | 0 | 0 | -6.6845 | -6.6845 | 1489.0211 | 11137.8777 |  | 0
1958-04-04 | 0 | 0 | 0 | 0 | -6.6845 | -6.6845 | 1482.3366 | 11087.8776 |  | 0
1958-04-05 | 0 | 0 | 0 | 0 | -6.6845 | -6.6845 | 1475.6521 | 11037.8775 |  | 0
1958-04-06 | 0 | 0 | 0 | 0 | -6.6845 | -6.6845 | 1468.9676 | 10987.8775 |  | 0
1958-04-07 | 0 | 0 | 0 | 0 | -6.6845 | -6.6845 | 1462.2831 | 10937.8774 |  | 0
1958-04-08 | 0 | 0 | 0 | 0 | -6.6845 | -6.6845 | 1455.5986 | 10887.8774 |  | 0
1958-04-09 | 0 | 0 | 0 | 0 | -6.6845 | -6.6845 | 1448.9141 | 10837.8773 |  | 0
1958-04-10 | 0 | 0 | 0 | 0 | -6.6845 | -6.6845 | 1442.2296 | 10787.8772 |  | 0
1958-04-11 | 0 | 0 | 0 | 0 | -6.6845 | -6.6845 | 1435.5451 | 10737.8772 |  | 0
1958-04-12 | 0 | 0 | 0 | 0 | -6.6845 | -6.6845 | 1428.8606 | 10687.8771 |  | 0
1958-04-13 | 0.0125 | 31.441 | 3.6551 | 3.6551 | 21.1014 | 21.1014 | 1449.962 | 10845.7157 |  | 0
1958-04-14 | 0 | 0 | 0 | 0 | -6.6845 | -6.6845 | 1443.2775 | 10795.7157 |  | 0
1958-04-15 | 0 | 0 | 0 | 0 | -6.6845 | -6.6845 | 1436.593 | 10745.7156 |  | 0
1958-04-16 | 0 | 0 | 0 | 0 | -6.6845 | -6.6845 | 1429.9085 | 10695.7156 |  | 0
1958-04-17 | 0.0058333 | 14.6725 | 3.6551 | 3.6551 | 4.3329 | 4.3329 | 1434.2414 | 10728.1256 |  | 0
1958-04-18 | 0 | 0 | 0 | 0 | -6.6845 | -6.6845 | 1427.5569 | 10678.1255 |  | 0
1958-04-19 | 0 | 0 | 0 | 0 | -6.6845 | -6.6845 | 1420.8724 | 10628.1254 |  | 0
1958-04-20 | 0 | 0 | 0 | 0 | -6.6845 | -6.6845 | 1414.1879 | 10578.1254 |  | 0
1958-04-21 | 0 | 0 | 0 | 0 | -6.6845 | -6.6845 | 1407.5034 | 10528.1253 |  | 0
1958-04-22 | 0 | 0 | 0 | 0 | -6.6845 | -6.6845 | 1400.8189 | 10478.1253 |  | 0
1958-04-23 | 0 | 0 | 0 | 0 | -6.6845 | -6.6845 | 1394.1344 | 10428.1252 |  | 0
1958-04-24 | 0 | 0 | 0 | 0 | -6.6845 | -6.6845 | 1387.4499 | 10378.1251 |  | 0
1958-04-25 | 0 | 0 | 0 | 0 | -6.6845 | -6.6845 | 1380.7654 | 10328.1251 |  | 0
1958-04-26 | 0 | 0 | 0 | 0 | -6.6845 | -6.6845 | 1374.0809 | 10278.125 |  | 0
1958-04-27 | 0 | 0 | 0 | 0 | -6.6845 | -6.6845 | 1367.3964 | 10228.125 |  | 0
1958-04-28 | 0 | 0 | 0 | 0 | -6.6845 | -6.6845 | 1360.7119 | 10178.1249 |  | 0
1958-04-29 | 0 | 0 | 0 | 0 | -6.6845 | -6.6845 | 1354.0274 | 10128.1248 |  | 0
1958-04-30 | 0 | 0 | 0 | 0 | -6.6845 | -6.6845 | 1347.3429 | 10078.1248 |  | 0
1958-05-01 | 0 | 0 | 0 | 0 | -6.6845 | -6.6845 | 1340.6584 | 10028.1247 |  | 0
1958-05-02 | 0 | 0 | 0 | 0 | -6.6845 | -6.6845 | 1333.9739 | 9978.1247 |  | 0
1958-05-03 | 0 | 0 | 0 | 0 | -6.6845 | -6.6845 | 1327.2894 | 9928.1246 |  | 0
1958-05-04 | 0 | 0 | 0 | 0 | -6.6845 | -6.6845 | 1320.6049 | 9878.1245 |  | 0
1958-05-05 | 0 | 0 | 0 | 0 | -6.6845 | -6.6845 | 1313.9204 | 9828.1245 |  | 0
1958-05-06 | 0 | 0 | 0 | 0 | -6.6845 | -6.6845 | 1307.2359 | 9778.1244 |  | 0
1958-05-07 | 0 | 0 | 0 | 0 | -6.6845 | -6.6845 | 1300.5514 | 9728.1244 |  | 0
1958-05-08 | 0 | 0 | 0 | 0 | -6.6845 | -6.6845 | 1293.8669 | 9678.1243 |  | 0
1958-05-09 | 0 | 0 | 0 | 0 | -6.6845 | -6.6845 | 1287.1824 | 9628.1242 |  | 0
1958-05-10 | 0 | 0 | 0 | 0 | -6.6845 | -6.6845 | 1280.4979 | 9578.1242 |  | 0
1958-05-11 | 0 | 0 | 0 | 0 | -6.6845 | -6.6845 | 1273.8134 | 9528.1241 |  | 0
1958-05-12 | 0.0058333 | 14.6725 | 3.6551 | 3.6551 | 4.3329 | 4.3329 | 1278.1463 | 9560.5341 |  | 0
1958-05-13 | 0.0041667 | 10.4803 | 3.6551 | 3.6551 | 0.14075 | 0.14075 | 1278.287 | 9561.5869 |  | 0
1958-05-14 | 0.044167 | 111.0915 | 3.6551 | 3.6551 | 100.752 | 100.752 | 1379.039 | 10315.2115 |  | 0
1958-05-15 | 0 | 0 | 0 | 0 | -6.6845 | -6.6845 | 1372.3545 | 10265.2115 |  | 0
1958-05-16 | 0 | 0 | 0 | 0 | -6.6845 | -6.6845 | 1365.67 | 10215.2114 |  | 0
1958-05-17 | 0 | 0 | 0 | 0 | -6.6845 | -6.6845 | 1358.9855 | 10165.2114 |  | 0 | 1
1958-05-18 | 0 | 0 | 0 | 0 | -6.6845 | -6.6845 | 1352.301 | 10115.2113 |  | 0
1958-05-19 | 0.0041667 | 10.4803 | 3.6551 | 3.6551 | 0.14075 | 0.14075 | 1352.4417 | 10116.2641 |  | 0
1958-05-20 | 0 | 0 | 0 | 0 | -6.6845 | -6.6845 | 1345.7572 | 10066.2641 |  | 0
1958-05-21 | 0 | 0 | 0 | 0 | -6.6845 | -6.6845 | 1339.0727 | 10016.264 |  | 0
1958-05-22 | 0 | 0 | 0 | 0 | -6.6845 | -6.6845 | 1332.3882 | 9966.264 |  | 0
1958-05-23 | 0 | 0 | 0 | 0 | -6.6845 | -6.6845 | 1325.7037 | 9916.2639 |  | 0
1958-05-24 | 0 | 0 | 0 | 0 | -6.6845 | -6.6845 | 1319.0192 | 9866.2638 |  | 0
1958-05-25 | 0 | 0 | 0 | 0 | -6.6845 | -6.6845 | 1312.3347 | 9816.2638 |  | 0
1958-05-26 | 0 | 0 | 0 | 0 | -6.6845 | -6.6845 | 1305.6502 | 9766.2637 |  | 0
1958-05-27 | 0.021667 | 54.4977 | 3.6551 | 3.6551 | 44.1582 | 44.1582 | 1349.8084 | 10096.5667 |  | 0
1958-05-28 | 0 | 0 | 0 | 0 | -6.6845 | -6.6845 | 1343.1239 | 10046.5666 |  | 0
1958-05-29 | 0 | 0 | 0 | 0 | -6.6845 | -6.6845 | 1336.4394 | 9996.5666 |  | 0
1958-05-30 | 0 | 0 | 0 | 0 | -6.6845 | -6.6845 | 1329.7549 | 9946.5665 |  | 0
1958-05-31 | 0 | 0 | 0 | 0 | -6.6845 | -6.6845 | 1323.0704 | 9896.5665 |  | 0
1958-06-01 | 0.018333 | 46.1135 | 3.6551 | 3.6551 | 35.7739 | 35.7739 | 1358.8443 | 10164.1551 |  | 0
1958-06-02 | 0 | 0 | 0 | 0 | -6.6845 | -6.6845 | 1352.1598 | 10114.1551 |  | 0
1958-06-03 | 0 | 0 | 0 | 0 | -6.6845 | -6.6845 | 1345.4753 | 10064.155 |  | 0
1958-06-04 | 0 | 0 | 0 | 0 | -6.6845 | -6.6845 | 1338.7908 | 10014.155 |  | 0
1958-06-05 | 0 | 0 | 0 | 0 | -6.6845 | -6.6845 | 1332.1063 | 9964.1549 |  | 0
1958-06-06 | 0.0025 | 6.2882 | 3.6551 | 3.6551 | -4.0514 | -4.0514 | 1328.0549 | 9933.8506 |  | 0
1958-06-07 | 0 | 0 | 0 | 0 | -6.6845 | -6.6845 | 1321.3704 | 9883.8505 |  | 0
1958-06-08 | 0 | 0 | 0 | 0 | -6.6845 | -6.6845 | 1314.6859 | 9833.8505 |  | 0
1958-06-09 | 0 | 0 | 0 | 0 | -6.6845 | -6.6845 | 1308.0014 | 9783.8504 |  | 0
1958-06-10 | 0 | 0 | 0 | 0 | -6.6845 | -6.6845 | 1301.3169 | 9733.8503 |  | 0
1958-06-11 | 0.0275 | 69.1702 | 3.6551 | 3.6551 | 58.8306 | 58.8306 | 1360.1475 | 10173.9034 |  | 0
1958-06-12 | 0 | 0 | 0 | 0 | -6.6845 | -6.6845 | 1353.463 | 10123.9033 |  | 0
1958-06-13 | 0 | 0 | 0 | 0 | -6.6845 | -6.6845 | 1346.7785 | 10073.9032 |  | 0
1958-06-14 | 0 | 0 | 0 | 0 | -6.6845 | -6.6845 | 1340.094 | 10023.9032 |  | 0
1958-06-15 | 0 | 0 | 0 | 0 | -6.6845 | -6.6845 | 1333.4095 | 9973.9031 |  | 0
1958-06-16 | 0 | 0 | 0 | 0 | -6.6845 | -6.6845 | 1326.725 | 9923.9031 |  | 0
1958-06-17 | 0.016667 | 41.9213 | 3.6551 | 3.6551 | 31.5818 | 31.5818 | 1358.3068 | 10160.1346 |  | 0
1958-06-18 | 0 | 0 | 0 | 0 | -6.6845 | -6.6845 | 1351.6223 | 10110.1345 |  | 0
1958-06-19 | 0 | 0 | 0 | 0 | -6.6845 | -6.6845 | 1344.9378 | 10060.1345 |  | 0
1958-06-20 | 0 | 0 | 0 | 0 | -6.6845 | -6.6845 | 1338.2533 | 10010.1344 |  | 0
1958-06-21 | 0.0425 | 106.8994 | 3.6551 | 3.6551 | 96.5598 | 96.5598 | 1434.8131 | 10732.4019 |  | 0
1958-06-22 | 0.061667 | 155.1089 | 3.6551 | 3.6551 | 144.7694 | 144.7694 | 1579.5824 | 11815.2766 |  | 0
1958-06-23 | 0 | 0 | 0 | 0 | -6.6845 | -6.6845 | 1572.8979 | 11765.2766 |  | 0
1958-06-24 | 0.013333 | 33.5371 | 3.6551 | 3.6551 | 23.1975 | 23.1975 | 1596.0954 | 11938.7938 |  | 0
1958-06-25 | 0 | 0 | 0 | 0 | -6.6845 | -6.6845 | 1589.4109 | 11888.7937 |  | 0
1958-06-26 | 0 | 0 | 0 | 0 | -6.6845 | -6.6845 | 1582.7264 | 11838.7936 |  | 0
1958-06-27 | 0.00083333 | 2.0961 | 3.6551 | 2.0961 | -6.6845 | -6.6845 | 1576.0419 | 11788.7936 |  | 0
1958-06-28 | 0.0025 | 6.2882 | 3.6551 | 3.6551 | -4.0514 | -4.0514 | 1571.9905 | 11758.4892 |  | 0
1958-06-29 | 0 | 0 | 0 | 0 | -6.6845 | -6.6845 | 1565.306 | 11708.4892 |  | 0
1958-06-30 | 0.0016667 | 4.1921 | 3.6551 | 3.6551 | -6.1474 | -6.1474 | 1559.1586 | 11662.5063 |  | 0
1958-07-01 | 0.0041667 | 10.4803 | 3.6551 | 3.6551 | 0.14075 | 0.14075 | 1559.2993 | 11663.5591 |  | 0
1958-07-02 | 0.0225 | 56.5938 | 3.6551 | 3.6551 | 46.2542 | 46.2542 | 1605.5536 | 12009.5407 |  | 0
1958-07-03 | 0.0125 | 31.441 | 3.6551 | 3.6551 | 21.1014 | 21.1014 | 1626.655 | 12167.3793 |  | 0
1958-07-04 | 0 | 0 | 0 | 0 | -6.6845 | -6.6845 | 1619.9705 | 12117.3792 |  | 0
1958-07-05 | 0 | 0 | 0 | 0 | -6.6845 | -6.6845 | 1613.286 | 12067.3792 |  | 0
1958-07-06 | 0.016667 | 41.9213 | 3.6551 | 3.6551 | 31.5818 | 31.5818 | 1644.8677 | 12303.6107 |  | 0
1958-07-07 | 0 | 0 | 0 | 0 | -6.6845 | -6.6845 | 1638.1832 | 12253.6106 |  | 0
1958-07-08 | 0 | 0 | 0 | 0 | -6.6845 | -6.6845 | 1631.4987 | 12203.6106 |  | 0
1958-07-09 | 0 | 0 | 0 | 0 | -6.6845 | -6.6845 | 1624.8142 | 12153.6105 |  | 0
1958-07-10 | 0 | 0 | 0 | 0 | -6.6845 | -6.6845 | 1618.1297 | 12103.6105 |  | 0
1958-07-11 | 0 | 0 | 0 | 0 | -6.6845 | -6.6845 | 1611.4452 | 12053.6104 |  | 0
1958-07-12 | 0 | 0 | 0 | 0 | -6.6845 | -6.6845 | 1604.7607 | 12003.6103 |  | 0
1958-07-13 | 0 | 0 | 0 | 0 | -6.6845 | -6.6845 | 1598.0762 | 11953.6103 |  | 0
1958-07-14 | 0.0025 | 6.2882 | 3.6551 | 3.6551 | -4.0514 | -4.0514 | 1594.0249 | 11923.306 |  | 0
1958-07-15 | 0 | 0 | 0 | 0 | -6.6845 | -6.6845 | 1587.3404 | 11873.3059 |  | 0
1958-07-16 | 0 | 0 | 0 | 0 | -6.6845 | -6.6845 | 1580.6559 | 11823.3058 |  | 0
1958-07-17 | 0 | 0 | 0 | 0 | -6.6845 | -6.6845 | 1573.9714 | 11773.3058 |  | 0
1958-07-18 | 0 | 0 | 0 | 0 | -6.6845 | -6.6845 | 1567.2869 | 11723.3057 |  | 0
1958-07-19 | 0 | 0 | 0 | 0 | -6.6845 | -6.6845 | 1560.6024 | 11673.3057 |  | 0
1958-07-20 | 0 | 0 | 0 | 0 | -6.6845 | -6.6845 | 1553.9179 | 11623.3056 |  | 0
1958-07-21 | 0.0041667 | 10.4803 | 3.6551 | 3.6551 | 0.14075 | 0.14075 | 1554.0586 | 11624.3584 |  | 0
1958-07-22 | 0.013333 | 33.5371 | 3.6551 | 3.6551 | 23.1975 | 23.1975 | 1577.2561 | 11797.8756 |  | 0
1958-07-23 | 0 | 0 | 0 | 0 | -6.6845 | -6.6845 | 1570.5716 | 11747.8756 |  | 0
1958-07-24 | 0 | 0 | 0 | 0 | -6.6845 | -6.6845 | 1563.8871 | 11697.8755 |  | 0
1958-07-25 | 0 | 0 | 0 | 0 | -6.6845 | -6.6845 | 1557.2026 | 11647.8754 |  | 0
1958-07-26 | 0 | 0 | 0 | 0 | -6.6845 | -6.6845 | 1550.5181 | 11597.8754 |  | 0
1958-07-27 | 0.065 | 163.4932 | 3.6551 | 3.6551 | 153.1536 | 153.1536 | 1703.6717 | 12743.4645 |  | 0
1958-07-28 | 0.015833 | 39.8253 | 3.6551 | 3.6551 | 29.4857 | 29.4857 | 1733.1574 | 12964.0174 |  | 0
1958-07-29 | 0.0091667 | 23.0567 | 3.6551 | 3.6551 | 12.7172 | 12.7172 | 1745.8746 | 13059.1417 |  | 0
1958-07-30 | 0 | 0 | 0 | 0 | -6.6845 | -6.6845 | 1739.1901 | 13009.1416 |  | 0
1958-07-31 | 0 | 0 | 0 | 0 | -6.6845 | -6.6845 | 1732.5056 | 12959.1416 |  | 0
1958-08-01 | 0.0091667 | 23.0567 | 3.6551 | 3.6551 | 12.7172 | 12.7172 | 1745.2227 | 13054.2659 |  | 0
1958-08-02 | 0 | 0 | 0 | 0 | -6.6845 | -6.6845 | 1738.5382 | 13004.2658 |  | 0
1958-08-03 | 0 | 0 | 0 | 0 | -6.6845 | -6.6845 | 1731.8537 | 12954.2658 |  | 0
1958-08-04 | 0 | 0 | 0 | 0 | -6.6845 | -6.6845 | 1725.1692 | 12904.2657 |  | 0
1958-08-05 | 0 | 0 | 0 | 0 | -6.6845 | -6.6845 | 1718.4847 | 12854.2656 |  | 0
1958-08-06 | 0 | 0 | 0 | 0 | -6.6845 | -6.6845 | 1711.8002 | 12804.2656 |  | 0
1958-08-07 | 0 | 0 | 0 | 0 | -6.6845 | -6.6845 | 1705.1157 | 12754.2655 |  | 0
1958-08-08 | 0 | 0 | 0 | 0 | -6.6845 | -6.6845 | 1698.4312 | 12704.2655 |  | 0
1958-08-09 | 0 | 0 | 0 | 0 | -6.6845 | -6.6845 | 1691.7467 | 12654.2654 |  | 0
1958-08-10 | 0 | 0 | 0 | 0 | -6.6845 | -6.6845 | 1685.0622 | 12604.2653 |  | 0
1958-08-11 | 0.0066667 | 16.7685 | 3.6551 | 3.6551 | 6.429 | 6.429 | 1691.4912 | 12652.3539 |  | 0
1958-08-12 | 0.0041667 | 10.4803 | 3.6551 | 3.6551 | 0.14075 | 0.14075 | 1691.6319 | 12653.4067 |  | 0
1958-08-13 | 0.0025 | 6.2882 | 3.6551 | 3.6551 | -4.0514 | -4.0514 | 1687.5805 | 12623.1024 |  | 0
1958-08-14 | 0 | 0 | 0 | 0 | -6.6845 | -6.6845 | 1680.896 | 12573.1024 |  | 0
1958-08-15 | 0 | 0 | 0 | 0 | -6.6845 | -6.6845 | 1674.2115 | 12523.1023 |  | 0
1958-08-16 | 0 | 0 | 0 | 0 | -6.6845 | -6.6845 | 1667.527 | 12473.1022 |  | 0
1958-08-17 | 0 | 0 | 0 | 0 | -6.6845 | -6.6845 | 1660.8425 | 12423.1022 |  | 0
1958-08-18 | 0.036667 | 92.2269 | 3.6551 | 3.6551 | 81.8874 | 81.8874 | 1742.7299 | 13035.6196 |  | 0
1958-08-19 | 0.005 | 12.5764 | 3.6551 | 3.6551 | 2.2368 | 2.2368 | 1744.9667 | 13052.351 |  | 0
1958-08-20 | 0 | 0 | 0 | 0 | -6.6845 | -6.6845 | 1738.2822 | 13002.3509 |  | 0
1958-08-21 | 0 | 0 | 0 | 0 | -6.6845 | -6.6845 | 1731.5977 | 12952.3509 |  | 0
1958-08-22 | 0.013333 | 33.5371 | 3.6551 | 3.6551 | 23.1975 | 23.1975 | 1754.7952 | 13125.8681 |  | 0
1958-08-23 | 0.015833 | 39.8253 | 3.6551 | 3.6551 | 29.4857 | 29.4857 | 1784.2809 | 13346.421 |  | 0
1958-08-24 | 0.026667 | 67.0741 | 3.6551 | 3.6551 | 56.7346 | 56.7346 | 1841.0154 | 13770.7955 |  | 0
1958-08-25 | 0 | 0 | 0 | 0 | -6.6845 | -6.6845 | 1834.3309 | 13720.7954 |  | 0
1958-08-26 | 0 | 0 | 0 | 0 | -6.6845 | -6.6845 | 1827.6464 | 13670.7953 |  | 0
1958-08-27 | 0 | 0 | 0 | 0 | -6.6845 | -6.6845 | 1820.9619 | 13620.7953 |  | 0
1958-08-28 | 0 | 0 | 0 | 0 | -6.6845 | -6.6845 | 1814.2774 | 13570.7952 |  | 0
1958-08-29 | 0 | 0 | 0 | 0 | -6.6845 | -6.6845 | 1807.5929 | 13520.7952 |  | 0
1958-08-30 | 0 | 0 | 0 | 0 | -6.6845 | -6.6845 | 1800.9084 | 13470.7951 |  | 0
1958-08-31 | 0 | 0 | 0 | 0 | -6.6845 | -6.6845 | 1794.2239 | 13420.795 |  | 0
1958-09-01 | 0 | 0 | 0 | 0 | -6.6845 | -6.6845 | 1787.5394 | 13370.795 |  | 0
1958-09-02 | 0 | 0 | 0 | 0 | -6.6845 | -6.6845 | 1780.8549 | 13320.7949 |  | 0
1958-09-03 | 0 | 0 | 0 | 0 | -6.6845 | -6.6845 | 1774.1704 | 13270.7949 |  | 0
1958-09-04 | 0 | 0 | 0 | 0 | -6.6845 | -6.6845 | 1767.4859 | 13220.7948 |  | 0
1958-09-05 | 0 | 0 | 0 | 0 | -6.6845 | -6.6845 | 1760.8014 | 13170.7947 |  | 0
1958-09-06 | 0.00083333 | 2.0961 | 3.6551 | 2.0961 | -6.6845 | -6.6845 | 1754.1169 | 13120.7947 |  | 0
1958-09-07 | 0.0091667 | 23.0567 | 3.6551 | 3.6551 | 12.7172 | 12.7172 | 1766.8341 | 13215.919 |  | 0
1958-09-08 | 0.024167 | 60.7859 | 3.6551 | 3.6551 | 50.4464 | 50.4464 | 1817.2804 | 13593.2577 |  | 0
1958-09-09 | 0.031667 | 79.6505 | 3.6551 | 3.6551 | 69.311 | 69.311 | 1886.5914 | 14111.7036 |  | 0
1958-09-10 | 0.020833 | 52.4017 | 3.6551 | 3.6551 | 42.0621 | 42.0621 | 1928.6535 | 14426.3281 |  | 0
1958-09-11 | 0.033333 | 83.8427 | 3.6551 | 3.6551 | 73.5031 | 73.5031 | 2002.1566 | 14976.1311 |  | 0
1958-09-12 | 0 | 0 | 0 | 0 | -6.6845 | -6.6845 | 1995.4721 | 14926.1311 |  | 0
1958-09-13 | 0 | 0 | 0 | 0 | -6.6845 | -6.6845 | 1988.7876 | 14876.131 |  | 0
1958-09-14 | 0 | 0 | 0 | 0 | -6.6845 | -6.6845 | 1982.1031 | 14826.131 |  | 0
1958-09-15 | 0 | 0 | 0 | 0 | -6.6845 | -6.6845 | 1975.4186 | 14776.1309 |  | 0
1958-09-16 | 0 | 0 | 0 | 0 | -6.6845 | -6.6845 | 1968.7341 | 14726.1308 |  | 0
1958-09-17 | 0 | 0 | 0 | 0 | -6.6845 | -6.6845 | 1962.0496 | 14676.1308 |  | 0
1958-09-18 | 0 | 0 | 0 | 0 | -6.6845 | -6.6845 | 1955.3651 | 14626.1307 |  | 0
1958-09-19 | 0.0066667 | 16.7685 | 3.6551 | 3.6551 | 6.429 | 6.429 | 1961.794 | 14674.2193 |  | 0
1958-09-20 | 0 | 0 | 0 | 0 | -6.6845 | -6.6845 | 1955.1095 | 14624.2192 |  | 0
1958-09-21 | 0 | 0 | 0 | 0 | -6.6845 | -6.6845 | 1948.425 | 14574.2192 |  | 0
1958-09-22 | 0.00083333 | 2.0961 | 3.6551 | 2.0961 | -6.6845 | -6.6845 | 1941.7405 | 14524.2191 |  | 0
1958-09-23 | 0 | 0 | 0 | 0 | -6.6845 | -6.6845 | 1935.056 | 14474.219 |  | 0
1958-09-24 | 0 | 0 | 0 | 0 | -6.6845 | -6.6845 | 1928.3715 | 14424.219 |  | 0
1958-09-25 | 0.034167 | 85.9387 | 3.6551 | 3.6551 | 75.5992 | 75.5992 | 2003.9707 | 14989.7007 |  | 0
1958-09-26 | 0.02 | 50.3056 | 3.6551 | 3.6551 | 39.966 | 39.966 | 2043.9367 | 15288.6465 |  | 0
1958-09-27 | 0.054167 | 136.2443 | 3.6551 | 3.6551 | 125.9048 | 125.9048 | 2169.8414 | 16230.414 |  | 0
1958-09-28 | 0.0091667 | 23.0567 | 3.6551 | 3.6551 | 12.7172 | 12.7172 | 2182.5586 | 16325.5383 |  | 0
1958-09-29 | 0.0058333 | 14.6725 | 3.6551 | 3.6551 | 4.3329 | 4.3329 | 2186.8915 | 16357.9483 |  | 0
1958-09-30 | 0 | 0 | 0 | 0 | -6.6845 | -6.6845 | 2180.207 | 16307.9483 |  | 0
1958-10-01 | 0.019167 | 48.2095 | 3.6551 | 3.6551 | 37.87 | 37.87 | 2218.0769 | 16591.2155 |  | 0
1958-10-02 | 0 | 0 | 0 | 0 | -6.6845 | -6.6845 | 2211.3924 | 16541.2155 |  | 0
1958-10-03 | 0.0033333 | 8.3843 | 3.6551 | 3.6551 | -1.9553 | -1.9553 | 2209.4371 | 16526.5897 |  | 0
1958-10-04 | 0 | 0 | 0 | 0 | -6.6845 | -6.6845 | 2202.7526 | 16476.5897 |  | 0
1958-10-05 | 0 | 0 | 0 | 0 | -6.6845 | -6.6845 | 2196.0681 | 16426.5896 |  | 0
1958-10-06 | 0.0025 | 6.2882 | 3.6551 | 3.6551 | -4.0514 | -4.0514 | 2192.0167 | 16396.2853 |  | 0
1958-10-07 | 0 | 0 | 0 | 0 | -6.6845 | -6.6845 | 2185.3322 | 16346.2852 |  | 0
1958-10-08 | 0 | 0 | 0 | 0 | -6.6845 | -6.6845 | 2178.6477 | 16296.2852 |  | 0
1958-10-09 | 0 | 0 | 0 | 0 | -6.6845 | -6.6845 | 2171.9632 | 16246.2851 |  | 0
1958-10-10 | 0 | 0 | 0 | 0 | -6.6845 | -6.6845 | 2165.2787 | 16196.285 |  | 0
1958-10-11 | 0.0041667 | 10.4803 | 3.6551 | 3.6551 | 0.14075 | 0.14075 | 2165.4195 | 16197.3379 |  | 0
1958-10-12 | 0 | 0 | 0 | 0 | -6.6845 | -6.6845 | 2158.735 | 16147.3378 |  | 0
1958-10-13 | 0.0091667 | 23.0567 | 3.6551 | 3.6551 | 12.7172 | 12.7172 | 2171.4522 | 16242.4621 |  | 0
1958-10-14 | 0.0025 | 6.2882 | 3.6551 | 3.6551 | -4.0514 | -4.0514 | 2167.4008 | 16212.1578 |  | 0
1958-10-15 | 0.005 | 12.5764 | 3.6551 | 3.6551 | 2.2368 | 2.2368 | 2169.6376 | 16228.8892 |  | 0
1958-10-16 | 0 | 0 | 0 | 0 | -6.6845 | -6.6845 | 2162.9531 | 16178.8891 |  | 0
1958-10-17 | 0 | 0 | 0 | 0 | -6.6845 | -6.6845 | 2156.2686 | 16128.8891 |  | 0
1958-10-18 | 0 | 0 | 0 | 0 | -6.6845 | -6.6845 | 2149.5841 | 16078.889 |  | 0
1958-10-19 | 0 | 0 | 0 | 0 | -6.6845 | -6.6845 | 2142.8996 | 16028.889 |  | 0
1958-10-20 | 0 | 0 | 0 | 0 | -6.6845 | -6.6845 | 2136.2151 | 15978.8889 |  | 0
1958-10-21 | 0 | 0 | 0 | 0 | -6.6845 | -6.6845 | 2129.5306 | 15928.8888 |  | 0
1958-10-22 | 0 | 0 | 0 | 0 | -6.6845 | -6.6845 | 2122.8461 | 15878.8888 |  | 0
1958-10-23 | 0 | 0 | 0 | 0 | -6.6845 | -6.6845 | 2116.1616 | 15828.8887 |  | 0
1958-10-24 | 0.0033333 | 8.3843 | 3.6551 | 3.6551 | -1.9553 | -1.9553 | 2114.2063 | 15814.263 |  | 0
1958-10-25 | 0.011667 | 29.3449 | 3.6551 | 3.6551 | 19.0054 | 19.0054 | 2133.2116 | 15956.423 |  | 0
1958-10-26 | 0 | 0 | 0 | 0 | -6.6845 | -6.6845 | 2126.5271 | 15906.423 |  | 0
1958-10-27 | 0.0025 | 6.2882 | 3.6551 | 3.6551 | -4.0514 | -4.0514 | 2122.4758 | 15876.1186 |  | 0
1958-10-28 | 0.0275 | 69.1702 | 3.6551 | 3.6551 | 58.8306 | 58.8306 | 2181.3064 | 16316.1717 |  | 0
1958-10-29 | 0.030833 | 77.5545 | 3.6551 | 3.6551 | 67.2149 | 67.2149 | 2248.5213 | 16818.939 |  | 0
1958-10-30 | 0.010833 | 27.2489 | 3.6551 | 3.6551 | 16.9093 | 16.9093 | 2265.4305 | 16945.4205 |  | 0
1958-10-31 | 0 | 0 | 0 | 0 | -6.6845 | -6.6845 | 2258.746 | 16895.4204 |  | 0
1958-11-01 | 0 | 0 | 0 | 0 | -6.6845 | -6.6845 | 2252.0615 | 16845.4204 |  | 0
1958-11-02 | 0 | 0 | 0 | 0 | -6.6845 | -6.6845 | 2245.377 | 16795.4203 |  | 0
1958-11-03 | 0 | 0 | 0 | 0 | -6.6845 | -6.6845 | 2238.6925 | 16745.4202 |  | 0
1958-11-04 | 0 | 0 | 0 | 0 | -6.6845 | -6.6845 | 2232.008 | 16695.4202 |  | 0
1958-11-05 | 0 | 0 | 0 | 0 | -6.6845 | -6.6845 | 2225.3235 | 16645.4201 |  | 0
1958-11-06 | 0 | 0 | 0 | 0 | -6.6845 | -6.6845 | 2218.639 | 16595.4201 |  | 0
1958-11-07 | 0 | 0 | 0 | 0 | -6.6845 | -6.6845 | 2211.9545 | 16545.42 |  | 0
1958-11-08 | 0 | 0 | 0 | 0 | -6.6845 | -6.6845 | 2205.27 | 16495.4199 |  | 0
1958-11-09 | 0 | 0 | 0 | 0 | -6.6845 | -6.6845 | 2198.5855 | 16445.4199 |  | 0
1958-11-10 | 0 | 0 | 0 | 0 | -6.6845 | -6.6845 | 2191.901 | 16395.4198 |  | 0
1958-11-11 | 0 | 0 | 0 | 0 | -6.6845 | -6.6845 | 2185.2165 | 16345.4198 |  | 0
1958-11-12 | 0 | 0 | 0 | 0 | -6.6845 | -6.6845 | 2178.532 | 16295.4197 |  | 0
1958-11-13 | 0 | 0 | 0 | 0 | -6.6845 | -6.6845 | 2171.8475 | 16245.4196 |  | 0
1958-11-14 | 0.0016667 | 4.1921 | 3.6551 | 3.6551 | -6.1474 | -6.1474 | 2165.7001 | 16199.4367 |  | 0
1958-11-15 | 0 | 0 | 0 | 0 | -6.6845 | -6.6845 | 2159.0156 | 16149.4367 |  | 0
1958-11-16 | 0 | 0 | 0 | 0 | -6.6845 | -6.6845 | 2152.3311 | 16099.4366 |  | 0
1958-11-17 | 0 | 0 | 0 | 0 | -6.6845 | -6.6845 | 2145.6466 | 16049.4366 |  | 0
1958-11-18 | 0 | 0 | 0 | 0 | -6.6845 | -6.6845 | 2138.9621 | 15999.4365 |  | 0
1958-11-19 | 0 | 0 | 0 | 0 | -6.6845 | -6.6845 | 2132.2776 | 15949.4364 |  | 0
1958-11-20 | 0 | 0 | 0 | 0 | -6.6845 | -6.6845 | 2125.5931 | 15899.4364 |  | 0
1958-11-21 | 0 | 0 | 0 | 0 | -6.6845 | -6.6845 | 2118.9086 | 15849.4363 |  | 0
1958-11-22 | 0 | 0 | 0 | 0 | -6.6845 | -6.6845 | 2112.2241 | 15799.4363 |  | 0
1958-11-23 | 0 | 0 | 0 | 0 | -6.6845 | -6.6845 | 2105.5396 | 15749.4362 |  | 0
1958-11-24 | 0 | 0 | 0 | 0 | -6.6845 | -6.6845 | 2098.8551 | 15699.4361 |  | 0
1958-11-25 | 0 | 0 | 0 | 0 | -6.6845 | -6.6845 | 2092.1706 | 15649.4361 |  | 0
1958-11-26 | 0 | 0 | 0 | 0 | -6.6845 | -6.6845 | 2085.4861 | 15599.436 |  | 0
1958-11-27 | 0.02 | 50.3056 | 3.6551 | 3.6551 | 39.966 | 39.966 | 2125.4521 | 15898.3818 |  | 0
1958-11-28 | 0 | 0 | 0 | 0 | -6.6845 | -6.6845 | 2118.7676 | 15848.3818 |  | 0
1958-11-29 | 0 | 0 | 0 | 0 | -6.6845 | -6.6845 | 2112.0831 | 15798.3817 |  | 0
1958-11-30 | 0 | 0 | 0 | 0 | -6.6845 | -6.6845 | 2105.3986 | 15748.3817 |  | 0
1958-12-01 | 0 | 0 | 0 | 0 | -6.6845 | -6.6845 | 2098.7141 | 15698.3816 |  | 0
1958-12-02 | 0 | 0 | 0 | 0 | -6.6845 | -6.6845 | 2092.0296 | 15648.3815 |  | 0
1958-12-03 | 0 | 0 | 0 | 0 | -6.6845 | -6.6845 | 2085.3451 | 15598.3815 |  | 0
1958-12-04 | 0 | 0 | 0 | 0 | -6.6845 | -6.6845 | 2078.6606 | 15548.3814 |  | 0
1958-12-05 | 0 | 0 | 0 | 0 | -6.6845 | -6.6845 | 2071.9761 | 15498.3814 |  | 0
1958-12-06 | 0 | 0 | 0 | 0 | -6.6845 | -6.6845 | 2065.2916 | 15448.3813 |  | 0
1958-12-07 | 0 | 0 | 0 | 0 | -6.6845 | -6.6845 | 2058.6071 | 15398.3812 |  | 0
1958-12-08 | 0 | 0 | 0 | 0 | -6.6845 | -6.6845 | 2051.9226 | 15348.3812 |  | 0
1958-12-09 | 0 | 0 | 0 | 0 | -6.6845 | -6.6845 | 2045.2381 | 15298.3811 |  | 0
1958-12-10 | 0 | 0 | 0 | 0 | -6.6845 | -6.6845 | 2038.5536 | 15248.3811 |  | 0
1958-12-11 | 0 | 0 | 0 | 0 | -6.6845 | -6.6845 | 2031.8691 | 15198.381 |  | 0
1958-12-12 | 0 | 0 | 0 | 0 | -6.6845 | -6.6845 | 2025.1846 | 15148.3809 |  | 0
1958-12-13 | 0 | 0 | 0 | 0 | -6.6845 | -6.6845 | 2018.5001 | 15098.3809 |  | 0
1958-12-14 | 0 | 0 | 0 | 0 | -6.6845 | -6.6845 | 2011.8156 | 15048.3808 |  | 0
1958-12-15 | 0 | 0 | 0 | 0 | -6.6845 | -6.6845 | 2005.1311 | 14998.3808 |  | 0
1958-12-16 | 0 | 0 | 0 | 0 | -6.6845 | -6.6845 | 1998.4466 | 14948.3807 |  | 0
1958-12-17 | 0 | 0 | 0 | 0 | -6.6845 | -6.6845 | 1991.7621 | 14898.3806 |  | 0
1958-12-18 | 0 | 0 | 0 | 0 | -6.6845 | -6.6845 | 1985.0776 | 14848.3806 |  | 0
1958-12-19 | 0 | 0 | 0 | 0 | -6.6845 | -6.6845 | 1978.3931 | 14798.3805 |  | 0
1958-12-20 | 0 | 0 | 0 | 0 | -6.6845 | -6.6845 | 1971.7086 | 14748.3805 |  | 0
1958-12-21 | 0 | 0 | 0 | 0 | -6.6845 | -6.6845 | 1965.0241 | 14698.3804 |  | 0
1958-12-22 | 0 | 0 | 0 | 0 | -6.6845 | -6.6845 | 1958.3396 | 14648.3803 |  | 0
1958-12-23 | 0 | 0 | 0 | 0 | -6.6845 | -6.6845 | 1951.6551 | 14598.3803 |  | 0
1958-12-24 | 0 | 0 | 0 | 0 | -6.6845 | -6.6845 | 1944.9706 | 14548.3802 |  | 0
1958-12-25 | 0 | 0 | 0 | 0 | -6.6845 | -6.6845 | 1938.2861 | 14498.3802 |  | 0
1958-12-26 | 0 | 0 | 0 | 0 | -6.6845 | -6.6845 | 1931.6016 | 14448.3801 |  | 0
1958-12-27 | 0 | 0 | 0 | 0 | -6.6845 | -6.6845 | 1924.9171 | 14398.38 |  | 0
1958-12-28 | 0 | 0 | 0 | 0 | -6.6845 | -6.6845 | 1918.2326 | 14348.38 |  | 0
1958-12-29 | 0 | 0 | 0 | 0 | -6.6845 | -6.6845 | 1911.5481 | 14298.3799 |  | 0
1958-12-30 | 0 | 0 | 0 | 0 | -6.6845 | -6.6845 | 1904.8636 | 14248.3799 |  | 0
1958-12-31 | 0 | 0 | 0 | 0 | -6.6845 | -6.6845 | 1898.1791 | 14198.3798 |  | 0
1959-01-01 | 0 | 0 | 0 | 0 | -6.6845 | -6.6845 | 1891.4946 | 14148.3797 |  | 0
1959-01-02 | 0 | 0 | 0 | 0 | -6.6845 | -6.6845 | 1884.8101 | 14098.3797 |  | 0
1959-01-03 | 0 | 0 | 0 | 0 | -6.6845 | -6.6845 | 1878.1256 | 14048.3796 |  | 0
1959-01-04 | 0 | 0 | 0 | 0 | -6.6845 | -6.6845 | 1871.4411 | 13998.3796 |  | 0
1959-01-05 | 0 | 0 | 0 | 0 | -6.6845 | -6.6845 | 1864.7566 | 13948.3795 |  | 0
1959-01-06 | 0 | 0 | 0 | 0 | -6.6845 | -6.6845 | 1858.0721 | 13898.3794 |  | 0
1959-01-07 | 0 | 0 | 0 | 0 | -6.6845 | -6.6845 | 1851.3876 | 13848.3794 |  | 0
1959-01-08 | 0 | 0 | 0 | 0 | -6.6845 | -6.6845 | 1844.7031 | 13798.3793 |  | 0
1959-01-09 | 0 | 0 | 0 | 0 | -6.6845 | -6.6845 | 1838.0186 | 13748.3793 |  | 0
1959-01-10 | 0 | 0 | 0 | 0 | -6.6845 | -6.6845 | 1831.3341 | 13698.3792 |  | 0
1959-01-11 | 0 | 0 | 0 | 0 | -6.6845 | -6.6845 | 1824.6496 | 13648.3791 |  | 0
1959-01-12 | 0 | 0 | 0 | 0 | -6.6845 | -6.6845 | 1817.9651 | 13598.3791 |  | 0
1959-01-13 | 0 | 0 | 0 | 0 | -6.6845 | -6.6845 | 1811.2806 | 13548.379 |  | 0
1959-01-14 | 0 | 0 | 0 | 0 | -6.6845 | -6.6845 | 1804.5961 | 13498.379 |  | 0
1959-01-15 | 0 | 0 | 0 | 0 | -6.6845 | -6.6845 | 1797.9116 | 13448.3789 |  | 0
1959-01-16 | 0 | 0 | 0 | 0 | -6.6845 | -6.6845 | 1791.2271 | 13398.3788 |  | 0
1959-01-17 | 0 | 0 | 0 | 0 | -6.6845 | -6.6845 | 1784.5426 | 13348.3788 |  | 0
1959-01-18 | 0 | 0 | 0 | 0 | -6.6845 | -6.6845 | 1777.8581 | 13298.3787 |  | 0
1959-01-19 | 0 | 0 | 0 | 0 | -6.6845 | -6.6845 | 1771.1736 | 13248.3787 |  | 0
1959-01-20 | 0 | 0 | 0 | 0 | -6.6845 | -6.6845 | 1764.4891 | 13198.3786 |  | 0
1959-01-21 | 0.0066667 | 16.7685 | 3.6551 | 3.6551 | 6.429 | 6.429 | 1770.9181 | 13246.4672 |  | 0
1959-01-22 | 0 | 0 | 0 | 0 | -6.6845 | -6.6845 | 1764.2336 | 13196.4671 |  | 0
1959-01-23 | 0 | 0 | 0 | 0 | -6.6845 | -6.6845 | 1757.5491 | 13146.4671 |  | 0
1959-01-24 | 0 | 0 | 0 | 0 | -6.6845 | -6.6845 | 1750.8646 | 13096.467 |  | 0
1959-01-25 | 0 | 0 | 0 | 0 | -6.6845 | -6.6845 | 1744.1801 | 13046.4669 |  | 0
1959-01-26 | 0 | 0 | 0 | 0 | -6.6845 | -6.6845 | 1737.4956 | 12996.4669 |  | 0
1959-01-27 | 0 | 0 | 0 | 0 | -6.6845 | -6.6845 | 1730.8111 | 12946.4668 |  | 0
1959-01-28 | 0 | 0 | 0 | 0 | -6.6845 | -6.6845 | 1724.1266 | 12896.4668 |  | 0
1959-01-29 | 0 | 0 | 0 | 0 | -6.6845 | -6.6845 | 1717.4421 | 12846.4667 |  | 0
1959-01-30 | 0 | 0 | 0 | 0 | -6.6845 | -6.6845 | 1710.7576 | 12796.4666 |  | 0
1959-01-31 | 0 | 0 | 0 | 0 | -6.6845 | -6.6845 | 1704.0731 | 12746.4666 |  | 0
1959-02-01 | 0 | 0 | 0 | 0 | -6.6845 | -6.6845 | 1697.3886 | 12696.4665 |  | 0
1959-02-02 | 0.0033333 | 8.3843 | 3.6551 | 3.6551 | -1.9553 | -1.9553 | 1695.4333 | 12681.8408 |  | 0
1959-02-03 | 0 | 0 | 0 | 0 | -6.6845 | -6.6845 | 1688.7488 | 12631.8407 |  | 0
1959-02-04 | 0 | 0 | 0 | 0 | -6.6845 | -6.6845 | 1682.0643 | 12581.8406 |  | 0
1959-02-05 | 0 | 0 | 0 | 0 | -6.6845 | -6.6845 | 1675.3798 | 12531.8406 |  | 0
1959-02-06 | 0 | 0 | 0 | 0 | -6.6845 | -6.6845 | 1668.6953 | 12481.8405 |  | 0
1959-02-07 | 0 | 0 | 0 | 0 | -6.6845 | -6.6845 | 1662.0108 | 12431.8405 |  | 0
1959-02-08 | 0 | 0 | 0 | 0 | -6.6845 | -6.6845 | 1655.3263 | 12381.8404 |  | 0
1959-02-09 | 0 | 0 | 0 | 0 | -6.6845 | -6.6845 | 1648.6418 | 12331.8403 |  | 0
1959-02-10 | 0 | 0 | 0 | 0 | -6.6845 | -6.6845 | 1641.9573 | 12281.8403 |  | 0
1959-02-11 | 0 | 0 | 0 | 0 | -6.6845 | -6.6845 | 1635.2728 | 12231.8402 |  | 0
1959-02-12 | 0 | 0 | 0 | 0 | -6.6845 | -6.6845 | 1628.5883 | 12181.8402 |  | 0
1959-02-13 | 0.00083333 | 2.0961 | 3.6551 | 2.0961 | -6.6845 | -6.6845 | 1621.9038 | 12131.8401 |  | 0
1959-02-14 | 0.073333 | 184.4539 | 3.6551 | 3.6551 | 174.1143 | 174.1143 | 1796.018 | 13434.215 |  | 0
1959-02-15 | 0 | 0 | 0 | 0 | -6.6845 | -6.6845 | 1789.3335 | 13384.2149 |  | 0
1959-02-16 | 0 | 0 | 0 | 0 | -6.6845 | -6.6845 | 1782.649 | 13334.2149 |  | 0
1959-02-17 | 0 | 0 | 0 | 0 | -6.6845 | -6.6845 | 1775.9645 | 13284.2148 |  | 0
1959-02-18 | 0 | 0 | 0 | 0 | -6.6845 | -6.6845 | 1769.28 | 13234.2147 |  | 0
1959-02-19 | 0 | 0 | 0 | 0 | -6.6845 | -6.6845 | 1762.5955 | 13184.2147 |  | 0
1959-02-20 | 0 | 0 | 0 | 0 | -6.6845 | -6.6845 | 1755.911 | 13134.2146 |  | 0
1959-02-21 | 0 | 0 | 0 | 0 | -6.6845 | -6.6845 | 1749.2265 | 13084.2146 |  | 0
1959-02-22 | 0 | 0 | 0 | 0 | -6.6845 | -6.6845 | 1742.542 | 13034.2145 |  | 0
1959-02-23 | 0 | 0 | 0 | 0 | -6.6845 | -6.6845 | 1735.8575 | 12984.2144 |  | 0
1959-02-24 | 0 | 0 | 0 | 0 | -6.6845 | -6.6845 | 1729.173 | 12934.2144 |  | 0
1959-02-25 | 0 | 0 | 0 | 0 | -6.6845 | -6.6845 | 1722.4885 | 12884.2143 |  | 0
1959-02-26 | 0 | 0 | 0 | 0 | -6.6845 | -6.6845 | 1715.804 | 12834.2143 |  | 0
1959-02-27 | 0 | 0 | 0 | 0 | -6.6845 | -6.6845 | 1709.1195 | 12784.2142 |  | 0
1959-02-28 | 0 | 0 | 0 | 0 | -6.6845 | -6.6845 | 1702.435 | 12734.2141 |  | 0
1959-03-01 | 0 | 0 | 0 | 0 | -6.6845 | -6.6845 | 1695.7505 | 12684.2141 |  | 0
1959-03-02 | 0 | 0 | 0 | 0 | -6.6845 | -6.6845 | 1689.066 | 12634.214 |  | 0
1959-03-03 | 0 | 0 | 0 | 0 | -6.6845 | -6.6845 | 1682.3815 | 12584.214 |  | 0
1959-03-04 | 0 | 0 | 0 | 0 | -6.6845 | -6.6845 | 1675.697 | 12534.2139 |  | 0
1959-03-05 | 0 | 0 | 0 | 0 | -6.6845 | -6.6845 | 1669.0125 | 12484.2138 |  | 0
1959-03-06 | 0 | 0 | 0 | 0 | -6.6845 | -6.6845 | 1662.328 | 12434.2138 |  | 0
1959-03-07 | 0 | 0 | 0 | 0 | -6.6845 | -6.6845 | 1655.6435 | 12384.2137 |  | 0
1959-03-08 | 0 | 0 | 0 | 0 | -6.6845 | -6.6845 | 1648.959 | 12334.2137 |  | 0
1959-03-09 | 0 | 0 | 0 | 0 | -6.6845 | -6.6845 | 1642.2745 | 12284.2136 |  | 0
1959-03-10 | 0 | 0 | 0 | 0 | -6.6845 | -6.6845 | 1635.59 | 12234.2135 |  | 0
1959-03-11 | 0 | 0 | 0 | 0 | -6.6845 | -6.6845 | 1628.9055 | 12184.2135 |  | 0
1959-03-12 | 0 | 0 | 0 | 0 | -6.6845 | -6.6845 | 1622.221 | 12134.2134 |  | 0
1959-03-13 | 0 | 0 | 0 | 0 | -6.6845 | -6.6845 | 1615.5365 | 12084.2134 |  | 0
1959-03-14 | 0 | 0 | 0 | 0 | -6.6845 | -6.6845 | 1608.852 | 12034.2133 |  | 0
1959-03-15 | 0 | 0 | 0 | 0 | -6.6845 | -6.6845 | 1602.1675 | 11984.2132 |  | 0
1959-03-16 | 0 | 0 | 0 | 0 | -6.6845 | -6.6845 | 1595.483 | 11934.2132 |  | 0
1959-03-17 | 0 | 0 | 0 | 0 | -6.6845 | -6.6845 | 1588.7985 | 11884.2131 |  | 0
1959-03-18 | 0 | 0 | 0 | 0 | -6.6845 | -6.6845 | 1582.114 | 11834.2131 |  | 0
1959-03-19 | 0 | 0 | 0 | 0 | -6.6845 | -6.6845 | 1575.4295 | 11784.213 |  | 0
1959-03-20 | 0 | 0 | 0 | 0 | -6.6845 | -6.6845 | 1568.745 | 11734.2129 |  | 0
1959-03-21 | 0 | 0 | 0 | 0 | -6.6845 | -6.6845 | 1562.0605 | 11684.2129 |  | 0
1959-03-22 | 0 | 0 | 0 | 0 | -6.6845 | -6.6845 | 1555.376 | 11634.2128 |  | 0
1959-03-23 | 0 | 0 | 0 | 0 | -6.6845 | -6.6845 | 1548.6915 | 11584.2128 |  | 0
1959-03-24 | 0 | 0 | 0 | 0 | -6.6845 | -6.6845 | 1542.007 | 11534.2127 |  | 0
1959-03-25 | 0 | 0 | 0 | 0 | -6.6845 | -6.6845 | 1535.3225 | 11484.2126 |  | 0
1959-03-26 | 0 | 0 | 0 | 0 | -6.6845 | -6.6845 | 1528.638 | 11434.2126 |  | 0
1959-03-27 | 0 | 0 | 0 | 0 | -6.6845 | -6.6845 | 1521.9535 | 11384.2125 |  | 0
1959-03-28 | 0 | 0 | 0 | 0 | -6.6845 | -6.6845 | 1515.269 | 11334.2125 |  | 0
1959-03-29 | 0 | 0 | 0 | 0 | -6.6845 | -6.6845 | 1508.5845 | 11284.2124 |  | 0
1959-03-30 | 0 | 0 | 0 | 0 | -6.6845 | -6.6845 | 1501.9 | 11234.2123 |  | 0
1959-03-31 | 0 | 0 | 0 | 0 | -6.6845 | -6.6845 | 1495.2155 | 11184.2123 |  | 0
1959-04-01 | 0 | 0 | 0 | 0 | -6.6845 | -6.6845 | 1488.531 | 11134.2122 |  | 0
1959-04-02 | 0 | 0 | 0 | 0 | -6.6845 | -6.6845 | 1481.8465 | 11084.2122 |  | 0
1959-04-03 | 0 | 0 | 0 | 0 | -6.6845 | -6.6845 | 1475.162 | 11034.2121 |  | 0
1959-04-04 | 0 | 0 | 0 | 0 | -6.6845 | -6.6845 | 1468.4775 | 10984.212 |  | 0
1959-04-05 | 0 | 0 | 0 | 0 | -6.6845 | -6.6845 | 1461.793 | 10934.212 |  | 0
1959-04-06 | 0 | 0 | 0 | 0 | -6.6845 | -6.6845 | 1455.1085 | 10884.2119 |  | 0
1959-04-07 | 0 | 0 | 0 | 0 | -6.6845 | -6.6845 | 1448.424 | 10834.2119 |  | 0
1959-04-08 | 0 | 0 | 0 | 0 | -6.6845 | -6.6845 | 1441.7395 | 10784.2118 |  | 0
1959-04-09 | 0.0091667 | 23.0567 | 3.6551 | 3.6551 | 12.7172 | 12.7172 | 1454.4567 | 10879.3361 |  | 0
1959-04-10 | 0.0083333 | 20.9607 | 3.6551 | 3.6551 | 10.6211 | 10.6211 | 1465.0778 | 10958.7818 |  | 0
1959-04-11 | 0.0475 | 119.4758 | 3.6551 | 3.6551 | 109.1362 | 109.1362 | 1574.214 | 11775.1207 |  | 0
1959-04-12 | 0 | 0 | 0 | 0 | -6.6845 | -6.6845 | 1567.5295 | 11725.1207 |  | 0
1959-04-13 | 0 | 0 | 0 | 0 | -6.6845 | -6.6845 | 1560.845 | 11675.1206 |  | 0
1959-04-14 | 0 | 0 | 0 | 0 | -6.6845 | -6.6845 | 1554.1605 | 11625.1206 |  | 0
1959-04-15 | 0 | 0 | 0 | 0 | -6.6845 | -6.6845 | 1547.476 | 11575.1205 |  | 0
1959-04-16 | 0.0016667 | 4.1921 | 3.6551 | 3.6551 | -6.1474 | -6.1474 | 1541.3286 | 11529.1376 |  | 0
1959-04-17 | 0 | 0 | 0 | 0 | -6.6845 | -6.6845 | 1534.6441 | 11479.1375 |  | 0
1959-04-18 | 0 | 0 | 0 | 0 | -6.6845 | -6.6845 | 1527.9596 | 11429.1375 |  | 0
1959-04-19 | 0 | 0 | 0 | 0 | -6.6845 | -6.6845 | 1521.2751 | 11379.1374 |  | 0
1959-04-20 | 0 | 0 | 0 | 0 | -6.6845 | -6.6845 | 1514.5906 | 11329.1374 |  | 0
1959-04-21 | 0 | 0 | 0 | 0 | -6.6845 | -6.6845 | 1507.9061 | 11279.1373 |  | 0
1959-04-22 | 0 | 0 | 0 | 0 | -6.6845 | -6.6845 | 1501.2216 | 11229.1372 |  | 0
1959-04-23 | 0 | 0 | 0 | 0 | -6.6845 | -6.6845 | 1494.5371 | 11179.1372 |  | 0
1959-04-24 | 0 | 0 | 0 | 0 | -6.6845 | -6.6845 | 1487.8526 | 11129.1371 |  | 0
1959-04-25 | 0 | 0 | 0 | 0 | -6.6845 | -6.6845 | 1481.1681 | 11079.1371 |  | 0
1959-04-26 | 0 | 0 | 0 | 0 | -6.6845 | -6.6845 | 1474.4836 | 11029.137 |  | 0
1959-04-27 | 0 | 0 | 0 | 0 | -6.6845 | -6.6845 | 1467.7991 | 10979.1369 |  | 0
1959-04-28 | 0 | 0 | 0 | 0 | -6.6845 | -6.6845 | 1461.1146 | 10929.1369 |  | 0
1959-04-29 | 0 | 0 | 0 | 0 | -6.6845 | -6.6845 | 1454.4301 | 10879.1368 |  | 0
1959-04-30 | 0 | 0 | 0 | 0 | -6.6845 | -6.6845 | 1447.7456 | 10829.1368 |  | 0
1959-05-01 | 0.013333 | 33.5371 | 3.6551 | 3.6551 | 23.1975 | 23.1975 | 1470.943 | 11002.654 |  | 0
1959-05-02 | 0 | 0 | 0 | 0 | -6.6845 | -6.6845 | 1464.2585 | 10952.6539 |  | 0
1959-05-03 | 0 | 0 | 0 | 0 | -6.6845 | -6.6845 | 1457.574 | 10902.6538 |  | 0
1959-05-04 | 0 | 0 | 0 | 0 | -6.6845 | -6.6845 | 1450.8895 | 10852.6538 |  | 0
1959-05-05 | 0 | 0 | 0 | 0 | -6.6845 | -6.6845 | 1444.205 | 10802.6537 |  | 0
1959-05-06 | 0 | 0 | 0 | 0 | -6.6845 | -6.6845 | 1437.5205 | 10752.6537 |  | 0
1959-05-07 | 0 | 0 | 0 | 0 | -6.6845 | -6.6845 | 1430.836 | 10702.6536 |  | 0
1959-05-08 | 0.005 | 12.5764 | 3.6551 | 3.6551 | 2.2368 | 2.2368 | 1433.0729 | 10719.385 |  | 0
1959-05-09 | 0 | 0 | 0 | 0 | -6.6845 | -6.6845 | 1426.3884 | 10669.385 |  | 0
1959-05-10 | 0 | 0 | 0 | 0 | -6.6845 | -6.6845 | 1419.7039 | 10619.3849 |  | 0
1959-05-11 | 0 | 0 | 0 | 0 | -6.6845 | -6.6845 | 1413.0194 | 10569.3848 |  | 0
1959-05-12 | 0 | 0 | 0 | 0 | -6.6845 | -6.6845 | 1406.3349 | 10519.3848 |  | 0
1959-05-13 | 0 | 0 | 0 | 0 | -6.6845 | -6.6845 | 1399.6504 | 10469.3847 |  | 0
1959-05-14 | 0 | 0 | 0 | 0 | -6.6845 | -6.6845 | 1392.9659 | 10419.3847 |  | 0
1959-05-15 | 0.0066667 | 16.7685 | 3.6551 | 3.6551 | 6.429 | 6.429 | 1399.3948 | 10467.4732 |  | 0
1959-05-16 | 0.0025 | 6.2882 | 3.6551 | 3.6551 | -4.0514 | -4.0514 | 1395.3434 | 10437.1689 |  | 0
1959-05-17 | 0 | 0 | 0 | 0 | -6.6845 | -6.6845 | 1388.6589 | 10387.1688 |  | 0
1959-05-18 | 0 | 0 | 0 | 0 | -6.6845 | -6.6845 | 1381.9744 | 10337.1688 |  | 0
1959-05-19 | 0 | 0 | 0 | 0 | -6.6845 | -6.6845 | 1375.2899 | 10287.1687 |  | 0
1959-05-20 | 0 | 0 | 0 | 0 | -6.6845 | -6.6845 | 1368.6054 | 10237.1687 |  | 0
1959-05-21 | 0 | 0 | 0 | 0 | -6.6845 | -6.6845 | 1361.9209 | 10187.1686 |  | 0
1959-05-22 | 0 | 0 | 0 | 0 | -6.6845 | -6.6845 | 1355.2364 | 10137.1685 |  | 0
1959-05-23 | 0 | 0 | 0 | 0 | -6.6845 | -6.6845 | 1348.5519 | 10087.1685 |  | 0
1959-05-24 | 0.041667 | 104.8033 | 3.6551 | 3.6551 | 94.4638 | 94.4638 | 1443.0157 | 10793.7574 |  | 0
1959-05-25 | 0 | 0 | 0 | 0 | -6.6845 | -6.6845 | 1436.3312 | 10743.7573 |  | 0
1959-05-26 | 0 | 0 | 0 | 0 | -6.6845 | -6.6845 | 1429.6467 | 10693.7572 |  | 0
1959-05-27 | 0 | 0 | 0 | 0 | -6.6845 | -6.6845 | 1422.9622 | 10643.7572 |  | 0
1959-05-28 | 0 | 0 | 0 | 0 | -6.6845 | -6.6845 | 1416.2777 | 10593.7571 |  | 0
1959-05-29 | 0 | 0 | 0 | 0 | -6.6845 | -6.6845 | 1409.5932 | 10543.7571 |  | 0
1959-05-30 | 0 | 0 | 0 | 0 | -6.6845 | -6.6845 | 1402.9087 | 10493.757 |  | 0
1959-05-31 | 0 | 0 | 0 | 0 | -6.6845 | -6.6845 | 1396.2242 | 10443.7569 |  | 0
1959-06-01 | 0 | 0 | 0 | 0 | -6.6845 | -6.6845 | 1389.5397 | 10393.7569 |  | 0
1959-06-02 | 0 | 0 | 0 | 0 | -6.6845 | -6.6845 | 1382.8552 | 10343.7568 |  | 0
1959-06-03 | 0.020833 | 52.4017 | 3.6551 | 3.6551 | 42.0621 | 42.0621 | 1424.9173 | 10658.3812 |  | 0
1959-06-04 | 0 | 0 | 0 | 0 | -6.6845 | -6.6845 | 1418.2328 | 10608.3812 |  | 0
1959-06-05 | 0.0033333 | 8.3843 | 3.6551 | 3.6551 | -1.9553 | -1.9553 | 1416.2775 | 10593.7554 |  | 0
1959-06-06 | 0 | 0 | 0 | 0 | -6.6845 | -6.6845 | 1409.593 | 10543.7554 |  | 0
1959-06-07 | 0 | 0 | 0 | 0 | -6.6845 | -6.6845 | 1402.9085 | 10493.7553 |  | 0
1959-06-08 | 0.0033333 | 8.3843 | 3.6551 | 3.6551 | -1.9553 | -1.9553 | 1400.9531 | 10479.1295 |  | 0
1959-06-09 | 0 | 0 | 0 | 0 | -6.6845 | -6.6845 | 1394.2686 | 10429.1295 |  | 0
1959-06-10 | 0 | 0 | 0 | 0 | -6.6845 | -6.6845 | 1387.5841 | 10379.1294 |  | 0
1959-06-11 | 0 | 0 | 0 | 0 | -6.6845 | -6.6845 | 1380.8996 | 10329.1294 |  | 0
1959-06-12 | 0 | 0 | 0 | 0 | -6.6845 | -6.6845 | 1374.2151 | 10279.1293 |  | 0
1959-06-13 | 0 | 0 | 0 | 0 | -6.6845 | -6.6845 | 1367.5306 | 10229.1292 |  | 0
1959-06-14 | 0 | 0 | 0 | 0 | -6.6845 | -6.6845 | 1360.8461 | 10179.1292 |  | 0
1959-06-15 | 0 | 0 | 0 | 0 | -6.6845 | -6.6845 | 1354.1616 | 10129.1291 |  | 0
1959-06-16 | 0 | 0 | 0 | 0 | -6.6845 | -6.6845 | 1347.4771 | 10079.1291 |  | 0
1959-06-17 | 0 | 0 | 0 | 0 | -6.6845 | -6.6845 | 1340.7926 | 10029.129 |  | 0
1959-06-18 | 0 | 0 | 0 | 0 | -6.6845 | -6.6845 | 1334.1081 | 9979.1289 |  | 0
1959-06-19 | 0 | 0 | 0 | 0 | -6.6845 | -6.6845 | 1327.4236 | 9929.1289 |  | 0
1959-06-20 | 0 | 0 | 0 | 0 | -6.6845 | -6.6845 | 1320.7391 | 9879.1288 |  | 0
1959-06-21 | 0 | 0 | 0 | 0 | -6.6845 | -6.6845 | 1314.0546 | 9829.1288 |  | 0
1959-06-22 | 0.0075 | 18.8646 | 3.6551 | 3.6551 | 8.525 | 8.525 | 1322.5797 | 9892.8959 |  | 0
1959-06-23 | 0.029167 | 73.3623 | 3.6551 | 3.6551 | 63.0228 | 63.0228 | 1385.6024 | 10364.3061 |  | 0
1959-06-24 | 0 | 0 | 0 | 0 | -6.6845 | -6.6845 | 1378.9179 | 10314.3061 |  | 0
1959-06-25 | 0 | 0 | 0 | 0 | -6.6845 | -6.6845 | 1372.2334 | 10264.306 |  | 0
1959-06-26 | 0 | 0 | 0 | 0 | -6.6845 | -6.6845 | 1365.5489 | 10214.3059 |  | 0
1959-06-27 | 0 | 0 | 0 | 0 | -6.6845 | -6.6845 | 1358.8644 | 10164.3059 |  | 0
1959-06-28 | 0.0075 | 18.8646 | 3.6551 | 3.6551 | 8.525 | 8.525 | 1367.3894 | 10228.073 |  | 0
1959-06-29 | 0.033333 | 83.8427 | 3.6551 | 3.6551 | 73.5031 | 73.5031 | 1440.8925 | 10777.8761 |  | 0
1959-06-30 | 0.0033333 | 8.3843 | 3.6551 | 3.6551 | -1.9553 | -1.9553 | 1438.9372 | 10763.2504 |  | 0
1959-07-01 | 0.016667 | 41.9213 | 3.6551 | 3.6551 | 31.5818 | 31.5818 | 1470.519 | 10999.4819 |  | 0
1959-07-02 | 0 | 0 | 0 | 0 | -6.6845 | -6.6845 | 1463.8345 | 10949.4818 |  | 0
1959-07-03 | 0 | 0 | 0 | 0 | -6.6845 | -6.6845 | 1457.15 | 10899.4818 |  | 0
1959-07-04 | 0.0016667 | 4.1921 | 3.6551 | 3.6551 | -6.1474 | -6.1474 | 1451.0025 | 10853.4989 |  | 0
1959-07-05 | 0.0016667 | 4.1921 | 3.6551 | 3.6551 | -6.1474 | -6.1474 | 1444.8551 | 10807.5159 |  | 0
1959-07-06 | 0.028333 | 71.2663 | 3.6551 | 3.6551 | 60.9267 | 60.9267 | 1505.7818 | 11263.2476 |  | 0
1959-07-07 | 0 | 0 | 0 | 0 | -6.6845 | -6.6845 | 1499.0973 | 11213.2475 |  | 0
1959-07-08 | 0 | 0 | 0 | 0 | -6.6845 | -6.6845 | 1492.4128 | 11163.2474 |  | 0
1959-07-09 | 0 | 0 | 0 | 0 | -6.6845 | -6.6845 | 1485.7283 | 11113.2474 |  | 0
1959-07-10 | 0 | 0 | 0 | 0 | -6.6845 | -6.6845 | 1479.0438 | 11063.2473 |  | 0
1959-07-11 | 0 | 0 | 0 | 0 | -6.6845 | -6.6845 | 1472.3593 | 11013.2473 |  | 0
1959-07-12 | 0 | 0 | 0 | 0 | -6.6845 | -6.6845 | 1465.6748 | 10963.2472 |  | 0
1959-07-13 | 0 | 0 | 0 | 0 | -6.6845 | -6.6845 | 1458.9903 | 10913.2471 |  | 0
1959-07-14 | 0 | 0 | 0 | 0 | -6.6845 | -6.6845 | 1452.3058 | 10863.2471 |  | 0
1959-07-15 | 0.00083333 | 2.0961 | 3.6551 | 2.0961 | -6.6845 | -6.6845 | 1445.6213 | 10813.247 |  | 0
1959-07-16 | 0.00083333 | 2.0961 | 3.6551 | 2.0961 | -6.6845 | -6.6845 | 1438.9368 | 10763.247 |  | 0
1959-07-17 | 0.010833 | 27.2489 | 3.6551 | 3.6551 | 16.9093 | 16.9093 | 1455.846 | 10889.7284 |  | 0
1959-07-18 | 0.0041667 | 10.4803 | 3.6551 | 3.6551 | 0.14075 | 0.14075 | 1455.9868 | 10890.7813 |  | 0
1959-07-19 | 0.1025 | 257.8162 | 3.6551 | 3.6551 | 247.4766 | 247.4766 | 1703.4634 | 12741.9064 |  | 0
1959-07-20 | 0 | 0 | 0 | 0 | -6.6845 | -6.6845 | 1696.7789 | 12691.9063 |  | 0
1959-07-21 | 0 | 0 | 0 | 0 | -6.6845 | -6.6845 | 1690.0944 | 12641.9063 |  | 0
1959-07-22 | 0 | 0 | 0 | 0 | -6.6845 | -6.6845 | 1683.4099 | 12591.9062 |  | 0
1959-07-23 | 0 | 0 | 0 | 0 | -6.6845 | -6.6845 | 1676.7254 | 12541.9061 |  | 0
1959-07-24 | 0 | 0 | 0 | 0 | -6.6845 | -6.6845 | 1670.0409 | 12491.9061 |  | 0
1959-07-25 | 0 | 0 | 0 | 0 | -6.6845 | -6.6845 | 1663.3564 | 12441.906 |  | 0
1959-07-26 | 0.0016667 | 4.1921 | 3.6551 | 3.6551 | -6.1474 | -6.1474 | 1657.209 | 12395.9231 |  | 0
1959-07-27 | 0 | 0 | 0 | 0 | -6.6845 | -6.6845 | 1650.5245 | 12345.9231 |  | 0
1959-07-28 | 0.010833 | 27.2489 | 3.6551 | 3.6551 | 16.9093 | 16.9093 | 1667.4338 | 12472.4045 |  | 0
1959-07-29 | 0.0041667 | 10.4803 | 3.6551 | 3.6551 | 0.14075 | 0.14075 | 1667.5745 | 12473.4573 |  | 0
1959-07-30 | 0 | 0 | 0 | 0 | -6.6845 | -6.6845 | 1660.89 | 12423.4573 |  | 0
1959-07-31 | 0 | 0 | 0 | 0 | -6.6845 | -6.6845 | 1654.2055 | 12373.4572 |  | 0
1959-08-01 | 0 | 0 | 0 | 0 | -6.6845 | -6.6845 | 1647.521 | 12323.4572 |  | 0
1959-08-02 | 0 | 0 | 0 | 0 | -6.6845 | -6.6845 | 1640.8365 | 12273.4571 |  | 0
1959-08-03 | 0.0033333 | 8.3843 | 3.6551 | 3.6551 | -1.9553 | -1.9553 | 1638.8812 | 12258.8314 |  | 0
1959-08-04 | 0 | 0 | 0 | 0 | -6.6845 | -6.6845 | 1632.1967 | 12208.8313 |  | 0
1959-08-05 | 0.064167 | 161.3971 | 3.6551 | 3.6551 | 151.0576 | 151.0576 | 1783.2543 | 13338.7418 |  | 0
1959-08-06 | 0 | 0 | 0 | 0 | -6.6845 | -6.6845 | 1776.5698 | 13288.7417 |  | 0
1959-08-07 | 0 | 0 | 0 | 0 | -6.6845 | -6.6845 | 1769.8853 | 13238.7417 |  | 0
1959-08-08 | 0 | 0 | 0 | 0 | -6.6845 | -6.6845 | 1763.2008 | 13188.7416 |  | 0
1959-08-09 | 0 | 0 | 0 | 0 | -6.6845 | -6.6845 | 1756.5163 | 13138.7416 |  | 0
1959-08-10 | 0 | 0 | 0 | 0 | -6.6845 | -6.6845 | 1749.8318 | 13088.7415 |  | 0
1959-08-11 | 0 | 0 | 0 | 0 | -6.6845 | -6.6845 | 1743.1473 | 13038.7414 |  | 0
1959-08-12 | 0 | 0 | 0 | 0 | -6.6845 | -6.6845 | 1736.4628 | 12988.7414 |  | 0
1959-08-13 | 0.014167 | 35.6331 | 3.6551 | 3.6551 | 25.2936 | 25.2936 | 1761.7563 | 13177.9372 |  | 0
1959-08-14 | 0 | 0 | 0 | 0 | -6.6845 | -6.6845 | 1755.0718 | 13127.9371 |  | 0
1959-08-15 | 0 | 0 | 0 | 0 | -6.6845 | -6.6845 | 1748.3873 | 13077.937 |  | 0
1959-08-16 | 0 | 0 | 0 | 0 | -6.6845 | -6.6845 | 1741.7028 | 13027.937 |  | 0
1959-08-17 | 0.025 | 62.882 | 3.6551 | 3.6551 | 52.5424 | 52.5424 | 1794.2452 | 13420.9543 |  | 0
1959-08-18 | 0.023333 | 58.6899 | 3.6551 | 3.6551 | 48.3503 | 48.3503 | 1842.5955 | 13782.6144 |  | 0
1959-08-19 | 0.0083333 | 20.9607 | 3.6551 | 3.6551 | 10.6211 | 10.6211 | 1853.2166 | 13862.0601 |  | 0
1959-08-20 | 0 | 0 | 0 | 0 | -6.6845 | -6.6845 | 1846.5321 | 13812.0601 |  | 0
1959-08-21 | 0 | 0 | 0 | 0 | -6.6845 | -6.6845 | 1839.8476 | 13762.06 |  | 0
1959-08-22 | 0.0041667 | 10.4803 | 3.6551 | 3.6551 | 0.14075 | 0.14075 | 1839.9884 | 13763.1129 |  | 0
1959-08-23 | 0.020833 | 52.4017 | 3.6551 | 3.6551 | 42.0621 | 42.0621 | 1882.0504 | 14077.7373 |  | 0
1959-08-24 | 0 | 0 | 0 | 0 | -6.6845 | -6.6845 | 1875.3659 | 14027.7372 |  | 0
1959-08-25 | 0 | 0 | 0 | 0 | -6.6845 | -6.6845 | 1868.6814 | 13977.7371 |  | 0
1959-08-26 | 0 | 0 | 0 | 0 | -6.6845 | -6.6845 | 1861.9969 | 13927.7371 |  | 0
1959-08-27 | 0.045833 | 115.2837 | 3.6551 | 3.6551 | 104.9441 | 104.9441 | 1966.941 | 14712.7189 |  | 0
1959-08-28 | 0.0016667 | 4.1921 | 3.6551 | 3.6551 | -6.1474 | -6.1474 | 1960.7936 | 14666.736 |  | 0
1959-08-29 | 0 | 0 | 0 | 0 | -6.6845 | -6.6845 | 1954.1091 | 14616.7359 |  | 0
1959-08-30 | 0 | 0 | 0 | 0 | -6.6845 | -6.6845 | 1947.4246 | 14566.7358 |  | 0
1959-08-31 | 0 | 0 | 0 | 0 | -6.6845 | -6.6845 | 1940.7401 | 14516.7358 |  | 0
1959-09-01 | 0 | 0 | 0 | 0 | -6.6845 | -6.6845 | 1934.0556 | 14466.7357 |  | 0
1959-09-02 | 0 | 0 | 0 | 0 | -6.6845 | -6.6845 | 1927.3711 | 14416.7357 |  | 0
1959-09-03 | 0.0025 | 6.2882 | 3.6551 | 3.6551 | -4.0514 | -4.0514 | 1923.3197 | 14386.4313 |  | 0
1959-09-04 | 0.00083333 | 2.0961 | 3.6551 | 2.0961 | -6.6845 | -6.6845 | 1916.6352 | 14336.4313 |  | 0
1959-09-05 | 0 | 0 | 0 | 0 | -6.6845 | -6.6845 | 1909.9507 | 14286.4312 |  | 0
1959-09-06 | 0.0075 | 18.8646 | 3.6551 | 3.6551 | 8.525 | 8.525 | 1918.4757 | 14350.1984 |  | 0
1959-09-07 | 0 | 0 | 0 | 0 | -6.6845 | -6.6845 | 1911.7912 | 14300.1983 |  | 0
1959-09-08 | 0 | 0 | 0 | 0 | -6.6845 | -6.6845 | 1905.1067 | 14250.1982 |  | 0
1959-09-09 | 0 | 0 | 0 | 0 | -6.6845 | -6.6845 | 1898.4222 | 14200.1982 |  | 0
1959-09-10 | 0.0041667 | 10.4803 | 3.6551 | 3.6551 | 0.14075 | 0.14075 | 1898.563 | 14201.251 |  | 0
1959-09-11 | 0 | 0 | 0 | 0 | -6.6845 | -6.6845 | 1891.8785 | 14151.2509 |  | 0
1959-09-12 | 0 | 0 | 0 | 0 | -6.6845 | -6.6845 | 1885.194 | 14101.2509 |  | 0
1959-09-13 | 0 | 0 | 0 | 0 | -6.6845 | -6.6845 | 1878.5095 | 14051.2508 |  | 0
1959-09-14 | 0 | 0 | 0 | 0 | -6.6845 | -6.6845 | 1871.825 | 14001.2508 |  | 0
1959-09-15 | 0 | 0 | 0 | 0 | -6.6845 | -6.6845 | 1865.1405 | 13951.2507 |  | 0
1959-09-16 | 0 | 0 | 0 | 0 | -6.6845 | -6.6845 | 1858.456 | 13901.2506 |  | 0
1959-09-17 | 0 | 0 | 0 | 0 | -6.6845 | -6.6845 | 1851.7715 | 13851.2506 |  | 0
1959-09-18 | 0 | 0 | 0 | 0 | -6.6845 | -6.6845 | 1845.087 | 13801.2505 |  | 0
1959-09-19 | 0 | 0 | 0 | 0 | -6.6845 | -6.6845 | 1838.4025 | 13751.2505 |  | 0
1959-09-20 | 0.005 | 12.5764 | 3.6551 | 3.6551 | 2.2368 | 2.2368 | 1840.6393 | 13767.9819 |  | 0
1959-09-21 | 0 | 0 | 0 | 0 | -6.6845 | -6.6845 | 1833.9548 | 13717.9818 |  | 0
1959-09-22 | 0.0475 | 119.4758 | 3.6551 | 3.6551 | 109.1362 | 109.1362 | 1943.091 | 14534.3207 |  | 0
1959-09-23 | 0 | 0 | 0 | 0 | -6.6845 | -6.6845 | 1936.4065 | 14484.3207 |  | 0
1959-09-24 | 0 | 0 | 0 | 0 | -6.6845 | -6.6845 | 1929.722 | 14434.3206 |  | 0
1959-09-25 | 0 | 0 | 0 | 0 | -6.6845 | -6.6845 | 1923.0375 | 14384.3206 |  | 0
1959-09-26 | 0 | 0 | 0 | 0 | -6.6845 | -6.6845 | 1916.353 | 14334.3205 |  | 0
1959-09-27 | 0 | 0 | 0 | 0 | -6.6845 | -6.6845 | 1909.6685 | 14284.3204 |  | 0
1959-09-28 | 0 | 0 | 0 | 0 | -6.6845 | -6.6845 | 1902.984 | 14234.3204 |  | 0
1959-09-29 | 0 | 0 | 0 | 0 | -6.6845 | -6.6845 | 1896.2995 | 14184.3203 |  | 0
1959-09-30 | 0 | 0 | 0 | 0 | -6.6845 | -6.6845 | 1889.615 | 14134.3203 |  | 0
1959-10-01 | 0 | 0 | 0 | 0 | -6.6845 | -6.6845 | 1882.9305 | 14084.3202 |  | 0
1959-10-02 | 0 | 0 | 0 | 0 | -6.6845 | -6.6845 | 1876.246 | 14034.3201 |  | 0
1959-10-03 | 0.028333 | 71.2663 | 3.6551 | 3.6551 | 60.9267 | 60.9267 | 1937.1727 | 14490.0518 |  | 0
1959-10-04 | 0.0016667 | 4.1921 | 3.6551 | 3.6551 | -6.1474 | -6.1474 | 1931.0252 | 14444.0689 |  | 0
1959-10-05 | 0 | 0 | 0 | 0 | -6.6845 | -6.6845 | 1924.3407 | 14394.0688 |  | 0
1959-10-06 | 0 | 0 | 0 | 0 | -6.6845 | -6.6845 | 1917.6562 | 14344.0687 |  | 0
1959-10-07 | 0 | 0 | 0 | 0 | -6.6845 | -6.6845 | 1910.9717 | 14294.0687 |  | 0
1959-10-08 | 0 | 0 | 0 | 0 | -6.6845 | -6.6845 | 1904.2872 | 14244.0686 |  | 0
1959-10-09 | 0 | 0 | 0 | 0 | -6.6845 | -6.6845 | 1897.6027 | 14194.0686 |  | 0
1959-10-10 | 0 | 0 | 0 | 0 | -6.6845 | -6.6845 | 1890.9182 | 14144.0685 |  | 0
1959-10-11 | 0 | 0 | 0 | 0 | -6.6845 | -6.6845 | 1884.2337 | 14094.0684 |  | 0
1959-10-12 | 0 | 0 | 0 | 0 | -6.6845 | -6.6845 | 1877.5492 | 14044.0684 |  | 0
1959-10-13 | 0 | 0 | 0 | 0 | -6.6845 | -6.6845 | 1870.8647 | 13994.0683 |  | 0
1959-10-14 | 0 | 0 | 0 | 0 | -6.6845 | -6.6845 | 1864.1802 | 13944.0683 |  | 0
1959-10-15 | 0 | 0 | 0 | 0 | -6.6845 | -6.6845 | 1857.4957 | 13894.0682 |  | 0
1959-10-16 | 0 | 0 | 0 | 0 | -6.6845 | -6.6845 | 1850.8112 | 13844.0681 |  | 0
1959-10-17 | 0 | 0 | 0 | 0 | -6.6845 | -6.6845 | 1844.1267 | 13794.0681 |  | 0
1959-10-18 | 0 | 0 | 0 | 0 | -6.6845 | -6.6845 | 1837.4422 | 13744.068 |  | 0
1959-10-19 | 0 | 0 | 0 | 0 | -6.6845 | -6.6845 | 1830.7577 | 13694.068 |  | 0
1959-10-20 | 0 | 0 | 0 | 0 | -6.6845 | -6.6845 | 1824.0732 | 13644.0679 |  | 0
1959-10-21 | 0 | 0 | 0 | 0 | -6.6845 | -6.6845 | 1817.3887 | 13594.0678 |  | 0
1959-10-22 | 0 | 0 | 0 | 0 | -6.6845 | -6.6845 | 1810.7042 | 13544.0678 |  | 0
1959-10-23 | 0 | 0 | 0 | 0 | -6.6845 | -6.6845 | 1804.0197 | 13494.0677 |  | 0
1959-10-24 | 0 | 0 | 0 | 0 | -6.6845 | -6.6845 | 1797.3352 | 13444.0677 |  | 0
1959-10-25 | 0 | 0 | 0 | 0 | -6.6845 | -6.6845 | 1790.6507 | 13394.0676 |  | 0
1959-10-26 | 0 | 0 | 0 | 0 | -6.6845 | -6.6845 | 1783.9662 | 13344.0675 |  | 0
1959-10-27 | 0 | 0 | 0 | 0 | -6.6845 | -6.6845 | 1777.2817 | 13294.0675 |  | 0
1959-10-28 | 0 | 0 | 0 | 0 | -6.6845 | -6.6845 | 1770.5972 | 13244.0674 |  | 0
1959-10-29 | 0.0025 | 6.2882 | 3.6551 | 3.6551 | -4.0514 | -4.0514 | 1766.5459 | 13213.7631 |  | 0
1959-10-30 | 0.0033333 | 8.3843 | 3.6551 | 3.6551 | -1.9553 | -1.9553 | 1764.5906 | 13199.1373 |  | 0
1959-10-31 | 0 | 0 | 0 | 0 | -6.6845 | -6.6845 | 1757.9061 | 13149.1373 |  | 0
1959-11-01 | 0 | 0 | 0 | 0 | -6.6845 | -6.6845 | 1751.2216 | 13099.1372 |  | 0
1959-11-02 | 0 | 0 | 0 | 0 | -6.6845 | -6.6845 | 1744.5371 | 13049.1372 |  | 0
1959-11-03 | 0 | 0 | 0 | 0 | -6.6845 | -6.6845 | 1737.8526 | 12999.1371 |  | 0
1959-11-04 | 0 | 0 | 0 | 0 | -6.6845 | -6.6845 | 1731.1681 | 12949.137 |  | 0
1959-11-05 | 0 | 0 | 0 | 0 | -6.6845 | -6.6845 | 1724.4836 | 12899.137 |  | 0
1959-11-06 | 0 | 0 | 0 | 0 | -6.6845 | -6.6845 | 1717.7991 | 12849.1369 |  | 0
1959-11-07 | 0 | 0 | 0 | 0 | -6.6845 | -6.6845 | 1711.1146 | 12799.1369 |  | 0
1959-11-08 | 0 | 0 | 0 | 0 | -6.6845 | -6.6845 | 1704.4301 | 12749.1368 |  | 0
1959-11-09 | 0 | 0 | 0 | 0 | -6.6845 | -6.6845 | 1697.7456 | 12699.1367 |  | 0
1959-11-10 | 0.0066667 | 16.7685 | 3.6551 | 3.6551 | 6.429 | 6.429 | 1704.1745 | 12747.2253 |  | 0
1959-11-11 | 0 | 0 | 0 | 0 | -6.6845 | -6.6845 | 1697.49 | 12697.2253 |  | 0
1959-11-12 | 0 | 0 | 0 | 0 | -6.6845 | -6.6845 | 1690.8055 | 12647.2252 |  | 0
1959-11-13 | 0.0025 | 6.2882 | 3.6551 | 3.6551 | -4.0514 | -4.0514 | 1686.7541 | 12616.9209 |  | 0
1959-11-14 | 0.025 | 62.882 | 3.6551 | 3.6551 | 52.5424 | 52.5424 | 1739.2965 | 13009.9382 |  | 0
1959-11-15 | 0.016667 | 41.9213 | 3.6551 | 3.6551 | 31.5818 | 31.5818 | 1770.8783 | 13246.1697 |  | 0
1959-11-16 | 0 | 0 | 0 | 0 | -6.6845 | -6.6845 | 1764.1938 | 13196.1696 |  | 0
1959-11-17 | 0 | 0 | 0 | 0 | -6.6845 | -6.6845 | 1757.5093 | 13146.1696 |  | 0
1959-11-18 | 0 | 0 | 0 | 0 | -6.6845 | -6.6845 | 1750.8248 | 13096.1695 |  | 0
1959-11-19 | 0 | 0 | 0 | 0 | -6.6845 | -6.6845 | 1744.1403 | 13046.1694 |  | 0
1959-11-20 | 0 | 0 | 0 | 0 | -6.6845 | -6.6845 | 1737.4558 | 12996.1694 |  | 0
1959-11-21 | 0 | 0 | 0 | 0 | -6.6845 | -6.6845 | 1730.7713 | 12946.1693 |  | 0
1959-11-22 | 0 | 0 | 0 | 0 | -6.6845 | -6.6845 | 1724.0868 | 12896.1693 |  | 0
1959-11-23 | 0 | 0 | 0 | 0 | -6.6845 | -6.6845 | 1717.4023 | 12846.1692 |  | 0
1959-11-24 | 0 | 0 | 0 | 0 | -6.6845 | -6.6845 | 1710.7178 | 12796.1691 |  | 0
1959-11-25 | 0 | 0 | 0 | 0 | -6.6845 | -6.6845 | 1704.0333 | 12746.1691 |  | 0
1959-11-26 | 0 | 0 | 0 | 0 | -6.6845 | -6.6845 | 1697.3488 | 12696.169 |  | 0
1959-11-27 | 0 | 0 | 0 | 0 | -6.6845 | -6.6845 | 1690.6643 | 12646.169 |  | 0
1959-11-28 | 0 | 0 | 0 | 0 | -6.6845 | -6.6845 | 1683.9798 | 12596.1689 |  | 0
1959-11-29 | 0 | 0 | 0 | 0 | -6.6845 | -6.6845 | 1677.2953 | 12546.1688 |  | 0
1959-11-30 | 0 | 0 | 0 | 0 | -6.6845 | -6.6845 | 1670.6108 | 12496.1688 |  | 0
1959-12-01 | 0 | 0 | 0 | 0 | -6.6845 | -6.6845 | 1663.9263 | 12446.1687 |  | 0
1959-12-02 | 0 | 0 | 0 | 0 | -6.6845 | -6.6845 | 1657.2418 | 12396.1687 |  | 0
1959-12-03 | 0 | 0 | 0 | 0 | -6.6845 | -6.6845 | 1650.5573 | 12346.1686 |  | 0
1959-12-04 | 0 | 0 | 0 | 0 | -6.6845 | -6.6845 | 1643.8728 | 12296.1685 |  | 0
1959-12-05 | 0 | 0 | 0 | 0 | -6.6845 | -6.6845 | 1637.1883 | 12246.1685 |  | 0
1959-12-06 | 0 | 0 | 0 | 0 | -6.6845 | -6.6845 | 1630.5038 | 12196.1684 |  | 0
1959-12-07 | 0 | 0 | 0 | 0 | -6.6845 | -6.6845 | 1623.8193 | 12146.1684 |  | 0
1959-12-08 | 0.0041667 | 10.4803 | 3.6551 | 3.6551 | 0.14075 | 0.14075 | 1623.9601 | 12147.2212 |  | 0
1959-12-09 | 0 | 0 | 0 | 0 | -6.6845 | -6.6845 | 1617.2756 | 12097.2211 |  | 0
1959-12-10 | 0 | 0 | 0 | 0 | -6.6845 | -6.6845 | 1610.5911 | 12047.2211 |  | 0
1959-12-11 | 0 | 0 | 0 | 0 | -6.6845 | -6.6845 | 1603.9066 | 11997.221 |  | 0
1959-12-12 | 0 | 0 | 0 | 0 | -6.6845 | -6.6845 | 1597.2221 | 11947.221 |  | 0
1959-12-13 | 0.0091667 | 23.0567 | 3.6551 | 3.6551 | 12.7172 | 12.7172 | 1609.9392 | 12042.3453 |  | 0
1959-12-14 | 0 | 0 | 0 | 0 | -6.6845 | -6.6845 | 1603.2547 | 11992.3452 |  | 0
1959-12-15 | 0.0041667 | 10.4803 | 3.6551 | 3.6551 | 0.14075 | 0.14075 | 1603.3955 | 11993.398 |  | 0
1959-12-16 | 0.00083333 | 2.0961 | 3.6551 | 2.0961 | -6.6845 | -6.6845 | 1596.711 | 11943.398 |  | 0
1959-12-17 | 0 | 0 | 0 | 0 | -6.6845 | -6.6845 | 1590.0265 | 11893.3979 |  | 0
1959-12-18 | 0 | 0 | 0 | 0 | -6.6845 | -6.6845 | 1583.342 | 11843.3979 |  | 0
1959-12-19 | 0 | 0 | 0 | 0 | -6.6845 | -6.6845 | 1576.6575 | 11793.3978 |  | 0
1959-12-20 | 0 | 0 | 0 | 0 | -6.6845 | -6.6845 | 1569.973 | 11743.3977 |  | 0
1959-12-21 | 0 | 0 | 0 | 0 | -6.6845 | -6.6845 | 1563.2885 | 11693.3977 |  | 0
1959-12-22 | 0 | 0 | 0 | 0 | -6.6845 | -6.6845 | 1556.604 | 11643.3976 |  | 0
1959-12-23 | 0 | 0 | 0 | 0 | -6.6845 | -6.6845 | 1549.9195 | 11593.3976 |  | 0
1959-12-24 | 0 | 0 | 0 | 0 | -6.6845 | -6.6845 | 1543.235 | 11543.3975 |  | 0
1959-12-25 | 0 | 0 | 0 | 0 | -6.6845 | -6.6845 | 1536.5505 | 11493.3974 |  | 0
1959-12-26 | 0 | 0 | 0 | 0 | -6.6845 | -6.6845 | 1529.866 | 11443.3974 |  | 0
1959-12-27 | 0 | 0 | 0 | 0 | -6.6845 | -6.6845 | 1523.1815 | 11393.3973 |  | 0
1959-12-28 | 0 | 0 | 0 | 0 | -6.6845 | -6.6845 | 1516.497 | 11343.3973 |  | 0
1959-12-29 | 0 | 0 | 0 | 0 | -6.6845 | -6.6845 | 1509.8125 | 11293.3972 |  | 0
1959-12-30 | 0 | 0 | 0 | 0 | -6.6845 | -6.6845 | 1503.128 | 11243.3971 |  | 0
1959-12-31 | 0.011667 | 29.3449 | 3.6551 | 3.6551 | 19.0054 | 19.0054 | 1522.1333 | 11385.5572 |  | 0
1960-01-01 | 0 | 0 | 0 | 0 | -6.6845 | -6.6845 | 1515.4488 | 11335.5571 |  | 0
1960-01-02 | 0 | 0 | 0 | 0 | -6.6845 | -6.6845 | 1508.7643 | 11285.5571 |  | 0
1960-01-03 | 0 | 0 | 0 | 0 | -6.6845 | -6.6845 | 1502.0798 | 11235.557 |  | 0
1960-01-04 | 0.019167 | 48.2095 | 3.6551 | 3.6551 | 37.87 | 37.87 | 1539.9498 | 11518.8242 |  | 0
1960-01-05 | 0.0525 | 132.0522 | 3.6551 | 3.6551 | 121.7126 | 121.7126 | 1661.6624 | 12429.2346 |  | 0
1960-01-06 | 0 | 0 | 0 | 0 | -6.6845 | -6.6845 | 1654.9779 | 12379.2346 |  | 0
1960-01-07 | 0 | 0 | 0 | 0 | -6.6845 | -6.6845 | 1648.2934 | 12329.2345 |  | 0
1960-01-08 | 0 | 0 | 0 | 0 | -6.6845 | -6.6845 | 1641.6089 | 12279.2345 |  | 0
1960-01-09 | 0 | 0 | 0 | 0 | -6.6845 | -6.6845 | 1634.9244 | 12229.2344 |  | 0
1960-01-10 | 0 | 0 | 0 | 0 | -6.6845 | -6.6845 | 1628.2399 | 12179.2343 |  | 0
1960-01-11 | 0.021667 | 54.4977 | 3.6551 | 3.6551 | 44.1582 | 44.1582 | 1672.398 | 12509.5373 |  | 0
1960-01-12 | 0.0025 | 6.2882 | 3.6551 | 3.6551 | -4.0514 | -4.0514 | 1668.3467 | 12479.233 |  | 0
1960-01-13 | 0 | 0 | 0 | 0 | -6.6845 | -6.6845 | 1661.6622 | 12429.2329 |  | 0
1960-01-14 | 0 | 0 | 0 | 0 | -6.6845 | -6.6845 | 1654.9777 | 12379.2329 |  | 0
1960-01-15 | 0 | 0 | 0 | 0 | -6.6845 | -6.6845 | 1648.2932 | 12329.2328 |  | 0
1960-01-16 | 0 | 0 | 0 | 0 | -6.6845 | -6.6845 | 1641.6087 | 12279.2328 |  | 0
1960-01-17 | 0 | 0 | 0 | 0 | -6.6845 | -6.6845 | 1634.9242 | 12229.2327 |  | 0
1960-01-18 | 0 | 0 | 0 | 0 | -6.6845 | -6.6845 | 1628.2397 | 12179.2326 |  | 0
1960-01-19 | 0 | 0 | 0 | 0 | -6.6845 | -6.6845 | 1621.5552 | 12129.2326 |  | 0
1960-01-20 | 0 | 0 | 0 | 0 | -6.6845 | -6.6845 | 1614.8707 | 12079.2325 |  | 0
1960-01-21 | 0 | 0 | 0 | 0 | -6.6845 | -6.6845 | 1608.1862 | 12029.2325 |  | 0
1960-01-22 | 0 | 0 | 0 | 0 | -6.6845 | -6.6845 | 1601.5017 | 11979.2324 |  | 0
1960-01-23 | 0 | 0 | 0 | 0 | -6.6845 | -6.6845 | 1594.8172 | 11929.2323 |  | 0
1960-01-24 | 0 | 0 | 0 | 0 | -6.6845 | -6.6845 | 1588.1327 | 11879.2323 |  | 0
1960-01-25 | 0 | 0 | 0 | 0 | -6.6845 | -6.6845 | 1581.4482 | 11829.2322 |  | 0
1960-01-26 | 0 | 0 | 0 | 0 | -6.6845 | -6.6845 | 1574.7637 | 11779.2322 |  | 0
1960-01-27 | 0 | 0 | 0 | 0 | -6.6845 | -6.6845 | 1568.0792 | 11729.2321 |  | 0
1960-01-28 | 0 | 0 | 0 | 0 | -6.6845 | -6.6845 | 1561.3947 | 11679.232 |  | 0
1960-01-29 | 0 | 0 | 0 | 0 | -6.6845 | -6.6845 | 1554.7102 | 11629.232 |  | 0
1960-01-30 | 0 | 0 | 0 | 0 | -6.6845 | -6.6845 | 1548.0257 | 11579.2319 |  | 0
1960-01-31 | 0 | 0 | 0 | 0 | -6.6845 | -6.6845 | 1541.3412 | 11529.2319 |  | 0
1960-02-01 | 0 | 0 | 0 | 0 | -6.6845 | -6.6845 | 1534.6567 | 11479.2318 |  | 0
1960-02-02 | 0 | 0 | 0 | 0 | -6.6845 | -6.6845 | 1527.9722 | 11429.2317 |  | 0
1960-02-03 | 0 | 0 | 0 | 0 | -6.6845 | -6.6845 | 1521.2877 | 11379.2317 |  | 0
1960-02-04 | 0 | 0 | 0 | 0 | -6.6845 | -6.6845 | 1514.6032 | 11329.2316 |  | 0
1960-02-05 | 0 | 0 | 0 | 0 | -6.6845 | -6.6845 | 1507.9187 | 11279.2316 |  | 0
1960-02-06 | 0 | 0 | 0 | 0 | -6.6845 | -6.6845 | 1501.2342 | 11229.2315 |  | 0
1960-02-07 | 0 | 0 | 0 | 0 | -6.6845 | -6.6845 | 1494.5497 | 11179.2314 |  | 0
1960-02-08 | 0 | 0 | 0 | 0 | -6.6845 | -6.6845 | 1487.8652 | 11129.2314 |  | 0
1960-02-09 | 0 | 0 | 0 | 0 | -6.6845 | -6.6845 | 1481.1807 | 11079.2313 |  | 0
1960-02-10 | 0 | 0 | 0 | 0 | -6.6845 | -6.6845 | 1474.4962 | 11029.2313 |  | 0
1960-02-11 | 0.0058333 | 14.6725 | 3.6551 | 3.6551 | 4.3329 | 4.3329 | 1478.829 | 11061.6413 |  | 0
1960-02-12 | 0.0025 | 6.2882 | 3.6551 | 3.6551 | -4.0514 | -4.0514 | 1474.7777 | 11031.3369 |  | 0
1960-02-13 | 0 | 0 | 0 | 0 | -6.6845 | -6.6845 | 1468.0932 | 10981.3369 |  | 0
1960-02-14 | 0 | 0 | 0 | 0 | -6.6845 | -6.6845 | 1461.4087 | 10931.3368 |  | 0
1960-02-15 | 0 | 0 | 0 | 0 | -6.6845 | -6.6845 | 1454.7242 | 10881.3368 |  | 0
1960-02-16 | 0 | 0 | 0 | 0 | -6.6845 | -6.6845 | 1448.0397 | 10831.3367 |  | 0
1960-02-17 | 0 | 0 | 0 | 0 | -6.6845 | -6.6845 | 1441.3552 | 10781.3366 |  | 0
1960-02-18 | 0 | 0 | 0 | 0 | -6.6845 | -6.6845 | 1434.6707 | 10731.3366 |  | 0
1960-02-19 | 0 | 0 | 0 | 0 | -6.6845 | -6.6845 | 1427.9862 | 10681.3365 |  | 0
1960-02-20 | 0 | 0 | 0 | 0 | -6.6845 | -6.6845 | 1421.3017 | 10631.3365 |  | 0
1960-02-21 | 0 | 0 | 0 | 0 | -6.6845 | -6.6845 | 1414.6172 | 10581.3364 |  | 0
1960-02-22 | 0 | 0 | 0 | 0 | -6.6845 | -6.6845 | 1407.9327 | 10531.3363 |  | 0
1960-02-23 | 0 | 0 | 0 | 0 | -6.6845 | -6.6845 | 1401.2482 | 10481.3363 |  | 0
1960-02-24 | 0 | 0 | 0 | 0 | -6.6845 | -6.6845 | 1394.5637 | 10431.3362 |  | 0
1960-02-25 | 0 | 0 | 0 | 0 | -6.6845 | -6.6845 | 1387.8792 | 10381.3362 |  | 0
1960-02-26 | 0 | 0 | 0 | 0 | -6.6845 | -6.6845 | 1381.1947 | 10331.3361 |  | 0
1960-02-27 | 0 | 0 | 0 | 0 | -6.6845 | -6.6845 | 1374.5102 | 10281.336 |  | 0
1960-02-28 | 0 | 0 | 0 | 0 | -6.6845 | -6.6845 | 1367.8257 | 10231.336 |  | 0
1960-02-29 | 0 | 0 | 0 | 0 | -6.6845 | -6.6845 | 1361.1412 | 10181.3359 |  | 0
1960-03-01 | 0 | 0 | 0 | 0 | -6.6845 | -6.6845 | 1354.4567 | 10131.3359 |  | 0
1960-03-02 | 0 | 0 | 0 | 0 | -6.6845 | -6.6845 | 1347.7722 | 10081.3358 |  | 0
1960-03-03 | 0 | 0 | 0 | 0 | -6.6845 | -6.6845 | 1341.0877 | 10031.3357 |  | 0
1960-03-04 | 0 | 0 | 0 | 0 | -6.6845 | -6.6845 | 1334.4032 | 9981.3357 |  | 0
1960-03-05 | 0 | 0 | 0 | 0 | -6.6845 | -6.6845 | 1327.7187 | 9931.3356 |  | 0
1960-03-06 | 0 | 0 | 0 | 0 | -6.6845 | -6.6845 | 1321.0342 | 9881.3356 |  | 0
1960-03-07 | 0 | 0 | 0 | 0 | -6.6845 | -6.6845 | 1314.3497 | 9831.3355 |  | 0
1960-03-08 | 0 | 0 | 0 | 0 | -6.6845 | -6.6845 | 1307.6652 | 9781.3354 |  | 0
1960-03-09 | 0 | 0 | 0 | 0 | -6.6845 | -6.6845 | 1300.9807 | 9731.3354 |  | 0
1960-03-10 | 0 | 0 | 0 | 0 | -6.6845 | -6.6845 | 1294.2962 | 9681.3353 |  | 0
1960-03-11 | 0 | 0 | 0 | 0 | -6.6845 | -6.6845 | 1287.6117 | 9631.3353 |  | 0
1960-03-12 | 0 | 0 | 0 | 0 | -6.6845 | -6.6845 | 1280.9272 | 9581.3352 |  | 0
1960-03-13 | 0 | 0 | 0 | 0 | -6.6845 | -6.6845 | 1274.2427 | 9531.3351 |  | 0
1960-03-14 | 0 | 0 | 0 | 0 | -6.6845 | -6.6845 | 1267.5582 | 9481.3351 |  | 0
1960-03-15 | 0 | 0 | 0 | 0 | -6.6845 | -6.6845 | 1260.8737 | 9431.335 |  | 0
1960-03-16 | 0 | 0 | 0 | 0 | -6.6845 | -6.6845 | 1254.1892 | 9381.335 |  | 0
1960-03-17 | 0.0033333 | 8.3843 | 3.6551 | 3.6551 | -1.9553 | -1.9553 | 1252.2339 | 9366.7092 |  | 0
1960-03-18 | 0 | 0 | 0 | 0 | -6.6845 | -6.6845 | 1245.5494 | 9316.7091 |  | 0
1960-03-19 | 0 | 0 | 0 | 0 | -6.6845 | -6.6845 | 1238.8649 | 9266.7091 |  | 0
1960-03-20 | 0 | 0 | 0 | 0 | -6.6845 | -6.6845 | 1232.1804 | 9216.709 |  | 0
1960-03-21 | 0 | 0 | 0 | 0 | -6.6845 | -6.6845 | 1225.4959 | 9166.709 |  | 0
1960-03-22 | 0 | 0 | 0 | 0 | -6.6845 | -6.6845 | 1218.8114 | 9116.7089 |  | 0
1960-03-23 | 0 | 0 | 0 | 0 | -6.6845 | -6.6845 | 1212.1269 | 9066.7088 |  | 0
1960-03-24 | 0.0025 | 6.2882 | 3.6551 | 3.6551 | -4.0514 | -4.0514 | 1208.0755 | 9036.4045 |  | 0
1960-03-25 | 0.078333 | 197.0303 | 3.6551 | 3.6551 | 186.6907 | 186.6907 | 1394.7662 | 10432.8509 |  | 0
1960-03-26 | 0.0083333 | 20.9607 | 3.6551 | 3.6551 | 10.6211 | 10.6211 | 1405.3872 | 10512.2966 |  | 0
1960-03-27 | 0 | 0 | 0 | 0 | -6.6845 | -6.6845 | 1398.7027 | 10462.2965 |  | 0
1960-03-28 | 0 | 0 | 0 | 0 | -6.6845 | -6.6845 | 1392.0182 | 10412.2965 |  | 0
1960-03-29 | 0 | 0 | 0 | 0 | -6.6845 | -6.6845 | 1385.3337 | 10362.2964 |  | 0
1960-03-30 | 0 | 0 | 0 | 0 | -6.6845 | -6.6845 | 1378.6492 | 10312.2963 |  | 0
1960-03-31 | 0 | 0 | 0 | 0 | -6.6845 | -6.6845 | 1371.9647 | 10262.2963 |  | 0
1960-04-01 | 0 | 0 | 0 | 0 | -6.6845 | -6.6845 | 1365.2802 | 10212.2962 |  | 0
1960-04-02 | 0.0091667 | 23.0567 | 3.6551 | 3.6551 | 12.7172 | 12.7172 | 1377.9974 | 10307.4205 |  | 0
1960-04-03 | 0 | 0 | 0 | 0 | -6.6845 | -6.6845 | 1371.3129 | 10257.4205 |  | 0
1960-04-04 | 0 | 0 | 0 | 0 | -6.6845 | -6.6845 | 1364.6284 | 10207.4204 |  | 0
1960-04-05 | 0 | 0 | 0 | 0 | -6.6845 | -6.6845 | 1357.9439 | 10157.4203 |  | 0
1960-04-06 | 0 | 0 | 0 | 0 | -6.6845 | -6.6845 | 1351.2594 | 10107.4203 |  | 0
1960-04-07 | 0 | 0 | 0 | 0 | -6.6845 | -6.6845 | 1344.5749 | 10057.4202 |  | 0
1960-04-08 | 0 | 0 | 0 | 0 | -6.6845 | -6.6845 | 1337.8904 | 10007.4202 |  | 0
1960-04-09 | 0 | 0 | 0 | 0 | -6.6845 | -6.6845 | 1331.2059 | 9957.4201 |  | 0
1960-04-10 | 0 | 0 | 0 | 0 | -6.6845 | -6.6845 | 1324.5214 | 9907.42 |  | 0
1960-04-11 | 0 | 0 | 0 | 0 | -6.6845 | -6.6845 | 1317.8369 | 9857.42 |  | 0
1960-04-12 | 0 | 0 | 0 | 0 | -6.6845 | -6.6845 | 1311.1524 | 9807.4199 |  | 0
1960-04-13 | 0 | 0 | 0 | 0 | -6.6845 | -6.6845 | 1304.4679 | 9757.4199 |  | 0
1960-04-14 | 0 | 0 | 0 | 0 | -6.6845 | -6.6845 | 1297.7834 | 9707.4198 |  | 0
1960-04-15 | 0 | 0 | 0 | 0 | -6.6845 | -6.6845 | 1291.0989 | 9657.4197 |  | 0
1960-04-16 | 0 | 0 | 0 | 0 | -6.6845 | -6.6845 | 1284.4144 | 9607.4197 |  | 0
1960-04-17 | 0 | 0 | 0 | 0 | -6.6845 | -6.6845 | 1277.7299 | 9557.4196 |  | 0
1960-04-18 | 0 | 0 | 0 | 0 | -6.6845 | -6.6845 | 1271.0454 | 9507.4196 |  | 0
1960-04-19 | 0 | 0 | 0 | 0 | -6.6845 | -6.6845 | 1264.3609 | 9457.4195 |  | 0
1960-04-20 | 0 | 0 | 0 | 0 | -6.6845 | -6.6845 | 1257.6764 | 9407.4194 |  | 0
1960-04-21 | 0 | 0 | 0 | 0 | -6.6845 | -6.6845 | 1250.9919 | 9357.4194 |  | 0
1960-04-22 | 0 | 0 | 0 | 0 | -6.6845 | -6.6845 | 1244.3074 | 9307.4193 |  | 0
1960-04-23 | 0 | 0 | 0 | 0 | -6.6845 | -6.6845 | 1237.6229 | 9257.4193 |  | 0
1960-04-24 | 0 | 0 | 0 | 0 | -6.6845 | -6.6845 | 1230.9384 | 9207.4192 |  | 0
1960-04-25 | 0 | 0 | 0 | 0 | -6.6845 | -6.6845 | 1224.2539 | 9157.4191 |  | 0
1960-04-26 | 0 | 0 | 0 | 0 | -6.6845 | -6.6845 | 1217.5694 | 9107.4191 |  | 0
1960-04-27 | 0 | 0 | 0 | 0 | -6.6845 | -6.6845 | 1210.8849 | 9057.419 |  | 0
1960-04-28 | 0 | 0 | 0 | 0 | -6.6845 | -6.6845 | 1204.2004 | 9007.419 |  | 0
1960-04-29 | 0 | 0 | 0 | 0 | -6.6845 | -6.6845 | 1197.5159 | 8957.4189 |  | 0
1960-04-30 | 0 | 0 | 0 | 0 | -6.6845 | -6.6845 | 1190.8314 | 8907.4188 |  | 0
1960-05-01 | 0 | 0 | 0 | 0 | -6.6845 | -6.6845 | 1184.1469 | 8857.4188 |  | 0
1960-05-02 | 0 | 0 | 0 | 0 | -6.6845 | -6.6845 | 1177.4624 | 8807.4187 |  | 0
1960-05-03 | 0 | 0 | 0 | 0 | -6.6845 | -6.6845 | 1170.7779 | 8757.4187 |  | 0
1960-05-04 | 0 | 0 | 0 | 0 | -6.6845 | -6.6845 | 1164.0934 | 8707.4186 |  | 0
1960-05-05 | 0 | 0 | 0 | 0 | -6.6845 | -6.6845 | 1157.4089 | 8657.4185 |  | 0
1960-05-06 | 0 | 0 | 0 | 0 | -6.6845 | -6.6845 | 1150.7244 | 8607.4185 |  | 0
1960-05-07 | 0 | 0 | 0 | 0 | -6.6845 | -6.6845 | 1144.0399 | 8557.4184 |  | 0
1960-05-08 | 0 | 0 | 0 | 0 | -6.6845 | -6.6845 | 1137.3554 | 8507.4184 |  | 0
1960-05-09 | 0 | 0 | 0 | 0 | -6.6845 | -6.6845 | 1130.6709 | 8457.4183 |  | 0
1960-05-10 | 0 | 0 | 0 | 0 | -6.6845 | -6.6845 | 1123.9864 | 8407.4182 |  | 0
1960-05-11 | 0 | 0 | 0 | 0 | -6.6845 | -6.6845 | 1117.3019 | 8357.4182 |  | 0
1960-05-12 | 0 | 0 | 0 | 0 | -6.6845 | -6.6845 | 1110.6174 | 8307.4181 |  | 0
1960-05-13 | 0 | 0 | 0 | 0 | -6.6845 | -6.6845 | 1103.9329 | 8257.4181 |  | 0
1960-05-14 | 0 | 0 | 0 | 0 | -6.6845 | -6.6845 | 1097.2484 | 8207.418 |  | 0
1960-05-15 | 0 | 0 | 0 | 0 | -6.6845 | -6.6845 | 1090.5639 | 8157.4179 |  | 0
1960-05-16 | 0 | 0 | 0 | 0 | -6.6845 | -6.6845 | 1083.8794 | 8107.4179 |  | 0
1960-05-17 | 0 | 0 | 0 | 0 | -6.6845 | -6.6845 | 1077.1949 | 8057.4178 |  | 0
1960-05-18 | 0 | 0 | 0 | 0 | -6.6845 | -6.6845 | 1070.5104 | 8007.4178 |  | 0
1960-05-19 | 0 | 0 | 0 | 0 | -6.6845 | -6.6845 | 1063.8259 | 7957.4177 |  | 0
1960-05-20 | 0 | 0 | 0 | 0 | -6.6845 | -6.6845 | 1057.1414 | 7907.4176 |  | 0
1960-05-21 | 0 | 0 | 0 | 0 | -6.6845 | -6.6845 | 1050.4569 | 7857.4176 |  | 0
1960-05-22 | 0 | 0 | 0 | 0 | -6.6845 | -6.6845 | 1043.7724 | 7807.4175 |  | 0
1960-05-23 | 0 | 0 | 0 | 0 | -6.6845 | -6.6845 | 1037.0879 | 7757.4175 |  | 0
1960-05-24 | 0 | 0 | 0 | 0 | -6.6845 | -6.6845 | 1030.4034 | 7707.4174 |  | 0
1960-05-25 | 0 | 0 | 0 | 0 | -6.6845 | -6.6845 | 1023.7189 | 7657.4173 |  | 0
1960-05-26 | 0 | 0 | 0 | 0 | -6.6845 | -6.6845 | 1017.0344 | 7607.4173 |  | 0
1960-05-27 | 0 | 0 | 0 | 0 | -6.6845 | -6.6845 | 1010.3499 | 7557.4172 |  | 0
1960-05-28 | 0 | 0 | 0 | 0 | -6.6845 | -6.6845 | 1003.6654 | 7507.4172 |  | 0
1960-05-29 | 0 | 0 | 0 | 0 | -6.6845 | -6.6845 | 996.9809 | 7457.4171 |  | 0
1960-05-30 | 0 | 0 | 0 | 0 | -6.6845 | -6.6845 | 990.2964 | 7407.417 |  | 0
1960-05-31 | 0.010833 | 27.2489 | 3.6551 | 3.6551 | 16.9093 | 16.9093 | 1007.2057 | 7533.8985 |  | 0
1960-06-01 | 0.0066667 | 16.7685 | 3.6551 | 3.6551 | 6.429 | 6.429 | 1013.6346 | 7581.9871 |  | 0
1960-06-02 | 0 | 0 | 0 | 0 | -6.6845 | -6.6845 | 1006.9501 | 7531.987 |  | 0
1960-06-03 | 0 | 0 | 0 | 0 | -6.6845 | -6.6845 | 1000.2656 | 7481.987 |  | 0
1960-06-04 | 0 | 0 | 0 | 0 | -6.6845 | -6.6845 | 993.5811 | 7431.9869 |  | 0
1960-06-05 | 0 | 0 | 0 | 0 | -6.6845 | -6.6845 | 986.8966 | 7381.9868 |  | 0
1960-06-06 | 0.005 | 12.5764 | 3.6551 | 3.6551 | 2.2368 | 2.2368 | 989.1335 | 7398.7183 |  | 0
1960-06-07 | 0.01 | 25.1528 | 3.6551 | 3.6551 | 14.8132 | 14.8132 | 1003.9467 | 7509.5211 |  | 0
1960-06-08 | 0 | 0 | 0 | 0 | -6.6845 | -6.6845 | 997.2622 | 7459.5211 |  | 0
1960-06-09 | 0 | 0 | 0 | 0 | -6.6845 | -6.6845 | 990.5777 | 7409.521 |  | 0
1960-06-10 | 0 | 0 | 0 | 0 | -6.6845 | -6.6845 | 983.8932 | 7359.521 |  | 0
1960-06-11 | 0.045833 | 115.2837 | 3.6551 | 3.6551 | 104.9441 | 104.9441 | 1088.8373 | 8144.5027 |  | 0
1960-06-12 | 0.065 | 163.4932 | 3.6551 | 3.6551 | 153.1536 | 153.1536 | 1241.9909 | 9290.0918 |  | 0
1960-06-13 | 0 | 0 | 0 | 0 | -6.6845 | -6.6845 | 1235.3064 | 9240.0917 |  | 0
1960-06-14 | 0 | 0 | 0 | 0 | -6.6845 | -6.6845 | 1228.6219 | 9190.0917 |  | 0
1960-06-15 | 0 | 0 | 0 | 0 | -6.6845 | -6.6845 | 1221.9374 | 9140.0916 |  | 0
1960-06-16 | 0 | 0 | 0 | 0 | -6.6845 | -6.6845 | 1215.2529 | 9090.0916 |  | 0
1960-06-17 | 0 | 0 | 0 | 0 | -6.6845 | -6.6845 | 1208.5684 | 9040.0915 |  | 0
1960-06-18 | 0 | 0 | 0 | 0 | -6.6845 | -6.6845 | 1201.8839 | 8990.0914 |  | 0
1960-06-19 | 0 | 0 | 0 | 0 | -6.6845 | -6.6845 | 1195.1994 | 8940.0914 |  | 0
1960-06-20 | 0 | 0 | 0 | 0 | -6.6845 | -6.6845 | 1188.5149 | 8890.0913 |  | 0
1960-06-21 | 0 | 0 | 0 | 0 | -6.6845 | -6.6845 | 1181.8304 | 8840.0913 |  | 0
1960-06-22 | 0 | 0 | 0 | 0 | -6.6845 | -6.6845 | 1175.1459 | 8790.0912 |  | 0
1960-06-23 | 0 | 0 | 0 | 0 | -6.6845 | -6.6845 | 1168.4614 | 8740.0911 |  | 0
1960-06-24 | 0 | 0 | 0 | 0 | -6.6845 | -6.6845 | 1161.7769 | 8690.0911 |  | 0
1960-06-25 | 0.00083333 | 2.0961 | 3.6551 | 2.0961 | -6.6845 | -6.6845 | 1155.0924 | 8640.091 |  | 0
1960-06-26 | 0 | 0 | 0 | 0 | -6.6845 | -6.6845 | 1148.4079 | 8590.091 |  | 0
1960-06-27 | 0 | 0 | 0 | 0 | -6.6845 | -6.6845 | 1141.7234 | 8540.0909 |  | 0
1960-06-28 | 0 | 0 | 0 | 0 | -6.6845 | -6.6845 | 1135.0389 | 8490.0908 |  | 0
1960-06-29 | 0 | 0 | 0 | 0 | -6.6845 | -6.6845 | 1128.3544 | 8440.0908 |  | 0
1960-06-30 | 0.020833 | 52.4017 | 3.6551 | 3.6551 | 42.0621 | 42.0621 | 1170.4165 | 8754.7152 |  | 0
1960-07-01 | 0 | 0 | 0 | 0 | -6.6845 | -6.6845 | 1163.732 | 8704.7151 |  | 0
1960-07-02 | 0 | 0 | 0 | 0 | -6.6845 | -6.6845 | 1157.0475 | 8654.7151 |  | 0
1960-07-03 | 0 | 0 | 0 | 0 | -6.6845 | -6.6845 | 1150.363 | 8604.715 |  | 0
1960-07-04 | 0 | 0 | 0 | 0 | -6.6845 | -6.6845 | 1143.6785 | 8554.7149 |  | 0
1960-07-05 | 0.061667 | 155.1089 | 3.6551 | 3.6551 | 144.7694 | 144.7694 | 1288.4478 | 9637.5897 |  | 0
1960-07-06 | 0.030833 | 77.5545 | 3.6551 | 3.6551 | 67.2149 | 67.2149 | 1355.6627 | 10140.3571 |  | 0
1960-07-07 | 0.0425 | 106.8994 | 3.6551 | 3.6551 | 96.5598 | 96.5598 | 1452.2225 | 10862.6245 |  | 0
1960-07-08 | 0.0091667 | 23.0567 | 3.6551 | 3.6551 | 12.7172 | 12.7172 | 1464.9397 | 10957.7488 |  | 0
1960-07-09 | 0.00083333 | 2.0961 | 3.6551 | 2.0961 | -6.6845 | -6.6845 | 1458.2552 | 10907.7488 |  | 0
1960-07-10 | 0 | 0 | 0 | 0 | -6.6845 | -6.6845 | 1451.5707 | 10857.7487 |  | 0
1960-07-11 | 0 | 0 | 0 | 0 | -6.6845 | -6.6845 | 1444.8862 | 10807.7486 |  | 0
1960-07-12 | 0.014167 | 35.6331 | 3.6551 | 3.6551 | 25.2936 | 25.2936 | 1470.1797 | 10996.9444 |  | 0
1960-07-13 | 0.015833 | 39.8253 | 3.6551 | 3.6551 | 29.4857 | 29.4857 | 1499.6654 | 11217.4973 |  | 0
1960-07-14 | 0.025833 | 64.9781 | 3.6551 | 3.6551 | 54.6385 | 54.6385 | 1554.3039 | 11626.1932 |  | 0
1960-07-15 | 0 | 0 | 0 | 0 | -6.6845 | -6.6845 | 1547.6194 | 11576.1932 |  | 0
1960-07-16 | 0 | 0 | 0 | 0 | -6.6845 | -6.6845 | 1540.9349 | 11526.1931 |  | 0
1960-07-17 | 0 | 0 | 0 | 0 | -6.6845 | -6.6845 | 1534.2504 | 11476.193 |  | 0
1960-07-18 | 0 | 0 | 0 | 0 | -6.6845 | -6.6845 | 1527.5659 | 11426.193 |  | 0
1960-07-19 | 0 | 0 | 0 | 0 | -6.6845 | -6.6845 | 1520.8814 | 11376.1929 |  | 0
1960-07-20 | 0 | 0 | 0 | 0 | -6.6845 | -6.6845 | 1514.1969 | 11326.1929 |  | 0
1960-07-21 | 0.15083 | 379.3881 | 3.6551 | 3.6551 | 369.0485 | 369.0485 | 1883.2454 | 14086.6755 |  | 0
1960-07-22 | 0 | 0 | 0 | 0 | -6.6845 | -6.6845 | 1876.5609 | 14036.6755 |  | 0
1960-07-23 | 0.0425 | 106.8994 | 3.6551 | 3.6551 | 96.5598 | 96.5598 | 1973.1207 | 14758.9429 |  | 0
1960-07-24 | 0 | 0 | 0 | 0 | -6.6845 | -6.6845 | 1966.4362 | 14708.9429 |  | 0
1960-07-25 | 0 | 0 | 0 | 0 | -6.6845 | -6.6845 | 1959.7517 | 14658.9428 |  | 0
1960-07-26 | 0.018333 | 46.1135 | 3.6551 | 3.6551 | 35.7739 | 35.7739 | 1995.5256 | 14926.5315 |  | 0
1960-07-27 | 0 | 0 | 0 | 0 | -6.6845 | -6.6845 | 1988.8411 | 14876.5314 |  | 0
1960-07-28 | 0 | 0 | 0 | 0 | -6.6845 | -6.6845 | 1982.1566 | 14826.5314 |  | 0
1960-07-29 | 0 | 0 | 0 | 0 | -6.6845 | -6.6845 | 1975.4721 | 14776.5313 |  | 0
1960-07-30 | 0.00083333 | 2.0961 | 3.6551 | 2.0961 | -6.6845 | -6.6845 | 1968.7876 | 14726.5312 |  | 0
1960-07-31 | 0 | 0 | 0 | 0 | -6.6845 | -6.6845 | 1962.1031 | 14676.5312 |  | 0
1960-08-01 | 0 | 0 | 0 | 0 | -6.6845 | -6.6845 | 1955.4186 | 14626.5311 |  | 0
1960-08-02 | 0 | 0 | 0 | 0 | -6.6845 | -6.6845 | 1948.7341 | 14576.5311 |  | 0
1960-08-03 | 0 | 0 | 0 | 0 | -6.6845 | -6.6845 | 1942.0496 | 14526.531 |  | 0
1960-08-04 | 0.0175 | 44.0174 | 3.6551 | 3.6551 | 33.6778 | 33.6778 | 1975.7274 | 14778.4411 |  | 0
1960-08-05 | 0 | 0 | 0 | 0 | -6.6845 | -6.6845 | 1969.0429 | 14728.441 |  | 0
1960-08-06 | 0.0033333 | 8.3843 | 3.6551 | 3.6551 | -1.9553 | -1.9553 | 1967.0876 | 14713.8153 |  | 0
1960-08-07 | 0 | 0 | 0 | 0 | -6.6845 | -6.6845 | 1960.4031 | 14663.8152 |  | 0
1960-08-08 | 0.021667 | 54.4977 | 3.6551 | 3.6551 | 44.1582 | 44.1582 | 2004.5613 | 14994.1182 |  | 0
1960-08-09 | 0.0033333 | 8.3843 | 3.6551 | 3.6551 | -1.9553 | -1.9553 | 2002.6059 | 14979.4925 |  | 0
1960-08-10 | 0.00083333 | 2.0961 | 3.6551 | 2.0961 | -6.6845 | -6.6845 | 1995.9214 | 14929.4924 |  | 0
1960-08-11 | 0.035833 | 90.1309 | 3.6551 | 3.6551 | 79.7913 | 79.7913 | 2075.7127 | 15526.3312 |  | 0
1960-08-12 | 0.034167 | 85.9387 | 3.6551 | 3.6551 | 75.5992 | 75.5992 | 2151.3119 | 16091.8129 |  | 0
1960-08-13 | 0 | 0 | 0 | 0 | -6.6845 | -6.6845 | 2144.6274 | 16041.8128 |  | 0
1960-08-14 | 0 | 0 | 0 | 0 | -6.6845 | -6.6845 | 2137.9429 | 15991.8128 |  | 0
1960-08-15 | 0 | 0 | 0 | 0 | -6.6845 | -6.6845 | 2131.2584 | 15941.8127 |  | 0
1960-08-16 | 0 | 0 | 0 | 0 | -6.6845 | -6.6845 | 2124.5739 | 15891.8127 |  | 0
1960-08-17 | 0 | 0 | 0 | 0 | -6.6845 | -6.6845 | 2117.8894 | 15841.8126 |  | 0
1960-08-18 | 0 | 0 | 0 | 0 | -6.6845 | -6.6845 | 2111.2049 | 15791.8125 |  | 0
1960-08-19 | 0 | 0 | 0 | 0 | -6.6845 | -6.6845 | 2104.5204 | 15741.8125 |  | 0
1960-08-20 | 0 | 0 | 0 | 0 | -6.6845 | -6.6845 | 2097.8359 | 15691.8124 |  | 0
1960-08-21 | 0 | 0 | 0 | 0 | -6.6845 | -6.6845 | 2091.1514 | 15641.8124 |  | 0
1960-08-22 | 0.085833 | 215.8949 | 3.6551 | 3.6551 | 205.5553 | 205.5553 | 2296.7067 | 17179.3659 |  | 0
1960-08-23 | 0.011667 | 29.3449 | 3.6551 | 3.6551 | 19.0054 | 19.0054 | 2315.712 | 17321.5259 |  | 0
1960-08-24 | 0.010833 | 27.2489 | 3.6551 | 3.6551 | 16.9093 | 16.9093 | 2332.6213 | 17448.0074 |  | 0
1960-08-25 | 0 | 0 | 0 | 0 | -6.6845 | -6.6845 | 2325.9368 | 17398.0073 |  | 0
1960-08-26 | 0.028333 | 71.2663 | 3.6551 | 3.6551 | 60.9267 | 60.9267 | 2386.8635 | 17853.739 |  | 0
1960-08-27 | 0 | 0 | 0 | 0 | -6.6845 | -6.6845 | 2380.179 | 17803.7389 |  | 0
1960-08-28 | 0 | 0 | 0 | 0 | -6.6845 | -6.6845 | 2373.4945 | 17753.7388 |  | 0
1960-08-29 | 0.060833 | 153.0129 | 3.6551 | 3.6551 | 142.6733 | 142.6733 | 2516.1678 | 18820.935 |  | 0
1960-08-30 | 0 | 0 | 0 | 0 | -6.6845 | -6.6845 | 2509.4833 | 18770.935 |  | 0
1960-08-31 | 0 | 0 | 0 | 0 | -6.6845 | -6.6845 | 2502.7988 | 18720.9349 |  | 0
1960-09-01 | 0 | 0 | 0 | 0 | -6.6845 | -6.6845 | 2496.1143 | 18670.9348 |  | 0
1960-09-02 | 0 | 0 | 0 | 0 | -6.6845 | -6.6845 | 2489.4298 | 18620.9348 |  | 0
1960-09-03 | 0 | 0 | 0 | 0 | -6.6845 | -6.6845 | 2482.7453 | 18570.9347 |  | 0
1960-09-04 | 0 | 0 | 0 | 0 | -6.6845 | -6.6845 | 2476.0608 | 18520.9347 |  | 0
1960-09-05 | 0 | 0 | 0 | 0 | -6.6845 | -6.6845 | 2469.3763 | 18470.9346 |  | 0
1960-09-06 | 0 | 0 | 0 | 0 | -6.6845 | -6.6845 | 2462.6918 | 18420.9345 |  | 0
1960-09-07 | 0 | 0 | 0 | 0 | -6.6845 | -6.6845 | 2456.0073 | 18370.9345 |  | 0
1960-09-08 | 0 | 0 | 0 | 0 | -6.6845 | -6.6845 | 2449.3228 | 18320.9344 |  | 0
1960-09-09 | 0.026667 | 67.0741 | 3.6551 | 3.6551 | 56.7346 | 56.7346 | 2506.0573 | 18745.3089 |  | 0
1960-09-10 | 0.030833 | 77.5545 | 3.6551 | 3.6551 | 67.2149 | 67.2149 | 2573.2722 | 19248.0762 |  | 0
1960-09-11 | 0 | 0 | 0 | 0 | -6.6845 | -6.6845 | 2566.5877 | 19198.0762 |  | 0
1960-09-12 | 0 | 0 | 0 | 0 | -6.6845 | -6.6845 | 2559.9032 | 19148.0761 |  | 0
1960-09-13 | 0 | 0 | 0 | 0 | -6.6845 | -6.6845 | 2553.2187 | 19098.0761 |  | 0
1960-09-14 | 0 | 0 | 0 | 0 | -6.6845 | -6.6845 | 2546.5342 | 19048.076 |  | 0
1960-09-15 | 0 | 0 | 0 | 0 | -6.6845 | -6.6845 | 2539.8497 | 18998.0759 |  | 0
1960-09-16 | 0 | 0 | 0 | 0 | -6.6845 | -6.6845 | 2533.1652 | 18948.0759 |  | 0
1960-09-17 | 0 | 0 | 0 | 0 | -6.6845 | -6.6845 | 2526.4807 | 18898.0758 |  | 0
1960-09-18 | 0 | 0 | 0 | 0 | -6.6845 | -6.6845 | 2519.7962 | 18848.0758 |  | 0
1960-09-19 | 0 | 0 | 0 | 0 | -6.6845 | -6.6845 | 2513.1117 | 18798.0757 |  | 0
1960-09-20 | 0 | 0 | 0 | 0 | -6.6845 | -6.6845 | 2506.4272 | 18748.0756 |  | 0
1960-09-21 | 0 | 0 | 0 | 0 | -6.6845 | -6.6845 | 2499.7427 | 18698.0756 |  | 0
1960-09-22 | 0 | 0 | 0 | 0 | -6.6845 | -6.6845 | 2493.0582 | 18648.0755 |  | 0
1960-09-23 | 0.0016667 | 4.1921 | 3.6551 | 3.6551 | -6.1474 | -6.1474 | 2486.9108 | 18602.0926 |  | 0
1960-09-24 | 0 | 0 | 0 | 0 | -6.6845 | -6.6845 | 2480.2263 | 18552.0926 |  | 0
1960-09-25 | 0 | 0 | 0 | 0 | -6.6845 | -6.6845 | 2473.5418 | 18502.0925 |  | 0
1960-09-26 | 0 | 0 | 0 | 0 | -6.6845 | -6.6845 | 2466.8573 | 18452.0924 |  | 0
1960-09-27 | 0 | 0 | 0 | 0 | -6.6845 | -6.6845 | 2460.1728 | 18402.0924 |  | 0
1960-09-28 | 0 | 0 | 0 | 0 | -6.6845 | -6.6845 | 2453.4883 | 18352.0923 |  | 0
1960-09-29 | 0 | 0 | 0 | 0 | -6.6845 | -6.6845 | 2446.8038 | 18302.0923 |  | 0
1960-09-30 | 0 | 0 | 0 | 0 | -6.6845 | -6.6845 | 2440.1193 | 18252.0922 |  | 0
1960-10-01 | 0 | 0 | 0 | 0 | -6.6845 | -6.6845 | 2433.4348 | 18202.0921 |  | 0
1960-10-02 | 0 | 0 | 0 | 0 | -6.6845 | -6.6845 | 2426.7503 | 18152.0921 |  | 0
1960-10-03 | 0 | 0 | 0 | 0 | -6.6845 | -6.6845 | 2420.0658 | 18102.092 |  | 0
1960-10-04 | 0 | 0 | 0 | 0 | -6.6845 | -6.6845 | 2413.3813 | 18052.092 |  | 0
1960-10-05 | 0 | 0 | 0 | 0 | -6.6845 | -6.6845 | 2406.6968 | 18002.0919 |  | 0
1960-10-06 | 0 | 0 | 0 | 0 | -6.6845 | -6.6845 | 2400.0123 | 17952.0918 |  | 0
1960-10-07 | 0 | 0 | 0 | 0 | -6.6845 | -6.6845 | 2393.3278 | 17902.0918 |  | 0
1960-10-08 | 0 | 0 | 0 | 0 | -6.6845 | -6.6845 | 2386.6433 | 17852.0917 |  | 0
1960-10-09 | 0 | 0 | 0 | 0 | -6.6845 | -6.6845 | 2379.9588 | 17802.0917 |  | 0
1960-10-10 | 0 | 0 | 0 | 0 | -6.6845 | -6.6845 | 2373.2743 | 17752.0916 |  | 0
1960-10-11 | 0.054167 | 136.2443 | 3.6551 | 3.6551 | 125.9048 | 125.9048 | 2499.179 | 18693.8591 |  | 0
1960-10-12 | 0.0075 | 18.8646 | 3.6551 | 3.6551 | 8.525 | 8.525 | 2507.704 | 18757.6263 |  | 0
1960-10-13 | 0 | 0 | 0 | 0 | -6.6845 | -6.6845 | 2501.0195 | 18707.6262 |  | 0
1960-10-14 | 0 | 0 | 0 | 0 | -6.6845 | -6.6845 | 2494.335 | 18657.6262 |  | 0
1960-10-15 | 0 | 0 | 0 | 0 | -6.6845 | -6.6845 | 2487.6505 | 18607.6261 |  | 0
1960-10-16 | 0 | 0 | 0 | 0 | -6.6845 | -6.6845 | 2480.966 | 18557.6261 |  | 0
1960-10-17 | 0.13333 | 335.3707 | 3.6551 | 3.6551 | 325.0311 | 325.0311 | 2805.9971 | 20988.8586 |  | 0
1960-10-18 | 0 | 0 | 0 | 0 | -6.6845 | -6.6845 | 2799.3126 | 20938.8585 |  | 0
1960-10-19 | 0 | 0 | 0 | 0 | -6.6845 | -6.6845 | 2792.6281 | 20888.8585 |  | 0
1960-10-20 | 0 | 0 | 0 | 0 | -6.6845 | -6.6845 | 2785.9436 | 20838.8584 |  | 0
1960-10-21 | 0 | 0 | 0 | 0 | -6.6845 | -6.6845 | 2779.2591 | 20788.8583 |  | 0
1960-10-22 | 0 | 0 | 0 | 0 | -6.6845 | -6.6845 | 2772.5746 | 20738.8583 |  | 0
1960-10-23 | 0 | 0 | 0 | 0 | -6.6845 | -6.6845 | 2765.8901 | 20688.8582 |  | 0
1960-10-24 | 0.0125 | 31.441 | 3.6551 | 3.6551 | 21.1014 | 21.1014 | 2786.9916 | 20846.6968 |  | 0
1960-10-25 | 0 | 0 | 0 | 0 | -6.6845 | -6.6845 | 2780.3071 | 20796.6968 |  | 0
1960-10-26 | 0 | 0 | 0 | 0 | -6.6845 | -6.6845 | 2773.6226 | 20746.6967 |  | 0
1960-10-27 | 0 | 0 | 0 | 0 | -6.6845 | -6.6845 | 2766.9381 | 20696.6967 |  | 0
1960-10-28 | 0.053333 | 134.1483 | 3.6551 | 3.6551 | 123.8087 | 123.8087 | 2890.7467 | 21622.7856 |  | 0
1960-10-29 | 0 | 0 | 0 | 0 | -6.6845 | -6.6845 | 2884.0622 | 21572.7856 |  | 0
1960-10-30 | 0 | 0 | 0 | 0 | -6.6845 | -6.6845 | 2877.3777 | 21522.7855 |  | 0
1960-10-31 | 0 | 0 | 0 | 0 | -6.6845 | -6.6845 | 2870.6932 | 21472.7855 |  | 0
1960-11-01 | 0 | 0 | 0 | 0 | -6.6845 | -6.6845 | 2864.0087 | 21422.7854 |  | 0
1960-11-02 | 0 | 0 | 0 | 0 | -6.6845 | -6.6845 | 2857.3242 | 21372.7853 |  | 0
1960-11-03 | 0 | 0 | 0 | 0 | -6.6845 | -6.6845 | 2850.6397 | 21322.7853 |  | 0
1960-11-04 | 0 | 0 | 0 | 0 | -6.6845 | -6.6845 | 2843.9552 | 21272.7852 |  | 0
1960-11-05 | 0 | 0 | 0 | 0 | -6.6845 | -6.6845 | 2837.2707 | 21222.7852 |  | 0
1960-11-06 | 0 | 0 | 0 | 0 | -6.6845 | -6.6845 | 2830.5862 | 21172.7851 |  | 0
1960-11-07 | 0.0025 | 6.2882 | 3.6551 | 3.6551 | -4.0514 | -4.0514 | 2826.5349 | 21142.4808 |  | 0
1960-11-08 | 0 | 0 | 0 | 0 | -6.6845 | -6.6845 | 2819.8504 | 21092.4807 |  | 0
1960-11-09 | 0 | 0 | 0 | 0 | -6.6845 | -6.6845 | 2813.1659 | 21042.4807 |  | 0
1960-11-10 | 0 | 0 | 0 | 0 | -6.6845 | -6.6845 | 2806.4814 | 20992.4806 |  | 0
1960-11-11 | 0 | 0 | 0 | 0 | -6.6845 | -6.6845 | 2799.7969 | 20942.4805 |  | 0
1960-11-12 | 0 | 0 | 0 | 0 | -6.6845 | -6.6845 | 2793.1124 | 20892.4805 |  | 0
1960-11-13 | 0 | 0 | 0 | 0 | -6.6845 | -6.6845 | 2786.4279 | 20842.4804 |  | 0
1960-11-14 | 0 | 0 | 0 | 0 | -6.6845 | -6.6845 | 2779.7434 | 20792.4804 |  | 0
1960-11-15 | 0 | 0 | 0 | 0 | -6.6845 | -6.6845 | 2773.0589 | 20742.4803 |  | 0
1960-11-16 | 0 | 0 | 0 | 0 | -6.6845 | -6.6845 | 2766.3744 | 20692.4802 |  | 0
1960-11-17 | 0 | 0 | 0 | 0 | -6.6845 | -6.6845 | 2759.6899 | 20642.4802 |  | 0
1960-11-18 | 0 | 0 | 0 | 0 | -6.6845 | -6.6845 | 2753.0054 | 20592.4801 |  | 0
1960-11-19 | 0 | 0 | 0 | 0 | -6.6845 | -6.6845 | 2746.3209 | 20542.4801 |  | 0
1960-11-20 | 0.013333 | 33.5371 | 3.6551 | 3.6551 | 23.1975 | 23.1975 | 2769.5183 | 20715.9972 |  | 0
1960-11-21 | 0.00083333 | 2.0961 | 3.6551 | 2.0961 | -6.6845 | -6.6845 | 2762.8338 | 20665.9972 |  | 0
1960-11-22 | 0 | 0 | 0 | 0 | -6.6845 | -6.6845 | 2756.1493 | 20615.9971 |  | 0
1960-11-23 | 0 | 0 | 0 | 0 | -6.6845 | -6.6845 | 2749.4648 | 20565.9971 |  | 0
1960-11-24 | 0 | 0 | 0 | 0 | -6.6845 | -6.6845 | 2742.7803 | 20515.997 |  | 0
1960-11-25 | 0 | 0 | 0 | 0 | -6.6845 | -6.6845 | 2736.0958 | 20465.9969 |  | 0
1960-11-26 | 0 | 0 | 0 | 0 | -6.6845 | -6.6845 | 2729.4113 | 20415.9969 |  | 0
1960-11-27 | 0 | 0 | 0 | 0 | -6.6845 | -6.6845 | 2722.7268 | 20365.9968 |  | 0
1960-11-28 | 0 | 0 | 0 | 0 | -6.6845 | -6.6845 | 2716.0423 | 20315.9968 |  | 0
1960-11-29 | 0 | 0 | 0 | 0 | -6.6845 | -6.6845 | 2709.3578 | 20265.9967 |  | 0
1960-11-30 | 0 | 0 | 0 | 0 | -6.6845 | -6.6845 | 2702.6733 | 20215.9966 |  | 0
1960-12-01 | 0 | 0 | 0 | 0 | -6.6845 | -6.6845 | 2695.9888 | 20165.9966 |  | 0
1960-12-02 | 0 | 0 | 0 | 0 | -6.6845 | -6.6845 | 2689.3043 | 20115.9965 |  | 0
1960-12-03 | 0 | 0 | 0 | 0 | -6.6845 | -6.6845 | 2682.6198 | 20065.9965 |  | 0
1960-12-04 | 0 | 0 | 0 | 0 | -6.6845 | -6.6845 | 2675.9353 | 20015.9964 |  | 0
1960-12-05 | 0 | 0 | 0 | 0 | -6.6845 | -6.6845 | 2669.2508 | 19965.9963 |  | 0
1960-12-06 | 0 | 0 | 0 | 0 | -6.6845 | -6.6845 | 2662.5663 | 19915.9963 |  | 0
1960-12-07 | 0 | 0 | 0 | 0 | -6.6845 | -6.6845 | 2655.8818 | 19865.9962 |  | 0
1960-12-08 | 0.021667 | 54.4977 | 3.6551 | 3.6551 | 44.1582 | 44.1582 | 2700.04 | 20196.2992 |  | 0
1960-12-09 | 0.049167 | 123.6679 | 3.6551 | 3.6551 | 113.3284 | 113.3284 | 2813.3684 | 21043.9953 |  | 0
1960-12-10 | 0.0066667 | 16.7685 | 3.6551 | 3.6551 | 6.429 | 6.429 | 2819.7973 | 21092.0839 |  | 0
1960-12-11 | 0 | 0 | 0 | 0 | -6.6845 | -6.6845 | 2813.1128 | 21042.0838 |  | 0
1960-12-12 | 0 | 0 | 0 | 0 | -6.6845 | -6.6845 | 2806.4283 | 20992.0837 |  | 0
1960-12-13 | 0.035 | 88.0348 | 3.6551 | 3.6551 | 77.6952 | 77.6952 | 2884.1235 | 21573.244 |  | 0
1960-12-14 | 0.0016667 | 4.1921 | 3.6551 | 3.6551 | -6.1474 | -6.1474 | 2877.9761 | 21527.2611 |  | 0
1960-12-15 | 0 | 0 | 0 | 0 | -6.6845 | -6.6845 | 2871.2916 | 21477.261 |  | 0
1960-12-16 | 0 | 0 | 0 | 0 | -6.6845 | -6.6845 | 2864.6071 | 21427.261 |  | 0
1960-12-17 | 0 | 0 | 0 | 0 | -6.6845 | -6.6845 | 2857.9226 | 21377.2609 |  | 0
1960-12-18 | 0 | 0 | 0 | 0 | -6.6845 | -6.6845 | 2851.2381 | 21327.2608 |  | 0
1960-12-19 | 0 | 0 | 0 | 0 | -6.6845 | -6.6845 | 2844.5536 | 21277.2608 |  | 0
1960-12-20 | 0 | 0 | 0 | 0 | -6.6845 | -6.6845 | 2837.8691 | 21227.2607 |  | 0
1960-12-21 | 0 | 0 | 0 | 0 | -6.6845 | -6.6845 | 2831.1846 | 21177.2607 |  | 0
1960-12-22 | 0 | 0 | 0 | 0 | -6.6845 | -6.6845 | 2824.5001 | 21127.2606 |  | 0
1960-12-23 | 0 | 0 | 0 | 0 | -6.6845 | -6.6845 | 2817.8156 | 21077.2605 |  | 0
1960-12-24 | 0 | 0 | 0 | 0 | -6.6845 | -6.6845 | 2811.1311 | 21027.2605 |  | 0
1960-12-25 | 0 | 0 | 0 | 0 | -6.6845 | -6.6845 | 2804.4466 | 20977.2604 |  | 0
1960-12-26 | 0 | 0 | 0 | 0 | -6.6845 | -6.6845 | 2797.7621 | 20927.2604 |  | 0
1960-12-27 | 0 | 0 | 0 | 0 | -6.6845 | -6.6845 | 2791.0776 | 20877.2603 |  | 0
1960-12-28 | 0 | 0 | 0 | 0 | -6.6845 | -6.6845 | 2784.3931 | 20827.2602 |  | 0
1960-12-29 | 0 | 0 | 0 | 0 | -6.6845 | -6.6845 | 2777.7086 | 20777.2602 |  | 0
1960-12-30 | 0.0425 | 106.8994 | 3.6551 | 3.6551 | 96.5598 | 96.5598 | 2874.2684 | 21499.5276 |  | 0
1960-12-31 | 0 | 0 | 0 | 0 | -6.6845 | -6.6845 | 2867.5839 | 21449.5276 |  | 0
1961-01-01 | 0 | 0 | 0 | 0 | -6.6845 | -6.6845 | 2860.8994 | 21399.5275 |  | 0
1961-01-02 | 0 | 0 | 0 | 0 | -6.6845 | -6.6845 | 2854.2149 | 21349.5275 |  | 0
1961-01-03 | 0 | 0 | 0 | 0 | -6.6845 | -6.6845 | 2847.5304 | 21299.5274 |  | 0
1961-01-04 | 0 | 0 | 0 | 0 | -6.6845 | -6.6845 | 2840.8459 | 21249.5273 |  | 0
1961-01-05 | 0 | 0 | 0 | 0 | -6.6845 | -6.6845 | 2834.1614 | 21199.5273 |  | 0
1961-01-06 | 0.034167 | 85.9387 | 3.6551 | 3.6551 | 75.5992 | 75.5992 | 2909.7606 | 21765.0089 |  | 0
1961-01-07 | 0 | 0 | 0 | 0 | -6.6845 | -6.6845 | 2903.0761 | 21715.0089 |  | 0
1961-01-08 | 0 | 0 | 0 | 0 | -6.6845 | -6.6845 | 2896.3916 | 21665.0088 |  | 0
1961-01-09 | 0 | 0 | 0 | 0 | -6.6845 | -6.6845 | 2889.7071 | 21615.0088 |  | 0
1961-01-10 | 0 | 0 | 0 | 0 | -6.6845 | -6.6845 | 2883.0226 | 21565.0087 |  | 0
1961-01-11 | 0 | 0 | 0 | 0 | -6.6845 | -6.6845 | 2876.3381 | 21515.0086 |  | 0
1961-01-12 | 0 | 0 | 0 | 0 | -6.6845 | -6.6845 | 2869.6536 | 21465.0086 |  | 0
1961-01-13 | 0 | 0 | 0 | 0 | -6.6845 | -6.6845 | 2862.9691 | 21415.0085 |  | 0
1961-01-14 | 0 | 0 | 0 | 0 | -6.6845 | -6.6845 | 2856.2846 | 21365.0085 |  | 0
1961-01-15 | 0 | 0 | 0 | 0 | -6.6845 | -6.6845 | 2849.6001 | 21315.0084 |  | 0
1961-01-16 | 0 | 0 | 0 | 0 | -6.6845 | -6.6845 | 2842.9156 | 21265.0083 |  | 0
1961-01-17 | 0 | 0 | 0 | 0 | -6.6845 | -6.6845 | 2836.2311 | 21215.0083 |  | 0
1961-01-18 | 0 | 0 | 0 | 0 | -6.6845 | -6.6845 | 2829.5466 | 21165.0082 |  | 0
1961-01-19 | 0 | 0 | 0 | 0 | -6.6845 | -6.6845 | 2822.8621 | 21115.0082 |  | 0
1961-01-20 | 0 | 0 | 0 | 0 | -6.6845 | -6.6845 | 2816.1776 | 21065.0081 |  | 0
1961-01-21 | 0 | 0 | 0 | 0 | -6.6845 | -6.6845 | 2809.4931 | 21015.008 |  | 0
1961-01-22 | 0 | 0 | 0 | 0 | -6.6845 | -6.6845 | 2802.8086 | 20965.008 |  | 0
1961-01-23 | 0 | 0 | 0 | 0 | -6.6845 | -6.6845 | 2796.1241 | 20915.0079 |  | 0
1961-01-24 | 0.031667 | 79.6505 | 3.6551 | 3.6551 | 69.311 | 69.311 | 2865.435 | 21433.4539 |  | 0
1961-01-25 | 0.015 | 37.7292 | 3.6551 | 3.6551 | 27.3896 | 27.3896 | 2892.8246 | 21638.3282 |  | 0
1961-01-26 | 0 | 0 | 0 | 0 | -6.6845 | -6.6845 | 2886.1401 | 21588.3281 |  | 0
1961-01-27 | 0 | 0 | 0 | 0 | -6.6845 | -6.6845 | 2879.4556 | 21538.3281 |  | 0
1961-01-28 | 0.0041667 | 10.4803 | 3.6551 | 3.6551 | 0.14075 | 0.14075 | 2879.5964 | 21539.3809 |  | 0
1961-01-29 | 0 | 0 | 0 | 0 | -6.6845 | -6.6845 | 2872.9119 | 21489.3809 |  | 0
1961-01-30 | 0 | 0 | 0 | 0 | -6.6845 | -6.6845 | 2866.2274 | 21439.3808 |  | 0
1961-01-31 | 0 | 0 | 0 | 0 | -6.6845 | -6.6845 | 2859.5429 | 21389.3807 |  | 0
1961-02-01 | 0 | 0 | 0 | 0 | -6.6845 | -6.6845 | 2852.8584 | 21339.3807 |  | 0
1961-02-02 | 0 | 0 | 0 | 0 | -6.6845 | -6.6845 | 2846.1739 | 21289.3806 |  | 0
1961-02-03 | 0 | 0 | 0 | 0 | -6.6845 | -6.6845 | 2839.4894 | 21239.3806 |  | 0
1961-02-04 | 0 | 0 | 0 | 0 | -6.6845 | -6.6845 | 2832.8049 | 21189.3805 |  | 0
1961-02-05 | 0 | 0 | 0 | 0 | -6.6845 | -6.6845 | 2826.1204 | 21139.3804 |  | 0
1961-02-06 | 0.0083333 | 20.9607 | 3.6551 | 3.6551 | 10.6211 | 10.6211 | 2836.7415 | 21218.8262 |  | 0
1961-02-07 | 0 | 0 | 0 | 0 | -6.6845 | -6.6845 | 2830.057 | 21168.8261 |  | 0
1961-02-08 | 0 | 0 | 0 | 0 | -6.6845 | -6.6845 | 2823.3725 | 21118.826 |  | 0
1961-02-09 | 0 | 0 | 0 | 0 | -6.6845 | -6.6845 | 2816.688 | 21068.826 |  | 0
1961-02-10 | 0 | 0 | 0 | 0 | -6.6845 | -6.6845 | 2810.0035 | 21018.8259 |  | 0
1961-02-11 | 0 | 0 | 0 | 0 | -6.6845 | -6.6845 | 2803.319 | 20968.8259 |  | 0
1961-02-12 | 0 | 0 | 0 | 0 | -6.6845 | -6.6845 | 2796.6345 | 20918.8258 |  | 0
1961-02-13 | 0 | 0 | 0 | 0 | -6.6845 | -6.6845 | 2789.95 | 20868.8257 |  | 0
1961-02-14 | 0 | 0 | 0 | 0 | -6.6845 | -6.6845 | 2783.2655 | 20818.8257 |  | 0
1961-02-15 | 0 | 0 | 0 | 0 | -6.6845 | -6.6845 | 2776.581 | 20768.8256 |  | 0
1961-02-16 | 0 | 0 | 0 | 0 | -6.6845 | -6.6845 | 2769.8965 | 20718.8256 |  | 0
1961-02-17 | 0 | 0 | 0 | 0 | -6.6845 | -6.6845 | 2763.212 | 20668.8255 |  | 0
1961-02-18 | 0 | 0 | 0 | 0 | -6.6845 | -6.6845 | 2756.5275 | 20618.8254 |  | 0
1961-02-19 | 0 | 0 | 0 | 0 | -6.6845 | -6.6845 | 2749.843 | 20568.8254 |  | 0
1961-02-20 | 0 | 0 | 0 | 0 | -6.6845 | -6.6845 | 2743.1585 | 20518.8253 |  | 0
1961-02-21 | 0 | 0 | 0 | 0 | -6.6845 | -6.6845 | 2736.474 | 20468.8253 |  | 0
1961-02-22 | 0 | 0 | 0 | 0 | -6.6845 | -6.6845 | 2729.7895 | 20418.8252 |  | 0
1961-02-23 | 0 | 0 | 0 | 0 | -6.6845 | -6.6845 | 2723.105 | 20368.8251 |  | 0
1961-02-24 | 0 | 0 | 0 | 0 | -6.6845 | -6.6845 | 2716.4205 | 20318.8251 |  | 0
1961-02-25 | 0 | 0 | 0 | 0 | -6.6845 | -6.6845 | 2709.736 | 20268.825 |  | 0
1961-02-26 | 0 | 0 | 0 | 0 | -6.6845 | -6.6845 | 2703.0515 | 20218.825 |  | 0
1961-02-27 | 0 | 0 | 0 | 0 | -6.6845 | -6.6845 | 2696.367 | 20168.8249 |  | 0
1961-02-28 | 0 | 0 | 0 | 0 | -6.6845 | -6.6845 | 2689.6825 | 20118.8248 |  | 0
1961-03-01 | 0 | 0 | 0 | 0 | -6.6845 | -6.6845 | 2682.998 | 20068.8248 |  | 0
1961-03-02 | 0 | 0 | 0 | 0 | -6.6845 | -6.6845 | 2676.3135 | 20018.8247 |  | 0
1961-03-03 | 0 | 0 | 0 | 0 | -6.6845 | -6.6845 | 2669.629 | 19968.8247 |  | 0
1961-03-04 | 0 | 0 | 0 | 0 | -6.6845 | -6.6845 | 2662.9445 | 19918.8246 |  | 0
1961-03-05 | 0 | 0 | 0 | 0 | -6.6845 | -6.6845 | 2656.26 | 19868.8245 |  | 0
1961-03-06 | 0 | 0 | 0 | 0 | -6.6845 | -6.6845 | 2649.5755 | 19818.8245 |  | 0
1961-03-07 | 0 | 0 | 0 | 0 | -6.6845 | -6.6845 | 2642.891 | 19768.8244 |  | 0
1961-03-08 | 0 | 0 | 0 | 0 | -6.6845 | -6.6845 | 2636.2065 | 19718.8244 |  | 0
1961-03-09 | 0 | 0 | 0 | 0 | -6.6845 | -6.6845 | 2629.522 | 19668.8243 |  | 0
1961-03-10 | 0 | 0 | 0 | 0 | -6.6845 | -6.6845 | 2622.8375 | 19618.8242 |  | 0
1961-03-11 | 0 | 0 | 0 | 0 | -6.6845 | -6.6845 | 2616.153 | 19568.8242 |  | 0
1961-03-12 | 0 | 0 | 0 | 0 | -6.6845 | -6.6845 | 2609.4685 | 19518.8241 |  | 0
1961-03-13 | 0 | 0 | 0 | 0 | -6.6845 | -6.6845 | 2602.784 | 19468.8241 |  | 0
1961-03-14 | 0 | 0 | 0 | 0 | -6.6845 | -6.6845 | 2596.0995 | 19418.824 |  | 0
1961-03-15 | 0 | 0 | 0 | 0 | -6.6845 | -6.6845 | 2589.415 | 19368.8239 |  | 0
1961-03-16 | 0 | 0 | 0 | 0 | -6.6845 | -6.6845 | 2582.7305 | 19318.8239 |  | 0
1961-03-17 | 0 | 0 | 0 | 0 | -6.6845 | -6.6845 | 2576.046 | 19268.8238 |  | 0
1961-03-18 | 0 | 0 | 0 | 0 | -6.6845 | -6.6845 | 2569.3615 | 19218.8238 |  | 0
1961-03-19 | 0.0041667 | 10.4803 | 3.6551 | 3.6551 | 0.14075 | 0.14075 | 2569.5022 | 19219.8766 |  | 0
1961-03-20 | 0 | 0 | 0 | 0 | -6.6845 | -6.6845 | 2562.8177 | 19169.8765 |  | 0
1961-03-21 | 0 | 0 | 0 | 0 | -6.6845 | -6.6845 | 2556.1332 | 19119.8765 |  | 0
1961-03-22 | 0 | 0 | 0 | 0 | -6.6845 | -6.6845 | 2549.4487 | 19069.8764 |  | 0
1961-03-23 | 0 | 0 | 0 | 0 | -6.6845 | -6.6845 | 2542.7642 | 19019.8764 |  | 0
1961-03-24 | 0 | 0 | 0 | 0 | -6.6845 | -6.6845 | 2536.0797 | 18969.8763 |  | 0
1961-03-25 | 0 | 0 | 0 | 0 | -6.6845 | -6.6845 | 2529.3952 | 18919.8762 |  | 0
1961-03-26 | 0 | 0 | 0 | 0 | -6.6845 | -6.6845 | 2522.7107 | 18869.8762 |  | 0
1961-03-27 | 0 | 0 | 0 | 0 | -6.6845 | -6.6845 | 2516.0262 | 18819.8761 |  | 0
1961-03-28 | 0 | 0 | 0 | 0 | -6.6845 | -6.6845 | 2509.3417 | 18769.8761 |  | 0
1961-03-29 | 0.005 | 12.5764 | 3.6551 | 3.6551 | 2.2368 | 2.2368 | 2511.5785 | 18786.6075 |  | 0
1961-03-30 | 0 | 0 | 0 | 0 | -6.6845 | -6.6845 | 2504.894 | 18736.6074 |  | 0
1961-03-31 | 0 | 0 | 0 | 0 | -6.6845 | -6.6845 | 2498.2095 | 18686.6074 |  | 0
1961-04-01 | 0 | 0 | 0 | 0 | -6.6845 | -6.6845 | 2491.525 | 18636.6073 |  | 0
1961-04-02 | 0 | 0 | 0 | 0 | -6.6845 | -6.6845 | 2484.8405 | 18586.6072 |  | 0
1961-04-03 | 0 | 0 | 0 | 0 | -6.6845 | -6.6845 | 2478.156 | 18536.6072 |  | 0
1961-04-04 | 0 | 0 | 0 | 0 | -6.6845 | -6.6845 | 2471.4715 | 18486.6071 |  | 0
1961-04-05 | 0 | 0 | 0 | 0 | -6.6845 | -6.6845 | 2464.787 | 18436.6071 |  | 0
1961-04-06 | 0 | 0 | 0 | 0 | -6.6845 | -6.6845 | 2458.1025 | 18386.607 |  | 0
1961-04-07 | 0 | 0 | 0 | 0 | -6.6845 | -6.6845 | 2451.418 | 18336.6069 |  | 0
1961-04-08 | 0 | 0 | 0 | 0 | -6.6845 | -6.6845 | 2444.7335 | 18286.6069 |  | 0
1961-04-09 | 0 | 0 | 0 | 0 | -6.6845 | -6.6845 | 2438.049 | 18236.6068 |  | 0
1961-04-10 | 0 | 0 | 0 | 0 | -6.6845 | -6.6845 | 2431.3645 | 18186.6068 |  | 0
1961-04-11 | 0 | 0 | 0 | 0 | -6.6845 | -6.6845 | 2424.68 | 18136.6067 |  | 0
1961-04-12 | 0 | 0 | 0 | 0 | -6.6845 | -6.6845 | 2417.9955 | 18086.6066 |  | 0
1961-04-13 | 0 | 0 | 0 | 0 | -6.6845 | -6.6845 | 2411.311 | 18036.6066 |  | 0
1961-04-14 | 0 | 0 | 0 | 0 | -6.6845 | -6.6845 | 2404.6265 | 17986.6065 |  | 0
1961-04-15 | 0 | 0 | 0 | 0 | -6.6845 | -6.6845 | 2397.942 | 17936.6065 |  | 0
1961-04-16 | 0 | 0 | 0 | 0 | -6.6845 | -6.6845 | 2391.2575 | 17886.6064 |  | 0
1961-04-17 | 0 | 0 | 0 | 0 | -6.6845 | -6.6845 | 2384.573 | 17836.6063 |  | 0
1961-04-18 | 0 | 0 | 0 | 0 | -6.6845 | -6.6845 | 2377.8885 | 17786.6063 |  | 0
1961-04-19 | 0 | 0 | 0 | 0 | -6.6845 | -6.6845 | 2371.204 | 17736.6062 |  | 0
1961-04-20 | 0 | 0 | 0 | 0 | -6.6845 | -6.6845 | 2364.5195 | 17686.6062 |  | 0
1961-04-21 | 0 | 0 | 0 | 0 | -6.6845 | -6.6845 | 2357.835 | 17636.6061 |  | 0
1961-04-22 | 0 | 0 | 0 | 0 | -6.6845 | -6.6845 | 2351.1505 | 17586.606 |  | 0
1961-04-23 | 0 | 0 | 0 | 0 | -6.6845 | -6.6845 | 2344.466 | 17536.606 |  | 0
1961-04-24 | 0 | 0 | 0 | 0 | -6.6845 | -6.6845 | 2337.7815 | 17486.6059 |  | 0
1961-04-25 | 0 | 0 | 0 | 0 | -6.6845 | -6.6845 | 2331.097 | 17436.6059 |  | 0
1961-04-26 | 0 | 0 | 0 | 0 | -6.6845 | -6.6845 | 2324.4125 | 17386.6058 |  | 0
1961-04-27 | 0 | 0 | 0 | 0 | -6.6845 | -6.6845 | 2317.728 | 17336.6057 |  | 0
1961-04-28 | 0 | 0 | 0 | 0 | -6.6845 | -6.6845 | 2311.0435 | 17286.6057 |  | 0
1961-04-29 | 0 | 0 | 0 | 0 | -6.6845 | -6.6845 | 2304.359 | 17236.6056 |  | 0
1961-04-30 | 0.005 | 12.5764 | 3.6551 | 3.6551 | 2.2368 | 2.2368 | 2306.5959 | 17253.337 |  | 0
1961-05-01 | 0 | 0 | 0 | 0 | -6.6845 | -6.6845 | 2299.9114 | 17203.337 |  | 0
1961-05-02 | 0 | 0 | 0 | 0 | -6.6845 | -6.6845 | 2293.2269 | 17153.3369 |  | 0
1961-05-03 | 0 | 0 | 0 | 0 | -6.6845 | -6.6845 | 2286.5424 | 17103.3368 |  | 0
1961-05-04 | 0 | 0 | 0 | 0 | -6.6845 | -6.6845 | 2279.8579 | 17053.3368 |  | 0
1961-05-05 | 0 | 0 | 0 | 0 | -6.6845 | -6.6845 | 2273.1734 | 17003.3367 |  | 0
1961-05-06 | 0 | 0 | 0 | 0 | -6.6845 | -6.6845 | 2266.4889 | 16953.3367 |  | 0
1961-05-07 | 0 | 0 | 0 | 0 | -6.6845 | -6.6845 | 2259.8044 | 16903.3366 |  | 0
1961-05-08 | 0 | 0 | 0 | 0 | -6.6845 | -6.6845 | 2253.1199 | 16853.3365 |  | 0
1961-05-09 | 0 | 0 | 0 | 0 | -6.6845 | -6.6845 | 2246.4354 | 16803.3365 |  | 0
1961-05-10 | 0 | 0 | 0 | 0 | -6.6845 | -6.6845 | 2239.7509 | 16753.3364 |  | 0
1961-05-11 | 0 | 0 | 0 | 0 | -6.6845 | -6.6845 | 2233.0664 | 16703.3364 |  | 0
1961-05-12 | 0 | 0 | 0 | 0 | -6.6845 | -6.6845 | 2226.3819 | 16653.3363 |  | 0
1961-05-13 | 0 | 0 | 0 | 0 | -6.6845 | -6.6845 | 2219.6974 | 16603.3362 |  | 0
1961-05-14 | 0 | 0 | 0 | 0 | -6.6845 | -6.6845 | 2213.0129 | 16553.3362 |  | 0
1961-05-15 | 0 | 0 | 0 | 0 | -6.6845 | -6.6845 | 2206.3284 | 16503.3361 |  | 0
1961-05-16 | 0 | 0 | 0 | 0 | -6.6845 | -6.6845 | 2199.6439 | 16453.3361 |  | 0
1961-05-17 | 0 | 0 | 0 | 0 | -6.6845 | -6.6845 | 2192.9594 | 16403.336 |  | 0
1961-05-18 | 0.029167 | 73.3623 | 3.6551 | 3.6551 | 63.0228 | 63.0228 | 2255.9821 | 16874.7462 |  | 0
1961-05-19 | 0.014167 | 35.6331 | 3.6551 | 3.6551 | 25.2936 | 25.2936 | 2281.2757 | 17063.942 |  | 0
1961-05-20 | 0 | 0 | 0 | 0 | -6.6845 | -6.6845 | 2274.5912 | 17013.9419 |  | 0
1961-05-21 | 0 | 0 | 0 | 0 | -6.6845 | -6.6845 | 2267.9067 | 16963.9419 |  | 0
1961-05-22 | 0 | 0 | 0 | 0 | -6.6845 | -6.6845 | 2261.2222 | 16913.9418 |  | 0
1961-05-23 | 0 | 0 | 0 | 0 | -6.6845 | -6.6845 | 2254.5377 | 16863.9417 |  | 0
1961-05-24 | 0.013333 | 33.5371 | 3.6551 | 3.6551 | 23.1975 | 23.1975 | 2277.7352 | 17037.4589 |  | 0
1961-05-25 | 0 | 0 | 0 | 0 | -6.6845 | -6.6845 | 2271.0507 | 16987.4589 |  | 0
1961-05-26 | 0.0058333 | 14.6725 | 3.6551 | 3.6551 | 4.3329 | 4.3329 | 2275.3835 | 17019.8689 |  | 0
1961-05-27 | 0 | 0 | 0 | 0 | -6.6845 | -6.6845 | 2268.699 | 16969.8688 |  | 0
1961-05-28 | 0 | 0 | 0 | 0 | -6.6845 | -6.6845 | 2262.0145 | 16919.8687 |  | 0
1961-05-29 | 0 | 0 | 0 | 0 | -6.6845 | -6.6845 | 2255.33 | 16869.8687 |  | 0
1961-05-30 | 0 | 0 | 0 | 0 | -6.6845 | -6.6845 | 2248.6455 | 16819.8686 |  | 0
1961-05-31 | 0 | 0 | 0 | 0 | -6.6845 | -6.6845 | 2241.961 | 16769.8686 |  | 0
1961-06-01 | 0.00083333 | 2.0961 | 3.6551 | 2.0961 | -6.6845 | -6.6845 | 2235.2765 | 16719.8685 |  | 0
1961-06-02 | 0 | 0 | 0 | 0 | -6.6845 | -6.6845 | 2228.592 | 16669.8684 |  | 0
1961-06-03 | 0 | 0 | 0 | 0 | -6.6845 | -6.6845 | 2221.9075 | 16619.8684 |  | 0
1961-06-04 | 0 | 0 | 0 | 0 | -6.6845 | -6.6845 | 2215.223 | 16569.8683 |  | 0
1961-06-05 | 0 | 0 | 0 | 0 | -6.6845 | -6.6845 | 2208.5385 | 16519.8683 |  | 0
1961-06-06 | 0 | 0 | 0 | 0 | -6.6845 | -6.6845 | 2201.854 | 16469.8682 |  | 0
1961-06-07 | 0 | 0 | 0 | 0 | -6.6845 | -6.6845 | 2195.1695 | 16419.8681 |  | 0
1961-06-08 | 0 | 0 | 0 | 0 | -6.6845 | -6.6845 | 2188.485 | 16369.8681 |  | 0
1961-06-09 | 0 | 0 | 0 | 0 | -6.6845 | -6.6845 | 2181.8005 | 16319.868 |  | 0
1961-06-10 | 0 | 0 | 0 | 0 | -6.6845 | -6.6845 | 2175.116 | 16269.868 |  | 0
1961-06-11 | 0 | 0 | 0 | 0 | -6.6845 | -6.6845 | 2168.4315 | 16219.8679 |  | 0
1961-06-12 | 0 | 0 | 0 | 0 | -6.6845 | -6.6845 | 2161.747 | 16169.8678 |  | 0
1961-06-13 | 0 | 0 | 0 | 0 | -6.6845 | -6.6845 | 2155.0625 | 16119.8678 |  | 0
1961-06-14 | 0.045833 | 115.2837 | 3.6551 | 3.6551 | 104.9441 | 104.9441 | 2260.0066 | 16904.8496 |  | 0
1961-06-15 | 0.015833 | 39.8253 | 3.6551 | 3.6551 | 29.4857 | 29.4857 | 2289.4923 | 17125.4025 |  | 0
1961-06-16 | 0.0625 | 157.205 | 3.6551 | 3.6551 | 146.8654 | 146.8654 | 2436.3577 | 18223.9558 |  | 0
1961-06-17 | 0.0075 | 18.8646 | 3.6551 | 3.6551 | 8.525 | 8.525 | 2444.8828 | 18287.723 |  | 0
1961-06-18 | 0 | 0 | 0 | 0 | -6.6845 | -6.6845 | 2438.1983 | 18237.7229 |  | 0
1961-06-19 | 0 | 0 | 0 | 0 | -6.6845 | -6.6845 | 2431.5138 | 18187.7229 |  | 0
1961-06-20 | 0 | 0 | 0 | 0 | -6.6845 | -6.6845 | 2424.8293 | 18137.7228 |  | 0
1961-06-21 | 0 | 0 | 0 | 0 | -6.6845 | -6.6845 | 2418.1448 | 18087.7227 |  | 0
1961-06-22 | 0 | 0 | 0 | 0 | -6.6845 | -6.6845 | 2411.4603 | 18037.7227 |  | 0
1961-06-23 | 0 | 0 | 0 | 0 | -6.6845 | -6.6845 | 2404.7758 | 17987.7226 |  | 0
1961-06-24 | 0 | 0 | 0 | 0 | -6.6845 | -6.6845 | 2398.0913 | 17937.7226 |  | 0
1961-06-25 | 0 | 0 | 0 | 0 | -6.6845 | -6.6845 | 2391.4068 | 17887.7225 |  | 0
1961-06-26 | 0 | 0 | 0 | 0 | -6.6845 | -6.6845 | 2384.7223 | 17837.7224 |  | 0
1961-06-27 | 0 | 0 | 0 | 0 | -6.6845 | -6.6845 | 2378.0378 | 17787.7224 |  | 0
1961-06-28 | 0.00083333 | 2.0961 | 3.6551 | 2.0961 | -6.6845 | -6.6845 | 2371.3533 | 17737.7223 |  | 0
1961-06-29 | 0 | 0 | 0 | 0 | -6.6845 | -6.6845 | 2364.6688 | 17687.7223 |  | 0
1961-06-30 | 0 | 0 | 0 | 0 | -6.6845 | -6.6845 | 2357.9843 | 17637.7222 |  | 0
1961-07-01 | 0.00083333 | 2.0961 | 3.6551 | 2.0961 | -6.6845 | -6.6845 | 2351.2998 | 17587.7221 |  | 0
1961-07-02 | 0 | 0 | 0 | 0 | -6.6845 | -6.6845 | 2344.6153 | 17537.7221 |  | 0
1961-07-03 | 0 | 0 | 0 | 0 | -6.6845 | -6.6845 | 2337.9308 | 17487.722 |  | 0
1961-07-04 | 0.03 | 75.4584 | 3.6551 | 3.6551 | 65.1188 | 65.1188 | 2403.0496 | 17974.8108 |  | 0
1961-07-05 | 0.069167 | 173.9735 | 3.6551 | 3.6551 | 163.634 | 163.634 | 2566.6835 | 19198.7928 |  | 0
1961-07-06 | 0 | 0 | 0 | 0 | -6.6845 | -6.6845 | 2559.999 | 19148.7927 |  | 0
1961-07-07 | 0 | 0 | 0 | 0 | -6.6845 | -6.6845 | 2553.3145 | 19098.7926 |  | 0
1961-07-08 | 0 | 0 | 0 | 0 | -6.6845 | -6.6845 | 2546.63 | 19048.7926 |  | 0
1961-07-09 | 0 | 0 | 0 | 0 | -6.6845 | -6.6845 | 2539.9455 | 18998.7925 |  | 0
1961-07-10 | 0.010833 | 27.2489 | 3.6551 | 3.6551 | 16.9093 | 16.9093 | 2556.8548 | 19125.274 |  | 0
1961-07-11 | 0 | 0 | 0 | 0 | -6.6845 | -6.6845 | 2550.1703 | 19075.2739 |  | 0
1961-07-12 | 0.00083333 | 2.0961 | 3.6551 | 2.0961 | -6.6845 | -6.6845 | 2543.4858 | 19025.2739 |  | 0
1961-07-13 | 0 | 0 | 0 | 0 | -6.6845 | -6.6845 | 2536.8013 | 18975.2738 |  | 0
1961-07-14 | 0.005 | 12.5764 | 3.6551 | 3.6551 | 2.2368 | 2.2368 | 2539.0381 | 18992.0052 |  | 0
1961-07-15 | 0.021667 | 54.4977 | 3.6551 | 3.6551 | 44.1582 | 44.1582 | 2583.1963 | 19322.3082 |  | 0
1961-07-16 | 0 | 0 | 0 | 0 | -6.6845 | -6.6845 | 2576.5118 | 19272.3081 |  | 0
1961-07-17 | 0 | 0 | 0 | 0 | -6.6845 | -6.6845 | 2569.8273 | 19222.3081 |  | 0
1961-07-18 | 0 | 0 | 0 | 0 | -6.6845 | -6.6845 | 2563.1428 | 19172.308 |  | 0
1961-07-19 | 0 | 0 | 0 | 0 | -6.6845 | -6.6845 | 2556.4583 | 19122.308 |  | 0
1961-07-20 | 0 | 0 | 0 | 0 | -6.6845 | -6.6845 | 2549.7738 | 19072.3079 |  | 0
1961-07-21 | 0.021667 | 54.4977 | 3.6551 | 3.6551 | 44.1582 | 44.1582 | 2593.9319 | 19402.6109 |  | 0
1961-07-22 | 0.0041667 | 10.4803 | 3.6551 | 3.6551 | 0.14075 | 0.14075 | 2594.0727 | 19403.6637 |  | 0
1961-07-23 | 0.02 | 50.3056 | 3.6551 | 3.6551 | 39.966 | 39.966 | 2634.0387 | 19702.6095 |  | 0
1961-07-24 | 0 | 0 | 0 | 0 | -6.6845 | -6.6845 | 2627.3542 | 19652.6095 |  | 0
1961-07-25 | 0.025833 | 64.9781 | 3.6551 | 3.6551 | 54.6385 | 54.6385 | 2681.9927 | 20061.3054 |  | 0
1961-07-26 | 0.015833 | 39.8253 | 3.6551 | 3.6551 | 29.4857 | 29.4857 | 2711.4784 | 20281.8583 |  | 0
1961-07-27 | 0 | 0 | 0 | 0 | -6.6845 | -6.6845 | 2704.7939 | 20231.8582 |  | 0
1961-07-28 | 0 | 0 | 0 | 0 | -6.6845 | -6.6845 | 2698.1094 | 20181.8582 |  | 0
1961-07-29 | 0 | 0 | 0 | 0 | -6.6845 | -6.6845 | 2691.4249 | 20131.8581 |  | 0
1961-07-30 | 0 | 0 | 0 | 0 | -6.6845 | -6.6845 | 2684.7404 | 20081.8581 |  | 0
1961-07-31 | 0.033333 | 83.8427 | 3.6551 | 3.6551 | 73.5031 | 73.5031 | 2758.2435 | 20631.6611 |  | 0
1961-08-01 | 0 | 0 | 0 | 0 | -6.6845 | -6.6845 | 2751.559 | 20581.6611 |  | 0
1961-08-02 | 0 | 0 | 0 | 0 | -6.6845 | -6.6845 | 2744.8745 | 20531.661 |  | 0
1961-08-03 | 0 | 0 | 0 | 0 | -6.6845 | -6.6845 | 2738.19 | 20481.661 |  | 0
1961-08-04 | 0 | 0 | 0 | 0 | -6.6845 | -6.6845 | 2731.5055 | 20431.6609 |  | 0
1961-08-05 | 0 | 0 | 0 | 0 | -6.6845 | -6.6845 | 2724.821 | 20381.6608 |  | 0
1961-08-06 | 0 | 0 | 0 | 0 | -6.6845 | -6.6845 | 2718.1365 | 20331.6608 |  | 0
1961-08-07 | 0 | 0 | 0 | 0 | -6.6845 | -6.6845 | 2711.452 | 20281.6607 |  | 0
1961-08-08 | 0 | 0 | 0 | 0 | -6.6845 | -6.6845 | 2704.7675 | 20231.6607 |  | 0
1961-08-09 | 0 | 0 | 0 | 0 | -6.6845 | -6.6845 | 2698.083 | 20181.6606 |  | 0
1961-08-10 | 0 | 0 | 0 | 0 | -6.6845 | -6.6845 | 2691.3985 | 20131.6605 |  | 0
1961-08-11 | 0 | 0 | 0 | 0 | -6.6845 | -6.6845 | 2684.714 | 20081.6605 |  | 0
1961-08-12 | 0.0025 | 6.2882 | 3.6551 | 3.6551 | -4.0514 | -4.0514 | 2680.6626 | 20051.3562 |  | 0
1961-08-13 | 0.014167 | 35.6331 | 3.6551 | 3.6551 | 25.2936 | 25.2936 | 2705.9561 | 20240.5519 |  | 0
1961-08-14 | 0.035 | 88.0348 | 3.6551 | 3.6551 | 77.6952 | 77.6952 | 2783.6514 | 20821.7122 |  | 0
1961-08-15 | 0.0016667 | 4.1921 | 3.6551 | 3.6551 | -6.1474 | -6.1474 | 2777.5039 | 20775.7293 |  | 0
1961-08-16 | 0 | 0 | 0 | 0 | -6.6845 | -6.6845 | 2770.8194 | 20725.7292 |  | 0
1961-08-17 | 0 | 0 | 0 | 0 | -6.6845 | -6.6845 | 2764.1349 | 20675.7292 |  | 0
1961-08-18 | 0 | 0 | 0 | 0 | -6.6845 | -6.6845 | 2757.4504 | 20625.7291 |  | 0
1961-08-19 | 0 | 0 | 0 | 0 | -6.6845 | -6.6845 | 2750.7659 | 20575.729 |  | 0
1961-08-20 | 0.033333 | 83.8427 | 3.6551 | 3.6551 | 73.5031 | 73.5031 | 2824.269 | 21125.5321 |  | 0
1961-08-21 | 0 | 0 | 0 | 0 | -6.6845 | -6.6845 | 2817.5845 | 21075.5321 |  | 0
1961-08-22 | 0 | 0 | 0 | 0 | -6.6845 | -6.6845 | 2810.9 | 21025.532 |  | 0
1961-08-23 | 0 | 0 | 0 | 0 | -6.6845 | -6.6845 | 2804.2155 | 20975.5319 |  | 0
1961-08-24 | 0.0275 | 69.1702 | 3.6551 | 3.6551 | 58.8306 | 58.8306 | 2863.0461 | 21415.585 |  | 0
1961-08-25 | 0.0025 | 6.2882 | 3.6551 | 3.6551 | -4.0514 | -4.0514 | 2858.9947 | 21385.2807 |  | 0
1961-08-26 | 0.036667 | 92.2269 | 3.6551 | 3.6551 | 81.8874 | 81.8874 | 2940.8821 | 21997.7981 |  | 0
1961-08-27 | 0.046667 | 117.3797 | 3.6551 | 3.6551 | 107.0402 | 107.0402 | 3047.9222 | 22798.4584 |  | 0
1961-08-28 | 0 | 0 | 0 | 0 | -6.6845 | -6.6845 | 3041.2377 | 22748.4583 |  | 0
1961-08-29 | 0 | 0 | 0 | 0 | -6.6845 | -6.6845 | 3034.5532 | 22698.4583 |  | 0
1961-08-30 | 0 | 0 | 0 | 0 | -6.6845 | -6.6845 | 3027.8687 | 22648.4582 |  | 0
1961-08-31 | 0.0075 | 18.8646 | 3.6551 | 3.6551 | 8.525 | 8.525 | 3036.3938 | 22712.2254 |  | 0
1961-09-01 | 0 | 0 | 0 | 0 | -6.6845 | -6.6845 | 3029.7093 | 22662.2253 |  | 0
1961-09-02 | 0 | 0 | 0 | 0 | -6.6845 | -6.6845 | 3023.0248 | 22612.2253 |  | 0
1961-09-03 | 0.0041667 | 10.4803 | 3.6551 | 3.6551 | 0.14075 | 0.14075 | 3023.1655 | 22613.2781 |  | 0
1961-09-04 | 0 | 0 | 0 | 0 | -6.6845 | -6.6845 | 3016.481 | 22563.278 |  | 0
1961-09-05 | 0 | 0 | 0 | 0 | -6.6845 | -6.6845 | 3009.7965 | 22513.278 |  | 0
1961-09-06 | 0 | 0 | 0 | 0 | -6.6845 | -6.6845 | 3003.112 | 22463.2779 |  | 0
1961-09-07 | 0.018333 | 46.1135 | 3.6551 | 3.6551 | 35.7739 | 35.7739 | 3038.8859 | 22730.8666 |  | 0
1961-09-08 | 0.068333 | 171.8775 | 3.6551 | 3.6551 | 161.5379 | 161.5379 | 3200.4238 | 23939.17 |  | 0
1961-09-09 | 0 | 0 | 0 | 0 | -6.6845 | -6.6845 | 3193.7393 | 23889.1699 |  | 0
1961-09-10 | 0 | 0 | 0 | 0 | -6.6845 | -6.6845 | 3187.0548 | 23839.1698 |  | 0
1961-09-11 | 0 | 0 | 0 | 0 | -6.6845 | -6.6845 | 3180.3703 | 23789.1698 |  | 0
1961-09-12 | 0 | 0 | 0 | 0 | -6.6845 | -6.6845 | 3173.6858 | 23739.1697 |  | 0
1961-09-13 | 0 | 0 | 0 | 0 | -6.6845 | -6.6845 | 3167.0013 | 23689.1697 |  | 0
1961-09-14 | 0 | 0 | 0 | 0 | -6.6845 | -6.6845 | 3160.3168 | 23639.1696 |  | 0
1961-09-15 | 0 | 0 | 0 | 0 | -6.6845 | -6.6845 | 3153.6323 | 23589.1695 |  | 0
1961-09-16 | 0 | 0 | 0 | 0 | -6.6845 | -6.6845 | 3146.9478 | 23539.1695 |  | 0
1961-09-17 | 0 | 0 | 0 | 0 | -6.6845 | -6.6845 | 3140.2633 | 23489.1694 |  | 0
1961-09-18 | 0.0016667 | 4.1921 | 3.6551 | 3.6551 | -6.1474 | -6.1474 | 3134.1158 | 23443.1865 |  | 0
1961-09-19 | 0 | 0 | 0 | 0 | -6.6845 | -6.6845 | 3127.4313 | 23393.1865 |  | 0
1961-09-20 | 0.0091667 | 23.0567 | 3.6551 | 3.6551 | 12.7172 | 12.7172 | 3140.1485 | 23488.3108 |  | 0
1961-09-21 | 0 | 0 | 0 | 0 | -6.6845 | -6.6845 | 3133.464 | 23438.3107 |  | 0
1961-09-22 | 0 | 0 | 0 | 0 | -6.6845 | -6.6845 | 3126.7795 | 23388.3106 |  | 0
1961-09-23 | 0 | 0 | 0 | 0 | -6.6845 | -6.6845 | 3120.095 | 23338.3106 |  | 0
1961-09-24 | 0.016667 | 41.9213 | 3.6551 | 3.6551 | 31.5818 | 31.5818 | 3151.6768 | 23574.5421 |  | 0
1961-09-25 | 0 | 0 | 0 | 0 | -6.6845 | -6.6845 | 3144.9923 | 23524.542 |  | 0
1961-09-26 | 0 | 0 | 0 | 0 | -6.6845 | -6.6845 | 3138.3078 | 23474.542 |  | 0
1961-09-27 | 0 | 0 | 0 | 0 | -6.6845 | -6.6845 | 3131.6233 | 23424.5419 |  | 0
1961-09-28 | 0 | 0 | 0 | 0 | -6.6845 | -6.6845 | 3124.9388 | 23374.5419 |  | 0
1961-09-29 | 0 | 0 | 0 | 0 | -6.6845 | -6.6845 | 3118.2543 | 23324.5418 |  | 0
1961-09-30 | 0 | 0 | 0 | 0 | -6.6845 | -6.6845 | 3111.5698 | 23274.5417 |  | 0
1961-10-01 | 0 | 0 | 0 | 0 | -6.6845 | -6.6845 | 3104.8853 | 23224.5417 |  | 0
1961-10-02 | 0 | 0 | 0 | 0 | -6.6845 | -6.6845 | 3098.2008 | 23174.5416 |  | 0
1961-10-03 | 0 | 0 | 0 | 0 | -6.6845 | -6.6845 | 3091.5163 | 23124.5416 |  | 0
1961-10-04 | 0 | 0 | 0 | 0 | -6.6845 | -6.6845 | 3084.8318 | 23074.5415 |  | 0
1961-10-05 | 0 | 0 | 0 | 0 | -6.6845 | -6.6845 | 3078.1473 | 23024.5414 |  | 0
1961-10-06 | 0 | 0 | 0 | 0 | -6.6845 | -6.6845 | 3071.4628 | 22974.5414 |  | 0
1961-10-07 | 0 | 0 | 0 | 0 | -6.6845 | -6.6845 | 3064.7783 | 22924.5413 |  | 0
1961-10-08 | 0 | 0 | 0 | 0 | -6.6845 | -6.6845 | 3058.0938 | 22874.5413 |  | 0
1961-10-09 | 0 | 0 | 0 | 0 | -6.6845 | -6.6845 | 3051.4093 | 22824.5412 |  | 0
1961-10-10 | 0 | 0 | 0 | 0 | -6.6845 | -6.6845 | 3044.7248 | 22774.5411 |  | 0
1961-10-11 | 0 | 0 | 0 | 0 | -6.6845 | -6.6845 | 3038.0403 | 22724.5411 |  | 0
1961-10-12 | 0.04 | 100.6112 | 3.6551 | 3.6551 | 90.2716 | 90.2716 | 3128.3119 | 23399.7728 |  | 0
1961-10-13 | 0 | 0 | 0 | 0 | -6.6845 | -6.6845 | 3121.6274 | 23349.7727 |  | 0
1961-10-14 | 0.013333 | 33.5371 | 3.6551 | 3.6551 | 23.1975 | 23.1975 | 3144.8249 | 23523.2899 |  | 0
1961-10-15 | 0 | 0 | 0 | 0 | -6.6845 | -6.6845 | 3138.1404 | 23473.2899 |  | 0
1961-10-16 | 0 | 0 | 0 | 0 | -6.6845 | -6.6845 | 3131.4559 | 23423.2898 |  | 0
1961-10-17 | 0 | 0 | 0 | 0 | -6.6845 | -6.6845 | 3124.7714 | 23373.2898 |  | 0
1961-10-18 | 0 | 0 | 0 | 0 | -6.6845 | -6.6845 | 3118.0869 | 23323.2897 |  | 0
1961-10-19 | 0 | 0 | 0 | 0 | -6.6845 | -6.6845 | 3111.4024 | 23273.2896 |  | 0
1961-10-20 | 0 | 0 | 0 | 0 | -6.6845 | -6.6845 | 3104.7179 | 23223.2896 |  | 0
1961-10-21 | 0 | 0 | 0 | 0 | -6.6845 | -6.6845 | 3098.0334 | 23173.2895 |  | 0
1961-10-22 | 0 | 0 | 0 | 0 | -6.6845 | -6.6845 | 3091.3489 | 23123.2895 |  | 0
1961-10-23 | 0 | 0 | 0 | 0 | -6.6845 | -6.6845 | 3084.6644 | 23073.2894 |  | 0
1961-10-24 | 0 | 0 | 0 | 0 | -6.6845 | -6.6845 | 3077.9799 | 23023.2893 |  | 0
1961-10-25 | 0 | 0 | 0 | 0 | -6.6845 | -6.6845 | 3071.2954 | 22973.2893 |  | 0
1961-10-26 | 0.088333 | 222.1831 | 3.6551 | 3.6551 | 211.8435 | 211.8435 | 3283.1388 | 24557.8786 |  | 0
1961-10-27 | 0 | 0 | 0 | 0 | -6.6845 | -6.6845 | 3276.4543 | 24507.8785 |  | 0
1961-10-28 | 0 | 0 | 0 | 0 | -6.6845 | -6.6845 | 3269.7698 | 24457.8784 |  | 0
1961-10-29 | 0 | 0 | 0 | 0 | -6.6845 | -6.6845 | 3263.0853 | 24407.8784 |  | 0
1961-10-30 | 0 | 0 | 0 | 0 | -6.6845 | -6.6845 | 3256.4008 | 24357.8783 |  | 0
1961-10-31 | 0 | 0 | 0 | 0 | -6.6845 | -6.6845 | 3249.7163 | 24307.8783 |  | 0
1961-11-01 | 0.033333 | 83.8427 | 3.6551 | 3.6551 | 73.5031 | 73.5031 | 3323.2194 | 24857.6813 |  | 0
1961-11-02 | 0.0041667 | 10.4803 | 3.6551 | 3.6551 | 0.14075 | 0.14075 | 3323.3602 | 24858.7342 |  | 0
1961-11-03 | 0 | 0 | 0 | 0 | -6.6845 | -6.6845 | 3316.6757 | 24808.7341 |  | 0
1961-11-04 | 0 | 0 | 0 | 0 | -6.6845 | -6.6845 | 3309.9912 | 24758.7341 |  | 0
1961-11-05 | 0 | 0 | 0 | 0 | -6.6845 | -6.6845 | 3303.3067 | 24708.734 |  | 0
1961-11-06 | 0 | 0 | 0 | 0 | -6.6845 | -6.6845 | 3296.6222 | 24658.7339 |  | 0
1961-11-07 | 0 | 0 | 0 | 0 | -6.6845 | -6.6845 | 3289.9377 | 24608.7339 |  | 0
1961-11-08 | 0.0075 | 18.8646 | 3.6551 | 3.6551 | 8.525 | 8.525 | 3298.4627 | 24672.501 |  | 0
1961-11-09 | 0.0025 | 6.2882 | 3.6551 | 3.6551 | -4.0514 | -4.0514 | 3294.4113 | 24642.1967 |  | 0
1961-11-10 | 0 | 0 | 0 | 0 | -6.6845 | -6.6845 | 3287.7268 | 24592.1966 |  | 0
1961-11-11 | 0 | 0 | 0 | 0 | -6.6845 | -6.6845 | 3281.0423 | 24542.1966 |  | 0
1961-11-12 | 0 | 0 | 0 | 0 | -6.6845 | -6.6845 | 3274.3578 | 24492.1965 |  | 0
1961-11-13 | 0 | 0 | 0 | 0 | -6.6845 | -6.6845 | 3267.6733 | 24442.1965 |  | 0
1961-11-14 | 0.0025 | 6.2882 | 3.6551 | 3.6551 | -4.0514 | -4.0514 | 3263.6219 | 24411.8921 |  | 0
1961-11-15 | 0 | 0 | 0 | 0 | -6.6845 | -6.6845 | 3256.9374 | 24361.8921 |  | 0
1961-11-16 | 0 | 0 | 0 | 0 | -6.6845 | -6.6845 | 3250.2529 | 24311.892 |  | 0
1961-11-17 | 0 | 0 | 0 | 0 | -6.6845 | -6.6845 | 3243.5684 | 24261.892 |  | 0
1961-11-18 | 0 | 0 | 0 | 0 | -6.6845 | -6.6845 | 3236.8839 | 24211.8919 |  | 0
1961-11-19 | 0 | 0 | 0 | 0 | -6.6845 | -6.6845 | 3230.1994 | 24161.8918 |  | 0
1961-11-20 | 0 | 0 | 0 | 0 | -6.6845 | -6.6845 | 3223.5149 | 24111.8918 |  | 0
1961-11-21 | 0 | 0 | 0 | 0 | -6.6845 | -6.6845 | 3216.8304 | 24061.8917 |  | 0
1961-11-22 | 0 | 0 | 0 | 0 | -6.6845 | -6.6845 | 3210.1459 | 24011.8917 |  | 0
1961-11-23 | 0 | 0 | 0 | 0 | -6.6845 | -6.6845 | 3203.4614 | 23961.8916 |  | 0
1961-11-24 | 0 | 0 | 0 | 0 | -6.6845 | -6.6845 | 3196.7769 | 23911.8915 |  | 0
1961-11-25 | 0 | 0 | 0 | 0 | -6.6845 | -6.6845 | 3190.0924 | 23861.8915 |  | 0
1961-11-26 | 0 | 0 | 0 | 0 | -6.6845 | -6.6845 | 3183.4079 | 23811.8914 |  | 0
1961-11-27 | 0 | 0 | 0 | 0 | -6.6845 | -6.6845 | 3176.7234 | 23761.8914 |  | 0
1961-11-28 | 0 | 0 | 0 | 0 | -6.6845 | -6.6845 | 3170.0389 | 23711.8913 |  | 0
1961-11-29 | 0 | 0 | 0 | 0 | -6.6845 | -6.6845 | 3163.3544 | 23661.8912 |  | 0
1961-11-30 | 0 | 0 | 0 | 0 | -6.6845 | -6.6845 | 3156.6699 | 23611.8912 |  | 0
1961-12-01 | 0 | 0 | 0 | 0 | -6.6845 | -6.6845 | 3149.9854 | 23561.8911 |  | 0
1961-12-02 | 0 | 0 | 0 | 0 | -6.6845 | -6.6845 | 3143.3009 | 23511.8911 |  | 0
1961-12-03 | 0 | 0 | 0 | 0 | -6.6845 | -6.6845 | 3136.6164 | 23461.891 |  | 0
1961-12-04 | 0 | 0 | 0 | 0 | -6.6845 | -6.6845 | 3129.9319 | 23411.8909 |  | 0
1961-12-05 | 0 | 0 | 0 | 0 | -6.6845 | -6.6845 | 3123.2474 | 23361.8909 |  | 0
1961-12-06 | 0 | 0 | 0 | 0 | -6.6845 | -6.6845 | 3116.5629 | 23311.8908 |  | 0
1961-12-07 | 0 | 0 | 0 | 0 | -6.6845 | -6.6845 | 3109.8784 | 23261.8908 |  | 0
1961-12-08 | 0 | 0 | 0 | 0 | -6.6845 | -6.6845 | 3103.1939 | 23211.8907 |  | 0
1961-12-09 | 0.0075 | 18.8646 | 3.6551 | 3.6551 | 8.525 | 8.525 | 3111.719 | 23275.6578 |  | 0
1961-12-10 | 0 | 0 | 0 | 0 | -6.6845 | -6.6845 | 3105.0345 | 23225.6578 |  | 0
1961-12-11 | 0 | 0 | 0 | 0 | -6.6845 | -6.6845 | 3098.35 | 23175.6577 |  | 0
1961-12-12 | 0 | 0 | 0 | 0 | -6.6845 | -6.6845 | 3091.6655 | 23125.6577 |  | 0
1961-12-13 | 0 | 0 | 0 | 0 | -6.6845 | -6.6845 | 3084.981 | 23075.6576 |  | 0
1961-12-14 | 0 | 0 | 0 | 0 | -6.6845 | -6.6845 | 3078.2965 | 23025.6575 |  | 0
1961-12-15 | 0 | 0 | 0 | 0 | -6.6845 | -6.6845 | 3071.612 | 22975.6575 |  | 0
1961-12-16 | 0.0016667 | 4.1921 | 3.6551 | 3.6551 | -6.1474 | -6.1474 | 3065.4645 | 22929.6746 |  | 0
1961-12-17 | 0 | 0 | 0 | 0 | -6.6845 | -6.6845 | 3058.78 | 22879.6745 |  | 0
1961-12-18 | 0 | 0 | 0 | 0 | -6.6845 | -6.6845 | 3052.0955 | 22829.6745 |  | 0
1961-12-19 | 0 | 0 | 0 | 0 | -6.6845 | -6.6845 | 3045.411 | 22779.6744 |  | 0
1961-12-20 | 0 | 0 | 0 | 0 | -6.6845 | -6.6845 | 3038.7265 | 22729.6743 |  | 0
1961-12-21 | 0 | 0 | 0 | 0 | -6.6845 | -6.6845 | 3032.042 | 22679.6743 |  | 0
1961-12-22 | 0 | 0 | 0 | 0 | -6.6845 | -6.6845 | 3025.3575 | 22629.6742 |  | 0
1961-12-23 | 0 | 0 | 0 | 0 | -6.6845 | -6.6845 | 3018.673 | 22579.6742 |  | 0
1961-12-24 | 0 | 0 | 0 | 0 | -6.6845 | -6.6845 | 3011.9885 | 22529.6741 |  | 0
1961-12-25 | 0 | 0 | 0 | 0 | -6.6845 | -6.6845 | 3005.304 | 22479.674 |  | 0
1961-12-26 | 0 | 0 | 0 | 0 | -6.6845 | -6.6845 | 2998.6195 | 22429.674 |  | 0
1961-12-27 | 0 | 0 | 0 | 0 | -6.6845 | -6.6845 | 2991.935 | 22379.6739 |  | 0
1961-12-28 | 0 | 0 | 0 | 0 | -6.6845 | -6.6845 | 2985.2505 | 22329.6739 |  | 0
1961-12-29 | 0 | 0 | 0 | 0 | -6.6845 | -6.6845 | 2978.566 | 22279.6738 |  | 0
1961-12-30 | 0 | 0 | 0 | 0 | -6.6845 | -6.6845 | 2971.8815 | 22229.6737 |  | 0
1961-12-31 | 0 | 0 | 0 | 0 | -6.6845 | -6.6845 | 2965.197 | 22179.6737 |  | 0
1962-01-01 | 0 | 0 | 0 | 0 | -6.6845 | -6.6845 | 2958.5125 | 22129.6736 |  | 0
1962-01-02 | 0 | 0 | 0 | 0 | -6.6845 | -6.6845 | 2951.828 | 22079.6736 |  | 0
1962-01-03 | 0.0016667 | 4.1921 | 3.6551 | 3.6551 | -6.1474 | -6.1474 | 2945.6806 | 22033.6907 |  | 0
1962-01-04 | 0 | 0 | 0 | 0 | -6.6845 | -6.6845 | 2938.9961 | 21983.6906 |  | 0
1962-01-05 | 0 | 0 | 0 | 0 | -6.6845 | -6.6845 | 2932.3116 | 21933.6905 |  | 0
1962-01-06 | 0 | 0 | 0 | 0 | -6.6845 | -6.6845 | 2925.6271 | 21883.6905 |  | 0
1962-01-07 | 0 | 0 | 0 | 0 | -6.6845 | -6.6845 | 2918.9426 | 21833.6904 |  | 0
1962-01-08 | 0 | 0 | 0 | 0 | -6.6845 | -6.6845 | 2912.2581 | 21783.6904 |  | 0
1962-01-09 | 0 | 0 | 0 | 0 | -6.6845 | -6.6845 | 2905.5736 | 21733.6903 |  | 0
1962-01-10 | 0 | 0 | 0 | 0 | -6.6845 | -6.6845 | 2898.8891 | 21683.6902 |  | 0
1962-01-11 | 0.0016667 | 4.1921 | 3.6551 | 3.6551 | -6.1474 | -6.1474 | 2892.7416 | 21637.7073 |  | 0
1962-01-12 | 0 | 0 | 0 | 0 | -6.6845 | -6.6845 | 2886.0571 | 21587.7073 |  | 0
1962-01-13 | 0 | 0 | 0 | 0 | -6.6845 | -6.6845 | 2879.3726 | 21537.7072 |  | 0
1962-01-14 | 0 | 0 | 0 | 0 | -6.6845 | -6.6845 | 2872.6881 | 21487.7072 |  | 0
1962-01-15 | 0 | 0 | 0 | 0 | -6.6845 | -6.6845 | 2866.0036 | 21437.7071 |  | 0
1962-01-16 | 0 | 0 | 0 | 0 | -6.6845 | -6.6845 | 2859.3191 | 21387.707 |  | 0
1962-01-17 | 0 | 0 | 0 | 0 | -6.6845 | -6.6845 | 2852.6346 | 21337.707 |  | 0
1962-01-18 | 0 | 0 | 0 | 0 | -6.6845 | -6.6845 | 2845.9501 | 21287.7069 |  | 0
1962-01-19 | 0 | 0 | 0 | 0 | -6.6845 | -6.6845 | 2839.2656 | 21237.7069 |  | 0
1962-01-20 | 0 | 0 | 0 | 0 | -6.6845 | -6.6845 | 2832.5811 | 21187.7068 |  | 0
1962-01-21 | 0 | 0 | 0 | 0 | -6.6845 | -6.6845 | 2825.8966 | 21137.7067 |  | 0
1962-01-22 | 0 | 0 | 0 | 0 | -6.6845 | -6.6845 | 2819.2121 | 21087.7067 |  | 0
1962-01-23 | 0 | 0 | 0 | 0 | -6.6845 | -6.6845 | 2812.5276 | 21037.7066 |  | 0
1962-01-24 | 0.0125 | 31.441 | 3.6551 | 3.6551 | 21.1014 | 21.1014 | 2833.629 | 21195.5452 |  | 0
1962-01-25 | 0.020833 | 52.4017 | 3.6551 | 3.6551 | 42.0621 | 42.0621 | 2875.6911 | 21510.1696 |  | 0
1962-01-26 | 0.0033333 | 8.3843 | 3.6551 | 3.6551 | -1.9553 | -1.9553 | 2873.7358 | 21495.5439 |  | 0
1962-01-27 | 0 | 0 | 0 | 0 | -6.6845 | -6.6845 | 2867.0513 | 21445.5438 |  | 0
1962-01-28 | 0 | 0 | 0 | 0 | -6.6845 | -6.6845 | 2860.3668 | 21395.5438 |  | 0
1962-01-29 | 0 | 0 | 0 | 0 | -6.6845 | -6.6845 | 2853.6823 | 21345.5437 |  | 0
1962-01-30 | 0 | 0 | 0 | 0 | -6.6845 | -6.6845 | 2846.9978 | 21295.5437 |  | 0
1962-01-31 | 0 | 0 | 0 | 0 | -6.6845 | -6.6845 | 2840.3133 | 21245.5436 |  | 0
1962-02-01 | 0 | 0 | 0 | 0 | -6.6845 | -6.6845 | 2833.6288 | 21195.5435 |  | 0
1962-02-02 | 0 | 0 | 0 | 0 | -6.6845 | -6.6845 | 2826.9443 | 21145.5435 |  | 0
1962-02-03 | 0 | 0 | 0 | 0 | -6.6845 | -6.6845 | 2820.2598 | 21095.5434 |  | 0
1962-02-04 | 0 | 0 | 0 | 0 | -6.6845 | -6.6845 | 2813.5753 | 21045.5434 |  | 0
1962-02-05 | 0 | 0 | 0 | 0 | -6.6845 | -6.6845 | 2806.8908 | 20995.5433 |  | 0
1962-02-06 | 0 | 0 | 0 | 0 | -6.6845 | -6.6845 | 2800.2063 | 20945.5432 |  | 0
1962-02-07 | 0 | 0 | 0 | 0 | -6.6845 | -6.6845 | 2793.5218 | 20895.5432 |  | 0
1962-02-08 | 0 | 0 | 0 | 0 | -6.6845 | -6.6845 | 2786.8373 | 20845.5431 |  | 0
1962-02-09 | 0 | 0 | 0 | 0 | -6.6845 | -6.6845 | 2780.1528 | 20795.5431 |  | 0
1962-02-10 | 0 | 0 | 0 | 0 | -6.6845 | -6.6845 | 2773.4683 | 20745.543 |  | 0
1962-02-11 | 0 | 0 | 0 | 0 | -6.6845 | -6.6845 | 2766.7838 | 20695.5429 |  | 0
1962-02-12 | 0 | 0 | 0 | 0 | -6.6845 | -6.6845 | 2760.0993 | 20645.5429 |  | 0
1962-02-13 | 0 | 0 | 0 | 0 | -6.6845 | -6.6845 | 2753.4148 | 20595.5428 |  | 0
1962-02-14 | 0.018333 | 46.1135 | 3.6551 | 3.6551 | 35.7739 | 35.7739 | 2789.1887 | 20863.1315 |  | 0
1962-02-15 | 0 | 0 | 0 | 0 | -6.6845 | -6.6845 | 2782.5042 | 20813.1314 |  | 0
1962-02-16 | 0 | 0 | 0 | 0 | -6.6845 | -6.6845 | 2775.8197 | 20763.1314 |  | 0
1962-02-17 | 0 | 0 | 0 | 0 | -6.6845 | -6.6845 | 2769.1352 | 20713.1313 |  | 0
1962-02-18 | 0 | 0 | 0 | 0 | -6.6845 | -6.6845 | 2762.4507 | 20663.1312 |  | 0
1962-02-19 | 0 | 0 | 0 | 0 | -6.6845 | -6.6845 | 2755.7662 | 20613.1312 |  | 0
1962-02-20 | 0 | 0 | 0 | 0 | -6.6845 | -6.6845 | 2749.0817 | 20563.1311 |  | 0
1962-02-21 | 0 | 0 | 0 | 0 | -6.6845 | -6.6845 | 2742.3972 | 20513.1311 |  | 0
1962-02-22 | 0 | 0 | 0 | 0 | -6.6845 | -6.6845 | 2735.7127 | 20463.131 |  | 0
1962-02-23 | 0 | 0 | 0 | 0 | -6.6845 | -6.6845 | 2729.0282 | 20413.1309 |  | 0
1962-02-24 | 0 | 0 | 0 | 0 | -6.6845 | -6.6845 | 2722.3437 | 20363.1309 |  | 0
1962-02-25 | 0 | 0 | 0 | 0 | -6.6845 | -6.6845 | 2715.6592 | 20313.1308 |  | 0
1962-02-26 | 0 | 0 | 0 | 0 | -6.6845 | -6.6845 | 2708.9747 | 20263.1308 |  | 0
1962-02-27 | 0 | 0 | 0 | 0 | -6.6845 | -6.6845 | 2702.2902 | 20213.1307 |  | 0
1962-02-28 | 0 | 0 | 0 | 0 | -6.6845 | -6.6845 | 2695.6057 | 20163.1306 |  | 0
1962-03-01 | 0 | 0 | 0 | 0 | -6.6845 | -6.6845 | 2688.9212 | 20113.1306 |  | 0
1962-03-02 | 0 | 0 | 0 | 0 | -6.6845 | -6.6845 | 2682.2367 | 20063.1305 |  | 0
1962-03-03 | 0 | 0 | 0 | 0 | -6.6845 | -6.6845 | 2675.5522 | 20013.1305 |  | 0
1962-03-04 | 0 | 0 | 0 | 0 | -6.6845 | -6.6845 | 2668.8677 | 19963.1304 |  | 0
1962-03-05 | 0 | 0 | 0 | 0 | -6.6845 | -6.6845 | 2662.1832 | 19913.1303 |  | 0
1962-03-06 | 0 | 0 | 0 | 0 | -6.6845 | -6.6845 | 2655.4987 | 19863.1303 |  | 0
1962-03-07 | 0 | 0 | 0 | 0 | -6.6845 | -6.6845 | 2648.8142 | 19813.1302 |  | 0
1962-03-08 | 0 | 0 | 0 | 0 | -6.6845 | -6.6845 | 2642.1297 | 19763.1302 |  | 0
1962-03-09 | 0 | 0 | 0 | 0 | -6.6845 | -6.6845 | 2635.4452 | 19713.1301 |  | 0
1962-03-10 | 0 | 0 | 0 | 0 | -6.6845 | -6.6845 | 2628.7607 | 19663.13 |  | 0
1962-03-11 | 0 | 0 | 0 | 0 | -6.6845 | -6.6845 | 2622.0762 | 19613.13 |  | 0
1962-03-12 | 0 | 0 | 0 | 0 | -6.6845 | -6.6845 | 2615.3917 | 19563.1299 |  | 0
1962-03-13 | 0 | 0 | 0 | 0 | -6.6845 | -6.6845 | 2608.7072 | 19513.1299 |  | 0
1962-03-14 | 0 | 0 | 0 | 0 | -6.6845 | -6.6845 | 2602.0227 | 19463.1298 |  | 0
1962-03-15 | 0 | 0 | 0 | 0 | -6.6845 | -6.6845 | 2595.3382 | 19413.1297 |  | 0
1962-03-16 | 0 | 0 | 0 | 0 | -6.6845 | -6.6845 | 2588.6537 | 19363.1297 |  | 0
1962-03-17 | 0 | 0 | 0 | 0 | -6.6845 | -6.6845 | 2581.9692 | 19313.1296 |  | 0
1962-03-18 | 0 | 0 | 0 | 0 | -6.6845 | -6.6845 | 2575.2847 | 19263.1296 |  | 0
1962-03-19 | 0 | 0 | 0 | 0 | -6.6845 | -6.6845 | 2568.6002 | 19213.1295 |  | 0
1962-03-20 | 0 | 0 | 0 | 0 | -6.6845 | -6.6845 | 2561.9157 | 19163.1294 |  | 0
1962-03-21 | 0 | 0 | 0 | 0 | -6.6845 | -6.6845 | 2555.2312 | 19113.1294 |  | 0
1962-03-22 | 0 | 0 | 0 | 0 | -6.6845 | -6.6845 | 2548.5467 | 19063.1293 |  | 0
1962-03-23 | 0 | 0 | 0 | 0 | -6.6845 | -6.6845 | 2541.8622 | 19013.1293 |  | 0
1962-03-24 | 0 | 0 | 0 | 0 | -6.6845 | -6.6845 | 2535.1777 | 18963.1292 |  | 0
1962-03-25 | 0 | 0 | 0 | 0 | -6.6845 | -6.6845 | 2528.4932 | 18913.1291 |  | 0
1962-03-26 | 0 | 0 | 0 | 0 | -6.6845 | -6.6845 | 2521.8087 | 18863.1291 |  | 0
1962-03-27 | 0 | 0 | 0 | 0 | -6.6845 | -6.6845 | 2515.1242 | 18813.129 |  | 0
1962-03-28 | 0 | 0 | 0 | 0 | -6.6845 | -6.6845 | 2508.4397 | 18763.129 |  | 0
1962-03-29 | 0 | 0 | 0 | 0 | -6.6845 | -6.6845 | 2501.7552 | 18713.1289 |  | 0
1962-03-30 | 0 | 0 | 0 | 0 | -6.6845 | -6.6845 | 2495.0707 | 18663.1288 |  | 0
1962-03-31 | 0 | 0 | 0 | 0 | -6.6845 | -6.6845 | 2488.3862 | 18613.1288 |  | 0
1962-04-01 | 0 | 0 | 0 | 0 | -6.6845 | -6.6845 | 2481.7017 | 18563.1287 |  | 0
1962-04-02 | 0 | 0 | 0 | 0 | -6.6845 | -6.6845 | 2475.0172 | 18513.1287 |  | 0
1962-04-03 | 0 | 0 | 0 | 0 | -6.6845 | -6.6845 | 2468.3327 | 18463.1286 |  | 0
1962-04-04 | 0 | 0 | 0 | 0 | -6.6845 | -6.6845 | 2461.6482 | 18413.1285 |  | 0
1962-04-05 | 0 | 0 | 0 | 0 | -6.6845 | -6.6845 | 2454.9637 | 18363.1285 |  | 0
1962-04-06 | 0.018333 | 46.1135 | 3.6551 | 3.6551 | 35.7739 | 35.7739 | 2490.7376 | 18630.7172 |  | 0
1962-04-07 | 0 | 0 | 0 | 0 | -6.6845 | -6.6845 | 2484.0531 | 18580.7171 |  | 0
1962-04-08 | 0 | 0 | 0 | 0 | -6.6845 | -6.6845 | 2477.3686 | 18530.717 |  | 0
1962-04-09 | 0 | 0 | 0 | 0 | -6.6845 | -6.6845 | 2470.6841 | 18480.717 |  | 0
1962-04-10 | 0 | 0 | 0 | 0 | -6.6845 | -6.6845 | 2463.9996 | 18430.7169 |  | 0
1962-04-11 | 0 | 0 | 0 | 0 | -6.6845 | -6.6845 | 2457.3151 | 18380.7169 |  | 0
1962-04-12 | 0 | 0 | 0 | 0 | -6.6845 | -6.6845 | 2450.6306 | 18330.7168 |  | 0
1962-04-13 | 0 | 0 | 0 | 0 | -6.6845 | -6.6845 | 2443.9461 | 18280.7167 |  | 0
1962-04-14 | 0 | 0 | 0 | 0 | -6.6845 | -6.6845 | 2437.2616 | 18230.7167 |  | 0
1962-04-15 | 0 | 0 | 0 | 0 | -6.6845 | -6.6845 | 2430.5771 | 18180.7166 |  | 0
1962-04-16 | 0 | 0 | 0 | 0 | -6.6845 | -6.6845 | 2423.8926 | 18130.7166 |  | 0
1962-04-17 | 0 | 0 | 0 | 0 | -6.6845 | -6.6845 | 2417.2081 | 18080.7165 |  | 0
1962-04-18 | 0 | 0 | 0 | 0 | -6.6845 | -6.6845 | 2410.5236 | 18030.7164 |  | 0
1962-04-19 | 0 | 0 | 0 | 0 | -6.6845 | -6.6845 | 2403.8391 | 17980.7164 |  | 0
1962-04-20 | 0 | 0 | 0 | 0 | -6.6845 | -6.6845 | 2397.1546 | 17930.7163 |  | 0
1962-04-21 | 0 | 0 | 0 | 0 | -6.6845 | -6.6845 | 2390.4701 | 17880.7163 |  | 0
1962-04-22 | 0 | 0 | 0 | 0 | -6.6845 | -6.6845 | 2383.7856 | 17830.7162 |  | 0
1962-04-23 | 0 | 0 | 0 | 0 | -6.6845 | -6.6845 | 2377.1011 | 17780.7161 |  | 0
1962-04-24 | 0 | 0 | 0 | 0 | -6.6845 | -6.6845 | 2370.4166 | 17730.7161 |  | 0
1962-04-25 | 0 | 0 | 0 | 0 | -6.6845 | -6.6845 | 2363.7321 | 17680.716 |  | 0
1962-04-26 | 0.00083333 | 2.0961 | 3.6551 | 2.0961 | -6.6845 | -6.6845 | 2357.0476 | 17630.716 |  | 0
1962-04-27 | 0 | 0 | 0 | 0 | -6.6845 | -6.6845 | 2350.3631 | 17580.7159 |  | 0
1962-04-28 | 0 | 0 | 0 | 0 | -6.6845 | -6.6845 | 2343.6786 | 17530.7158 |  | 0
1962-04-29 | 0 | 0 | 0 | 0 | -6.6845 | -6.6845 | 2336.9941 | 17480.7158 |  | 0
1962-04-30 | 0 | 0 | 0 | 0 | -6.6845 | -6.6845 | 2330.3096 | 17430.7157 |  | 0
1962-05-01 | 0 | 0 | 0 | 0 | -6.6845 | -6.6845 | 2323.6251 | 17380.7157 |  | 0
1962-05-02 | 0 | 0 | 0 | 0 | -6.6845 | -6.6845 | 2316.9406 | 17330.7156 |  | 0
1962-05-03 | 0 | 0 | 0 | 0 | -6.6845 | -6.6845 | 2310.2561 | 17280.7155 |  | 0
1962-05-04 | 0 | 0 | 0 | 0 | -6.6845 | -6.6845 | 2303.5716 | 17230.7155 |  | 0
1962-05-05 | 0 | 0 | 0 | 0 | -6.6845 | -6.6845 | 2296.8871 | 17180.7154 |  | 0
1962-05-06 | 0 | 0 | 0 | 0 | -6.6845 | -6.6845 | 2290.2026 | 17130.7154 |  | 0
1962-05-07 | 0 | 0 | 0 | 0 | -6.6845 | -6.6845 | 2283.5181 | 17080.7153 |  | 0
1962-05-08 | 0 | 0 | 0 | 0 | -6.6845 | -6.6845 | 2276.8336 | 17030.7152 |  | 0
1962-05-09 | 0 | 0 | 0 | 0 | -6.6845 | -6.6845 | 2270.1491 | 16980.7152 |  | 0
1962-05-10 | 0 | 0 | 0 | 0 | -6.6845 | -6.6845 | 2263.4646 | 16930.7151 |  | 0
1962-05-11 | 0 | 0 | 0 | 0 | -6.6845 | -6.6845 | 2256.7801 | 16880.7151 |  | 0
1962-05-12 | 0 | 0 | 0 | 0 | -6.6845 | -6.6845 | 2250.0956 | 16830.715 |  | 0
1962-05-13 | 0 | 0 | 0 | 0 | -6.6845 | -6.6845 | 2243.4111 | 16780.7149 |  | 0
1962-05-14 | 0 | 0 | 0 | 0 | -6.6845 | -6.6845 | 2236.7266 | 16730.7149 |  | 0
1962-05-15 | 0 | 0 | 0 | 0 | -6.6845 | -6.6845 | 2230.0421 | 16680.7148 |  | 0
1962-05-16 | 0 | 0 | 0 | 0 | -6.6845 | -6.6845 | 2223.3576 | 16630.7148 |  | 0
1962-05-17 | 0 | 0 | 0 | 0 | -6.6845 | -6.6845 | 2216.6731 | 16580.7147 |  | 0
1962-05-18 | 0.0075 | 18.8646 | 3.6551 | 3.6551 | 8.525 | 8.525 | 2225.1981 | 16644.4818 |  | 0
1962-05-19 | 0.12417 | 312.3139 | 3.6551 | 3.6551 | 301.9744 | 301.9744 | 2527.1725 | 18903.25 |  | 0
1962-05-20 | 0.029167 | 73.3623 | 3.6551 | 3.6551 | 63.0228 | 63.0228 | 2590.1952 | 19374.6602 |  | 0
1962-05-21 | 0 | 0 | 0 | 0 | -6.6845 | -6.6845 | 2583.5107 | 19324.6601 |  | 0
1962-05-22 | 0 | 0 | 0 | 0 | -6.6845 | -6.6845 | 2576.8262 | 19274.6601 |  | 0
1962-05-23 | 0 | 0 | 0 | 0 | -6.6845 | -6.6845 | 2570.1417 | 19224.66 |  | 0
1962-05-24 | 0 | 0 | 0 | 0 | -6.6845 | -6.6845 | 2563.4572 | 19174.66 |  | 0
1962-05-25 | 0 | 0 | 0 | 0 | -6.6845 | -6.6845 | 2556.7727 | 19124.6599 |  | 0
1962-05-26 | 0 | 0 | 0 | 0 | -6.6845 | -6.6845 | 2550.0882 | 19074.6598 |  | 0
1962-05-27 | 0 | 0 | 0 | 0 | -6.6845 | -6.6845 | 2543.4037 | 19024.6598 |  | 0
1962-05-28 | 0 | 0 | 0 | 0 | -6.6845 | -6.6845 | 2536.7192 | 18974.6597 |  | 0
1962-05-29 | 0 | 0 | 0 | 0 | -6.6845 | -6.6845 | 2530.0347 | 18924.6597 |  | 0
1962-05-30 | 0 | 0 | 0 | 0 | -6.6845 | -6.6845 | 2523.3502 | 18874.6596 |  | 0
1962-05-31 | 0 | 0 | 0 | 0 | -6.6845 | -6.6845 | 2516.6657 | 18824.6595 |  | 0
1962-06-01 | 0 | 0 | 0 | 0 | -6.6845 | -6.6845 | 2509.9812 | 18774.6595 |  | 0
1962-06-02 | 0 | 0 | 0 | 0 | -6.6845 | -6.6845 | 2503.2967 | 18724.6594 |  | 0
1962-06-03 | 0 | 0 | 0 | 0 | -6.6845 | -6.6845 | 2496.6122 | 18674.6594 |  | 0
1962-06-04 | 0 | 0 | 0 | 0 | -6.6845 | -6.6845 | 2489.9277 | 18624.6593 |  | 0
1962-06-05 | 0.01 | 25.1528 | 3.6551 | 3.6551 | 14.8132 | 14.8132 | 2504.7409 | 18735.4622 |  | 0
1962-06-06 | 0 | 0 | 0 | 0 | -6.6845 | -6.6845 | 2498.0564 | 18685.4621 |  | 0
1962-06-07 | 0 | 0 | 0 | 0 | -6.6845 | -6.6845 | 2491.3719 | 18635.4621 |  | 0
1962-06-08 | 0 | 0 | 0 | 0 | -6.6845 | -6.6845 | 2484.6874 | 18585.462 |  | 0
1962-06-09 | 0.019167 | 48.2095 | 3.6551 | 3.6551 | 37.87 | 37.87 | 2522.5574 | 18868.7293 |  | 0
1962-06-10 | 0 | 0 | 0 | 0 | -6.6845 | -6.6845 | 2515.8729 | 18818.7292 |  | 0
1962-06-11 | 0 | 0 | 0 | 0 | -6.6845 | -6.6845 | 2509.1884 | 18768.7291 |  | 0
1962-06-12 | 0.029167 | 73.3623 | 3.6551 | 3.6551 | 63.0228 | 63.0228 | 2572.2111 | 19240.1393 |  | 0
1962-06-13 | 0.011667 | 29.3449 | 3.6551 | 3.6551 | 19.0054 | 19.0054 | 2591.2165 | 19382.2994 |  | 0
1962-06-14 | 0.0058333 | 14.6725 | 3.6551 | 3.6551 | 4.3329 | 4.3329 | 2595.5494 | 19414.7094 |  | 0
1962-06-15 | 0.060833 | 153.0129 | 3.6551 | 3.6551 | 142.6733 | 142.6733 | 2738.2227 | 20481.9055 |  | 0
1962-06-16 | 0 | 0 | 0 | 0 | -6.6845 | -6.6845 | 2731.5382 | 20431.9055 |  | 0
1962-06-17 | 0 | 0 | 0 | 0 | -6.6845 | -6.6845 | 2724.8537 | 20381.9054 |  | 0
1962-06-18 | 0.0083333 | 20.9607 | 3.6551 | 3.6551 | 10.6211 | 10.6211 | 2735.4748 | 20461.3511 |  | 0
1962-06-19 | 0 | 0 | 0 | 0 | -6.6845 | -6.6845 | 2728.7903 | 20411.3511 |  | 0
1962-06-20 | 0 | 0 | 0 | 0 | -6.6845 | -6.6845 | 2722.1058 | 20361.351 |  | 0
1962-06-21 | 0 | 0 | 0 | 0 | -6.6845 | -6.6845 | 2715.4213 | 20311.351 |  | 0
1962-06-22 | 0 | 0 | 0 | 0 | -6.6845 | -6.6845 | 2708.7368 | 20261.3509 |  | 0
1962-06-23 | 0 | 0 | 0 | 0 | -6.6845 | -6.6845 | 2702.0523 | 20211.3508 |  | 0
1962-06-24 | 0 | 0 | 0 | 0 | -6.6845 | -6.6845 | 2695.3678 | 20161.3508 |  | 0
1962-06-25 | 0 | 0 | 0 | 0 | -6.6845 | -6.6845 | 2688.6833 | 20111.3507 |  | 0
1962-06-26 | 0.045833 | 115.2837 | 3.6551 | 3.6551 | 104.9441 | 104.9441 | 2793.6273 | 20896.3325 |  | 0 | 1
1962-06-27 | 0 | 0 | 0 | 0 | -6.6845 | -6.6845 | 2786.9428 | 20846.3324 |  | 0
1962-06-28 | 0.014167 | 35.6331 | 3.6551 | 3.6551 | 25.2936 | 25.2936 | 2812.2364 | 21035.5282 |  | 0
1962-06-29 | 0.04 | 100.6112 | 3.6551 | 3.6551 | 90.2716 | 90.2716 | 2902.508 | 21710.7599 |  | 0
1962-06-30 | 0.04 | 100.6112 | 3.6551 | 3.6551 | 90.2716 | 90.2716 | 2992.7796 | 22385.9916 |  | 0
1962-07-01 | 0.0058333 | 14.6725 | 3.6551 | 3.6551 | 4.3329 | 4.3329 | 2997.1125 | 22418.4016 |  | 0
1962-07-02 | 0.0033333 | 8.3843 | 3.6551 | 3.6551 | -1.9553 | -1.9553 | 2995.1572 | 22403.7759 |  | 0
1962-07-03 | 0.0025 | 6.2882 | 3.6551 | 3.6551 | -4.0514 | -4.0514 | 2991.1058 | 22373.4716 |  | 0
1962-07-04 | 0 | 0 | 0 | 0 | -6.6845 | -6.6845 | 2984.4213 | 22323.4715 |  | 0
1962-07-05 | 0.014167 | 35.6331 | 3.6551 | 3.6551 | 25.2936 | 25.2936 | 3009.7149 | 22512.6673 |  | 0
1962-07-06 | 0 | 0 | 0 | 0 | -6.6845 | -6.6845 | 3003.0304 | 22462.6672 |  | 0
1962-07-07 | 0 | 0 | 0 | 0 | -6.6845 | -6.6845 | 2996.3459 | 22412.6672 |  | 0
1962-07-08 | 0 | 0 | 0 | 0 | -6.6845 | -6.6845 | 2989.6614 | 22362.6671 |  | 0
1962-07-09 | 0 | 0 | 0 | 0 | -6.6845 | -6.6845 | 2982.9769 | 22312.667 |  | 0
1962-07-10 | 0 | 0 | 0 | 0 | -6.6845 | -6.6845 | 2976.2924 | 22262.667 |  | 0
1962-07-11 | 0.0058333 | 14.6725 | 3.6551 | 3.6551 | 4.3329 | 4.3329 | 2980.6253 | 22295.077 |  | 0
1962-07-12 | 0 | 0 | 0 | 0 | -6.6845 | -6.6845 | 2973.9408 | 22245.0769 |  | 0
1962-07-13 | 0.00083333 | 2.0961 | 3.6551 | 2.0961 | -6.6845 | -6.6845 | 2967.2563 | 22195.0769 |  | 0
1962-07-14 | 0 | 0 | 0 | 0 | -6.6845 | -6.6845 | 2960.5718 | 22145.0768 |  | 0
1962-07-15 | 0 | 0 | 0 | 0 | -6.6845 | -6.6845 | 2953.8873 | 22095.0767 |  | 0
1962-07-16 | 0.0125 | 31.441 | 3.6551 | 3.6551 | 21.1014 | 21.1014 | 2974.9887 | 22252.9154 |  | 0
1962-07-17 | 0.011667 | 29.3449 | 3.6551 | 3.6551 | 19.0054 | 19.0054 | 2993.994 | 22395.0754 |  | 0
1962-07-18 | 0.0225 | 56.5938 | 3.6551 | 3.6551 | 46.2542 | 46.2542 | 3040.2483 | 22741.057 |  | 0
1962-07-19 | 0 | 0 | 0 | 0 | -6.6845 | -6.6845 | 3033.5638 | 22691.0569 |  | 0
1962-07-20 | 0 | 0 | 0 | 0 | -6.6845 | -6.6845 | 3026.8793 | 22641.0568 |  | 0
1962-07-21 | 0 | 0 | 0 | 0 | -6.6845 | -6.6845 | 3020.1948 | 22591.0568 |  | 0
1962-07-22 | 0 | 0 | 0 | 0 | -6.6845 | -6.6845 | 3013.5103 | 22541.0567 |  | 0
1962-07-23 | 0 | 0 | 0 | 0 | -6.6845 | -6.6845 | 3006.8258 | 22491.0567 |  | 0
1962-07-24 | 0.0275 | 69.1702 | 3.6551 | 3.6551 | 58.8306 | 58.8306 | 3065.6564 | 22931.1097 |  | 0
1962-07-25 | 0.005 | 12.5764 | 3.6551 | 3.6551 | 2.2368 | 2.2368 | 3067.8932 | 22947.8411 |  | 0
1962-07-26 | 0.0025 | 6.2882 | 3.6551 | 3.6551 | -4.0514 | -4.0514 | 3063.8418 | 22917.5368 |  | 0
1962-07-27 | 0 | 0 | 0 | 0 | -6.6845 | -6.6845 | 3057.1573 | 22867.5367 |  | 0
1962-07-28 | 0 | 0 | 0 | 0 | -6.6845 | -6.6845 | 3050.4728 | 22817.5367 |  | 0
1962-07-29 | 0 | 0 | 0 | 0 | -6.6845 | -6.6845 | 3043.7883 | 22767.5366 |  | 0
1962-07-30 | 0 | 0 | 0 | 0 | -6.6845 | -6.6845 | 3037.1038 | 22717.5365 |  | 0
1962-07-31 | 0 | 0 | 0 | 0 | -6.6845 | -6.6845 | 3030.4193 | 22667.5365 |  | 0
1962-08-01 | 0.028333 | 71.2663 | 3.6551 | 3.6551 | 60.9267 | 60.9267 | 3091.346 | 23123.2681 |  | 0
1962-08-02 | 0.011667 | 29.3449 | 3.6551 | 3.6551 | 19.0054 | 19.0054 | 3110.3514 | 23265.4281 |  | 0
1962-08-03 | 0 | 0 | 0 | 0 | -6.6845 | -6.6845 | 3103.6669 | 23215.4281 |  | 0
1962-08-04 | 0.0125 | 31.441 | 3.6551 | 3.6551 | 21.1014 | 21.1014 | 3124.7683 | 23373.2667 |  | 0
1962-08-05 | 0 | 0 | 0 | 0 | -6.6845 | -6.6845 | 3118.0838 | 23323.2666 |  | 0
1962-08-06 | 0 | 0 | 0 | 0 | -6.6845 | -6.6845 | 3111.3993 | 23273.2666 |  | 0
1962-08-07 | 0 | 0 | 0 | 0 | -6.6845 | -6.6845 | 3104.7148 | 23223.2665 |  | 0
1962-08-08 | 0 | 0 | 0 | 0 | -6.6845 | -6.6845 | 3098.0303 | 23173.2665 |  | 0
1962-08-09 | 0 | 0 | 0 | 0 | -6.6845 | -6.6845 | 3091.3458 | 23123.2664 |  | 0
1962-08-10 | 0 | 0 | 0 | 0 | -6.6845 | -6.6845 | 3084.6613 | 23073.2663 |  | 0
1962-08-11 | 0 | 0 | 0 | 0 | -6.6845 | -6.6845 | 3077.9768 | 23023.2663 |  | 0
1962-08-12 | 0 | 0 | 0 | 0 | -6.6845 | -6.6845 | 3071.2923 | 22973.2662 |  | 0
1962-08-13 | 0 | 0 | 0 | 0 | -6.6845 | -6.6845 | 3064.6078 | 22923.2662 |  | 0
1962-08-14 | 0.0016667 | 4.1921 | 3.6551 | 3.6551 | -6.1474 | -6.1474 | 3058.4603 | 22877.2833 |  | 0
1962-08-15 | 0 | 0 | 0 | 0 | -6.6845 | -6.6845 | 3051.7758 | 22827.2832 |  | 0
1962-08-16 | 0 | 0 | 0 | 0 | -6.6845 | -6.6845 | 3045.0913 | 22777.2831 |  | 0
1962-08-17 | 0 | 0 | 0 | 0 | -6.6845 | -6.6845 | 3038.4068 | 22727.2831 |  | 0
1962-08-18 | 0 | 0 | 0 | 0 | -6.6845 | -6.6845 | 3031.7223 | 22677.283 |  | 0
1962-08-19 | 0 | 0 | 0 | 0 | -6.6845 | -6.6845 | 3025.0378 | 22627.283 |  | 0
1962-08-20 | 0 | 0 | 0 | 0 | -6.6845 | -6.6845 | 3018.3533 | 22577.2829 |  | 0
1962-08-21 | 0 | 0 | 0 | 0 | -6.6845 | -6.6845 | 3011.6688 | 22527.2828 |  | 0
1962-08-22 | 0 | 0 | 0 | 0 | -6.6845 | -6.6845 | 3004.9843 | 22477.2828 |  | 0
1962-08-23 | 0 | 0 | 0 | 0 | -6.6845 | -6.6845 | 2998.2998 | 22427.2827 |  | 0
1962-08-24 | 0 | 0 | 0 | 0 | -6.6845 | -6.6845 | 2991.6153 | 22377.2827 |  | 0
1962-08-25 | 0 | 0 | 0 | 0 | -6.6845 | -6.6845 | 2984.9308 | 22327.2826 |  | 0
1962-08-26 | 0 | 0 | 0 | 0 | -6.6845 | -6.6845 | 2978.2463 | 22277.2825 |  | 0
1962-08-27 | 0 | 0 | 0 | 0 | -6.6845 | -6.6845 | 2971.5618 | 22227.2825 |  | 0
1962-08-28 | 0 | 0 | 0 | 0 | -6.6845 | -6.6845 | 2964.8773 | 22177.2824 |  | 0
1962-08-29 | 0 | 0 | 0 | 0 | -6.6845 | -6.6845 | 2958.1928 | 22127.2824 |  | 0
1962-08-30 | 0 | 0 | 0 | 0 | -6.6845 | -6.6845 | 2951.5083 | 22077.2823 |  | 0
1962-08-31 | 0 | 0 | 0 | 0 | -6.6845 | -6.6845 | 2944.8238 | 22027.2822 |  | 0
1962-09-01 | 0 | 0 | 0 | 0 | -6.6845 | -6.6845 | 2938.1393 | 21977.2822 |  | 0
1962-09-02 | 0.036667 | 92.2269 | 3.6551 | 3.6551 | 81.8874 | 81.8874 | 3020.0267 | 22589.7996 |  | 0
1962-09-03 | 0 | 0 | 0 | 0 | -6.6845 | -6.6845 | 3013.3422 | 22539.7995 |  | 0
1962-09-04 | 0.0016667 | 4.1921 | 3.6551 | 3.6551 | -6.1474 | -6.1474 | 3007.1947 | 22493.8166 |  | 0
1962-09-05 | 0.0125 | 31.441 | 3.6551 | 3.6551 | 21.1014 | 21.1014 | 3028.2962 | 22651.6552 |  | 0
1962-09-06 | 0.081667 | 205.4145 | 3.6551 | 3.6551 | 195.075 | 195.075 | 3223.3711 | 24110.8159 |  | 0
1962-09-07 | 0 | 0 | 0 | 0 | -6.6845 | -6.6845 | 3216.6866 | 24060.8158 |  | 0
1962-09-08 | 0 | 0 | 0 | 0 | -6.6845 | -6.6845 | 3210.0021 | 24010.8158 |  | 0
1962-09-09 | 0 | 0 | 0 | 0 | -6.6845 | -6.6845 | 3203.3176 | 23960.8157 |  | 0
1962-09-10 | 0 | 0 | 0 | 0 | -6.6845 | -6.6845 | 3196.6331 | 23910.8156 |  | 0
1962-09-11 | 0 | 0 | 0 | 0 | -6.6845 | -6.6845 | 3189.9486 | 23860.8156 |  | 0
1962-09-12 | 0 | 0 | 0 | 0 | -6.6845 | -6.6845 | 3183.2641 | 23810.8155 |  | 0
1962-09-13 | 0.0125 | 31.441 | 3.6551 | 3.6551 | 21.1014 | 21.1014 | 3204.3655 | 23968.6541 |  | 0
1962-09-14 | 0 | 0 | 0 | 0 | -6.6845 | -6.6845 | 3197.681 | 23918.6541 |  | 0
1962-09-15 | 0 | 0 | 0 | 0 | -6.6845 | -6.6845 | 3190.9965 | 23868.654 |  | 0
1962-09-16 | 0 | 0 | 0 | 0 | -6.6845 | -6.6845 | 3184.312 | 23818.654 |  | 0
1962-09-17 | 0 | 0 | 0 | 0 | -6.6845 | -6.6845 | 3177.6275 | 23768.6539 |  | 0
1962-09-18 | 0 | 0 | 0 | 0 | -6.6845 | -6.6845 | 3170.943 | 23718.6538 |  | 0
1962-09-19 | 0 | 0 | 0 | 0 | -6.6845 | -6.6845 | 3164.2585 | 23668.6538 |  | 0
1962-09-20 | 0 | 0 | 0 | 0 | -6.6845 | -6.6845 | 3157.574 | 23618.6537 |  | 0
1962-09-21 | 0 | 0 | 0 | 0 | -6.6845 | -6.6845 | 3150.8895 | 23568.6537 |  | 0
1962-09-22 | 0 | 0 | 0 | 0 | -6.6845 | -6.6845 | 3144.205 | 23518.6536 |  | 0
1962-09-23 | 0 | 0 | 0 | 0 | -6.6845 | -6.6845 | 3137.5205 | 23468.6535 |  | 0
1962-09-24 | 0 | 0 | 0 | 0 | -6.6845 | -6.6845 | 3130.836 | 23418.6535 |  | 0
1962-09-25 | 0.034167 | 85.9387 | 3.6551 | 3.6551 | 75.5992 | 75.5992 | 3206.4352 | 23984.1352 |  | 0
1962-09-26 | 0.0016667 | 4.1921 | 3.6551 | 3.6551 | -6.1474 | -6.1474 | 3200.2877 | 23938.1522 |  | 0
1962-09-27 | 0.0175 | 44.0174 | 3.6551 | 3.6551 | 33.6778 | 33.6778 | 3233.9656 | 24190.0623 |  | 0
1962-09-28 | 0 | 0 | 0 | 0 | -6.6845 | -6.6845 | 3227.2811 | 24140.0623 |  | 0
1962-09-29 | 0 | 0 | 0 | 0 | -6.6845 | -6.6845 | 3220.5966 | 24090.0622 |  | 0
1962-09-30 | 0 | 0 | 0 | 0 | -6.6845 | -6.6845 | 3213.9121 | 24040.0622 |  | 0
1962-10-01 | 0 | 0 | 0 | 0 | -6.6845 | -6.6845 | 3207.2276 | 23990.0621 |  | 0
1962-10-02 | 0 | 0 | 0 | 0 | -6.6845 | -6.6845 | 3200.5431 | 23940.062 |  | 0
1962-10-03 | 0 | 0 | 0 | 0 | -6.6845 | -6.6845 | 3193.8586 | 23890.062 |  | 0
1962-10-04 | 0 | 0 | 0 | 0 | -6.6845 | -6.6845 | 3187.1741 | 23840.0619 |  | 0
1962-10-05 | 0.0325 | 81.7466 | 3.6551 | 3.6551 | 71.407 | 71.407 | 3258.5811 | 24374.1864 |  | 0
1962-10-06 | 0 | 0 | 0 | 0 | -6.6845 | -6.6845 | 3251.8966 | 24324.1864 |  | 0
1962-10-07 | 0 | 0 | 0 | 0 | -6.6845 | -6.6845 | 3245.2121 | 24274.1863 |  | 0
1962-10-08 | 0.005 | 12.5764 | 3.6551 | 3.6551 | 2.2368 | 2.2368 | 3247.4489 | 24290.9177 |  | 0
1962-10-09 | 0 | 0 | 0 | 0 | -6.6845 | -6.6845 | 3240.7644 | 24240.9177 |  | 0
1962-10-10 | 0 | 0 | 0 | 0 | -6.6845 | -6.6845 | 3234.0799 | 24190.9176 |  | 0
1962-10-11 | 0 | 0 | 0 | 0 | -6.6845 | -6.6845 | 3227.3954 | 24140.9175 |  | 0
1962-10-12 | 0 | 0 | 0 | 0 | -6.6845 | -6.6845 | 3220.7109 | 24090.9175 |  | 0
1962-10-13 | 0 | 0 | 0 | 0 | -6.6845 | -6.6845 | 3214.0264 | 24040.9174 |  | 0
1962-10-14 | 0 | 0 | 0 | 0 | -6.6845 | -6.6845 | 3207.3419 | 23990.9174 |  | 0
1962-10-15 | 0 | 0 | 0 | 0 | -6.6845 | -6.6845 | 3200.6574 | 23940.9173 |  | 0
1962-10-16 | 0 | 0 | 0 | 0 | -6.6845 | -6.6845 | 3193.9729 | 23890.9172 |  | 0
1962-10-17 | 0.025 | 62.882 | 3.6551 | 3.6551 | 52.5424 | 52.5424 | 3246.5153 | 24283.9345 |  | 0
1962-10-18 | 0.01 | 25.1528 | 3.6551 | 3.6551 | 14.8132 | 14.8132 | 3261.3285 | 24394.7374 |  | 0
1962-10-19 | 0 | 0 | 0 | 0 | -6.6845 | -6.6845 | 3254.644 | 24344.7374 |  | 0
1962-10-20 | 0.030833 | 77.5545 | 3.6551 | 3.6551 | 67.2149 | 67.2149 | 3321.8589 | 24847.5047 |  | 0
1962-10-21 | 0 | 0 | 0 | 0 | -6.6845 | -6.6845 | 3315.1744 | 24797.5047 |  | 0
1962-10-22 | 0 | 0 | 0 | 0 | -6.6845 | -6.6845 | 3308.4899 | 24747.5046 |  | 0
1962-10-23 | 0 | 0 | 0 | 0 | -6.6845 | -6.6845 | 3301.8054 | 24697.5045 |  | 0
1962-10-24 | 0 | 0 | 0 | 0 | -6.6845 | -6.6845 | 3295.1209 | 24647.5045 |  | 0
1962-10-25 | 0 | 0 | 0 | 0 | -6.6845 | -6.6845 | 3288.4364 | 24597.5044 |  | 0
1962-10-26 | 0 | 0 | 0 | 0 | -6.6845 | -6.6845 | 3281.7519 | 24547.5044 |  | 0
1962-10-27 | 0 | 0 | 0 | 0 | -6.6845 | -6.6845 | 3275.0674 | 24497.5043 |  | 0
1962-10-28 | 0 | 0 | 0 | 0 | -6.6845 | -6.6845 | 3268.3829 | 24447.5042 |  | 0
1962-10-29 | 0 | 0 | 0 | 0 | -6.6845 | -6.6845 | 3261.6984 | 24397.5042 |  | 0
1962-10-30 | 0 | 0 | 0 | 0 | -6.6845 | -6.6845 | 3255.0139 | 24347.5041 |  | 0
1962-10-31 | 0 | 0 | 0 | 0 | -6.6845 | -6.6845 | 3248.3294 | 24297.5041 |  | 0
1962-11-01 | 0 | 0 | 0 | 0 | -6.6845 | -6.6845 | 3241.6449 | 24247.504 |  | 0
1962-11-02 | 0 | 0 | 0 | 0 | -6.6845 | -6.6845 | 3234.9604 | 24197.5039 |  | 0
1962-11-03 | 0 | 0 | 0 | 0 | -6.6845 | -6.6845 | 3228.2759 | 24147.5039 |  | 0
1962-11-04 | 0 | 0 | 0 | 0 | -6.6845 | -6.6845 | 3221.5914 | 24097.5038 |  | 0
1962-11-05 | 0.026667 | 67.0741 | 3.6551 | 3.6551 | 56.7346 | 56.7346 | 3278.326 | 24521.8783 |  | 0
1962-11-06 | 0 | 0 | 0 | 0 | -6.6845 | -6.6845 | 3271.6415 | 24471.8782 |  | 0
1962-11-07 | 0 | 0 | 0 | 0 | -6.6845 | -6.6845 | 3264.957 | 24421.8782 |  | 0
1962-11-08 | 0 | 0 | 0 | 0 | -6.6845 | -6.6845 | 3258.2725 | 24371.8781 |  | 0
1962-11-09 | 0 | 0 | 0 | 0 | -6.6845 | -6.6845 | 3251.588 | 24321.878 |  | 0
1962-11-10 | 0 | 0 | 0 | 0 | -6.6845 | -6.6845 | 3244.9035 | 24271.878 |  | 0
1962-11-11 | 0 | 0 | 0 | 0 | -6.6845 | -6.6845 | 3238.219 | 24221.8779 |  | 0
1962-11-12 | 0 | 0 | 0 | 0 | -6.6845 | -6.6845 | 3231.5345 | 24171.8779 |  | 0
1962-11-13 | 0 | 0 | 0 | 0 | -6.6845 | -6.6845 | 3224.85 | 24121.8778 |  | 0
1962-11-14 | 0 | 0 | 0 | 0 | -6.6845 | -6.6845 | 3218.1655 | 24071.8777 |  | 0
1962-11-15 | 0 | 0 | 0 | 0 | -6.6845 | -6.6845 | 3211.481 | 24021.8777 |  | 0
1962-11-16 | 0 | 0 | 0 | 0 | -6.6845 | -6.6845 | 3204.7965 | 23971.8776 |  | 0
1962-11-17 | 0 | 0 | 0 | 0 | -6.6845 | -6.6845 | 3198.112 | 23921.8776 |  | 0
1962-11-18 | 0 | 0 | 0 | 0 | -6.6845 | -6.6845 | 3191.4275 | 23871.8775 |  | 0
1962-11-19 | 0.0041667 | 10.4803 | 3.6551 | 3.6551 | 0.14075 | 0.14075 | 3191.5682 | 23872.9303 |  | 0
1962-11-20 | 0.031667 | 79.6505 | 3.6551 | 3.6551 | 69.311 | 69.311 | 3260.8792 | 24391.3763 |  | 0
1962-11-21 | 0 | 0 | 0 | 0 | -6.6845 | -6.6845 | 3254.1947 | 24341.3762 |  | 0
1962-11-22 | 0 | 0 | 0 | 0 | -6.6845 | -6.6845 | 3247.5102 | 24291.3761 |  | 0
1962-11-23 | 0 | 0 | 0 | 0 | -6.6845 | -6.6845 | 3240.8257 | 24241.3761 |  | 0
1962-11-24 | 0 | 0 | 0 | 0 | -6.6845 | -6.6845 | 3234.1412 | 24191.376 |  | 0
1962-11-25 | 0 | 0 | 0 | 0 | -6.6845 | -6.6845 | 3227.4567 | 24141.376 |  | 0
1962-11-26 | 0 | 0 | 0 | 0 | -6.6845 | -6.6845 | 3220.7722 | 24091.3759 |  | 0
1962-11-27 | 0 | 0 | 0 | 0 | -6.6845 | -6.6845 | 3214.0877 | 24041.3758 |  | 0
1962-11-28 | 0 | 0 | 0 | 0 | -6.6845 | -6.6845 | 3207.4032 | 23991.3758 |  | 0
1962-11-29 | 0 | 0 | 0 | 0 | -6.6845 | -6.6845 | 3200.7187 | 23941.3757 |  | 0
1962-11-30 | 0.0041667 | 10.4803 | 3.6551 | 3.6551 | 0.14075 | 0.14075 | 3200.8594 | 23942.4285 |  | 0
1962-12-01 | 0.0041667 | 10.4803 | 3.6551 | 3.6551 | 0.14075 | 0.14075 | 3201.0002 | 23943.4814 |  | 0
1962-12-02 | 0 | 0 | 0 | 0 | -6.6845 | -6.6845 | 3194.3157 | 23893.4813 |  | 0
1962-12-03 | 0 | 0 | 0 | 0 | -6.6845 | -6.6845 | 3187.6312 | 23843.4813 |  | 0
1962-12-04 | 0 | 0 | 0 | 0 | -6.6845 | -6.6845 | 3180.9467 | 23793.4812 |  | 0
1962-12-05 | 0 | 0 | 0 | 0 | -6.6845 | -6.6845 | 3174.2622 | 23743.4811 |  | 0
1962-12-06 | 0 | 0 | 0 | 0 | -6.6845 | -6.6845 | 3167.5777 | 23693.4811 |  | 0
1962-12-07 | 0 | 0 | 0 | 0 | -6.6845 | -6.6845 | 3160.8932 | 23643.481 |  | 0
1962-12-08 | 0 | 0 | 0 | 0 | -6.6845 | -6.6845 | 3154.2087 | 23593.481 |  | 0
1962-12-09 | 0 | 0 | 0 | 0 | -6.6845 | -6.6845 | 3147.5242 | 23543.4809 |  | 0
1962-12-10 | 0 | 0 | 0 | 0 | -6.6845 | -6.6845 | 3140.8397 | 23493.4808 |  | 0
1962-12-11 | 0 | 0 | 0 | 0 | -6.6845 | -6.6845 | 3134.1552 | 23443.4808 |  | 0
1962-12-12 | 0 | 0 | 0 | 0 | -6.6845 | -6.6845 | 3127.4707 | 23393.4807 |  | 0
1962-12-13 | 0 | 0 | 0 | 0 | -6.6845 | -6.6845 | 3120.7862 | 23343.4807 |  | 0
1962-12-14 | 0 | 0 | 0 | 0 | -6.6845 | -6.6845 | 3114.1017 | 23293.4806 |  | 0
1962-12-15 | 0 | 0 | 0 | 0 | -6.6845 | -6.6845 | 3107.4172 | 23243.4805 |  | 0
1962-12-16 | 0 | 0 | 0 | 0 | -6.6845 | -6.6845 | 3100.7327 | 23193.4805 |  | 0
1962-12-17 | 0 | 0 | 0 | 0 | -6.6845 | -6.6845 | 3094.0482 | 23143.4804 |  | 0
1962-12-18 | 0 | 0 | 0 | 0 | -6.6845 | -6.6845 | 3087.3637 | 23093.4804 |  | 0
1962-12-19 | 0 | 0 | 0 | 0 | -6.6845 | -6.6845 | 3080.6792 | 23043.4803 |  | 0
1962-12-20 | 0.015833 | 39.8253 | 3.6551 | 3.6551 | 29.4857 | 29.4857 | 3110.1649 | 23264.0332 |  | 0
1962-12-21 | 0.0016667 | 4.1921 | 3.6551 | 3.6551 | -6.1474 | -6.1474 | 3104.0174 | 23218.0503 |  | 0
1962-12-22 | 0 | 0 | 0 | 0 | -6.6845 | -6.6845 | 3097.3329 | 23168.0503 |  | 0
1962-12-23 | 0.00083333 | 2.0961 | 3.6551 | 2.0961 | -6.6845 | -6.6845 | 3090.6484 | 23118.0502 |  | 0
1962-12-24 | 0 | 0 | 0 | 0 | -6.6845 | -6.6845 | 3083.9639 | 23068.0502 |  | 0
1962-12-25 | 0 | 0 | 0 | 0 | -6.6845 | -6.6845 | 3077.2794 | 23018.0501 |  | 0
1962-12-26 | 0 | 0 | 0 | 0 | -6.6845 | -6.6845 | 3070.5949 | 22968.05 |  | 0
1962-12-27 | 0 | 0 | 0 | 0 | -6.6845 | -6.6845 | 3063.9104 | 22918.05 |  | 0
1962-12-28 | 0 | 0 | 0 | 0 | -6.6845 | -6.6845 | 3057.2259 | 22868.0499 |  | 0
1962-12-29 | 0 | 0 | 0 | 0 | -6.6845 | -6.6845 | 3050.5414 | 22818.0499 |  | 0
1962-12-30 | 0 | 0 | 0 | 0 | -6.6845 | -6.6845 | 3043.8569 | 22768.0498 |  | 0
1962-12-31 | 0 | 0 | 0 | 0 | -6.6845 | -6.6845 | 3037.1724 | 22718.0497 |  | 0
1963-01-01 | 0 | 0 | 0 | 0 | -6.6845 | -6.6845 | 3030.4879 | 22668.0497 |  | 0
1963-01-02 | 0 | 0 | 0 | 0 | -6.6845 | -6.6845 | 3023.8034 | 22618.0496 |  | 0
1963-01-03 | 0 | 0 | 0 | 0 | -6.6845 | -6.6845 | 3017.1189 | 22568.0496 |  | 0
1963-01-04 | 0 | 0 | 0 | 0 | -6.6845 | -6.6845 | 3010.4344 | 22518.0495 |  | 0
1963-01-05 | 0 | 0 | 0 | 0 | -6.6845 | -6.6845 | 3003.7499 | 22468.0494 |  | 0
1963-01-06 | 0 | 0 | 0 | 0 | -6.6845 | -6.6845 | 2997.0654 | 22418.0494 |  | 0
1963-01-07 | 0 | 0 | 0 | 0 | -6.6845 | -6.6845 | 2990.3809 | 22368.0493 |  | 0
1963-01-08 | 0 | 0 | 0 | 0 | -6.6845 | -6.6845 | 2983.6964 | 22318.0493 |  | 0
1963-01-09 | 0 | 0 | 0 | 0 | -6.6845 | -6.6845 | 2977.0119 | 22268.0492 |  | 0
1963-01-10 | 0 | 0 | 0 | 0 | -6.6845 | -6.6845 | 2970.3274 | 22218.0491 |  | 0
1963-01-11 | 0 | 0 | 0 | 0 | -6.6845 | -6.6845 | 2963.6429 | 22168.0491 |  | 0
1963-01-12 | 0 | 0 | 0 | 0 | -6.6845 | -6.6845 | 2956.9584 | 22118.049 |  | 0
1963-01-13 | 0 | 0 | 0 | 0 | -6.6845 | -6.6845 | 2950.2739 | 22068.049 |  | 0
1963-01-14 | 0 | 0 | 0 | 0 | -6.6845 | -6.6845 | 2943.5894 | 22018.0489 |  | 0
1963-01-15 | 0 | 0 | 0 | 0 | -6.6845 | -6.6845 | 2936.9049 | 21968.0488 |  | 0
1963-01-16 | 0 | 0 | 0 | 0 | -6.6845 | -6.6845 | 2930.2204 | 21918.0488 |  | 0
1963-01-17 | 0 | 0 | 0 | 0 | -6.6845 | -6.6845 | 2923.5359 | 21868.0487 |  | 0
1963-01-18 | 0 | 0 | 0 | 0 | -6.6845 | -6.6845 | 2916.8514 | 21818.0487 |  | 0
1963-01-19 | 0 | 0 | 0 | 0 | -6.6845 | -6.6845 | 2910.1669 | 21768.0486 |  | 0
1963-01-20 | 0.0033333 | 8.3843 | 3.6551 | 3.6551 | -1.9553 | -1.9553 | 2908.2116 | 21753.4228 |  | 0
1963-01-21 | 0 | 0 | 0 | 0 | -6.6845 | -6.6845 | 2901.5271 | 21703.4228 |  | 0
1963-01-22 | 0 | 0 | 0 | 0 | -6.6845 | -6.6845 | 2894.8426 | 21653.4227 |  | 0
1963-01-23 | 0 | 0 | 0 | 0 | -6.6845 | -6.6845 | 2888.1581 | 21603.4227 |  | 0
1963-01-24 | 0 | 0 | 0 | 0 | -6.6845 | -6.6845 | 2881.4736 | 21553.4226 |  | 0
1963-01-25 | 0 | 0 | 0 | 0 | -6.6845 | -6.6845 | 2874.7891 | 21503.4225 |  | 0
1963-01-26 | 0 | 0 | 0 | 0 | -6.6845 | -6.6845 | 2868.1046 | 21453.4225 |  | 0
1963-01-27 | 0 | 0 | 0 | 0 | -6.6845 | -6.6845 | 2861.4201 | 21403.4224 |  | 0
1963-01-28 | 0 | 0 | 0 | 0 | -6.6845 | -6.6845 | 2854.7356 | 21353.4224 |  | 0
1963-01-29 | 0 | 0 | 0 | 0 | -6.6845 | -6.6845 | 2848.0511 | 21303.4223 |  | 0
1963-01-30 | 0 | 0 | 0 | 0 | -6.6845 | -6.6845 | 2841.3666 | 21253.4222 |  | 0
1963-01-31 | 0 | 0 | 0 | 0 | -6.6845 | -6.6845 | 2834.6821 | 21203.4222 |  | 0
1963-02-01 | 0 | 0 | 0 | 0 | -6.6845 | -6.6845 | 2827.9976 | 21153.4221 |  | 0
1963-02-02 | 0 | 0 | 0 | 0 | -6.6845 | -6.6845 | 2821.3131 | 21103.4221 |  | 0
1963-02-03 | 0 | 0 | 0 | 0 | -6.6845 | -6.6845 | 2814.6286 | 21053.422 |  | 0
1963-02-04 | 0 | 0 | 0 | 0 | -6.6845 | -6.6845 | 2807.9441 | 21003.4219 |  | 0
1963-02-05 | 0 | 0 | 0 | 0 | -6.6845 | -6.6845 | 2801.2596 | 20953.4219 |  | 0
1963-02-06 | 0 | 0 | 0 | 0 | -6.6845 | -6.6845 | 2794.5751 | 20903.4218 |  | 0
1963-02-07 | 0 | 0 | 0 | 0 | -6.6845 | -6.6845 | 2787.8906 | 20853.4218 |  | 0
1963-02-08 | 0 | 0 | 0 | 0 | -6.6845 | -6.6845 | 2781.2061 | 20803.4217 |  | 0
1963-02-09 | 0 | 0 | 0 | 0 | -6.6845 | -6.6845 | 2774.5216 | 20753.4216 |  | 0
1963-02-10 | 0 | 0 | 0 | 0 | -6.6845 | -6.6845 | 2767.8371 | 20703.4216 |  | 0
1963-02-11 | 0.0091667 | 23.0567 | 3.6551 | 3.6551 | 12.7172 | 12.7172 | 2780.5543 | 20798.5459 |  | 0
1963-02-12 | 0.0075 | 18.8646 | 3.6551 | 3.6551 | 8.525 | 8.525 | 2789.0793 | 20862.313 |  | 0
1963-02-13 | 0 | 0 | 0 | 0 | -6.6845 | -6.6845 | 2782.3948 | 20812.313 |  | 0
1963-02-14 | 0 | 0 | 0 | 0 | -6.6845 | -6.6845 | 2775.7103 | 20762.3129 |  | 0
1963-02-15 | 0 | 0 | 0 | 0 | -6.6845 | -6.6845 | 2769.0258 | 20712.3129 |  | 0
1963-02-16 | 0 | 0 | 0 | 0 | -6.6845 | -6.6845 | 2762.3413 | 20662.3128 |  | 0
1963-02-17 | 0 | 0 | 0 | 0 | -6.6845 | -6.6845 | 2755.6568 | 20612.3127 |  | 0
1963-02-18 | 0.0025 | 6.2882 | 3.6551 | 3.6551 | -4.0514 | -4.0514 | 2751.6054 | 20582.0084 |  | 0
1963-02-19 | 0 | 0 | 0 | 0 | -6.6845 | -6.6845 | 2744.9209 | 20532.0084 |  | 0
1963-02-20 | 0 | 0 | 0 | 0 | -6.6845 | -6.6845 | 2738.2364 | 20482.0083 |  | 0
1963-02-21 | 0 | 0 | 0 | 0 | -6.6845 | -6.6845 | 2731.5519 | 20432.0082 |  | 0
1963-02-22 | 0 | 0 | 0 | 0 | -6.6845 | -6.6845 | 2724.8674 | 20382.0082 |  | 0
1963-02-23 | 0 | 0 | 0 | 0 | -6.6845 | -6.6845 | 2718.1829 | 20332.0081 |  | 0
1963-02-24 | 0 | 0 | 0 | 0 | -6.6845 | -6.6845 | 2711.4984 | 20282.0081 |  | 0
1963-02-25 | 0 | 0 | 0 | 0 | -6.6845 | -6.6845 | 2704.8139 | 20232.008 |  | 0
1963-02-26 | 0 | 0 | 0 | 0 | -6.6845 | -6.6845 | 2698.1294 | 20182.0079 |  | 0
1963-02-27 | 0 | 0 | 0 | 0 | -6.6845 | -6.6845 | 2691.4449 | 20132.0079 |  | 0
1963-02-28 | 0 | 0 | 0 | 0 | -6.6845 | -6.6845 | 2684.7604 | 20082.0078 |  | 0
1963-03-01 | 0 | 0 | 0 | 0 | -6.6845 | -6.6845 | 2678.0759 | 20032.0078 |  | 0
1963-03-02 | 0 | 0 | 0 | 0 | -6.6845 | -6.6845 | 2671.3914 | 19982.0077 |  | 0
1963-03-03 | 0 | 0 | 0 | 0 | -6.6845 | -6.6845 | 2664.7069 | 19932.0076 |  | 0
1963-03-04 | 0 | 0 | 0 | 0 | -6.6845 | -6.6845 | 2658.0224 | 19882.0076 |  | 0
1963-03-05 | 0 | 0 | 0 | 0 | -6.6845 | -6.6845 | 2651.3379 | 19832.0075 |  | 0
1963-03-06 | 0 | 0 | 0 | 0 | -6.6845 | -6.6845 | 2644.6534 | 19782.0075 |  | 0
1963-03-07 | 0 | 0 | 0 | 0 | -6.6845 | -6.6845 | 2637.9689 | 19732.0074 |  | 0
1963-03-08 | 0 | 0 | 0 | 0 | -6.6845 | -6.6845 | 2631.2844 | 19682.0073 |  | 0
1963-03-09 | 0 | 0 | 0 | 0 | -6.6845 | -6.6845 | 2624.5999 | 19632.0073 |  | 0
1963-03-10 | 0 | 0 | 0 | 0 | -6.6845 | -6.6845 | 2617.9154 | 19582.0072 |  | 0
1963-03-11 | 0 | 0 | 0 | 0 | -6.6845 | -6.6845 | 2611.2309 | 19532.0072 |  | 0
1963-03-12 | 0 | 0 | 0 | 0 | -6.6845 | -6.6845 | 2604.5464 | 19482.0071 |  | 0
1963-03-13 | 0 | 0 | 0 | 0 | -6.6845 | -6.6845 | 2597.8619 | 19432.007 |  | 0
1963-03-14 | 0 | 0 | 0 | 0 | -6.6845 | -6.6845 | 2591.1774 | 19382.007 |  | 0
1963-03-15 | 0 | 0 | 0 | 0 | -6.6845 | -6.6845 | 2584.4929 | 19332.0069 |  | 0
1963-03-16 | 0 | 0 | 0 | 0 | -6.6845 | -6.6845 | 2577.8084 | 19282.0069 |  | 0
1963-03-17 | 0 | 0 | 0 | 0 | -6.6845 | -6.6845 | 2571.1239 | 19232.0068 |  | 0
1963-03-18 | 0 | 0 | 0 | 0 | -6.6845 | -6.6845 | 2564.4394 | 19182.0067 |  | 0
1963-03-19 | 0 | 0 | 0 | 0 | -6.6845 | -6.6845 | 2557.7549 | 19132.0067 |  | 0
1963-03-20 | 0 | 0 | 0 | 0 | -6.6845 | -6.6845 | 2551.0704 | 19082.0066 |  | 0
1963-03-21 | 0 | 0 | 0 | 0 | -6.6845 | -6.6845 | 2544.3859 | 19032.0066 |  | 0
1963-03-22 | 0 | 0 | 0 | 0 | -6.6845 | -6.6845 | 2537.7014 | 18982.0065 |  | 0
1963-03-23 | 0 | 0 | 0 | 0 | -6.6845 | -6.6845 | 2531.0169 | 18932.0064 |  | 0
1963-03-24 | 0 | 0 | 0 | 0 | -6.6845 | -6.6845 | 2524.3324 | 18882.0064 |  | 0
1963-03-25 | 0 | 0 | 0 | 0 | -6.6845 | -6.6845 | 2517.6479 | 18832.0063 |  | 0
1963-03-26 | 0 | 0 | 0 | 0 | -6.6845 | -6.6845 | 2510.9634 | 18782.0063 |  | 0
1963-03-27 | 0 | 0 | 0 | 0 | -6.6845 | -6.6845 | 2504.2789 | 18732.0062 |  | 0
1963-03-28 | 0 | 0 | 0 | 0 | -6.6845 | -6.6845 | 2497.5944 | 18682.0061 |  | 0
1963-03-29 | 0 | 0 | 0 | 0 | -6.6845 | -6.6845 | 2490.9099 | 18632.0061 |  | 0
1963-03-30 | 0.0058333 | 14.6725 | 3.6551 | 3.6551 | 4.3329 | 4.3329 | 2495.2428 | 18664.4161 |  | 0
1963-03-31 | 0 | 0 | 0 | 0 | -6.6845 | -6.6845 | 2488.5583 | 18614.416 |  | 0
1963-04-01 | 0 | 0 | 0 | 0 | -6.6845 | -6.6845 | 2481.8738 | 18564.4159 |  | 0
1963-04-02 | 0 | 0 | 0 | 0 | -6.6845 | -6.6845 | 2475.1893 | 18514.4159 |  | 0
1963-04-03 | 0 | 0 | 0 | 0 | -6.6845 | -6.6845 | 2468.5048 | 18464.4158 |  | 0
1963-04-04 | 0.0125 | 31.441 | 3.6551 | 3.6551 | 21.1014 | 21.1014 | 2489.6062 | 18622.2544 |  | 0
1963-04-05 | 0.0016667 | 4.1921 | 3.6551 | 3.6551 | -6.1474 | -6.1474 | 2483.4588 | 18576.2715 |  | 0
1963-04-06 | 0 | 0 | 0 | 0 | -6.6845 | -6.6845 | 2476.7743 | 18526.2715 |  | 0
1963-04-07 | 0 | 0 | 0 | 0 | -6.6845 | -6.6845 | 2470.0898 | 18476.2714 |  | 0
1963-04-08 | 0 | 0 | 0 | 0 | -6.6845 | -6.6845 | 2463.4053 | 18426.2714 |  | 0
1963-04-09 | 0 | 0 | 0 | 0 | -6.6845 | -6.6845 | 2456.7208 | 18376.2713 |  | 0
1963-04-10 | 0 | 0 | 0 | 0 | -6.6845 | -6.6845 | 2450.0363 | 18326.2712 |  | 0
1963-04-11 | 0 | 0 | 0 | 0 | -6.6845 | -6.6845 | 2443.3518 | 18276.2712 |  | 0
1963-04-12 | 0 | 0 | 0 | 0 | -6.6845 | -6.6845 | 2436.6673 | 18226.2711 |  | 0
1963-04-13 | 0 | 0 | 0 | 0 | -6.6845 | -6.6845 | 2429.9828 | 18176.2711 |  | 0
1963-04-14 | 0 | 0 | 0 | 0 | -6.6845 | -6.6845 | 2423.2983 | 18126.271 |  | 0
1963-04-15 | 0 | 0 | 0 | 0 | -6.6845 | -6.6845 | 2416.6138 | 18076.2709 |  | 0
1963-04-16 | 0 | 0 | 0 | 0 | -6.6845 | -6.6845 | 2409.9293 | 18026.2709 |  | 0
1963-04-17 | 0 | 0 | 0 | 0 | -6.6845 | -6.6845 | 2403.2448 | 17976.2708 |  | 0
1963-04-18 | 0 | 0 | 0 | 0 | -6.6845 | -6.6845 | 2396.5603 | 17926.2708 |  | 0
1963-04-19 | 0 | 0 | 0 | 0 | -6.6845 | -6.6845 | 2389.8758 | 17876.2707 |  | 0
1963-04-20 | 0 | 0 | 0 | 0 | -6.6845 | -6.6845 | 2383.1913 | 17826.2706 |  | 0
1963-04-21 | 0 | 0 | 0 | 0 | -6.6845 | -6.6845 | 2376.5068 | 17776.2706 |  | 0
1963-04-22 | 0 | 0 | 0 | 0 | -6.6845 | -6.6845 | 2369.8223 | 17726.2705 |  | 0
1963-04-23 | 0 | 0 | 0 | 0 | -6.6845 | -6.6845 | 2363.1378 | 17676.2705 |  | 0
1963-04-24 | 0 | 0 | 0 | 0 | -6.6845 | -6.6845 | 2356.4533 | 17626.2704 |  | 0
1963-04-25 | 0 | 0 | 0 | 0 | -6.6845 | -6.6845 | 2349.7688 | 17576.2703 |  | 0
1963-04-26 | 0 | 0 | 0 | 0 | -6.6845 | -6.6845 | 2343.0843 | 17526.2703 |  | 0
1963-04-27 | 0 | 0 | 0 | 0 | -6.6845 | -6.6845 | 2336.3998 | 17476.2702 |  | 0
1963-04-28 | 0 | 0 | 0 | 0 | -6.6845 | -6.6845 | 2329.7153 | 17426.2702 |  | 0
1963-04-29 | 0 | 0 | 0 | 0 | -6.6845 | -6.6845 | 2323.0308 | 17376.2701 |  | 0
1963-04-30 | 0 | 0 | 0 | 0 | -6.6845 | -6.6845 | 2316.3463 | 17326.27 |  | 0
1963-05-01 | 0.0025 | 6.2882 | 3.6551 | 3.6551 | -4.0514 | -4.0514 | 2312.2949 | 17295.9657 |  | 0
1963-05-02 | 0 | 0 | 0 | 0 | -6.6845 | -6.6845 | 2305.6104 | 17245.9657 |  | 0
1963-05-03 | 0 | 0 | 0 | 0 | -6.6845 | -6.6845 | 2298.9259 | 17195.9656 |  | 0
1963-05-04 | 0 | 0 | 0 | 0 | -6.6845 | -6.6845 | 2292.2414 | 17145.9655 |  | 0
1963-05-05 | 0.014167 | 35.6331 | 3.6551 | 3.6551 | 25.2936 | 25.2936 | 2317.5349 | 17335.1613 |  | 0
1963-05-06 | 0 | 0 | 0 | 0 | -6.6845 | -6.6845 | 2310.8504 | 17285.1613 |  | 0
1963-05-07 | 0 | 0 | 0 | 0 | -6.6845 | -6.6845 | 2304.1659 | 17235.1612 |  | 0
1963-05-08 | 0 | 0 | 0 | 0 | -6.6845 | -6.6845 | 2297.4814 | 17185.1611 |  | 0
1963-05-09 | 0 | 0 | 0 | 0 | -6.6845 | -6.6845 | 2290.7969 | 17135.1611 |  | 0
1963-05-10 | 0 | 0 | 0 | 0 | -6.6845 | -6.6845 | 2284.1124 | 17085.161 |  | 0
1963-05-11 | 0 | 0 | 0 | 0 | -6.6845 | -6.6845 | 2277.4279 | 17035.161 |  | 0
1963-05-12 | 0.0033333 | 8.3843 | 3.6551 | 3.6551 | -1.9553 | -1.9553 | 2275.4726 | 17020.5352 |  | 0
1963-05-13 | 0.0175 | 44.0174 | 3.6551 | 3.6551 | 33.6778 | 33.6778 | 2309.1504 | 17272.4453 |  | 0
1963-05-14 | 0 | 0 | 0 | 0 | -6.6845 | -6.6845 | 2302.4659 | 17222.4452 |  | 0
1963-05-15 | 0 | 0 | 0 | 0 | -6.6845 | -6.6845 | 2295.7814 | 17172.4452 |  | 0
1963-05-16 | 0.0041667 | 10.4803 | 3.6551 | 3.6551 | 0.14075 | 0.14075 | 2295.9222 | 17173.498 |  | 0
1963-05-17 | 0 | 0 | 0 | 0 | -6.6845 | -6.6845 | 2289.2377 | 17123.498 |  | 0
1963-05-18 | 0.04 | 100.6112 | 3.6551 | 3.6551 | 90.2716 | 90.2716 | 2379.5093 | 17798.7297 |  | 0
1963-05-19 | 0.0825 | 207.5106 | 3.6551 | 3.6551 | 197.171 | 197.171 | 2576.6803 | 19273.5689 |  | 0
1963-05-20 | 0 | 0 | 0 | 0 | -6.6845 | -6.6845 | 2569.9958 | 19223.5688 |  | 0
1963-05-21 | 0.0058333 | 14.6725 | 3.6551 | 3.6551 | 4.3329 | 4.3329 | 2574.3287 | 19255.9788 |  | 0
1963-05-22 | 0 | 0 | 0 | 0 | -6.6845 | -6.6845 | 2567.6442 | 19205.9788 |  | 0
1963-05-23 | 0 | 0 | 0 | 0 | -6.6845 | -6.6845 | 2560.9597 | 19155.9787 |  | 0
1963-05-24 | 0 | 0 | 0 | 0 | -6.6845 | -6.6845 | 2554.2752 | 19105.9787 |  | 0
1963-05-25 | 0.11917 | 299.7375 | 3.6551 | 3.6551 | 289.398 | 289.398 | 2843.6732 | 21270.6753 |  | 0
1963-05-26 | 0.0041667 | 10.4803 | 3.6551 | 3.6551 | 0.14075 | 0.14075 | 2843.8139 | 21271.7282 |  | 0
1963-05-27 | 0 | 0 | 0 | 0 | -6.6845 | -6.6845 | 2837.1294 | 21221.7281 |  | 0
1963-05-28 | 0 | 0 | 0 | 0 | -6.6845 | -6.6845 | 2830.4449 | 21171.7281 |  | 0
1963-05-29 | 0 | 0 | 0 | 0 | -6.6845 | -6.6845 | 2823.7604 | 21121.728 |  | 0
1963-05-30 | 0 | 0 | 0 | 0 | -6.6845 | -6.6845 | 2817.0759 | 21071.7279 |  | 0
1963-05-31 | 0 | 0 | 0 | 0 | -6.6845 | -6.6845 | 2810.3914 | 21021.7279 |  | 0
1963-06-01 | 0 | 0 | 0 | 0 | -6.6845 | -6.6845 | 2803.7069 | 20971.7278 |  | 0
1963-06-02 | 0 | 0 | 0 | 0 | -6.6845 | -6.6845 | 2797.0224 | 20921.7278 |  | 0
1963-06-03 | 0 | 0 | 0 | 0 | -6.6845 | -6.6845 | 2790.3379 | 20871.7277 |  | 0
1963-06-04 | 0 | 0 | 0 | 0 | -6.6845 | -6.6845 | 2783.6534 | 20821.7276 |  | 0
1963-06-05 | 0 | 0 | 0 | 0 | -6.6845 | -6.6845 | 2776.9689 | 20771.7276 |  | 0
1963-06-06 | 0 | 0 | 0 | 0 | -6.6845 | -6.6845 | 2770.2844 | 20721.7275 |  | 0
1963-06-07 | 0 | 0 | 0 | 0 | -6.6845 | -6.6845 | 2763.5999 | 20671.7275 |  | 0
1963-06-08 | 0.0091667 | 23.0567 | 3.6551 | 3.6551 | 12.7172 | 12.7172 | 2776.3171 | 20766.8518 |  | 0
1963-06-09 | 0 | 0 | 0 | 0 | -6.6845 | -6.6845 | 2769.6326 | 20716.8517 |  | 0
1963-06-10 | 0 | 0 | 0 | 0 | -6.6845 | -6.6845 | 2762.9481 | 20666.8516 |  | 0
1963-06-11 | 0 | 0 | 0 | 0 | -6.6845 | -6.6845 | 2756.2636 | 20616.8516 |  | 0
1963-06-12 | 0 | 0 | 0 | 0 | -6.6845 | -6.6845 | 2749.5791 | 20566.8515 |  | 0
1963-06-13 | 0.04 | 100.6112 | 3.6551 | 3.6551 | 90.2716 | 90.2716 | 2839.8507 | 21242.0832 |  | 0
1963-06-14 | 0 | 0 | 0 | 0 | -6.6845 | -6.6845 | 2833.1662 | 21192.0832 |  | 0
1963-06-15 | 0 | 0 | 0 | 0 | -6.6845 | -6.6845 | 2826.4817 | 21142.0831 |  | 0
1963-06-16 | 0 | 0 | 0 | 0 | -6.6845 | -6.6845 | 2819.7972 | 21092.0831 |  | 0
1963-06-17 | 0 | 0 | 0 | 0 | -6.6845 | -6.6845 | 2813.1127 | 21042.083 |  | 0
1963-06-18 | 0.0091667 | 23.0567 | 3.6551 | 3.6551 | 12.7172 | 12.7172 | 2825.8299 | 21137.2073 |  | 0
1963-06-19 | 0 | 0 | 0 | 0 | -6.6845 | -6.6845 | 2819.1454 | 21087.2072 |  | 0
1963-06-20 | 0.0066667 | 16.7685 | 3.6551 | 3.6551 | 6.429 | 6.429 | 2825.5743 | 21135.2958 |  | 0
1963-06-21 | 0.011667 | 29.3449 | 3.6551 | 3.6551 | 19.0054 | 19.0054 | 2844.5797 | 21277.4559 |  | 0
1963-06-22 | 0 | 0 | 0 | 0 | -6.6845 | -6.6845 | 2837.8952 | 21227.4558 |  | 0
1963-06-23 | 0 | 0 | 0 | 0 | -6.6845 | -6.6845 | 2831.2107 | 21177.4557 |  | 0
1963-06-24 | 0 | 0 | 0 | 0 | -6.6845 | -6.6845 | 2824.5262 | 21127.4557 |  | 0
1963-06-25 | 0 | 0 | 0 | 0 | -6.6845 | -6.6845 | 2817.8417 | 21077.4556 |  | 0
1963-06-26 | 0 | 0 | 0 | 0 | -6.6845 | -6.6845 | 2811.1572 | 21027.4556 |  | 0
1963-06-27 | 0 | 0 | 0 | 0 | -6.6845 | -6.6845 | 2804.4727 | 20977.4555 |  | 0
1963-06-28 | 0 | 0 | 0 | 0 | -6.6845 | -6.6845 | 2797.7882 | 20927.4554 |  | 0
1963-06-29 | 0 | 0 | 0 | 0 | -6.6845 | -6.6845 | 2791.1037 | 20877.4554 |  | 0
1963-06-30 | 0 | 0 | 0 | 0 | -6.6845 | -6.6845 | 2784.4192 | 20827.4553 |  | 0
1963-07-01 | 0 | 0 | 0 | 0 | -6.6845 | -6.6845 | 2777.7347 | 20777.4553 |  | 0
1963-07-02 | 0 | 0 | 0 | 0 | -6.6845 | -6.6845 | 2771.0502 | 20727.4552 |  | 0
1963-07-03 | 0 | 0 | 0 | 0 | -6.6845 | -6.6845 | 2764.3657 | 20677.4551 |  | 0
1963-07-04 | 0.0016667 | 4.1921 | 3.6551 | 3.6551 | -6.1474 | -6.1474 | 2758.2182 | 20631.4722 |  | 0
1963-07-05 | 0.0058333 | 14.6725 | 3.6551 | 3.6551 | 4.3329 | 4.3329 | 2762.5511 | 20663.8822 |  | 0
1963-07-06 | 0.005 | 12.5764 | 3.6551 | 3.6551 | 2.2368 | 2.2368 | 2764.7879 | 20680.6136 |  | 0
1963-07-07 | 0.035 | 88.0348 | 3.6551 | 3.6551 | 77.6952 | 77.6952 | 2842.4831 | 21261.7739 |  | 0
1963-07-08 | 0 | 0 | 0 | 0 | -6.6845 | -6.6845 | 2835.7986 | 21211.7738 |  | 0
1963-07-09 | 0 | 0 | 0 | 0 | -6.6845 | -6.6845 | 2829.1141 | 21161.7738 |  | 0
1963-07-10 | 0 | 0 | 0 | 0 | -6.6845 | -6.6845 | 2822.4296 | 21111.7737 |  | 0
1963-07-11 | 0 | 0 | 0 | 0 | -6.6845 | -6.6845 | 2815.7451 | 21061.7736 |  | 0
1963-07-12 | 0 | 0 | 0 | 0 | -6.6845 | -6.6845 | 2809.0606 | 21011.7736 |  | 0
1963-07-13 | 0.043333 | 108.9955 | 3.6551 | 3.6551 | 98.6559 | 98.6559 | 2907.7165 | 21749.7196 |  | 0
1963-07-14 | 0 | 0 | 0 | 0 | -6.6845 | -6.6845 | 2901.032 | 21699.7195 |  | 0
1963-07-15 | 0 | 0 | 0 | 0 | -6.6845 | -6.6845 | 2894.3475 | 21649.7195 |  | 0
1963-07-16 | 0 | 0 | 0 | 0 | -6.6845 | -6.6845 | 2887.663 | 21599.7194 |  | 0
1963-07-17 | 0 | 0 | 0 | 0 | -6.6845 | -6.6845 | 2880.9785 | 21549.7194 |  | 0
1963-07-18 | 0 | 0 | 0 | 0 | -6.6845 | -6.6845 | 2874.294 | 21499.7193 |  | 0
1963-07-19 | 0 | 0 | 0 | 0 | -6.6845 | -6.6845 | 2867.6095 | 21449.7192 |  | 0
1963-07-20 | 0.0075 | 18.8646 | 3.6551 | 3.6551 | 8.525 | 8.525 | 2876.1345 | 21513.4864 |  | 0
1963-07-21 | 0 | 0 | 0 | 0 | -6.6845 | -6.6845 | 2869.45 | 21463.4863 |  | 0
1963-07-22 | 0 | 0 | 0 | 0 | -6.6845 | -6.6845 | 2862.7655 | 21413.4863 |  | 0
1963-07-23 | 0 | 0 | 0 | 0 | -6.6845 | -6.6845 | 2856.081 | 21363.4862 |  | 0
1963-07-24 | 0 | 0 | 0 | 0 | -6.6845 | -6.6845 | 2849.3965 | 21313.4862 |  | 0
1963-07-25 | 0 | 0 | 0 | 0 | -6.6845 | -6.6845 | 2842.712 | 21263.4861 |  | 0
1963-07-26 | 0 | 0 | 0 | 0 | -6.6845 | -6.6845 | 2836.0275 | 21213.486 |  | 0
1963-07-27 | 0 | 0 | 0 | 0 | -6.6845 | -6.6845 | 2829.343 | 21163.486 |  | 0
1963-07-28 | 0 | 0 | 0 | 0 | -6.6845 | -6.6845 | 2822.6585 | 21113.4859 |  | 0
1963-07-29 | 0.0041667 | 10.4803 | 3.6551 | 3.6551 | 0.14075 | 0.14075 | 2822.7993 | 21114.5387 |  | 0
1963-07-30 | 0.0058333 | 14.6725 | 3.6551 | 3.6551 | 4.3329 | 4.3329 | 2827.1322 | 21146.9487 |  | 0
1963-07-31 | 0.03 | 75.4584 | 3.6551 | 3.6551 | 65.1188 | 65.1188 | 2892.251 | 21634.0375 |  | 0
1963-08-01 | 0.0016667 | 4.1921 | 3.6551 | 3.6551 | -6.1474 | -6.1474 | 2886.1036 | 21588.0546 |  | 0
1963-08-02 | 0.011667 | 29.3449 | 3.6551 | 3.6551 | 19.0054 | 19.0054 | 2905.1089 | 21730.2147 |  | 0
1963-08-03 | 0 | 0 | 0 | 0 | -6.6845 | -6.6845 | 2898.4244 | 21680.2146 |  | 0
1963-08-04 | 0 | 0 | 0 | 0 | -6.6845 | -6.6845 | 2891.7399 | 21630.2145 |  | 0
1963-08-05 | 0.02 | 50.3056 | 3.6551 | 3.6551 | 39.966 | 39.966 | 2931.7059 | 21929.1604 |  | 0
1963-08-06 | 0 | 0 | 0 | 0 | -6.6845 | -6.6845 | 2925.0214 | 21879.1603 |  | 0
1963-08-07 | 0 | 0 | 0 | 0 | -6.6845 | -6.6845 | 2918.3369 | 21829.1602 |  | 0
1963-08-08 | 0 | 0 | 0 | 0 | -6.6845 | -6.6845 | 2911.6524 | 21779.1602 |  | 0
1963-08-09 | 0 | 0 | 0 | 0 | -6.6845 | -6.6845 | 2904.9679 | 21729.1601 |  | 0
1963-08-10 | 0 | 0 | 0 | 0 | -6.6845 | -6.6845 | 2898.2834 | 21679.1601 |  | 0
1963-08-11 | 0 | 0 | 0 | 0 | -6.6845 | -6.6845 | 2891.5989 | 21629.16 |  | 0
1963-08-12 | 0 | 0 | 0 | 0 | -6.6845 | -6.6845 | 2884.9144 | 21579.1599 |  | 0
1963-08-13 | 0 | 0 | 0 | 0 | -6.6845 | -6.6845 | 2878.2299 | 21529.1599 |  | 0
1963-08-14 | 0.07 | 176.0696 | 3.6551 | 3.6551 | 165.73 | 165.73 | 3043.96 | 22768.8204 |  | 0
1963-08-15 | 0.021667 | 54.4977 | 3.6551 | 3.6551 | 44.1582 | 44.1582 | 3088.1181 | 23099.1234 |  | 0
1963-08-16 | 0 | 0 | 0 | 0 | -6.6845 | -6.6845 | 3081.4336 | 23049.1234 |  | 0
1963-08-17 | 0 | 0 | 0 | 0 | -6.6845 | -6.6845 | 3074.7491 | 22999.1233 |  | 0
1963-08-18 | 0 | 0 | 0 | 0 | -6.6845 | -6.6845 | 3068.0646 | 22949.1232 |  | 0
1963-08-19 | 0.079167 | 199.1263 | 3.6551 | 3.6551 | 188.7868 | 188.7868 | 3256.8514 | 24361.2481 |  | 0
1963-08-20 | 0.0041667 | 10.4803 | 3.6551 | 3.6551 | 0.14075 | 0.14075 | 3256.9921 | 24362.301 |  | 0
1963-08-21 | 0 | 0 | 0 | 0 | -6.6845 | -6.6845 | 3250.3076 | 24312.3009 |  | 0
1963-08-22 | 0 | 0 | 0 | 0 | -6.6845 | -6.6845 | 3243.6231 | 24262.3009 |  | 0
1963-08-23 | 0.00083333 | 2.0961 | 3.6551 | 2.0961 | -6.6845 | -6.6845 | 3236.9386 | 24212.3008 |  | 0
1963-08-24 | 0 | 0 | 0 | 0 | -6.6845 | -6.6845 | 3230.2541 | 24162.3007 |  | 0
1963-08-25 | 0 | 0 | 0 | 0 | -6.6845 | -6.6845 | 3223.5696 | 24112.3007 |  | 0
1963-08-26 | 0 | 0 | 0 | 0 | -6.6845 | -6.6845 | 3216.8851 | 24062.3006 |  | 0
1963-08-27 | 0 | 0 | 0 | 0 | -6.6845 | -6.6845 | 3210.2006 | 24012.3006 |  | 0
1963-08-28 | 0 | 0 | 0 | 0 | -6.6845 | -6.6845 | 3203.5161 | 23962.3005 |  | 0
1963-08-29 | 0 | 0 | 0 | 0 | -6.6845 | -6.6845 | 3196.8316 | 23912.3004 |  | 0
1963-08-30 | 0 | 0 | 0 | 0 | -6.6845 | -6.6845 | 3190.1471 | 23862.3004 |  | 0
1963-08-31 | 0.044167 | 111.0915 | 3.6551 | 3.6551 | 100.752 | 100.752 | 3290.8991 | 24615.925 |  | 0
1963-09-01 | 0.00083333 | 2.0961 | 3.6551 | 2.0961 | -6.6845 | -6.6845 | 3284.2146 | 24565.9249 |  | 0
1963-09-02 | 0 | 0 | 0 | 0 | -6.6845 | -6.6845 | 3277.5301 | 24515.9249 |  | 0
1963-09-03 | 0.0825 | 207.5106 | 3.6551 | 3.6551 | 197.171 | 197.171 | 3474.7011 | 25990.7641 |  | 0
1963-09-04 | 0.0066667 | 16.7685 | 3.6551 | 3.6551 | 6.429 | 6.429 | 3481.13 | 26038.8527 |  | 0
1963-09-05 | 0 | 0 | 0 | 0 | -6.6845 | -6.6845 | 3474.4455 | 25988.8526 |  | 0
1963-09-06 | 0.0066667 | 16.7685 | 3.6551 | 3.6551 | 6.429 | 6.429 | 3480.8745 | 26036.9412 |  | 0
1963-09-07 | 0 | 0 | 0 | 0 | -6.6845 | -6.6845 | 3474.19 | 25986.9411 |  | 0
1963-09-08 | 0 | 0 | 0 | 0 | -6.6845 | -6.6845 | 3467.5055 | 25936.9411 |  | 0
1963-09-09 | 0 | 0 | 0 | 0 | -6.6845 | -6.6845 | 3460.821 | 25886.941 |  | 0
1963-09-10 | 0.015 | 37.7292 | 3.6551 | 3.6551 | 27.3896 | 27.3896 | 3488.2106 | 26091.8154 |  | 0
1963-09-11 | 0.0025 | 6.2882 | 3.6551 | 3.6551 | -4.0514 | -4.0514 | 3484.1592 | 26061.511 |  | 0
1963-09-12 | 0 | 0 | 0 | 0 | -6.6845 | -6.6845 | 3477.4747 | 26011.511 |  | 0
1963-09-13 | 0.0175 | 44.0174 | 3.6551 | 3.6551 | 33.6778 | 33.6778 | 3511.1525 | 26263.4211 |  | 0
1963-09-14 | 0.098333 | 247.3359 | 3.6551 | 3.6551 | 236.9963 | 236.9963 | 3748.1488 | 28036.1533 |  | 0
1963-09-15 | 0 | 0 | 0 | 0 | -6.6845 | -6.6845 | 3741.4643 | 27986.1532 |  | 0
1963-09-16 | 0.005 | 12.5764 | 3.6551 | 3.6551 | 2.2368 | 2.2368 | 3743.7012 | 28002.8846 |  | 0
1963-09-17 | 0 | 0 | 0 | 0 | -6.6845 | -6.6845 | 3737.0167 | 27952.8846 |  | 0
1963-09-18 | 0 | 0 | 0 | 0 | -6.6845 | -6.6845 | 3730.3322 | 27902.8845 |  | 0
1963-09-19 | 0 | 0 | 0 | 0 | -6.6845 | -6.6845 | 3723.6477 | 27852.8845 |  | 0
1963-09-20 | 0 | 0 | 0 | 0 | -6.6845 | -6.6845 | 3716.9632 | 27802.8844 |  | 0
1963-09-21 | 0 | 0 | 0 | 0 | -6.6845 | -6.6845 | 3710.2787 | 27752.8843 |  | 0
1963-09-22 | 0.0016667 | 4.1921 | 3.6551 | 3.6551 | -6.1474 | -6.1474 | 3704.1312 | 27706.9014 |  | 0
1963-09-23 | 0 | 0 | 0 | 0 | -6.6845 | -6.6845 | 3697.4467 | 27656.9014 |  | 0
1963-09-24 | 0 | 0 | 0 | 0 | -6.6845 | -6.6845 | 3690.7622 | 27606.9013 |  | 0
1963-09-25 | 0 | 0 | 0 | 0 | -6.6845 | -6.6845 | 3684.0777 | 27556.9013 |  | 0
1963-09-26 | 0 | 0 | 0 | 0 | -6.6845 | -6.6845 | 3677.3932 | 27506.9012 |  | 0
1963-09-27 | 0 | 0 | 0 | 0 | -6.6845 | -6.6845 | 3670.7087 | 27456.9011 |  | 0
1963-09-28 | 0 | 0 | 0 | 0 | -6.6845 | -6.6845 | 3664.0242 | 27406.9011 |  | 0
1963-09-29 | 0 | 0 | 0 | 0 | -6.6845 | -6.6845 | 3657.3397 | 27356.901 |  | 0
1963-09-30 | 0 | 0 | 0 | 0 | -6.6845 | -6.6845 | 3650.6552 | 27306.901 |  | 0
1963-10-01 | 0 | 0 | 0 | 0 | -6.6845 | -6.6845 | 3643.9707 | 27256.9009 |  | 0
1963-10-02 | 0 | 0 | 0 | 0 | -6.6845 | -6.6845 | 3637.2862 | 27206.9008 |  | 0
1963-10-03 | 0 | 0 | 0 | 0 | -6.6845 | -6.6845 | 3630.6017 | 27156.9008 |  | 0
1963-10-04 | 0 | 0 | 0 | 0 | -6.6845 | -6.6845 | 3623.9172 | 27106.9007 |  | 0
1963-10-05 | 0 | 0 | 0 | 0 | -6.6845 | -6.6845 | 3617.2327 | 27056.9007 |  | 0
1963-10-06 | 0 | 0 | 0 | 0 | -6.6845 | -6.6845 | 3610.5482 | 27006.9006 |  | 0
1963-10-07 | 0 | 0 | 0 | 0 | -6.6845 | -6.6845 | 3603.8637 | 26956.9005 |  | 0
1963-10-08 | 0 | 0 | 0 | 0 | -6.6845 | -6.6845 | 3597.1792 | 26906.9005 |  | 0
1963-10-09 | 0 | 0 | 0 | 0 | -6.6845 | -6.6845 | 3590.4947 | 26856.9004 |  | 0
1963-10-10 | 0 | 0 | 0 | 0 | -6.6845 | -6.6845 | 3583.8102 | 26806.9004 |  | 0
1963-10-11 | 0 | 0 | 0 | 0 | -6.6845 | -6.6845 | 3577.1257 | 26756.9003 |  | 0
1963-10-12 | 0 | 0 | 0 | 0 | -6.6845 | -6.6845 | 3570.4412 | 26706.9002 |  | 0
1963-10-13 | 0 | 0 | 0 | 0 | -6.6845 | -6.6845 | 3563.7567 | 26656.9002 |  | 0
1963-10-14 | 0 | 0 | 0 | 0 | -6.6845 | -6.6845 | 3557.0722 | 26606.9001 |  | 0
1963-10-15 | 0 | 0 | 0 | 0 | -6.6845 | -6.6845 | 3550.3877 | 26556.9001 |  | 0
1963-10-16 | 0.0075 | 18.8646 | 3.6551 | 3.6551 | 8.525 | 8.525 | 3558.9127 | 26620.6672 |  | 0
1963-10-17 | 0.00083333 | 2.0961 | 3.6551 | 2.0961 | -6.6845 | -6.6845 | 3552.2282 | 26570.6671 |  | 0
1963-10-18 | 0 | 0 | 0 | 0 | -6.6845 | -6.6845 | 3545.5437 | 26520.6671 |  | 0
1963-10-19 | 0.0016667 | 4.1921 | 3.6551 | 3.6551 | -6.1474 | -6.1474 | 3539.3963 | 26474.6842 |  | 0
1963-10-20 | 0 | 0 | 0 | 0 | -6.6845 | -6.6845 | 3532.7118 | 26424.6841 |  | 0
1963-10-21 | 0.0033333 | 8.3843 | 3.6551 | 3.6551 | -1.9553 | -1.9553 | 3530.7565 | 26410.0584 |  | 0
1963-10-22 | 0 | 0 | 0 | 0 | -6.6845 | -6.6845 | 3524.072 | 26360.0583 |  | 0
1963-10-23 | 0 | 0 | 0 | 0 | -6.6845 | -6.6845 | 3517.3875 | 26310.0583 |  | 0
1963-10-24 | 0 | 0 | 0 | 0 | -6.6845 | -6.6845 | 3510.703 | 26260.0582 |  | 0
1963-10-25 | 0.025833 | 64.9781 | 3.6551 | 3.6551 | 54.6385 | 54.6385 | 3565.3415 | 26668.7541 |  | 0
1963-10-26 | 0 | 0 | 0 | 0 | -6.6845 | -6.6845 | 3558.657 | 26618.754 |  | 0
1963-10-27 | 0 | 0 | 0 | 0 | -6.6845 | -6.6845 | 3551.9725 | 26568.7539 |  | 0
1963-10-28 | 0 | 0 | 0 | 0 | -6.6845 | -6.6845 | 3545.288 | 26518.7539 |  | 0
1963-10-29 | 0 | 0 | 0 | 0 | -6.6845 | -6.6845 | 3538.6035 | 26468.7538 |  | 0
1963-10-30 | 0 | 0 | 0 | 0 | -6.6845 | -6.6845 | 3531.919 | 26418.7538 |  | 0
1963-10-31 | 0 | 0 | 0 | 0 | -6.6845 | -6.6845 | 3525.2345 | 26368.7537 |  | 0
1963-11-01 | 0 | 0 | 0 | 0 | -6.6845 | -6.6845 | 3518.55 | 26318.7536 |  | 0
1963-11-02 | 0 | 0 | 0 | 0 | -6.6845 | -6.6845 | 3511.8655 | 26268.7536 |  | 0
1963-11-03 | 0 | 0 | 0 | 0 | -6.6845 | -6.6845 | 3505.181 | 26218.7535 |  | 0
1963-11-04 | 0 | 0 | 0 | 0 | -6.6845 | -6.6845 | 3498.4965 | 26168.7535 |  | 0
1963-11-05 | 0 | 0 | 0 | 0 | -6.6845 | -6.6845 | 3491.812 | 26118.7534 |  | 0
1963-11-06 | 0 | 0 | 0 | 0 | -6.6845 | -6.6845 | 3485.1275 | 26068.7533 |  | 0
1963-11-07 | 0 | 0 | 0 | 0 | -6.6845 | -6.6845 | 3478.443 | 26018.7533 |  | 0
1963-11-08 | 0.011667 | 29.3449 | 3.6551 | 3.6551 | 19.0054 | 19.0054 | 3497.4483 | 26160.9133 |  | 0
1963-11-09 | 0 | 0 | 0 | 0 | -6.6845 | -6.6845 | 3490.7638 | 26110.9133 |  | 0
1963-11-10 | 0 | 0 | 0 | 0 | -6.6845 | -6.6845 | 3484.0793 | 26060.9132 |  | 0
1963-11-11 | 0 | 0 | 0 | 0 | -6.6845 | -6.6845 | 3477.3948 | 26010.9132 |  | 0
1963-11-12 | 0 | 0 | 0 | 0 | -6.6845 | -6.6845 | 3470.7103 | 25960.9131 |  | 0
1963-11-13 | 0 | 0 | 0 | 0 | -6.6845 | -6.6845 | 3464.0258 | 25910.913 |  | 0
1963-11-14 | 0 | 0 | 0 | 0 | -6.6845 | -6.6845 | 3457.3413 | 25860.913 |  | 0
1963-11-15 | 0 | 0 | 0 | 0 | -6.6845 | -6.6845 | 3450.6568 | 25810.9129 |  | 0
1963-11-16 | 0 | 0 | 0 | 0 | -6.6845 | -6.6845 | 3443.9723 | 25760.9129 |  | 0
1963-11-17 | 0 | 0 | 0 | 0 | -6.6845 | -6.6845 | 3437.2878 | 25710.9128 |  | 0
1963-11-18 | 0 | 0 | 0 | 0 | -6.6845 | -6.6845 | 3430.6033 | 25660.9127 |  | 0
1963-11-19 | 0.024167 | 60.7859 | 3.6551 | 3.6551 | 50.4464 | 50.4464 | 3481.0497 | 26038.2515 |  | 0
1963-11-20 | 0 | 0 | 0 | 0 | -6.6845 | -6.6845 | 3474.3652 | 25988.2514 |  | 0
1963-11-21 | 0 | 0 | 0 | 0 | -6.6845 | -6.6845 | 3467.6807 | 25938.2513 |  | 0
1963-11-22 | 0 | 0 | 0 | 0 | -6.6845 | -6.6845 | 3460.9962 | 25888.2513 |  | 0
1963-11-23 | 0 | 0 | 0 | 0 | -6.6845 | -6.6845 | 3454.3117 | 25838.2512 |  | 0
1963-11-24 | 0 | 0 | 0 | 0 | -6.6845 | -6.6845 | 3447.6272 | 25788.2512 |  | 0
1963-11-25 | 0 | 0 | 0 | 0 | -6.6845 | -6.6845 | 3440.9427 | 25738.2511 |  | 0
1963-11-26 | 0 | 0 | 0 | 0 | -6.6845 | -6.6845 | 3434.2582 | 25688.251 |  | 0
1963-11-27 | 0.030833 | 77.5545 | 3.6551 | 3.6551 | 67.2149 | 67.2149 | 3501.473 | 26191.0184 |  | 0
1963-11-28 | 0 | 0 | 0 | 0 | -6.6845 | -6.6845 | 3494.7885 | 26141.0183 |  | 0
1963-11-29 | 0 | 0 | 0 | 0 | -6.6845 | -6.6845 | 3488.104 | 26091.0183 |  | 0
1963-11-30 | 0 | 0 | 0 | 0 | -6.6845 | -6.6845 | 3481.4195 | 26041.0182 |  | 0
1963-12-01 | 0 | 0 | 0 | 0 | -6.6845 | -6.6845 | 3474.735 | 25991.0181 |  | 0
1963-12-02 | 0 | 0 | 0 | 0 | -6.6845 | -6.6845 | 3468.0505 | 25941.0181 |  | 0
1963-12-03 | 0 | 0 | 0 | 0 | -6.6845 | -6.6845 | 3461.366 | 25891.018 |  | 0
1963-12-04 | 0 | 0 | 0 | 0 | -6.6845 | -6.6845 | 3454.6815 | 25841.018 |  | 0
1963-12-05 | 0 | 0 | 0 | 0 | -6.6845 | -6.6845 | 3447.997 | 25791.0179 |  | 0
1963-12-06 | 0 | 0 | 0 | 0 | -6.6845 | -6.6845 | 3441.3125 | 25741.0178 |  | 0
1963-12-07 | 0 | 0 | 0 | 0 | -6.6845 | -6.6845 | 3434.628 | 25691.0178 |  | 0
1963-12-08 | 0 | 0 | 0 | 0 | -6.6845 | -6.6845 | 3427.9435 | 25641.0177 |  | 0
1963-12-09 | 0 | 0 | 0 | 0 | -6.6845 | -6.6845 | 3421.259 | 25591.0177 |  | 0
1963-12-10 | 0.011667 | 29.3449 | 3.6551 | 3.6551 | 19.0054 | 19.0054 | 3440.2644 | 25733.1777 |  | 0
1963-12-11 | 0.0075 | 18.8646 | 3.6551 | 3.6551 | 8.525 | 8.525 | 3448.7894 | 25796.9449 |  | 0
1963-12-12 | 0 | 0 | 0 | 0 | -6.6845 | -6.6845 | 3442.1049 | 25746.9448 |  | 0
1963-12-13 | 0.0083333 | 20.9607 | 3.6551 | 3.6551 | 10.6211 | 10.6211 | 3452.726 | 25826.3905 |  | 0
1963-12-14 | 0.0025 | 6.2882 | 3.6551 | 3.6551 | -4.0514 | -4.0514 | 3448.6746 | 25796.0862 |  | 0
1963-12-15 | 0 | 0 | 0 | 0 | -6.6845 | -6.6845 | 3441.9901 | 25746.0861 |  | 0
1963-12-16 | 0 | 0 | 0 | 0 | -6.6845 | -6.6845 | 3435.3056 | 25696.0861 |  | 0
1963-12-17 | 0 | 0 | 0 | 0 | -6.6845 | -6.6845 | 3428.6211 | 25646.086 |  | 0
1963-12-18 | 0 | 0 | 0 | 0 | -6.6845 | -6.6845 | 3421.9366 | 25596.086 |  | 0
1963-12-19 | 0 | 0 | 0 | 0 | -6.6845 | -6.6845 | 3415.2521 | 25546.0859 |  | 0
1963-12-20 | 0 | 0 | 0 | 0 | -6.6845 | -6.6845 | 3408.5676 | 25496.0858 |  | 0
1963-12-21 | 0 | 0 | 0 | 0 | -6.6845 | -6.6845 | 3401.8831 | 25446.0858 |  | 0
1963-12-22 | 0 | 0 | 0 | 0 | -6.6845 | -6.6845 | 3395.1986 | 25396.0857 |  | 0
1963-12-23 | 0 | 0 | 0 | 0 | -6.6845 | -6.6845 | 3388.5141 | 25346.0857 |  | 0
1963-12-24 | 0 | 0 | 0 | 0 | -6.6845 | -6.6845 | 3381.8296 | 25296.0856 |  | 0
1963-12-25 | 0 | 0 | 0 | 0 | -6.6845 | -6.6845 | 3375.1451 | 25246.0855 |  | 0
1963-12-26 | 0 | 0 | 0 | 0 | -6.6845 | -6.6845 | 3368.4606 | 25196.0855 |  | 0
1963-12-27 | 0 | 0 | 0 | 0 | -6.6845 | -6.6845 | 3361.7761 | 25146.0854 |  | 0
1963-12-28 | 0 | 0 | 0 | 0 | -6.6845 | -6.6845 | 3355.0916 | 25096.0854 |  | 0
1963-12-29 | 0 | 0 | 0 | 0 | -6.6845 | -6.6845 | 3348.4071 | 25046.0853 |  | 0
1963-12-30 | 0 | 0 | 0 | 0 | -6.6845 | -6.6845 | 3341.7226 | 24996.0852 |  | 0
1963-12-31 | 0 | 0 | 0 | 0 | -6.6845 | -6.6845 | 3335.0381 | 24946.0852 |  | 0
1964-01-01 | 0 | 0 | 0 | 0 | -6.6845 | -6.6845 | 3328.3536 | 24896.0851 |  | 0
1964-01-02 | 0 | 0 | 0 | 0 | -6.6845 | -6.6845 | 3321.6691 | 24846.0851 |  | 0
1964-01-03 | 0 | 0 | 0 | 0 | -6.6845 | -6.6845 | 3314.9846 | 24796.085 |  | 0
1964-01-04 | 0 | 0 | 0 | 0 | -6.6845 | -6.6845 | 3308.3001 | 24746.0849 |  | 0
1964-01-05 | 0 | 0 | 0 | 0 | -6.6845 | -6.6845 | 3301.6156 | 24696.0849 |  | 0
1964-01-06 | 0 | 0 | 0 | 0 | -6.6845 | -6.6845 | 3294.9311 | 24646.0848 |  | 0
1964-01-07 | 0 | 0 | 0 | 0 | -6.6845 | -6.6845 | 3288.2466 | 24596.0848 |  | 0
1964-01-08 | 0 | 0 | 0 | 0 | -6.6845 | -6.6845 | 3281.5621 | 24546.0847 |  | 0
1964-01-09 | 0 | 0 | 0 | 0 | -6.6845 | -6.6845 | 3274.8776 | 24496.0846 |  | 0
1964-01-10 | 0 | 0 | 0 | 0 | -6.6845 | -6.6845 | 3268.1931 | 24446.0846 |  | 0
1964-01-11 | 0 | 0 | 0 | 0 | -6.6845 | -6.6845 | 3261.5086 | 24396.0845 |  | 0
1964-01-12 | 0 | 0 | 0 | 0 | -6.6845 | -6.6845 | 3254.8241 | 24346.0845 |  | 0
1964-01-13 | 0 | 0 | 0 | 0 | -6.6845 | -6.6845 | 3248.1396 | 24296.0844 |  | 0
1964-01-14 | 0 | 0 | 0 | 0 | -6.6845 | -6.6845 | 3241.4551 | 24246.0843 |  | 0
1964-01-15 | 0 | 0 | 0 | 0 | -6.6845 | -6.6845 | 3234.7706 | 24196.0843 |  | 0
1964-01-16 | 0 | 0 | 0 | 0 | -6.6845 | -6.6845 | 3228.0861 | 24146.0842 |  | 0
1964-01-17 | 0 | 0 | 0 | 0 | -6.6845 | -6.6845 | 3221.4016 | 24096.0842 |  | 0
1964-01-18 | 0 | 0 | 0 | 0 | -6.6845 | -6.6845 | 3214.7171 | 24046.0841 |  | 0
1964-01-19 | 0 | 0 | 0 | 0 | -6.6845 | -6.6845 | 3208.0326 | 23996.084 |  | 0
1964-01-20 | 0 | 0 | 0 | 0 | -6.6845 | -6.6845 | 3201.3481 | 23946.084 |  | 0
1964-01-21 | 0 | 0 | 0 | 0 | -6.6845 | -6.6845 | 3194.6636 | 23896.0839 |  | 0
1964-01-22 | 0 | 0 | 0 | 0 | -6.6845 | -6.6845 | 3187.9791 | 23846.0839 |  | 0
1964-01-23 | 0 | 0 | 0 | 0 | -6.6845 | -6.6845 | 3181.2946 | 23796.0838 |  | 0
1964-01-24 | 0 | 0 | 0 | 0 | -6.6845 | -6.6845 | 3174.6101 | 23746.0837 |  | 0
1964-01-25 | 0 | 0 | 0 | 0 | -6.6845 | -6.6845 | 3167.9256 | 23696.0837 |  | 0
1964-01-26 | 0 | 0 | 0 | 0 | -6.6845 | -6.6845 | 3161.2411 | 23646.0836 |  | 0
1964-01-27 | 0 | 0 | 0 | 0 | -6.6845 | -6.6845 | 3154.5566 | 23596.0836 |  | 0
1964-01-28 | 0 | 0 | 0 | 0 | -6.6845 | -6.6845 | 3147.8721 | 23546.0835 |  | 0
1964-01-29 | 0.0025 | 6.2882 | 3.6551 | 3.6551 | -4.0514 | -4.0514 | 3143.8207 | 23515.7792 |  | 0
1964-01-30 | 0.011667 | 29.3449 | 3.6551 | 3.6551 | 19.0054 | 19.0054 | 3162.8261 | 23657.9392 |  | 0
1964-01-31 | 0 | 0 | 0 | 0 | -6.6845 | -6.6845 | 3156.1416 | 23607.9392 |  | 0
1964-02-01 | 0 | 0 | 0 | 0 | -6.6845 | -6.6845 | 3149.4571 | 23557.9391 |  | 0
1964-02-02 | 0 | 0 | 0 | 0 | -6.6845 | -6.6845 | 3142.7726 | 23507.939 |  | 0
1964-02-03 | 0 | 0 | 0 | 0 | -6.6845 | -6.6845 | 3136.0881 | 23457.939 |  | 0
1964-02-04 | 0 | 0 | 0 | 0 | -6.6845 | -6.6845 | 3129.4036 | 23407.9389 |  | 0
1964-02-05 | 0 | 0 | 0 | 0 | -6.6845 | -6.6845 | 3122.7191 | 23357.9389 |  | 0
1964-02-06 | 0 | 0 | 0 | 0 | -6.6845 | -6.6845 | 3116.0346 | 23307.9388 |  | 0
1964-02-07 | 0 | 0 | 0 | 0 | -6.6845 | -6.6845 | 3109.3501 | 23257.9387 |  | 0
1964-02-08 | 0 | 0 | 0 | 0 | -6.6845 | -6.6845 | 3102.6656 | 23207.9387 |  | 0
1964-02-09 | 0 | 0 | 0 | 0 | -6.6845 | -6.6845 | 3095.9811 | 23157.9386 |  | 0
1964-02-10 | 0 | 0 | 0 | 0 | -6.6845 | -6.6845 | 3089.2966 | 23107.9386 |  | 0
1964-02-11 | 0 | 0 | 0 | 0 | -6.6845 | -6.6845 | 3082.6121 | 23057.9385 |  | 0
1964-02-12 | 0 | 0 | 0 | 0 | -6.6845 | -6.6845 | 3075.9276 | 23007.9384 |  | 0
1964-02-13 | 0 | 0 | 0 | 0 | -6.6845 | -6.6845 | 3069.2431 | 22957.9384 |  | 0
1964-02-14 | 0 | 0 | 0 | 0 | -6.6845 | -6.6845 | 3062.5586 | 22907.9383 |  | 0
1964-02-15 | 0 | 0 | 0 | 0 | -6.6845 | -6.6845 | 3055.8741 | 22857.9383 |  | 0
1964-02-16 | 0 | 0 | 0 | 0 | -6.6845 | -6.6845 | 3049.1896 | 22807.9382 |  | 0
1964-02-17 | 0 | 0 | 0 | 0 | -6.6845 | -6.6845 | 3042.5051 | 22757.9381 |  | 0
1964-02-18 | 0 | 0 | 0 | 0 | -6.6845 | -6.6845 | 3035.8206 | 22707.9381 |  | 0
1964-02-19 | 0 | 0 | 0 | 0 | -6.6845 | -6.6845 | 3029.1361 | 22657.938 |  | 0
1964-02-20 | 0 | 0 | 0 | 0 | -6.6845 | -6.6845 | 3022.4516 | 22607.938 |  | 0
1964-02-21 | 0 | 0 | 0 | 0 | -6.6845 | -6.6845 | 3015.7671 | 22557.9379 |  | 0
1964-02-22 | 0 | 0 | 0 | 0 | -6.6845 | -6.6845 | 3009.0826 | 22507.9378 |  | 0
1964-02-23 | 0 | 0 | 0 | 0 | -6.6845 | -6.6845 | 3002.3981 | 22457.9378 |  | 0
1964-02-24 | 0 | 0 | 0 | 0 | -6.6845 | -6.6845 | 2995.7136 | 22407.9377 |  | 0
1964-02-25 | 0 | 0 | 0 | 0 | -6.6845 | -6.6845 | 2989.0291 | 22357.9377 |  | 0
1964-02-26 | 0 | 0 | 0 | 0 | -6.6845 | -6.6845 | 2982.3446 | 22307.9376 |  | 0
1964-02-27 | 0 | 0 | 0 | 0 | -6.6845 | -6.6845 | 2975.6601 | 22257.9375 |  | 0
1964-02-28 | 0 | 0 | 0 | 0 | -6.6845 | -6.6845 | 2968.9756 | 22207.9375 |  | 0
1964-02-29 | 0 | 0 | 0 | 0 | -6.6845 | -6.6845 | 2962.2911 | 22157.9374 |  | 0
1964-03-01 | 0 | 0 | 0 | 0 | -6.6845 | -6.6845 | 2955.6066 | 22107.9374 |  | 0
1964-03-02 | 0 | 0 | 0 | 0 | -6.6845 | -6.6845 | 2948.9221 | 22057.9373 |  | 0
1964-03-03 | 0 | 0 | 0 | 0 | -6.6845 | -6.6845 | 2942.2376 | 22007.9372 |  | 0
1964-03-04 | 0 | 0 | 0 | 0 | -6.6845 | -6.6845 | 2935.5531 | 21957.9372 |  | 0
1964-03-05 | 0 | 0 | 0 | 0 | -6.6845 | -6.6845 | 2928.8686 | 21907.9371 |  | 0
1964-03-06 | 0 | 0 | 0 | 0 | -6.6845 | -6.6845 | 2922.1841 | 21857.9371 |  | 0
1964-03-07 | 0 | 0 | 0 | 0 | -6.6845 | -6.6845 | 2915.4996 | 21807.937 |  | 0
1964-03-08 | 0 | 0 | 0 | 0 | -6.6845 | -6.6845 | 2908.8151 | 21757.9369 |  | 0
1964-03-09 | 0 | 0 | 0 | 0 | -6.6845 | -6.6845 | 2902.1306 | 21707.9369 |  | 0
1964-03-10 | 0 | 0 | 0 | 0 | -6.6845 | -6.6845 | 2895.4461 | 21657.9368 |  | 0
1964-03-11 | 0 | 0 | 0 | 0 | -6.6845 | -6.6845 | 2888.7616 | 21607.9368 |  | 0
1964-03-12 | 0 | 0 | 0 | 0 | -6.6845 | -6.6845 | 2882.0771 | 21557.9367 |  | 0
1964-03-13 | 0 | 0 | 0 | 0 | -6.6845 | -6.6845 | 2875.3926 | 21507.9366 |  | 0
1964-03-14 | 0 | 0 | 0 | 0 | -6.6845 | -6.6845 | 2868.7081 | 21457.9366 |  | 0
1964-03-15 | 0 | 0 | 0 | 0 | -6.6845 | -6.6845 | 2862.0236 | 21407.9365 |  | 0
1964-03-16 | 0 | 0 | 0 | 0 | -6.6845 | -6.6845 | 2855.3391 | 21357.9365 |  | 0
1964-03-17 | 0 | 0 | 0 | 0 | -6.6845 | -6.6845 | 2848.6546 | 21307.9364 |  | 0
1964-03-18 | 0.011667 | 29.3449 | 3.6551 | 3.6551 | 19.0054 | 19.0054 | 2867.66 | 21450.0964 |  | 0
1964-03-19 | 0 | 0 | 0 | 0 | -6.6845 | -6.6845 | 2860.9755 | 21400.0964 |  | 0
1964-03-20 | 0 | 0 | 0 | 0 | -6.6845 | -6.6845 | 2854.291 | 21350.0963 |  | 0
1964-03-21 | 0 | 0 | 0 | 0 | -6.6845 | -6.6845 | 2847.6065 | 21300.0963 |  | 0
1964-03-22 | 0 | 0 | 0 | 0 | -6.6845 | -6.6845 | 2840.922 | 21250.0962 |  | 0
1964-03-23 | 0 | 0 | 0 | 0 | -6.6845 | -6.6845 | 2834.2375 | 21200.0961 |  | 0
1964-03-24 | 0 | 0 | 0 | 0 | -6.6845 | -6.6845 | 2827.553 | 21150.0961 |  | 0
1964-03-25 | 0 | 0 | 0 | 0 | -6.6845 | -6.6845 | 2820.8685 | 21100.096 |  | 0
1964-03-26 | 0 | 0 | 0 | 0 | -6.6845 | -6.6845 | 2814.184 | 21050.096 |  | 0
1964-03-27 | 0 | 0 | 0 | 0 | -6.6845 | -6.6845 | 2807.4995 | 21000.0959 |  | 0
1964-03-28 | 0 | 0 | 0 | 0 | -6.6845 | -6.6845 | 2800.815 | 20950.0958 |  | 0
1964-03-29 | 0 | 0 | 0 | 0 | -6.6845 | -6.6845 | 2794.1305 | 20900.0958 |  | 0
1964-03-30 | 0.0125 | 31.441 | 3.6551 | 3.6551 | 21.1014 | 21.1014 | 2815.2319 | 21057.9344 |  | 0
1964-03-31 | 0 | 0 | 0 | 0 | -6.6845 | -6.6845 | 2808.5474 | 21007.9343 |  | 0
1964-05-01 | 0 | 0 | 0 | 0 | -6.6845 | -6.6845 | 2801.8629 | 20957.9343 |  | 0
1964-05-02 | 0 | 0 | 0 | 0 | -6.6845 | -6.6845 | 2795.1784 | 20907.9342 |  | 0
1964-05-03 | 0 | 0 | 0 | 0 | -6.6845 | -6.6845 | 2788.4939 | 20857.9342 |  | 0
1964-05-04 | 0 | 0 | 0 | 0 | -6.6845 | -6.6845 | 2781.8094 | 20807.9341 |  | 0
1964-05-05 | 0 | 0 | 0 | 0 | -6.6845 | -6.6845 | 2775.1249 | 20757.934 |  | 0
1964-05-06 | 0 | 0 | 0 | 0 | -6.6845 | -6.6845 | 2768.4404 | 20707.934 |  | 0
1964-05-07 | 0 | 0 | 0 | 0 | -6.6845 | -6.6845 | 2761.7559 | 20657.9339 |  | 0
1964-05-08 | 0 | 0 | 0 | 0 | -6.6845 | -6.6845 | 2755.0714 | 20607.9339 |  | 0
1964-05-09 | 0 | 0 | 0 | 0 | -6.6845 | -6.6845 | 2748.3869 | 20557.9338 |  | 0
1964-05-10 | 0 | 0 | 0 | 0 | -6.6845 | -6.6845 | 2741.7024 | 20507.9337 |  | 0
1964-05-11 | 0 | 0 | 0 | 0 | -6.6845 | -6.6845 | 2735.0179 | 20457.9337 |  | 0
1964-05-12 | 0 | 0 | 0 | 0 | -6.6845 | -6.6845 | 2728.3334 | 20407.9336 |  | 0
1964-05-13 | 0 | 0 | 0 | 0 | -6.6845 | -6.6845 | 2721.6489 | 20357.9336 |  | 0
1964-05-14 | 0 | 0 | 0 | 0 | -6.6845 | -6.6845 | 2714.9644 | 20307.9335 |  | 0
1964-05-15 | 0 | 0 | 0 | 0 | -6.6845 | -6.6845 | 2708.2799 | 20257.9334 |  | 0
1964-05-16 | 0.0041667 | 10.4803 | 3.6551 | 3.6551 | 0.14075 | 0.14075 | 2708.4206 | 20258.9863 |  | 0
1964-05-17 | 0 | 0 | 0 | 0 | -6.6845 | -6.6845 | 2701.7361 | 20208.9862 |  | 0
1964-05-18 | 0.0025 | 6.2882 | 3.6551 | 3.6551 | -4.0514 | -4.0514 | 2697.6847 | 20178.6819 |  | 0
1964-05-19 | 0.0125 | 31.441 | 3.6551 | 3.6551 | 21.1014 | 21.1014 | 2718.7862 | 20336.5205 |  | 0
1964-05-20 | 0 | 0 | 0 | 0 | -6.6845 | -6.6845 | 2712.1017 | 20286.5204 |  | 0
1964-05-21 | 0 | 0 | 0 | 0 | -6.6845 | -6.6845 | 2705.4172 | 20236.5204 |  | 0
1964-05-22 | 0.0033333 | 8.3843 | 3.6551 | 3.6551 | -1.9553 | -1.9553 | 2703.4618 | 20221.8946 |  | 0
1964-05-23 | 0 | 0 | 0 | 0 | -6.6845 | -6.6845 | 2696.7773 | 20171.8946 |  | 0
1964-05-24 | 0 | 0 | 0 | 0 | -6.6845 | -6.6845 | 2690.0928 | 20121.8945 |  | 0
1964-05-25 | 0 | 0 | 0 | 0 | -6.6845 | -6.6845 | 2683.4083 | 20071.8945 |  | 0
1964-05-26 | 0.0016667 | 4.1921 | 3.6551 | 3.6551 | -6.1474 | -6.1474 | 2677.2609 | 20025.9116 |  | 0
1964-05-27 | 0.063333 | 159.3011 | 3.6551 | 3.6551 | 148.9615 | 148.9615 | 2826.2224 | 21140.1435 |  | 0
1964-05-28 | 0 | 0 | 0 | 0 | -6.6845 | -6.6845 | 2819.5379 | 21090.1434 |  | 0
1964-05-29 | 0 | 0 | 0 | 0 | -6.6845 | -6.6845 | 2812.8534 | 21040.1434 |  | 0
1964-05-30 | 0.010833 | 27.2489 | 3.6551 | 3.6551 | 16.9093 | 16.9093 | 2829.7627 | 21166.6248 |  | 0
1964-05-31 | 0 | 0 | 0 | 0 | -6.6845 | -6.6845 | 2823.0782 | 21116.6248 |  | 0
1964-06-01 | 0 | 0 | 0 | 0 | -6.6845 | -6.6845 | 2816.3937 | 21066.6247 |  | 0
1964-06-02 | 0 | 0 | 0 | 0 | -6.6845 | -6.6845 | 2809.7092 | 21016.6246 |  | 0
1964-06-03 | 0 | 0 | 0 | 0 | -6.6845 | -6.6845 | 2803.0247 | 20966.6246 |  | 0
1964-06-04 | 0 | 0 | 0 | 0 | -6.6845 | -6.6845 | 2796.3402 | 20916.6245 |  | 0
1964-06-05 | 0 | 0 | 0 | 0 | -6.6845 | -6.6845 | 2789.6557 | 20866.6245 |  | 0
1964-06-06 | 0 | 0 | 0 | 0 | -6.6845 | -6.6845 | 2782.9712 | 20816.6244 |  | 0
1964-06-07 | 0 | 0 | 0 | 0 | -6.6845 | -6.6845 | 2776.2867 | 20766.6243 |  | 0
1964-06-08 | 0 | 0 | 0 | 0 | -6.6845 | -6.6845 | 2769.6022 | 20716.6243 |  | 0
1964-06-09 | 0 | 0 | 0 | 0 | -6.6845 | -6.6845 | 2762.9177 | 20666.6242 |  | 0
1964-06-10 | 0.18333 | 461.1347 | 3.6551 | 3.6551 | 450.7951 | 450.7951 | 3213.7128 | 24038.5715 |  | 0
1964-06-11 | 0.05 | 125.764 | 3.6551 | 3.6551 | 115.4244 | 115.4244 | 3329.1372 | 24901.9461 |  | 0
1964-06-12 | 0.0066667 | 16.7685 | 3.6551 | 3.6551 | 6.429 | 6.429 | 3335.5661 | 24950.0347 |  | 0
1964-06-13 | 0.019167 | 48.2095 | 3.6551 | 3.6551 | 37.87 | 37.87 | 3373.4361 | 25233.3019 |  | 0
1964-06-14 | 0.0125 | 31.441 | 3.6551 | 3.6551 | 21.1014 | 21.1014 | 3394.5375 | 25391.1406 |  | 0
1964-06-15 | 0 | 0 | 0 | 0 | -6.6845 | -6.6845 | 3387.853 | 25341.1405 |  | 0
1964-06-16 | 0 | 0 | 0 | 0 | -6.6845 | -6.6845 | 3381.1685 | 25291.1404 |  | 0
1964-06-17 | 0 | 0 | 0 | 0 | -6.6845 | -6.6845 | 3374.484 | 25241.1404 |  | 0
1964-06-18 | 0 | 0 | 0 | 0 | -6.6845 | -6.6845 | 3367.7995 | 25191.1403 |  | 0
1964-06-19 | 0 | 0 | 0 | 0 | -6.6845 | -6.6845 | 3361.115 | 25141.1403 |  | 0
1964-06-20 | 0 | 0 | 0 | 0 | -6.6845 | -6.6845 | 3354.4305 | 25091.1402 |  | 0
1964-06-21 | 0 | 0 | 0 | 0 | -6.6845 | -6.6845 | 3347.746 | 25041.1401 |  | 0
1964-06-22 | 0 | 0 | 0 | 0 | -6.6845 | -6.6845 | 3341.0615 | 24991.1401 |  | 0
1964-06-23 | 0 | 0 | 0 | 0 | -6.6845 | -6.6845 | 3334.377 | 24941.14 |  | 0
1964-06-24 | 0.01 | 25.1528 | 3.6551 | 3.6551 | 14.8132 | 14.8132 | 3349.1902 | 25051.9429 |  | 0
1964-06-25 | 0 | 0 | 0 | 0 | -6.6845 | -6.6845 | 3342.5057 | 25001.9428 |  | 0
1964-06-26 | 0 | 0 | 0 | 0 | -6.6845 | -6.6845 | 3335.8212 | 24951.9428 |  | 0
1964-06-27 | 0 | 0 | 0 | 0 | -6.6845 | -6.6845 | 3329.1367 | 24901.9427 |  | 0
1964-06-28 | 0 | 0 | 0 | 0 | -6.6845 | -6.6845 | 3322.4522 | 24851.9427 |  | 0
1964-06-29 | 0 | 0 | 0 | 0 | -6.6845 | -6.6845 | 3315.7677 | 24801.9426 |  | 0
1964-06-30 | 0 | 0 | 0 | 0 | -6.6845 | -6.6845 | 3309.0832 | 24751.9425 |  | 0
1964-07-01 | 0 | 0 | 0 | 0 | -6.6845 | -6.6845 | 3302.3987 | 24701.9425 |  | 0
1964-07-02 | 0 | 0 | 0 | 0 | -6.6845 | -6.6845 | 3295.7142 | 24651.9424 |  | 0
1964-07-03 | 0.0033333 | 8.3843 | 3.6551 | 3.6551 | -1.9553 | -1.9553 | 3293.7589 | 24637.3167 |  | 0
1964-07-04 | 0 | 0 | 0 | 0 | -6.6845 | -6.6845 | 3287.0744 | 24587.3166 |  | 0
1964-07-05 | 0 | 0 | 0 | 0 | -6.6845 | -6.6845 | 3280.3899 | 24537.3166 |  | 0
1964-07-06 | 0 | 0 | 0 | 0 | -6.6845 | -6.6845 | 3273.7054 | 24487.3165 |  | 0
1964-07-07 | 0.0325 | 81.7466 | 3.6551 | 3.6551 | 71.407 | 71.407 | 3345.1124 | 25021.441 |  | 0
1964-07-08 | 0.04 | 100.6112 | 3.6551 | 3.6551 | 90.2716 | 90.2716 | 3435.3841 | 25696.6727 |  | 0
1964-07-09 | 0 | 0 | 0 | 0 | -6.6845 | -6.6845 | 3428.6996 | 25646.6727 |  | 0
1964-07-10 | 0 | 0 | 0 | 0 | -6.6845 | -6.6845 | 3422.0151 | 25596.6726 |  | 0
1964-07-11 | 0 | 0 | 0 | 0 | -6.6845 | -6.6845 | 3415.3306 | 25546.6725 |  | 0
1964-07-12 | 0 | 0 | 0 | 0 | -6.6845 | -6.6845 | 3408.6461 | 25496.6725 |  | 0
1964-07-13 | 0 | 0 | 0 | 0 | -6.6845 | -6.6845 | 3401.9616 | 25446.6724 |  | 0
1964-07-14 | 0 | 0 | 0 | 0 | -6.6845 | -6.6845 | 3395.2771 | 25396.6724 |  | 0
1964-07-15 | 0 | 0 | 0 | 0 | -6.6845 | -6.6845 | 3388.5926 | 25346.6723 |  | 0
1964-07-16 | 0.039167 | 98.5151 | 3.6551 | 3.6551 | 88.1756 | 88.1756 | 3476.7681 | 26006.2254 |  | 0
1964-07-17 | 0 | 0 | 0 | 0 | -6.6845 | -6.6845 | 3470.0836 | 25956.2254 |  | 0
1964-07-18 | 0 | 0 | 0 | 0 | -6.6845 | -6.6845 | 3463.3991 | 25906.2253 |  | 0
1964-07-19 | 0 | 0 | 0 | 0 | -6.6845 | -6.6845 | 3456.7146 | 25856.2253 |  | 0
1964-07-20 | 0 | 0 | 0 | 0 | -6.6845 | -6.6845 | 3450.0301 | 25806.2252 |  | 0
1964-07-21 | 0.016667 | 41.9213 | 3.6551 | 3.6551 | 31.5818 | 31.5818 | 3481.6119 | 26042.4567 |  | 0
1964-07-22 | 0.036667 | 92.2269 | 3.6551 | 3.6551 | 81.8874 | 81.8874 | 3563.4992 | 26654.9741 |  | 0
1964-07-23 | 0 | 0 | 0 | 0 | -6.6845 | -6.6845 | 3556.8147 | 26604.9741 |  | 0
1964-07-24 | 0.0091667 | 23.0567 | 3.6551 | 3.6551 | 12.7172 | 12.7172 | 3569.5319 | 26700.0984 |  | 0
1964-07-25 | 0 | 0 | 0 | 0 | -6.6845 | -6.6845 | 3562.8474 | 26650.0983 |  | 0
1964-07-26 | 0 | 0 | 0 | 0 | -6.6845 | -6.6845 | 3556.1629 | 26600.0982 |  | 0
1964-07-27 | 0 | 0 | 0 | 0 | -6.6845 | -6.6845 | 3549.4784 | 26550.0982 |  | 0
1964-07-28 | 0 | 0 | 0 | 0 | -6.6845 | -6.6845 | 3542.7939 | 26500.0981 |  | 0
1964-07-29 | 0 | 0 | 0 | 0 | -6.6845 | -6.6845 | 3536.1094 | 26450.0981 |  | 0
1964-07-30 | 0.15 | 377.292 | 3.6551 | 3.6551 | 366.9524 | 366.9524 | 3903.0618 | 29194.9022 |  | 0
1964-07-31 | 0.016667 | 41.9213 | 3.6551 | 3.6551 | 31.5818 | 31.5818 | 3934.6435 | 29431.1337 |  | 0
1964-08-01 | 0 | 0 | 0 | 0 | -6.6845 | -6.6845 | 3927.959 | 29381.1336 |  | 0
1964-08-02 | 0 | 0 | 0 | 0 | -6.6845 | -6.6845 | 3921.2745 | 29331.1336 |  | 0
1964-08-03 | 0 | 0 | 0 | 0 | -6.6845 | -6.6845 | 3914.59 | 29281.1335 |  | 0
1964-08-04 | 0 | 0 | 0 | 0 | -6.6845 | -6.6845 | 3907.9055 | 29231.1334 |  | 0
1964-08-05 | 0 | 0 | 0 | 0 | -6.6845 | -6.6845 | 3901.221 | 29181.1334 |  | 0
1964-08-06 | 0 | 0 | 0 | 0 | -6.6845 | -6.6845 | 3894.5365 | 29131.1333 |  | 0
1964-08-07 | 0 | 0 | 0 | 0 | -6.6845 | -6.6845 | 3887.852 | 29081.1333 |  | 0
1964-08-08 | 0.015833 | 39.8253 | 3.6551 | 3.6551 | 29.4857 | 29.4857 | 3917.3377 | 29301.6862 |  | 0
1964-08-09 | 0 | 0 | 0 | 0 | -6.6845 | -6.6845 | 3910.6532 | 29251.6861 |  | 0
1964-08-10 | 0 | 0 | 0 | 0 | -6.6845 | -6.6845 | 3903.9687 | 29201.6861 |  | 0
1964-08-11 | 0 | 0 | 0 | 0 | -6.6845 | -6.6845 | 3897.2842 | 29151.686 |  | 0
1964-08-12 | 0 | 0 | 0 | 0 | -6.6845 | -6.6845 | 3890.5997 | 29101.6859 |  | 0
1964-08-13 | 0 | 0 | 0 | 0 | -6.6845 | -6.6845 | 3883.9152 | 29051.6859 |  | 0
1964-08-14 | 0.011667 | 29.3449 | 3.6551 | 3.6551 | 19.0054 | 19.0054 | 3902.9206 | 29193.8459 |  | 0
1964-08-15 | 0.030833 | 77.5545 | 3.6551 | 3.6551 | 67.2149 | 67.2149 | 3970.1355 | 29696.6133 |  | 0
1964-08-16 | 0.1225 | 308.1218 | 3.6551 | 3.6551 | 297.7822 | 297.7822 | 4003.7455 | 29948.0163 |  | 257.4877
1964-08-17 | 0.0033333 | 8.3843 | 3.6551 | 3.6551 | -1.9553 | -1.9553 | 4001.7902 | 29933.3906 |  | 0
1964-08-18 | 0 | 0 | 0 | 0 | -6.6845 | -6.6845 | 3995.1057 | 29883.3905 |  | 0
1964-08-19 | 0.016667 | 41.9213 | 3.6551 | 3.6551 | 31.5818 | 31.5818 | 4003.7455 | 29948.0163 |  | 16.2574
1964-08-20 | 0 | 0 | 0 | 0 | -6.6845 | -6.6845 | 3997.061 | 29898.0163 |  | 0
1964-08-21 | 0 | 0 | 0 | 0 | -6.6845 | -6.6845 | 3990.3765 | 29848.0162 |  | 0
1964-08-22 | 0 | 0 | 0 | 0 | -6.6845 | -6.6845 | 3983.692 | 29798.0162 |  | 0
1964-08-23 | 0 | 0 | 0 | 0 | -6.6845 | -6.6845 | 3977.0075 | 29748.0161 |  | 0
1964-08-24 | 0 | 0 | 0 | 0 | -6.6845 | -6.6845 | 3970.323 | 29698.016 |  | 0
1964-08-25 | 0.0041667 | 10.4803 | 3.6551 | 3.6551 | 0.14075 | 0.14075 | 3970.4638 | 29699.0689 |  | 0
1964-08-26 | 0 | 0 | 0 | 0 | -6.6845 | -6.6845 | 3963.7793 | 29649.0688 |  | 0
1964-08-27 | 0 | 0 | 0 | 0 | -6.6845 | -6.6845 | 3957.0948 | 29599.0688 |  | 0
1964-08-28 | 0 | 0 | 0 | 0 | -6.6845 | -6.6845 | 3950.4103 | 29549.0687 |  | 0
1964-08-29 | 0 | 0 | 0 | 0 | -6.6845 | -6.6845 | 3943.7258 | 29499.0686 |  | 0
1964-08-30 | 0 | 0 | 0 | 0 | -6.6845 | -6.6845 | 3937.0413 | 29449.0686 |  | 0
1964-08-31 | 0.0016667 | 4.1921 | 3.6551 | 3.6551 | -6.1474 | -6.1474 | 3930.8938 | 29403.0857 |  | 0
1964-09-01 | 0 | 0 | 0 | 0 | -6.6845 | -6.6845 | 3924.2093 | 29353.0856 |  | 0
1964-09-02 | 0 | 0 | 0 | 0 | -6.6845 | -6.6845 | 3917.5248 | 29303.0856 |  | 0
1964-09-03 | 0 | 0 | 0 | 0 | -6.6845 | -6.6845 | 3910.8403 | 29253.0855 |  | 0
1964-09-04 | 0 | 0 | 0 | 0 | -6.6845 | -6.6845 | 3904.1558 | 29203.0854 |  | 0
1964-09-05 | 0 | 0 | 0 | 0 | -6.6845 | -6.6845 | 3897.4713 | 29153.0854 |  | 0
1964-09-06 | 0.02 | 50.3056 | 3.6551 | 3.6551 | 39.966 | 39.966 | 3937.4373 | 29452.0312 |  | 0
1964-09-07 | 0 | 0 | 0 | 0 | -6.6845 | -6.6845 | 3930.7528 | 29402.0311 |  | 0
1964-09-08 | 0 | 0 | 0 | 0 | -6.6845 | -6.6845 | 3924.0683 | 29352.0311 |  | 0
1964-09-09 | 0 | 0 | 0 | 0 | -6.6845 | -6.6845 | 3917.3838 | 29302.031 |  | 0
1964-09-10 | 0.011667 | 29.3449 | 3.6551 | 3.6551 | 19.0054 | 19.0054 | 3936.3892 | 29444.1911 |  | 0
1964-09-11 | 0 | 0 | 0 | 0 | -6.6845 | -6.6845 | 3929.7047 | 29394.191 |  | 0
1964-09-12 | 0 | 0 | 0 | 0 | -6.6845 | -6.6845 | 3923.0202 | 29344.1909 |  | 0
1964-09-13 | 0.0066667 | 16.7685 | 3.6551 | 3.6551 | 6.429 | 6.429 | 3929.4491 | 29392.2795 |  | 0
1964-09-14 | 0.0075 | 18.8646 | 3.6551 | 3.6551 | 8.525 | 8.525 | 3937.9742 | 29456.0467 |  | 0
1964-09-15 | 0 | 0 | 0 | 0 | -6.6845 | -6.6845 | 3931.2897 | 29406.0466 |  | 0
1964-09-16 | 0 | 0 | 0 | 0 | -6.6845 | -6.6845 | 3924.6052 | 29356.0465 |  | 0
1964-09-17 | 0 | 0 | 0 | 0 | -6.6845 | -6.6845 | 3917.9207 | 29306.0465 |  | 0
1964-09-18 | 0 | 0 | 0 | 0 | -6.6845 | -6.6845 | 3911.2362 | 29256.0464 |  | 0
1964-09-19 | 0.0016667 | 4.1921 | 3.6551 | 3.6551 | -6.1474 | -6.1474 | 3905.0887 | 29210.0635 |  | 0
1964-09-20 | 0 | 0 | 0 | 0 | -6.6845 | -6.6845 | 3898.4042 | 29160.0635 |  | 0
1964-09-21 | 0.043333 | 108.9955 | 3.6551 | 3.6551 | 98.6559 | 98.6559 | 3997.0601 | 29898.0095 |  | 0
1964-09-22 | 0 | 0 | 0 | 0 | -6.6845 | -6.6845 | 3990.3756 | 29848.0094 |  | 0
1964-09-23 | 0.076667 | 192.8381 | 3.6551 | 3.6551 | 182.4986 | 182.4986 | 4003.7455 | 29948.0163 |  | 162.4441
1964-09-24 | 0.0125 | 31.441 | 3.6551 | 3.6551 | 21.1014 | 21.1014 | 4003.7455 | 29948.0163 |  | 14.4169
1964-09-25 | 0 | 0 | 0 | 0 | -6.6845 | -6.6845 | 3997.061 | 29898.0163 |  | 0
1964-09-26 | 0 | 0 | 0 | 0 | -6.6845 | -6.6845 | 3990.3765 | 29848.0162 |  | 0
1964-09-27 | 0 | 0 | 0 | 0 | -6.6845 | -6.6845 | 3983.692 | 29798.0162 |  | 0
1964-09-28 | 0 | 0 | 0 | 0 | -6.6845 | -6.6845 | 3977.0075 | 29748.0161 |  | 0
1964-09-29 | 0 | 0 | 0 | 0 | -6.6845 | -6.6845 | 3970.323 | 29698.016 |  | 0
1964-09-30 | 0 | 0 | 0 | 0 | -6.6845 | -6.6845 | 3963.6385 | 29648.016 |  | 0
1964-11-01 | 0 | 0 | 0 | 0 | -6.6845 | -6.6845 | 3956.954 | 29598.0159 |  | 0
1964-11-02 | 0 | 0 | 0 | 0 | -6.6845 | -6.6845 | 3950.2695 | 29548.0159 |  | 0
1964-11-03 | 0 | 0 | 0 | 0 | -6.6845 | -6.6845 | 3943.585 | 29498.0158 |  | 0
1964-11-04 | 0 | 0 | 0 | 0 | -6.6845 | -6.6845 | 3936.9005 | 29448.0157 |  | 0
1964-11-05 | 0 | 0 | 0 | 0 | -6.6845 | -6.6845 | 3930.216 | 29398.0157 |  | 0
1964-11-06 | 0 | 0 | 0 | 0 | -6.6845 | -6.6845 | 3923.5315 | 29348.0156 |  | 0
1964-11-07 | 0 | 0 | 0 | 0 | -6.6845 | -6.6845 | 3916.847 | 29298.0156 |  | 0
1964-11-08 | 0 | 0 | 0 | 0 | -6.6845 | -6.6845 | 3910.1625 | 29248.0155 |  | 0
1964-11-09 | 0 | 0 | 0 | 0 | -6.6845 | -6.6845 | 3903.478 | 29198.0154 |  | 0
1964-11-10 | 0 | 0 | 0 | 0 | -6.6845 | -6.6845 | 3896.7935 | 29148.0154 |  | 0
1964-11-11 | 0 | 0 | 0 | 0 | -6.6845 | -6.6845 | 3890.109 | 29098.0153 |  | 0
1964-11-12 | 0 | 0 | 0 | 0 | -6.6845 | -6.6845 | 3883.4245 | 29048.0153 |  | 0
1964-11-13 | 0 | 0 | 0 | 0 | -6.6845 | -6.6845 | 3876.74 | 28998.0152 |  | 0
1964-11-14 | 0 | 0 | 0 | 0 | -6.6845 | -6.6845 | 3870.0555 | 28948.0151 |  | 0
1964-11-15 | 0 | 0 | 0 | 0 | -6.6845 | -6.6845 | 3863.371 | 28898.0151 |  | 0
1964-11-16 | 0 | 0 | 0 | 0 | -6.6845 | -6.6845 | 3856.6865 | 28848.015 |  | 0
1964-11-17 | 0 | 0 | 0 | 0 | -6.6845 | -6.6845 | 3850.002 | 28798.015 |  | 0
1964-11-18 | 0 | 0 | 0 | 0 | -6.6845 | -6.6845 | 3843.3175 | 28748.0149 |  | 0
1964-11-19 | 0 | 0 | 0 | 0 | -6.6845 | -6.6845 | 3836.633 | 28698.0148 |  | 0
1964-11-20 | 0 | 0 | 0 | 0 | -6.6845 | -6.6845 | 3829.9485 | 28648.0148 |  | 0
1964-11-21 | 0 | 0 | 0 | 0 | -6.6845 | -6.6845 | 3823.264 | 28598.0147 |  | 0
1964-11-22 | 0 | 0 | 0 | 0 | -6.6845 | -6.6845 | 3816.5795 | 28548.0147 |  | 0
1964-11-23 | 0 | 0 | 0 | 0 | -6.6845 | -6.6845 | 3809.895 | 28498.0146 |  | 0
1964-11-24 | 0 | 0 | 0 | 0 | -6.6845 | -6.6845 | 3803.2105 | 28448.0145 |  | 0
1964-11-25 | 0.020833 | 52.4017 | 3.6551 | 3.6551 | 42.0621 | 42.0621 | 3845.2726 | 28762.6389 |  | 0
1964-11-26 | 0 | 0 | 0 | 0 | -6.6845 | -6.6845 | 3838.5881 | 28712.6389 |  | 0
1964-11-27 | 0 | 0 | 0 | 0 | -6.6845 | -6.6845 | 3831.9036 | 28662.6388 |  | 0
1964-11-28 | 0 | 0 | 0 | 0 | -6.6845 | -6.6845 | 3825.2191 | 28612.6388 |  | 0
1964-11-29 | 0 | 0 | 0 | 0 | -6.6845 | -6.6845 | 3818.5346 | 28562.6387 |  | 0
1964-11-30 | 0 | 0 | 0 | 0 | -6.6845 | -6.6845 | 3811.8501 | 28512.6386 |  | 0
1964-12-01 | 0 | 0 | 0 | 0 | -6.6845 | -6.6845 | 3805.1656 | 28462.6386 |  | 0
1964-12-02 | 0 | 0 | 0 | 0 | -6.6845 | -6.6845 | 3798.4811 | 28412.6385 |  | 0
1964-12-03 | 0 | 0 | 0 | 0 | -6.6845 | -6.6845 | 3791.7966 | 28362.6385 |  | 0
1964-12-04 | 0.0025 | 6.2882 | 3.6551 | 3.6551 | -4.0514 | -4.0514 | 3787.7452 | 28332.3341 |  | 0
1964-12-05 | 0 | 0 | 0 | 0 | -6.6845 | -6.6845 | 3781.0607 | 28282.3341 |  | 0
1964-12-06 | 0 | 0 | 0 | 0 | -6.6845 | -6.6845 | 3774.3762 | 28232.334 |  | 0
1964-12-07 | 0 | 0 | 0 | 0 | -6.6845 | -6.6845 | 3767.6917 | 28182.334 |  | 0
1964-12-08 | 0 | 0 | 0 | 0 | -6.6845 | -6.6845 | 3761.0072 | 28132.3339 |  | 0
1964-12-09 | 0.038333 | 96.4191 | 3.6551 | 3.6551 | 86.0795 | 86.0795 | 3847.0867 | 28776.2085 |  | 0
1964-12-10 | 0.0083333 | 20.9607 | 3.6551 | 3.6551 | 10.6211 | 10.6211 | 3857.7078 | 28855.6542 |  | 0
1964-12-11 | 0 | 0 | 0 | 0 | -6.6845 | -6.6845 | 3851.0233 | 28805.6541 |  | 0
1964-12-12 | 0 | 0 | 0 | 0 | -6.6845 | -6.6845 | 3844.3388 | 28755.6541 |  | 0
1964-12-13 | 0 | 0 | 0 | 0 | -6.6845 | -6.6845 | 3837.6543 | 28705.654 |  | 0
1964-12-14 | 0 | 0 | 0 | 0 | -6.6845 | -6.6845 | 3830.9698 | 28655.6539 |  | 0
1964-12-15 | 0 | 0 | 0 | 0 | -6.6845 | -6.6845 | 3824.2853 | 28605.6539 |  | 0
1964-12-16 | 0 | 0 | 0 | 0 | -6.6845 | -6.6845 | 3817.6008 | 28555.6538 |  | 0
1964-12-17 | 0 | 0 | 0 | 0 | -6.6845 | -6.6845 | 3810.9163 | 28505.6538 |  | 0
1964-12-18 | 0.010833 | 27.2489 | 3.6551 | 3.6551 | 16.9093 | 16.9093 | 3827.8256 | 28632.1352 |  | 0
1964-12-19 | 0 | 0 | 0 | 0 | -6.6845 | -6.6845 | 3821.1411 | 28582.1352 |  | 0
1964-12-20 | 0 | 0 | 0 | 0 | -6.6845 | -6.6845 | 3814.4566 | 28532.1351 |  | 0
1964-12-21 | 0 | 0 | 0 | 0 | -6.6845 | -6.6845 | 3807.7721 | 28482.1351 |  | 0
1964-12-22 | 0 | 0 | 0 | 0 | -6.6845 | -6.6845 | 3801.0876 | 28432.135 |  | 0
1964-12-23 | 0 | 0 | 0 | 0 | -6.6845 | -6.6845 | 3794.4031 | 28382.1349 |  | 0
1964-12-24 | 0 | 0 | 0 | 0 | -6.6845 | -6.6845 | 3787.7186 | 28332.1349 |  | 0
1964-12-25 | 0 | 0 | 0 | 0 | -6.6845 | -6.6845 | 3781.0341 | 28282.1348 |  | 0
1964-12-26 | 0 | 0 | 0 | 0 | -6.6845 | -6.6845 | 3774.3496 | 28232.1348 |  | 0
1964-12-27 | 0 | 0 | 0 | 0 | -6.6845 | -6.6845 | 3767.6651 | 28182.1347 |  | 0
1964-12-28 | 0 | 0 | 0 | 0 | -6.6845 | -6.6845 | 3760.9806 | 28132.1346 |  | 0
1964-12-29 | 0 | 0 | 0 | 0 | -6.6845 | -6.6845 | 3754.2961 | 28082.1346 |  | 0
1964-12-30 | 0 | 0 | 0 | 0 | -6.6845 | -6.6845 | 3747.6116 | 28032.1345 |  | 0
1964-12-31 | 0 | 0 | 0 | 0 | -6.6845 | -6.6845 | 3740.9271 | 27982.1345 |  | 0
1965-01-01 | 0 | 0 | 0 | 0 | -6.6845 | -6.6845 | 3734.2426 | 27932.1344 |  | 0
1965-01-02 | 0.005 | 12.5764 | 3.6551 | 3.6551 | 2.2368 | 2.2368 | 3736.4794 | 27948.8658 |  | 0
1965-01-03 | 0.0016667 | 4.1921 | 3.6551 | 3.6551 | -6.1474 | -6.1474 | 3730.3319 | 27902.8829 |  | 0
1965-01-04 | 0 | 0 | 0 | 0 | -6.6845 | -6.6845 | 3723.6474 | 27852.8828 |  | 0
1965-01-05 | 0 | 0 | 0 | 0 | -6.6845 | -6.6845 | 3716.9629 | 27802.8828 |  | 0
1965-01-06 | 0 | 0 | 0 | 0 | -6.6845 | -6.6845 | 3710.2784 | 27752.8827 |  | 0
1965-01-07 | 0 | 0 | 0 | 0 | -6.6845 | -6.6845 | 3703.5939 | 27702.8827 |  | 0
1965-01-08 | 0 | 0 | 0 | 0 | -6.6845 | -6.6845 | 3696.9094 | 27652.8826 |  | 0
1965-01-09 | 0 | 0 | 0 | 0 | -6.6845 | -6.6845 | 3690.2249 | 27602.8825 |  | 0
1965-01-10 | 0 | 0 | 0 | 0 | -6.6845 | -6.6845 | 3683.5404 | 27552.8825 |  | 0
1965-01-11 | 0 | 0 | 0 | 0 | -6.6845 | -6.6845 | 3676.8559 | 27502.8824 |  | 0
1965-01-12 | 0 | 0 | 0 | 0 | -6.6845 | -6.6845 | 3670.1714 | 27452.8824 |  | 0
1965-01-13 | 0 | 0 | 0 | 0 | -6.6845 | -6.6845 | 3663.4869 | 27402.8823 |  | 0
1965-01-14 | 0 | 0 | 0 | 0 | -6.6845 | -6.6845 | 3656.8024 | 27352.8822 |  | 0
1965-01-15 | 0 | 0 | 0 | 0 | -6.6845 | -6.6845 | 3650.1179 | 27302.8822 |  | 0
1965-01-16 | 0 | 0 | 0 | 0 | -6.6845 | -6.6845 | 3643.4334 | 27252.8821 |  | 0
1965-01-17 | 0 | 0 | 0 | 0 | -6.6845 | -6.6845 | 3636.7489 | 27202.8821 |  | 0
1965-01-18 | 0 | 0 | 0 | 0 | -6.6845 | -6.6845 | 3630.0644 | 27152.882 |  | 0
1965-01-19 | 0 | 0 | 0 | 0 | -6.6845 | -6.6845 | 3623.3799 | 27102.8819 |  | 0
1965-01-20 | 0 | 0 | 0 | 0 | -6.6845 | -6.6845 | 3616.6954 | 27052.8819 |  | 0
1965-01-21 | 0.0075 | 18.8646 | 3.6551 | 3.6551 | 8.525 | 8.525 | 3625.2205 | 27116.649 |  | 0
1965-01-22 | 0 | 0 | 0 | 0 | -6.6845 | -6.6845 | 3618.536 | 27066.649 |  | 0
1965-01-23 | 0 | 0 | 0 | 0 | -6.6845 | -6.6845 | 3611.8515 | 27016.6489 |  | 0
1965-01-24 | 0 | 0 | 0 | 0 | -6.6845 | -6.6845 | 3605.167 | 26966.6488 |  | 0
1965-01-25 | 0 | 0 | 0 | 0 | -6.6845 | -6.6845 | 3598.4825 | 26916.6488 |  | 0
1965-01-26 | 0 | 0 | 0 | 0 | -6.6845 | -6.6845 | 3591.798 | 26866.6487 |  | 0
1965-01-27 | 0 | 0 | 0 | 0 | -6.6845 | -6.6845 | 3585.1135 | 26816.6487 |  | 0
1965-01-28 | 0 | 0 | 0 | 0 | -6.6845 | -6.6845 | 3578.429 | 26766.6486 |  | 0
1965-01-29 | 0 | 0 | 0 | 0 | -6.6845 | -6.6845 | 3571.7445 | 26716.6485 |  | 0
1965-01-30 | 0 | 0 | 0 | 0 | -6.6845 | -6.6845 | 3565.06 | 26666.6485 |  | 0
1965-01-31 | 0 | 0 | 0 | 0 | -6.6845 | -6.6845 | 3558.3755 | 26616.6484 |  | 0
1965-02-01 | 0 | 0 | 0 | 0 | -6.6845 | -6.6845 | 3551.691 | 26566.6484 |  | 0
1965-02-02 | 0 | 0 | 0 | 0 | -6.6845 | -6.6845 | 3545.0065 | 26516.6483 |  | 0
1965-02-03 | 0 | 0 | 0 | 0 | -6.6845 | -6.6845 | 3538.322 | 26466.6482 |  | 0
1965-02-04 | 0.0041667 | 10.4803 | 3.6551 | 3.6551 | 0.14075 | 0.14075 | 3538.4627 | 26467.7011 |  | 0
1965-02-05 | 0 | 0 | 0 | 0 | -6.6845 | -6.6845 | 3531.7782 | 26417.701 |  | 0
1965-02-06 | 0 | 0 | 0 | 0 | -6.6845 | -6.6845 | 3525.0937 | 26367.701 |  | 0
1965-02-07 | 0 | 0 | 0 | 0 | -6.6845 | -6.6845 | 3518.4092 | 26317.7009 |  | 0
1965-02-08 | 0 | 0 | 0 | 0 | -6.6845 | -6.6845 | 3511.7247 | 26267.7008 |  | 0
1965-02-09 | 0.021667 | 54.4977 | 3.6551 | 3.6551 | 44.1582 | 44.1582 | 3555.8829 | 26598.0038 |  | 0
1965-02-10 | 0 | 0 | 0 | 0 | -6.6845 | -6.6845 | 3549.1984 | 26548.0038 |  | 0
1965-02-11 | 0 | 0 | 0 | 0 | -6.6845 | -6.6845 | 3542.5139 | 26498.0037 |  | 0
1965-02-12 | 0 | 0 | 0 | 0 | -6.6845 | -6.6845 | 3535.8294 | 26448.0036 |  | 0
1965-02-13 | 0 | 0 | 0 | 0 | -6.6845 | -6.6845 | 3529.1449 | 26398.0036 |  | 0
1965-02-14 | 0 | 0 | 0 | 0 | -6.6845 | -6.6845 | 3522.4604 | 26348.0035 |  | 0
1965-02-15 | 0 | 0 | 0 | 0 | -6.6845 | -6.6845 | 3515.7759 | 26298.0035 |  | 0
1965-02-16 | 0 | 0 | 0 | 0 | -6.6845 | -6.6845 | 3509.0914 | 26248.0034 |  | 0
1965-02-17 | 0.058333 | 146.7247 | 3.6551 | 3.6551 | 136.3851 | 136.3851 | 3645.4765 | 27268.1639 |  | 0
1965-02-18 | 0.0041667 | 10.4803 | 3.6551 | 3.6551 | 0.14075 | 0.14075 | 3645.6172 | 27269.2167 |  | 0
1965-02-19 | 0 | 0 | 0 | 0 | -6.6845 | -6.6845 | 3638.9327 | 27219.2166 |  | 0
1965-02-20 | 0 | 0 | 0 | 0 | -6.6845 | -6.6845 | 3632.2482 | 27169.2166 |  | 0
1965-02-21 | 0 | 0 | 0 | 0 | -6.6845 | -6.6845 | 3625.5637 | 27119.2165 |  | 0
1965-02-22 | 0 | 0 | 0 | 0 | -6.6845 | -6.6845 | 3618.8792 | 27069.2164 |  | 0
1965-02-23 | 0 | 0 | 0 | 0 | -6.6845 | -6.6845 | 3612.1947 | 27019.2164 |  | 0
1965-02-24 | 0 | 0 | 0 | 0 | -6.6845 | -6.6845 | 3605.5102 | 26969.2163 |  | 0
1965-02-25 | 0 | 0 | 0 | 0 | -6.6845 | -6.6845 | 3598.8257 | 26919.2163 |  | 0
1965-02-26 | 0 | 0 | 0 | 0 | -6.6845 | -6.6845 | 3592.1412 | 26869.2162 |  | 0
1965-02-27 | 0 | 0 | 0 | 0 | -6.6845 | -6.6845 | 3585.4567 | 26819.2161 |  | 0
1965-02-28 | 0 | 0 | 0 | 0 | -6.6845 | -6.6845 | 3578.7722 | 26769.2161 |  | 0
1965-03-01 | 0 | 0 | 0 | 0 | -6.6845 | -6.6845 | 3572.0877 | 26719.216 |  | 0
1965-03-02 | 0.0075 | 18.8646 | 3.6551 | 3.6551 | 8.525 | 8.525 | 3580.6127 | 26782.9832 |  | 0
1965-03-03 | 0 | 0 | 0 | 0 | -6.6845 | -6.6845 | 3573.9282 | 26732.9831 |  | 0
1965-03-04 | 0 | 0 | 0 | 0 | -6.6845 | -6.6845 | 3567.2437 | 26682.9831 |  | 0
1965-03-05 | 0 | 0 | 0 | 0 | -6.6845 | -6.6845 | 3560.5592 | 26632.983 |  | 0
1965-03-06 | 0 | 0 | 0 | 0 | -6.6845 | -6.6845 | 3553.8747 | 26582.9829 |  | 0
1965-03-07 | 0 | 0 | 0 | 0 | -6.6845 | -6.6845 | 3547.1902 | 26532.9829 |  | 0
1965-03-08 | 0 | 0 | 0 | 0 | -6.6845 | -6.6845 | 3540.5057 | 26482.9828 |  | 0
1965-03-09 | 0 | 0 | 0 | 0 | -6.6845 | -6.6845 | 3533.8212 | 26432.9828 |  | 0
1965-03-10 | 0 | 0 | 0 | 0 | -6.6845 | -6.6845 | 3527.1367 | 26382.9827 |  | 0
1965-03-11 | 0.0016667 | 4.1921 | 3.6551 | 3.6551 | -6.1474 | -6.1474 | 3520.9893 | 26336.9998 |  | 0
1965-03-12 | 0 | 0 | 0 | 0 | -6.6845 | -6.6845 | 3514.3048 | 26286.9997 |  | 0
1965-03-13 | 0 | 0 | 0 | 0 | -6.6845 | -6.6845 | 3507.6203 | 26236.9997 |  | 0
1965-03-14 | 0 | 0 | 0 | 0 | -6.6845 | -6.6845 | 3500.9358 | 26186.9996 |  | 0
1965-03-15 | 0 | 0 | 0 | 0 | -6.6845 | -6.6845 | 3494.2513 | 26136.9996 |  | 0
1965-03-16 | 0 | 0 | 0 | 0 | -6.6845 | -6.6845 | 3487.5668 | 26086.9995 |  | 0
1965-03-17 | 0 | 0 | 0 | 0 | -6.6845 | -6.6845 | 3480.8823 | 26036.9994 |  | 0
1965-03-18 | 0 | 0 | 0 | 0 | -6.6845 | -6.6845 | 3474.1978 | 25986.9994 |  | 0
1965-03-19 | 0 | 0 | 0 | 0 | -6.6845 | -6.6845 | 3467.5133 | 25936.9993 |  | 0
1965-03-20 | 0 | 0 | 0 | 0 | -6.6845 | -6.6845 | 3460.8288 | 25886.9993 |  | 0
1965-03-21 | 0 | 0 | 0 | 0 | -6.6845 | -6.6845 | 3454.1443 | 25836.9992 |  | 0
1965-03-22 | 0 | 0 | 0 | 0 | -6.6845 | -6.6845 | 3447.4598 | 25786.9991 |  | 0
1965-03-23 | 0 | 0 | 0 | 0 | -6.6845 | -6.6845 | 3440.7753 | 25736.9991 |  | 0
1965-03-24 | 0 | 0 | 0 | 0 | -6.6845 | -6.6845 | 3434.0908 | 25686.999 |  | 0
1965-03-25 | 0 | 0 | 0 | 0 | -6.6845 | -6.6845 | 3427.4063 | 25636.999 |  | 0
1965-03-26 | 0 | 0 | 0 | 0 | -6.6845 | -6.6845 | 3420.7218 | 25586.9989 |  | 0
1965-03-27 | 0 | 0 | 0 | 0 | -6.6845 | -6.6845 | 3414.0373 | 25536.9988 |  | 0
1965-03-28 | 0 | 0 | 0 | 0 | -6.6845 | -6.6845 | 3407.3528 | 25486.9988 |  | 0
1965-03-29 | 0 | 0 | 0 | 0 | -6.6845 | -6.6845 | 3400.6683 | 25436.9987 |  | 0
1965-03-30 | 0 | 0 | 0 | 0 | -6.6845 | -6.6845 | 3393.9838 | 25386.9987 |  | 0
1965-03-31 | 0 | 0 | 0 | 0 | -6.6845 | -6.6845 | 3387.2993 | 25336.9986 |  | 0
1965-04-01 | 0 | 0 | 0 | 0 | -6.6845 | -6.6845 | 3380.6148 | 25286.9985 |  | 0
1965-04-02 | 0 | 0 | 0 | 0 | -6.6845 | -6.6845 | 3373.9303 | 25236.9985 |  | 0
1965-04-03 | 0 | 0 | 0 | 0 | -6.6845 | -6.6845 | 3367.2458 | 25186.9984 |  | 0
1965-04-04 | 0 | 0 | 0 | 0 | -6.6845 | -6.6845 | 3360.5613 | 25136.9984 |  | 0
1965-04-05 | 0 | 0 | 0 | 0 | -6.6845 | -6.6845 | 3353.8768 | 25086.9983 |  | 0
1965-04-06 | 0 | 0 | 0 | 0 | -6.6845 | -6.6845 | 3347.1923 | 25036.9982 |  | 0
1965-04-07 | 0 | 0 | 0 | 0 | -6.6845 | -6.6845 | 3340.5078 | 24986.9982 |  | 0
1965-04-08 | 0 | 0 | 0 | 0 | -6.6845 | -6.6845 | 3333.8233 | 24936.9981 |  | 0
1965-04-09 | 0 | 0 | 0 | 0 | -6.6845 | -6.6845 | 3327.1388 | 24886.9981 |  | 0
1965-04-10 | 0 | 0 | 0 | 0 | -6.6845 | -6.6845 | 3320.4543 | 24836.998 |  | 0
1965-04-11 | 0 | 0 | 0 | 0 | -6.6845 | -6.6845 | 3313.7698 | 24786.9979 |  | 0
1965-04-12 | 0 | 0 | 0 | 0 | -6.6845 | -6.6845 | 3307.0853 | 24736.9979 |  | 0
1965-04-13 | 0 | 0 | 0 | 0 | -6.6845 | -6.6845 | 3300.4008 | 24686.9978 |  | 0
1965-04-14 | 0 | 0 | 0 | 0 | -6.6845 | -6.6845 | 3293.7163 | 24636.9978 |  | 0
1965-04-15 | 0 | 0 | 0 | 0 | -6.6845 | -6.6845 | 3287.0318 | 24586.9977 |  | 0
1965-04-16 | 0 | 0 | 0 | 0 | -6.6845 | -6.6845 | 3280.3473 | 24536.9976 |  | 0
1965-04-17 | 0 | 0 | 0 | 0 | -6.6845 | -6.6845 | 3273.6628 | 24486.9976 |  | 0
1965-04-18 | 0 | 0 | 0 | 0 | -6.6845 | -6.6845 | 3266.9783 | 24436.9975 |  | 0
1965-04-19 | 0 | 0 | 0 | 0 | -6.6845 | -6.6845 | 3260.2938 | 24386.9975 |  | 0
1965-04-20 | 0 | 0 | 0 | 0 | -6.6845 | -6.6845 | 3253.6093 | 24336.9974 |  | 0
1965-04-21 | 0 | 0 | 0 | 0 | -6.6845 | -6.6845 | 3246.9248 | 24286.9973 |  | 0
1965-04-22 | 0 | 0 | 0 | 0 | -6.6845 | -6.6845 | 3240.2403 | 24236.9973 |  | 0
1965-04-23 | 0 | 0 | 0 | 0 | -6.6845 | -6.6845 | 3233.5558 | 24186.9972 |  | 0
1965-04-24 | 0 | 0 | 0 | 0 | -6.6845 | -6.6845 | 3226.8713 | 24136.9972 |  | 0
1965-04-25 | 0 | 0 | 0 | 0 | -6.6845 | -6.6845 | 3220.1868 | 24086.9971 |  | 0
1965-04-26 | 0.0075 | 18.8646 | 3.6551 | 3.6551 | 8.525 | 8.525 | 3228.7118 | 24150.7642 |  | 0
1965-04-27 | 0 | 0 | 0 | 0 | -6.6845 | -6.6845 | 3222.0273 | 24100.7642 |  | 0
1965-04-28 | 0 | 0 | 0 | 0 | -6.6845 | -6.6845 | 3215.3428 | 24050.7641 |  | 0
1965-04-29 | 0 | 0 | 0 | 0 | -6.6845 | -6.6845 | 3208.6583 | 24000.7641 |  | 0
1965-04-30 | 0 | 0 | 0 | 0 | -6.6845 | -6.6845 | 3201.9738 | 23950.764 |  | 0
1965-05-01 | 0 | 0 | 0 | 0 | -6.6845 | -6.6845 | 3195.2893 | 23900.7639 |  | 0
1965-05-02 | 0 | 0 | 0 | 0 | -6.6845 | -6.6845 | 3188.6048 | 23850.7639 |  | 0
1965-05-03 | 0 | 0 | 0 | 0 | -6.6845 | -6.6845 | 3181.9203 | 23800.7638 |  | 0
1965-05-04 | 0 | 0 | 0 | 0 | -6.6845 | -6.6845 | 3175.2358 | 23750.7638 |  | 0
1965-05-05 | 0 | 0 | 0 | 0 | -6.6845 | -6.6845 | 3168.5513 | 23700.7637 |  | 0
1965-05-06 | 0 | 0 | 0 | 0 | -6.6845 | -6.6845 | 3161.8668 | 23650.7636 |  | 0
1965-05-07 | 0 | 0 | 0 | 0 | -6.6845 | -6.6845 | 3155.1823 | 23600.7636 |  | 0
1965-05-08 | 0 | 0 | 0 | 0 | -6.6845 | -6.6845 | 3148.4978 | 23550.7635 |  | 0
1965-05-09 | 0 | 0 | 0 | 0 | -6.6845 | -6.6845 | 3141.8133 | 23500.7635 |  | 0
1965-05-10 | 0 | 0 | 0 | 0 | -6.6845 | -6.6845 | 3135.1288 | 23450.7634 |  | 0
1965-05-11 | 0 | 0 | 0 | 0 | -6.6845 | -6.6845 | 3128.4443 | 23400.7633 |  | 0
1965-05-12 | 0.10917 | 274.5847 | 3.6551 | 3.6551 | 264.2452 | 264.2452 | 3392.6894 | 25377.3171 |  | 0
1965-05-13 | 0 | 0 | 0 | 0 | -6.6845 | -6.6845 | 3386.0049 | 25327.317 |  | 0
1965-05-14 | 0 | 0 | 0 | 0 | -6.6845 | -6.6845 | 3379.3204 | 25277.317 |  | 0
1965-05-15 | 0 | 0 | 0 | 0 | -6.6845 | -6.6845 | 3372.6359 | 25227.3169 |  | 0
1965-05-16 | 0 | 0 | 0 | 0 | -6.6845 | -6.6845 | 3365.9514 | 25177.3168 |  | 0
1965-05-17 | 0.020833 | 52.4017 | 3.6551 | 3.6551 | 42.0621 | 42.0621 | 3408.0135 | 25491.9413 |  | 0
1965-05-18 | 0 | 0 | 0 | 0 | -6.6845 | -6.6845 | 3401.329 | 25441.9412 |  | 0
1965-05-19 | 0 | 0 | 0 | 0 | -6.6845 | -6.6845 | 3394.6445 | 25391.9411 |  | 0
1965-05-20 | 0 | 0 | 0 | 0 | -6.6845 | -6.6845 | 3387.96 | 25341.9411 |  | 0
1965-05-21 | 0 | 0 | 0 | 0 | -6.6845 | -6.6845 | 3381.2755 | 25291.941 |  | 0
1965-05-22 | 0 | 0 | 0 | 0 | -6.6845 | -6.6845 | 3374.591 | 25241.941 |  | 0
1965-05-23 | 0 | 0 | 0 | 0 | -6.6845 | -6.6845 | 3367.9065 | 25191.9409 |  | 0
1965-05-24 | 0 | 0 | 0 | 0 | -6.6845 | -6.6845 | 3361.222 | 25141.9408 |  | 0
1965-05-25 | 0 | 0 | 0 | 0 | -6.6845 | -6.6845 | 3354.5375 | 25091.9408 |  | 0
1965-05-26 | 0 | 0 | 0 | 0 | -6.6845 | -6.6845 | 3347.853 | 25041.9407 |  | 0
1965-05-27 | 0 | 0 | 0 | 0 | -6.6845 | -6.6845 | 3341.1685 | 24991.9407 |  | 0
1965-05-28 | 0 | 0 | 0 | 0 | -6.6845 | -6.6845 | 3334.484 | 24941.9406 |  | 0
1965-05-29 | 0 | 0 | 0 | 0 | -6.6845 | -6.6845 | 3327.7995 | 24891.9405 |  | 0
1965-05-30 | 0 | 0 | 0 | 0 | -6.6845 | -6.6845 | 3321.115 | 24841.9405 |  | 0
1965-05-31 | 0.068333 | 171.8775 | 3.6551 | 3.6551 | 161.5379 | 161.5379 | 3482.6529 | 26050.2439 |  | 0
1965-06-01 | 0 | 0 | 0 | 0 | -6.6845 | -6.6845 | 3475.9684 | 26000.2438 |  | 0
1965-06-02 | 0 | 0 | 0 | 0 | -6.6845 | -6.6845 | 3469.2839 | 25950.2437 |  | 0
1965-06-03 | 0 | 0 | 0 | 0 | -6.6845 | -6.6845 | 3462.5994 | 25900.2437 |  | 0
1965-06-04 | 0 | 0 | 0 | 0 | -6.6845 | -6.6845 | 3455.9149 | 25850.2436 |  | 0
1965-06-05 | 0 | 0 | 0 | 0 | -6.6845 | -6.6845 | 3449.2304 | 25800.2436 |  | 0
1965-06-06 | 0 | 0 | 0 | 0 | -6.6845 | -6.6845 | 3442.5459 | 25750.2435 |  | 0
1965-06-07 | 0 | 0 | 0 | 0 | -6.6845 | -6.6845 | 3435.8614 | 25700.2434 |  | 0
1965-06-08 | 0 | 0 | 0 | 0 | -6.6845 | -6.6845 | 3429.1769 | 25650.2434 |  | 0
1965-06-09 | 0 | 0 | 0 | 0 | -6.6845 | -6.6845 | 3422.4924 | 25600.2433 |  | 0
1965-06-10 | 0.01 | 25.1528 | 3.6551 | 3.6551 | 14.8132 | 14.8132 | 3437.3056 | 25711.0462 |  | 0
1965-06-11 | 0.011667 | 29.3449 | 3.6551 | 3.6551 | 19.0054 | 19.0054 | 3456.311 | 25853.2062 |  | 0
1965-06-12 | 0.0025 | 6.2882 | 3.6551 | 3.6551 | -4.0514 | -4.0514 | 3452.2596 | 25822.9019 |  | 0
1965-06-13 | 0 | 0 | 0 | 0 | -6.6845 | -6.6845 | 3445.5751 | 25772.9019 |  | 0
1965-06-14 | 0 | 0 | 0 | 0 | -6.6845 | -6.6845 | 3438.8906 | 25722.9018 |  | 0
1965-06-15 | 0 | 0 | 0 | 0 | -6.6845 | -6.6845 | 3432.2061 | 25672.9017 |  | 0
1965-06-16 | 0 | 0 | 0 | 0 | -6.6845 | -6.6845 | 3425.5216 | 25622.9017 |  | 0
1965-06-17 | 0 | 0 | 0 | 0 | -6.6845 | -6.6845 | 3418.8371 | 25572.9016 |  | 0
1965-06-18 | 0 | 0 | 0 | 0 | -6.6845 | -6.6845 | 3412.1526 | 25522.9016 |  | 0
1965-06-19 | 0.0016667 | 4.1921 | 3.6551 | 3.6551 | -6.1474 | -6.1474 | 3406.0052 | 25476.9187 |  | 0
1965-06-20 | 0 | 0 | 0 | 0 | -6.6845 | -6.6845 | 3399.3207 | 25426.9186 |  | 0
1965-06-21 | 0 | 0 | 0 | 0 | -6.6845 | -6.6845 | 3392.6362 | 25376.9185 |  | 0
1965-06-22 | 0.0058333 | 14.6725 | 3.6551 | 3.6551 | 4.3329 | 4.3329 | 3396.9691 | 25409.3285 |  | 0
1965-06-23 | 0 | 0 | 0 | 0 | -6.6845 | -6.6845 | 3390.2846 | 25359.3285 |  | 0
1965-06-24 | 0 | 0 | 0 | 0 | -6.6845 | -6.6845 | 3383.6001 | 25309.3284 |  | 0
1965-06-25 | 0 | 0 | 0 | 0 | -6.6845 | -6.6845 | 3376.9156 | 25259.3284 |  | 0
1965-06-26 | 0.095 | 238.9516 | 3.6551 | 3.6551 | 228.612 | 228.612 | 3605.5276 | 26969.3463 |  | 0
1965-06-27 | 0 | 0 | 0 | 0 | -6.6845 | -6.6845 | 3598.8431 | 26919.3462 |  | 0
1965-06-28 | 0.0066667 | 16.7685 | 3.6551 | 3.6551 | 6.429 | 6.429 | 3605.272 | 26967.4348 |  | 0
1965-06-29 | 0 | 0 | 0 | 0 | -6.6845 | -6.6845 | 3598.5875 | 26917.4347 |  | 0
1965-06-30 | 0 | 0 | 0 | 0 | -6.6845 | -6.6845 | 3591.903 | 26867.4346 |  | 0
1965-07-01 | 0 | 0 | 0 | 0 | -6.6845 | -6.6845 | 3585.2185 | 26817.4346 |  | 0
1965-07-02 | 0 | 0 | 0 | 0 | -6.6845 | -6.6845 | 3578.534 | 26767.4345 |  | 0
1965-07-03 | 0 | 0 | 0 | 0 | -6.6845 | -6.6845 | 3571.8495 | 26717.4345 |  | 0
1965-07-04 | 0 | 0 | 0 | 0 | -6.6845 | -6.6845 | 3565.165 | 26667.4344 |  | 0
1965-07-05 | 0 | 0 | 0 | 0 | -6.6845 | -6.6845 | 3558.4805 | 26617.4343 |  | 0
1965-07-06 | 0 | 0 | 0 | 0 | -6.6845 | -6.6845 | 3551.796 | 26567.4343 |  | 0
1965-07-07 | 0 | 0 | 0 | 0 | -6.6845 | -6.6845 | 3545.1115 | 26517.4342 |  | 0
1965-07-08 | 0 | 0 | 0 | 0 | -6.6845 | -6.6845 | 3538.427 | 26467.4342 |  | 0
1965-07-09 | 0 | 0 | 0 | 0 | -6.6845 | -6.6845 | 3531.7425 | 26417.4341 |  | 0
1965-07-10 | 0.01 | 25.1528 | 3.6551 | 3.6551 | 14.8132 | 14.8132 | 3546.5557 | 26528.237 |  | 0
1965-07-11 | 0 | 0 | 0 | 0 | -6.6845 | -6.6845 | 3539.8712 | 26478.2369 |  | 0
1965-07-12 | 0 | 0 | 0 | 0 | -6.6845 | -6.6845 | 3533.1867 | 26428.2369 |  | 0
1965-07-13 | 0 | 0 | 0 | 0 | -6.6845 | -6.6845 | 3526.5022 | 26378.2368 |  | 0
1965-07-14 | 0 | 0 | 0 | 0 | -6.6845 | -6.6845 | 3519.8177 | 26328.2368 |  | 0
1965-07-15 | 0.01 | 25.1528 | 3.6551 | 3.6551 | 14.8132 | 14.8132 | 3534.631 | 26439.0396 |  | 0
1965-07-16 | 0 | 0 | 0 | 0 | -6.6845 | -6.6845 | 3527.9465 | 26389.0396 |  | 0
1965-07-17 | 0 | 0 | 0 | 0 | -6.6845 | -6.6845 | 3521.262 | 26339.0395 |  | 0
1965-07-18 | 0 | 0 | 0 | 0 | -6.6845 | -6.6845 | 3514.5775 | 26289.0395 |  | 0
1965-07-19 | 0.0033333 | 8.3843 | 3.6551 | 3.6551 | -1.9553 | -1.9553 | 3512.6222 | 26274.4137 |  | 0
1965-07-20 | 0 | 0 | 0 | 0 | -6.6845 | -6.6845 | 3505.9377 | 26224.4137 |  | 0
1965-07-21 | 0.019167 | 48.2095 | 3.6551 | 3.6551 | 37.87 | 37.87 | 3543.8076 | 26507.6809 |  | 0
1965-07-22 | 0 | 0 | 0 | 0 | -6.6845 | -6.6845 | 3537.1231 | 26457.6808 |  | 0
1965-07-23 | 0 | 0 | 0 | 0 | -6.6845 | -6.6845 | 3530.4386 | 26407.6808 |  | 0
1965-07-24 | 0 | 0 | 0 | 0 | -6.6845 | -6.6845 | 3523.7541 | 26357.6807 |  | 0
1965-07-25 | 0 | 0 | 0 | 0 | -6.6845 | -6.6845 | 3517.0696 | 26307.6807 |  | 0
1965-07-26 | 0 | 0 | 0 | 0 | -6.6845 | -6.6845 | 3510.3851 | 26257.6806 |  | 0
1965-07-27 | 0 | 0 | 0 | 0 | -6.6845 | -6.6845 | 3503.7006 | 26207.6805 |  | 0
1965-07-28 | 0 | 0 | 0 | 0 | -6.6845 | -6.6845 | 3497.0161 | 26157.6805 |  | 0
1965-07-29 | 0 | 0 | 0 | 0 | -6.6845 | -6.6845 | 3490.3316 | 26107.6804 |  | 0
1965-07-30 | 0 | 0 | 0 | 0 | -6.6845 | -6.6845 | 3483.6471 | 26057.6804 |  | 0
1965-07-31 | 0 | 0 | 0 | 0 | -6.6845 | -6.6845 | 3476.9626 | 26007.6803 |  | 0
1965-08-01 | 0 | 0 | 0 | 0 | -6.6845 | -6.6845 | 3470.2781 | 25957.6802 |  | 0
1965-08-02 | 0.035 | 88.0348 | 3.6551 | 3.6551 | 77.6952 | 77.6952 | 3547.9733 | 26538.8405 |  | 0
1965-08-03 | 0 | 0 | 0 | 0 | -6.6845 | -6.6845 | 3541.2888 | 26488.8404 |  | 0
1965-08-04 | 0 | 0 | 0 | 0 | -6.6845 | -6.6845 | 3534.6043 | 26438.8404 |  | 0
1965-08-05 | 0 | 0 | 0 | 0 | -6.6845 | -6.6845 | 3527.9198 | 26388.8403 |  | 0
1965-08-06 | 0 | 0 | 0 | 0 | -6.6845 | -6.6845 | 3521.2353 | 26338.8402 |  | 0
1965-08-07 | 0 | 0 | 0 | 0 | -6.6845 | -6.6845 | 3514.5508 | 26288.8402 |  | 0
1965-08-08 | 0 | 0 | 0 | 0 | -6.6845 | -6.6845 | 3507.8663 | 26238.8401 |  | 0
1965-08-09 | 0 | 0 | 0 | 0 | -6.6845 | -6.6845 | 3501.1818 | 26188.8401 |  | 0
1965-08-10 | 0.018333 | 46.1135 | 3.6551 | 3.6551 | 35.7739 | 35.7739 | 3536.9557 | 26456.4287 |  | 0
1965-08-11 | 0 | 0 | 0 | 0 | -6.6845 | -6.6845 | 3530.2712 | 26406.4287 |  | 0
1965-08-12 | 0 | 0 | 0 | 0 | -6.6845 | -6.6845 | 3523.5867 | 26356.4286 |  | 0
1965-08-13 | 0.00083333 | 2.0961 | 3.6551 | 2.0961 | -6.6845 | -6.6845 | 3516.9022 | 26306.4286 |  | 0
1965-08-14 | 0 | 0 | 0 | 0 | -6.6845 | -6.6845 | 3510.2177 | 26256.4285 |  | 0
1965-08-15 | 0 | 0 | 0 | 0 | -6.6845 | -6.6845 | 3503.5332 | 26206.4284 |  | 0
1965-08-16 | 0 | 0 | 0 | 0 | -6.6845 | -6.6845 | 3496.8487 | 26156.4284 |  | 0
1965-08-17 | 0 | 0 | 0 | 0 | -6.6845 | -6.6845 | 3490.1642 | 26106.4283 |  | 0
1965-08-18 | 0 | 0 | 0 | 0 | -6.6845 | -6.6845 | 3483.4797 | 26056.4283 |  | 0
1965-08-19 | 0 | 0 | 0 | 0 | -6.6845 | -6.6845 | 3476.7952 | 26006.4282 |  | 0
1965-08-20 | 0 | 0 | 0 | 0 | -6.6845 | -6.6845 | 3470.1107 | 25956.4281 |  | 0
1965-08-21 | 0 | 0 | 0 | 0 | -6.6845 | -6.6845 | 3463.4262 | 25906.4281 |  | 0
1965-08-22 | 0.005 | 12.5764 | 3.6551 | 3.6551 | 2.2368 | 2.2368 | 3465.663 | 25923.1595 |  | 0
1965-08-23 | 0 | 0 | 0 | 0 | -6.6845 | -6.6845 | 3458.9785 | 25873.1594 |  | 0
1965-08-24 | 0 | 0 | 0 | 0 | -6.6845 | -6.6845 | 3452.294 | 25823.1594 |  | 0
1965-08-25 | 0 | 0 | 0 | 0 | -6.6845 | -6.6845 | 3445.6095 | 25773.1593 |  | 0
1965-08-26 | 0 | 0 | 0 | 0 | -6.6845 | -6.6845 | 3438.925 | 25723.1592 |  | 0
1965-08-27 | 0 | 0 | 0 | 0 | -6.6845 | -6.6845 | 3432.2405 | 25673.1592 |  | 0
1965-08-28 | 0 | 0 | 0 | 0 | -6.6845 | -6.6845 | 3425.556 | 25623.1591 |  | 0
1965-08-29 | 0 | 0 | 0 | 0 | -6.6845 | -6.6845 | 3418.8715 | 25573.1591 |  | 0
1965-08-30 | 0 | 0 | 0 | 0 | -6.6845 | -6.6845 | 3412.187 | 25523.159 |  | 0
1965-08-31 | 0 | 0 | 0 | 0 | -6.6845 | -6.6845 | 3405.5025 | 25473.1589 |  | 0
1965-09-01 | 0 | 0 | 0 | 0 | -6.6845 | -6.6845 | 3398.818 | 25423.1589 |  | 0
1965-09-02 | 0.0025 | 6.2882 | 3.6551 | 3.6551 | -4.0514 | -4.0514 | 3394.7667 | 25392.8546 |  | 0
1965-09-03 | 0.06 | 150.9168 | 3.6551 | 3.6551 | 140.5772 | 140.5772 | 3535.3439 | 26444.3722 |  | 0
1965-09-04 | 0 | 0 | 0 | 0 | -6.6845 | -6.6845 | 3528.6594 | 26394.3721 |  | 0
1965-09-05 | 0.039167 | 98.5151 | 3.6551 | 3.6551 | 88.1756 | 88.1756 | 3616.8349 | 27053.9252 |  | 0
1965-09-06 | 0.025833 | 64.9781 | 3.6551 | 3.6551 | 54.6385 | 54.6385 | 3671.4734 | 27462.6211 |  | 0
1965-09-07 | 0.00083333 | 2.0961 | 3.6551 | 2.0961 | -6.6845 | -6.6845 | 3664.7889 | 27412.6211 |  | 0
1965-09-08 | 0 | 0 | 0 | 0 | -6.6845 | -6.6845 | 3658.1044 | 27362.621 |  | 0
1965-09-09 | 0 | 0 | 0 | 0 | -6.6845 | -6.6845 | 3651.4199 | 27312.6209 |  | 0
1965-09-10 | 0 | 0 | 0 | 0 | -6.6845 | -6.6845 | 3644.7354 | 27262.6209 |  | 0
1965-09-11 | 0 | 0 | 0 | 0 | -6.6845 | -6.6845 | 3638.0509 | 27212.6208 |  | 0
1965-09-12 | 0 | 0 | 0 | 0 | -6.6845 | -6.6845 | 3631.3664 | 27162.6208 |  | 0
1965-09-13 | 0 | 0 | 0 | 0 | -6.6845 | -6.6845 | 3624.6819 | 27112.6207 |  | 0
1965-09-14 | 0 | 0 | 0 | 0 | -6.6845 | -6.6845 | 3617.9974 | 27062.6206 |  | 0
1965-09-15 | 0 | 0 | 0 | 0 | -6.6845 | -6.6845 | 3611.3129 | 27012.6206 |  | 0
1965-09-16 | 0 | 0 | 0 | 0 | -6.6845 | -6.6845 | 3604.6284 | 26962.6205 |  | 0
1965-09-17 | 0.033333 | 83.8427 | 3.6551 | 3.6551 | 73.5031 | 73.5031 | 3678.1315 | 27512.4236 |  | 0
1965-09-18 | 0 | 0 | 0 | 0 | -6.6845 | -6.6845 | 3671.447 | 27462.4236 |  | 0
1965-09-19 | 0 | 0 | 0 | 0 | -6.6845 | -6.6845 | 3664.7625 | 27412.4235 |  | 0
1965-09-20 | 0 | 0 | 0 | 0 | -6.6845 | -6.6845 | 3658.078 | 27362.4234 |  | 0
1965-09-21 | 0 | 0 | 0 | 0 | -6.6845 | -6.6845 | 3651.3935 | 27312.4234 |  | 0
1965-09-22 | 0 | 0 | 0 | 0 | -6.6845 | -6.6845 | 3644.709 | 27262.4233 |  | 0
1965-09-23 | 0 | 0 | 0 | 0 | -6.6845 | -6.6845 | 3638.0245 | 27212.4233 |  | 0
1965-09-24 | 0 | 0 | 0 | 0 | -6.6845 | -6.6845 | 3631.34 | 27162.4232 |  | 0
1965-09-25 | 0.0025 | 6.2882 | 3.6551 | 3.6551 | -4.0514 | -4.0514 | 3627.2886 | 27132.1189 |  | 0
1965-09-26 | 0 | 0 | 0 | 0 | -6.6845 | -6.6845 | 3620.6041 | 27082.1188 |  | 0
1965-09-27 | 0 | 0 | 0 | 0 | -6.6845 | -6.6845 | 3613.9196 | 27032.1187 |  | 0
1965-09-28 | 0 | 0 | 0 | 0 | -6.6845 | -6.6845 | 3607.2351 | 26982.1187 |  | 0
1965-09-29 | 0 | 0 | 0 | 0 | -6.6845 | -6.6845 | 3600.5506 | 26932.1186 |  | 0
1965-09-30 | 0 | 0 | 0 | 0 | -6.6845 | -6.6845 | 3593.8661 | 26882.1186 |  | 0
1965-10-01 | 0 | 0 | 0 | 0 | -6.6845 | -6.6845 | 3587.1816 | 26832.1185 |  | 0
1965-10-02 | 0 | 0 | 0 | 0 | -6.6845 | -6.6845 | 3580.4971 | 26782.1184 |  | 0
1965-10-03 | 0 | 0 | 0 | 0 | -6.6845 | -6.6845 | 3573.8126 | 26732.1184 |  | 0
1965-10-04 | 0 | 0 | 0 | 0 | -6.6845 | -6.6845 | 3567.1281 | 26682.1183 |  | 0
1965-10-05 | 0 | 0 | 0 | 0 | -6.6845 | -6.6845 | 3560.4436 | 26632.1183 |  | 0
1965-10-06 | 0 | 0 | 0 | 0 | -6.6845 | -6.6845 | 3553.7591 | 26582.1182 |  | 0
1965-10-07 | 0 | 0 | 0 | 0 | -6.6845 | -6.6845 | 3547.0746 | 26532.1181 |  | 0
1965-10-08 | 0 | 0 | 0 | 0 | -6.6845 | -6.6845 | 3540.3901 | 26482.1181 |  | 0
1965-10-09 | 0 | 0 | 0 | 0 | -6.6845 | -6.6845 | 3533.7056 | 26432.118 |  | 0
1965-10-10 | 0 | 0 | 0 | 0 | -6.6845 | -6.6845 | 3527.0211 | 26382.118 |  | 0
1965-10-11 | 0 | 0 | 0 | 0 | -6.6845 | -6.6845 | 3520.3366 | 26332.1179 |  | 0
1965-10-12 | 0 | 0 | 0 | 0 | -6.6845 | -6.6845 | 3513.6521 | 26282.1178 |  | 0
1965-10-13 | 0 | 0 | 0 | 0 | -6.6845 | -6.6845 | 3506.9676 | 26232.1178 |  | 0
1965-10-14 | 0 | 0 | 0 | 0 | -6.6845 | -6.6845 | 3500.2831 | 26182.1177 |  | 0
1965-10-15 | 0 | 0 | 0 | 0 | -6.6845 | -6.6845 | 3493.5986 | 26132.1177 |  | 0
1965-10-16 | 0 | 0 | 0 | 0 | -6.6845 | -6.6845 | 3486.9141 | 26082.1176 |  | 0
1965-10-17 | 0.00083333 | 2.0961 | 3.6551 | 2.0961 | -6.6845 | -6.6845 | 3480.2296 | 26032.1175 |  | 0
1965-10-18 | 0 | 0 | 0 | 0 | -6.6845 | -6.6845 | 3473.5451 | 25982.1175 |  | 0
1965-10-19 | 0 | 0 | 0 | 0 | -6.6845 | -6.6845 | 3466.8606 | 25932.1174 |  | 0
1965-10-20 | 0 | 0 | 0 | 0 | -6.6845 | -6.6845 | 3460.1761 | 25882.1174 |  | 0
1965-10-21 | 0 | 0 | 0 | 0 | -6.6845 | -6.6845 | 3453.4916 | 25832.1173 |  | 0
1965-10-22 | 0 | 0 | 0 | 0 | -6.6845 | -6.6845 | 3446.8071 | 25782.1172 |  | 0
1965-10-23 | 0 | 0 | 0 | 0 | -6.6845 | -6.6845 | 3440.1226 | 25732.1172 |  | 0
1965-10-24 | 0 | 0 | 0 | 0 | -6.6845 | -6.6845 | 3433.4381 | 25682.1171 |  | 0
1965-10-25 | 0 | 0 | 0 | 0 | -6.6845 | -6.6845 | 3426.7536 | 25632.1171 |  | 0
1965-10-26 | 0 | 0 | 0 | 0 | -6.6845 | -6.6845 | 3420.0691 | 25582.117 |  | 0
1965-10-27 | 0 | 0 | 0 | 0 | -6.6845 | -6.6845 | 3413.3846 | 25532.1169 |  | 0
1965-10-28 | 0 | 0 | 0 | 0 | -6.6845 | -6.6845 | 3406.7001 | 25482.1169 |  | 0
1965-10-29 | 0 | 0 | 0 | 0 | -6.6845 | -6.6845 | 3400.0156 | 25432.1168 |  | 0
1965-10-30 | 0 | 0 | 0 | 0 | -6.6845 | -6.6845 | 3393.3311 | 25382.1168 |  | 0
1965-10-31 | 0 | 0 | 0 | 0 | -6.6845 | -6.6845 | 3386.6466 | 25332.1167 |  | 0
1965-11-01 | 0 | 0 | 0 | 0 | -6.6845 | -6.6845 | 3379.9621 | 25282.1166 |  | 0
1965-11-02 | 0 | 0 | 0 | 0 | -6.6845 | -6.6845 | 3373.2776 | 25232.1166 |  | 0
1965-11-03 | 0 | 0 | 0 | 0 | -6.6845 | -6.6845 | 3366.5931 | 25182.1165 |  | 0
1965-11-04 | 0 | 0 | 0 | 0 | -6.6845 | -6.6845 | 3359.9086 | 25132.1165 |  | 0
1965-11-05 | 0 | 0 | 0 | 0 | -6.6845 | -6.6845 | 3353.2241 | 25082.1164 |  | 0
1965-11-06 | 0 | 0 | 0 | 0 | -6.6845 | -6.6845 | 3346.5396 | 25032.1163 |  | 0
1965-11-07 | 0.023333 | 58.6899 | 3.6551 | 3.6551 | 48.3503 | 48.3503 | 3394.8899 | 25393.7765 |  | 0
1965-11-08 | 0 | 0 | 0 | 0 | -6.6845 | -6.6845 | 3388.2054 | 25343.7764 |  | 0
1965-11-09 | 0.015833 | 39.8253 | 3.6551 | 3.6551 | 29.4857 | 29.4857 | 3417.6911 | 25564.3294 |  | 0
1965-11-10 | 0 | 0 | 0 | 0 | -6.6845 | -6.6845 | 3411.0066 | 25514.3293 |  | 0
1965-11-11 | 0.015833 | 39.8253 | 3.6551 | 3.6551 | 29.4857 | 29.4857 | 3440.4923 | 25734.8822 |  | 0
1965-11-12 | 0 | 0 | 0 | 0 | -6.6845 | -6.6845 | 3433.8078 | 25684.8822 |  | 0
1965-11-13 | 0 | 0 | 0 | 0 | -6.6845 | -6.6845 | 3427.1233 | 25634.8821 |  | 0
1965-11-14 | 0 | 0 | 0 | 0 | -6.6845 | -6.6845 | 3420.4388 | 25584.8821 |  | 0
1965-11-15 | 0 | 0 | 0 | 0 | -6.6845 | -6.6845 | 3413.7543 | 25534.882 |  | 0
1965-11-16 | 0 | 0 | 0 | 0 | -6.6845 | -6.6845 | 3407.0698 | 25484.8819 |  | 0
1965-11-17 | 0 | 0 | 0 | 0 | -6.6845 | -6.6845 | 3400.3853 | 25434.8819 |  | 0
1965-11-18 | 0 | 0 | 0 | 0 | -6.6845 | -6.6845 | 3393.7008 | 25384.8818 |  | 0
1965-11-19 | 0 | 0 | 0 | 0 | -6.6845 | -6.6845 | 3387.0163 | 25334.8818 |  | 0
1965-11-20 | 0 | 0 | 0 | 0 | -6.6845 | -6.6845 | 3380.3318 | 25284.8817 |  | 0
1965-11-21 | 0 | 0 | 0 | 0 | -6.6845 | -6.6845 | 3373.6473 | 25234.8816 |  | 0
1965-11-22 | 0 | 0 | 0 | 0 | -6.6845 | -6.6845 | 3366.9628 | 25184.8816 |  | 0
1965-11-23 | 0 | 0 | 0 | 0 | -6.6845 | -6.6845 | 3360.2783 | 25134.8815 |  | 0
1965-11-24 | 0 | 0 | 0 | 0 | -6.6845 | -6.6845 | 3353.5938 | 25084.8815 |  | 0
1965-11-25 | 0 | 0 | 0 | 0 | -6.6845 | -6.6845 | 3346.9093 | 25034.8814 |  | 0
1965-11-26 | 0 | 0 | 0 | 0 | -6.6845 | -6.6845 | 3340.2248 | 24984.8813 |  | 0
1965-11-27 | 0 | 0 | 0 | 0 | -6.6845 | -6.6845 | 3333.5403 | 24934.8813 |  | 0
1965-11-28 | 0 | 0 | 0 | 0 | -6.6845 | -6.6845 | 3326.8558 | 24884.8812 |  | 0
1965-11-29 | 0 | 0 | 0 | 0 | -6.6845 | -6.6845 | 3320.1713 | 24834.8812 |  | 0
1965-11-30 | 0 | 0 | 0 | 0 | -6.6845 | -6.6845 | 3313.4868 | 24784.8811 |  | 0
1965-12-01 | 0 | 0 | 0 | 0 | -6.6845 | -6.6845 | 3306.8023 | 24734.881 |  | 0
1965-12-02 | 0 | 0 | 0 | 0 | -6.6845 | -6.6845 | 3300.1178 | 24684.881 |  | 0
1965-12-03 | 0 | 0 | 0 | 0 | -6.6845 | -6.6845 | 3293.4333 | 24634.8809 |  | 0
1965-12-04 | 0 | 0 | 0 | 0 | -6.6845 | -6.6845 | 3286.7488 | 24584.8809 |  | 0
1965-12-05 | 0 | 0 | 0 | 0 | -6.6845 | -6.6845 | 3280.0643 | 24534.8808 |  | 0
1965-12-06 | 0 | 0 | 0 | 0 | -6.6845 | -6.6845 | 3273.3798 | 24484.8807 |  | 0
1965-12-07 | 0 | 0 | 0 | 0 | -6.6845 | -6.6845 | 3266.6953 | 24434.8807 |  | 0
1965-12-08 | 0 | 0 | 0 | 0 | -6.6845 | -6.6845 | 3260.0108 | 24384.8806 |  | 0
1965-12-09 | 0 | 0 | 0 | 0 | -6.6845 | -6.6845 | 3253.3263 | 24334.8806 |  | 0
1965-12-10 | 0.005 | 12.5764 | 3.6551 | 3.6551 | 2.2368 | 2.2368 | 3255.5631 | 24351.612 |  | 0
1965-12-11 | 0 | 0 | 0 | 0 | -6.6845 | -6.6845 | 3248.8786 | 24301.6119 |  | 0
1965-12-12 | 0 | 0 | 0 | 0 | -6.6845 | -6.6845 | 3242.1941 | 24251.6119 |  | 0
1965-12-13 | 0 | 0 | 0 | 0 | -6.6845 | -6.6845 | 3235.5096 | 24201.6118 |  | 0
1965-12-14 | 0 | 0 | 0 | 0 | -6.6845 | -6.6845 | 3228.8251 | 24151.6117 |  | 0
1965-12-15 | 0 | 0 | 0 | 0 | -6.6845 | -6.6845 | 3222.1406 | 24101.6117 |  | 0
1965-12-16 | 0 | 0 | 0 | 0 | -6.6845 | -6.6845 | 3215.4561 | 24051.6116 |  | 0
1965-12-17 | 0 | 0 | 0 | 0 | -6.6845 | -6.6845 | 3208.7716 | 24001.6116 |  | 0
1965-12-18 | 0.0033333 | 8.3843 | 3.6551 | 3.6551 | -1.9553 | -1.9553 | 3206.8163 | 23986.9858 |  | 0
1965-12-19 | 0.0075 | 18.8646 | 3.6551 | 3.6551 | 8.525 | 8.525 | 3215.3413 | 24050.753 |  | 0
1965-12-20 | 0 | 0 | 0 | 0 | -6.6845 | -6.6845 | 3208.6568 | 24000.7529 |  | 0
1965-12-21 | 0 | 0 | 0 | 0 | -6.6845 | -6.6845 | 3201.9723 | 23950.7528 |  | 0
1965-12-22 | 0 | 0 | 0 | 0 | -6.6845 | -6.6845 | 3195.2878 | 23900.7528 |  | 0
1965-12-23 | 0.0025 | 6.2882 | 3.6551 | 3.6551 | -4.0514 | -4.0514 | 3191.2364 | 23870.4484 |  | 0
1965-12-24 | 0 | 0 | 0 | 0 | -6.6845 | -6.6845 | 3184.5519 | 23820.4484 |  | 0
1965-12-25 | 0 | 0 | 0 | 0 | -6.6845 | -6.6845 | 3177.8674 | 23770.4483 |  | 0
1965-12-26 | 0 | 0 | 0 | 0 | -6.6845 | -6.6845 | 3171.1829 | 23720.4483 |  | 0
1965-12-27 | 0 | 0 | 0 | 0 | -6.6845 | -6.6845 | 3164.4984 | 23670.4482 |  | 0
1965-12-28 | 0 | 0 | 0 | 0 | -6.6845 | -6.6845 | 3157.8139 | 23620.4481 |  | 0
1965-12-29 | 0 | 0 | 0 | 0 | -6.6845 | -6.6845 | 3151.1294 | 23570.4481 |  | 0
1965-12-30 | 0 | 0 | 0 | 0 | -6.6845 | -6.6845 | 3144.4449 | 23520.448 |  | 0
1965-12-31 | 0 | 0 | 0 | 0 | -6.6845 | -6.6845 | 3137.7604 | 23470.448 |  | 0
1966-01-01 | 0 | 0 | 0 | 0 | -6.6845 | -6.6845 | 3131.0759 | 23420.4479 |  | 0
1966-01-02 | 0 | 0 | 0 | 0 | -6.6845 | -6.6845 | 3124.3914 | 23370.4478 |  | 0
1966-01-03 | 0 | 0 | 0 | 0 | -6.6845 | -6.6845 | 3117.7069 | 23320.4478 |  | 0
1966-01-04 | 0 | 0 | 0 | 0 | -6.6845 | -6.6845 | 3111.0224 | 23270.4477 |  | 0
1966-01-05 | 0 | 0 | 0 | 0 | -6.6845 | -6.6845 | 3104.3379 | 23220.4477 |  | 0
1966-01-06 | 0 | 0 | 0 | 0 | -6.6845 | -6.6845 | 3097.6534 | 23170.4476 |  | 0
1966-01-07 | 0 | 0 | 0 | 0 | -6.6845 | -6.6845 | 3090.9689 | 23120.4475 |  | 0
1966-01-08 | 0 | 0 | 0 | 0 | -6.6845 | -6.6845 | 3084.2844 | 23070.4475 |  | 0
1966-01-09 | 0 | 0 | 0 | 0 | -6.6845 | -6.6845 | 3077.5999 | 23020.4474 |  | 0
1966-01-10 | 0 | 0 | 0 | 0 | -6.6845 | -6.6845 | 3070.9154 | 22970.4474 |  | 0
1966-01-11 | 0 | 0 | 0 | 0 | -6.6845 | -6.6845 | 3064.2309 | 22920.4473 |  | 0
1966-01-12 | 0 | 0 | 0 | 0 | -6.6845 | -6.6845 | 3057.5464 | 22870.4472 |  | 0
1966-01-13 | 0.014167 | 35.6331 | 3.6551 | 3.6551 | 25.2936 | 25.2936 | 3082.84 | 23059.643 |  | 0
1966-01-14 | 0 | 0 | 0 | 0 | -6.6845 | -6.6845 | 3076.1555 | 23009.643 |  | 0
1966-01-15 | 0 | 0 | 0 | 0 | -6.6845 | -6.6845 | 3069.471 | 22959.6429 |  | 0
1966-01-16 | 0 | 0 | 0 | 0 | -6.6845 | -6.6845 | 3062.7865 | 22909.6428 |  | 0
1966-01-17 | 0 | 0 | 0 | 0 | -6.6845 | -6.6845 | 3056.102 | 22859.6428 |  | 0
1966-01-18 | 0 | 0 | 0 | 0 | -6.6845 | -6.6845 | 3049.4175 | 22809.6427 |  | 0
1966-01-19 | 0.0033333 | 8.3843 | 3.6551 | 3.6551 | -1.9553 | -1.9553 | 3047.4622 | 22795.017 |  | 0
1966-01-20 | 0 | 0 | 0 | 0 | -6.6845 | -6.6845 | 3040.7777 | 22745.0169 |  | 0
1966-01-21 | 0 | 0 | 0 | 0 | -6.6845 | -6.6845 | 3034.0932 | 22695.0169 |  | 0
1966-01-22 | 0.005 | 12.5764 | 3.6551 | 3.6551 | 2.2368 | 2.2368 | 3036.33 | 22711.7483 |  | 0
1966-01-23 | 0 | 0 | 0 | 0 | -6.6845 | -6.6845 | 3029.6455 | 22661.7482 |  | 0
1966-01-24 | 0 | 0 | 0 | 0 | -6.6845 | -6.6845 | 3022.961 | 22611.7482 |  | 0
1966-01-25 | 0 | 0 | 0 | 0 | -6.6845 | -6.6845 | 3016.2765 | 22561.7481 |  | 0
1966-01-26 | 0 | 0 | 0 | 0 | -6.6845 | -6.6845 | 3009.592 | 22511.748 |  | 0
1966-01-27 | 0 | 0 | 0 | 0 | -6.6845 | -6.6845 | 3002.9075 | 22461.748 |  | 0
1966-01-28 | 0 | 0 | 0 | 0 | -6.6845 | -6.6845 | 2996.223 | 22411.7479 |  | 0
1966-01-29 | 0 | 0 | 0 | 0 | -6.6845 | -6.6845 | 2989.5385 | 22361.7479 |  | 0
1966-01-30 | 0 | 0 | 0 | 0 | -6.6845 | -6.6845 | 2982.854 | 22311.7478 |  | 0
1966-01-31 | 0 | 0 | 0 | 0 | -6.6845 | -6.6845 | 2976.1695 | 22261.7477 |  | 0
1966-02-01 | 0 | 0 | 0 | 0 | -6.6845 | -6.6845 | 2969.485 | 22211.7477 |  | 0
1966-02-02 | 0 | 0 | 0 | 0 | -6.6845 | -6.6845 | 2962.8005 | 22161.7476 |  | 0
1966-02-03 | 0 | 0 | 0 | 0 | -6.6845 | -6.6845 | 2956.116 | 22111.7476 |  | 0
1966-02-04 | 0 | 0 | 0 | 0 | -6.6845 | -6.6845 | 2949.4315 | 22061.7475 |  | 0
1966-02-05 | 0 | 0 | 0 | 0 | -6.6845 | -6.6845 | 2942.747 | 22011.7474 |  | 0
1966-02-06 | 0 | 0 | 0 | 0 | -6.6845 | -6.6845 | 2936.0625 | 21961.7474 |  | 0
1966-02-07 | 0 | 0 | 0 | 0 | -6.6845 | -6.6845 | 2929.378 | 21911.7473 |  | 0
1966-02-08 | 0 | 0 | 0 | 0 | -6.6845 | -6.6845 | 2922.6935 | 21861.7473 |  | 0
1966-02-09 | 0.00083333 | 2.0961 | 3.6551 | 2.0961 | -6.6845 | -6.6845 | 2916.009 | 21811.7472 |  | 0
1966-02-10 | 0 | 0 | 0 | 0 | -6.6845 | -6.6845 | 2909.3245 | 21761.7471 |  | 0
1966-02-11 | 0 | 0 | 0 | 0 | -6.6845 | -6.6845 | 2902.64 | 21711.7471 |  | 0
1966-02-12 | 0 | 0 | 0 | 0 | -6.6845 | -6.6845 | 2895.9555 | 21661.747 |  | 0
1966-02-13 | 0 | 0 | 0 | 0 | -6.6845 | -6.6845 | 2889.271 | 21611.747 |  | 0
1966-02-14 | 0 | 0 | 0 | 0 | -6.6845 | -6.6845 | 2882.5865 | 21561.7469 |  | 0
1966-02-15 | 0 | 0 | 0 | 0 | -6.6845 | -6.6845 | 2875.902 | 21511.7468 |  | 0
1966-02-16 | 0 | 0 | 0 | 0 | -6.6845 | -6.6845 | 2869.2175 | 21461.7468 |  | 0
1966-02-17 | 0 | 0 | 0 | 0 | -6.6845 | -6.6845 | 2862.533 | 21411.7467 |  | 0
1966-02-18 | 0 | 0 | 0 | 0 | -6.6845 | -6.6845 | 2855.8485 | 21361.7467 |  | 0
1966-02-19 | 0 | 0 | 0 | 0 | -6.6845 | -6.6845 | 2849.164 | 21311.7466 |  | 0
1966-02-20 | 0 | 0 | 0 | 0 | -6.6845 | -6.6845 | 2842.4795 | 21261.7465 |  | 0
1966-02-21 | 0 | 0 | 0 | 0 | -6.6845 | -6.6845 | 2835.795 | 21211.7465 |  | 0
1966-02-22 | 0.0066667 | 16.7685 | 3.6551 | 3.6551 | 6.429 | 6.429 | 2842.2239 | 21259.835 |  | 0
1966-02-23 | 0 | 0 | 0 | 0 | -6.6845 | -6.6845 | 2835.5394 | 21209.835 |  | 0
1966-02-24 | 0 | 0 | 0 | 0 | -6.6845 | -6.6845 | 2828.8549 | 21159.8349 |  | 0
1966-02-25 | 0 | 0 | 0 | 0 | -6.6845 | -6.6845 | 2822.1704 | 21109.8349 |  | 0
1966-02-26 | 0 | 0 | 0 | 0 | -6.6845 | -6.6845 | 2815.4859 | 21059.8348 |  | 0
1966-02-27 | 0 | 0 | 0 | 0 | -6.6845 | -6.6845 | 2808.8014 | 21009.8347 |  | 0
1966-02-28 | 0 | 0 | 0 | 0 | -6.6845 | -6.6845 | 2802.1169 | 20959.8347 |  | 0
1966-03-01 | 0 | 0 | 0 | 0 | -6.6845 | -6.6845 | 2795.4324 | 20909.8346 |  | 0
1966-03-02 | 0 | 0 | 0 | 0 | -6.6845 | -6.6845 | 2788.7479 | 20859.8346 |  | 0
1966-03-03 | 0 | 0 | 0 | 0 | -6.6845 | -6.6845 | 2782.0634 | 20809.8345 |  | 0
1966-03-04 | 0 | 0 | 0 | 0 | -6.6845 | -6.6845 | 2775.3789 | 20759.8344 |  | 0
1966-03-05 | 0 | 0 | 0 | 0 | -6.6845 | -6.6845 | 2768.6944 | 20709.8344 |  | 0
1966-03-06 | 0 | 0 | 0 | 0 | -6.6845 | -6.6845 | 2762.0099 | 20659.8343 |  | 0
1966-03-07 | 0 | 0 | 0 | 0 | -6.6845 | -6.6845 | 2755.3254 | 20609.8343 |  | 0
1966-03-08 | 0 | 0 | 0 | 0 | -6.6845 | -6.6845 | 2748.6409 | 20559.8342 |  | 0
1966-03-09 | 0 | 0 | 0 | 0 | -6.6845 | -6.6845 | 2741.9564 | 20509.8341 |  | 0
1966-03-10 | 0 | 0 | 0 | 0 | -6.6845 | -6.6845 | 2735.2719 | 20459.8341 |  | 0
1966-03-11 | 0 | 0 | 0 | 0 | -6.6845 | -6.6845 | 2728.5874 | 20409.834 |  | 0
1966-03-12 | 0 | 0 | 0 | 0 | -6.6845 | -6.6845 | 2721.9029 | 20359.834 |  | 0
1966-03-13 | 0 | 0 | 0 | 0 | -6.6845 | -6.6845 | 2715.2184 | 20309.8339 |  | 0
1966-03-14 | 0 | 0 | 0 | 0 | -6.6845 | -6.6845 | 2708.5339 | 20259.8338 |  | 0
1966-03-15 | 0 | 0 | 0 | 0 | -6.6845 | -6.6845 | 2701.8494 | 20209.8338 |  | 0
1966-03-16 | 0 | 0 | 0 | 0 | -6.6845 | -6.6845 | 2695.1649 | 20159.8337 |  | 0
1966-03-17 | 0 | 0 | 0 | 0 | -6.6845 | -6.6845 | 2688.4804 | 20109.8337 |  | 0
1966-03-18 | 0 | 0 | 0 | 0 | -6.6845 | -6.6845 | 2681.7959 | 20059.8336 |  | 0
1966-03-19 | 0 | 0 | 0 | 0 | -6.6845 | -6.6845 | 2675.1114 | 20009.8335 |  | 0
1966-03-20 | 0 | 0 | 0 | 0 | -6.6845 | -6.6845 | 2668.4269 | 19959.8335 |  | 0
1966-03-21 | 0 | 0 | 0 | 0 | -6.6845 | -6.6845 | 2661.7424 | 19909.8334 |  | 0
1966-03-22 | 0 | 0 | 0 | 0 | -6.6845 | -6.6845 | 2655.0579 | 19859.8334 |  | 0
1966-03-23 | 0 | 0 | 0 | 0 | -6.6845 | -6.6845 | 2648.3734 | 19809.8333 |  | 0
1966-03-24 | 0 | 0 | 0 | 0 | -6.6845 | -6.6845 | 2641.6889 | 19759.8332 |  | 0
1966-03-25 | 0 | 0 | 0 | 0 | -6.6845 | -6.6845 | 2635.0044 | 19709.8332 |  | 0
1966-03-26 | 0 | 0 | 0 | 0 | -6.6845 | -6.6845 | 2628.3199 | 19659.8331 |  | 0
1966-03-27 | 0 | 0 | 0 | 0 | -6.6845 | -6.6845 | 2621.6354 | 19609.8331 |  | 0
1966-03-28 | 0 | 0 | 0 | 0 | -6.6845 | -6.6845 | 2614.9509 | 19559.833 |  | 0
1966-03-29 | 0.031667 | 79.6505 | 3.6551 | 3.6551 | 69.311 | 69.311 | 2684.2619 | 20078.2789 |  | 0
1966-03-30 | 0 | 0 | 0 | 0 | -6.6845 | -6.6845 | 2677.5774 | 20028.2789 |  | 0
1966-03-31 | 0 | 0 | 0 | 0 | -6.6845 | -6.6845 | 2670.8929 | 19978.2788 |  | 0
1966-04-01 | 0 | 0 | 0 | 0 | -6.6845 | -6.6845 | 2664.2084 | 19928.2788 |  | 0
1966-04-02 | 0 | 0 | 0 | 0 | -6.6845 | -6.6845 | 2657.5239 | 19878.2787 |  | 0
1966-04-03 | 0 | 0 | 0 | 0 | -6.6845 | -6.6845 | 2650.8394 | 19828.2786 |  | 0
1966-04-04 | 0 | 0 | 0 | 0 | -6.6845 | -6.6845 | 2644.1549 | 19778.2786 |  | 0
1966-04-05 | 0 | 0 | 0 | 0 | -6.6845 | -6.6845 | 2637.4704 | 19728.2785 |  | 0
1966-04-06 | 0 | 0 | 0 | 0 | -6.6845 | -6.6845 | 2630.7859 | 19678.2785 |  | 0
1966-04-07 | 0 | 0 | 0 | 0 | -6.6845 | -6.6845 | 2624.1014 | 19628.2784 |  | 0
1966-04-08 | 0 | 0 | 0 | 0 | -6.6845 | -6.6845 | 2617.4169 | 19578.2783 |  | 0
1966-04-09 | 0 | 0 | 0 | 0 | -6.6845 | -6.6845 | 2610.7324 | 19528.2783 |  | 0
1966-04-10 | 0 | 0 | 0 | 0 | -6.6845 | -6.6845 | 2604.0479 | 19478.2782 |  | 0
1966-04-11 | 0 | 0 | 0 | 0 | -6.6845 | -6.6845 | 2597.3634 | 19428.2782 |  | 0
1966-04-12 | 0 | 0 | 0 | 0 | -6.6845 | -6.6845 | 2590.6789 | 19378.2781 |  | 0
1966-04-13 | 0 | 0 | 0 | 0 | -6.6845 | -6.6845 | 2583.9944 | 19328.278 |  | 0
1966-04-14 | 0 | 0 | 0 | 0 | -6.6845 | -6.6845 | 2577.3099 | 19278.278 |  | 0
1966-04-15 | 0 | 0 | 0 | 0 | -6.6845 | -6.6845 | 2570.6254 | 19228.2779 |  | 0
1966-04-16 | 0.0025 | 6.2882 | 3.6551 | 3.6551 | -4.0514 | -4.0514 | 2566.574 | 19197.9736 |  | 0
1966-04-17 | 0 | 0 | 0 | 0 | -6.6845 | -6.6845 | 2559.8895 | 19147.9735 |  | 0
1966-04-18 | 0 | 0 | 0 | 0 | -6.6845 | -6.6845 | 2553.205 | 19097.9735 |  | 0
1966-04-19 | 0 | 0 | 0 | 0 | -6.6845 | -6.6845 | 2546.5205 | 19047.9734 |  | 0
1966-04-20 | 0 | 0 | 0 | 0 | -6.6845 | -6.6845 | 2539.836 | 18997.9733 |  | 0
1966-04-21 | 0 | 0 | 0 | 0 | -6.6845 | -6.6845 | 2533.1515 | 18947.9733 |  | 0
1966-04-22 | 0 | 0 | 0 | 0 | -6.6845 | -6.6845 | 2526.467 | 18897.9732 |  | 0
1966-04-23 | 0 | 0 | 0 | 0 | -6.6845 | -6.6845 | 2519.7825 | 18847.9732 |  | 0
1966-04-24 | 0.043333 | 108.9955 | 3.6551 | 3.6551 | 98.6559 | 98.6559 | 2618.4384 | 19585.9192 |  | 0
1966-04-25 | 0 | 0 | 0 | 0 | -6.6845 | -6.6845 | 2611.7539 | 19535.9191 |  | 0
1966-04-26 | 0 | 0 | 0 | 0 | -6.6845 | -6.6845 | 2605.0694 | 19485.9191 |  | 0
1966-04-27 | 0 | 0 | 0 | 0 | -6.6845 | -6.6845 | 2598.3849 | 19435.919 |  | 0
1966-04-28 | 0 | 0 | 0 | 0 | -6.6845 | -6.6845 | 2591.7004 | 19385.919 |  | 0
1966-04-29 | 0 | 0 | 0 | 0 | -6.6845 | -6.6845 | 2585.0159 | 19335.9189 |  | 0
1966-04-30 | 0.005 | 12.5764 | 3.6551 | 3.6551 | 2.2368 | 2.2368 | 2587.2527 | 19352.6503 |  | 0
1966-05-01 | 0 | 0 | 0 | 0 | -6.6845 | -6.6845 | 2580.5682 | 19302.6503 |  | 0
1966-05-02 | 0 | 0 | 0 | 0 | -6.6845 | -6.6845 | 2573.8837 | 19252.6502 |  | 0
1966-05-03 | 0.0025 | 6.2882 | 3.6551 | 3.6551 | -4.0514 | -4.0514 | 2569.8323 | 19222.3459 |  | 0
1966-05-04 | 0 | 0 | 0 | 0 | -6.6845 | -6.6845 | 2563.1478 | 19172.3458 |  | 0
1966-05-05 | 0 | 0 | 0 | 0 | -6.6845 | -6.6845 | 2556.4633 | 19122.3457 |  | 0
1966-05-06 | 0 | 0 | 0 | 0 | -6.6845 | -6.6845 | 2549.7788 | 19072.3457 |  | 0
1966-05-07 | 0 | 0 | 0 | 0 | -6.6845 | -6.6845 | 2543.0943 | 19022.3456 |  | 0
1966-05-08 | 0 | 0 | 0 | 0 | -6.6845 | -6.6845 | 2536.4098 | 18972.3456 |  | 0
1966-05-09 | 0 | 0 | 0 | 0 | -6.6845 | -6.6845 | 2529.7253 | 18922.3455 |  | 0
1966-05-10 | 0 | 0 | 0 | 0 | -6.6845 | -6.6845 | 2523.0408 | 18872.3454 |  | 0
1966-05-11 | 0 | 0 | 0 | 0 | -6.6845 | -6.6845 | 2516.3563 | 18822.3454 |  | 0
1966-05-12 | 0 | 0 | 0 | 0 | -6.6845 | -6.6845 | 2509.6718 | 18772.3453 |  | 0
1966-05-13 | 0 | 0 | 0 | 0 | -6.6845 | -6.6845 | 2502.9873 | 18722.3453 |  | 0
1966-05-14 | 0 | 0 | 0 | 0 | -6.6845 | -6.6845 | 2496.3028 | 18672.3452 |  | 0
1966-05-15 | 0 | 0 | 0 | 0 | -6.6845 | -6.6845 | 2489.6183 | 18622.3451 |  | 0
1966-05-16 | 0 | 0 | 0 | 0 | -6.6845 | -6.6845 | 2482.9338 | 18572.3451 |  | 0
1966-05-17 | 0 | 0 | 0 | 0 | -6.6845 | -6.6845 | 2476.2493 | 18522.345 |  | 0
1966-05-18 | 0 | 0 | 0 | 0 | -6.6845 | -6.6845 | 2469.5648 | 18472.345 |  | 0
1966-05-19 | 0.0041667 | 10.4803 | 3.6551 | 3.6551 | 0.14075 | 0.14075 | 2469.7056 | 18473.3978 |  | 0
1966-05-20 | 0 | 0 | 0 | 0 | -6.6845 | -6.6845 | 2463.0211 | 18423.3977 |  | 0
1966-05-21 | 0 | 0 | 0 | 0 | -6.6845 | -6.6845 | 2456.3366 | 18373.3977 |  | 0
1966-05-22 | 0 | 0 | 0 | 0 | -6.6845 | -6.6845 | 2449.6521 | 18323.3976 |  | 0
1966-05-23 | 0 | 0 | 0 | 0 | -6.6845 | -6.6845 | 2442.9676 | 18273.3976 |  | 0
1966-05-24 | 0 | 0 | 0 | 0 | -6.6845 | -6.6845 | 2436.2831 | 18223.3975 |  | 0
1966-05-25 | 0 | 0 | 0 | 0 | -6.6845 | -6.6845 | 2429.5986 | 18173.3974 |  | 0
1966-05-26 | 0 | 0 | 0 | 0 | -6.6845 | -6.6845 | 2422.9141 | 18123.3974 |  | 0
1966-05-27 | 0 | 0 | 0 | 0 | -6.6845 | -6.6845 | 2416.2296 | 18073.3973 |  | 0
1966-05-28 | 0 | 0 | 0 | 0 | -6.6845 | -6.6845 | 2409.5451 | 18023.3973 |  | 0
1966-05-29 | 0 | 0 | 0 | 0 | -6.6845 | -6.6845 | 2402.8606 | 17973.3972 |  | 0
1966-05-30 | 0 | 0 | 0 | 0 | -6.6845 | -6.6845 | 2396.1761 | 17923.3971 |  | 0
1966-05-31 | 0 | 0 | 0 | 0 | -6.6845 | -6.6845 | 2389.4916 | 17873.3971 |  | 0
1966-06-01 | 0 | 0 | 0 | 0 | -6.6845 | -6.6845 | 2382.8071 | 17823.397 |  | 0
1966-06-02 | 0 | 0 | 0 | 0 | -6.6845 | -6.6845 | 2376.1226 | 17773.397 |  | 0
1966-06-03 | 0 | 0 | 0 | 0 | -6.6845 | -6.6845 | 2369.4381 | 17723.3969 |  | 0
1966-06-04 | 0 | 0 | 0 | 0 | -6.6845 | -6.6845 | 2362.7536 | 17673.3968 |  | 0
1966-06-05 | 0 | 0 | 0 | 0 | -6.6845 | -6.6845 | 2356.0691 | 17623.3968 |  | 0
1966-06-06 | 0 | 0 | 0 | 0 | -6.6845 | -6.6845 | 2349.3846 | 17573.3967 |  | 0
1966-06-07 | 0 | 0 | 0 | 0 | -6.6845 | -6.6845 | 2342.7001 | 17523.3967 |  | 0
1966-06-08 | 0 | 0 | 0 | 0 | -6.6845 | -6.6845 | 2336.0156 | 17473.3966 |  | 0
1966-06-09 | 0.074167 | 186.5499 | 3.6551 | 3.6551 | 176.2104 | 176.2104 | 2512.2259 | 18791.45 |  | 0
1966-06-10 | 0 | 0 | 0 | 0 | -6.6845 | -6.6845 | 2505.5414 | 18741.45 |  | 0
1966-06-11 | 0.0625 | 157.205 | 3.6551 | 3.6551 | 146.8654 | 146.8654 | 2652.4069 | 19840.0033 |  | 0
1966-06-12 | 0.044167 | 111.0915 | 3.6551 | 3.6551 | 100.752 | 100.752 | 2753.1588 | 20593.6279 |  | 0
1966-06-13 | 0 | 0 | 0 | 0 | -6.6845 | -6.6845 | 2746.4743 | 20543.6279 |  | 0
1966-06-14 | 0 | 0 | 0 | 0 | -6.6845 | -6.6845 | 2739.7898 | 20493.6278 |  | 0
1966-06-15 | 0 | 0 | 0 | 0 | -6.6845 | -6.6845 | 2733.1053 | 20443.6278 |  | 0
1966-06-16 | 0 | 0 | 0 | 0 | -6.6845 | -6.6845 | 2726.4208 | 20393.6277 |  | 0
1966-06-17 | 0.0066667 | 16.7685 | 3.6551 | 3.6551 | 6.429 | 6.429 | 2732.8498 | 20441.7163 |  | 0
1966-06-18 | 0 | 0 | 0 | 0 | -6.6845 | -6.6845 | 2726.1653 | 20391.7162 |  | 0
1966-06-19 | 0 | 0 | 0 | 0 | -6.6845 | -6.6845 | 2719.4808 | 20341.7161 |  | 0
1966-06-20 | 0.0275 | 69.1702 | 3.6551 | 3.6551 | 58.8306 | 58.8306 | 2778.3114 | 20781.7692 |  | 0
1966-06-21 | 0.135 | 339.5628 | 3.6551 | 3.6551 | 329.2232 | 329.2232 | 3107.5346 | 23244.3589 |  | 0
1966-06-22 | 0 | 0 | 0 | 0 | -6.6845 | -6.6845 | 3100.8501 | 23194.3588 |  | 0
1966-06-23 | 0 | 0 | 0 | 0 | -6.6845 | -6.6845 | 3094.1656 | 23144.3587 |  | 0
1966-06-24 | 0 | 0 | 0 | 0 | -6.6845 | -6.6845 | 3087.4811 | 23094.3587 |  | 0
1966-06-25 | 0 | 0 | 0 | 0 | -6.6845 | -6.6845 | 3080.7966 | 23044.3586 |  | 0
1966-06-26 | 0.014167 | 35.6331 | 3.6551 | 3.6551 | 25.2936 | 25.2936 | 3106.0902 | 23233.5544 |  | 0
1966-06-27 | 0 | 0 | 0 | 0 | -6.6845 | -6.6845 | 3099.4057 | 23183.5543 |  | 0
1966-06-28 | 0 | 0 | 0 | 0 | -6.6845 | -6.6845 | 3092.7212 | 23133.5543 |  | 0
1966-06-29 | 0 | 0 | 0 | 0 | -6.6845 | -6.6845 | 3086.0367 | 23083.5542 |  | 0
1966-06-30 | 0.09 | 226.3752 | 3.6551 | 3.6551 | 216.0356 | 216.0356 | 3302.0723 | 24699.5007 |  | 0
1966-07-01 | 0 | 0 | 0 | 0 | -6.6845 | -6.6845 | 3295.3878 | 24649.5006 |  | 0
1966-07-02 | 0 | 0 | 0 | 0 | -6.6845 | -6.6845 | 3288.7033 | 24599.5005 |  | 0
1966-07-03 | 0 | 0 | 0 | 0 | -6.6845 | -6.6845 | 3282.0188 | 24549.5005 |  | 0
1966-07-04 | 0 | 0 | 0 | 0 | -6.6845 | -6.6845 | 3275.3343 | 24499.5004 |  | 0
1966-07-05 | 0.0025 | 6.2882 | 3.6551 | 3.6551 | -4.0514 | -4.0514 | 3271.2829 | 24469.1961 |  | 0
1966-07-06 | 0 | 0 | 0 | 0 | -6.6845 | -6.6845 | 3264.5984 | 24419.196 |  | 0
1966-07-07 | 0.010833 | 27.2489 | 3.6551 | 3.6551 | 16.9093 | 16.9093 | 3281.5077 | 24545.6775 |  | 0
1966-07-08 | 0 | 0 | 0 | 0 | -6.6845 | -6.6845 | 3274.8232 | 24495.6774 |  | 0
1966-07-09 | 0 | 0 | 0 | 0 | -6.6845 | -6.6845 | 3268.1387 | 24445.6774 |  | 0
1966-07-10 | 0.0375 | 94.323 | 3.6551 | 3.6551 | 83.9834 | 83.9834 | 3352.1221 | 25073.8734 |  | 0
1966-07-11 | 0 | 0 | 0 | 0 | -6.6845 | -6.6845 | 3345.4376 | 25023.8733 |  | 0
1966-07-12 | 0 | 0 | 0 | 0 | -6.6845 | -6.6845 | 3338.7531 | 24973.8732 |  | 0
1966-07-13 | 0 | 0 | 0 | 0 | -6.6845 | -6.6845 | 3332.0686 | 24923.8732 |  | 0
1966-07-14 | 0 | 0 | 0 | 0 | -6.6845 | -6.6845 | 3325.3841 | 24873.8731 |  | 0
1966-07-15 | 0 | 0 | 0 | 0 | -6.6845 | -6.6845 | 3318.6996 | 24823.8731 |  | 0
1966-07-16 | 0 | 0 | 0 | 0 | -6.6845 | -6.6845 | 3312.0151 | 24773.873 |  | 0
1966-07-17 | 0 | 0 | 0 | 0 | -6.6845 | -6.6845 | 3305.3306 | 24723.8729 |  | 0
1966-07-18 | 0 | 0 | 0 | 0 | -6.6845 | -6.6845 | 3298.6461 | 24673.8729 |  | 0
1966-07-19 | 0 | 0 | 0 | 0 | -6.6845 | -6.6845 | 3291.9616 | 24623.8728 |  | 0
1966-07-20 | 0.00083333 | 2.0961 | 3.6551 | 2.0961 | -6.6845 | -6.6845 | 3285.2771 | 24573.8728 |  | 0
1966-07-21 | 0 | 0 | 0 | 0 | -6.6845 | -6.6845 | 3278.5926 | 24523.8727 |  | 0
1966-07-22 | 0 | 0 | 0 | 0 | -6.6845 | -6.6845 | 3271.9081 | 24473.8726 |  | 0
1966-07-23 | 0 | 0 | 0 | 0 | -6.6845 | -6.6845 | 3265.2236 | 24423.8726 |  | 0
1966-07-24 | 0 | 0 | 0 | 0 | -6.6845 | -6.6845 | 3258.5391 | 24373.8725 |  | 0
1966-07-25 | 0 | 0 | 0 | 0 | -6.6845 | -6.6845 | 3251.8546 | 24323.8725 |  | 0
1966-07-26 | 0 | 0 | 0 | 0 | -6.6845 | -6.6845 | 3245.1701 | 24273.8724 |  | 0
1966-07-27 | 0.0091667 | 23.0567 | 3.6551 | 3.6551 | 12.7172 | 12.7172 | 3257.8873 | 24368.9967 |  | 0
1966-07-28 | 0 | 0 | 0 | 0 | -6.6845 | -6.6845 | 3251.2028 | 24318.9966 |  | 0
1966-07-29 | 0 | 0 | 0 | 0 | -6.6845 | -6.6845 | 3244.5183 | 24268.9966 |  | 0
1966-07-30 | 0 | 0 | 0 | 0 | -6.6845 | -6.6845 | 3237.8338 | 24218.9965 |  | 0
1966-07-31 | 0.0016667 | 4.1921 | 3.6551 | 3.6551 | -6.1474 | -6.1474 | 3231.6863 | 24173.0136 |  | 0
1966-08-01 | 0 | 0 | 0 | 0 | -6.6845 | -6.6845 | 3225.0018 | 24123.0136 |  | 0
1966-08-02 | 0 | 0 | 0 | 0 | -6.6845 | -6.6845 | 3218.3173 | 24073.0135 |  | 0
1966-08-03 | 0.12917 | 324.8903 | 3.6551 | 3.6551 | 314.5508 | 314.5508 | 3532.8681 | 26425.8531 |  | 0
1966-08-04 | 0 | 0 | 0 | 0 | -6.6845 | -6.6845 | 3526.1836 | 26375.8531 |  | 0
1966-08-05 | 0.015 | 37.7292 | 3.6551 | 3.6551 | 27.3896 | 27.3896 | 3553.5732 | 26580.7274 |  | 0
1966-08-06 | 0.016667 | 41.9213 | 3.6551 | 3.6551 | 31.5818 | 31.5818 | 3585.1549 | 26816.9589 |  | 0
1966-08-07 | 0 | 0 | 0 | 0 | -6.6845 | -6.6845 | 3578.4704 | 26766.9589 |  | 0
1966-08-08 | 0 | 0 | 0 | 0 | -6.6845 | -6.6845 | 3571.7859 | 26716.9588 |  | 0
1966-08-09 | 0 | 0 | 0 | 0 | -6.6845 | -6.6845 | 3565.1014 | 26666.9588 |  | 0
1966-08-10 | 0.010833 | 27.2489 | 3.6551 | 3.6551 | 16.9093 | 16.9093 | 3582.0107 | 26793.4402 |  | 0
1966-08-11 | 0 | 0 | 0 | 0 | -6.6845 | -6.6845 | 3575.3262 | 26743.4402 |  | 0
1966-08-12 | 0.0075 | 18.8646 | 3.6551 | 3.6551 | 8.525 | 8.525 | 3583.8512 | 26807.2073 |  | 0
1966-08-13 | 0 | 0 | 0 | 0 | -6.6845 | -6.6845 | 3577.1667 | 26757.2072 |  | 0
1966-08-14 | 0 | 0 | 0 | 0 | -6.6845 | -6.6845 | 3570.4822 | 26707.2072 |  | 0
1966-08-15 | 0.0091667 | 23.0567 | 3.6551 | 3.6551 | 12.7172 | 12.7172 | 3583.1994 | 26802.3315 |  | 0
1966-08-16 | 0 | 0 | 0 | 0 | -6.6845 | -6.6845 | 3576.5149 | 26752.3314 |  | 0
1966-08-17 | 0 | 0 | 0 | 0 | -6.6845 | -6.6845 | 3569.8304 | 26702.3314 |  | 0
1966-08-18 | 0 | 0 | 0 | 0 | -6.6845 | -6.6845 | 3563.1459 | 26652.3313 |  | 0
1966-08-19 | 0.016667 | 41.9213 | 3.6551 | 3.6551 | 31.5818 | 31.5818 | 3594.7277 | 26888.5628 |  | 0
1966-08-20 | 0.013333 | 33.5371 | 3.6551 | 3.6551 | 23.1975 | 23.1975 | 3617.9251 | 27062.08 |  | 0
1966-08-21 | 0.015833 | 39.8253 | 3.6551 | 3.6551 | 29.4857 | 29.4857 | 3647.4108 | 27282.633 |  | 0
1966-08-22 | 0.2375 | 597.379 | 3.6551 | 3.6551 | 587.0394 | 587.0394 | 4003.7455 | 29948.0163 |  | 224.0202
1966-08-23 | 0 | 0 | 0 | 0 | -6.6845 | -6.6845 | 3997.061 | 29898.0163 |  | 0
1966-08-24 | 0.034167 | 85.9387 | 3.6551 | 3.6551 | 75.5992 | 75.5992 | 4003.7455 | 29948.0163 |  | 62.2302
1966-08-25 | 0.0125 | 31.441 | 3.6551 | 3.6551 | 21.1014 | 21.1014 | 4003.7455 | 29948.0163 |  | 14.4169
1966-08-26 | 0 | 0 | 0 | 0 | -6.6845 | -6.6845 | 3997.061 | 29898.0163 |  | 0
1966-08-27 | 0 | 0 | 0 | 0 | -6.6845 | -6.6845 | 3990.3765 | 29848.0162 |  | 0
1966-08-28 | 0 | 0 | 0 | 0 | -6.6845 | -6.6845 | 3983.692 | 29798.0162 |  | 0
1966-08-29 | 0 | 0 | 0 | 0 | -6.6845 | -6.6845 | 3977.0075 | 29748.0161 |  | 0
1966-08-30 | 0 | 0 | 0 | 0 | -6.6845 | -6.6845 | 3970.323 | 29698.016 |  | 0
1966-08-31 | 0.005 | 12.5764 | 3.6551 | 3.6551 | 2.2368 | 2.2368 | 3972.5598 | 29714.7475 |  | 0
1966-09-01 | 0.05 | 125.764 | 3.6551 | 3.6551 | 115.4244 | 115.4244 | 4003.7455 | 29948.0163 |  | 77.5542
1966-09-02 | 0.0025 | 6.2882 | 3.6551 | 3.6551 | -4.0514 | -4.0514 | 3999.6941 | 29917.712 |  | 0
1966-09-03 | 0 | 0 | 0 | 0 | -6.6845 | -6.6845 | 3993.0096 | 29867.712 |  | 0
1966-09-04 | 0 | 0 | 0 | 0 | -6.6845 | -6.6845 | 3986.3251 | 29817.7119 |  | 0
1966-09-05 | 0 | 0 | 0 | 0 | -6.6845 | -6.6845 | 3979.6406 | 29767.7118 |  | 0
1966-09-06 | 0 | 0 | 0 | 0 | -6.6845 | -6.6845 | 3972.9561 | 29717.7118 |  | 0
1966-09-07 | 0 | 0 | 0 | 0 | -6.6845 | -6.6845 | 3966.2716 | 29667.7117 |  | 0
1966-09-08 | 0.01 | 25.1528 | 3.6551 | 3.6551 | 14.8132 | 14.8132 | 3981.0848 | 29778.5146 |  | 0
1966-09-09 | 0.025833 | 64.9781 | 3.6551 | 3.6551 | 54.6385 | 54.6385 | 4003.7455 | 29948.0163 |  | 25.2933
1966-09-10 | 0 | 0 | 0 | 0 | -6.6845 | -6.6845 | 3997.061 | 29898.0163 |  | 0
1966-09-11 | 0 | 0 | 0 | 0 | -6.6845 | -6.6845 | 3990.3765 | 29848.0162 |  | 0
1966-09-12 | 0 | 0 | 0 | 0 | -6.6845 | -6.6845 | 3983.692 | 29798.0162 |  | 0
1966-09-13 | 0 | 0 | 0 | 0 | -6.6845 | -6.6845 | 3977.0075 | 29748.0161 |  | 0
1966-09-14 | 0 | 0 | 0 | 0 | -6.6845 | -6.6845 | 3970.323 | 29698.016 |  | 0
1966-09-15 | 0.0175 | 44.0174 | 3.6551 | 3.6551 | 33.6778 | 33.6778 | 4004.0008 | 29949.9261 |  | 0
1966-09-16 | 0.0058333 | 14.6725 | 3.6551 | 3.6551 | 4.3329 | 4.3329 | 4008.3337 | 29982.3361 |  | 0
1966-09-17 | 0 | 0 | 0 | 0 | -6.6845 | -6.6845 | 4001.6492 | 29932.3361 |  | 0
1966-09-18 | 0.00083333 | 2.0961 | 3.6551 | 2.0961 | -6.6845 | -6.6845 | 3994.9647 | 29882.336 |  | 0
1966-09-19 | 0.029167 | 73.3623 | 3.6551 | 3.6551 | 63.0228 | 63.0228 | 4003.7455 | 29948.0163 |  | 47.5575
1966-09-20 | 0 | 0 | 0 | 0 | -6.6845 | -6.6845 | 3997.061 | 29898.0163 |  | 0
1966-09-21 | 0 | 0 | 0 | 0 | -6.6845 | -6.6845 | 3990.3765 | 29848.0162 |  | 0
1966-09-22 | 0 | 0 | 0 | 0 | -6.6845 | -6.6845 | 3983.692 | 29798.0162 |  | 0
1966-09-23 | 0 | 0 | 0 | 0 | -6.6845 | -6.6845 | 3977.0075 | 29748.0161 |  | 0
1966-09-24 | 0 | 0 | 0 | 0 | -6.6845 | -6.6845 | 3970.323 | 29698.016 |  | 0
1966-09-25 | 0 | 0 | 0 | 0 | -6.6845 | -6.6845 | 3963.6385 | 29648.016 |  | 0
1966-09-26 | 0 | 0 | 0 | 0 | -6.6845 | -6.6845 | 3956.954 | 29598.0159 |  | 0
1966-09-27 | 0 | 0 | 0 | 0 | -6.6845 | -6.6845 | 3950.2695 | 29548.0159 |  | 0
1966-09-28 | 0 | 0 | 0 | 0 | -6.6845 | -6.6845 | 3943.585 | 29498.0158 |  | 0
1966-09-29 | 0.0025 | 6.2882 | 3.6551 | 3.6551 | -4.0514 | -4.0514 | 3939.5336 | 29467.7115 |  | 0
1966-09-30 | 0 | 0 | 0 | 0 | -6.6845 | -6.6845 | 3932.8491 | 29417.7114 |  | 0
1966-10-01 | 0 | 0 | 0 | 0 | -6.6845 | -6.6845 | 3926.1646 | 29367.7114 |  | 0
1966-10-02 | 0 | 0 | 0 | 0 | -6.6845 | -6.6845 | 3919.4801 | 29317.7113 |  | 0
1966-10-03 | 0 | 0 | 0 | 0 | -6.6845 | -6.6845 | 3912.7956 | 29267.7112 |  | 0
1966-10-04 | 0.041667 | 104.8033 | 3.6551 | 3.6551 | 94.4638 | 94.4638 | 4007.2594 | 29974.3001 |  | 0
1966-10-05 | 0.1 | 251.528 | 3.6551 | 3.6551 | 241.1884 | 241.1884 | 4003.7455 | 29948.0163 |  | 238.0178
1966-10-06 | 0.0475 | 119.4758 | 3.6551 | 3.6551 | 109.1362 | 109.1362 | 4003.7455 | 29948.0163 |  | 102.4517
1966-10-07 | 0.020833 | 52.4017 | 3.6551 | 3.6551 | 42.0621 | 42.0621 | 4003.7455 | 29948.0163 |  | 35.3776
1966-10-08 | 0.035 | 88.0348 | 3.6551 | 3.6551 | 77.6952 | 77.6952 | 4003.7455 | 29948.0163 |  | 71.0107
1966-10-09 | 0 | 0 | 0 | 0 | -6.6845 | -6.6845 | 3997.061 | 29898.0163 |  | 0
1966-10-10 | 0 | 0 | 0 | 0 | -6.6845 | -6.6845 | 3990.3765 | 29848.0162 |  | 0
1966-10-11 | 0 | 0 | 0 | 0 | -6.6845 | -6.6845 | 3983.692 | 29798.0162 |  | 0
1966-10-12 | 0 | 0 | 0 | 0 | -6.6845 | -6.6845 | 3977.0075 | 29748.0161 |  | 0
1966-10-13 | 0 | 0 | 0 | 0 | -6.6845 | -6.6845 | 3970.323 | 29698.016 |  | 0
1966-10-14 | 0 | 0 | 0 | 0 | -6.6845 | -6.6845 | 3963.6385 | 29648.016 |  | 0
1966-10-15 | 0 | 0 | 0 | 0 | -6.6845 | -6.6845 | 3956.954 | 29598.0159 |  | 0
1966-10-16 | 0 | 0 | 0 | 0 | -6.6845 | -6.6845 | 3950.2695 | 29548.0159 |  | 0
1966-10-17 | 0 | 0 | 0 | 0 | -6.6845 | -6.6845 | 3943.585 | 29498.0158 |  | 0
1966-10-18 | 0 | 0 | 0 | 0 | -6.6845 | -6.6845 | 3936.9005 | 29448.0157 |  | 0
1966-10-19 | 0 | 0 | 0 | 0 | -6.6845 | -6.6845 | 3930.216 | 29398.0157 |  | 0
1966-10-20 | 0 | 0 | 0 | 0 | -6.6845 | -6.6845 | 3923.5315 | 29348.0156 |  | 0
1966-10-21 | 0 | 0 | 0 | 0 | -6.6845 | -6.6845 | 3916.847 | 29298.0156 |  | 0
1966-10-22 | 0 | 0 | 0 | 0 | -6.6845 | -6.6845 | 3910.1625 | 29248.0155 |  | 0
1966-10-23 | 0 | 0 | 0 | 0 | -6.6845 | -6.6845 | 3903.478 | 29198.0154 |  | 0
1966-10-24 | 0 | 0 | 0 | 0 | -6.6845 | -6.6845 | 3896.7935 | 29148.0154 |  | 0
1966-10-25 | 0 | 0 | 0 | 0 | -6.6845 | -6.6845 | 3890.109 | 29098.0153 |  | 0
1966-10-26 | 0 | 0 | 0 | 0 | -6.6845 | -6.6845 | 3883.4245 | 29048.0153 |  | 0
1966-10-27 | 0 | 0 | 0 | 0 | -6.6845 | -6.6845 | 3876.74 | 28998.0152 |  | 0
1966-10-28 | 0 | 0 | 0 | 0 | -6.6845 | -6.6845 | 3870.0555 | 28948.0151 |  | 0
1966-10-29 | 0 | 0 | 0 | 0 | -6.6845 | -6.6845 | 3863.371 | 28898.0151 |  | 0
1966-10-30 | 0 | 0 | 0 | 0 | -6.6845 | -6.6845 | 3856.6865 | 28848.015 |  | 0
1966-10-31 | 0 | 0 | 0 | 0 | -6.6845 | -6.6845 | 3850.002 | 28798.015 |  | 0
1966-11-01 | 0 | 0 | 0 | 0 | -6.6845 | -6.6845 | 3843.3175 | 28748.0149 |  | 0
1966-11-02 | 0 | 0 | 0 | 0 | -6.6845 | -6.6845 | 3836.633 | 28698.0148 |  | 0
1966-11-03 | 0 | 0 | 0 | 0 | -6.6845 | -6.6845 | 3829.9485 | 28648.0148 |  | 0
1966-11-04 | 0 | 0 | 0 | 0 | -6.6845 | -6.6845 | 3823.264 | 28598.0147 |  | 0
1966-11-05 | 0 | 0 | 0 | 0 | -6.6845 | -6.6845 | 3816.5795 | 28548.0147 |  | 0
1966-11-06 | 0 | 0 | 0 | 0 | -6.6845 | -6.6845 | 3809.895 | 28498.0146 |  | 0
1966-11-07 | 0 | 0 | 0 | 0 | -6.6845 | -6.6845 | 3803.2105 | 28448.0145 |  | 0
1966-11-08 | 0 | 0 | 0 | 0 | -6.6845 | -6.6845 | 3796.526 | 28398.0145 |  | 0
1966-11-09 | 0 | 0 | 0 | 0 | -6.6845 | -6.6845 | 3789.8415 | 28348.0144 |  | 0
1966-11-10 | 0 | 0 | 0 | 0 | -6.6845 | -6.6845 | 3783.157 | 28298.0144 |  | 0
1966-11-11 | 0 | 0 | 0 | 0 | -6.6845 | -6.6845 | 3776.4725 | 28248.0143 |  | 0
1966-11-12 | 0 | 0 | 0 | 0 | -6.6845 | -6.6845 | 3769.788 | 28198.0142 |  | 0
1966-11-13 | 0 | 0 | 0 | 0 | -6.6845 | -6.6845 | 3763.1035 | 28148.0142 |  | 0
1966-11-14 | 0 | 0 | 0 | 0 | -6.6845 | -6.6845 | 3756.419 | 28098.0141 |  | 0
1966-11-15 | 0 | 0 | 0 | 0 | -6.6845 | -6.6845 | 3749.7345 | 28048.0141 |  | 0
1966-11-16 | 0 | 0 | 0 | 0 | -6.6845 | -6.6845 | 3743.05 | 27998.014 |  | 0
1966-11-17 | 0 | 0 | 0 | 0 | -6.6845 | -6.6845 | 3736.3655 | 27948.0139 |  | 0
1966-11-18 | 0 | 0 | 0 | 0 | -6.6845 | -6.6845 | 3729.681 | 27898.0139 |  | 0
1966-11-19 | 0 | 0 | 0 | 0 | -6.6845 | -6.6845 | 3722.9965 | 27848.0138 |  | 0
1966-11-20 | 0 | 0 | 0 | 0 | -6.6845 | -6.6845 | 3716.312 | 27798.0138 |  | 0
1966-11-21 | 0 | 0 | 0 | 0 | -6.6845 | -6.6845 | 3709.6275 | 27748.0137 |  | 0
1966-11-22 | 0 | 0 | 0 | 0 | -6.6845 | -6.6845 | 3702.943 | 27698.0136 |  | 0
1966-11-23 | 0 | 0 | 0 | 0 | -6.6845 | -6.6845 | 3696.2585 | 27648.0136 |  | 0
1966-11-24 | 0 | 0 | 0 | 0 | -6.6845 | -6.6845 | 3689.574 | 27598.0135 |  | 0
1966-11-25 | 0 | 0 | 0 | 0 | -6.6845 | -6.6845 | 3682.8895 | 27548.0135 |  | 0
1966-11-26 | 0 | 0 | 0 | 0 | -6.6845 | -6.6845 | 3676.205 | 27498.0134 |  | 0
1966-11-27 | 0 | 0 | 0 | 0 | -6.6845 | -6.6845 | 3669.5205 | 27448.0133 |  | 0
1966-11-28 | 0 | 0 | 0 | 0 | -6.6845 | -6.6845 | 3662.836 | 27398.0133 |  | 0
1966-11-29 | 0 | 0 | 0 | 0 | -6.6845 | -6.6845 | 3656.1515 | 27348.0132 |  | 0
1966-11-30 | 0 | 0 | 0 | 0 | -6.6845 | -6.6845 | 3649.467 | 27298.0132 |  | 0
1966-12-01 | 0 | 0 | 0 | 0 | -6.6845 | -6.6845 | 3642.7825 | 27248.0131 |  | 0
1966-12-02 | 0 | 0 | 0 | 0 | -6.6845 | -6.6845 | 3636.098 | 27198.013 |  | 0
1966-12-03 | 0 | 0 | 0 | 0 | -6.6845 | -6.6845 | 3629.4135 | 27148.013 |  | 0
1966-12-04 | 0 | 0 | 0 | 0 | -6.6845 | -6.6845 | 3622.729 | 27098.0129 |  | 0
1966-12-05 | 0 | 0 | 0 | 0 | -6.6845 | -6.6845 | 3616.0445 | 27048.0129 |  | 0
1966-12-06 | 0 | 0 | 0 | 0 | -6.6845 | -6.6845 | 3609.36 | 26998.0128 |  | 0
1966-12-07 | 0 | 0 | 0 | 0 | -6.6845 | -6.6845 | 3602.6755 | 26948.0127 |  | 0
1966-12-08 | 0 | 0 | 0 | 0 | -6.6845 | -6.6845 | 3595.991 | 26898.0127 |  | 0
1966-12-09 | 0 | 0 | 0 | 0 | -6.6845 | -6.6845 | 3589.3065 | 26848.0126 |  | 0
1966-12-10 | 0 | 0 | 0 | 0 | -6.6845 | -6.6845 | 3582.622 | 26798.0126 |  | 0
1966-12-11 | 0 | 0 | 0 | 0 | -6.6845 | -6.6845 | 3575.9375 | 26748.0125 |  | 0
1966-12-12 | 0 | 0 | 0 | 0 | -6.6845 | -6.6845 | 3569.253 | 26698.0124 |  | 0
1966-12-13 | 0 | 0 | 0 | 0 | -6.6845 | -6.6845 | 3562.5685 | 26648.0124 |  | 0
1966-12-14 | 0 | 0 | 0 | 0 | -6.6845 | -6.6845 | 3555.884 | 26598.0123 |  | 0
1966-12-15 | 0 | 0 | 0 | 0 | -6.6845 | -6.6845 | 3549.1995 | 26548.0123 |  | 0
1966-12-16 | 0 | 0 | 0 | 0 | -6.6845 | -6.6845 | 3542.515 | 26498.0122 |  | 0
1966-12-17 | 0 | 0 | 0 | 0 | -6.6845 | -6.6845 | 3535.8305 | 26448.0121 |  | 0
1966-12-18 | 0 | 0 | 0 | 0 | -6.6845 | -6.6845 | 3529.146 | 26398.0121 |  | 0
1966-12-19 | 0 | 0 | 0 | 0 | -6.6845 | -6.6845 | 3522.4615 | 26348.012 |  | 0
1966-12-20 | 0 | 0 | 0 | 0 | -6.6845 | -6.6845 | 3515.777 | 26298.012 |  | 0
1966-12-21 | 0 | 0 | 0 | 0 | -6.6845 | -6.6845 | 3509.0925 | 26248.0119 |  | 0
1966-12-22 | 0 | 0 | 0 | 0 | -6.6845 | -6.6845 | 3502.408 | 26198.0118 |  | 0
1966-12-23 | 0 | 0 | 0 | 0 | -6.6845 | -6.6845 | 3495.7235 | 26148.0118 |  | 0
1966-12-24 | 0 | 0 | 0 | 0 | -6.6845 | -6.6845 | 3489.039 | 26098.0117 |  | 0
1966-12-25 | 0 | 0 | 0 | 0 | -6.6845 | -6.6845 | 3482.3545 | 26048.0117 |  | 0
1966-12-26 | 0 | 0 | 0 | 0 | -6.6845 | -6.6845 | 3475.67 | 25998.0116 |  | 0
1966-12-27 | 0 | 0 | 0 | 0 | -6.6845 | -6.6845 | 3468.9855 | 25948.0115 |  | 0
1966-12-28 | 0 | 0 | 0 | 0 | -6.6845 | -6.6845 | 3462.301 | 25898.0115 |  | 0
1966-12-29 | 0 | 0 | 0 | 0 | -6.6845 | -6.6845 | 3455.6165 | 25848.0114 |  | 0
1966-12-30 | 0 | 0 | 0 | 0 | -6.6845 | -6.6845 | 3448.932 | 25798.0114 |  | 0
1966-12-31 | 0 | 0 | 0 | 0 | -6.6845 | -6.6845 | 3442.2475 | 25748.0113 |  | 0
1967-01-01 | 0 | 0 | 0 | 0 | -6.6845 | -6.6845 | 3435.563 | 25698.0112 |  | 0
1967-01-02 | 0 | 0 | 0 | 0 | -6.6845 | -6.6845 | 3428.8785 | 25648.0112 |  | 0
1967-01-03 | 0 | 0 | 0 | 0 | -6.6845 | -6.6845 | 3422.194 | 25598.0111 |  | 0
1967-01-04 | 0 | 0 | 0 | 0 | -6.6845 | -6.6845 | 3415.5095 | 25548.0111 |  | 0
1967-01-05 | 0 | 0 | 0 | 0 | -6.6845 | -6.6845 | 3408.825 | 25498.011 |  | 0
1967-01-06 | 0 | 0 | 0 | 0 | -6.6845 | -6.6845 | 3402.1405 | 25448.0109 |  | 0
1967-01-07 | 0 | 0 | 0 | 0 | -6.6845 | -6.6845 | 3395.456 | 25398.0109 |  | 0
1967-01-08 | 0 | 0 | 0 | 0 | -6.6845 | -6.6845 | 3388.7715 | 25348.0108 |  | 0
1967-01-09 | 0 | 0 | 0 | 0 | -6.6845 | -6.6845 | 3382.087 | 25298.0108 |  | 0
1967-01-10 | 0 | 0 | 0 | 0 | -6.6845 | -6.6845 | 3375.4025 | 25248.0107 |  | 0
1967-01-11 | 0 | 0 | 0 | 0 | -6.6845 | -6.6845 | 3368.718 | 25198.0106 |  | 0
1967-01-12 | 0 | 0 | 0 | 0 | -6.6845 | -6.6845 | 3362.0335 | 25148.0106 |  | 0
1967-01-13 | 0 | 0 | 0 | 0 | -6.6845 | -6.6845 | 3355.349 | 25098.0105 |  | 0
1967-01-14 | 0 | 0 | 0 | 0 | -6.6845 | -6.6845 | 3348.6645 | 25048.0105 |  | 0
1967-01-15 | 0 | 0 | 0 | 0 | -6.6845 | -6.6845 | 3341.98 | 24998.0104 |  | 0
1967-01-16 | 0 | 0 | 0 | 0 | -6.6845 | -6.6845 | 3335.2955 | 24948.0103 |  | 0
1967-01-17 | 0 | 0 | 0 | 0 | -6.6845 | -6.6845 | 3328.611 | 24898.0103 |  | 0
1967-01-18 | 0 | 0 | 0 | 0 | -6.6845 | -6.6845 | 3321.9265 | 24848.0102 |  | 0
1967-01-19 | 0 | 0 | 0 | 0 | -6.6845 | -6.6845 | 3315.242 | 24798.0102 |  | 0
1967-01-20 | 0 | 0 | 0 | 0 | -6.6845 | -6.6845 | 3308.5575 | 24748.0101 |  | 0
1967-01-21 | 0 | 0 | 0 | 0 | -6.6845 | -6.6845 | 3301.873 | 24698.01 |  | 0
1967-01-22 | 0 | 0 | 0 | 0 | -6.6845 | -6.6845 | 3295.1885 | 24648.01 |  | 0
1967-01-23 | 0 | 0 | 0 | 0 | -6.6845 | -6.6845 | 3288.504 | 24598.0099 |  | 0
1967-01-24 | 0 | 0 | 0 | 0 | -6.6845 | -6.6845 | 3281.8195 | 24548.0099 |  | 0
1967-01-25 | 0 | 0 | 0 | 0 | -6.6845 | -6.6845 | 3275.135 | 24498.0098 |  | 0
1967-01-26 | 0 | 0 | 0 | 0 | -6.6845 | -6.6845 | 3268.4505 | 24448.0097 |  | 0
1967-01-27 | 0 | 0 | 0 | 0 | -6.6845 | -6.6845 | 3261.766 | 24398.0097 |  | 0
1967-01-28 | 0 | 0 | 0 | 0 | -6.6845 | -6.6845 | 3255.0815 | 24348.0096 |  | 0
1967-01-29 | 0 | 0 | 0 | 0 | -6.6845 | -6.6845 | 3248.397 | 24298.0096 |  | 0
1967-01-30 | 0 | 0 | 0 | 0 | -6.6845 | -6.6845 | 3241.7125 | 24248.0095 |  | 0
1967-01-31 | 0 | 0 | 0 | 0 | -6.6845 | -6.6845 | 3235.028 | 24198.0094 |  | 0
1967-02-01 | 0 | 0 | 0 | 0 | -6.6845 | -6.6845 | 3228.3435 | 24148.0094 |  | 0
1967-02-02 | 0 | 0 | 0 | 0 | -6.6845 | -6.6845 | 3221.659 | 24098.0093 |  | 0
1967-02-03 | 0 | 0 | 0 | 0 | -6.6845 | -6.6845 | 3214.9745 | 24048.0093 |  | 0
1967-02-04 | 0 | 0 | 0 | 0 | -6.6845 | -6.6845 | 3208.29 | 23998.0092 |  | 0
1967-02-05 | 0 | 0 | 0 | 0 | -6.6845 | -6.6845 | 3201.6055 | 23948.0091 |  | 0
1967-02-06 | 0 | 0 | 0 | 0 | -6.6845 | -6.6845 | 3194.921 | 23898.0091 |  | 0
1967-02-07 | 0 | 0 | 0 | 0 | -6.6845 | -6.6845 | 3188.2365 | 23848.009 |  | 0
1967-02-08 | 0 | 0 | 0 | 0 | -6.6845 | -6.6845 | 3181.552 | 23798.009 |  | 0
1967-02-09 | 0 | 0 | 0 | 0 | -6.6845 | -6.6845 | 3174.8675 | 23748.0089 |  | 0
1967-02-10 | 0 | 0 | 0 | 0 | -6.6845 | -6.6845 | 3168.183 | 23698.0088 |  | 0
1967-02-11 | 0 | 0 | 0 | 0 | -6.6845 | -6.6845 | 3161.4985 | 23648.0088 |  | 0
1967-02-12 | 0 | 0 | 0 | 0 | -6.6845 | -6.6845 | 3154.814 | 23598.0087 |  | 0
1967-02-13 | 0 | 0 | 0 | 0 | -6.6845 | -6.6845 | 3148.1295 | 23548.0087 |  | 0
1967-02-14 | 0 | 0 | 0 | 0 | -6.6845 | -6.6845 | 3141.445 | 23498.0086 |  | 0
1967-02-15 | 0 | 0 | 0 | 0 | -6.6845 | -6.6845 | 3134.7605 | 23448.0085 |  | 0
1967-02-16 | 0 | 0 | 0 | 0 | -6.6845 | -6.6845 | 3128.076 | 23398.0085 |  | 0
1967-02-17 | 0 | 0 | 0 | 0 | -6.6845 | -6.6845 | 3121.3915 | 23348.0084 |  | 0
1967-02-18 | 0 | 0 | 0 | 0 | -6.6845 | -6.6845 | 3114.707 | 23298.0084 |  | 0
1967-02-19 | 0.005 | 12.5764 | 3.6551 | 3.6551 | 2.2368 | 2.2368 | 3116.9438 | 23314.7398 |  | 0
1967-02-20 | 0 | 0 | 0 | 0 | -6.6845 | -6.6845 | 3110.2593 | 23264.7397 |  | 0
1967-02-21 | 0 | 0 | 0 | 0 | -6.6845 | -6.6845 | 3103.5748 | 23214.7397 |  | 0
1967-02-22 | 0 | 0 | 0 | 0 | -6.6845 | -6.6845 | 3096.8903 | 23164.7396 |  | 0
1967-02-23 | 0 | 0 | 0 | 0 | -6.6845 | -6.6845 | 3090.2058 | 23114.7395 |  | 0
1967-02-24 | 0 | 0 | 0 | 0 | -6.6845 | -6.6845 | 3083.5213 | 23064.7395 |  | 0
1967-02-25 | 0 | 0 | 0 | 0 | -6.6845 | -6.6845 | 3076.8368 | 23014.7394 |  | 0
1967-02-26 | 0 | 0 | 0 | 0 | -6.6845 | -6.6845 | 3070.1523 | 22964.7394 |  | 0
1967-02-27 | 0 | 0 | 0 | 0 | -6.6845 | -6.6845 | 3063.4678 | 22914.7393 |  | 0
1967-02-28 | 0 | 0 | 0 | 0 | -6.6845 | -6.6845 | 3056.7833 | 22864.7392 |  | 0
1967-03-01 | 0 | 0 | 0 | 0 | -6.6845 | -6.6845 | 3050.0988 | 22814.7392 |  | 0
1967-03-02 | 0 | 0 | 0 | 0 | -6.6845 | -6.6845 | 3043.4143 | 22764.7391 |  | 0
1967-03-03 | 0 | 0 | 0 | 0 | -6.6845 | -6.6845 | 3036.7298 | 22714.7391 |  | 0
1967-03-04 | 0 | 0 | 0 | 0 | -6.6845 | -6.6845 | 3030.0453 | 22664.739 |  | 0
1967-03-05 | 0 | 0 | 0 | 0 | -6.6845 | -6.6845 | 3023.3608 | 22614.7389 |  | 0
1967-03-06 | 0 | 0 | 0 | 0 | -6.6845 | -6.6845 | 3016.6763 | 22564.7389 |  | 0
1967-03-07 | 0 | 0 | 0 | 0 | -6.6845 | -6.6845 | 3009.9918 | 22514.7388 |  | 0
1967-03-08 | 0 | 0 | 0 | 0 | -6.6845 | -6.6845 | 3003.3073 | 22464.7388 |  | 0
1967-03-09 | 0 | 0 | 0 | 0 | -6.6845 | -6.6845 | 2996.6228 | 22414.7387 |  | 0
1967-03-10 | 0 | 0 | 0 | 0 | -6.6845 | -6.6845 | 2989.9383 | 22364.7386 |  | 0
1967-03-11 | 0 | 0 | 0 | 0 | -6.6845 | -6.6845 | 2983.2538 | 22314.7386 |  | 0
1967-03-12 | 0 | 0 | 0 | 0 | -6.6845 | -6.6845 | 2976.5693 | 22264.7385 |  | 0
1967-03-13 | 0 | 0 | 0 | 0 | -6.6845 | -6.6845 | 2969.8848 | 22214.7385 |  | 0
1967-03-14 | 0 | 0 | 0 | 0 | -6.6845 | -6.6845 | 2963.2003 | 22164.7384 |  | 0
1967-03-15 | 0 | 0 | 0 | 0 | -6.6845 | -6.6845 | 2956.5158 | 22114.7383 |  | 0
1967-03-16 | 0 | 0 | 0 | 0 | -6.6845 | -6.6845 | 2949.8313 | 22064.7383 |  | 0
1967-03-17 | 0 | 0 | 0 | 0 | -6.6845 | -6.6845 | 2943.1468 | 22014.7382 |  | 0
1967-03-18 | 0 | 0 | 0 | 0 | -6.6845 | -6.6845 | 2936.4623 | 21964.7382 |  | 0
1967-03-19 | 0 | 0 | 0 | 0 | -6.6845 | -6.6845 | 2929.7778 | 21914.7381 |  | 0
1967-03-20 | 0 | 0 | 0 | 0 | -6.6845 | -6.6845 | 2923.0933 | 21864.738 |  | 0
1967-03-21 | 0 | 0 | 0 | 0 | -6.6845 | -6.6845 | 2916.4088 | 21814.738 |  | 0
1967-03-22 | 0.066667 | 167.6853 | 3.6551 | 3.6551 | 157.3458 | 157.3458 | 3073.7546 | 22991.6842 |  | 0
1967-03-23 | 0.053333 | 134.1483 | 3.6551 | 3.6551 | 123.8087 | 123.8087 | 3197.5633 | 23917.7732 |  | 0
1967-03-24 | 0 | 0 | 0 | 0 | -6.6845 | -6.6845 | 3190.8788 | 23867.7731 |  | 0
1967-03-25 | 0 | 0 | 0 | 0 | -6.6845 | -6.6845 | 3184.1943 | 23817.7731 |  | 0
1967-03-26 | 0 | 0 | 0 | 0 | -6.6845 | -6.6845 | 3177.5098 | 23767.773 |  | 0
1967-03-27 | 0 | 0 | 0 | 0 | -6.6845 | -6.6845 | 3170.8253 | 23717.7729 |  | 0
1967-03-28 | 0 | 0 | 0 | 0 | -6.6845 | -6.6845 | 3164.1408 | 23667.7729 |  | 0
1967-03-29 | 0 | 0 | 0 | 0 | -6.6845 | -6.6845 | 3157.4563 | 23617.7728 |  | 0
1967-03-30 | 0 | 0 | 0 | 0 | -6.6845 | -6.6845 | 3150.7718 | 23567.7728 |  | 0
1967-03-31 | 0 | 0 | 0 | 0 | -6.6845 | -6.6845 | 3144.0873 | 23517.7727 |  | 0
1967-04-01 | 0 | 0 | 0 | 0 | -6.6845 | -6.6845 | 3137.4028 | 23467.7726 |  | 0
1967-04-02 | 0 | 0 | 0 | 0 | -6.6845 | -6.6845 | 3130.7183 | 23417.7726 |  | 0
1967-04-03 | 0 | 0 | 0 | 0 | -6.6845 | -6.6845 | 3124.0338 | 23367.7725 |  | 0
1967-04-04 | 0 | 0 | 0 | 0 | -6.6845 | -6.6845 | 3117.3493 | 23317.7725 |  | 0
1967-04-05 | 0 | 0 | 0 | 0 | -6.6845 | -6.6845 | 3110.6648 | 23267.7724 |  | 0
1967-04-06 | 0 | 0 | 0 | 0 | -6.6845 | -6.6845 | 3103.9803 | 23217.7723 |  | 0
1967-04-07 | 0.011667 | 29.3449 | 3.6551 | 3.6551 | 19.0054 | 19.0054 | 3122.9856 | 23359.9324 |  | 0
1967-04-08 | 0.0033333 | 8.3843 | 3.6551 | 3.6551 | -1.9553 | -1.9553 | 3121.0303 | 23345.3066 |  | 0
1967-04-09 | 0 | 0 | 0 | 0 | -6.6845 | -6.6845 | 3114.3458 | 23295.3066 |  | 0
1967-04-10 | 0 | 0 | 0 | 0 | -6.6845 | -6.6845 | 3107.6613 | 23245.3065 |  | 0
1967-04-11 | 0 | 0 | 0 | 0 | -6.6845 | -6.6845 | 3100.9768 | 23195.3065 |  | 0
1967-04-12 | 0 | 0 | 0 | 0 | -6.6845 | -6.6845 | 3094.2923 | 23145.3064 |  | 0
1967-04-13 | 0 | 0 | 0 | 0 | -6.6845 | -6.6845 | 3087.6078 | 23095.3063 |  | 0
1967-04-14 | 0 | 0 | 0 | 0 | -6.6845 | -6.6845 | 3080.9233 | 23045.3063 |  | 0
1967-04-15 | 0 | 0 | 0 | 0 | -6.6845 | -6.6845 | 3074.2388 | 22995.3062 |  | 0
1967-04-16 | 0 | 0 | 0 | 0 | -6.6845 | -6.6845 | 3067.5543 | 22945.3062 |  | 0
1967-04-17 | 0 | 0 | 0 | 0 | -6.6845 | -6.6845 | 3060.8698 | 22895.3061 |  | 0
1967-04-18 | 0 | 0 | 0 | 0 | -6.6845 | -6.6845 | 3054.1853 | 22845.306 |  | 0
1967-04-19 | 0.0016667 | 4.1921 | 3.6551 | 3.6551 | -6.1474 | -6.1474 | 3048.0379 | 22799.3231 |  | 0
1967-04-20 | 0 | 0 | 0 | 0 | -6.6845 | -6.6845 | 3041.3534 | 22749.3231 |  | 0
1967-04-21 | 0 | 0 | 0 | 0 | -6.6845 | -6.6845 | 3034.6689 | 22699.323 |  | 0
1967-04-22 | 0 | 0 | 0 | 0 | -6.6845 | -6.6845 | 3027.9844 | 22649.323 |  | 0
1967-04-23 | 0 | 0 | 0 | 0 | -6.6845 | -6.6845 | 3021.2999 | 22599.3229 |  | 0
1967-04-24 | 0 | 0 | 0 | 0 | -6.6845 | -6.6845 | 3014.6154 | 22549.3228 |  | 0
1967-04-25 | 0 | 0 | 0 | 0 | -6.6845 | -6.6845 | 3007.9309 | 22499.3228 |  | 0
1967-04-26 | 0 | 0 | 0 | 0 | -6.6845 | -6.6845 | 3001.2464 | 22449.3227 |  | 0
1967-04-27 | 0 | 0 | 0 | 0 | -6.6845 | -6.6845 | 2994.5619 | 22399.3227 |  | 0
1967-04-28 | 0 | 0 | 0 | 0 | -6.6845 | -6.6845 | 2987.8774 | 22349.3226 |  | 0
1967-04-29 | 0 | 0 | 0 | 0 | -6.6845 | -6.6845 | 2981.1929 | 22299.3225 |  | 0
1967-04-30 | 0 | 0 | 0 | 0 | -6.6845 | -6.6845 | 2974.5084 | 22249.3225 |  | 0
1967-05-01 | 0 | 0 | 0 | 0 | -6.6845 | -6.6845 | 2967.8239 | 22199.3224 |  | 0
1967-05-02 | 0 | 0 | 0 | 0 | -6.6845 | -6.6845 | 2961.1394 | 22149.3224 |  | 0
1967-05-03 | 0 | 0 | 0 | 0 | -6.6845 | -6.6845 | 2954.4549 | 22099.3223 |  | 0
1967-05-04 | 0 | 0 | 0 | 0 | -6.6845 | -6.6845 | 2947.7704 | 22049.3222 |  | 0
1967-05-05 | 0 | 0 | 0 | 0 | -6.6845 | -6.6845 | 2941.0859 | 21999.3222 |  | 0
1967-05-06 | 0 | 0 | 0 | 0 | -6.6845 | -6.6845 | 2934.4014 | 21949.3221 |  | 0
1967-05-07 | 0 | 0 | 0 | 0 | -6.6845 | -6.6845 | 2927.7169 | 21899.3221 |  | 0
1967-05-08 | 0 | 0 | 0 | 0 | -6.6845 | -6.6845 | 2921.0324 | 21849.322 |  | 0
1967-05-09 | 0 | 0 | 0 | 0 | -6.6845 | -6.6845 | 2914.3479 | 21799.3219 |  | 0
1967-05-10 | 0 | 0 | 0 | 0 | -6.6845 | -6.6845 | 2907.6634 | 21749.3219 |  | 0
1967-05-11 | 0 | 0 | 0 | 0 | -6.6845 | -6.6845 | 2900.9789 | 21699.3218 |  | 0
1967-05-12 | 0 | 0 | 0 | 0 | -6.6845 | -6.6845 | 2894.2944 | 21649.3218 |  | 0
1967-05-13 | 0 | 0 | 0 | 0 | -6.6845 | -6.6845 | 2887.6099 | 21599.3217 |  | 0
1967-05-14 | 0 | 0 | 0 | 0 | -6.6845 | -6.6845 | 2880.9254 | 21549.3216 |  | 0
1967-05-15 | 0 | 0 | 0 | 0 | -6.6845 | -6.6845 | 2874.2409 | 21499.3216 |  | 0
1967-05-16 | 0 | 0 | 0 | 0 | -6.6845 | -6.6845 | 2867.5564 | 21449.3215 |  | 0
1967-05-17 | 0 | 0 | 0 | 0 | -6.6845 | -6.6845 | 2860.8719 | 21399.3215 |  | 0
1967-05-18 | 0 | 0 | 0 | 0 | -6.6845 | -6.6845 | 2854.1874 | 21349.3214 |  | 0
1967-05-19 | 0.0041667 | 10.4803 | 3.6551 | 3.6551 | 0.14075 | 0.14075 | 2854.3281 | 21350.3742 |  | 0
1967-05-20 | 0 | 0 | 0 | 0 | -6.6845 | -6.6845 | 2847.6436 | 21300.3742 |  | 0
1967-05-21 | 0 | 0 | 0 | 0 | -6.6845 | -6.6845 | 2840.9591 | 21250.3741 |  | 0
1967-05-22 | 0 | 0 | 0 | 0 | -6.6845 | -6.6845 | 2834.2746 | 21200.374 |  | 0
1967-05-23 | 0 | 0 | 0 | 0 | -6.6845 | -6.6845 | 2827.5901 | 21150.374 |  | 0
1967-05-24 | 0 | 0 | 0 | 0 | -6.6845 | -6.6845 | 2820.9056 | 21100.3739 |  | 0
1967-05-25 | 0 | 0 | 0 | 0 | -6.6845 | -6.6845 | 2814.2211 | 21050.3739 |  | 0
1967-05-26 | 0.005 | 12.5764 | 3.6551 | 3.6551 | 2.2368 | 2.2368 | 2816.4579 | 21067.1053 |  | 0
1967-05-27 | 0 | 0 | 0 | 0 | -6.6845 | -6.6845 | 2809.7734 | 21017.1052 |  | 0
1967-05-28 | 0 | 0 | 0 | 0 | -6.6845 | -6.6845 | 2803.0889 | 20967.1052 |  | 0
1967-05-29 | 0 | 0 | 0 | 0 | -6.6845 | -6.6845 | 2796.4044 | 20917.1051 |  | 0
1967-05-30 | 0 | 0 | 0 | 0 | -6.6845 | -6.6845 | 2789.7199 | 20867.105 |  | 0
1967-05-31 | 0 | 0 | 0 | 0 | -6.6845 | -6.6845 | 2783.0354 | 20817.105 |  | 0
1967-06-01 | 0 | 0 | 0 | 0 | -6.6845 | -6.6845 | 2776.3509 | 20767.1049 |  | 0
1967-06-02 | 0 | 0 | 0 | 0 | -6.6845 | -6.6845 | 2769.6664 | 20717.1049 |  | 0
1967-06-03 | 0 | 0 | 0 | 0 | -6.6845 | -6.6845 | 2762.9819 | 20667.1048 |  | 0
1967-06-04 | 0.0075 | 18.8646 | 3.6551 | 3.6551 | 8.525 | 8.525 | 2771.5069 | 20730.8719 |  | 0
1967-06-05 | 0.0033333 | 8.3843 | 3.6551 | 3.6551 | -1.9553 | -1.9553 | 2769.5516 | 20716.2462 |  | 0
1967-06-06 | 0 | 0 | 0 | 0 | -6.6845 | -6.6845 | 2762.8671 | 20666.2461 |  | 0
1967-06-07 | 0.045 | 113.1876 | 3.6551 | 3.6551 | 102.848 | 102.848 | 2865.7152 | 21435.5493 |  | 0
1967-06-08 | 0 | 0 | 0 | 0 | -6.6845 | -6.6845 | 2859.0307 | 21385.5493 |  | 0
1967-06-09 | 0 | 0 | 0 | 0 | -6.6845 | -6.6845 | 2852.3462 | 21335.5492 |  | 0
1967-06-10 | 0 | 0 | 0 | 0 | -6.6845 | -6.6845 | 2845.6617 | 21285.5491 |  | 0
1967-06-11 | 0 | 0 | 0 | 0 | -6.6845 | -6.6845 | 2838.9772 | 21235.5491 |  | 0
1967-06-12 | 0 | 0 | 0 | 0 | -6.6845 | -6.6845 | 2832.2927 | 21185.549 |  | 0
1967-06-13 | 0 | 0 | 0 | 0 | -6.6845 | -6.6845 | 2825.6082 | 21135.549 |  | 0
1967-06-14 | 0.0016667 | 4.1921 | 3.6551 | 3.6551 | -6.1474 | -6.1474 | 2819.4607 | 21089.5661 |  | 0
1967-06-15 | 0.05 | 125.764 | 3.6551 | 3.6551 | 115.4244 | 115.4244 | 2934.8851 | 21952.9407 |  | 0
1967-06-16 | 0.056667 | 142.5325 | 3.6551 | 3.6551 | 132.193 | 132.193 | 3067.0781 | 22941.744 |  | 0
1967-06-17 | 0.11917 | 299.7375 | 3.6551 | 3.6551 | 289.398 | 289.398 | 3356.476 | 25106.4407 |  | 0
1967-06-18 | 0 | 0 | 0 | 0 | -6.6845 | -6.6845 | 3349.7915 | 25056.4406 |  | 0
1967-06-19 | 0 | 0 | 0 | 0 | -6.6845 | -6.6845 | 3343.107 | 25006.4406 |  | 0
1967-06-20 | 0 | 0 | 0 | 0 | -6.6845 | -6.6845 | 3336.4225 | 24956.4405 |  | 0
1967-06-21 | 0.0016667 | 4.1921 | 3.6551 | 3.6551 | -6.1474 | -6.1474 | 3330.2751 | 24910.4576 |  | 0
1967-06-22 | 0.056667 | 142.5325 | 3.6551 | 3.6551 | 132.193 | 132.193 | 3462.468 | 25899.2609 |  | 0
1967-06-23 | 0 | 0 | 0 | 0 | -6.6845 | -6.6845 | 3455.7835 | 25849.2609 |  | 0
1967-06-24 | 0 | 0 | 0 | 0 | -6.6845 | -6.6845 | 3449.099 | 25799.2608 |  | 0
1967-06-25 | 0.019167 | 48.2095 | 3.6551 | 3.6551 | 37.87 | 37.87 | 3486.969 | 26082.528 |  | 0
1967-06-26 | 0.165 | 415.0212 | 3.6551 | 3.6551 | 404.6816 | 404.6816 | 3891.6506 | 29109.5466 |  | 0
1967-06-27 | 0.0083333 | 20.9607 | 3.6551 | 3.6551 | 10.6211 | 10.6211 | 3902.2717 | 29188.9923 |  | 0
1967-06-28 | 0 | 0 | 0 | 0 | -6.6845 | -6.6845 | 3895.5872 | 29138.9922 |  | 0
1967-06-29 | 0.014167 | 35.6331 | 3.6551 | 3.6551 | 25.2936 | 25.2936 | 3920.8807 | 29328.188 |  | 0
1967-06-30 | 0 | 0 | 0 | 0 | -6.6845 | -6.6845 | 3914.1962 | 29278.1879 |  | 0
1967-07-01 | 0.0325 | 81.7466 | 3.6551 | 3.6551 | 71.407 | 71.407 | 3985.6033 | 29812.3124 |  | 0
1967-07-02 | 0 | 0 | 0 | 0 | -6.6845 | -6.6845 | 3978.9188 | 29762.3124 |  | 0
1967-07-03 | 0 | 0 | 0 | 0 | -6.6845 | -6.6845 | 3972.2343 | 29712.3123 |  | 0
1967-07-04 | 0 | 0 | 0 | 0 | -6.6845 | -6.6845 | 3965.5498 | 29662.3123 |  | 0
1967-07-05 | 0 | 0 | 0 | 0 | -6.6845 | -6.6845 | 3958.8653 | 29612.3122 |  | 0
1967-07-06 | 0 | 0 | 0 | 0 | -6.6845 | -6.6845 | 3952.1808 | 29562.3121 |  | 0
1967-07-07 | 0 | 0 | 0 | 0 | -6.6845 | -6.6845 | 3945.4963 | 29512.3121 |  | 0
1967-07-08 | 0 | 0 | 0 | 0 | -6.6845 | -6.6845 | 3938.8118 | 29462.312 |  | 0
1967-07-09 | 0 | 0 | 0 | 0 | -6.6845 | -6.6845 | 3932.1273 | 29412.312 |  | 0
1967-07-10 | 0 | 0 | 0 | 0 | -6.6845 | -6.6845 | 3925.4428 | 29362.3119 |  | 0
1967-07-11 | 0 | 0 | 0 | 0 | -6.6845 | -6.6845 | 3918.7583 | 29312.3118 |  | 0
1967-07-12 | 0 | 0 | 0 | 0 | -6.6845 | -6.6845 | 3912.0738 | 29262.3118 |  | 0
1967-07-13 | 0 | 0 | 0 | 0 | -6.6845 | -6.6845 | 3905.3893 | 29212.3117 |  | 0
1967-07-14 | 0 | 0 | 0 | 0 | -6.6845 | -6.6845 | 3898.7048 | 29162.3117 |  | 0
1967-07-15 | 0 | 0 | 0 | 0 | -6.6845 | -6.6845 | 3892.0203 | 29112.3116 |  | 0
1967-07-16 | 0 | 0 | 0 | 0 | -6.6845 | -6.6845 | 3885.3358 | 29062.3115 |  | 0
1967-07-17 | 0 | 0 | 0 | 0 | -6.6845 | -6.6845 | 3878.6513 | 29012.3115 |  | 0
1967-07-18 | 0 | 0 | 0 | 0 | -6.6845 | -6.6845 | 3871.9668 | 28962.3114 |  | 0
1967-07-19 | 0 | 0 | 0 | 0 | -6.6845 | -6.6845 | 3865.2823 | 28912.3114 |  | 0
1967-07-20 | 0.0275 | 69.1702 | 3.6551 | 3.6551 | 58.8306 | 58.8306 | 3924.1129 | 29352.3644 |  | 0
1967-07-21 | 0.0066667 | 16.7685 | 3.6551 | 3.6551 | 6.429 | 6.429 | 3930.5418 | 29400.453 |  | 0
1967-07-22 | 0.0025 | 6.2882 | 3.6551 | 3.6551 | -4.0514 | -4.0514 | 3926.4905 | 29370.1487 |  | 0
1967-07-23 | 0 | 0 | 0 | 0 | -6.6845 | -6.6845 | 3919.806 | 29320.1486 |  | 0
1967-07-24 | 0.020833 | 52.4017 | 3.6551 | 3.6551 | 42.0621 | 42.0621 | 3961.868 | 29634.773 |  | 0
1967-07-25 | 0 | 0 | 0 | 0 | -6.6845 | -6.6845 | 3955.1835 | 29584.7729 |  | 0
1967-07-26 | 0.01 | 25.1528 | 3.6551 | 3.6551 | 14.8132 | 14.8132 | 3969.9968 | 29695.5758 |  | 0
1967-07-27 | 0.026667 | 67.0741 | 3.6551 | 3.6551 | 56.7346 | 56.7346 | 4003.7455 | 29948.0163 |  | 16.3013
1967-07-28 | 0.010833 | 27.2489 | 3.6551 | 3.6551 | 16.9093 | 16.9093 | 4003.7455 | 29948.0163 |  | 10.2248
1967-07-29 | 0 | 0 | 0 | 0 | -6.6845 | -6.6845 | 3997.061 | 29898.0163 |  | 0
1967-07-30 | 0 | 0 | 0 | 0 | -6.6845 | -6.6845 | 3990.3765 | 29848.0162 |  | 0
1967-07-31 | 0 | 0 | 0 | 0 | -6.6845 | -6.6845 | 3983.692 | 29798.0162 |  | 0
1967-08-01 | 0.0025 | 6.2882 | 3.6551 | 3.6551 | -4.0514 | -4.0514 | 3979.6406 | 29767.7118 |  | 0
1967-08-02 | 0.044167 | 111.0915 | 3.6551 | 3.6551 | 100.752 | 100.752 | 4003.7455 | 29948.0163 |  | 69.9626
1967-08-03 | 0.054167 | 136.2443 | 3.6551 | 3.6551 | 125.9048 | 125.9048 | 4003.7455 | 29948.0163 |  | 119.2203
1967-08-04 | 0.040833 | 102.7073 | 3.6551 | 3.6551 | 92.3677 | 92.3677 | 4003.7455 | 29948.0163 |  | 85.6832
1967-08-05 | 0.033333 | 83.8427 | 3.6551 | 3.6551 | 73.5031 | 73.5031 | 4003.7455 | 29948.0163 |  | 66.8186
1967-08-06 | 0 | 0 | 0 | 0 | -6.6845 | -6.6845 | 3997.061 | 29898.0163 |  | 0
1967-08-07 | 0 | 0 | 0 | 0 | -6.6845 | -6.6845 | 3990.3765 | 29848.0162 |  | 0
1967-08-08 | 0 | 0 | 0 | 0 | -6.6845 | -6.6845 | 3983.692 | 29798.0162 |  | 0
1967-08-09 | 0 | 0 | 0 | 0 | -6.6845 | -6.6845 | 3977.0075 | 29748.0161 |  | 0
1967-08-10 | 0 | 0 | 0 | 0 | -6.6845 | -6.6845 | 3970.323 | 29698.016 |  | 0
1967-08-11 | 0 | 0 | 0 | 0 | -6.6845 | -6.6845 | 3963.6385 | 29648.016 |  | 0
1967-08-12 | 0 | 0 | 0 | 0 | -6.6845 | -6.6845 | 3956.954 | 29598.0159 |  | 0
1967-08-13 | 0 | 0 | 0 | 0 | -6.6845 | -6.6845 | 3950.2695 | 29548.0159 |  | 0
1967-08-14 | 0 | 0 | 0 | 0 | -6.6845 | -6.6845 | 3943.585 | 29498.0158 |  | 0
1967-08-15 | 0 | 0 | 0 | 0 | -6.6845 | -6.6845 | 3936.9005 | 29448.0157 |  | 0
1967-08-16 | 0.0041667 | 10.4803 | 3.6551 | 3.6551 | 0.14075 | 0.14075 | 3937.0413 | 29449.0686 |  | 0
1967-08-17 | 0 | 0 | 0 | 0 | -6.6845 | -6.6845 | 3930.3568 | 29399.0685 |  | 0
1967-08-18 | 0 | 0 | 0 | 0 | -6.6845 | -6.6845 | 3923.6723 | 29349.0685 |  | 0
1967-08-19 | 0 | 0 | 0 | 0 | -6.6845 | -6.6845 | 3916.9878 | 29299.0684 |  | 0
1967-08-20 | 0 | 0 | 0 | 0 | -6.6845 | -6.6845 | 3910.3033 | 29249.0683 |  | 0
1967-08-21 | 0.0041667 | 10.4803 | 3.6551 | 3.6551 | 0.14075 | 0.14075 | 3910.444 | 29250.1212 |  | 0
1967-08-22 | 0 | 0 | 0 | 0 | -6.6845 | -6.6845 | 3903.7595 | 29200.1211 |  | 0
1967-08-23 | 0 | 0 | 0 | 0 | -6.6845 | -6.6845 | 3897.075 | 29150.121 |  | 0
1967-08-24 | 0 | 0 | 0 | 0 | -6.6845 | -6.6845 | 3890.3905 | 29100.121 |  | 0
1967-08-25 | 0 | 0 | 0 | 0 | -6.6845 | -6.6845 | 3883.706 | 29050.1209 |  | 0
1967-08-26 | 0 | 0 | 0 | 0 | -6.6845 | -6.6845 | 3877.0215 | 29000.1209 |  | 0
1967-08-27 | 0 | 0 | 0 | 0 | -6.6845 | -6.6845 | 3870.337 | 28950.1208 |  | 0
1967-08-28 | 0.00083333 | 2.0961 | 3.6551 | 2.0961 | -6.6845 | -6.6845 | 3863.6525 | 28900.1207 |  | 0
1967-08-29 | 0 | 0 | 0 | 0 | -6.6845 | -6.6845 | 3856.968 | 28850.1207 |  | 0
1967-08-30 | 0 | 0 | 0 | 0 | -6.6845 | -6.6845 | 3850.2835 | 28800.1206 |  | 0
1967-08-31 | 0.0016667 | 4.1921 | 3.6551 | 3.6551 | -6.1474 | -6.1474 | 3844.1361 | 28754.1377 |  | 0
1967-09-01 | 0.01 | 25.1528 | 3.6551 | 3.6551 | 14.8132 | 14.8132 | 3858.9493 | 28864.9406 |  | 0
1967-09-02 | 0.0225 | 56.5938 | 3.6551 | 3.6551 | 46.2542 | 46.2542 | 3905.2035 | 29210.9222 |  | 0
1967-09-03 | 0.013333 | 33.5371 | 3.6551 | 3.6551 | 23.1975 | 23.1975 | 3928.401 | 29384.4394 |  | 0
1967-09-04 | 0 | 0 | 0 | 0 | -6.6845 | -6.6845 | 3921.7165 | 29334.4393 |  | 0
1967-09-05 | 0 | 0 | 0 | 0 | -6.6845 | -6.6845 | 3915.032 | 29284.4393 |  | 0
1967-09-06 | 0 | 0 | 0 | 0 | -6.6845 | -6.6845 | 3908.3475 | 29234.4392 |  | 0
1967-09-07 | 0 | 0 | 0 | 0 | -6.6845 | -6.6845 | 3901.663 | 29184.4391 |  | 0
1967-09-08 | 0 | 0 | 0 | 0 | -6.6845 | -6.6845 | 3894.9785 | 29134.4391 |  | 0
1967-09-09 | 0 | 0 | 0 | 0 | -6.6845 | -6.6845 | 3888.294 | 29084.439 |  | 0
1967-09-10 | 0 | 0 | 0 | 0 | -6.6845 | -6.6845 | 3881.6095 | 29034.439 |  | 0
1967-09-11 | 0 | 0 | 0 | 0 | -6.6845 | -6.6845 | 3874.925 | 28984.4389 |  | 0
1967-09-12 | 0 | 0 | 0 | 0 | -6.6845 | -6.6845 | 3868.2405 | 28934.4388 |  | 0
1967-09-13 | 0.0025 | 6.2882 | 3.6551 | 3.6551 | -4.0514 | -4.0514 | 3864.1891 | 28904.1345 |  | 0
1967-09-14 | 0.023333 | 58.6899 | 3.6551 | 3.6551 | 48.3503 | 48.3503 | 3912.5394 | 29265.7946 |  | 0
1967-09-15 | 0.016667 | 41.9213 | 3.6551 | 3.6551 | 31.5818 | 31.5818 | 3944.1211 | 29502.0262 |  | 0
1967-09-16 | 0.0025 | 6.2882 | 3.6551 | 3.6551 | -4.0514 | -4.0514 | 3940.0698 | 29471.7218 |  | 0
1967-09-17 | 0 | 0 | 0 | 0 | -6.6845 | -6.6845 | 3933.3853 | 29421.7218 |  | 0
1967-09-18 | 0 | 0 | 0 | 0 | -6.6845 | -6.6845 | 3926.7008 | 29371.7217 |  | 0
1967-09-19 | 0.0083333 | 20.9607 | 3.6551 | 3.6551 | 10.6211 | 10.6211 | 3937.3219 | 29451.1674 |  | 0
1967-09-20 | 0 | 0 | 0 | 0 | -6.6845 | -6.6845 | 3930.6374 | 29401.1674 |  | 0
1967-09-21 | 0.0025 | 6.2882 | 3.6551 | 3.6551 | -4.0514 | -4.0514 | 3926.586 | 29370.8631 |  | 0
1967-09-22 | 0.011667 | 29.3449 | 3.6551 | 3.6551 | 19.0054 | 19.0054 | 3945.5913 | 29513.0231 |  | 0
1967-09-23 | 0 | 0 | 0 | 0 | -6.6845 | -6.6845 | 3938.9068 | 29463.023 |  | 0
1967-09-24 | 0 | 0 | 0 | 0 | -6.6845 | -6.6845 | 3932.2223 | 29413.023 |  | 0
1967-09-25 | 0 | 0 | 0 | 0 | -6.6845 | -6.6845 | 3925.5378 | 29363.0229 |  | 0
1967-09-26 | 0.1375 | 345.851 | 3.6551 | 3.6551 | 335.5114 | 335.5114 | 4003.7455 | 29948.0163 |  | 250.6192
1967-09-27 | 0.0025 | 6.2882 | 3.6551 | 3.6551 | -4.0514 | -4.0514 | 3999.6941 | 29917.712 |  | 0
1967-09-28 | 0 | 0 | 0 | 0 | -6.6845 | -6.6845 | 3993.0096 | 29867.712 |  | 0
1967-09-29 | 0 | 0 | 0 | 0 | -6.6845 | -6.6845 | 3986.3251 | 29817.7119 |  | 0
1967-09-30 | 0 | 0 | 0 | 0 | -6.6845 | -6.6845 | 3979.6406 | 29767.7118 |  | 0
1967-10-01 | 0 | 0 | 0 | 0 | -6.6845 | -6.6845 | 3972.9561 | 29717.7118 |  | 0
1967-10-02 | 0 | 0 | 0 | 0 | -6.6845 | -6.6845 | 3966.2716 | 29667.7117 |  | 0
1967-10-03 | 0 | 0 | 0 | 0 | -6.6845 | -6.6845 | 3959.5871 | 29617.7117 |  | 0
1967-10-04 | 0 | 0 | 0 | 0 | -6.6845 | -6.6845 | 3952.9026 | 29567.7116 |  | 0
1967-10-05 | 0 | 0 | 0 | 0 | -6.6845 | -6.6845 | 3946.2181 | 29517.7115 |  | 0
1967-10-06 | 0.005 | 12.5764 | 3.6551 | 3.6551 | 2.2368 | 2.2368 | 3948.4549 | 29534.4429 |  | 0
1967-10-07 | 0 | 0 | 0 | 0 | -6.6845 | -6.6845 | 3941.7704 | 29484.4429 |  | 0
1967-10-08 | 0 | 0 | 0 | 0 | -6.6845 | -6.6845 | 3935.0859 | 29434.4428 |  | 0
1967-10-09 | 0 | 0 | 0 | 0 | -6.6845 | -6.6845 | 3928.4014 | 29384.4428 |  | 0
1967-10-10 | 0 | 0 | 0 | 0 | -6.6845 | -6.6845 | 3921.7169 | 29334.4427 |  | 0
1967-10-11 | 0.0025 | 6.2882 | 3.6551 | 3.6551 | -4.0514 | -4.0514 | 3917.6656 | 29304.1384 |  | 0
1967-10-12 | 0 | 0 | 0 | 0 | -6.6845 | -6.6845 | 3910.9811 | 29254.1383 |  | 0
1967-10-13 | 0 | 0 | 0 | 0 | -6.6845 | -6.6845 | 3904.2966 | 29204.1383 |  | 0
1967-10-14 | 0.0025 | 6.2882 | 3.6551 | 3.6551 | -4.0514 | -4.0514 | 3900.2452 | 29173.8339 |  | 0
1967-10-15 | 0.03 | 75.4584 | 3.6551 | 3.6551 | 65.1188 | 65.1188 | 3965.364 | 29660.9227 |  | 0
1967-10-16 | 0 | 0 | 0 | 0 | -6.6845 | -6.6845 | 3958.6795 | 29610.9227 |  | 0
1967-10-17 | 0 | 0 | 0 | 0 | -6.6845 | -6.6845 | 3951.995 | 29560.9226 |  | 0
1967-10-18 | 0 | 0 | 0 | 0 | -6.6845 | -6.6845 | 3945.3105 | 29510.9225 |  | 0
1967-10-19 | 0 | 0 | 0 | 0 | -6.6845 | -6.6845 | 3938.626 | 29460.9225 |  | 0
1967-10-20 | 0 | 0 | 0 | 0 | -6.6845 | -6.6845 | 3931.9415 | 29410.9224 |  | 0
1967-10-21 | 0 | 0 | 0 | 0 | -6.6845 | -6.6845 | 3925.257 | 29360.9224 |  | 0
1967-10-22 | 0 | 0 | 0 | 0 | -6.6845 | -6.6845 | 3918.5725 | 29310.9223 |  | 0
1967-10-23 | 0 | 0 | 0 | 0 | -6.6845 | -6.6845 | 3911.888 | 29260.9222 |  | 0
1967-10-24 | 0 | 0 | 0 | 0 | -6.6845 | -6.6845 | 3905.2035 | 29210.9222 |  | 0
1967-10-25 | 0 | 0 | 0 | 0 | -6.6845 | -6.6845 | 3898.519 | 29160.9221 |  | 0
1967-10-26 | 0 | 0 | 0 | 0 | -6.6845 | -6.6845 | 3891.8345 | 29110.9221 |  | 0
1967-10-27 | 0 | 0 | 0 | 0 | -6.6845 | -6.6845 | 3885.15 | 29060.922 |  | 0
1967-10-28 | 0 | 0 | 0 | 0 | -6.6845 | -6.6845 | 3878.4655 | 29010.9219 |  | 0
1967-10-29 | 0 | 0 | 0 | 0 | -6.6845 | -6.6845 | 3871.781 | 28960.9219 |  | 0
1967-10-30 | 0.0075 | 18.8646 | 3.6551 | 3.6551 | 8.525 | 8.525 | 3880.306 | 29024.689 |  | 0
1967-10-31 | 0 | 0 | 0 | 0 | -6.6845 | -6.6845 | 3873.6215 | 28974.689 |  | 0
1967-11-01 | 0 | 0 | 0 | 0 | -6.6845 | -6.6845 | 3866.937 | 28924.6889 |  | 0
1967-11-02 | 0 | 0 | 0 | 0 | -6.6845 | -6.6845 | 3860.2525 | 28874.6888 |  | 0
1967-11-03 | 0 | 0 | 0 | 0 | -6.6845 | -6.6845 | 3853.568 | 28824.6888 |  | 0
1967-11-04 | 0 | 0 | 0 | 0 | -6.6845 | -6.6845 | 3846.8835 | 28774.6887 |  | 0
1967-11-05 | 0 | 0 | 0 | 0 | -6.6845 | -6.6845 | 3840.199 | 28724.6887 |  | 0
1967-11-06 | 0 | 0 | 0 | 0 | -6.6845 | -6.6845 | 3833.5145 | 28674.6886 |  | 0
1967-11-07 | 0 | 0 | 0 | 0 | -6.6845 | -6.6845 | 3826.83 | 28624.6885 |  | 0
1967-11-08 | 0 | 0 | 0 | 0 | -6.6845 | -6.6845 | 3820.1455 | 28574.6885 |  | 0
1967-11-09 | 0 | 0 | 0 | 0 | -6.6845 | -6.6845 | 3813.461 | 28524.6884 |  | 0
1967-11-10 | 0 | 0 | 0 | 0 | -6.6845 | -6.6845 | 3806.7765 | 28474.6884 |  | 0
1967-11-11 | 0 | 0 | 0 | 0 | -6.6845 | -6.6845 | 3800.092 | 28424.6883 |  | 0
1967-11-12 | 0 | 0 | 0 | 0 | -6.6845 | -6.6845 | 3793.4075 | 28374.6882 |  | 0
1967-11-13 | 0 | 0 | 0 | 0 | -6.6845 | -6.6845 | 3786.723 | 28324.6882 |  | 0
1967-11-14 | 0 | 0 | 0 | 0 | -6.6845 | -6.6845 | 3780.0385 | 28274.6881 |  | 0
1967-11-15 | 0 | 0 | 0 | 0 | -6.6845 | -6.6845 | 3773.354 | 28224.6881 |  | 0
1967-11-16 | 0 | 0 | 0 | 0 | -6.6845 | -6.6845 | 3766.6695 | 28174.688 |  | 0
1967-11-17 | 0 | 0 | 0 | 0 | -6.6845 | -6.6845 | 3759.985 | 28124.6879 |  | 0
1967-11-18 | 0 | 0 | 0 | 0 | -6.6845 | -6.6845 | 3753.3005 | 28074.6879 |  | 0
1967-11-19 | 0 | 0 | 0 | 0 | -6.6845 | -6.6845 | 3746.616 | 28024.6878 |  | 0
1967-11-20 | 0 | 0 | 0 | 0 | -6.6845 | -6.6845 | 3739.9315 | 27974.6878 |  | 0
1967-11-21 | 0 | 0 | 0 | 0 | -6.6845 | -6.6845 | 3733.247 | 27924.6877 |  | 0
1967-11-22 | 0 | 0 | 0 | 0 | -6.6845 | -6.6845 | 3726.5625 | 27874.6876 |  | 0
1967-11-23 | 0 | 0 | 0 | 0 | -6.6845 | -6.6845 | 3719.878 | 27824.6876 |  | 0
1967-11-24 | 0 | 0 | 0 | 0 | -6.6845 | -6.6845 | 3713.1935 | 27774.6875 |  | 0
1967-11-25 | 0 | 0 | 0 | 0 | -6.6845 | -6.6845 | 3706.509 | 27724.6875 |  | 0
1967-11-26 | 0.0058333 | 14.6725 | 3.6551 | 3.6551 | 4.3329 | 4.3329 | 3710.8419 | 27757.0975 |  | 0
1967-11-27 | 0.021667 | 54.4977 | 3.6551 | 3.6551 | 44.1582 | 44.1582 | 3755.0001 | 28087.4004 |  | 0
1967-11-28 | 0.0016667 | 4.1921 | 3.6551 | 3.6551 | -6.1474 | -6.1474 | 3748.8526 | 28041.4175 |  | 0
1967-11-29 | 0 | 0 | 0 | 0 | -6.6845 | -6.6845 | 3742.1681 | 27991.4175 |  | 0
1967-11-30 | 0 | 0 | 0 | 0 | -6.6845 | -6.6845 | 3735.4836 | 27941.4174 |  | 0
1967-12-01 | 0 | 0 | 0 | 0 | -6.6845 | -6.6845 | 3728.7991 | 27891.4174 |  | 0
1967-12-02 | 0 | 0 | 0 | 0 | -6.6845 | -6.6845 | 3722.1146 | 27841.4173 |  | 0
1967-12-03 | 0 | 0 | 0 | 0 | -6.6845 | -6.6845 | 3715.4301 | 27791.4172 |  | 0
1967-12-04 | 0 | 0 | 0 | 0 | -6.6845 | -6.6845 | 3708.7456 | 27741.4172 |  | 0
1967-12-05 | 0 | 0 | 0 | 0 | -6.6845 | -6.6845 | 3702.0611 | 27691.4171 |  | 0
1967-12-06 | 0 | 0 | 0 | 0 | -6.6845 | -6.6845 | 3695.3766 | 27641.4171 |  | 0
1967-12-07 | 0 | 0 | 0 | 0 | -6.6845 | -6.6845 | 3688.6921 | 27591.417 |  | 0
1967-12-08 | 0 | 0 | 0 | 0 | -6.6845 | -6.6845 | 3682.0076 | 27541.4169 |  | 0
1967-12-09 | 0 | 0 | 0 | 0 | -6.6845 | -6.6845 | 3675.3231 | 27491.4169 |  | 0
1967-12-10 | 0 | 0 | 0 | 0 | -6.6845 | -6.6845 | 3668.6386 | 27441.4168 |  | 0
1967-12-11 | 0 | 0 | 0 | 0 | -6.6845 | -6.6845 | 3661.9541 | 27391.4168 |  | 0
1967-12-12 | 0 | 0 | 0 | 0 | -6.6845 | -6.6845 | 3655.2696 | 27341.4167 |  | 0
1967-12-13 | 0 | 0 | 0 | 0 | -6.6845 | -6.6845 | 3648.5851 | 27291.4166 |  | 0
1967-12-14 | 0.019167 | 48.2095 | 3.6551 | 3.6551 | 37.87 | 37.87 | 3686.4551 | 27574.6839 |  | 0
1967-12-15 | 0 | 0 | 0 | 0 | -6.6845 | -6.6845 | 3679.7706 | 27524.6838 |  | 0
1967-12-16 | 0.015833 | 39.8253 | 3.6551 | 3.6551 | 29.4857 | 29.4857 | 3709.2563 | 27745.2368 |  | 0
1967-12-17 | 0 | 0 | 0 | 0 | -6.6845 | -6.6845 | 3702.5718 | 27695.2367 |  | 0
1967-12-18 | 0 | 0 | 0 | 0 | -6.6845 | -6.6845 | 3695.8873 | 27645.2366 |  | 0
1967-12-19 | 0 | 0 | 0 | 0 | -6.6845 | -6.6845 | 3689.2028 | 27595.2366 |  | 0
1967-12-20 | 0 | 0 | 0 | 0 | -6.6845 | -6.6845 | 3682.5183 | 27545.2365 |  | 0
1967-12-21 | 0 | 0 | 0 | 0 | -6.6845 | -6.6845 | 3675.8338 | 27495.2365 |  | 0
1967-12-22 | 0 | 0 | 0 | 0 | -6.6845 | -6.6845 | 3669.1493 | 27445.2364 |  | 0
1967-12-23 | 0 | 0 | 0 | 0 | -6.6845 | -6.6845 | 3662.4648 | 27395.2363 |  | 0
1967-12-24 | 0 | 0 | 0 | 0 | -6.6845 | -6.6845 | 3655.7803 | 27345.2363 |  | 0
1967-12-25 | 0 | 0 | 0 | 0 | -6.6845 | -6.6845 | 3649.0958 | 27295.2362 |  | 0
1967-12-26 | 0 | 0 | 0 | 0 | -6.6845 | -6.6845 | 3642.4113 | 27245.2362 |  | 0
1967-12-27 | 0 | 0 | 0 | 0 | -6.6845 | -6.6845 | 3635.7268 | 27195.2361 |  | 0
1967-12-28 | 0 | 0 | 0 | 0 | -6.6845 | -6.6845 | 3629.0423 | 27145.236 |  | 0
1967-12-29 | 0 | 0 | 0 | 0 | -6.6845 | -6.6845 | 3622.3578 | 27095.236 |  | 0
1967-12-30 | 0 | 0 | 0 | 0 | -6.6845 | -6.6845 | 3615.6733 | 27045.2359 |  | 0
1967-12-31 | 0 | 0 | 0 | 0 | -6.6845 | -6.6845 | 3608.9888 | 26995.2359 |  | 0
1968-01-01 | 0.0075 | 18.8646 | 3.6551 | 3.6551 | 8.525 | 8.525 | 3617.5138 | 27059.003 |  | 0
1968-01-02 | 0 | 0 | 0 | 0 | -6.6845 | -6.6845 | 3610.8293 | 27009.0029 |  | 0
1968-01-03 | 0 | 0 | 0 | 0 | -6.6845 | -6.6845 | 3604.1448 | 26959.0029 |  | 0
1968-01-04 | 0 | 0 | 0 | 0 | -6.6845 | -6.6845 | 3597.4603 | 26909.0028 |  | 0
1968-01-05 | 0 | 0 | 0 | 0 | -6.6845 | -6.6845 | 3590.7758 | 26859.0028 |  | 0
1968-01-06 | 0 | 0 | 0 | 0 | -6.6845 | -6.6845 | 3584.0913 | 26809.0027 |  | 0
1968-01-07 | 0.013333 | 33.5371 | 3.6551 | 3.6551 | 23.1975 | 23.1975 | 3607.2888 | 26982.5199 |  | 0
1968-01-08 | 0 | 0 | 0 | 0 | -6.6845 | -6.6845 | 3600.6043 | 26932.5198 |  | 0
1968-01-09 | 0 | 0 | 0 | 0 | -6.6845 | -6.6845 | 3593.9198 | 26882.5198 |  | 0
1968-01-10 | 0 | 0 | 0 | 0 | -6.6845 | -6.6845 | 3587.2353 | 26832.5197 |  | 0
1968-01-11 | 0 | 0 | 0 | 0 | -6.6845 | -6.6845 | 3580.5508 | 26782.5197 |  | 0
1968-01-12 | 0 | 0 | 0 | 0 | -6.6845 | -6.6845 | 3573.8663 | 26732.5196 |  | 0
1968-01-13 | 0 | 0 | 0 | 0 | -6.6845 | -6.6845 | 3567.1818 | 26682.5195 |  | 0
1968-01-14 | 0 | 0 | 0 | 0 | -6.6845 | -6.6845 | 3560.4973 | 26632.5195 |  | 0
1968-01-15 | 0 | 0 | 0 | 0 | -6.6845 | -6.6845 | 3553.8128 | 26582.5194 |  | 0
1968-01-16 | 0 | 0 | 0 | 0 | -6.6845 | -6.6845 | 3547.1283 | 26532.5194 |  | 0
1968-01-17 | 0 | 0 | 0 | 0 | -6.6845 | -6.6845 | 3540.4438 | 26482.5193 |  | 0
1968-01-18 | 0 | 0 | 0 | 0 | -6.6845 | -6.6845 | 3533.7593 | 26432.5192 |  | 0
1968-01-19 | 0.0016667 | 4.1921 | 3.6551 | 3.6551 | -6.1474 | -6.1474 | 3527.6118 | 26386.5363 |  | 0
1968-01-20 | 0 | 0 | 0 | 0 | -6.6845 | -6.6845 | 3520.9273 | 26336.5363 |  | 0
1968-01-21 | 0 | 0 | 0 | 0 | -6.6845 | -6.6845 | 3514.2428 | 26286.5362 |  | 0
1968-01-22 | 0 | 0 | 0 | 0 | -6.6845 | -6.6845 | 3507.5583 | 26236.5362 |  | 0
1968-01-23 | 0 | 0 | 0 | 0 | -6.6845 | -6.6845 | 3500.8738 | 26186.5361 |  | 0
1968-01-24 | 0 | 0 | 0 | 0 | -6.6845 | -6.6845 | 3494.1893 | 26136.536 |  | 0
1968-01-25 | 0 | 0 | 0 | 0 | -6.6845 | -6.6845 | 3487.5048 | 26086.536 |  | 0
1968-01-26 | 0 | 0 | 0 | 0 | -6.6845 | -6.6845 | 3480.8203 | 26036.5359 |  | 0
1968-01-27 | 0 | 0 | 0 | 0 | -6.6845 | -6.6845 | 3474.1358 | 25986.5359 |  | 0
1968-01-28 | 0 | 0 | 0 | 0 | -6.6845 | -6.6845 | 3467.4513 | 25936.5358 |  | 0
1968-01-29 | 0.0041667 | 10.4803 | 3.6551 | 3.6551 | 0.14075 | 0.14075 | 3467.5921 | 25937.5886 |  | 0
1968-01-30 | 0 | 0 | 0 | 0 | -6.6845 | -6.6845 | 3460.9076 | 25887.5886 |  | 0
1968-01-31 | 0 | 0 | 0 | 0 | -6.6845 | -6.6845 | 3454.2231 | 25837.5885 |  | 0
1968-02-01 | 0 | 0 | 0 | 0 | -6.6845 | -6.6845 | 3447.5386 | 25787.5885 |  | 0
1968-02-02 | 0 | 0 | 0 | 0 | -6.6845 | -6.6845 | 3440.8541 | 25737.5884 |  | 0
1968-02-03 | 0 | 0 | 0 | 0 | -6.6845 | -6.6845 | 3434.1696 | 25687.5883 |  | 0
1968-02-04 | 0 | 0 | 0 | 0 | -6.6845 | -6.6845 | 3427.4851 | 25637.5883 |  | 0
1968-02-05 | 0 | 0 | 0 | 0 | -6.6845 | -6.6845 | 3420.8006 | 25587.5882 |  | 0
1968-02-06 | 0 | 0 | 0 | 0 | -6.6845 | -6.6845 | 3414.1161 | 25537.5882 |  | 0
1968-02-07 | 0 | 0 | 0 | 0 | -6.6845 | -6.6845 | 3407.4316 | 25487.5881 |  | 0
1968-02-08 | 0 | 0 | 0 | 0 | -6.6845 | -6.6845 | 3400.7471 | 25437.588 |  | 0
1968-02-09 | 0 | 0 | 0 | 0 | -6.6845 | -6.6845 | 3394.0626 | 25387.588 |  | 0
1968-02-10 | 0.0016667 | 4.1921 | 3.6551 | 3.6551 | -6.1474 | -6.1474 | 3387.9151 | 25341.6051 |  | 0
1968-02-11 | 0 | 0 | 0 | 0 | -6.6845 | -6.6845 | 3381.2306 | 25291.605 |  | 0
1968-02-12 | 0 | 0 | 0 | 0 | -6.6845 | -6.6845 | 3374.5461 | 25241.605 |  | 0
1968-02-13 | 0.013333 | 33.5371 | 3.6551 | 3.6551 | 23.1975 | 23.1975 | 3397.7436 | 25415.1222 |  | 0
1968-02-14 | 0.0091667 | 23.0567 | 3.6551 | 3.6551 | 12.7172 | 12.7172 | 3410.4608 | 25510.2465 |  | 0
1968-02-15 | 0 | 0 | 0 | 0 | -6.6845 | -6.6845 | 3403.7763 | 25460.2464 |  | 0
1968-02-16 | 0 | 0 | 0 | 0 | -6.6845 | -6.6845 | 3397.0918 | 25410.2463 |  | 0
1968-02-17 | 0.010833 | 27.2489 | 3.6551 | 3.6551 | 16.9093 | 16.9093 | 3414.001 | 25536.7278 |  | 0
1968-02-18 | 0.0075 | 18.8646 | 3.6551 | 3.6551 | 8.525 | 8.525 | 3422.5261 | 25600.4949 |  | 0
1968-02-19 | 0.0016667 | 4.1921 | 3.6551 | 3.6551 | -6.1474 | -6.1474 | 3416.3786 | 25554.512 |  | 0
1968-02-20 | 0 | 0 | 0 | 0 | -6.6845 | -6.6845 | 3409.6941 | 25504.512 |  | 0
1968-02-21 | 0 | 0 | 0 | 0 | -6.6845 | -6.6845 | 3403.0096 | 25454.5119 |  | 0
1968-02-22 | 0 | 0 | 0 | 0 | -6.6845 | -6.6845 | 3396.3251 | 25404.5119 |  | 0
1968-02-23 | 0 | 0 | 0 | 0 | -6.6845 | -6.6845 | 3389.6406 | 25354.5118 |  | 0
1968-02-24 | 0 | 0 | 0 | 0 | -6.6845 | -6.6845 | 3382.9561 | 25304.5117 |  | 0
1968-02-25 | 0 | 0 | 0 | 0 | -6.6845 | -6.6845 | 3376.2716 | 25254.5117 |  | 0
1968-02-26 | 0 | 0 | 0 | 0 | -6.6845 | -6.6845 | 3369.5871 | 25204.5116 |  | 0
1968-02-27 | 0 | 0 | 0 | 0 | -6.6845 | -6.6845 | 3362.9026 | 25154.5116 |  | 0
1968-02-28 | 0.0033333 | 8.3843 | 3.6551 | 3.6551 | -1.9553 | -1.9553 | 3360.9473 | 25139.8858 |  | 0
1968-02-29 | 0 | 0 | 0 | 0 | -6.6845 | -6.6845 | 3354.2628 | 25089.8858 |  | 0
1968-03-01 | 0.0016667 | 4.1921 | 3.6551 | 3.6551 | -6.1474 | -6.1474 | 3348.1154 | 25043.9029 |  | 0
1968-03-02 | 0 | 0 | 0 | 0 | -6.6845 | -6.6845 | 3341.4309 | 24993.9028 |  | 0
1968-03-03 | 0.0066667 | 16.7685 | 3.6551 | 3.6551 | 6.429 | 6.429 | 3347.8598 | 25041.9914 |  | 0
1968-03-04 | 0 | 0 | 0 | 0 | -6.6845 | -6.6845 | 3341.1753 | 24991.9913 |  | 0
1968-03-05 | 0 | 0 | 0 | 0 | -6.6845 | -6.6845 | 3334.4908 | 24941.9912 |  | 0
1968-03-06 | 0 | 0 | 0 | 0 | -6.6845 | -6.6845 | 3327.8063 | 24891.9912 |  | 0
1968-03-07 | 0 | 0 | 0 | 0 | -6.6845 | -6.6845 | 3321.1218 | 24841.9911 |  | 0
1968-03-08 | 0.0016667 | 4.1921 | 3.6551 | 3.6551 | -6.1474 | -6.1474 | 3314.9744 | 24796.0082 |  | 0
1968-03-09 | 0.040833 | 102.7073 | 3.6551 | 3.6551 | 92.3677 | 92.3677 | 3407.342 | 25486.9185 |  | 0
1968-03-10 | 0 | 0 | 0 | 0 | -6.6845 | -6.6845 | 3400.6575 | 25436.9185 |  | 0
1968-03-11 | 0 | 0 | 0 | 0 | -6.6845 | -6.6845 | 3393.973 | 25386.9184 |  | 0
1968-03-12 | 0.0025 | 6.2882 | 3.6551 | 3.6551 | -4.0514 | -4.0514 | 3389.9217 | 25356.6141 |  | 0
1968-03-13 | 0 | 0 | 0 | 0 | -6.6845 | -6.6845 | 3383.2372 | 25306.614 |  | 0
1968-03-14 | 0 | 0 | 0 | 0 | -6.6845 | -6.6845 | 3376.5527 | 25256.614 |  | 0
1968-03-15 | 0 | 0 | 0 | 0 | -6.6845 | -6.6845 | 3369.8682 | 25206.6139 |  | 0
1968-03-16 | 0 | 0 | 0 | 0 | -6.6845 | -6.6845 | 3363.1837 | 25156.6138 |  | 0
1968-03-17 | 0 | 0 | 0 | 0 | -6.6845 | -6.6845 | 3356.4992 | 25106.6138 |  | 0
1968-03-18 | 0 | 0 | 0 | 0 | -6.6845 | -6.6845 | 3349.8147 | 25056.6137 |  | 0
1968-03-19 | 0 | 0 | 0 | 0 | -6.6845 | -6.6845 | 3343.1302 | 25006.6137 |  | 0
1968-03-20 | 0.025 | 62.882 | 3.6551 | 3.6551 | 52.5424 | 52.5424 | 3395.6726 | 25399.631 |  | 0
1968-03-21 | 0 | 0 | 0 | 0 | -6.6845 | -6.6845 | 3388.9881 | 25349.6309 |  | 0
1968-03-22 | 0 | 0 | 0 | 0 | -6.6845 | -6.6845 | 3382.3036 | 25299.6308 |  | 0
1968-03-23 | 0 | 0 | 0 | 0 | -6.6845 | -6.6845 | 3375.6191 | 25249.6308 |  | 0
1968-03-24 | 0 | 0 | 0 | 0 | -6.6845 | -6.6845 | 3368.9346 | 25199.6307 |  | 0
1968-03-25 | 0 | 0 | 0 | 0 | -6.6845 | -6.6845 | 3362.2501 | 25149.6307 |  | 0
1968-03-26 | 0 | 0 | 0 | 0 | -6.6845 | -6.6845 | 3355.5656 | 25099.6306 |  | 0
1968-03-27 | 0 | 0 | 0 | 0 | -6.6845 | -6.6845 | 3348.8811 | 25049.6305 |  | 0
1968-03-28 | 0 | 0 | 0 | 0 | -6.6845 | -6.6845 | 3342.1966 | 24999.6305 |  | 0
1968-03-29 | 0.0041667 | 10.4803 | 3.6551 | 3.6551 | 0.14075 | 0.14075 | 3342.3373 | 25000.6833 |  | 0
1968-03-30 | 0 | 0 | 0 | 0 | -6.6845 | -6.6845 | 3335.6528 | 24950.6832 |  | 0
1968-03-31 | 0 | 0 | 0 | 0 | -6.6845 | -6.6845 | 3328.9683 | 24900.6832 |  | 0
1968-04-01 | 0 | 0 | 0 | 0 | -6.6845 | -6.6845 | 3322.2838 | 24850.6831 |  | 0
1968-04-02 | 0 | 0 | 0 | 0 | -6.6845 | -6.6845 | 3315.5993 | 24800.6831 |  | 0
1968-04-03 | 0 | 0 | 0 | 0 | -6.6845 | -6.6845 | 3308.9148 | 24750.683 |  | 0
1968-04-04 | 0 | 0 | 0 | 0 | -6.6845 | -6.6845 | 3302.2303 | 24700.6829 |  | 0
1968-04-05 | 0 | 0 | 0 | 0 | -6.6845 | -6.6845 | 3295.5458 | 24650.6829 |  | 0
1968-04-06 | 0 | 0 | 0 | 0 | -6.6845 | -6.6845 | 3288.8613 | 24600.6828 |  | 0
1968-04-07 | 0 | 0 | 0 | 0 | -6.6845 | -6.6845 | 3282.1768 | 24550.6828 |  | 0
1968-04-08 | 0 | 0 | 0 | 0 | -6.6845 | -6.6845 | 3275.4923 | 24500.6827 |  | 0
1968-04-09 | 0 | 0 | 0 | 0 | -6.6845 | -6.6845 | 3268.8078 | 24450.6826 |  | 0
1968-04-10 | 0.005 | 12.5764 | 3.6551 | 3.6551 | 2.2368 | 2.2368 | 3271.0447 | 24467.4141 |  | 0
1968-04-11 | 0.021667 | 54.4977 | 3.6551 | 3.6551 | 44.1582 | 44.1582 | 3315.2028 | 24797.717 |  | 0
1968-04-12 | 0.0125 | 31.441 | 3.6551 | 3.6551 | 21.1014 | 21.1014 | 3336.3042 | 24955.5557 |  | 0
1968-04-13 | 0 | 0 | 0 | 0 | -6.6845 | -6.6845 | 3329.6197 | 24905.5556 |  | 0
1968-04-14 | 0 | 0 | 0 | 0 | -6.6845 | -6.6845 | 3322.9352 | 24855.5555 |  | 0
1968-04-15 | 0 | 0 | 0 | 0 | -6.6845 | -6.6845 | 3316.2507 | 24805.5555 |  | 0
1968-04-16 | 0 | 0 | 0 | 0 | -6.6845 | -6.6845 | 3309.5662 | 24755.5554 |  | 0
1968-04-17 | 0 | 0 | 0 | 0 | -6.6845 | -6.6845 | 3302.8817 | 24705.5554 |  | 0
1968-04-18 | 0 | 0 | 0 | 0 | -6.6845 | -6.6845 | 3296.1972 | 24655.5553 |  | 0
1968-04-19 | 0.039167 | 98.5151 | 3.6551 | 3.6551 | 88.1756 | 88.1756 | 3384.3728 | 25315.1084 |  | 0
1968-04-20 | 0 | 0 | 0 | 0 | -6.6845 | -6.6845 | 3377.6883 | 25265.1084 |  | 0
1968-04-21 | 0 | 0 | 0 | 0 | -6.6845 | -6.6845 | 3371.0038 | 25215.1083 |  | 0
1968-04-22 | 0 | 0 | 0 | 0 | -6.6845 | -6.6845 | 3364.3193 | 25165.1083 |  | 0
1968-04-23 | 0 | 0 | 0 | 0 | -6.6845 | -6.6845 | 3357.6348 | 25115.1082 |  | 0
1968-04-24 | 0 | 0 | 0 | 0 | -6.6845 | -6.6845 | 3350.9503 | 25065.1081 |  | 0
1968-04-25 | 0 | 0 | 0 | 0 | -6.6845 | -6.6845 | 3344.2658 | 25015.1081 |  | 0
1968-04-26 | 0 | 0 | 0 | 0 | -6.6845 | -6.6845 | 3337.5813 | 24965.108 |  | 0
1968-04-27 | 0 | 0 | 0 | 0 | -6.6845 | -6.6845 | 3330.8968 | 24915.108 |  | 0
1968-04-28 | 0 | 0 | 0 | 0 | -6.6845 | -6.6845 | 3324.2123 | 24865.1079 |  | 0
1968-04-29 | 0 | 0 | 0 | 0 | -6.6845 | -6.6845 | 3317.5278 | 24815.1078 |  | 0
1968-04-30 | 0 | 0 | 0 | 0 | -6.6845 | -6.6845 | 3310.8433 | 24765.1078 |  | 0
1968-05-01 | 0 | 0 | 0 | 0 | -6.6845 | -6.6845 | 3304.1588 | 24715.1077 |  | 0
1968-05-02 | 0 | 0 | 0 | 0 | -6.6845 | -6.6845 | 3297.4743 | 24665.1077 |  | 0
1968-05-03 | 0 | 0 | 0 | 0 | -6.6845 | -6.6845 | 3290.7898 | 24615.1076 |  | 0
1968-05-04 | 0.023333 | 58.6899 | 3.6551 | 3.6551 | 48.3503 | 48.3503 | 3339.1401 | 24976.7677 |  | 0
1968-05-05 | 0 | 0 | 0 | 0 | -6.6845 | -6.6845 | 3332.4556 | 24926.7677 |  | 0
1968-05-06 | 0 | 0 | 0 | 0 | -6.6845 | -6.6845 | 3325.7711 | 24876.7676 |  | 0
1968-05-07 | 0 | 0 | 0 | 0 | -6.6845 | -6.6845 | 3319.0866 | 24826.7676 |  | 0
1968-05-08 | 0 | 0 | 0 | 0 | -6.6845 | -6.6845 | 3312.4021 | 24776.7675 |  | 0
1968-05-09 | 0 | 0 | 0 | 0 | -6.6845 | -6.6845 | 3305.7176 | 24726.7674 |  | 0
1968-05-10 | 0 | 0 | 0 | 0 | -6.6845 | -6.6845 | 3299.0331 | 24676.7674 |  | 0
1968-05-11 | 0 | 0 | 0 | 0 | -6.6845 | -6.6845 | 3292.3486 | 24626.7673 |  | 0
1968-05-12 | 0 | 0 | 0 | 0 | -6.6845 | -6.6845 | 3285.6641 | 24576.7673 |  | 0
1968-05-13 | 0 | 0 | 0 | 0 | -6.6845 | -6.6845 | 3278.9796 | 24526.7672 |  | 0
1968-05-14 | 0 | 0 | 0 | 0 | -6.6845 | -6.6845 | 3272.2951 | 24476.7671 |  | 0
1968-05-15 | 0 | 0 | 0 | 0 | -6.6845 | -6.6845 | 3265.6106 | 24426.7671 |  | 0
1968-05-16 | 0 | 0 | 0 | 0 | -6.6845 | -6.6845 | 3258.9261 | 24376.767 |  | 0
1968-05-17 | 0 | 0 | 0 | 0 | -6.6845 | -6.6845 | 3252.2416 | 24326.767 |  | 0
1968-05-18 | 0 | 0 | 0 | 0 | -6.6845 | -6.6845 | 3245.5571 | 24276.7669 |  | 0
1968-05-19 | 0 | 0 | 0 | 0 | -6.6845 | -6.6845 | 3238.8726 | 24226.7668 |  | 0
1968-05-20 | 0 | 0 | 0 | 0 | -6.6845 | -6.6845 | 3232.1881 | 24176.7668 |  | 0
1968-05-21 | 0 | 0 | 0 | 0 | -6.6845 | -6.6845 | 3225.5036 | 24126.7667 |  | 0
1968-05-22 | 0 | 0 | 0 | 0 | -6.6845 | -6.6845 | 3218.8191 | 24076.7667 |  | 0
1968-05-23 | 0 | 0 | 0 | 0 | -6.6845 | -6.6845 | 3212.1346 | 24026.7666 |  | 0
1968-05-24 | 0 | 0 | 0 | 0 | -6.6845 | -6.6845 | 3205.4501 | 23976.7665 |  | 0
1968-05-25 | 0 | 0 | 0 | 0 | -6.6845 | -6.6845 | 3198.7656 | 23926.7665 |  | 0
1968-05-26 | 0 | 0 | 0 | 0 | -6.6845 | -6.6845 | 3192.0811 | 23876.7664 |  | 0
1968-05-27 | 0 | 0 | 0 | 0 | -6.6845 | -6.6845 | 3185.3966 | 23826.7664 |  | 0
1968-05-28 | 0.0058333 | 14.6725 | 3.6551 | 3.6551 | 4.3329 | 4.3329 | 3189.7295 | 23859.1764 |  | 0
1968-05-29 | 0 | 0 | 0 | 0 | -6.6845 | -6.6845 | 3183.045 | 23809.1763 |  | 0
1968-05-30 | 0 | 0 | 0 | 0 | -6.6845 | -6.6845 | 3176.3605 | 23759.1762 |  | 0
1968-05-31 | 0 | 0 | 0 | 0 | -6.6845 | -6.6845 | 3169.676 | 23709.1762 |  | 0
1968-06-01 | 0 | 0 | 0 | 0 | -6.6845 | -6.6845 | 3162.9915 | 23659.1761 |  | 0
1968-06-02 | 0 | 0 | 0 | 0 | -6.6845 | -6.6845 | 3156.307 | 23609.1761 |  | 0
1968-06-03 | 0 | 0 | 0 | 0 | -6.6845 | -6.6845 | 3149.6225 | 23559.176 |  | 0
1968-06-04 | 0 | 0 | 0 | 0 | -6.6845 | -6.6845 | 3142.938 | 23509.1759 |  | 0
1968-06-05 | 0 | 0 | 0 | 0 | -6.6845 | -6.6845 | 3136.2535 | 23459.1759 |  | 0
1968-06-06 | 0.0025 | 6.2882 | 3.6551 | 3.6551 | -4.0514 | -4.0514 | 3132.2021 | 23428.8716 |  | 0
1968-06-07 | 0.014167 | 35.6331 | 3.6551 | 3.6551 | 25.2936 | 25.2936 | 3157.4956 | 23618.0673 |  | 0
1968-06-08 | 0 | 0 | 0 | 0 | -6.6845 | -6.6845 | 3150.8111 | 23568.0673 |  | 0
1968-06-09 | 0 | 0 | 0 | 0 | -6.6845 | -6.6845 | 3144.1266 | 23518.0672 |  | 0
1968-06-10 | 0 | 0 | 0 | 0 | -6.6845 | -6.6845 | 3137.4421 | 23468.0671 |  | 0
1968-06-11 | 0 | 0 | 0 | 0 | -6.6845 | -6.6845 | 3130.7576 | 23418.0671 |  | 0
1968-06-12 | 0 | 0 | 0 | 0 | -6.6845 | -6.6845 | 3124.0731 | 23368.067 |  | 0
1968-06-13 | 0 | 0 | 0 | 0 | -6.6845 | -6.6845 | 3117.3886 | 23318.067 |  | 0
1968-06-14 | 0 | 0 | 0 | 0 | -6.6845 | -6.6845 | 3110.7041 | 23268.0669 |  | 0
1968-06-15 | 0 | 0 | 0 | 0 | -6.6845 | -6.6845 | 3104.0196 | 23218.0668 |  | 0
1968-06-16 | 0 | 0 | 0 | 0 | -6.6845 | -6.6845 | 3097.3351 | 23168.0668 |  | 0
1968-06-17 | 0 | 0 | 0 | 0 | -6.6845 | -6.6845 | 3090.6506 | 23118.0667 |  | 0
1968-06-18 | 0 | 0 | 0 | 0 | -6.6845 | -6.6845 | 3083.9661 | 23068.0667 |  | 0
1968-06-19 | 0 | 0 | 0 | 0 | -6.6845 | -6.6845 | 3077.2816 | 23018.0666 |  | 0
1968-06-20 | 0 | 0 | 0 | 0 | -6.6845 | -6.6845 | 3070.5971 | 22968.0665 |  | 0
1968-06-21 | 0 | 0 | 0 | 0 | -6.6845 | -6.6845 | 3063.9126 | 22918.0665 |  | 0
1968-06-22 | 0 | 0 | 0 | 0 | -6.6845 | -6.6845 | 3057.2281 | 22868.0664 |  | 0
1968-06-23 | 0 | 0 | 0 | 0 | -6.6845 | -6.6845 | 3050.5436 | 22818.0664 |  | 0
1968-06-24 | 0 | 0 | 0 | 0 | -6.6845 | -6.6845 | 3043.8591 | 22768.0663 |  | 0
1968-06-25 | 0 | 0 | 0 | 0 | -6.6845 | -6.6845 | 3037.1746 | 22718.0662 |  | 0
1968-06-26 | 0 | 0 | 0 | 0 | -6.6845 | -6.6845 | 3030.4901 | 22668.0662 |  | 0
1968-06-27 | 0 | 0 | 0 | 0 | -6.6845 | -6.6845 | 3023.8056 | 22618.0661 |  | 0
1968-06-28 | 0 | 0 | 0 | 0 | -6.6845 | -6.6845 | 3017.1211 | 22568.0661 |  | 0
1968-06-29 | 0 | 0 | 0 | 0 | -6.6845 | -6.6845 | 3010.4366 | 22518.066 |  | 0
1968-06-30 | 0 | 0 | 0 | 0 | -6.6845 | -6.6845 | 3003.7521 | 22468.0659 |  | 0
1968-07-01 | 0 | 0 | 0 | 0 | -6.6845 | -6.6845 | 2997.0676 | 22418.0659 |  | 0
1968-07-02 | 0.01 | 25.1528 | 3.6551 | 3.6551 | 14.8132 | 14.8132 | 3011.8809 | 22528.8688 |  | 0
1968-07-03 | 0.036667 | 92.2269 | 3.6551 | 3.6551 | 81.8874 | 81.8874 | 3093.7682 | 23141.3862 |  | 0
1968-07-04 | 0.029167 | 73.3623 | 3.6551 | 3.6551 | 63.0228 | 63.0228 | 3156.791 | 23612.7964 |  | 0
1968-07-05 | 0.035 | 88.0348 | 3.6551 | 3.6551 | 77.6952 | 77.6952 | 3234.4862 | 24193.9566 |  | 0
1968-07-06 | 0.11667 | 293.4493 | 3.6551 | 3.6551 | 283.1098 | 283.1098 | 3517.5959 | 26311.6176 |  | 0
1968-07-07 | 0.1225 | 308.1218 | 3.6551 | 3.6551 | 297.7822 | 297.7822 | 3815.3782 | 28539.0286 |  | 0
1968-07-08 | 0 | 0 | 0 | 0 | -6.6845 | -6.6845 | 3808.6937 | 28489.0285 |  | 0
1968-07-09 | 0 | 0 | 0 | 0 | -6.6845 | -6.6845 | 3802.0092 | 28439.0284 |  | 0
1968-07-10 | 0 | 0 | 0 | 0 | -6.6845 | -6.6845 | 3795.3247 | 28389.0284 |  | 0
1968-07-11 | 0 | 0 | 0 | 0 | -6.6845 | -6.6845 | 3788.6402 | 28339.0283 |  | 0
1968-07-12 | 0 | 0 | 0 | 0 | -6.6845 | -6.6845 | 3781.9557 | 28289.0283 |  | 0
1968-07-13 | 0 | 0 | 0 | 0 | -6.6845 | -6.6845 | 3775.2712 | 28239.0282 |  | 0
1968-07-14 | 0.040833 | 102.7073 | 3.6551 | 3.6551 | 92.3677 | 92.3677 | 3867.6388 | 28929.9385 |  | 0
1968-07-15 | 0.01 | 25.1528 | 3.6551 | 3.6551 | 14.8132 | 14.8132 | 3882.4521 | 29040.7414 |  | 0
1968-07-16 | 0 | 0 | 0 | 0 | -6.6845 | -6.6845 | 3875.7676 | 28990.7413 |  | 0
1968-07-17 | 0.015 | 37.7292 | 3.6551 | 3.6551 | 27.3896 | 27.3896 | 3903.1572 | 29195.6157 |  | 0
1968-07-18 | 0 | 0 | 0 | 0 | -6.6845 | -6.6845 | 3896.4727 | 29145.6156 |  | 0
1968-07-19 | 0.025 | 62.882 | 3.6551 | 3.6551 | 52.5424 | 52.5424 | 3949.0151 | 29538.6329 |  | 0
1968-07-20 | 0.0025 | 6.2882 | 3.6551 | 3.6551 | -4.0514 | -4.0514 | 3944.9637 | 29508.3286 |  | 0
1968-07-21 | 0 | 0 | 0 | 0 | -6.6845 | -6.6845 | 3938.2792 | 29458.3285 |  | 0
1968-07-22 | 0 | 0 | 0 | 0 | -6.6845 | -6.6845 | 3931.5947 | 29408.3285 |  | 0
1968-07-23 | 0.021667 | 54.4977 | 3.6551 | 3.6551 | 44.1582 | 44.1582 | 3975.7529 | 29738.6315 |  | 0
1968-07-24 | 0 | 0 | 0 | 0 | -6.6845 | -6.6845 | 3969.0684 | 29688.6314 |  | 0
1968-07-25 | 0 | 0 | 0 | 0 | -6.6845 | -6.6845 | 3962.3839 | 29638.6313 |  | 0
1968-07-26 | 0.0125 | 31.441 | 3.6551 | 3.6551 | 21.1014 | 21.1014 | 3983.4853 | 29796.47 |  | 0
1968-07-27 | 0 | 0 | 0 | 0 | -6.6845 | -6.6845 | 3976.8008 | 29746.4699 |  | 0
1968-07-28 | 0.011667 | 29.3449 | 3.6551 | 3.6551 | 19.0054 | 19.0054 | 3995.8061 | 29888.6299 |  | 0
1968-07-29 | 0.0016667 | 4.1921 | 3.6551 | 3.6551 | -6.1474 | -6.1474 | 3989.6587 | 29842.647 |  | 0
1968-07-30 | 0 | 0 | 0 | 0 | -6.6845 | -6.6845 | 3982.9742 | 29792.647 |  | 0
1968-07-31 | 0 | 0 | 0 | 0 | -6.6845 | -6.6845 | 3976.2897 | 29742.6469 |  | 0
1968-08-01 | 0.0025 | 6.2882 | 3.6551 | 3.6551 | -4.0514 | -4.0514 | 3972.2383 | 29712.3426 |  | 0
1968-08-02 | 0 | 0 | 0 | 0 | -6.6845 | -6.6845 | 3965.5538 | 29662.3425 |  | 0
1968-08-03 | 0 | 0 | 0 | 0 | -6.6845 | -6.6845 | 3958.8693 | 29612.3425 |  | 0
1968-08-04 | 0 | 0 | 0 | 0 | -6.6845 | -6.6845 | 3952.1848 | 29562.3424 |  | 0
1968-08-05 | 0 | 0 | 0 | 0 | -6.6845 | -6.6845 | 3945.5003 | 29512.3424 |  | 0
1968-08-06 | 0 | 0 | 0 | 0 | -6.6845 | -6.6845 | 3938.8158 | 29462.3423 |  | 0
1968-08-07 | 0 | 0 | 0 | 0 | -6.6845 | -6.6845 | 3932.1313 | 29412.3422 |  | 0
1968-08-08 | 0.0025 | 6.2882 | 3.6551 | 3.6551 | -4.0514 | -4.0514 | 3928.0799 | 29382.0379 |  | 0
1968-08-09 | 0.079167 | 199.1263 | 3.6551 | 3.6551 | 188.7868 | 188.7868 | 4003.7455 | 29948.0163 |  | 106.4367
1968-08-10 | 0.0025 | 6.2882 | 3.6551 | 3.6551 | -4.0514 | -4.0514 | 3999.6941 | 29917.712 |  | 0
1968-08-11 | 0.0025 | 6.2882 | 3.6551 | 3.6551 | -4.0514 | -4.0514 | 3995.6427 | 29887.4077 |  | 0
1968-08-12 | 0 | 0 | 0 | 0 | -6.6845 | -6.6845 | 3988.9582 | 29837.4076 |  | 0
1968-08-13 | 0.079167 | 199.1263 | 3.6551 | 3.6551 | 188.7868 | 188.7868 | 4003.7455 | 29948.0163 |  | 167.315
1968-08-14 | 0 | 0 | 0 | 0 | -6.6845 | -6.6845 | 3997.061 | 29898.0163 |  | 0
1968-08-15 | 0.016667 | 41.9213 | 3.6551 | 3.6551 | 31.5818 | 31.5818 | 4003.7455 | 29948.0163 |  | 18.2128
1968-08-16 | 0.020833 | 52.4017 | 3.6551 | 3.6551 | 42.0621 | 42.0621 | 4003.7455 | 29948.0163 |  | 35.3776
1968-08-17 | 0.079167 | 199.1263 | 3.6551 | 3.6551 | 188.7868 | 188.7868 | 4003.7455 | 29948.0163 |  | 182.1023
1968-08-18 | 0.018333 | 46.1135 | 3.6551 | 3.6551 | 35.7739 | 35.7739 | 4003.7455 | 29948.0163 |  | 29.0894
1968-08-19 | 0 | 0 | 0 | 0 | -6.6845 | -6.6845 | 3997.061 | 29898.0163 |  | 0
1968-08-20 | 0.073333 | 184.4539 | 3.6551 | 3.6551 | 174.1143 | 174.1143 | 4003.7455 | 29948.0163 |  | 160.7453
1968-08-21 | 0 | 0 | 0 | 0 | -6.6845 | -6.6845 | 3997.061 | 29898.0163 |  | 0
1968-08-22 | 0 | 0 | 0 | 0 | -6.6845 | -6.6845 | 3990.3765 | 29848.0162 |  | 0
1968-08-23 | 0 | 0 | 0 | 0 | -6.6845 | -6.6845 | 3983.692 | 29798.0162 |  | 0
1968-08-24 | 0.060833 | 153.0129 | 3.6551 | 3.6551 | 142.6733 | 142.6733 | 4003.7455 | 29948.0163 |  | 115.9353
1968-08-25 | 0 | 0 | 0 | 0 | -6.6845 | -6.6845 | 3997.061 | 29898.0163 |  | 0
1968-08-26 | 0 | 0 | 0 | 0 | -6.6845 | -6.6845 | 3990.3765 | 29848.0162 |  | 0
1968-08-27 | 0 | 0 | 0 | 0 | -6.6845 | -6.6845 | 3983.692 | 29798.0162 |  | 0
1968-08-28 | 0 | 0 | 0 | 0 | -6.6845 | -6.6845 | 3977.0075 | 29748.0161 |  | 0
1968-08-29 | 0 | 0 | 0 | 0 | -6.6845 | -6.6845 | 3970.323 | 29698.016 |  | 0
1968-08-30 | 0.055 | 138.3404 | 3.6551 | 3.6551 | 128.0008 | 128.0008 | 4003.7455 | 29948.0163 |  | 87.8938
1968-08-31 | 0.0025 | 6.2882 | 3.6551 | 3.6551 | -4.0514 | -4.0514 | 3999.6941 | 29917.712 |  | 0
1968-09-01 | 0.025 | 62.882 | 3.6551 | 3.6551 | 52.5424 | 52.5424 | 4003.7455 | 29948.0163 |  | 41.8065
1968-09-02 | 0 | 0 | 0 | 0 | -6.6845 | -6.6845 | 3997.061 | 29898.0163 |  | 0
1968-09-03 | 0 | 0 | 0 | 0 | -6.6845 | -6.6845 | 3990.3765 | 29848.0162 |  | 0
1968-09-04 | 0 | 0 | 0 | 0 | -6.6845 | -6.6845 | 3983.692 | 29798.0162 |  | 0
1968-09-05 | 0 | 0 | 0 | 0 | -6.6845 | -6.6845 | 3977.0075 | 29748.0161 |  | 0
1968-09-06 | 0 | 0 | 0 | 0 | -6.6845 | -6.6845 | 3970.323 | 29698.016 |  | 0
1968-09-07 | 0.033333 | 83.8427 | 3.6551 | 3.6551 | 73.5031 | 73.5031 | 4003.7455 | 29948.0163 |  | 33.3961
1968-09-08 | 0 | 0 | 0 | 0 | -6.6845 | -6.6845 | 3997.061 | 29898.0163 |  | 0
1968-09-09 | 0 | 0 | 0 | 0 | -6.6845 | -6.6845 | 3990.3765 | 29848.0162 |  | 0
1968-09-10 | 0 | 0 | 0 | 0 | -6.6845 | -6.6845 | 3983.692 | 29798.0162 |  | 0
1968-09-11 | 0 | 0 | 0 | 0 | -6.6845 | -6.6845 | 3977.0075 | 29748.0161 |  | 0
1968-09-12 | 0 | 0 | 0 | 0 | -6.6845 | -6.6845 | 3970.323 | 29698.016 |  | 0
1968-09-13 | 0.005 | 12.5764 | 3.6551 | 3.6551 | 2.2368 | 2.2368 | 3972.5598 | 29714.7475 |  | 0
1968-09-14 | 0 | 0 | 0 | 0 | -6.6845 | -6.6845 | 3965.8753 | 29664.7474 |  | 0
1968-09-15 | 0 | 0 | 0 | 0 | -6.6845 | -6.6845 | 3959.1908 | 29614.7473 |  | 0
1968-09-16 | 0 | 0 | 0 | 0 | -6.6845 | -6.6845 | 3952.5063 | 29564.7473 |  | 0
1968-09-17 | 0 | 0 | 0 | 0 | -6.6845 | -6.6845 | 3945.8218 | 29514.7472 |  | 0
1968-09-18 | 0 | 0 | 0 | 0 | -6.6845 | -6.6845 | 3939.1373 | 29464.7472 |  | 0
1968-09-19 | 0 | 0 | 0 | 0 | -6.6845 | -6.6845 | 3932.4528 | 29414.7471 |  | 0
1968-09-20 | 0 | 0 | 0 | 0 | -6.6845 | -6.6845 | 3925.7683 | 29364.747 |  | 0
1968-09-21 | 0.080833 | 203.3185 | 3.6551 | 3.6551 | 192.9789 | 192.9789 | 4003.7455 | 29948.0163 |  | 108.3172
1968-09-22 | 0 | 0 | 0 | 0 | -6.6845 | -6.6845 | 3997.061 | 29898.0163 |  | 0
1968-09-23 | 0.0725 | 182.3578 | 3.6551 | 3.6551 | 172.0182 | 172.0182 | 4003.7455 | 29948.0163 |  | 158.6492
1968-09-24 | 0 | 0 | 0 | 0 | -6.6845 | -6.6845 | 3997.061 | 29898.0163 |  | 0
1968-09-25 | 0 | 0 | 0 | 0 | -6.6845 | -6.6845 | 3990.3765 | 29848.0162 |  | 0
1968-09-26 | 0 | 0 | 0 | 0 | -6.6845 | -6.6845 | 3983.692 | 29798.0162 |  | 0
1968-09-27 | 0 | 0 | 0 | 0 | -6.6845 | -6.6845 | 3977.0075 | 29748.0161 |  | 0
1968-09-28 | 0 | 0 | 0 | 0 | -6.6845 | -6.6845 | 3970.323 | 29698.016 |  | 0
1968-09-29 | 0 | 0 | 0 | 0 | -6.6845 | -6.6845 | 3963.6385 | 29648.016 |  | 0
1968-09-30 | 0 | 0 | 0 | 0 | -6.6845 | -6.6845 | 3956.954 | 29598.0159 |  | 0
1968-10-01 | 0 | 0 | 0 | 0 | -6.6845 | -6.6845 | 3950.2695 | 29548.0159 |  | 0
1968-10-02 | 0 | 0 | 0 | 0 | -6.6845 | -6.6845 | 3943.585 | 29498.0158 |  | 0
1968-10-03 | 0.0066667 | 16.7685 | 3.6551 | 3.6551 | 6.429 | 6.429 | 3950.014 | 29546.1044 |  | 0
1968-10-04 | 0 | 0 | 0 | 0 | -6.6845 | -6.6845 | 3943.3295 | 29496.1043 |  | 0
1968-10-05 | 0.04 | 100.6112 | 3.6551 | 3.6551 | 90.2716 | 90.2716 | 4003.7455 | 29948.0163 |  | 23.1711
1968-10-06 | 0 | 0 | 0 | 0 | -6.6845 | -6.6845 | 3997.061 | 29898.0163 |  | 0
1968-10-07 | 0 | 0 | 0 | 0 | -6.6845 | -6.6845 | 3990.3765 | 29848.0162 |  | 0
1968-10-08 | 0 | 0 | 0 | 0 | -6.6845 | -6.6845 | 3983.692 | 29798.0162 |  | 0
1968-10-09 | 0 | 0 | 0 | 0 | -6.6845 | -6.6845 | 3977.0075 | 29748.0161 |  | 0
1968-10-10 | 0 | 0 | 0 | 0 | -6.6845 | -6.6845 | 3970.323 | 29698.016 |  | 0
1968-10-11 | 0 | 0 | 0 | 0 | -6.6845 | -6.6845 | 3963.6385 | 29648.016 |  | 0
1968-10-12 | 0 | 0 | 0 | 0 | -6.6845 | -6.6845 | 3956.954 | 29598.0159 |  | 0
1968-10-13 | 0 | 0 | 0 | 0 | -6.6845 | -6.6845 | 3950.2695 | 29548.0159 |  | 0
1968-10-14 | 0 | 0 | 0 | 0 | -6.6845 | -6.6845 | 3943.585 | 29498.0158 |  | 0
1968-10-15 | 0 | 0 | 0 | 0 | -6.6845 | -6.6845 | 3936.9005 | 29448.0157 |  | 0
1968-10-16 | 0.0041667 | 10.4803 | 3.6551 | 3.6551 | 0.14075 | 0.14075 | 3937.0413 | 29449.0686 |  | 0
1968-10-17 | 0 | 0 | 0 | 0 | -6.6845 | -6.6845 | 3930.3568 | 29399.0685 |  | 0
1968-10-18 | 0 | 0 | 0 | 0 | -6.6845 | -6.6845 | 3923.6723 | 29349.0685 |  | 0
1968-10-19 | 0 | 0 | 0 | 0 | -6.6845 | -6.6845 | 3916.9878 | 29299.0684 |  | 0
1968-10-20 | 0 | 0 | 0 | 0 | -6.6845 | -6.6845 | 3910.3033 | 29249.0683 |  | 0
1968-10-21 | 0 | 0 | 0 | 0 | -6.6845 | -6.6845 | 3903.6188 | 29199.0683 |  | 0
1968-10-22 | 0 | 0 | 0 | 0 | -6.6845 | -6.6845 | 3896.9343 | 29149.0682 |  | 0
1968-10-23 | 0 | 0 | 0 | 0 | -6.6845 | -6.6845 | 3890.2498 | 29099.0682 |  | 0
1968-10-24 | 0 | 0 | 0 | 0 | -6.6845 | -6.6845 | 3883.5653 | 29049.0681 |  | 0
1968-10-25 | 0 | 0 | 0 | 0 | -6.6845 | -6.6845 | 3876.8808 | 28999.068 |  | 0
1968-10-26 | 0 | 0 | 0 | 0 | -6.6845 | -6.6845 | 3870.1963 | 28949.068 |  | 0
1968-10-27 | 0 | 0 | 0 | 0 | -6.6845 | -6.6845 | 3863.5118 | 28899.0679 |  | 0
1968-10-28 | 0 | 0 | 0 | 0 | -6.6845 | -6.6845 | 3856.8273 | 28849.0679 |  | 0
1968-10-29 | 0 | 0 | 0 | 0 | -6.6845 | -6.6845 | 3850.1428 | 28799.0678 |  | 0
1968-10-30 | 0 | 0 | 0 | 0 | -6.6845 | -6.6845 | 3843.4583 | 28749.0677 |  | 0
1968-10-31 | 0 | 0 | 0 | 0 | -6.6845 | -6.6845 | 3836.7738 | 28699.0677 |  | 0
1968-11-01 | 0 | 0 | 0 | 0 | -6.6845 | -6.6845 | 3830.0893 | 28649.0676 |  | 0
1968-11-02 | 0 | 0 | 0 | 0 | -6.6845 | -6.6845 | 3823.4048 | 28599.0676 |  | 0
1968-11-03 | 0 | 0 | 0 | 0 | -6.6845 | -6.6845 | 3816.7203 | 28549.0675 |  | 0
1968-11-04 | 0 | 0 | 0 | 0 | -6.6845 | -6.6845 | 3810.0358 | 28499.0674 |  | 0
1968-11-05 | 0 | 0 | 0 | 0 | -6.6845 | -6.6845 | 3803.3513 | 28449.0674 |  | 0
1968-11-06 | 0 | 0 | 0 | 0 | -6.6845 | -6.6845 | 3796.6668 | 28399.0673 |  | 0
1968-11-07 | 0 | 0 | 0 | 0 | -6.6845 | -6.6845 | 3789.9823 | 28349.0673 |  | 0
1968-11-08 | 0.015 | 37.7292 | 3.6551 | 3.6551 | 27.3896 | 27.3896 | 3817.3719 | 28553.9416 |  | 0
1968-11-09 | 0 | 0 | 0 | 0 | -6.6845 | -6.6845 | 3810.6874 | 28503.9415 |  | 0
1968-11-10 | 0 | 0 | 0 | 0 | -6.6845 | -6.6845 | 3804.0029 | 28453.9415 |  | 0
1968-11-11 | 0 | 0 | 0 | 0 | -6.6845 | -6.6845 | 3797.3184 | 28403.9414 |  | 0
1968-11-12 | 0 | 0 | 0 | 0 | -6.6845 | -6.6845 | 3790.6339 | 28353.9414 |  | 0
1968-11-13 | 0.0033333 | 8.3843 | 3.6551 | 3.6551 | -1.9553 | -1.9553 | 3788.6786 | 28339.3156 |  | 0
1968-11-14 | 0.0016667 | 4.1921 | 3.6551 | 3.6551 | -6.1474 | -6.1474 | 3782.5311 | 28293.3327 |  | 0
1968-11-15 | 0 | 0 | 0 | 0 | -6.6845 | -6.6845 | 3775.8466 | 28243.3327 |  | 0
1968-11-16 | 0 | 0 | 0 | 0 | -6.6845 | -6.6845 | 3769.1621 | 28193.3326 |  | 0
1968-11-17 | 0 | 0 | 0 | 0 | -6.6845 | -6.6845 | 3762.4776 | 28143.3325 |  | 0
1968-11-18 | 0 | 0 | 0 | 0 | -6.6845 | -6.6845 | 3755.7931 | 28093.3325 |  | 0
1968-11-19 | 0 | 0 | 0 | 0 | -6.6845 | -6.6845 | 3749.1086 | 28043.3324 |  | 0
1968-11-20 | 0 | 0 | 0 | 0 | -6.6845 | -6.6845 | 3742.4241 | 27993.3324 |  | 0
1968-11-21 | 0 | 0 | 0 | 0 | -6.6845 | -6.6845 | 3735.7396 | 27943.3323 |  | 0
1968-11-22 | 0 | 0 | 0 | 0 | -6.6845 | -6.6845 | 3729.0551 | 27893.3322 |  | 0
1968-11-23 | 0 | 0 | 0 | 0 | -6.6845 | -6.6845 | 3722.3706 | 27843.3322 |  | 0
1968-11-24 | 0 | 0 | 0 | 0 | -6.6845 | -6.6845 | 3715.6861 | 27793.3321 |  | 0
1968-11-25 | 0 | 0 | 0 | 0 | -6.6845 | -6.6845 | 3709.0016 | 27743.3321 |  | 0
1968-11-26 | 0.11667 | 293.4493 | 3.6551 | 3.6551 | 283.1098 | 283.1098 | 3992.1114 | 29860.993 |  | 0
1968-11-27 | 0.0075 | 18.8646 | 3.6551 | 3.6551 | 8.525 | 8.525 | 4000.6364 | 29924.7602 |  | 0
1968-11-28 | 0 | 0 | 0 | 0 | -6.6845 | -6.6845 | 3993.9519 | 29874.7601 |  | 0
1968-11-29 | 0 | 0 | 0 | 0 | -6.6845 | -6.6845 | 3987.2674 | 29824.76 |  | 0
1968-11-30 | 0.011667 | 29.3449 | 3.6551 | 3.6551 | 19.0054 | 19.0054 | 4006.2727 | 29966.9201 |  | 0
1968-12-01 | 0 | 0 | 0 | 0 | -6.6845 | -6.6845 | 3999.5882 | 29916.92 |  | 0
1968-12-02 | 0 | 0 | 0 | 0 | -6.6845 | -6.6845 | 3992.9037 | 29866.92 |  | 0
1968-12-03 | 0 | 0 | 0 | 0 | -6.6845 | -6.6845 | 3986.2192 | 29816.9199 |  | 0
1968-12-04 | 0 | 0 | 0 | 0 | -6.6845 | -6.6845 | 3979.5347 | 29766.9198 |  | 0
1968-12-05 | 0 | 0 | 0 | 0 | -6.6845 | -6.6845 | 3972.8502 | 29716.9198 |  | 0
1968-12-06 | 0 | 0 | 0 | 0 | -6.6845 | -6.6845 | 3966.1657 | 29666.9197 |  | 0
1968-12-07 | 0 | 0 | 0 | 0 | -6.6845 | -6.6845 | 3959.4812 | 29616.9197 |  | 0
1968-12-08 | 0 | 0 | 0 | 0 | -6.6845 | -6.6845 | 3952.7967 | 29566.9196 |  | 0
1968-12-09 | 0 | 0 | 0 | 0 | -6.6845 | -6.6845 | 3946.1122 | 29516.9195 |  | 0
1968-12-10 | 0 | 0 | 0 | 0 | -6.6845 | -6.6845 | 3939.4277 | 29466.9195 |  | 0
1968-12-11 | 0 | 0 | 0 | 0 | -6.6845 | -6.6845 | 3932.7432 | 29416.9194 |  | 0
1968-12-12 | 0 | 0 | 0 | 0 | -6.6845 | -6.6845 | 3926.0587 | 29366.9194 |  | 0
1968-12-13 | 0 | 0 | 0 | 0 | -6.6845 | -6.6845 | 3919.3742 | 29316.9193 |  | 0
1968-12-14 | 0 | 0 | 0 | 0 | -6.6845 | -6.6845 | 3912.6897 | 29266.9192 |  | 0
1968-12-15 | 0 | 0 | 0 | 0 | -6.6845 | -6.6845 | 3906.0052 | 29216.9192 |  | 0
1968-12-16 | 0 | 0 | 0 | 0 | -6.6845 | -6.6845 | 3899.3207 | 29166.9191 |  | 0
1968-12-17 | 0 | 0 | 0 | 0 | -6.6845 | -6.6845 | 3892.6362 | 29116.9191 |  | 0
1968-12-18 | 0 | 0 | 0 | 0 | -6.6845 | -6.6845 | 3885.9517 | 29066.919 |  | 0
1968-12-19 | 0 | 0 | 0 | 0 | -6.6845 | -6.6845 | 3879.2672 | 29016.9189 |  | 0
1968-12-20 | 0 | 0 | 0 | 0 | -6.6845 | -6.6845 | 3872.5827 | 28966.9189 |  | 0
1968-12-21 | 0 | 0 | 0 | 0 | -6.6845 | -6.6845 | 3865.8982 | 28916.9188 |  | 0
1968-12-22 | 0 | 0 | 0 | 0 | -6.6845 | -6.6845 | 3859.2137 | 28866.9188 |  | 0
1968-12-23 | 0 | 0 | 0 | 0 | -6.6845 | -6.6845 | 3852.5292 | 28816.9187 |  | 0
1968-12-24 | 0 | 0 | 0 | 0 | -6.6845 | -6.6845 | 3845.8447 | 28766.9186 |  | 0
1968-12-25 | 0 | 0 | 0 | 0 | -6.6845 | -6.6845 | 3839.1602 | 28716.9186 |  | 0
1968-12-26 | 0 | 0 | 0 | 0 | -6.6845 | -6.6845 | 3832.4757 | 28666.9185 |  | 0
1968-12-27 | 0 | 0 | 0 | 0 | -6.6845 | -6.6845 | 3825.7912 | 28616.9185 |  | 0
1968-12-28 | 0 | 0 | 0 | 0 | -6.6845 | -6.6845 | 3819.1067 | 28566.9184 |  | 0
1968-12-29 | 0 | 0 | 0 | 0 | -6.6845 | -6.6845 | 3812.4222 | 28516.9183 |  | 0
1968-12-30 | 0 | 0 | 0 | 0 | -6.6845 | -6.6845 | 3805.7377 | 28466.9183 |  | 0
1968-12-31 | 0 | 0 | 0 | 0 | -6.6845 | -6.6845 | 3799.0532 | 28416.9182 |  | 0
1969-01-01 | 0 | 0 | 0 | 0 | -6.6845 | -6.6845 | 3792.3687 | 28366.9182 |  | 0
1969-01-02 | 0 | 0 | 0 | 0 | -6.6845 | -6.6845 | 3785.6842 | 28316.9181 |  | 0
1969-01-03 | 0 | 0 | 0 | 0 | -6.6845 | -6.6845 | 3778.9997 | 28266.918 |  | 0
1969-01-04 | 0 | 0 | 0 | 0 | -6.6845 | -6.6845 | 3772.3152 | 28216.918 |  | 0
1969-01-05 | 0 | 0 | 0 | 0 | -6.6845 | -6.6845 | 3765.6307 | 28166.9179 |  | 0
1969-01-06 | 0 | 0 | 0 | 0 | -6.6845 | -6.6845 | 3758.9462 | 28116.9179 |  | 0
1969-01-07 | 0 | 0 | 0 | 0 | -6.6845 | -6.6845 | 3752.2617 | 28066.9178 |  | 0
1969-01-08 | 0 | 0 | 0 | 0 | -6.6845 | -6.6845 | 3745.5772 | 28016.9177 |  | 0
1969-01-09 | 0 | 0 | 0 | 0 | -6.6845 | -6.6845 | 3738.8927 | 27966.9177 |  | 0
1969-01-10 | 0 | 0 | 0 | 0 | -6.6845 | -6.6845 | 3732.2082 | 27916.9176 |  | 0
1969-01-11 | 0 | 0 | 0 | 0 | -6.6845 | -6.6845 | 3725.5237 | 27866.9176 |  | 0
1969-01-12 | 0 | 0 | 0 | 0 | -6.6845 | -6.6845 | 3718.8392 | 27816.9175 |  | 0
1969-01-13 | 0 | 0 | 0 | 0 | -6.6845 | -6.6845 | 3712.1547 | 27766.9174 |  | 0
1969-01-14 | 0 | 0 | 0 | 0 | -6.6845 | -6.6845 | 3705.4702 | 27716.9174 |  | 0
1969-01-15 | 0 | 0 | 0 | 0 | -6.6845 | -6.6845 | 3698.7857 | 27666.9173 |  | 0
1969-01-16 | 0 | 0 | 0 | 0 | -6.6845 | -6.6845 | 3692.1012 | 27616.9173 |  | 0
1969-01-17 | 0 | 0 | 0 | 0 | -6.6845 | -6.6845 | 3685.4167 | 27566.9172 |  | 0
1969-01-18 | 0 | 0 | 0 | 0 | -6.6845 | -6.6845 | 3678.7322 | 27516.9171 |  | 0
1969-01-19 | 0 | 0 | 0 | 0 | -6.6845 | -6.6845 | 3672.0477 | 27466.9171 |  | 0
1969-01-20 | 0 | 0 | 0 | 0 | -6.6845 | -6.6845 | 3665.3632 | 27416.917 |  | 0
1969-01-21 | 0 | 0 | 0 | 0 | -6.6845 | -6.6845 | 3658.6787 | 27366.917 |  | 0
1969-01-22 | 0 | 0 | 0 | 0 | -6.6845 | -6.6845 | 3651.9942 | 27316.9169 |  | 0
1969-01-23 | 0 | 0 | 0 | 0 | -6.6845 | -6.6845 | 3645.3097 | 27266.9168 |  | 0
1969-01-24 | 0 | 0 | 0 | 0 | -6.6845 | -6.6845 | 3638.6252 | 27216.9168 |  | 0
1969-01-25 | 0 | 0 | 0 | 0 | -6.6845 | -6.6845 | 3631.9407 | 27166.9167 |  | 0
1969-01-26 | 0 | 0 | 0 | 0 | -6.6845 | -6.6845 | 3625.2562 | 27116.9167 |  | 0
1969-01-27 | 0 | 0 | 0 | 0 | -6.6845 | -6.6845 | 3618.5717 | 27066.9166 |  | 0
1969-01-28 | 0 | 0 | 0 | 0 | -6.6845 | -6.6845 | 3611.8872 | 27016.9165 |  | 0
1969-01-29 | 0 | 0 | 0 | 0 | -6.6845 | -6.6845 | 3605.2027 | 26966.9165 |  | 0
1969-01-30 | 0 | 0 | 0 | 0 | -6.6845 | -6.6845 | 3598.5182 | 26916.9164 |  | 0
1969-01-31 | 0 | 0 | 0 | 0 | -6.6845 | -6.6845 | 3591.8337 | 26866.9164 |  | 0
1969-02-01 | 0 | 0 | 0 | 0 | -6.6845 | -6.6845 | 3585.1492 | 26816.9163 |  | 0
1969-02-02 | 0 | 0 | 0 | 0 | -6.6845 | -6.6845 | 3578.4647 | 26766.9162 |  | 0
1969-02-03 | 0 | 0 | 0 | 0 | -6.6845 | -6.6845 | 3571.7802 | 26716.9162 |  | 0
1969-02-04 | 0 | 0 | 0 | 0 | -6.6845 | -6.6845 | 3565.0957 | 26666.9161 |  | 0
1969-02-05 | 0 | 0 | 0 | 0 | -6.6845 | -6.6845 | 3558.4112 | 26616.9161 |  | 0
1969-02-06 | 0 | 0 | 0 | 0 | -6.6845 | -6.6845 | 3551.7267 | 26566.916 |  | 0
1969-02-07 | 0 | 0 | 0 | 0 | -6.6845 | -6.6845 | 3545.0422 | 26516.9159 |  | 0
1969-02-08 | 0 | 0 | 0 | 0 | -6.6845 | -6.6845 | 3538.3577 | 26466.9159 |  | 0
1969-02-09 | 0 | 0 | 0 | 0 | -6.6845 | -6.6845 | 3531.6732 | 26416.9158 |  | 0
1969-02-10 | 0 | 0 | 0 | 0 | -6.6845 | -6.6845 | 3524.9887 | 26366.9158 |  | 0
1969-02-11 | 0 | 0 | 0 | 0 | -6.6845 | -6.6845 | 3518.3042 | 26316.9157 |  | 0
1969-02-12 | 0 | 0 | 0 | 0 | -6.6845 | -6.6845 | 3511.6197 | 26266.9156 |  | 0
1969-02-13 | 0 | 0 | 0 | 0 | -6.6845 | -6.6845 | 3504.9352 | 26216.9156 |  | 0
1969-02-14 | 0 | 0 | 0 | 0 | -6.6845 | -6.6845 | 3498.2507 | 26166.9155 |  | 0
1969-02-15 | 0 | 0 | 0 | 0 | -6.6845 | -6.6845 | 3491.5662 | 26116.9155 |  | 0
1969-02-16 | 0 | 0 | 0 | 0 | -6.6845 | -6.6845 | 3484.8817 | 26066.9154 |  | 0
1969-02-17 | 0 | 0 | 0 | 0 | -6.6845 | -6.6845 | 3478.1972 | 26016.9153 |  | 0
1969-02-18 | 0 | 0 | 0 | 0 | -6.6845 | -6.6845 | 3471.5127 | 25966.9153 |  | 0
1969-02-19 | 0 | 0 | 0 | 0 | -6.6845 | -6.6845 | 3464.8282 | 25916.9152 |  | 0
1969-02-20 | 0 | 0 | 0 | 0 | -6.6845 | -6.6845 | 3458.1437 | 25866.9152 |  | 0
1969-02-21 | 0 | 0 | 0 | 0 | -6.6845 | -6.6845 | 3451.4592 | 25816.9151 |  | 0
1969-02-22 | 0 | 0 | 0 | 0 | -6.6845 | -6.6845 | 3444.7747 | 25766.915 |  | 0
1969-02-23 | 0 | 0 | 0 | 0 | -6.6845 | -6.6845 | 3438.0902 | 25716.915 |  | 0
1969-02-24 | 0 | 0 | 0 | 0 | -6.6845 | -6.6845 | 3431.4057 | 25666.9149 |  | 0
1969-02-25 | 0 | 0 | 0 | 0 | -6.6845 | -6.6845 | 3424.7212 | 25616.9149 |  | 0
1969-02-26 | 0 | 0 | 0 | 0 | -6.6845 | -6.6845 | 3418.0367 | 25566.9148 |  | 0
1969-02-27 | 0 | 0 | 0 | 0 | -6.6845 | -6.6845 | 3411.3522 | 25516.9147 |  | 0
1969-02-28 | 0 | 0 | 0 | 0 | -6.6845 | -6.6845 | 3404.6677 | 25466.9147 |  | 0
1969-03-01 | 0 | 0 | 0 | 0 | -6.6845 | -6.6845 | 3397.9832 | 25416.9146 |  | 0
1969-03-02 | 0 | 0 | 0 | 0 | -6.6845 | -6.6845 | 3391.2987 | 25366.9146 |  | 0
1969-03-03 | 0 | 0 | 0 | 0 | -6.6845 | -6.6845 | 3384.6142 | 25316.9145 |  | 0
1969-03-04 | 0 | 0 | 0 | 0 | -6.6845 | -6.6845 | 3377.9297 | 25266.9144 |  | 0
1969-03-05 | 0 | 0 | 0 | 0 | -6.6845 | -6.6845 | 3371.2452 | 25216.9144 |  | 0
1969-03-06 | 0 | 0 | 0 | 0 | -6.6845 | -6.6845 | 3364.5607 | 25166.9143 |  | 0
1969-03-07 | 0 | 0 | 0 | 0 | -6.6845 | -6.6845 | 3357.8762 | 25116.9143 |  | 0
1969-03-08 | 0 | 0 | 0 | 0 | -6.6845 | -6.6845 | 3351.1917 | 25066.9142 |  | 0
1969-03-09 | 0 | 0 | 0 | 0 | -6.6845 | -6.6845 | 3344.5072 | 25016.9141 |  | 0
1969-03-10 | 0 | 0 | 0 | 0 | -6.6845 | -6.6845 | 3337.8227 | 24966.9141 |  | 0
1969-03-11 | 0 | 0 | 0 | 0 | -6.6845 | -6.6845 | 3331.1382 | 24916.914 |  | 0
1969-03-12 | 0 | 0 | 0 | 0 | -6.6845 | -6.6845 | 3324.4537 | 24866.914 |  | 0
1969-03-13 | 0 | 0 | 0 | 0 | -6.6845 | -6.6845 | 3317.7692 | 24816.9139 |  | 0
1969-03-14 | 0 | 0 | 0 | 0 | -6.6845 | -6.6845 | 3311.0847 | 24766.9138 |  | 0
1969-03-15 | 0 | 0 | 0 | 0 | -6.6845 | -6.6845 | 3304.4002 | 24716.9138 |  | 0
1969-03-16 | 0 | 0 | 0 | 0 | -6.6845 | -6.6845 | 3297.7157 | 24666.9137 |  | 0
1969-03-17 | 0 | 0 | 0 | 0 | -6.6845 | -6.6845 | 3291.0312 | 24616.9137 |  | 0
1969-03-18 | 0 | 0 | 0 | 0 | -6.6845 | -6.6845 | 3284.3467 | 24566.9136 |  | 0
1969-03-19 | 0 | 0 | 0 | 0 | -6.6845 | -6.6845 | 3277.6622 | 24516.9135 |  | 0
1969-03-20 | 0 | 0 | 0 | 0 | -6.6845 | -6.6845 | 3270.9777 | 24466.9135 |  | 0
1969-03-21 | 0 | 0 | 0 | 0 | -6.6845 | -6.6845 | 3264.2932 | 24416.9134 |  | 0
1969-03-22 | 0 | 0 | 0 | 0 | -6.6845 | -6.6845 | 3257.6087 | 24366.9134 |  | 0
1969-03-23 | 0.0066667 | 16.7685 | 3.6551 | 3.6551 | 6.429 | 6.429 | 3264.0377 | 24415.0019 |  | 0
1969-03-24 | 0 | 0 | 0 | 0 | -6.6845 | -6.6845 | 3257.3532 | 24365.0019 |  | 0
1969-03-25 | 0 | 0 | 0 | 0 | -6.6845 | -6.6845 | 3250.6687 | 24315.0018 |  | 0
1969-03-26 | 0 | 0 | 0 | 0 | -6.6845 | -6.6845 | 3243.9842 | 24265.0018 |  | 0
1969-03-27 | 0 | 0 | 0 | 0 | -6.6845 | -6.6845 | 3237.2997 | 24215.0017 |  | 0
1969-03-28 | 0 | 0 | 0 | 0 | -6.6845 | -6.6845 | 3230.6152 | 24165.0016 |  | 0
1969-03-29 | 0 | 0 | 0 | 0 | -6.6845 | -6.6845 | 3223.9307 | 24115.0016 |  | 0
1969-03-30 | 0 | 0 | 0 | 0 | -6.6845 | -6.6845 | 3217.2462 | 24065.0015 |  | 0
1969-03-31 | 0 | 0 | 0 | 0 | -6.6845 | -6.6845 | 3210.5617 | 24015.0015 |  | 0
1969-04-01 | 0 | 0 | 0 | 0 | -6.6845 | -6.6845 | 3203.8772 | 23965.0014 |  | 0
1969-04-02 | 0 | 0 | 0 | 0 | -6.6845 | -6.6845 | 3197.1927 | 23915.0013 |  | 0
1969-04-03 | 0 | 0 | 0 | 0 | -6.6845 | -6.6845 | 3190.5082 | 23865.0013 |  | 0
1969-04-04 | 0 | 0 | 0 | 0 | -6.6845 | -6.6845 | 3183.8237 | 23815.0012 |  | 0
1969-04-05 | 0 | 0 | 0 | 0 | -6.6845 | -6.6845 | 3177.1392 | 23765.0012 |  | 0
1969-04-06 | 0 | 0 | 0 | 0 | -6.6845 | -6.6845 | 3170.4547 | 23715.0011 |  | 0
1969-04-07 | 0 | 0 | 0 | 0 | -6.6845 | -6.6845 | 3163.7702 | 23665.001 |  | 0
1969-04-08 | 0 | 0 | 0 | 0 | -6.6845 | -6.6845 | 3157.0857 | 23615.001 |  | 0
1969-04-09 | 0 | 0 | 0 | 0 | -6.6845 | -6.6845 | 3150.4012 | 23565.0009 |  | 0
1969-04-10 | 0 | 0 | 0 | 0 | -6.6845 | -6.6845 | 3143.7167 | 23515.0009 |  | 0
1969-04-11 | 0 | 0 | 0 | 0 | -6.6845 | -6.6845 | 3137.0322 | 23465.0008 |  | 0
1969-04-12 | 0.018333 | 46.1135 | 3.6551 | 3.6551 | 35.7739 | 35.7739 | 3172.8061 | 23732.5895 |  | 0
1969-04-13 | 0 | 0 | 0 | 0 | -6.6845 | -6.6845 | 3166.1216 | 23682.5894 |  | 0
1969-04-14 | 0 | 0 | 0 | 0 | -6.6845 | -6.6845 | 3159.4371 | 23632.5893 |  | 0
1969-04-15 | 0 | 0 | 0 | 0 | -6.6845 | -6.6845 | 3152.7526 | 23582.5893 |  | 0
1969-04-16 | 0 | 0 | 0 | 0 | -6.6845 | -6.6845 | 3146.0681 | 23532.5892 |  | 0
1969-04-17 | 0 | 0 | 0 | 0 | -6.6845 | -6.6845 | 3139.3836 | 23482.5892 |  | 0
1969-04-18 | 0 | 0 | 0 | 0 | -6.6845 | -6.6845 | 3132.6991 | 23432.5891 |  | 0
1969-04-19 | 0 | 0 | 0 | 0 | -6.6845 | -6.6845 | 3126.0146 | 23382.589 |  | 0
1969-04-20 | 0 | 0 | 0 | 0 | -6.6845 | -6.6845 | 3119.3301 | 23332.589 |  | 0
1969-04-21 | 0 | 0 | 0 | 0 | -6.6845 | -6.6845 | 3112.6456 | 23282.5889 |  | 0
1969-04-22 | 0 | 0 | 0 | 0 | -6.6845 | -6.6845 | 3105.9611 | 23232.5889 |  | 0
1969-04-23 | 0 | 0 | 0 | 0 | -6.6845 | -6.6845 | 3099.2766 | 23182.5888 |  | 0
1969-04-24 | 0 | 0 | 0 | 0 | -6.6845 | -6.6845 | 3092.5921 | 23132.5887 |  | 0
1969-04-25 | 0 | 0 | 0 | 0 | -6.6845 | -6.6845 | 3085.9076 | 23082.5887 |  | 0
1969-04-26 | 0 | 0 | 0 | 0 | -6.6845 | -6.6845 | 3079.2231 | 23032.5886 |  | 0
1969-04-27 | 0 | 0 | 0 | 0 | -6.6845 | -6.6845 | 3072.5386 | 22982.5886 |  | 0
1969-04-28 | 0 | 0 | 0 | 0 | -6.6845 | -6.6845 | 3065.8541 | 22932.5885 |  | 0
1969-04-29 | 0 | 0 | 0 | 0 | -6.6845 | -6.6845 | 3059.1696 | 22882.5884 |  | 0
1969-04-30 | 0.0075 | 18.8646 | 3.6551 | 3.6551 | 8.525 | 8.525 | 3067.6946 | 22946.3556 |  | 0
1969-05-01 | 0 | 0 | 0 | 0 | -6.6845 | -6.6845 | 3061.0101 | 22896.3555 |  | 0
1969-05-02 | 0.013333 | 33.5371 | 3.6551 | 3.6551 | 23.1975 | 23.1975 | 3084.2076 | 23069.8727 |  | 0
1969-05-03 | 0 | 0 | 0 | 0 | -6.6845 | -6.6845 | 3077.5231 | 23019.8727 |  | 0
1969-05-04 | 0 | 0 | 0 | 0 | -6.6845 | -6.6845 | 3070.8386 | 22969.8726 |  | 0
1969-05-05 | 0 | 0 | 0 | 0 | -6.6845 | -6.6845 | 3064.1541 | 22919.8726 |  | 0
1969-05-06 | 0.0058333 | 14.6725 | 3.6551 | 3.6551 | 4.3329 | 4.3329 | 3068.487 | 22952.2825 |  | 0
1969-05-07 | 0 | 0 | 0 | 0 | -6.6845 | -6.6845 | 3061.8025 | 22902.2825 |  | 0
1969-05-08 | 0 | 0 | 0 | 0 | -6.6845 | -6.6845 | 3055.118 | 22852.2824 |  | 0
1969-05-09 | 0 | 0 | 0 | 0 | -6.6845 | -6.6845 | 3048.4335 | 22802.2824 |  | 0
1969-05-10 | 0 | 0 | 0 | 0 | -6.6845 | -6.6845 | 3041.749 | 22752.2823 |  | 0
1969-05-11 | 0.010833 | 27.2489 | 3.6551 | 3.6551 | 16.9093 | 16.9093 | 3058.6583 | 22878.7638 |  | 0
1969-05-12 | 0 | 0 | 0 | 0 | -6.6845 | -6.6845 | 3051.9738 | 22828.7637 |  | 0
1969-05-13 | 0 | 0 | 0 | 0 | -6.6845 | -6.6845 | 3045.2893 | 22778.7636 |  | 0
1969-05-14 | 0.025 | 62.882 | 3.6551 | 3.6551 | 52.5424 | 52.5424 | 3097.8317 | 23171.7809 |  | 0
1969-05-15 | 0 | 0 | 0 | 0 | -6.6845 | -6.6845 | 3091.1472 | 23121.7809 |  | 0
1969-05-16 | 0 | 0 | 0 | 0 | -6.6845 | -6.6845 | 3084.4627 | 23071.7808 |  | 0
1969-05-17 | 0 | 0 | 0 | 0 | -6.6845 | -6.6845 | 3077.7782 | 23021.7808 |  | 0
1969-05-18 | 0 | 0 | 0 | 0 | -6.6845 | -6.6845 | 3071.0937 | 22971.7807 |  | 0
1969-05-19 | 0 | 0 | 0 | 0 | -6.6845 | -6.6845 | 3064.4092 | 22921.7806 |  | 0
1969-05-20 | 0 | 0 | 0 | 0 | -6.6845 | -6.6845 | 3057.7247 | 22871.7806 |  | 0
1969-05-21 | 0 | 0 | 0 | 0 | -6.6845 | -6.6845 | 3051.0402 | 22821.7805 |  | 0
1969-05-22 | 0 | 0 | 0 | 0 | -6.6845 | -6.6845 | 3044.3557 | 22771.7805 |  | 0
1969-05-23 | 0 | 0 | 0 | 0 | -6.6845 | -6.6845 | 3037.6712 | 22721.7804 |  | 0
1969-05-24 | 0.0125 | 31.441 | 3.6551 | 3.6551 | 21.1014 | 21.1014 | 3058.7726 | 22879.619 |  | 0
1969-05-25 | 0 | 0 | 0 | 0 | -6.6845 | -6.6845 | 3052.0881 | 22829.619 |  | 0
1969-05-26 | 0 | 0 | 0 | 0 | -6.6845 | -6.6845 | 3045.4036 | 22779.6189 |  | 0
1969-05-27 | 0 | 0 | 0 | 0 | -6.6845 | -6.6845 | 3038.7191 | 22729.6188 |  | 0
1969-05-28 | 0 | 0 | 0 | 0 | -6.6845 | -6.6845 | 3032.0346 | 22679.6188 |  | 0
1969-05-29 | 0.0091667 | 23.0567 | 3.6551 | 3.6551 | 12.7172 | 12.7172 | 3044.7517 | 22774.7431 |  | 0
1969-05-30 | 0 | 0 | 0 | 0 | -6.6845 | -6.6845 | 3038.0672 | 22724.743 |  | 0
1969-05-31 | 0 | 0 | 0 | 0 | -6.6845 | -6.6845 | 3031.3827 | 22674.743 |  | 0
1969-06-01 | 0 | 0 | 0 | 0 | -6.6845 | -6.6845 | 3024.6982 | 22624.7429 |  | 0
1969-06-02 | 0 | 0 | 0 | 0 | -6.6845 | -6.6845 | 3018.0137 | 22574.7428 |  | 0
1969-06-03 | 0 | 0 | 0 | 0 | -6.6845 | -6.6845 | 3011.3292 | 22524.7428 |  | 0
1969-06-04 | 0.029167 | 73.3623 | 3.6551 | 3.6551 | 63.0228 | 63.0228 | 3074.352 | 22996.153 |  | 0
1969-06-05 | 0 | 0 | 0 | 0 | -6.6845 | -6.6845 | 3067.6675 | 22946.1529 |  | 0
1969-06-06 | 0 | 0 | 0 | 0 | -6.6845 | -6.6845 | 3060.983 | 22896.1529 |  | 0
1969-06-07 | 0 | 0 | 0 | 0 | -6.6845 | -6.6845 | 3054.2985 | 22846.1528 |  | 0
1969-06-08 | 0.011667 | 29.3449 | 3.6551 | 3.6551 | 19.0054 | 19.0054 | 3073.3039 | 22988.3128 |  | 0
1969-06-09 | 0 | 0 | 0 | 0 | -6.6845 | -6.6845 | 3066.6194 | 22938.3128 |  | 0
1969-06-10 | 0 | 0 | 0 | 0 | -6.6845 | -6.6845 | 3059.9349 | 22888.3127 |  | 0
1969-06-11 | 0 | 0 | 0 | 0 | -6.6845 | -6.6845 | 3053.2504 | 22838.3127 |  | 0
1969-06-12 | 0 | 0 | 0 | 0 | -6.6845 | -6.6845 | 3046.5659 | 22788.3126 |  | 0
1969-06-13 | 0 | 0 | 0 | 0 | -6.6845 | -6.6845 | 3039.8814 | 22738.3125 |  | 0
1969-06-14 | 0 | 0 | 0 | 0 | -6.6845 | -6.6845 | 3033.1969 | 22688.3125 |  | 0
1969-06-15 | 0.0091667 | 23.0567 | 3.6551 | 3.6551 | 12.7172 | 12.7172 | 3045.914 | 22783.4368 |  | 0
1969-06-16 | 0.045833 | 115.2837 | 3.6551 | 3.6551 | 104.9441 | 104.9441 | 3150.8581 | 23568.4186 |  | 0
1969-06-17 | 0 | 0 | 0 | 0 | -6.6845 | -6.6845 | 3144.1736 | 23518.4185 |  | 0
1969-06-18 | 0 | 0 | 0 | 0 | -6.6845 | -6.6845 | 3137.4891 | 23468.4184 |  | 0
1969-06-19 | 0 | 0 | 0 | 0 | -6.6845 | -6.6845 | 3130.8046 | 23418.4184 |  | 0
1969-06-20 | 0 | 0 | 0 | 0 | -6.6845 | -6.6845 | 3124.1201 | 23368.4183 |  | 0
1969-06-21 | 0 | 0 | 0 | 0 | -6.6845 | -6.6845 | 3117.4356 | 23318.4183 |  | 0
1969-06-22 | 0 | 0 | 0 | 0 | -6.6845 | -6.6845 | 3110.7511 | 23268.4182 |  | 0
1969-06-23 | 0 | 0 | 0 | 0 | -6.6845 | -6.6845 | 3104.0666 | 23218.4181 |  | 0
1969-06-24 | 0 | 0 | 0 | 0 | -6.6845 | -6.6845 | 3097.3821 | 23168.4181 |  | 0
1969-06-25 | 0 | 0 | 0 | 0 | -6.6845 | -6.6845 | 3090.6976 | 23118.418 |  | 0
1969-06-26 | 0 | 0 | 0 | 0 | -6.6845 | -6.6845 | 3084.0131 | 23068.418 |  | 0
1969-06-27 | 0 | 0 | 0 | 0 | -6.6845 | -6.6845 | 3077.3286 | 23018.4179 |  | 0
1969-06-28 | 0 | 0 | 0 | 0 | -6.6845 | -6.6845 | 3070.6441 | 22968.4178 |  | 0
1969-06-29 | 0 | 0 | 0 | 0 | -6.6845 | -6.6845 | 3063.9596 | 22918.4178 |  | 0
1969-06-30 | 0 | 0 | 0 | 0 | -6.6845 | -6.6845 | 3057.2751 | 22868.4177 |  | 0
1969-07-01 | 0 | 0 | 0 | 0 | -6.6845 | -6.6845 | 3050.5906 | 22818.4177 |  | 0
1969-07-02 | 0 | 0 | 0 | 0 | -6.6845 | -6.6845 | 3043.9061 | 22768.4176 |  | 0
1969-07-03 | 0 | 0 | 0 | 0 | -6.6845 | -6.6845 | 3037.2216 | 22718.4175 |  | 0
1969-07-04 | 0 | 0 | 0 | 0 | -6.6845 | -6.6845 | 3030.5371 | 22668.4175 |  | 0
1969-07-05 | 0 | 0 | 0 | 0 | -6.6845 | -6.6845 | 3023.8526 | 22618.4174 |  | 0
1969-07-06 | 0.045833 | 115.2837 | 3.6551 | 3.6551 | 104.9441 | 104.9441 | 3128.7967 | 23403.3992 |  | 0
1969-07-07 | 0.046667 | 117.3797 | 3.6551 | 3.6551 | 107.0402 | 107.0402 | 3235.8368 | 24204.0595 |  | 0
1969-07-08 | 0.01 | 25.1528 | 3.6551 | 3.6551 | 14.8132 | 14.8132 | 3250.6501 | 24314.8624 |  | 0
1969-07-09 | 0 | 0 | 0 | 0 | -6.6845 | -6.6845 | 3243.9656 | 24264.8624 |  | 0
1969-07-10 | 0 | 0 | 0 | 0 | -6.6845 | -6.6845 | 3237.2811 | 24214.8623 |  | 0
1969-07-11 | 0 | 0 | 0 | 0 | -6.6845 | -6.6845 | 3230.5966 | 24164.8622 |  | 0
1969-07-12 | 0 | 0 | 0 | 0 | -6.6845 | -6.6845 | 3223.9121 | 24114.8622 |  | 0
1969-07-13 | 0 | 0 | 0 | 0 | -6.6845 | -6.6845 | 3217.2276 | 24064.8621 |  | 0
1969-07-14 | 0 | 0 | 0 | 0 | -6.6845 | -6.6845 | 3210.5431 | 24014.8621 |  | 0
1969-07-15 | 0.033333 | 83.8427 | 3.6551 | 3.6551 | 73.5031 | 73.5031 | 3284.0461 | 24564.6651 |  | 0
1969-07-16 | 0.015833 | 39.8253 | 3.6551 | 3.6551 | 29.4857 | 29.4857 | 3313.5318 | 24785.2181 |  | 0
1969-07-17 | 0.033333 | 83.8427 | 3.6551 | 3.6551 | 73.5031 | 73.5031 | 3387.0349 | 25335.0212 |  | 0
1969-07-18 | 0.005 | 12.5764 | 3.6551 | 3.6551 | 2.2368 | 2.2368 | 3389.2717 | 25351.7526 |  | 0
1969-07-19 | 0.0016667 | 4.1921 | 3.6551 | 3.6551 | -6.1474 | -6.1474 | 3383.1243 | 25305.7697 |  | 0
1969-07-20 | 0.0075 | 18.8646 | 3.6551 | 3.6551 | 8.525 | 8.525 | 3391.6493 | 25369.5368 |  | 0
1969-07-21 | 0 | 0 | 0 | 0 | -6.6845 | -6.6845 | 3384.9648 | 25319.5368 |  | 0
1969-07-22 | 0.066667 | 167.6853 | 3.6551 | 3.6551 | 157.3458 | 157.3458 | 3542.3106 | 26496.483 |  | 0
1969-07-23 | 0.0175 | 44.0174 | 3.6551 | 3.6551 | 33.6778 | 33.6778 | 3575.9884 | 26748.3931 |  | 0
1969-07-24 | 0 | 0 | 0 | 0 | -6.6845 | -6.6845 | 3569.3039 | 26698.393 |  | 0
1969-07-25 | 0 | 0 | 0 | 0 | -6.6845 | -6.6845 | 3562.6194 | 26648.393 |  | 0
1969-07-26 | 0.005 | 12.5764 | 3.6551 | 3.6551 | 2.2368 | 2.2368 | 3564.8562 | 26665.1244 |  | 0
1969-07-27 | 0.054167 | 136.2443 | 3.6551 | 3.6551 | 125.9048 | 125.9048 | 3690.761 | 27606.8919 |  | 0
1969-07-28 | 0 | 0 | 0 | 0 | -6.6845 | -6.6845 | 3684.0765 | 27556.8919 |  | 0
1969-07-29 | 0 | 0 | 0 | 0 | -6.6845 | -6.6845 | 3677.392 | 27506.8918 |  | 0
1969-07-30 | 0 | 0 | 0 | 0 | -6.6845 | -6.6845 | 3670.7075 | 27456.8917 |  | 0
1969-07-31 | 0 | 0 | 0 | 0 | -6.6845 | -6.6845 | 3664.023 | 27406.8917 |  | 0
1969-08-01 | 0 | 0 | 0 | 0 | -6.6845 | -6.6845 | 3657.3385 | 27356.8916 |  | 0
1969-08-02 | 0 | 0 | 0 | 0 | -6.6845 | -6.6845 | 3650.654 | 27306.8916 |  | 0
1969-08-03 | 0 | 0 | 0 | 0 | -6.6845 | -6.6845 | 3643.9695 | 27256.8915 |  | 0
1969-08-04 | 0 | 0 | 0 | 0 | -6.6845 | -6.6845 | 3637.285 | 27206.8914 |  | 0
1969-08-05 | 0 | 0 | 0 | 0 | -6.6845 | -6.6845 | 3630.6005 | 27156.8914 |  | 0
1969-08-06 | 0 | 0 | 0 | 0 | -6.6845 | -6.6845 | 3623.916 | 27106.8913 |  | 0
1969-08-07 | 0 | 0 | 0 | 0 | -6.6845 | -6.6845 | 3617.2315 | 27056.8913 |  | 0
1969-08-08 | 0 | 0 | 0 | 0 | -6.6845 | -6.6845 | 3610.547 | 27006.8912 |  | 0
1969-08-09 | 0 | 0 | 0 | 0 | -6.6845 | -6.6845 | 3603.8625 | 26956.8911 |  | 0
1969-08-10 | 0 | 0 | 0 | 0 | -6.6845 | -6.6845 | 3597.178 | 26906.8911 |  | 0
1969-08-11 | 0 | 0 | 0 | 0 | -6.6845 | -6.6845 | 3590.4935 | 26856.891 |  | 0
1969-08-12 | 0 | 0 | 0 | 0 | -6.6845 | -6.6845 | 3583.809 | 26806.891 |  | 0
1969-08-13 | 0 | 0 | 0 | 0 | -6.6845 | -6.6845 | 3577.1245 | 26756.8909 |  | 0
1969-08-14 | 0 | 0 | 0 | 0 | -6.6845 | -6.6845 | 3570.44 | 26706.8908 |  | 0
1969-08-15 | 0 | 0 | 0 | 0 | -6.6845 | -6.6845 | 3563.7555 | 26656.8908 |  | 0
1969-08-16 | 0 | 0 | 0 | 0 | -6.6845 | -6.6845 | 3557.071 | 26606.8907 |  | 0
1969-08-17 | 0 | 0 | 0 | 0 | -6.6845 | -6.6845 | 3550.3865 | 26556.8907 |  | 0
1969-08-18 | 0.0041667 | 10.4803 | 3.6551 | 3.6551 | 0.14075 | 0.14075 | 3550.5272 | 26557.9435 |  | 0
1969-08-19 | 0 | 0 | 0 | 0 | -6.6845 | -6.6845 | 3543.8427 | 26507.9434 |  | 0
1969-08-20 | 0 | 0 | 0 | 0 | -6.6845 | -6.6845 | 3537.1582 | 26457.9434 |  | 0
1969-08-21 | 0 | 0 | 0 | 0 | -6.6845 | -6.6845 | 3530.4737 | 26407.9433 |  | 0
1969-08-22 | 0 | 0 | 0 | 0 | -6.6845 | -6.6845 | 3523.7892 | 26357.9433 |  | 0
1969-08-23 | 0 | 0 | 0 | 0 | -6.6845 | -6.6845 | 3517.1047 | 26307.9432 |  | 0
1969-08-24 | 0 | 0 | 0 | 0 | -6.6845 | -6.6845 | 3510.4202 | 26257.9431 |  | 0
1969-08-25 | 0 | 0 | 0 | 0 | -6.6845 | -6.6845 | 3503.7357 | 26207.9431 |  | 0
1969-08-26 | 0 | 0 | 0 | 0 | -6.6845 | -6.6845 | 3497.0512 | 26157.943 |  | 0
1969-08-27 | 0.0091667 | 23.0567 | 3.6551 | 3.6551 | 12.7172 | 12.7172 | 3509.7684 | 26253.0673 |  | 0
1969-08-28 | 0.021667 | 54.4977 | 3.6551 | 3.6551 | 44.1582 | 44.1582 | 3553.9265 | 26583.3703 |  | 0
1969-08-29 | 0 | 0 | 0 | 0 | -6.6845 | -6.6845 | 3547.242 | 26533.3703 |  | 0
1969-08-30 | 0 | 0 | 0 | 0 | -6.6845 | -6.6845 | 3540.5575 | 26483.3702 |  | 0
1969-08-31 | 0 | 0 | 0 | 0 | -6.6845 | -6.6845 | 3533.873 | 26433.3701 |  | 0
1969-09-01 | 0 | 0 | 0 | 0 | -6.6845 | -6.6845 | 3527.1885 | 26383.3701 |  | 0
1969-09-02 | 0.0083333 | 20.9607 | 3.6551 | 3.6551 | 10.6211 | 10.6211 | 3537.8096 | 26462.8158 |  | 0
1969-09-03 | 0.05 | 125.764 | 3.6551 | 3.6551 | 115.4244 | 115.4244 | 3653.234 | 27326.1905 |  | 0
1969-09-04 | 0 | 0 | 0 | 0 | -6.6845 | -6.6845 | 3646.5495 | 27276.1904 |  | 0
1969-09-05 | 0 | 0 | 0 | 0 | -6.6845 | -6.6845 | 3639.865 | 27226.1903 |  | 0
1969-09-06 | 0 | 0 | 0 | 0 | -6.6845 | -6.6845 | 3633.1805 | 27176.1903 |  | 0
1969-09-07 | 0 | 0 | 0 | 0 | -6.6845 | -6.6845 | 3626.496 | 27126.1902 |  | 0
1969-09-08 | 0 | 0 | 0 | 0 | -6.6845 | -6.6845 | 3619.8115 | 27076.1902 |  | 0
1969-09-09 | 0.026667 | 67.0741 | 3.6551 | 3.6551 | 56.7346 | 56.7346 | 3676.5461 | 27500.5646 |  | 0
1969-09-10 | 0 | 0 | 0 | 0 | -6.6845 | -6.6845 | 3669.8616 | 27450.5646 |  | 0
1969-09-11 | 0 | 0 | 0 | 0 | -6.6845 | -6.6845 | 3663.1771 | 27400.5645 |  | 0
1969-09-12 | 0 | 0 | 0 | 0 | -6.6845 | -6.6845 | 3656.4926 | 27350.5644 |  | 0
1969-09-13 | 0 | 0 | 0 | 0 | -6.6845 | -6.6845 | 3649.8081 | 27300.5644 |  | 0
1969-09-14 | 0 | 0 | 0 | 0 | -6.6845 | -6.6845 | 3643.1236 | 27250.5643 |  | 0
1969-09-15 | 0 | 0 | 0 | 0 | -6.6845 | -6.6845 | 3636.4391 | 27200.5643 |  | 0
1969-09-16 | 0 | 0 | 0 | 0 | -6.6845 | -6.6845 | 3629.7546 | 27150.5642 |  | 0
1969-09-17 | 0.015 | 37.7292 | 3.6551 | 3.6551 | 27.3896 | 27.3896 | 3657.1442 | 27355.4386 |  | 0
1969-09-18 | 0.015 | 37.7292 | 3.6551 | 3.6551 | 27.3896 | 27.3896 | 3684.5338 | 27560.3129 |  | 0
1969-09-19 | 0 | 0 | 0 | 0 | -6.6845 | -6.6845 | 3677.8493 | 27510.3128 |  | 0
1969-09-20 | 0.038333 | 96.4191 | 3.6551 | 3.6551 | 86.0795 | 86.0795 | 3763.9288 | 28154.1874 |  | 0
1969-09-21 | 0 | 0 | 0 | 0 | -6.6845 | -6.6845 | 3757.2443 | 28104.1873 |  | 0
1969-09-22 | 0.0016667 | 4.1921 | 3.6551 | 3.6551 | -6.1474 | -6.1474 | 3751.0969 | 28058.2044 |  | 0
1969-09-23 | 0 | 0 | 0 | 0 | -6.6845 | -6.6845 | 3744.4124 | 28008.2044 |  | 0
1969-09-24 | 0 | 0 | 0 | 0 | -6.6845 | -6.6845 | 3737.7279 | 27958.2043 |  | 0
1969-09-25 | 0 | 0 | 0 | 0 | -6.6845 | -6.6845 | 3731.0434 | 27908.2043 |  | 0
1969-09-26 | 0 | 0 | 0 | 0 | -6.6845 | -6.6845 | 3724.3589 | 27858.2042 |  | 0
1969-09-27 | 0 | 0 | 0 | 0 | -6.6845 | -6.6845 | 3717.6744 | 27808.2041 |  | 0
1969-09-28 | 0 | 0 | 0 | 0 | -6.6845 | -6.6845 | 3710.9899 | 27758.2041 |  | 0
1969-09-29 | 0 | 0 | 0 | 0 | -6.6845 | -6.6845 | 3704.3054 | 27708.204 |  | 0
1969-09-30 | 0 | 0 | 0 | 0 | -6.6845 | -6.6845 | 3697.6209 | 27658.204 |  | 0
1969-10-01 | 0 | 0 | 0 | 0 | -6.6845 | -6.6845 | 3690.9364 | 27608.2039 |  | 0
1969-10-02 | 0 | 0 | 0 | 0 | -6.6845 | -6.6845 | 3684.2519 | 27558.2038 |  | 0
1969-10-03 | 0 | 0 | 0 | 0 | -6.6845 | -6.6845 | 3677.5674 | 27508.2038 |  | 0
1969-10-04 | 0 | 0 | 0 | 0 | -6.6845 | -6.6845 | 3670.8829 | 27458.2037 |  | 0
1969-10-05 | 0 | 0 | 0 | 0 | -6.6845 | -6.6845 | 3664.1984 | 27408.2037 |  | 0
1969-10-06 | 0.015833 | 39.8253 | 3.6551 | 3.6551 | 29.4857 | 29.4857 | 3693.684 | 27628.7566 |  | 0
1969-10-07 | 0 | 0 | 0 | 0 | -6.6845 | -6.6845 | 3686.9995 | 27578.7565 |  | 0
1969-10-08 | 0 | 0 | 0 | 0 | -6.6845 | -6.6845 | 3680.315 | 27528.7565 |  | 0
1969-10-09 | 0 | 0 | 0 | 0 | -6.6845 | -6.6845 | 3673.6305 | 27478.7564 |  | 0
1969-10-10 | 0 | 0 | 0 | 0 | -6.6845 | -6.6845 | 3666.946 | 27428.7564 |  | 0
1969-10-11 | 0 | 0 | 0 | 0 | -6.6845 | -6.6845 | 3660.2615 | 27378.7563 |  | 0
1969-10-12 | 0 | 0 | 0 | 0 | -6.6845 | -6.6845 | 3653.577 | 27328.7562 |  | 0
1969-10-13 | 0 | 0 | 0 | 0 | -6.6845 | -6.6845 | 3646.8925 | 27278.7562 |  | 0
1969-10-14 | 0 | 0 | 0 | 0 | -6.6845 | -6.6845 | 3640.208 | 27228.7561 |  | 0
1969-10-15 | 0 | 0 | 0 | 0 | -6.6845 | -6.6845 | 3633.5235 | 27178.7561 |  | 0
1969-10-16 | 0 | 0 | 0 | 0 | -6.6845 | -6.6845 | 3626.839 | 27128.756 |  | 0
1969-10-17 | 0 | 0 | 0 | 0 | -6.6845 | -6.6845 | 3620.1545 | 27078.7559 |  | 0
1969-10-18 | 0 | 0 | 0 | 0 | -6.6845 | -6.6845 | 3613.47 | 27028.7559 |  | 0
1969-10-19 | 0 | 0 | 0 | 0 | -6.6845 | -6.6845 | 3606.7855 | 26978.7558 |  | 0
1969-10-20 | 0 | 0 | 0 | 0 | -6.6845 | -6.6845 | 3600.101 | 26928.7558 |  | 0
1969-10-21 | 0 | 0 | 0 | 0 | -6.6845 | -6.6845 | 3593.4165 | 26878.7557 |  | 0
1969-10-22 | 0.005 | 12.5764 | 3.6551 | 3.6551 | 2.2368 | 2.2368 | 3595.6534 | 26895.4871 |  | 0
1969-10-23 | 0 | 0 | 0 | 0 | -6.6845 | -6.6845 | 3588.9689 | 26845.4871 |  | 0
1969-10-24 | 0 | 0 | 0 | 0 | -6.6845 | -6.6845 | 3582.2844 | 26795.487 |  | 0
1969-10-25 | 0 | 0 | 0 | 0 | -6.6845 | -6.6845 | 3575.5999 | 26745.4869 |  | 0
1969-10-26 | 0 | 0 | 0 | 0 | -6.6845 | -6.6845 | 3568.9154 | 26695.4869 |  | 0
1969-10-27 | 0.028333 | 71.2663 | 3.6551 | 3.6551 | 60.9267 | 60.9267 | 3629.842 | 27151.2185 |  | 0
1969-10-28 | 0.018333 | 46.1135 | 3.6551 | 3.6551 | 35.7739 | 35.7739 | 3665.6159 | 27418.8072 |  | 0
1969-10-29 | 0 | 0 | 0 | 0 | -6.6845 | -6.6845 | 3658.9314 | 27368.8071 |  | 0
1969-10-30 | 0 | 0 | 0 | 0 | -6.6845 | -6.6845 | 3652.2469 | 27318.807 |  | 0
1969-10-31 | 0 | 0 | 0 | 0 | -6.6845 | -6.6845 | 3645.5624 | 27268.807 |  | 0
1969-11-01 | 0 | 0 | 0 | 0 | -6.6845 | -6.6845 | 3638.8779 | 27218.8069 |  | 0
1969-11-02 | 0 | 0 | 0 | 0 | -6.6845 | -6.6845 | 3632.1934 | 27168.8069 |  | 0
1969-11-03 | 0 | 0 | 0 | 0 | -6.6845 | -6.6845 | 3625.5089 | 27118.8068 |  | 0
1969-11-04 | 0 | 0 | 0 | 0 | -6.6845 | -6.6845 | 3618.8244 | 27068.8067 |  | 0
1969-11-05 | 0 | 0 | 0 | 0 | -6.6845 | -6.6845 | 3612.1399 | 27018.8067 |  | 0
1969-11-06 | 0 | 0 | 0 | 0 | -6.6845 | -6.6845 | 3605.4554 | 26968.8066 |  | 0
1969-11-07 | 0 | 0 | 0 | 0 | -6.6845 | -6.6845 | 3598.7709 | 26918.8066 |  | 0
1969-11-08 | 0 | 0 | 0 | 0 | -6.6845 | -6.6845 | 3592.0864 | 26868.8065 |  | 0
1969-11-09 | 0.0075 | 18.8646 | 3.6551 | 3.6551 | 8.525 | 8.525 | 3600.6114 | 26932.5736 |  | 0
1969-11-10 | 0 | 0 | 0 | 0 | -6.6845 | -6.6845 | 3593.9269 | 26882.5736 |  | 0
1969-11-11 | 0 | 0 | 0 | 0 | -6.6845 | -6.6845 | 3587.2424 | 26832.5735 |  | 0
1969-11-12 | 0 | 0 | 0 | 0 | -6.6845 | -6.6845 | 3580.5579 | 26782.5735 |  | 0
1969-11-13 | 0 | 0 | 0 | 0 | -6.6845 | -6.6845 | 3573.8734 | 26732.5734 |  | 0
1969-11-14 | 0 | 0 | 0 | 0 | -6.6845 | -6.6845 | 3567.1889 | 26682.5733 |  | 0
1969-11-15 | 0 | 0 | 0 | 0 | -6.6845 | -6.6845 | 3560.5044 | 26632.5733 |  | 0
1969-11-16 | 0.0016667 | 4.1921 | 3.6551 | 3.6551 | -6.1474 | -6.1474 | 3554.357 | 26586.5904 |  | 0
1969-11-17 | 0 | 0 | 0 | 0 | -6.6845 | -6.6845 | 3547.6725 | 26536.5903 |  | 0
1969-11-18 | 0 | 0 | 0 | 0 | -6.6845 | -6.6845 | 3540.988 | 26486.5903 |  | 0
1969-11-19 | 0 | 0 | 0 | 0 | -6.6845 | -6.6845 | 3534.3035 | 26436.5902 |  | 0
1969-11-20 | 0 | 0 | 0 | 0 | -6.6845 | -6.6845 | 3527.619 | 26386.5901 |  | 0
1969-11-21 | 0 | 0 | 0 | 0 | -6.6845 | -6.6845 | 3520.9345 | 26336.5901 |  | 0
1969-11-22 | 0 | 0 | 0 | 0 | -6.6845 | -6.6845 | 3514.25 | 26286.59 |  | 0
1969-11-23 | 0 | 0 | 0 | 0 | -6.6845 | -6.6845 | 3507.5655 | 26236.59 |  | 0
1969-11-24 | 0 | 0 | 0 | 0 | -6.6845 | -6.6845 | 3500.881 | 26186.5899 |  | 0
1969-11-25 | 0 | 0 | 0 | 0 | -6.6845 | -6.6845 | 3494.1965 | 26136.5898 |  | 0
1969-11-26 | 0.023333 | 58.6899 | 3.6551 | 3.6551 | 48.3503 | 48.3503 | 3542.5468 | 26498.25 |  | 0
1969-11-27 | 0.0125 | 31.441 | 3.6551 | 3.6551 | 21.1014 | 21.1014 | 3563.6482 | 26656.0886 |  | 0
1969-11-28 | 0.045833 | 115.2837 | 3.6551 | 3.6551 | 104.9441 | 104.9441 | 3668.5923 | 27441.0704 |  | 0
1969-11-29 | 0.0041667 | 10.4803 | 3.6551 | 3.6551 | 0.14075 | 0.14075 | 3668.733 | 27442.1232 |  | 0
1969-11-30 | 0.0016667 | 4.1921 | 3.6551 | 3.6551 | -6.1474 | -6.1474 | 3662.5856 | 27396.1403 |  | 0
1969-12-01 | 0 | 0 | 0 | 0 | -6.6845 | -6.6845 | 3655.9011 | 27346.1402 |  | 0
1969-12-02 | 0 | 0 | 0 | 0 | -6.6845 | -6.6845 | 3649.2166 | 27296.1402 |  | 0
1969-12-03 | 0.0016667 | 4.1921 | 3.6551 | 3.6551 | -6.1474 | -6.1474 | 3643.0692 | 27250.1573 |  | 0
1969-12-04 | 0.036667 | 92.2269 | 3.6551 | 3.6551 | 81.8874 | 81.8874 | 3724.9565 | 27862.6747 |  | 0
1969-12-05 | 0 | 0 | 0 | 0 | -6.6845 | -6.6845 | 3718.272 | 27812.6746 |  | 0
1969-12-06 | 0 | 0 | 0 | 0 | -6.6845 | -6.6845 | 3711.5875 | 27762.6746 |  | 0
1969-12-07 | 0 | 0 | 0 | 0 | -6.6845 | -6.6845 | 3704.903 | 27712.6745 |  | 0
1969-12-08 | 0 | 0 | 0 | 0 | -6.6845 | -6.6845 | 3698.2185 | 27662.6744 |  | 0
1969-12-09 | 0 | 0 | 0 | 0 | -6.6845 | -6.6845 | 3691.534 | 27612.6744 |  | 0
1969-12-10 | 0 | 0 | 0 | 0 | -6.6845 | -6.6845 | 3684.8495 | 27562.6743 |  | 0
1969-12-11 | 0 | 0 | 0 | 0 | -6.6845 | -6.6845 | 3678.165 | 27512.6743 |  | 0
1969-12-12 | 0 | 0 | 0 | 0 | -6.6845 | -6.6845 | 3671.4805 | 27462.6742 |  | 0
1969-12-13 | 0 | 0 | 0 | 0 | -6.6845 | -6.6845 | 3664.796 | 27412.6741 |  | 0
1969-12-14 | 0 | 0 | 0 | 0 | -6.6845 | -6.6845 | 3658.1115 | 27362.6741 |  | 0
1969-12-15 | 0 | 0 | 0 | 0 | -6.6845 | -6.6845 | 3651.427 | 27312.674 |  | 0
1969-12-16 | 0 | 0 | 0 | 0 | -6.6845 | -6.6845 | 3644.7425 | 27262.674 |  | 0
1969-12-17 | 0 | 0 | 0 | 0 | -6.6845 | -6.6845 | 3638.058 | 27212.6739 |  | 0
1969-12-18 | 0 | 0 | 0 | 0 | -6.6845 | -6.6845 | 3631.3735 | 27162.6738 |  | 0
1969-12-19 | 0 | 0 | 0 | 0 | -6.6845 | -6.6845 | 3624.689 | 27112.6738 |  | 0
1969-12-20 | 0 | 0 | 0 | 0 | -6.6845 | -6.6845 | 3618.0045 | 27062.6737 |  | 0
1969-12-21 | 0 | 0 | 0 | 0 | -6.6845 | -6.6845 | 3611.32 | 27012.6737 |  | 0
1969-12-22 | 0 | 0 | 0 | 0 | -6.6845 | -6.6845 | 3604.6355 | 26962.6736 |  | 0
1969-12-23 | 0 | 0 | 0 | 0 | -6.6845 | -6.6845 | 3597.951 | 26912.6735 |  | 0
1969-12-24 | 0 | 0 | 0 | 0 | -6.6845 | -6.6845 | 3591.2665 | 26862.6735 |  | 0
1969-12-25 | 0 | 0 | 0 | 0 | -6.6845 | -6.6845 | 3584.582 | 26812.6734 |  | 0
1969-12-26 | 0 | 0 | 0 | 0 | -6.6845 | -6.6845 | 3577.8975 | 26762.6734 |  | 0
1969-12-27 | 0 | 0 | 0 | 0 | -6.6845 | -6.6845 | 3571.213 | 26712.6733 |  | 0
1969-12-28 | 0.013333 | 33.5371 | 3.6551 | 3.6551 | 23.1975 | 23.1975 | 3594.4105 | 26886.1905 |  | 0
1969-12-29 | 0 | 0 | 0 | 0 | -6.6845 | -6.6845 | 3587.726 | 26836.1904 |  | 0
1969-12-30 | 0 | 0 | 0 | 0 | -6.6845 | -6.6845 | 3581.0415 | 26786.1904 |  | 0
1969-12-31 | 0 | 0 | 0 | 0 | -6.6845 | -6.6845 | 3574.357 | 26736.1903 |  | 0
1970-01-01 | 0 | 0 | 0 | 0 | -6.6845 | -6.6845 | 3567.6725 | 26686.1903 |  | 0
1970-01-02 | 0 | 0 | 0 | 0 | -6.6845 | -6.6845 | 3560.988 | 26636.1902 |  | 0
1970-01-03 | 0 | 0 | 0 | 0 | -6.6845 | -6.6845 | 3554.3035 | 26586.1901 |  | 0
1970-01-04 | 0 | 0 | 0 | 0 | -6.6845 | -6.6845 | 3547.619 | 26536.1901 |  | 0
1970-01-05 | 0 | 0 | 0 | 0 | -6.6845 | -6.6845 | 3540.9345 | 26486.19 |  | 0
1970-01-06 | 0 | 0 | 0 | 0 | -6.6845 | -6.6845 | 3534.25 | 26436.19 |  | 0
1970-01-07 | 0 | 0 | 0 | 0 | -6.6845 | -6.6845 | 3527.5655 | 26386.1899 |  | 0
1970-01-08 | 0 | 0 | 0 | 0 | -6.6845 | -6.6845 | 3520.881 | 26336.1898 |  | 0
1970-01-09 | 0 | 0 | 0 | 0 | -6.6845 | -6.6845 | 3514.1965 | 26286.1898 |  | 0
1970-01-10 | 0 | 0 | 0 | 0 | -6.6845 | -6.6845 | 3507.512 | 26236.1897 |  | 0
1970-01-11 | 0 | 0 | 0 | 0 | -6.6845 | -6.6845 | 3500.8275 | 26186.1897 |  | 0
1970-01-12 | 0 | 0 | 0 | 0 | -6.6845 | -6.6845 | 3494.143 | 26136.1896 |  | 0
1970-01-13 | 0.060833 | 153.0129 | 3.6551 | 3.6551 | 142.6733 | 142.6733 | 3636.8163 | 27203.3858 |  | 0
1970-01-14 | 0 | 0 | 0 | 0 | -6.6845 | -6.6845 | 3630.1318 | 27153.3857 |  | 0
1970-01-15 | 0.0033333 | 8.3843 | 3.6551 | 3.6551 | -1.9553 | -1.9553 | 3628.1765 | 27138.76 |  | 0
1970-01-16 | 0.0041667 | 10.4803 | 3.6551 | 3.6551 | 0.14075 | 0.14075 | 3628.3172 | 27139.8128 |  | 0
1970-01-17 | 0 | 0 | 0 | 0 | -6.6845 | -6.6845 | 3621.6327 | 27089.8127 |  | 0
1970-01-18 | 0 | 0 | 0 | 0 | -6.6845 | -6.6845 | 3614.9482 | 27039.8127 |  | 0
1970-01-19 | 0 | 0 | 0 | 0 | -6.6845 | -6.6845 | 3608.2637 | 26989.8126 |  | 0
1970-01-20 | 0 | 0 | 0 | 0 | -6.6845 | -6.6845 | 3601.5792 | 26939.8126 |  | 0
1970-01-21 | 0 | 0 | 0 | 0 | -6.6845 | -6.6845 | 3594.8947 | 26889.8125 |  | 0
1970-01-22 | 0 | 0 | 0 | 0 | -6.6845 | -6.6845 | 3588.2102 | 26839.8124 |  | 0
1970-01-23 | 0 | 0 | 0 | 0 | -6.6845 | -6.6845 | 3581.5257 | 26789.8124 |  | 0
1970-01-24 | 0 | 0 | 0 | 0 | -6.6845 | -6.6845 | 3574.8412 | 26739.8123 |  | 0
1970-01-25 | 0 | 0 | 0 | 0 | -6.6845 | -6.6845 | 3568.1567 | 26689.8123 |  | 0
1970-01-26 | 0 | 0 | 0 | 0 | -6.6845 | -6.6845 | 3561.4722 | 26639.8122 |  | 0
1970-01-27 | 0 | 0 | 0 | 0 | -6.6845 | -6.6845 | 3554.7877 | 26589.8121 |  | 0
1970-01-28 | 0 | 0 | 0 | 0 | -6.6845 | -6.6845 | 3548.1032 | 26539.8121 |  | 0
1970-01-29 | 0 | 0 | 0 | 0 | -6.6845 | -6.6845 | 3541.4187 | 26489.812 |  | 0
1970-01-30 | 0 | 0 | 0 | 0 | -6.6845 | -6.6845 | 3534.7342 | 26439.812 |  | 0
1970-01-31 | 0 | 0 | 0 | 0 | -6.6845 | -6.6845 | 3528.0497 | 26389.8119 |  | 0
1970-02-01 | 0 | 0 | 0 | 0 | -6.6845 | -6.6845 | 3521.3652 | 26339.8118 |  | 0
1970-02-02 | 0.0041667 | 10.4803 | 3.6551 | 3.6551 | 0.14075 | 0.14075 | 3521.506 | 26340.8647 |  | 0
1970-02-03 | 0 | 0 | 0 | 0 | -6.6845 | -6.6845 | 3514.8215 | 26290.8646 |  | 0
1970-02-04 | 0 | 0 | 0 | 0 | -6.6845 | -6.6845 | 3508.137 | 26240.8646 |  | 0
1970-02-05 | 0 | 0 | 0 | 0 | -6.6845 | -6.6845 | 3501.4525 | 26190.8645 |  | 0
1970-02-06 | 0 | 0 | 0 | 0 | -6.6845 | -6.6845 | 3494.768 | 26140.8644 |  | 0
1970-02-07 | 0 | 0 | 0 | 0 | -6.6845 | -6.6845 | 3488.0835 | 26090.8644 |  | 0
1970-02-08 | 0 | 0 | 0 | 0 | -6.6845 | -6.6845 | 3481.399 | 26040.8643 |  | 0
1970-02-09 | 0 | 0 | 0 | 0 | -6.6845 | -6.6845 | 3474.7145 | 25990.8643 |  | 0
1970-02-10 | 0 | 0 | 0 | 0 | -6.6845 | -6.6845 | 3468.03 | 25940.8642 |  | 0
1970-02-11 | 0 | 0 | 0 | 0 | -6.6845 | -6.6845 | 3461.3455 | 25890.8641 |  | 0
1970-02-12 | 0 | 0 | 0 | 0 | -6.6845 | -6.6845 | 3454.661 | 25840.8641 |  | 0
1970-02-13 | 0 | 0 | 0 | 0 | -6.6845 | -6.6845 | 3447.9765 | 25790.864 |  | 0
1970-02-14 | 0 | 0 | 0 | 0 | -6.6845 | -6.6845 | 3441.292 | 25740.864 |  | 0
1970-02-15 | 0 | 0 | 0 | 0 | -6.6845 | -6.6845 | 3434.6075 | 25690.8639 |  | 0
1970-02-16 | 0 | 0 | 0 | 0 | -6.6845 | -6.6845 | 3427.923 | 25640.8638 |  | 0
1970-02-17 | 0 | 0 | 0 | 0 | -6.6845 | -6.6845 | 3421.2385 | 25590.8638 |  | 0
1970-02-18 | 0 | 0 | 0 | 0 | -6.6845 | -6.6845 | 3414.554 | 25540.8637 |  | 0
1970-02-19 | 0 | 0 | 0 | 0 | -6.6845 | -6.6845 | 3407.8695 | 25490.8637 |  | 0
1970-02-20 | 0.010833 | 27.2489 | 3.6551 | 3.6551 | 16.9093 | 16.9093 | 3424.7788 | 25617.3451 |  | 0
1970-02-21 | 0.01 | 25.1528 | 3.6551 | 3.6551 | 14.8132 | 14.8132 | 3439.592 | 25728.148 |  | 0
1970-02-22 | 0.0058333 | 14.6725 | 3.6551 | 3.6551 | 4.3329 | 4.3329 | 3443.9249 | 25760.558 |  | 0
1970-02-23 | 0 | 0 | 0 | 0 | -6.6845 | -6.6845 | 3437.2404 | 25710.5579 |  | 0
1970-02-24 | 0.045 | 113.1876 | 3.6551 | 3.6551 | 102.848 | 102.848 | 3540.0884 | 26479.8611 |  | 0
1970-02-25 | 0 | 0 | 0 | 0 | -6.6845 | -6.6845 | 3533.4039 | 26429.8611 |  | 0
1970-02-26 | 0 | 0 | 0 | 0 | -6.6845 | -6.6845 | 3526.7194 | 26379.861 |  | 0
1970-02-27 | 0.0058333 | 14.6725 | 3.6551 | 3.6551 | 4.3329 | 4.3329 | 3531.0523 | 26412.271 |  | 0
1970-02-28 | 0 | 0 | 0 | 0 | -6.6845 | -6.6845 | 3524.3678 | 26362.2709 |  | 0
1970-03-01 | 0 | 0 | 0 | 0 | -6.6845 | -6.6845 | 3517.6833 | 26312.2709 |  | 0
1970-03-02 | 0 | 0 | 0 | 0 | -6.6845 | -6.6845 | 3510.9988 | 26262.2708 |  | 0
1970-03-03 | 0 | 0 | 0 | 0 | -6.6845 | -6.6845 | 3504.3143 | 26212.2708 |  | 0
1970-03-04 | 0 | 0 | 0 | 0 | -6.6845 | -6.6845 | 3497.6298 | 26162.2707 |  | 0
1970-03-05 | 0.0058333 | 14.6725 | 3.6551 | 3.6551 | 4.3329 | 4.3329 | 3501.9627 | 26194.6807 |  | 0
1970-03-06 | 0.029167 | 73.3623 | 3.6551 | 3.6551 | 63.0228 | 63.0228 | 3564.9854 | 26666.0909 |  | 0
1970-03-07 | 0.025 | 62.882 | 3.6551 | 3.6551 | 52.5424 | 52.5424 | 3617.5278 | 27059.1082 |  | 0
1970-03-08 | 0 | 0 | 0 | 0 | -6.6845 | -6.6845 | 3610.8433 | 27009.1081 |  | 0
1970-03-09 | 0 | 0 | 0 | 0 | -6.6845 | -6.6845 | 3604.1588 | 26959.1081 |  | 0
1970-03-10 | 0 | 0 | 0 | 0 | -6.6845 | -6.6845 | 3597.4743 | 26909.108 |  | 0
1970-03-11 | 0.005 | 12.5764 | 3.6551 | 3.6551 | 2.2368 | 2.2368 | 3599.7112 | 26925.8394 |  | 0
1970-03-12 | 0 | 0 | 0 | 0 | -6.6845 | -6.6845 | 3593.0267 | 26875.8394 |  | 0
1970-03-13 | 0 | 0 | 0 | 0 | -6.6845 | -6.6845 | 3586.3422 | 26825.8393 |  | 0
1970-03-14 | 0 | 0 | 0 | 0 | -6.6845 | -6.6845 | 3579.6577 | 26775.8392 |  | 0
1970-03-15 | 0 | 0 | 0 | 0 | -6.6845 | -6.6845 | 3572.9732 | 26725.8392 |  | 0
1970-03-16 | 0 | 0 | 0 | 0 | -6.6845 | -6.6845 | 3566.2887 | 26675.8391 |  | 0
1970-03-17 | 0 | 0 | 0 | 0 | -6.6845 | -6.6845 | 3559.6042 | 26625.8391 |  | 0
1970-03-18 | 0 | 0 | 0 | 0 | -6.6845 | -6.6845 | 3552.9197 | 26575.839 |  | 0
1970-03-19 | 0 | 0 | 0 | 0 | -6.6845 | -6.6845 | 3546.2352 | 26525.8389 |  | 0
1970-03-20 | 0.099167 | 249.4319 | 3.6551 | 3.6551 | 239.0924 | 239.0924 | 3785.3275 | 28314.2497 |  | 0
1970-03-21 | 0 | 0 | 0 | 0 | -6.6845 | -6.6845 | 3778.643 | 28264.2497 |  | 0
1970-03-22 | 0 | 0 | 0 | 0 | -6.6845 | -6.6845 | 3771.9585 | 28214.2496 |  | 0
1970-03-23 | 0 | 0 | 0 | 0 | -6.6845 | -6.6845 | 3765.274 | 28164.2496 |  | 0
1970-03-24 | 0 | 0 | 0 | 0 | -6.6845 | -6.6845 | 3758.5895 | 28114.2495 |  | 0
1970-03-25 | 0 | 0 | 0 | 0 | -6.6845 | -6.6845 | 3751.905 | 28064.2494 |  | 0
1970-03-26 | 0 | 0 | 0 | 0 | -6.6845 | -6.6845 | 3745.2205 | 28014.2494 |  | 0
1970-03-27 | 0 | 0 | 0 | 0 | -6.6845 | -6.6845 | 3738.536 | 27964.2493 |  | 0
1970-03-28 | 0 | 0 | 0 | 0 | -6.6845 | -6.6845 | 3731.8515 | 27914.2493 |  | 0
1970-03-29 | 0 | 0 | 0 | 0 | -6.6845 | -6.6845 | 3725.167 | 27864.2492 |  | 0
1970-03-30 | 0 | 0 | 0 | 0 | -6.6845 | -6.6845 | 3718.4825 | 27814.2491 |  | 0
1970-03-31 | 0 | 0 | 0 | 0 | -6.6845 | -6.6845 | 3711.798 | 27764.2491 |  | 0
1970-04-01 | 0 | 0 | 0 | 0 | -6.6845 | -6.6845 | 3705.1135 | 27714.249 |  | 0
1970-04-02 | 0 | 0 | 0 | 0 | -6.6845 | -6.6845 | 3698.429 | 27664.249 |  | 0
1970-04-03 | 0 | 0 | 0 | 0 | -6.6845 | -6.6845 | 3691.7445 | 27614.2489 |  | 0
1970-04-04 | 0 | 0 | 0 | 0 | -6.6845 | -6.6845 | 3685.06 | 27564.2488 |  | 0
1970-04-05 | 0 | 0 | 0 | 0 | -6.6845 | -6.6845 | 3678.3755 | 27514.2488 |  | 0
1970-04-06 | 0 | 0 | 0 | 0 | -6.6845 | -6.6845 | 3671.691 | 27464.2487 |  | 0
1970-04-07 | 0 | 0 | 0 | 0 | -6.6845 | -6.6845 | 3665.0065 | 27414.2487 |  | 0
1970-04-08 | 0 | 0 | 0 | 0 | -6.6845 | -6.6845 | 3658.322 | 27364.2486 |  | 0
1970-04-09 | 0 | 0 | 0 | 0 | -6.6845 | -6.6845 | 3651.6375 | 27314.2485 |  | 0
1970-04-10 | 0 | 0 | 0 | 0 | -6.6845 | -6.6845 | 3644.953 | 27264.2485 |  | 0
1970-04-11 | 0 | 0 | 0 | 0 | -6.6845 | -6.6845 | 3638.2685 | 27214.2484 |  | 0
1970-04-12 | 0 | 0 | 0 | 0 | -6.6845 | -6.6845 | 3631.584 | 27164.2484 |  | 0
1970-04-13 | 0 | 0 | 0 | 0 | -6.6845 | -6.6845 | 3624.8995 | 27114.2483 |  | 0
1970-04-14 | 0 | 0 | 0 | 0 | -6.6845 | -6.6845 | 3618.215 | 27064.2482 |  | 0
1970-04-15 | 0 | 0 | 0 | 0 | -6.6845 | -6.6845 | 3611.5305 | 27014.2482 |  | 0
1970-04-16 | 0 | 0 | 0 | 0 | -6.6845 | -6.6845 | 3604.846 | 26964.2481 |  | 0
1970-04-17 | 0 | 0 | 0 | 0 | -6.6845 | -6.6845 | 3598.1615 | 26914.2481 |  | 0
1970-04-18 | 0 | 0 | 0 | 0 | -6.6845 | -6.6845 | 3591.477 | 26864.248 |  | 0
1970-04-19 | 0 | 0 | 0 | 0 | -6.6845 | -6.6845 | 3584.7925 | 26814.2479 |  | 0
1970-04-20 | 0 | 0 | 0 | 0 | -6.6845 | -6.6845 | 3578.108 | 26764.2479 |  | 0
1970-04-21 | 0 | 0 | 0 | 0 | -6.6845 | -6.6845 | 3571.4235 | 26714.2478 |  | 0
1970-04-22 | 0 | 0 | 0 | 0 | -6.6845 | -6.6845 | 3564.739 | 26664.2478 |  | 0
1970-04-23 | 0 | 0 | 0 | 0 | -6.6845 | -6.6845 | 3558.0545 | 26614.2477 |  | 0
1970-04-24 | 0 | 0 | 0 | 0 | -6.6845 | -6.6845 | 3551.37 | 26564.2476 |  | 0
1970-04-25 | 0 | 0 | 0 | 0 | -6.6845 | -6.6845 | 3544.6855 | 26514.2476 |  | 0
1970-04-26 | 0 | 0 | 0 | 0 | -6.6845 | -6.6845 | 3538.001 | 26464.2475 |  | 0
1970-04-27 | 0 | 0 | 0 | 0 | -6.6845 | -6.6845 | 3531.3165 | 26414.2475 |  | 0
1970-04-28 | 0 | 0 | 0 | 0 | -6.6845 | -6.6845 | 3524.632 | 26364.2474 |  | 0
1970-04-29 | 0 | 0 | 0 | 0 | -6.6845 | -6.6845 | 3517.9475 | 26314.2473 |  | 0
1970-04-30 | 0 | 0 | 0 | 0 | -6.6845 | -6.6845 | 3511.263 | 26264.2473 |  | 0
1970-05-01 | 0 | 0 | 0 | 0 | -6.6845 | -6.6845 | 3504.5785 | 26214.2472 |  | 0
1970-05-02 | 0 | 0 | 0 | 0 | -6.6845 | -6.6845 | 3497.894 | 26164.2472 |  | 0
1970-05-03 | 0 | 0 | 0 | 0 | -6.6845 | -6.6845 | 3491.2095 | 26114.2471 |  | 0
1970-05-04 | 0 | 0 | 0 | 0 | -6.6845 | -6.6845 | 3484.525 | 26064.247 |  | 0
1970-05-05 | 0 | 0 | 0 | 0 | -6.6845 | -6.6845 | 3477.8405 | 26014.247 |  | 0
1970-05-06 | 0 | 0 | 0 | 0 | -6.6845 | -6.6845 | 3471.156 | 25964.2469 |  | 0
1970-05-07 | 0 | 0 | 0 | 0 | -6.6845 | -6.6845 | 3464.4715 | 25914.2469 |  | 0
1970-05-08 | 0 | 0 | 0 | 0 | -6.6845 | -6.6845 | 3457.787 | 25864.2468 |  | 0
1970-05-09 | 0.0058333 | 14.6725 | 3.6551 | 3.6551 | 4.3329 | 4.3329 | 3462.1199 | 25896.6568 |  | 0
1970-05-10 | 0 | 0 | 0 | 0 | -6.6845 | -6.6845 | 3455.4354 | 25846.6567 |  | 0
1970-05-11 | 0 | 0 | 0 | 0 | -6.6845 | -6.6845 | 3448.7509 | 25796.6567 |  | 0
1970-05-12 | 0 | 0 | 0 | 0 | -6.6845 | -6.6845 | 3442.0664 | 25746.6566 |  | 0
1970-05-13 | 0 | 0 | 0 | 0 | -6.6845 | -6.6845 | 3435.3819 | 25696.6565 |  | 0
1970-05-14 | 0 | 0 | 0 | 0 | -6.6845 | -6.6845 | 3428.6974 | 25646.6565 |  | 0
1970-05-15 | 0 | 0 | 0 | 0 | -6.6845 | -6.6845 | 3422.0129 | 25596.6564 |  | 0
1970-05-16 | 0 | 0 | 0 | 0 | -6.6845 | -6.6845 | 3415.3284 | 25546.6564 |  | 0
1970-05-17 | 0 | 0 | 0 | 0 | -6.6845 | -6.6845 | 3408.6439 | 25496.6563 |  | 0
1970-05-18 | 0 | 0 | 0 | 0 | -6.6845 | -6.6845 | 3401.9594 | 25446.6562 |  | 0
1970-05-19 | 0 | 0 | 0 | 0 | -6.6845 | -6.6845 | 3395.2749 | 25396.6562 |  | 0
1970-05-20 | 0 | 0 | 0 | 0 | -6.6845 | -6.6845 | 3388.5904 | 25346.6561 |  | 0
1970-05-21 | 0.016667 | 41.9213 | 3.6551 | 3.6551 | 31.5818 | 31.5818 | 3420.1721 | 25582.8876 |  | 0
1970-05-22 | 0.033333 | 83.8427 | 3.6551 | 3.6551 | 73.5031 | 73.5031 | 3493.6752 | 26132.6907 |  | 0
1970-05-23 | 0 | 0 | 0 | 0 | -6.6845 | -6.6845 | 3486.9907 | 26082.6907 |  | 0
1970-05-24 | 0.0066667 | 16.7685 | 3.6551 | 3.6551 | 6.429 | 6.429 | 3493.4197 | 26130.7792 |  | 0
1970-05-25 | 0 | 0 | 0 | 0 | -6.6845 | -6.6845 | 3486.7352 | 26080.7792 |  | 0
1970-05-26 | 0 | 0 | 0 | 0 | -6.6845 | -6.6845 | 3480.0507 | 26030.7791 |  | 0
1970-05-27 | 0 | 0 | 0 | 0 | -6.6845 | -6.6845 | 3473.3662 | 25980.7791 |  | 0
1970-05-28 | 0 | 0 | 0 | 0 | -6.6845 | -6.6845 | 3466.6817 | 25930.779 |  | 0
1970-05-29 | 0 | 0 | 0 | 0 | -6.6845 | -6.6845 | 3459.9972 | 25880.7789 |  | 0
1970-05-30 | 0.010833 | 27.2489 | 3.6551 | 3.6551 | 16.9093 | 16.9093 | 3476.9065 | 26007.2604 |  | 0
1970-05-31 | 0 | 0 | 0 | 0 | -6.6845 | -6.6845 | 3470.222 | 25957.2603 |  | 0
1970-06-01 | 0 | 0 | 0 | 0 | -6.6845 | -6.6845 | 3463.5375 | 25907.2603 |  | 0
1970-06-02 | 0 | 0 | 0 | 0 | -6.6845 | -6.6845 | 3456.853 | 25857.2602 |  | 0
1970-06-03 | 0 | 0 | 0 | 0 | -6.6845 | -6.6845 | 3450.1685 | 25807.2602 |  | 0
1970-06-04 | 0 | 0 | 0 | 0 | -6.6845 | -6.6845 | 3443.484 | 25757.2601 |  | 0
1970-06-05 | 0.038333 | 96.4191 | 3.6551 | 3.6551 | 86.0795 | 86.0795 | 3529.5635 | 26401.1347 |  | 0
1970-06-06 | 0.080833 | 203.3185 | 3.6551 | 3.6551 | 192.9789 | 192.9789 | 3722.5423 | 27844.6167 |  | 0
1970-06-07 | 0 | 0 | 0 | 0 | -6.6845 | -6.6845 | 3715.8578 | 27794.6167 |  | 0
1970-06-08 | 0 | 0 | 0 | 0 | -6.6845 | -6.6845 | 3709.1733 | 27744.6166 |  | 0
1970-06-09 | 0 | 0 | 0 | 0 | -6.6845 | -6.6845 | 3702.4888 | 27694.6165 |  | 0
1970-06-10 | 0 | 0 | 0 | 0 | -6.6845 | -6.6845 | 3695.8043 | 27644.6165 |  | 0
1970-06-11 | 0 | 0 | 0 | 0 | -6.6845 | -6.6845 | 3689.1198 | 27594.6164 |  | 0
1970-06-12 | 0 | 0 | 0 | 0 | -6.6845 | -6.6845 | 3682.4353 | 27544.6164 |  | 0
1970-06-13 | 0 | 0 | 0 | 0 | -6.6845 | -6.6845 | 3675.7508 | 27494.6163 |  | 0
1970-06-14 | 0.045 | 113.1876 | 3.6551 | 3.6551 | 102.848 | 102.848 | 3778.5989 | 28263.9195 |  | 0
1970-06-15 | 0 | 0 | 0 | 0 | -6.6845 | -6.6845 | 3771.9144 | 28213.9194 |  | 0
1970-06-16 | 0 | 0 | 0 | 0 | -6.6845 | -6.6845 | 3765.2299 | 28163.9194 |  | 0
1970-06-17 | 0 | 0 | 0 | 0 | -6.6845 | -6.6845 | 3758.5454 | 28113.9193 |  | 0
1970-06-18 | 0 | 0 | 0 | 0 | -6.6845 | -6.6845 | 3751.8609 | 28063.9193 |  | 0
1970-06-19 | 0 | 0 | 0 | 0 | -6.6845 | -6.6845 | 3745.1764 | 28013.9192 |  | 0
1970-06-20 | 0 | 0 | 0 | 0 | -6.6845 | -6.6845 | 3738.4919 | 27963.9191 |  | 0
1970-06-21 | 0 | 0 | 0 | 0 | -6.6845 | -6.6845 | 3731.8074 | 27913.9191 |  | 0
1970-06-22 | 0 | 0 | 0 | 0 | -6.6845 | -6.6845 | 3725.1229 | 27863.919 |  | 0
1970-06-23 | 0.0016667 | 4.1921 | 3.6551 | 3.6551 | -6.1474 | -6.1474 | 3718.9754 | 27817.9361 |  | 0
1970-06-24 | 0 | 0 | 0 | 0 | -6.6845 | -6.6845 | 3712.2909 | 27767.9361 |  | 0
1970-06-25 | 0.0033333 | 8.3843 | 3.6551 | 3.6551 | -1.9553 | -1.9553 | 3710.3356 | 27753.3103 |  | 0
1970-06-26 | 0 | 0 | 0 | 0 | -6.6845 | -6.6845 | 3703.6511 | 27703.3102 |  | 0
1970-06-27 | 0 | 0 | 0 | 0 | -6.6845 | -6.6845 | 3696.9666 | 27653.3102 |  | 0
1970-06-28 | 0.0016667 | 4.1921 | 3.6551 | 3.6551 | -6.1474 | -6.1474 | 3690.8192 | 27607.3273 |  | 0
1970-06-29 | 0 | 0 | 0 | 0 | -6.6845 | -6.6845 | 3684.1347 | 27557.3272 |  | 0
1970-06-30 | 0.0175 | 44.0174 | 3.6551 | 3.6551 | 33.6778 | 33.6778 | 3717.8125 | 27809.2373 |  | 0
1970-07-01 | 0 | 0 | 0 | 0 | -6.6845 | -6.6845 | 3711.128 | 27759.2373 |  | 0
1970-07-02 | 0 | 0 | 0 | 0 | -6.6845 | -6.6845 | 3704.4435 | 27709.2372 |  | 0
1970-07-03 | 0 | 0 | 0 | 0 | -6.6845 | -6.6845 | 3697.759 | 27659.2371 |  | 0
1970-07-04 | 0 | 0 | 0 | 0 | -6.6845 | -6.6845 | 3691.0745 | 27609.2371 |  | 0
1970-07-05 | 0 | 0 | 0 | 0 | -6.6845 | -6.6845 | 3684.39 | 27559.237 |  | 0
1970-07-06 | 0 | 0 | 0 | 0 | -6.6845 | -6.6845 | 3677.7055 | 27509.237 |  | 0
1970-07-07 | 0 | 0 | 0 | 0 | -6.6845 | -6.6845 | 3671.021 | 27459.2369 |  | 0
1970-07-08 | 0 | 0 | 0 | 0 | -6.6845 | -6.6845 | 3664.3365 | 27409.2368 |  | 0
1970-07-09 | 0 | 0 | 0 | 0 | -6.6845 | -6.6845 | 3657.652 | 27359.2368 |  | 0
1970-07-10 | 0 | 0 | 0 | 0 | -6.6845 | -6.6845 | 3650.9675 | 27309.2367 |  | 0
1970-07-11 | 0 | 0 | 0 | 0 | -6.6845 | -6.6845 | 3644.283 | 27259.2367 |  | 0
1970-07-12 | 0 | 0 | 0 | 0 | -6.6845 | -6.6845 | 3637.5985 | 27209.2366 |  | 0
1970-07-13 | 0.0033333 | 8.3843 | 3.6551 | 3.6551 | -1.9553 | -1.9553 | 3635.6432 | 27194.6109 |  | 0
1970-07-14 | 0 | 0 | 0 | 0 | -6.6845 | -6.6845 | 3628.9587 | 27144.6108 |  | 0
1970-07-15 | 0 | 0 | 0 | 0 | -6.6845 | -6.6845 | 3622.2742 | 27094.6107 |  | 0
1970-07-16 | 0 | 0 | 0 | 0 | -6.6845 | -6.6845 | 3615.5897 | 27044.6107 |  | 0
1970-07-17 | 0 | 0 | 0 | 0 | -6.6845 | -6.6845 | 3608.9052 | 26994.6106 |  | 0
1970-07-18 | 0 | 0 | 0 | 0 | -6.6845 | -6.6845 | 3602.2207 | 26944.6106 |  | 0
1970-07-19 | 0 | 0 | 0 | 0 | -6.6845 | -6.6845 | 3595.5362 | 26894.6105 |  | 0
1970-07-20 | 0 | 0 | 0 | 0 | -6.6845 | -6.6845 | 3588.8517 | 26844.6104 |  | 0
1970-07-21 | 0 | 0 | 0 | 0 | -6.6845 | -6.6845 | 3582.1672 | 26794.6104 |  | 0
1970-07-22 | 0 | 0 | 0 | 0 | -6.6845 | -6.6845 | 3575.4827 | 26744.6103 |  | 0
1970-07-23 | 0.0083333 | 20.9607 | 3.6551 | 3.6551 | 10.6211 | 10.6211 | 3586.1037 | 26824.056 |  | 0
1970-07-24 | 0.014167 | 35.6331 | 3.6551 | 3.6551 | 25.2936 | 25.2936 | 3611.3973 | 27013.2518 |  | 0
1970-07-25 | 0 | 0 | 0 | 0 | -6.6845 | -6.6845 | 3604.7128 | 26963.2518 |  | 0
1970-07-26 | 0.0525 | 132.0522 | 3.6551 | 3.6551 | 121.7126 | 121.7126 | 3726.4254 | 27873.6622 |  | 0
1970-07-27 | 0 | 0 | 0 | 0 | -6.6845 | -6.6845 | 3719.7409 | 27823.6621 |  | 0
1970-07-28 | 0.0091667 | 23.0567 | 3.6551 | 3.6551 | 12.7172 | 12.7172 | 3732.4581 | 27918.7864 |  | 0
1970-07-29 | 0 | 0 | 0 | 0 | -6.6845 | -6.6845 | 3725.7736 | 27868.7863 |  | 0
1970-07-30 | 0 | 0 | 0 | 0 | -6.6845 | -6.6845 | 3719.0891 | 27818.7863 |  | 0
1970-07-31 | 0 | 0 | 0 | 0 | -6.6845 | -6.6845 | 3712.4046 | 27768.7862 |  | 0
1970-08-01 | 0 | 0 | 0 | 0 | -6.6845 | -6.6845 | 3705.7201 | 27718.7862 |  | 0
1970-08-02 | 0 | 0 | 0 | 0 | -6.6845 | -6.6845 | 3699.0356 | 27668.7861 |  | 0
1970-08-03 | 0 | 0 | 0 | 0 | -6.6845 | -6.6845 | 3692.3511 | 27618.786 |  | 0
1970-08-04 | 0.064167 | 161.3971 | 3.6551 | 3.6551 | 151.0576 | 151.0576 | 3843.4086 | 28748.6965 |  | 0
1970-08-05 | 0.014167 | 35.6331 | 3.6551 | 3.6551 | 25.2936 | 25.2936 | 3868.7022 | 28937.8923 |  | 0
1970-08-06 | 0 | 0 | 0 | 0 | -6.6845 | -6.6845 | 3862.0177 | 28887.8923 |  | 0
1970-08-07 | 0 | 0 | 0 | 0 | -6.6845 | -6.6845 | 3855.3332 | 28837.8922 |  | 0
1970-08-08 | 0 | 0 | 0 | 0 | -6.6845 | -6.6845 | 3848.6487 | 28787.8921 |  | 0
1970-08-09 | 0 | 0 | 0 | 0 | -6.6845 | -6.6845 | 3841.9642 | 28737.8921 |  | 0
1970-08-10 | 0 | 0 | 0 | 0 | -6.6845 | -6.6845 | 3835.2797 | 28687.892 |  | 0
1970-08-11 | 0.029167 | 73.3623 | 3.6551 | 3.6551 | 63.0228 | 63.0228 | 3898.3024 | 29159.3022 |  | 0
1970-08-12 | 0 | 0 | 0 | 0 | -6.6845 | -6.6845 | 3891.6179 | 29109.3021 |  | 0
1970-08-13 | 0 | 0 | 0 | 0 | -6.6845 | -6.6845 | 3884.9334 | 29059.3021 |  | 0
1970-08-14 | 0 | 0 | 0 | 0 | -6.6845 | -6.6845 | 3878.2489 | 29009.302 |  | 0
1970-08-15 | 0 | 0 | 0 | 0 | -6.6845 | -6.6845 | 3871.5644 | 28959.302 |  | 0
1970-08-16 | 0.0025 | 6.2882 | 3.6551 | 3.6551 | -4.0514 | -4.0514 | 3867.5131 | 28928.9976 |  | 0
1970-08-17 | 0 | 0 | 0 | 0 | -6.6845 | -6.6845 | 3860.8286 | 28878.9976 |  | 0
1970-08-18 | 0 | 0 | 0 | 0 | -6.6845 | -6.6845 | 3854.1441 | 28828.9975 |  | 0
1970-08-19 | 0.0325 | 81.7466 | 3.6551 | 3.6551 | 71.407 | 71.407 | 3925.5511 | 29363.122 |  | 0
1970-08-20 | 0.0066667 | 16.7685 | 3.6551 | 3.6551 | 6.429 | 6.429 | 3931.98 | 29411.2106 |  | 0
1970-08-21 | 0.1 | 251.528 | 3.6551 | 3.6551 | 241.1884 | 241.1884 | 4003.7455 | 29948.0163 |  | 162.7384
1970-08-22 | 0 | 0 | 0 | 0 | -6.6845 | -6.6845 | 3997.061 | 29898.0163 |  | 0
1970-08-23 | 0.016667 | 41.9213 | 3.6551 | 3.6551 | 31.5818 | 31.5818 | 4003.7455 | 29948.0163 |  | 18.2128
1970-08-24 | 0 | 0 | 0 | 0 | -6.6845 | -6.6845 | 3997.061 | 29898.0163 |  | 0
1970-08-25 | 0 | 0 | 0 | 0 | -6.6845 | -6.6845 | 3990.3765 | 29848.0162 |  | 0
1970-08-26 | 0 | 0 | 0 | 0 | -6.6845 | -6.6845 | 3983.692 | 29798.0162 |  | 0
1970-08-27 | 0 | 0 | 0 | 0 | -6.6845 | -6.6845 | 3977.0075 | 29748.0161 |  | 0
1970-08-28 | 0 | 0 | 0 | 0 | -6.6845 | -6.6845 | 3970.323 | 29698.016 |  | 0
1970-08-29 | 0 | 0 | 0 | 0 | -6.6845 | -6.6845 | 3963.6385 | 29648.016 |  | 0
1970-08-30 | 0 | 0 | 0 | 0 | -6.6845 | -6.6845 | 3956.954 | 29598.0159 |  | 0
1970-08-31 | 0.0375 | 94.323 | 3.6551 | 3.6551 | 83.9834 | 83.9834 | 4003.7455 | 29948.0163 |  | 30.5074
1970-09-01 | 0.0091667 | 23.0567 | 3.6551 | 3.6551 | 12.7172 | 12.7172 | 4003.7455 | 29948.0163 |  | 6.0327
1970-09-02 | 0.011667 | 29.3449 | 3.6551 | 3.6551 | 19.0054 | 19.0054 | 4003.7455 | 29948.0163 |  | 12.3209
1970-09-03 | 0 | 0 | 0 | 0 | -6.6845 | -6.6845 | 3997.061 | 29898.0163 |  | 0
1970-09-04 | 0 | 0 | 0 | 0 | -6.6845 | -6.6845 | 3990.3765 | 29848.0162 |  | 0
1970-09-05 | 0 | 0 | 0 | 0 | -6.6845 | -6.6845 | 3983.692 | 29798.0162 |  | 0
1970-09-06 | 0 | 0 | 0 | 0 | -6.6845 | -6.6845 | 3977.0075 | 29748.0161 |  | 0
1970-09-07 | 0 | 0 | 0 | 0 | -6.6845 | -6.6845 | 3970.323 | 29698.016 |  | 0
1970-09-08 | 0.0083333 | 20.9607 | 3.6551 | 3.6551 | 10.6211 | 10.6211 | 3980.9441 | 29777.4618 |  | 0
1970-09-09 | 0 | 0 | 0 | 0 | -6.6845 | -6.6845 | 3974.2596 | 29727.4617 |  | 0
1970-09-10 | 0 | 0 | 0 | 0 | -6.6845 | -6.6845 | 3967.5751 | 29677.4616 |  | 0
1970-09-11 | 0 | 0 | 0 | 0 | -6.6845 | -6.6845 | 3960.8906 | 29627.4616 |  | 0
1970-09-12 | 0 | 0 | 0 | 0 | -6.6845 | -6.6845 | 3954.2061 | 29577.4615 |  | 0
1970-09-13 | 0.069167 | 173.9735 | 3.6551 | 3.6551 | 163.634 | 163.634 | 4003.7455 | 29948.0163 |  | 107.41
1970-09-14 | 0.0275 | 69.1702 | 3.6551 | 3.6551 | 58.8306 | 58.8306 | 4003.7455 | 29948.0163 |  | 52.1461
1970-09-15 | 0.071667 | 180.2617 | 3.6551 | 3.6551 | 169.9222 | 169.9222 | 4003.7455 | 29948.0163 |  | 163.2377
1970-09-16 | 0.011667 | 29.3449 | 3.6551 | 3.6551 | 19.0054 | 19.0054 | 4003.7455 | 29948.0163 |  | 12.3209
1970-09-17 | 0.08 | 201.2224 | 3.6551 | 3.6551 | 190.8828 | 190.8828 | 4003.7455 | 29948.0163 |  | 184.1983
1970-09-18 | 0 | 0 | 0 | 0 | -6.6845 | -6.6845 | 3997.061 | 29898.0163 |  | 0
1970-09-19 | 0 | 0 | 0 | 0 | -6.6845 | -6.6845 | 3990.3765 | 29848.0162 |  | 0
1970-09-20 | 0 | 0 | 0 | 0 | -6.6845 | -6.6845 | 3983.692 | 29798.0162 |  | 0
1970-09-21 | 0 | 0 | 0 | 0 | -6.6845 | -6.6845 | 3977.0075 | 29748.0161 |  | 0
1970-09-22 | 0 | 0 | 0 | 0 | -6.6845 | -6.6845 | 3970.323 | 29698.016 |  | 0
1970-09-23 | 0 | 0 | 0 | 0 | -6.6845 | -6.6845 | 3963.6385 | 29648.016 |  | 0
1970-09-24 | 0 | 0 | 0 | 0 | -6.6845 | -6.6845 | 3956.954 | 29598.0159 |  | 0
1970-09-25 | 0.00083333 | 2.0961 | 3.6551 | 2.0961 | -6.6845 | -6.6845 | 3950.2695 | 29548.0159 |  | 0
1970-09-26 | 0 | 0 | 0 | 0 | -6.6845 | -6.6845 | 3943.585 | 29498.0158 |  | 0
1970-09-27 | 0.065833 | 165.5893 | 3.6551 | 3.6551 | 155.2497 | 155.2497 | 4003.7455 | 29948.0163 |  | 88.4047
1970-09-28 | 0.083333 | 209.6067 | 3.6551 | 3.6551 | 199.2671 | 199.2671 | 4003.7455 | 29948.0163 |  | 192.5826
1970-09-29 | 0 | 0 | 0 | 0 | -6.6845 | -6.6845 | 3997.061 | 29898.0163 |  | 0
1970-09-30 | 0 | 0 | 0 | 0 | -6.6845 | -6.6845 | 3990.3765 | 29848.0162 |  | 0
1970-10-01 | 0.018333 | 46.1135 | 3.6551 | 3.6551 | 35.7739 | 35.7739 | 4003.7455 | 29948.0163 |  | 15.7204
1970-10-02 | 0 | 0 | 0 | 0 | -6.6845 | -6.6845 | 3997.061 | 29898.0163 |  | 0
1970-10-03 | 0 | 0 | 0 | 0 | -6.6845 | -6.6845 | 3990.3765 | 29848.0162 |  | 0
1970-10-04 | 0 | 0 | 0 | 0 | -6.6845 | -6.6845 | 3983.692 | 29798.0162 |  | 0
1970-10-05 | 0.0425 | 106.8994 | 3.6551 | 3.6551 | 96.5598 | 96.5598 | 4003.7455 | 29948.0163 |  | 69.8218
1970-10-06 | 0 | 0 | 0 | 0 | -6.6845 | -6.6845 | 3997.061 | 29898.0163 |  | 0
1970-10-07 | 0 | 0 | 0 | 0 | -6.6845 | -6.6845 | 3990.3765 | 29848.0162 |  | 0
1970-10-08 | 0 | 0 | 0 | 0 | -6.6845 | -6.6845 | 3983.692 | 29798.0162 |  | 0
1970-10-09 | 0 | 0 | 0 | 0 | -6.6845 | -6.6845 | 3977.0075 | 29748.0161 |  | 0
1970-10-10 | 0 | 0 | 0 | 0 | -6.6845 | -6.6845 | 3970.323 | 29698.016 |  | 0
1970-10-11 | 0 | 0 | 0 | 0 | -6.6845 | -6.6845 | 3963.6385 | 29648.016 |  | 0
1970-10-12 | 0 | 0 | 0 | 0 | -6.6845 | -6.6845 | 3956.954 | 29598.0159 |  | 0
1970-10-13 | 0 | 0 | 0 | 0 | -6.6845 | -6.6845 | 3950.2695 | 29548.0159 |  | 0
1970-10-14 | 0 | 0 | 0 | 0 | -6.6845 | -6.6845 | 3943.585 | 29498.0158 |  | 0
1970-10-15 | 0 | 0 | 0 | 0 | -6.6845 | -6.6845 | 3936.9005 | 29448.0157 |  | 0
1970-10-16 | 0.0091667 | 23.0567 | 3.6551 | 3.6551 | 12.7172 | 12.7172 | 3949.6177 | 29543.14 |  | 0
1970-10-17 | 0.0016667 | 4.1921 | 3.6551 | 3.6551 | -6.1474 | -6.1474 | 3943.4702 | 29497.1571 |  | 0
1970-10-18 | 0 | 0 | 0 | 0 | -6.6845 | -6.6845 | 3936.7857 | 29447.1571 |  | 0
1970-10-19 | 0 | 0 | 0 | 0 | -6.6845 | -6.6845 | 3930.1012 | 29397.157 |  | 0
1970-10-20 | 0 | 0 | 0 | 0 | -6.6845 | -6.6845 | 3923.4167 | 29347.157 |  | 0
1970-10-21 | 0 | 0 | 0 | 0 | -6.6845 | -6.6845 | 3916.7322 | 29297.1569 |  | 0
1970-10-22 | 0 | 0 | 0 | 0 | -6.6845 | -6.6845 | 3910.0477 | 29247.1568 |  | 0
1970-10-23 | 0 | 0 | 0 | 0 | -6.6845 | -6.6845 | 3903.3632 | 29197.1568 |  | 0
1970-10-24 | 0 | 0 | 0 | 0 | -6.6845 | -6.6845 | 3896.6787 | 29147.1567 |  | 0
1970-10-25 | 0 | 0 | 0 | 0 | -6.6845 | -6.6845 | 3889.9942 | 29097.1567 |  | 0
1970-10-26 | 0 | 0 | 0 | 0 | -6.6845 | -6.6845 | 3883.3097 | 29047.1566 |  | 0
1970-10-27 | 0 | 0 | 0 | 0 | -6.6845 | -6.6845 | 3876.6252 | 28997.1565 |  | 0
1970-10-28 | 0 | 0 | 0 | 0 | -6.6845 | -6.6845 | 3869.9407 | 28947.1565 |  | 0
1970-10-29 | 0 | 0 | 0 | 0 | -6.6845 | -6.6845 | 3863.2562 | 28897.1564 |  | 0
1970-10-30 | 0 | 0 | 0 | 0 | -6.6845 | -6.6845 | 3856.5717 | 28847.1564 |  | 0
1970-10-31 | 0 | 0 | 0 | 0 | -6.6845 | -6.6845 | 3849.8872 | 28797.1563 |  | 0
1970-11-01 | 0 | 0 | 0 | 0 | -6.6845 | -6.6845 | 3843.2027 | 28747.1562 |  | 0
1970-11-02 | 0 | 0 | 0 | 0 | -6.6845 | -6.6845 | 3836.5182 | 28697.1562 |  | 0
1970-11-03 | 0 | 0 | 0 | 0 | -6.6845 | -6.6845 | 3829.8337 | 28647.1561 |  | 0
1970-11-04 | 0 | 0 | 0 | 0 | -6.6845 | -6.6845 | 3823.1492 | 28597.1561 |  | 0
1970-11-05 | 0 | 0 | 0 | 0 | -6.6845 | -6.6845 | 3816.4647 | 28547.156 |  | 0
1970-11-06 | 0 | 0 | 0 | 0 | -6.6845 | -6.6845 | 3809.7802 | 28497.1559 |  | 0
1970-11-07 | 0 | 0 | 0 | 0 | -6.6845 | -6.6845 | 3803.0957 | 28447.1559 |  | 0
1970-11-08 | 0 | 0 | 0 | 0 | -6.6845 | -6.6845 | 3796.4112 | 28397.1558 |  | 0
1970-11-09 | 0 | 0 | 0 | 0 | -6.6845 | -6.6845 | 3789.7267 | 28347.1558 |  | 0
1970-11-10 | 0 | 0 | 0 | 0 | -6.6845 | -6.6845 | 3783.0422 | 28297.1557 |  | 0
1970-11-11 | 0 | 0 | 0 | 0 | -6.6845 | -6.6845 | 3776.3577 | 28247.1556 |  | 0
1970-11-12 | 0 | 0 | 0 | 0 | -6.6845 | -6.6845 | 3769.6732 | 28197.1556 |  | 0
1970-11-13 | 0 | 0 | 0 | 0 | -6.6845 | -6.6845 | 3762.9887 | 28147.1555 |  | 0
1970-11-14 | 0 | 0 | 0 | 0 | -6.6845 | -6.6845 | 3756.3042 | 28097.1555 |  | 0
1970-11-15 | 0 | 0 | 0 | 0 | -6.6845 | -6.6845 | 3749.6197 | 28047.1554 |  | 0
1970-11-16 | 0 | 0 | 0 | 0 | -6.6845 | -6.6845 | 3742.9352 | 27997.1553 |  | 0
1970-11-17 | 0 | 0 | 0 | 0 | -6.6845 | -6.6845 | 3736.2507 | 27947.1553 |  | 0
1970-11-18 | 0 | 0 | 0 | 0 | -6.6845 | -6.6845 | 3729.5662 | 27897.1552 |  | 0
1970-11-19 | 0 | 0 | 0 | 0 | -6.6845 | -6.6845 | 3722.8817 | 27847.1552 |  | 0
1970-11-20 | 0 | 0 | 0 | 0 | -6.6845 | -6.6845 | 3716.1972 | 27797.1551 |  | 0
1970-11-21 | 0 | 0 | 0 | 0 | -6.6845 | -6.6845 | 3709.5127 | 27747.155 |  | 0
1970-11-22 | 0 | 0 | 0 | 0 | -6.6845 | -6.6845 | 3702.8282 | 27697.155 |  | 0
1970-11-23 | 0 | 0 | 0 | 0 | -6.6845 | -6.6845 | 3696.1437 | 27647.1549 |  | 0
1970-11-24 | 0 | 0 | 0 | 0 | -6.6845 | -6.6845 | 3689.4592 | 27597.1549 |  | 0
1970-11-25 | 0 | 0 | 0 | 0 | -6.6845 | -6.6845 | 3682.7747 | 27547.1548 |  | 0
1970-11-26 | 0 | 0 | 0 | 0 | -6.6845 | -6.6845 | 3676.0902 | 27497.1547 |  | 0
1970-11-27 | 0 | 0 | 0 | 0 | -6.6845 | -6.6845 | 3669.4057 | 27447.1547 |  | 0
1970-11-28 | 0 | 0 | 0 | 0 | -6.6845 | -6.6845 | 3662.7212 | 27397.1546 |  | 0
1970-11-29 | 0 | 0 | 0 | 0 | -6.6845 | -6.6845 | 3656.0367 | 27347.1546 |  | 0
1970-11-30 | 0 | 0 | 0 | 0 | -6.6845 | -6.6845 | 3649.3522 | 27297.1545 |  | 0
1970-12-01 | 0 | 0 | 0 | 0 | -6.6845 | -6.6845 | 3642.6677 | 27247.1544 |  | 0
1970-12-02 | 0 | 0 | 0 | 0 | -6.6845 | -6.6845 | 3635.9832 | 27197.1544 |  | 0
1970-12-03 | 0 | 0 | 0 | 0 | -6.6845 | -6.6845 | 3629.2987 | 27147.1543 |  | 0
1970-12-04 | 0 | 0 | 0 | 0 | -6.6845 | -6.6845 | 3622.6142 | 27097.1543 |  | 0
1970-12-05 | 0 | 0 | 0 | 0 | -6.6845 | -6.6845 | 3615.9297 | 27047.1542 |  | 0
1970-12-06 | 0 | 0 | 0 | 0 | -6.6845 | -6.6845 | 3609.2452 | 26997.1541 |  | 0
1970-12-07 | 0 | 0 | 0 | 0 | -6.6845 | -6.6845 | 3602.5607 | 26947.1541 |  | 0
1970-12-08 | 0 | 0 | 0 | 0 | -6.6845 | -6.6845 | 3595.8762 | 26897.154 |  | 0
1970-12-09 | 0 | 0 | 0 | 0 | -6.6845 | -6.6845 | 3589.1917 | 26847.154 |  | 0
1970-12-10 | 0 | 0 | 0 | 0 | -6.6845 | -6.6845 | 3582.5072 | 26797.1539 |  | 0
1970-12-11 | 0 | 0 | 0 | 0 | -6.6845 | -6.6845 | 3575.8227 | 26747.1538 |  | 0
1970-12-12 | 0 | 0 | 0 | 0 | -6.6845 | -6.6845 | 3569.1382 | 26697.1538 |  | 0
1970-12-13 | 0 | 0 | 0 | 0 | -6.6845 | -6.6845 | 3562.4537 | 26647.1537 |  | 0
1970-12-14 | 0 | 0 | 0 | 0 | -6.6845 | -6.6845 | 3555.7692 | 26597.1537 |  | 0
1970-12-15 | 0 | 0 | 0 | 0 | -6.6845 | -6.6845 | 3549.0847 | 26547.1536 |  | 0
1970-12-16 | 0 | 0 | 0 | 0 | -6.6845 | -6.6845 | 3542.4002 | 26497.1535 |  | 0
1970-12-17 | 0 | 0 | 0 | 0 | -6.6845 | -6.6845 | 3535.7157 | 26447.1535 |  | 0
1970-12-18 | 0 | 0 | 0 | 0 | -6.6845 | -6.6845 | 3529.0312 | 26397.1534 |  | 0
1970-12-19 | 0 | 0 | 0 | 0 | -6.6845 | -6.6845 | 3522.3467 | 26347.1534 |  | 0
1970-12-20 | 0 | 0 | 0 | 0 | -6.6845 | -6.6845 | 3515.6622 | 26297.1533 |  | 0
1970-12-21 | 0.005 | 12.5764 | 3.6551 | 3.6551 | 2.2368 | 2.2368 | 3517.899 | 26313.8847 |  | 0
1970-12-22 | 0 | 0 | 0 | 0 | -6.6845 | -6.6845 | 3511.2145 | 26263.8847 |  | 0
1970-12-23 | 0 | 0 | 0 | 0 | -6.6845 | -6.6845 | 3504.53 | 26213.8846 |  | 0
1970-12-24 | 0 | 0 | 0 | 0 | -6.6845 | -6.6845 | 3497.8455 | 26163.8845 |  | 0
1970-12-25 | 0 | 0 | 0 | 0 | -6.6845 | -6.6845 | 3491.161 | 26113.8845 |  | 0
1970-12-26 | 0 | 0 | 0 | 0 | -6.6845 | -6.6845 | 3484.4765 | 26063.8844 |  | 0
1970-12-27 | 0 | 0 | 0 | 0 | -6.6845 | -6.6845 | 3477.792 | 26013.8844 |  | 0
1970-12-28 | 0 | 0 | 0 | 0 | -6.6845 | -6.6845 | 3471.1075 | 25963.8843 |  | 0
1970-12-29 | 0 | 0 | 0 | 0 | -6.6845 | -6.6845 | 3464.423 | 25913.8842 |  | 0
1970-12-30 | 0 | 0 | 0 | 0 | -6.6845 | -6.6845 | 3457.7385 | 25863.8842 |  | 0
1970-12-31 | 0 | 0 | 0 | 0 | -6.6845 | -6.6845 | 3451.054 | 25813.8841 |  | 0
1971-01-01 | 0 | 0 | 0 | 0 | -6.6845 | -6.6845 | 3444.3695 | 25763.8841 |  | 0
1971-01-02 | 0 | 0 | 0 | 0 | -6.6845 | -6.6845 | 3437.685 | 25713.884 |  | 0
1971-01-03 | 0 | 0 | 0 | 0 | -6.6845 | -6.6845 | 3431.0005 | 25663.8839 |  | 0
1971-01-04 | 0 | 0 | 0 | 0 | -6.6845 | -6.6845 | 3424.316 | 25613.8839 |  | 0
1971-01-05 | 0 | 0 | 0 | 0 | -6.6845 | -6.6845 | 3417.6315 | 25563.8838 |  | 0
1971-01-06 | 0 | 0 | 0 | 0 | -6.6845 | -6.6845 | 3410.947 | 25513.8838 |  | 0
1971-01-07 | 0 | 0 | 0 | 0 | -6.6845 | -6.6845 | 3404.2625 | 25463.8837 |  | 0
1971-01-08 | 0 | 0 | 0 | 0 | -6.6845 | -6.6845 | 3397.578 | 25413.8836 |  | 0
1971-01-09 | 0 | 0 | 0 | 0 | -6.6845 | -6.6845 | 3390.8935 | 25363.8836 |  | 0
1971-01-10 | 0 | 0 | 0 | 0 | -6.6845 | -6.6845 | 3384.209 | 25313.8835 |  | 0
1971-01-11 | 0 | 0 | 0 | 0 | -6.6845 | -6.6845 | 3377.5245 | 25263.8835 |  | 0
1971-01-12 | 0 | 0 | 0 | 0 | -6.6845 | -6.6845 | 3370.84 | 25213.8834 |  | 0
1971-01-13 | 0 | 0 | 0 | 0 | -6.6845 | -6.6845 | 3364.1555 | 25163.8833 |  | 0
1971-01-14 | 0 | 0 | 0 | 0 | -6.6845 | -6.6845 | 3357.471 | 25113.8833 |  | 0
1971-01-15 | 0 | 0 | 0 | 0 | -6.6845 | -6.6845 | 3350.7865 | 25063.8832 |  | 0
1971-01-16 | 0 | 0 | 0 | 0 | -6.6845 | -6.6845 | 3344.102 | 25013.8832 |  | 0
1971-01-17 | 0 | 0 | 0 | 0 | -6.6845 | -6.6845 | 3337.4175 | 24963.8831 |  | 0
1971-01-18 | 0 | 0 | 0 | 0 | -6.6845 | -6.6845 | 3330.733 | 24913.883 |  | 0
1971-01-19 | 0 | 0 | 0 | 0 | -6.6845 | -6.6845 | 3324.0485 | 24863.883 |  | 0
1971-01-20 | 0 | 0 | 0 | 0 | -6.6845 | -6.6845 | 3317.364 | 24813.8829 |  | 0
1971-01-21 | 0 | 0 | 0 | 0 | -6.6845 | -6.6845 | 3310.6795 | 24763.8829 |  | 0
1971-01-22 | 0 | 0 | 0 | 0 | -6.6845 | -6.6845 | 3303.995 | 24713.8828 |  | 0
1971-01-23 | 0 | 0 | 0 | 0 | -6.6845 | -6.6845 | 3297.3105 | 24663.8827 |  | 0
1971-01-24 | 0 | 0 | 0 | 0 | -6.6845 | -6.6845 | 3290.626 | 24613.8827 |  | 0
1971-01-25 | 0 | 0 | 0 | 0 | -6.6845 | -6.6845 | 3283.9415 | 24563.8826 |  | 0
1971-01-26 | 0 | 0 | 0 | 0 | -6.6845 | -6.6845 | 3277.257 | 24513.8826 |  | 0
1971-01-27 | 0 | 0 | 0 | 0 | -6.6845 | -6.6845 | 3270.5725 | 24463.8825 |  | 0
1971-01-28 | 0 | 0 | 0 | 0 | -6.6845 | -6.6845 | 3263.888 | 24413.8824 |  | 0
1971-01-29 | 0 | 0 | 0 | 0 | -6.6845 | -6.6845 | 3257.2035 | 24363.8824 |  | 0
1971-01-30 | 0 | 0 | 0 | 0 | -6.6845 | -6.6845 | 3250.519 | 24313.8823 |  | 0
1971-01-31 | 0 | 0 | 0 | 0 | -6.6845 | -6.6845 | 3243.8345 | 24263.8823 |  | 0
1971-02-01 | 0 | 0 | 0 | 0 | -6.6845 | -6.6845 | 3237.15 | 24213.8822 |  | 0
1971-02-02 | 0 | 0 | 0 | 0 | -6.6845 | -6.6845 | 3230.4655 | 24163.8821 |  | 0
1971-02-03 | 0 | 0 | 0 | 0 | -6.6845 | -6.6845 | 3223.781 | 24113.8821 |  | 0
1971-02-04 | 0 | 0 | 0 | 0 | -6.6845 | -6.6845 | 3217.0965 | 24063.882 |  | 0
1971-02-05 | 0 | 0 | 0 | 0 | -6.6845 | -6.6845 | 3210.412 | 24013.882 |  | 0
1971-02-06 | 0 | 0 | 0 | 0 | -6.6845 | -6.6845 | 3203.7275 | 23963.8819 |  | 0
1971-02-07 | 0 | 0 | 0 | 0 | -6.6845 | -6.6845 | 3197.043 | 23913.8818 |  | 0
1971-02-08 | 0 | 0 | 0 | 0 | -6.6845 | -6.6845 | 3190.3585 | 23863.8818 |  | 0
1971-02-09 | 0 | 0 | 0 | 0 | -6.6845 | -6.6845 | 3183.674 | 23813.8817 |  | 0
1971-02-10 | 0 | 0 | 0 | 0 | -6.6845 | -6.6845 | 3176.9895 | 23763.8817 |  | 0
1971-02-11 | 0 | 0 | 0 | 0 | -6.6845 | -6.6845 | 3170.305 | 23713.8816 |  | 0
1971-02-12 | 0 | 0 | 0 | 0 | -6.6845 | -6.6845 | 3163.6205 | 23663.8815 |  | 0
1971-02-13 | 0 | 0 | 0 | 0 | -6.6845 | -6.6845 | 3156.936 | 23613.8815 |  | 0
1971-02-14 | 0 | 0 | 0 | 0 | -6.6845 | -6.6845 | 3150.2515 | 23563.8814 |  | 0
1971-02-15 | 0 | 0 | 0 | 0 | -6.6845 | -6.6845 | 3143.567 | 23513.8814 |  | 0
1971-02-16 | 0 | 0 | 0 | 0 | -6.6845 | -6.6845 | 3136.8825 | 23463.8813 |  | 0
1971-02-17 | 0 | 0 | 0 | 0 | -6.6845 | -6.6845 | 3130.198 | 23413.8812 |  | 0
1971-02-18 | 0 | 0 | 0 | 0 | -6.6845 | -6.6845 | 3123.5135 | 23363.8812 |  | 0
1971-02-19 | 0 | 0 | 0 | 0 | -6.6845 | -6.6845 | 3116.829 | 23313.8811 |  | 0
1971-02-20 | 0 | 0 | 0 | 0 | -6.6845 | -6.6845 | 3110.1445 | 23263.8811 |  | 0
1971-02-21 | 0.0025 | 6.2882 | 3.6551 | 3.6551 | -4.0514 | -4.0514 | 3106.0931 | 23233.5767 |  | 0
1971-02-22 | 0 | 0 | 0 | 0 | -6.6845 | -6.6845 | 3099.4086 | 23183.5767 |  | 0
1971-02-23 | 0 | 0 | 0 | 0 | -6.6845 | -6.6845 | 3092.7241 | 23133.5766 |  | 0
1971-02-24 | 0 | 0 | 0 | 0 | -6.6845 | -6.6845 | 3086.0396 | 23083.5766 |  | 0
1971-02-25 | 0 | 0 | 0 | 0 | -6.6845 | -6.6845 | 3079.3551 | 23033.5765 |  | 0
1971-02-26 | 0 | 0 | 0 | 0 | -6.6845 | -6.6845 | 3072.6706 | 22983.5764 |  | 0
1971-02-27 | 0 | 0 | 0 | 0 | -6.6845 | -6.6845 | 3065.9861 | 22933.5764 |  | 0
1971-02-28 | 0 | 0 | 0 | 0 | -6.6845 | -6.6845 | 3059.3016 | 22883.5763 |  | 0
1971-03-01 | 0 | 0 | 0 | 0 | -6.6845 | -6.6845 | 3052.6171 | 22833.5763 |  | 0
1971-03-02 | 0 | 0 | 0 | 0 | -6.6845 | -6.6845 | 3045.9326 | 22783.5762 |  | 0
1971-03-03 | 0 | 0 | 0 | 0 | -6.6845 | -6.6845 | 3039.2481 | 22733.5761 |  | 0
1971-03-04 | 0 | 0 | 0 | 0 | -6.6845 | -6.6845 | 3032.5636 | 22683.5761 |  | 0
1971-03-05 | 0 | 0 | 0 | 0 | -6.6845 | -6.6845 | 3025.8791 | 22633.576 |  | 0
1971-03-06 | 0 | 0 | 0 | 0 | -6.6845 | -6.6845 | 3019.1946 | 22583.576 |  | 0
1971-03-07 | 0 | 0 | 0 | 0 | -6.6845 | -6.6845 | 3012.5101 | 22533.5759 |  | 0
1971-03-08 | 0 | 0 | 0 | 0 | -6.6845 | -6.6845 | 3005.8256 | 22483.5758 |  | 0
1971-03-09 | 0 | 0 | 0 | 0 | -6.6845 | -6.6845 | 2999.1411 | 22433.5758 |  | 0
1971-03-10 | 0 | 0 | 0 | 0 | -6.6845 | -6.6845 | 2992.4566 | 22383.5757 |  | 0
1971-03-11 | 0 | 0 | 0 | 0 | -6.6845 | -6.6845 | 2985.7721 | 22333.5757 |  | 0
1971-03-12 | 0 | 0 | 0 | 0 | -6.6845 | -6.6845 | 2979.0876 | 22283.5756 |  | 0
1971-03-13 | 0 | 0 | 0 | 0 | -6.6845 | -6.6845 | 2972.4031 | 22233.5755 |  | 0
1971-03-14 | 0 | 0 | 0 | 0 | -6.6845 | -6.6845 | 2965.7186 | 22183.5755 |  | 0
1971-03-15 | 0 | 0 | 0 | 0 | -6.6845 | -6.6845 | 2959.0341 | 22133.5754 |  | 0
1971-03-16 | 0 | 0 | 0 | 0 | -6.6845 | -6.6845 | 2952.3496 | 22083.5754 |  | 0
1971-03-17 | 0 | 0 | 0 | 0 | -6.6845 | -6.6845 | 2945.6651 | 22033.5753 |  | 0
1971-03-18 | 0 | 0 | 0 | 0 | -6.6845 | -6.6845 | 2938.9806 | 21983.5752 |  | 0
1971-03-19 | 0 | 0 | 0 | 0 | -6.6845 | -6.6845 | 2932.2961 | 21933.5752 |  | 0
1971-03-20 | 0 | 0 | 0 | 0 | -6.6845 | -6.6845 | 2925.6116 | 21883.5751 |  | 0
1971-03-21 | 0 | 0 | 0 | 0 | -6.6845 | -6.6845 | 2918.9271 | 21833.5751 |  | 0
1971-03-22 | 0 | 0 | 0 | 0 | -6.6845 | -6.6845 | 2912.2426 | 21783.575 |  | 0
1971-03-23 | 0 | 0 | 0 | 0 | -6.6845 | -6.6845 | 2905.5581 | 21733.5749 |  | 0
1971-03-24 | 0 | 0 | 0 | 0 | -6.6845 | -6.6845 | 2898.8736 | 21683.5749 |  | 0
1971-03-25 | 0 | 0 | 0 | 0 | -6.6845 | -6.6845 | 2892.1891 | 21633.5748 |  | 0
1971-03-26 | 0 | 0 | 0 | 0 | -6.6845 | -6.6845 | 2885.5046 | 21583.5748 |  | 0
1971-03-27 | 0 | 0 | 0 | 0 | -6.6845 | -6.6845 | 2878.8201 | 21533.5747 |  | 0
1971-03-28 | 0 | 0 | 0 | 0 | -6.6845 | -6.6845 | 2872.1356 | 21483.5746 |  | 0
1971-03-29 | 0 | 0 | 0 | 0 | -6.6845 | -6.6845 | 2865.4511 | 21433.5746 |  | 0
1971-03-30 | 0 | 0 | 0 | 0 | -6.6845 | -6.6845 | 2858.7666 | 21383.5745 |  | 0
1971-03-31 | 0 | 0 | 0 | 0 | -6.6845 | -6.6845 | 2852.0821 | 21333.5745 |  | 0
1971-04-01 | 0 | 0 | 0 | 0 | -6.6845 | -6.6845 | 2845.3976 | 21283.5744 |  | 0
1971-04-02 | 0 | 0 | 0 | 0 | -6.6845 | -6.6845 | 2838.7131 | 21233.5743 |  | 0
1971-04-03 | 0 | 0 | 0 | 0 | -6.6845 | -6.6845 | 2832.0286 | 21183.5743 |  | 0
1971-04-04 | 0 | 0 | 0 | 0 | -6.6845 | -6.6845 | 2825.3441 | 21133.5742 |  | 0
1971-04-05 | 0 | 0 | 0 | 0 | -6.6845 | -6.6845 | 2818.6596 | 21083.5742 |  | 0
1971-04-06 | 0 | 0 | 0 | 0 | -6.6845 | -6.6845 | 2811.9751 | 21033.5741 |  | 0
1971-04-07 | 0 | 0 | 0 | 0 | -6.6845 | -6.6845 | 2805.2906 | 20983.574 |  | 0
1971-04-08 | 0 | 0 | 0 | 0 | -6.6845 | -6.6845 | 2798.6061 | 20933.574 |  | 0
1971-04-09 | 0 | 0 | 0 | 0 | -6.6845 | -6.6845 | 2791.9216 | 20883.5739 |  | 0
1971-04-10 | 0 | 0 | 0 | 0 | -6.6845 | -6.6845 | 2785.2371 | 20833.5739 |  | 0
1971-04-11 | 0 | 0 | 0 | 0 | -6.6845 | -6.6845 | 2778.5526 | 20783.5738 |  | 0
1971-04-12 | 0 | 0 | 0 | 0 | -6.6845 | -6.6845 | 2771.8681 | 20733.5737 |  | 0
1971-04-13 | 0 | 0 | 0 | 0 | -6.6845 | -6.6845 | 2765.1836 | 20683.5737 |  | 0
1971-04-14 | 0 | 0 | 0 | 0 | -6.6845 | -6.6845 | 2758.4991 | 20633.5736 |  | 0
1971-04-15 | 0 | 0 | 0 | 0 | -6.6845 | -6.6845 | 2751.8146 | 20583.5736 |  | 0
1971-04-16 | 0 | 0 | 0 | 0 | -6.6845 | -6.6845 | 2745.1301 | 20533.5735 |  | 0
1971-04-17 | 0 | 0 | 0 | 0 | -6.6845 | -6.6845 | 2738.4456 | 20483.5734 |  | 0
1971-04-18 | 0 | 0 | 0 | 0 | -6.6845 | -6.6845 | 2731.7611 | 20433.5734 |  | 0
1971-04-19 | 0 | 0 | 0 | 0 | -6.6845 | -6.6845 | 2725.0766 | 20383.5733 |  | 0
1971-04-20 | 0 | 0 | 0 | 0 | -6.6845 | -6.6845 | 2718.3921 | 20333.5733 |  | 0
1971-04-21 | 0 | 0 | 0 | 0 | -6.6845 | -6.6845 | 2711.7076 | 20283.5732 |  | 0
1971-04-22 | 0 | 0 | 0 | 0 | -6.6845 | -6.6845 | 2705.0231 | 20233.5731 |  | 0
1971-04-23 | 0 | 0 | 0 | 0 | -6.6845 | -6.6845 | 2698.3386 | 20183.5731 |  | 0
1971-04-24 | 0 | 0 | 0 | 0 | -6.6845 | -6.6845 | 2691.6541 | 20133.573 |  | 0
1971-04-25 | 0 | 0 | 0 | 0 | -6.6845 | -6.6845 | 2684.9696 | 20083.573 |  | 0
1971-04-26 | 0 | 0 | 0 | 0 | -6.6845 | -6.6845 | 2678.2851 | 20033.5729 |  | 0
1971-04-27 | 0 | 0 | 0 | 0 | -6.6845 | -6.6845 | 2671.6006 | 19983.5728 |  | 0
1971-04-28 | 0 | 0 | 0 | 0 | -6.6845 | -6.6845 | 2664.9161 | 19933.5728 |  | 0
1971-04-29 | 0 | 0 | 0 | 0 | -6.6845 | -6.6845 | 2658.2316 | 19883.5727 |  | 0
1971-04-30 | 0 | 0 | 0 | 0 | -6.6845 | -6.6845 | 2651.5471 | 19833.5727 |  | 0
1971-05-01 | 0 | 0 | 0 | 0 | -6.6845 | -6.6845 | 2644.8626 | 19783.5726 |  | 0
1971-05-02 | 0 | 0 | 0 | 0 | -6.6845 | -6.6845 | 2638.1781 | 19733.5725 |  | 0
1971-05-03 | 0 | 0 | 0 | 0 | -6.6845 | -6.6845 | 2631.4936 | 19683.5725 |  | 0
1971-05-04 | 0 | 0 | 0 | 0 | -6.6845 | -6.6845 | 2624.8091 | 19633.5724 |  | 0
1971-05-05 | 0 | 0 | 0 | 0 | -6.6845 | -6.6845 | 2618.1246 | 19583.5724 |  | 0
1971-05-06 | 0 | 0 | 0 | 0 | -6.6845 | -6.6845 | 2611.4401 | 19533.5723 |  | 0
1971-05-07 | 0 | 0 | 0 | 0 | -6.6845 | -6.6845 | 2604.7556 | 19483.5722 |  | 0
1971-05-08 | 0 | 0 | 0 | 0 | -6.6845 | -6.6845 | 2598.0711 | 19433.5722 |  | 0
1971-05-09 | 0 | 0 | 0 | 0 | -6.6845 | -6.6845 | 2591.3866 | 19383.5721 |  | 0
1971-05-10 | 0 | 0 | 0 | 0 | -6.6845 | -6.6845 | 2584.7021 | 19333.5721 |  | 0
1971-05-11 | 0.0033333 | 8.3843 | 3.6551 | 3.6551 | -1.9553 | -1.9553 | 2582.7468 | 19318.9463 |  | 0
1971-05-12 | 0 | 0 | 0 | 0 | -6.6845 | -6.6845 | 2576.0623 | 19268.9462 |  | 0
1971-05-13 | 0 | 0 | 0 | 0 | -6.6845 | -6.6845 | 2569.3778 | 19218.9462 |  | 0
1971-05-14 | 0 | 0 | 0 | 0 | -6.6845 | -6.6845 | 2562.6933 | 19168.9461 |  | 0
1971-05-15 | 0 | 0 | 0 | 0 | -6.6845 | -6.6845 | 2556.0088 | 19118.9461 |  | 0
1971-05-16 | 0 | 0 | 0 | 0 | -6.6845 | -6.6845 | 2549.3243 | 19068.946 |  | 0
1971-05-17 | 0 | 0 | 0 | 0 | -6.6845 | -6.6845 | 2542.6398 | 19018.9459 |  | 0
1971-05-18 | 0 | 0 | 0 | 0 | -6.6845 | -6.6845 | 2535.9553 | 18968.9459 |  | 0
1971-05-19 | 0 | 0 | 0 | 0 | -6.6845 | -6.6845 | 2529.2708 | 18918.9458 |  | 0
1971-05-20 | 0 | 0 | 0 | 0 | -6.6845 | -6.6845 | 2522.5863 | 18868.9458 |  | 0
1971-05-21 | 0 | 0 | 0 | 0 | -6.6845 | -6.6845 | 2515.9018 | 18818.9457 |  | 0
1971-05-22 | 0 | 0 | 0 | 0 | -6.6845 | -6.6845 | 2509.2173 | 18768.9456 |  | 0
1971-05-23 | 0 | 0 | 0 | 0 | -6.6845 | -6.6845 | 2502.5328 | 18718.9456 |  | 0
1971-05-24 | 0 | 0 | 0 | 0 | -6.6845 | -6.6845 | 2495.8483 | 18668.9455 |  | 0
1971-05-25 | 0 | 0 | 0 | 0 | -6.6845 | -6.6845 | 2489.1638 | 18618.9455 |  | 0
1971-05-26 | 0 | 0 | 0 | 0 | -6.6845 | -6.6845 | 2482.4793 | 18568.9454 |  | 0
1971-05-27 | 0 | 0 | 0 | 0 | -6.6845 | -6.6845 | 2475.7948 | 18518.9453 |  | 0
1971-05-28 | 0 | 0 | 0 | 0 | -6.6845 | -6.6845 | 2469.1103 | 18468.9453 |  | 0
1971-05-29 | 0 | 0 | 0 | 0 | -6.6845 | -6.6845 | 2462.4258 | 18418.9452 |  | 0
1971-05-30 | 0 | 0 | 0 | 0 | -6.6845 | -6.6845 | 2455.7413 | 18368.9452 |  | 0
1971-05-31 | 0 | 0 | 0 | 0 | -6.6845 | -6.6845 | 2449.0568 | 18318.9451 |  | 0
1971-06-01 | 0 | 0 | 0 | 0 | -6.6845 | -6.6845 | 2442.3723 | 18268.945 |  | 0
1971-06-02 | 0 | 0 | 0 | 0 | -6.6845 | -6.6845 | 2435.6878 | 18218.945 |  | 0
1971-06-03 | 0.0066667 | 16.7685 | 3.6551 | 3.6551 | 6.429 | 6.429 | 2442.1168 | 18267.0336 |  | 0
1971-06-04 | 0 | 0 | 0 | 0 | -6.6845 | -6.6845 | 2435.4323 | 18217.0335 |  | 0
1971-06-05 | 0 | 0 | 0 | 0 | -6.6845 | -6.6845 | 2428.7478 | 18167.0334 |  | 0
1971-06-06 | 0 | 0 | 0 | 0 | -6.6845 | -6.6845 | 2422.0633 | 18117.0334 |  | 0
1971-06-07 | 0 | 0 | 0 | 0 | -6.6845 | -6.6845 | 2415.3788 | 18067.0333 |  | 0
1971-06-08 | 0 | 0 | 0 | 0 | -6.6845 | -6.6845 | 2408.6943 | 18017.0333 |  | 0
1971-06-09 | 0 | 0 | 0 | 0 | -6.6845 | -6.6845 | 2402.0098 | 17967.0332 |  | 0
1971-06-10 | 0 | 0 | 0 | 0 | -6.6845 | -6.6845 | 2395.3253 | 17917.0331 |  | 0
1971-06-11 | 0 | 0 | 0 | 0 | -6.6845 | -6.6845 | 2388.6408 | 17867.0331 |  | 0
1971-06-12 | 0 | 0 | 0 | 0 | -6.6845 | -6.6845 | 2381.9563 | 17817.033 |  | 0
1971-06-13 | 0 | 0 | 0 | 0 | -6.6845 | -6.6845 | 2375.2718 | 17767.033 |  | 0
1971-06-14 | 0 | 0 | 0 | 0 | -6.6845 | -6.6845 | 2368.5873 | 17717.0329 |  | 0
1971-06-15 | 0 | 0 | 0 | 0 | -6.6845 | -6.6845 | 2361.9028 | 17667.0328 |  | 0
1971-06-16 | 0 | 0 | 0 | 0 | -6.6845 | -6.6845 | 2355.2183 | 17617.0328 |  | 0
1971-06-17 | 0 | 0 | 0 | 0 | -6.6845 | -6.6845 | 2348.5338 | 17567.0327 |  | 0
1971-06-18 | 0 | 0 | 0 | 0 | -6.6845 | -6.6845 | 2341.8493 | 17517.0327 |  | 0
1971-06-19 | 0 | 0 | 0 | 0 | -6.6845 | -6.6845 | 2335.1648 | 17467.0326 |  | 0
1971-06-20 | 0 | 0 | 0 | 0 | -6.6845 | -6.6845 | 2328.4803 | 17417.0325 |  | 0
1971-06-21 | 0 | 0 | 0 | 0 | -6.6845 | -6.6845 | 2321.7958 | 17367.0325 |  | 0
1971-06-22 | 0 | 0 | 0 | 0 | -6.6845 | -6.6845 | 2315.1113 | 17317.0324 |  | 0
1971-06-23 | 0 | 0 | 0 | 0 | -6.6845 | -6.6845 | 2308.4268 | 17267.0324 |  | 0
1971-06-24 | 0 | 0 | 0 | 0 | -6.6845 | -6.6845 | 2301.7423 | 17217.0323 |  | 0
1971-06-25 | 0 | 0 | 0 | 0 | -6.6845 | -6.6845 | 2295.0578 | 17167.0322 |  | 0
1971-06-26 | 0 | 0 | 0 | 0 | -6.6845 | -6.6845 | 2288.3733 | 17117.0322 |  | 0
1971-06-27 | 0 | 0 | 0 | 0 | -6.6845 | -6.6845 | 2281.6888 | 17067.0321 |  | 0
1971-06-28 | 0 | 0 | 0 | 0 | -6.6845 | -6.6845 | 2275.0043 | 17017.0321 |  | 0
1971-06-29 | 0 | 0 | 0 | 0 | -6.6845 | -6.6845 | 2268.3198 | 16967.032 |  | 0
1971-06-30 | 0 | 0 | 0 | 0 | -6.6845 | -6.6845 | 2261.6353 | 16917.0319 |  | 0
1971-07-01 | 0.0033333 | 8.3843 | 3.6551 | 3.6551 | -1.9553 | -1.9553 | 2259.68 | 16902.4062 |  | 0
1971-07-02 | 0.0041667 | 10.4803 | 3.6551 | 3.6551 | 0.14075 | 0.14075 | 2259.8207 | 16903.459 |  | 0
1971-07-03 | 0 | 0 | 0 | 0 | -6.6845 | -6.6845 | 2253.1362 | 16853.459 |  | 0
1971-07-04 | 0 | 0 | 0 | 0 | -6.6845 | -6.6845 | 2246.4517 | 16803.4589 |  | 0
1971-07-05 | 0 | 0 | 0 | 0 | -6.6845 | -6.6845 | 2239.7672 | 16753.4588 |  | 0
1971-07-06 | 0 | 0 | 0 | 0 | -6.6845 | -6.6845 | 2233.0827 | 16703.4588 |  | 0
1971-07-07 | 0 | 0 | 0 | 0 | -6.6845 | -6.6845 | 2226.3982 | 16653.4587 |  | 0
1971-07-08 | 0 | 0 | 0 | 0 | -6.6845 | -6.6845 | 2219.7137 | 16603.4587 |  | 0
1971-07-09 | 0 | 0 | 0 | 0 | -6.6845 | -6.6845 | 2213.0292 | 16553.4586 |  | 0
1971-07-10 | 0 | 0 | 0 | 0 | -6.6845 | -6.6845 | 2206.3447 | 16503.4585 |  | 0
1971-07-11 | 0 | 0 | 0 | 0 | -6.6845 | -6.6845 | 2199.6602 | 16453.4585 |  | 0
1971-07-12 | 0 | 0 | 0 | 0 | -6.6845 | -6.6845 | 2192.9757 | 16403.4584 |  | 0
1971-07-13 | 0 | 0 | 0 | 0 | -6.6845 | -6.6845 | 2186.2912 | 16353.4584 |  | 0
1971-07-14 | 0 | 0 | 0 | 0 | -6.6845 | -6.6845 | 2179.6067 | 16303.4583 |  | 0
1971-07-15 | 0.0083333 | 20.9607 | 3.6551 | 3.6551 | 10.6211 | 10.6211 | 2190.2278 | 16382.904 |  | 0
1971-07-16 | 0 | 0 | 0 | 0 | -6.6845 | -6.6845 | 2183.5433 | 16332.904 |  | 0
1971-07-17 | 0 | 0 | 0 | 0 | -6.6845 | -6.6845 | 2176.8588 | 16282.9039 |  | 0
1971-07-18 | 0 | 0 | 0 | 0 | -6.6845 | -6.6845 | 2170.1743 | 16232.9038 |  | 0
1971-07-19 | 0 | 0 | 0 | 0 | -6.6845 | -6.6845 | 2163.4898 | 16182.9038 |  | 0
1971-07-20 | 0 | 0 | 0 | 0 | -6.6845 | -6.6845 | 2156.8053 | 16132.9037 |  | 0
1971-07-21 | 0 | 0 | 0 | 0 | -6.6845 | -6.6845 | 2150.1208 | 16082.9037 |  | 0
1971-07-22 | 0 | 0 | 0 | 0 | -6.6845 | -6.6845 | 2143.4363 | 16032.9036 |  | 0
1971-07-23 | 0.029167 | 73.3623 | 3.6551 | 3.6551 | 63.0228 | 63.0228 | 2206.4591 | 16504.3138 |  | 0
1971-07-24 | 0.12083 | 303.9297 | 3.6551 | 3.6551 | 293.5901 | 293.5901 | 2500.0492 | 18700.3676 |  | 0
1971-07-25 | 0 | 0 | 0 | 0 | -6.6845 | -6.6845 | 2493.3647 | 18650.3676 |  | 0
1971-07-26 | 0 | 0 | 0 | 0 | -6.6845 | -6.6845 | 2486.6802 | 18600.3675 |  | 0
1971-07-27 | 0 | 0 | 0 | 0 | -6.6845 | -6.6845 | 2479.9957 | 18550.3675 |  | 0
1971-07-28 | 0 | 0 | 0 | 0 | -6.6845 | -6.6845 | 2473.3112 | 18500.3674 |  | 0
1971-07-29 | 0 | 0 | 0 | 0 | -6.6845 | -6.6845 | 2466.6267 | 18450.3673 |  | 0
1971-07-30 | 0 | 0 | 0 | 0 | -6.6845 | -6.6845 | 2459.9422 | 18400.3673 |  | 0
1971-07-31 | 0 | 0 | 0 | 0 | -6.6845 | -6.6845 | 2453.2577 | 18350.3672 |  | 0
1971-08-01 | 0.043333 | 108.9955 | 3.6551 | 3.6551 | 98.6559 | 98.6559 | 2551.9135 | 19088.3133 |  | 0
1971-08-02 | 0 | 0 | 0 | 0 | -6.6845 | -6.6845 | 2545.229 | 19038.3132 |  | 0
1971-08-03 | 0 | 0 | 0 | 0 | -6.6845 | -6.6845 | 2538.5445 | 18988.3131 |  | 0
1971-08-04 | 0 | 0 | 0 | 0 | -6.6845 | -6.6845 | 2531.86 | 18938.3131 |  | 0
1971-08-05 | 0 | 0 | 0 | 0 | -6.6845 | -6.6845 | 2525.1755 | 18888.313 |  | 0
1971-08-06 | 0 | 0 | 0 | 0 | -6.6845 | -6.6845 | 2518.491 | 18838.313 |  | 0
1971-08-07 | 0 | 0 | 0 | 0 | -6.6845 | -6.6845 | 2511.8065 | 18788.3129 |  | 0
1971-08-08 | 0.016667 | 41.9213 | 3.6551 | 3.6551 | 31.5818 | 31.5818 | 2543.3883 | 19024.5444 |  | 0
1971-08-09 | 0 | 0 | 0 | 0 | -6.6845 | -6.6845 | 2536.7038 | 18974.5444 |  | 0
1971-08-10 | 0.015 | 37.7292 | 3.6551 | 3.6551 | 27.3896 | 27.3896 | 2564.0934 | 19179.4187 |  | 0
1971-08-11 | 0.0041667 | 10.4803 | 3.6551 | 3.6551 | 0.14075 | 0.14075 | 2564.2342 | 19180.4715 |  | 0
1971-08-12 | 0 | 0 | 0 | 0 | -6.6845 | -6.6845 | 2557.5497 | 19130.4715 |  | 0
1971-08-13 | 0.011667 | 29.3449 | 3.6551 | 3.6551 | 19.0054 | 19.0054 | 2576.555 | 19272.6315 |  | 0
1971-08-14 | 0 | 0 | 0 | 0 | -6.6845 | -6.6845 | 2569.8705 | 19222.6315 |  | 0
1971-08-15 | 0 | 0 | 0 | 0 | -6.6845 | -6.6845 | 2563.186 | 19172.6314 |  | 0
1971-08-16 | 0.105 | 264.1044 | 3.6551 | 3.6551 | 253.7648 | 253.7648 | 2816.9508 | 21070.7923 |  | 0
1971-08-17 | 0.005 | 12.5764 | 3.6551 | 3.6551 | 2.2368 | 2.2368 | 2819.1877 | 21087.5237 |  | 0
1971-08-18 | 0.0091667 | 23.0567 | 3.6551 | 3.6551 | 12.7172 | 12.7172 | 2831.9048 | 21182.648 |  | 0
1971-08-19 | 0 | 0 | 0 | 0 | -6.6845 | -6.6845 | 2825.2203 | 21132.6479 |  | 0
1971-08-20 | 0 | 0 | 0 | 0 | -6.6845 | -6.6845 | 2818.5358 | 21082.6479 |  | 0
1971-08-21 | 0 | 0 | 0 | 0 | -6.6845 | -6.6845 | 2811.8513 | 21032.6478 |  | 0
1971-08-22 | 0 | 0 | 0 | 0 | -6.6845 | -6.6845 | 2805.1668 | 20982.6477 |  | 0
1971-08-23 | 0.059167 | 148.8207 | 3.6551 | 3.6551 | 138.4812 | 138.4812 | 2943.648 | 22018.4868 |  | 0
1971-08-24 | 0 | 0 | 0 | 0 | -6.6845 | -6.6845 | 2936.9635 | 21968.4867 |  | 0
1971-08-25 | 0 | 0 | 0 | 0 | -6.6845 | -6.6845 | 2930.279 | 21918.4866 |  | 0
1971-08-26 | 0 | 0 | 0 | 0 | -6.6845 | -6.6845 | 2923.5945 | 21868.4866 |  | 0
1971-08-27 | 0 | 0 | 0 | 0 | -6.6845 | -6.6845 | 2916.91 | 21818.4865 |  | 0
1971-08-28 | 0 | 0 | 0 | 0 | -6.6845 | -6.6845 | 2910.2255 | 21768.4865 |  | 0
1971-08-29 | 0 | 0 | 0 | 0 | -6.6845 | -6.6845 | 2903.541 | 21718.4864 |  | 0
1971-08-30 | 0 | 0 | 0 | 0 | -6.6845 | -6.6845 | 2896.8565 | 21668.4863 |  | 0
1971-08-31 | 0 | 0 | 0 | 0 | -6.6845 | -6.6845 | 2890.172 | 21618.4863 |  | 0
1971-09-01 | 0 | 0 | 0 | 0 | -6.6845 | -6.6845 | 2883.4875 | 21568.4862 |  | 0
1971-09-02 | 0 | 0 | 0 | 0 | -6.6845 | -6.6845 | 2876.803 | 21518.4862 |  | 0
1971-09-03 | 0 | 0 | 0 | 0 | -6.6845 | -6.6845 | 2870.1185 | 21468.4861 |  | 0
1971-09-04 | 0 | 0 | 0 | 0 | -6.6845 | -6.6845 | 2863.434 | 21418.486 |  | 0
1971-09-05 | 0 | 0 | 0 | 0 | -6.6845 | -6.6845 | 2856.7495 | 21368.486 |  | 0
1971-09-06 | 0 | 0 | 0 | 0 | -6.6845 | -6.6845 | 2850.065 | 21318.4859 |  | 0
1971-09-07 | 0 | 0 | 0 | 0 | -6.6845 | -6.6845 | 2843.3805 | 21268.4859 |  | 0
1971-09-08 | 0 | 0 | 0 | 0 | -6.6845 | -6.6845 | 2836.696 | 21218.4858 |  | 0
1971-09-09 | 0.005 | 12.5764 | 3.6551 | 3.6551 | 2.2368 | 2.2368 | 2838.9328 | 21235.2172 |  | 0
1971-09-10 | 0 | 0 | 0 | 0 | -6.6845 | -6.6845 | 2832.2483 | 21185.2172 |  | 0
1971-09-11 | 0 | 0 | 0 | 0 | -6.6845 | -6.6845 | 2825.5638 | 21135.2171 |  | 0
1971-09-12 | 0 | 0 | 0 | 0 | -6.6845 | -6.6845 | 2818.8793 | 21085.217 |  | 0
1971-09-13 | 0 | 0 | 0 | 0 | -6.6845 | -6.6845 | 2812.1948 | 21035.217 |  | 0
1971-09-14 | 0 | 0 | 0 | 0 | -6.6845 | -6.6845 | 2805.5103 | 20985.2169 |  | 0
1971-09-15 | 0 | 0 | 0 | 0 | -6.6845 | -6.6845 | 2798.8258 | 20935.2169 |  | 0
1971-09-16 | 0.026667 | 67.0741 | 3.6551 | 3.6551 | 56.7346 | 56.7346 | 2855.5603 | 21359.5913 |  | 0
1971-09-17 | 0 | 0 | 0 | 0 | -6.6845 | -6.6845 | 2848.8758 | 21309.5912 |  | 0
1971-09-18 | 0.033333 | 83.8427 | 3.6551 | 3.6551 | 73.5031 | 73.5031 | 2922.3789 | 21859.3943 |  | 0
1971-09-19 | 0.0091667 | 23.0567 | 3.6551 | 3.6551 | 12.7172 | 12.7172 | 2935.0961 | 21954.5186 |  | 0
1971-09-20 | 0 | 0 | 0 | 0 | -6.6845 | -6.6845 | 2928.4116 | 21904.5186 |  | 0
1971-09-21 | 0 | 0 | 0 | 0 | -6.6845 | -6.6845 | 2921.7271 | 21854.5185 |  | 0
1971-09-22 | 0.016667 | 41.9213 | 3.6551 | 3.6551 | 31.5818 | 31.5818 | 2953.3088 | 22090.75 |  | 0
1971-09-23 | 0.086667 | 217.9909 | 3.6551 | 3.6551 | 207.6514 | 207.6514 | 3160.9602 | 23643.9822 |  | 0
1971-09-24 | 0 | 0 | 0 | 0 | -6.6845 | -6.6845 | 3154.2757 | 23593.9821 |  | 0
1971-09-25 | 0 | 0 | 0 | 0 | -6.6845 | -6.6845 | 3147.5912 | 23543.982 |  | 0
1971-09-26 | 0 | 0 | 0 | 0 | -6.6845 | -6.6845 | 3140.9067 | 23493.982 |  | 0
1971-09-27 | 0 | 0 | 0 | 0 | -6.6845 | -6.6845 | 3134.2222 | 23443.9819 |  | 0
1971-09-28 | 0 | 0 | 0 | 0 | -6.6845 | -6.6845 | 3127.5377 | 23393.9819 |  | 0
1971-09-29 | 0 | 0 | 0 | 0 | -6.6845 | -6.6845 | 3120.8532 | 23343.9818 |  | 0
1971-09-30 | 0.050833 | 127.8601 | 3.6551 | 3.6551 | 117.5205 | 117.5205 | 3238.3737 | 24223.035 |  | 0
1971-10-01 | 0 | 0 | 0 | 0 | -6.6845 | -6.6845 | 3231.6892 | 24173.035 |  | 0
1971-10-02 | 0 | 0 | 0 | 0 | -6.6845 | -6.6845 | 3225.0047 | 24123.0349 |  | 0
1971-10-03 | 0.015833 | 39.8253 | 3.6551 | 3.6551 | 29.4857 | 29.4857 | 3254.4904 | 24343.5878 |  | 0
1971-10-04 | 0.058333 | 146.7247 | 3.6551 | 3.6551 | 136.3851 | 136.3851 | 3390.8754 | 25363.7483 |  | 0
1971-10-05 | 0.02 | 50.3056 | 3.6551 | 3.6551 | 39.966 | 39.966 | 3430.8415 | 25662.6941 |  | 0
1971-10-06 | 0.0025 | 6.2882 | 3.6551 | 3.6551 | -4.0514 | -4.0514 | 3426.7901 | 25632.3898 |  | 0
1971-10-07 | 0.045 | 113.1876 | 3.6551 | 3.6551 | 102.848 | 102.848 | 3529.6381 | 26401.693 |  | 0
1971-10-08 | 0.0066667 | 16.7685 | 3.6551 | 3.6551 | 6.429 | 6.429 | 3536.0671 | 26449.7816 |  | 0
1971-10-09 | 0.0016667 | 4.1921 | 3.6551 | 3.6551 | -6.1474 | -6.1474 | 3529.9196 | 26403.7987 |  | 0
1971-10-10 | 0 | 0 | 0 | 0 | -6.6845 | -6.6845 | 3523.2351 | 26353.7986 |  | 0
1971-10-11 | 0 | 0 | 0 | 0 | -6.6845 | -6.6845 | 3516.5506 | 26303.7985 |  | 0
1971-10-12 | 0.024167 | 60.7859 | 3.6551 | 3.6551 | 50.4464 | 50.4464 | 3566.997 | 26681.1373 |  | 0
1971-10-13 | 0.0016667 | 4.1921 | 3.6551 | 3.6551 | -6.1474 | -6.1474 | 3560.8495 | 26635.1544 |  | 0
1971-10-14 | 0 | 0 | 0 | 0 | -6.6845 | -6.6845 | 3554.165 | 26585.1543 |  | 0
1971-10-15 | 0 | 0 | 0 | 0 | -6.6845 | -6.6845 | 3547.4805 | 26535.1542 |  | 0
1971-10-16 | 0 | 0 | 0 | 0 | -6.6845 | -6.6845 | 3540.796 | 26485.1542 |  | 0
1971-10-17 | 0 | 0 | 0 | 0 | -6.6845 | -6.6845 | 3534.1115 | 26435.1541 |  | 0
1971-10-18 | 0 | 0 | 0 | 0 | -6.6845 | -6.6845 | 3527.427 | 26385.1541 |  | 0
1971-10-19 | 0 | 0 | 0 | 0 | -6.6845 | -6.6845 | 3520.7425 | 26335.154 |  | 0
1971-10-20 | 0 | 0 | 0 | 0 | -6.6845 | -6.6845 | 3514.058 | 26285.1539 |  | 0
1971-10-21 | 0 | 0 | 0 | 0 | -6.6845 | -6.6845 | 3507.3735 | 26235.1539 |  | 0
1971-10-22 | 0 | 0 | 0 | 0 | -6.6845 | -6.6845 | 3500.689 | 26185.1538 |  | 0
1971-10-23 | 0 | 0 | 0 | 0 | -6.6845 | -6.6845 | 3494.0045 | 26135.1538 |  | 0
1971-10-24 | 0 | 0 | 0 | 0 | -6.6845 | -6.6845 | 3487.32 | 26085.1537 |  | 0
1971-10-25 | 0 | 0 | 0 | 0 | -6.6845 | -6.6845 | 3480.6355 | 26035.1536 |  | 0
1971-10-26 | 0.013333 | 33.5371 | 3.6551 | 3.6551 | 23.1975 | 23.1975 | 3503.833 | 26208.6708 |  | 0
1971-10-27 | 0 | 0 | 0 | 0 | -6.6845 | -6.6845 | 3497.1485 | 26158.6708 |  | 0
1971-10-28 | 0 | 0 | 0 | 0 | -6.6845 | -6.6845 | 3490.464 | 26108.6707 |  | 0
1971-10-29 | 0.015833 | 39.8253 | 3.6551 | 3.6551 | 29.4857 | 29.4857 | 3519.9497 | 26329.2236 |  | 0
1971-10-30 | 0 | 0 | 0 | 0 | -6.6845 | -6.6845 | 3513.2652 | 26279.2236 |  | 0
1971-10-31 | 0.024167 | 60.7859 | 3.6551 | 3.6551 | 50.4464 | 50.4464 | 3563.7115 | 26656.5623 |  | 0
1971-11-01 | 0 | 0 | 0 | 0 | -6.6845 | -6.6845 | 3557.027 | 26606.5622 |  | 0
1971-11-02 | 0 | 0 | 0 | 0 | -6.6845 | -6.6845 | 3550.3425 | 26556.5622 |  | 0
1971-11-03 | 0 | 0 | 0 | 0 | -6.6845 | -6.6845 | 3543.658 | 26506.5621 |  | 0
1971-11-04 | 0 | 0 | 0 | 0 | -6.6845 | -6.6845 | 3536.9735 | 26456.5621 |  | 0
1971-11-05 | 0 | 0 | 0 | 0 | -6.6845 | -6.6845 | 3530.289 | 26406.562 |  | 0
1971-11-06 | 0 | 0 | 0 | 0 | -6.6845 | -6.6845 | 3523.6045 | 26356.5619 |  | 0
1971-11-07 | 0 | 0 | 0 | 0 | -6.6845 | -6.6845 | 3516.92 | 26306.5619 |  | 0
1971-11-08 | 0 | 0 | 0 | 0 | -6.6845 | -6.6845 | 3510.2355 | 26256.5618 |  | 0
1971-11-09 | 0 | 0 | 0 | 0 | -6.6845 | -6.6845 | 3503.551 | 26206.5618 |  | 0
1971-11-10 | 0 | 0 | 0 | 0 | -6.6845 | -6.6845 | 3496.8665 | 26156.5617 |  | 0
1971-11-11 | 0 | 0 | 0 | 0 | -6.6845 | -6.6845 | 3490.182 | 26106.5616 |  | 0
1971-11-12 | 0 | 0 | 0 | 0 | -6.6845 | -6.6845 | 3483.4975 | 26056.5616 |  | 0
1971-11-13 | 0 | 0 | 0 | 0 | -6.6845 | -6.6845 | 3476.813 | 26006.5615 |  | 0
1971-11-14 | 0 | 0 | 0 | 0 | -6.6845 | -6.6845 | 3470.1285 | 25956.5615 |  | 0
1971-11-15 | 0 | 0 | 0 | 0 | -6.6845 | -6.6845 | 3463.444 | 25906.5614 |  | 0
1971-11-16 | 0 | 0 | 0 | 0 | -6.6845 | -6.6845 | 3456.7595 | 25856.5613 |  | 0
1971-11-17 | 0 | 0 | 0 | 0 | -6.6845 | -6.6845 | 3450.075 | 25806.5613 |  | 0
1971-11-18 | 0 | 0 | 0 | 0 | -6.6845 | -6.6845 | 3443.3905 | 25756.5612 |  | 0
1971-11-19 | 0 | 0 | 0 | 0 | -6.6845 | -6.6845 | 3436.706 | 25706.5612 |  | 0
1971-11-20 | 0 | 0 | 0 | 0 | -6.6845 | -6.6845 | 3430.0215 | 25656.5611 |  | 0
1971-11-21 | 0 | 0 | 0 | 0 | -6.6845 | -6.6845 | 3423.337 | 25606.561 |  | 0
1971-11-22 | 0 | 0 | 0 | 0 | -6.6845 | -6.6845 | 3416.6525 | 25556.561 |  | 0
1971-11-23 | 0 | 0 | 0 | 0 | -6.6845 | -6.6845 | 3409.968 | 25506.5609 |  | 0
1971-11-24 | 0 | 0 | 0 | 0 | -6.6845 | -6.6845 | 3403.2835 | 25456.5609 |  | 0
1971-11-25 | 0 | 0 | 0 | 0 | -6.6845 | -6.6845 | 3396.599 | 25406.5608 |  | 0
1971-11-26 | 0 | 0 | 0 | 0 | -6.6845 | -6.6845 | 3389.9145 | 25356.5607 |  | 0
1971-11-27 | 0 | 0 | 0 | 0 | -6.6845 | -6.6845 | 3383.23 | 25306.5607 |  | 0
1971-11-28 | 0 | 0 | 0 | 0 | -6.6845 | -6.6845 | 3376.5455 | 25256.5606 |  | 0
1971-11-29 | 0 | 0 | 0 | 0 | -6.6845 | -6.6845 | 3369.861 | 25206.5606 |  | 0
1971-11-30 | 0 | 0 | 0 | 0 | -6.6845 | -6.6845 | 3363.1765 | 25156.5605 |  | 0
1971-12-01 | 0 | 0 | 0 | 0 | -6.6845 | -6.6845 | 3356.492 | 25106.5604 |  | 0
1971-12-02 | 0.011667 | 29.3449 | 3.6551 | 3.6551 | 19.0054 | 19.0054 | 3375.4974 | 25248.7205 |  | 0
1971-12-03 | 0 | 0 | 0 | 0 | -6.6845 | -6.6845 | 3368.8129 | 25198.7204 |  | 0
1971-12-04 | 0 | 0 | 0 | 0 | -6.6845 | -6.6845 | 3362.1284 | 25148.7204 |  | 0
1971-12-05 | 0.0016667 | 4.1921 | 3.6551 | 3.6551 | -6.1474 | -6.1474 | 3355.9809 | 25102.7375 |  | 0
1971-12-06 | 0 | 0 | 0 | 0 | -6.6845 | -6.6845 | 3349.2964 | 25052.7374 |  | 0
1971-12-07 | 0 | 0 | 0 | 0 | -6.6845 | -6.6845 | 3342.6119 | 25002.7373 |  | 0
1971-12-08 | 0 | 0 | 0 | 0 | -6.6845 | -6.6845 | 3335.9274 | 24952.7373 |  | 0
1971-12-09 | 0 | 0 | 0 | 0 | -6.6845 | -6.6845 | 3329.2429 | 24902.7372 |  | 0
1971-12-10 | 0 | 0 | 0 | 0 | -6.6845 | -6.6845 | 3322.5584 | 24852.7372 |  | 0
1971-12-11 | 0 | 0 | 0 | 0 | -6.6845 | -6.6845 | 3315.8739 | 24802.7371 |  | 0
1971-12-12 | 0 | 0 | 0 | 0 | -6.6845 | -6.6845 | 3309.1894 | 24752.737 |  | 0
1971-12-13 | 0 | 0 | 0 | 0 | -6.6845 | -6.6845 | 3302.5049 | 24702.737 |  | 0
1971-12-14 | 0 | 0 | 0 | 0 | -6.6845 | -6.6845 | 3295.8204 | 24652.7369 |  | 0
1971-12-15 | 0 | 0 | 0 | 0 | -6.6845 | -6.6845 | 3289.1359 | 24602.7369 |  | 0
1971-12-16 | 0 | 0 | 0 | 0 | -6.6845 | -6.6845 | 3282.4514 | 24552.7368 |  | 0
1971-12-17 | 0 | 0 | 0 | 0 | -6.6845 | -6.6845 | 3275.7669 | 24502.7367 |  | 0
1971-12-18 | 0 | 0 | 0 | 0 | -6.6845 | -6.6845 | 3269.0824 | 24452.7367 |  | 0
1971-12-19 | 0 | 0 | 0 | 0 | -6.6845 | -6.6845 | 3262.3979 | 24402.7366 |  | 0
1971-12-20 | 0 | 0 | 0 | 0 | -6.6845 | -6.6845 | 3255.7134 | 24352.7366 |  | 0
1971-12-21 | 0 | 0 | 0 | 0 | -6.6845 | -6.6845 | 3249.0289 | 24302.7365 |  | 0
1971-12-22 | 0 | 0 | 0 | 0 | -6.6845 | -6.6845 | 3242.3444 | 24252.7364 |  | 0
1971-12-23 | 0 | 0 | 0 | 0 | -6.6845 | -6.6845 | 3235.6599 | 24202.7364 |  | 0
1971-12-24 | 0 | 0 | 0 | 0 | -6.6845 | -6.6845 | 3228.9754 | 24152.7363 |  | 0
1971-12-25 | 0 | 0 | 0 | 0 | -6.6845 | -6.6845 | 3222.2909 | 24102.7363 |  | 0
1971-12-26 | 0 | 0 | 0 | 0 | -6.6845 | -6.6845 | 3215.6064 | 24052.7362 |  | 0
1971-12-27 | 0 | 0 | 0 | 0 | -6.6845 | -6.6845 | 3208.9219 | 24002.7361 |  | 0
1971-12-28 | 0 | 0 | 0 | 0 | -6.6845 | -6.6845 | 3202.2374 | 23952.7361 |  | 0
1971-12-29 | 0 | 0 | 0 | 0 | -6.6845 | -6.6845 | 3195.5529 | 23902.736 |  | 0
1971-12-30 | 0 | 0 | 0 | 0 | -6.6845 | -6.6845 | 3188.8684 | 23852.736 |  | 0
1971-12-31 | 0 | 0 | 0 | 0 | -6.6845 | -6.6845 | 3182.1839 | 23802.7359 |  | 0
1972-01-01 | 0 | 0 | 0 | 0 | -6.6845 | -6.6845 | 3175.4994 | 23752.7358 |  | 0
1972-01-02 | 0 | 0 | 0 | 0 | -6.6845 | -6.6845 | 3168.8149 | 23702.7358 |  | 0
1972-01-03 | 0 | 0 | 0 | 0 | -6.6845 | -6.6845 | 3162.1304 | 23652.7357 |  | 0
1972-01-04 | 0 | 0 | 0 | 0 | -6.6845 | -6.6845 | 3155.4459 | 23602.7357 |  | 0
1972-01-05 | 0 | 0 | 0 | 0 | -6.6845 | -6.6845 | 3148.7614 | 23552.7356 |  | 0
1972-01-06 | 0 | 0 | 0 | 0 | -6.6845 | -6.6845 | 3142.0769 | 23502.7355 |  | 0
1972-01-07 | 0 | 0 | 0 | 0 | -6.6845 | -6.6845 | 3135.3924 | 23452.7355 |  | 0
1972-01-08 | 0 | 0 | 0 | 0 | -6.6845 | -6.6845 | 3128.7079 | 23402.7354 |  | 0
1972-01-09 | 0 | 0 | 0 | 0 | -6.6845 | -6.6845 | 3122.0234 | 23352.7354 |  | 0
1972-01-10 | 0 | 0 | 0 | 0 | -6.6845 | -6.6845 | 3115.3389 | 23302.7353 |  | 0
1972-01-11 | 0 | 0 | 0 | 0 | -6.6845 | -6.6845 | 3108.6544 | 23252.7352 |  | 0
1972-01-12 | 0 | 0 | 0 | 0 | -6.6845 | -6.6845 | 3101.9699 | 23202.7352 |  | 0
1972-01-13 | 0 | 0 | 0 | 0 | -6.6845 | -6.6845 | 3095.2854 | 23152.7351 |  | 0
1972-01-14 | 0 | 0 | 0 | 0 | -6.6845 | -6.6845 | 3088.6009 | 23102.7351 |  | 0
1972-01-15 | 0 | 0 | 0 | 0 | -6.6845 | -6.6845 | 3081.9164 | 23052.735 |  | 0
1972-01-16 | 0 | 0 | 0 | 0 | -6.6845 | -6.6845 | 3075.2319 | 23002.7349 |  | 0
1972-01-17 | 0 | 0 | 0 | 0 | -6.6845 | -6.6845 | 3068.5474 | 22952.7349 |  | 0
1972-01-18 | 0 | 0 | 0 | 0 | -6.6845 | -6.6845 | 3061.8629 | 22902.7348 |  | 0
1972-01-19 | 0 | 0 | 0 | 0 | -6.6845 | -6.6845 | 3055.1784 | 22852.7348 |  | 0
1972-01-20 | 0 | 0 | 0 | 0 | -6.6845 | -6.6845 | 3048.4939 | 22802.7347 |  | 0
1972-01-21 | 0 | 0 | 0 | 0 | -6.6845 | -6.6845 | 3041.8094 | 22752.7346 |  | 0
1972-01-22 | 0 | 0 | 0 | 0 | -6.6845 | -6.6845 | 3035.1249 | 22702.7346 |  | 0
1972-01-23 | 0 | 0 | 0 | 0 | -6.6845 | -6.6845 | 3028.4404 | 22652.7345 |  | 0
1972-01-24 | 0 | 0 | 0 | 0 | -6.6845 | -6.6845 | 3021.7559 | 22602.7345 |  | 0
1972-01-25 | 0 | 0 | 0 | 0 | -6.6845 | -6.6845 | 3015.0714 | 22552.7344 |  | 0
1972-01-26 | 0 | 0 | 0 | 0 | -6.6845 | -6.6845 | 3008.3869 | 22502.7343 |  | 0
1972-01-27 | 0 | 0 | 0 | 0 | -6.6845 | -6.6845 | 3001.7024 | 22452.7343 |  | 0
1972-01-28 | 0 | 0 | 0 | 0 | -6.6845 | -6.6845 | 2995.0179 | 22402.7342 |  | 0
1972-01-29 | 0 | 0 | 0 | 0 | -6.6845 | -6.6845 | 2988.3334 | 22352.7342 |  | 0
1972-01-30 | 0 | 0 | 0 | 0 | -6.6845 | -6.6845 | 2981.6489 | 22302.7341 |  | 0
1972-01-31 | 0.028333 | 71.2663 | 3.6551 | 3.6551 | 60.9267 | 60.9267 | 3042.5756 | 22758.4657 |  | 0
1972-03-01 | 0 | 0 | 0 | 0 | -6.6845 | -6.6845 | 3035.8911 | 22708.4657 |  | 0
1972-03-02 | 0 | 0 | 0 | 0 | -6.6845 | -6.6845 | 3029.2066 | 22658.4656 |  | 0
1972-03-03 | 0 | 0 | 0 | 0 | -6.6845 | -6.6845 | 3022.5221 | 22608.4655 |  | 0
1972-03-04 | 0 | 0 | 0 | 0 | -6.6845 | -6.6845 | 3015.8376 | 22558.4655 |  | 0
1972-03-05 | 0 | 0 | 0 | 0 | -6.6845 | -6.6845 | 3009.1531 | 22508.4654 |  | 0
1972-03-06 | 0 | 0 | 0 | 0 | -6.6845 | -6.6845 | 3002.4686 | 22458.4654 |  | 0
1972-03-07 | 0 | 0 | 0 | 0 | -6.6845 | -6.6845 | 2995.7841 | 22408.4653 |  | 0
1972-03-08 | 0 | 0 | 0 | 0 | -6.6845 | -6.6845 | 2989.0996 | 22358.4652 |  | 0
1972-03-09 | 0 | 0 | 0 | 0 | -6.6845 | -6.6845 | 2982.4151 | 22308.4652 |  | 0
1972-03-10 | 0 | 0 | 0 | 0 | -6.6845 | -6.6845 | 2975.7306 | 22258.4651 |  | 0
1972-03-11 | 0 | 0 | 0 | 0 | -6.6845 | -6.6845 | 2969.0461 | 22208.4651 |  | 0
1972-03-12 | 0 | 0 | 0 | 0 | -6.6845 | -6.6845 | 2962.3616 | 22158.465 |  | 0
1972-03-13 | 0 | 0 | 0 | 0 | -6.6845 | -6.6845 | 2955.6771 | 22108.4649 |  | 0
1972-03-14 | 0 | 0 | 0 | 0 | -6.6845 | -6.6845 | 2948.9926 | 22058.4649 |  | 0
1972-03-15 | 0 | 0 | 0 | 0 | -6.6845 | -6.6845 | 2942.3081 | 22008.4648 |  | 0
1972-03-16 | 0 | 0 | 0 | 0 | -6.6845 | -6.6845 | 2935.6236 | 21958.4648 |  | 0
1972-03-17 | 0 | 0 | 0 | 0 | -6.6845 | -6.6845 | 2928.9391 | 21908.4647 |  | 0
1972-03-18 | 0 | 0 | 0 | 0 | -6.6845 | -6.6845 | 2922.2546 | 21858.4646 |  | 0
1972-03-19 | 0 | 0 | 0 | 0 | -6.6845 | -6.6845 | 2915.5701 | 21808.4646 |  | 0
1972-03-20 | 0.018333 | 46.1135 | 3.6551 | 3.6551 | 35.7739 | 35.7739 | 2951.344 | 22076.0533 |  | 0
1972-03-21 | 0 | 0 | 0 | 0 | -6.6845 | -6.6845 | 2944.6595 | 22026.0532 |  | 0
1972-03-22 | 0 | 0 | 0 | 0 | -6.6845 | -6.6845 | 2937.975 | 21976.0531 |  | 0
1972-03-23 | 0 | 0 | 0 | 0 | -6.6845 | -6.6845 | 2931.2905 | 21926.0531 |  | 0
1972-03-24 | 0 | 0 | 0 | 0 | -6.6845 | -6.6845 | 2924.606 | 21876.053 |  | 0
1972-03-25 | 0 | 0 | 0 | 0 | -6.6845 | -6.6845 | 2917.9215 | 21826.053 |  | 0
1972-03-26 | 0 | 0 | 0 | 0 | -6.6845 | -6.6845 | 2911.237 | 21776.0529 |  | 0
1972-03-27 | 0 | 0 | 0 | 0 | -6.6845 | -6.6845 | 2904.5525 | 21726.0528 |  | 0
1972-03-28 | 0 | 0 | 0 | 0 | -6.6845 | -6.6845 | 2897.868 | 21676.0528 |  | 0
1972-03-29 | 0 | 0 | 0 | 0 | -6.6845 | -6.6845 | 2891.1835 | 21626.0527 |  | 0
1972-03-30 | 0 | 0 | 0 | 0 | -6.6845 | -6.6845 | 2884.499 | 21576.0527 |  | 0
1972-03-31 | 0 | 0 | 0 | 0 | -6.6845 | -6.6845 | 2877.8145 | 21526.0526 |  | 0
1972-04-01 | 0 | 0 | 0 | 0 | -6.6845 | -6.6845 | 2871.13 | 21476.0525 |  | 0
1972-04-02 | 0 | 0 | 0 | 0 | -6.6845 | -6.6845 | 2864.4455 | 21426.0525 |  | 0
1972-04-03 | 0 | 0 | 0 | 0 | -6.6845 | -6.6845 | 2857.761 | 21376.0524 |  | 0
1972-04-04 | 0 | 0 | 0 | 0 | -6.6845 | -6.6845 | 2851.0765 | 21326.0524 |  | 0
1972-04-05 | 0 | 0 | 0 | 0 | -6.6845 | -6.6845 | 2844.392 | 21276.0523 |  | 0
1972-04-06 | 0 | 0 | 0 | 0 | -6.6845 | -6.6845 | 2837.7075 | 21226.0522 |  | 0
1972-04-07 | 0 | 0 | 0 | 0 | -6.6845 | -6.6845 | 2831.023 | 21176.0522 |  | 0
1972-04-08 | 0 | 0 | 0 | 0 | -6.6845 | -6.6845 | 2824.3385 | 21126.0521 |  | 0
1972-04-09 | 0 | 0 | 0 | 0 | -6.6845 | -6.6845 | 2817.654 | 21076.0521 |  | 0
1972-04-10 | 0 | 0 | 0 | 0 | -6.6845 | -6.6845 | 2810.9695 | 21026.052 |  | 0
1972-04-11 | 0 | 0 | 0 | 0 | -6.6845 | -6.6845 | 2804.285 | 20976.0519 |  | 0
1972-04-12 | 0 | 0 | 0 | 0 | -6.6845 | -6.6845 | 2797.6005 | 20926.0519 |  | 0
1972-04-13 | 0 | 0 | 0 | 0 | -6.6845 | -6.6845 | 2790.916 | 20876.0518 |  | 0
1972-04-14 | 0 | 0 | 0 | 0 | -6.6845 | -6.6845 | 2784.2315 | 20826.0518 |  | 0
1972-04-15 | 0 | 0 | 0 | 0 | -6.6845 | -6.6845 | 2777.547 | 20776.0517 |  | 0
1972-04-16 | 0 | 0 | 0 | 0 | -6.6845 | -6.6845 | 2770.8625 | 20726.0516 |  | 0
1972-04-17 | 0 | 0 | 0 | 0 | -6.6845 | -6.6845 | 2764.178 | 20676.0516 |  | 0
1972-04-18 | 0 | 0 | 0 | 0 | -6.6845 | -6.6845 | 2757.4935 | 20626.0515 |  | 0
1972-04-19 | 0 | 0 | 0 | 0 | -6.6845 | -6.6845 | 2750.809 | 20576.0515 |  | 0
1972-04-20 | 0 | 0 | 0 | 0 | -6.6845 | -6.6845 | 2744.1245 | 20526.0514 |  | 0
1972-04-21 | 0 | 0 | 0 | 0 | -6.6845 | -6.6845 | 2737.44 | 20476.0513 |  | 0
1972-04-22 | 0 | 0 | 0 | 0 | -6.6845 | -6.6845 | 2730.7555 | 20426.0513 |  | 0
1972-04-23 | 0 | 0 | 0 | 0 | -6.6845 | -6.6845 | 2724.071 | 20376.0512 |  | 0
1972-04-24 | 0 | 0 | 0 | 0 | -6.6845 | -6.6845 | 2717.3865 | 20326.0512 |  | 0
1972-04-25 | 0 | 0 | 0 | 0 | -6.6845 | -6.6845 | 2710.702 | 20276.0511 |  | 0
1972-04-26 | 0 | 0 | 0 | 0 | -6.6845 | -6.6845 | 2704.0175 | 20226.051 |  | 0
1972-04-27 | 0 | 0 | 0 | 0 | -6.6845 | -6.6845 | 2697.333 | 20176.051 |  | 0
1972-04-28 | 0 | 0 | 0 | 0 | -6.6845 | -6.6845 | 2690.6485 | 20126.0509 |  | 0
1972-04-29 | 0 | 0 | 0 | 0 | -6.6845 | -6.6845 | 2683.964 | 20076.0509 |  | 0
1972-04-30 | 0 | 0 | 0 | 0 | -6.6845 | -6.6845 | 2677.2795 | 20026.0508 |  | 0
1972-05-01 | 0 | 0 | 0 | 0 | -6.6845 | -6.6845 | 2670.595 | 19976.0507 |  | 0
1972-05-02 | 0 | 0 | 0 | 0 | -6.6845 | -6.6845 | 2663.9105 | 19926.0507 |  | 0
1972-05-03 | 0 | 0 | 0 | 0 | -6.6845 | -6.6845 | 2657.226 | 19876.0506 |  | 0
1972-05-04 | 0 | 0 | 0 | 0 | -6.6845 | -6.6845 | 2650.5415 | 19826.0506 |  | 0
1972-05-05 | 0.015 | 37.7292 | 3.6551 | 3.6551 | 27.3896 | 27.3896 | 2677.9311 | 20030.9249 |  | 0
1972-05-06 | 0 | 0 | 0 | 0 | -6.6845 | -6.6845 | 2671.2466 | 19980.9248 |  | 0
1972-05-07 | 0 | 0 | 0 | 0 | -6.6845 | -6.6845 | 2664.5621 | 19930.9248 |  | 0
1972-05-08 | 0 | 0 | 0 | 0 | -6.6845 | -6.6845 | 2657.8776 | 19880.9247 |  | 0
1972-05-09 | 0 | 0 | 0 | 0 | -6.6845 | -6.6845 | 2651.1931 | 19830.9247 |  | 0
1972-05-10 | 0 | 0 | 0 | 0 | -6.6845 | -6.6845 | 2644.5086 | 19780.9246 |  | 0
1972-05-11 | 0 | 0 | 0 | 0 | -6.6845 | -6.6845 | 2637.8241 | 19730.9245 |  | 0
1972-05-12 | 0 | 0 | 0 | 0 | -6.6845 | -6.6845 | 2631.1396 | 19680.9245 |  | 0
1972-05-13 | 0 | 0 | 0 | 0 | -6.6845 | -6.6845 | 2624.4551 | 19630.9244 |  | 0
1972-05-14 | 0.023333 | 58.6899 | 3.6551 | 3.6551 | 48.3503 | 48.3503 | 2672.8054 | 19992.5846 |  | 0
1972-05-15 | 0 | 0 | 0 | 0 | -6.6845 | -6.6845 | 2666.1209 | 19942.5845 |  | 0
1972-05-16 | 0.0033333 | 8.3843 | 3.6551 | 3.6551 | -1.9553 | -1.9553 | 2664.1656 | 19927.9588 |  | 0
1972-05-17 | 0.0016667 | 4.1921 | 3.6551 | 3.6551 | -6.1474 | -6.1474 | 2658.0182 | 19881.9759 |  | 0
1972-05-18 | 0 | 0 | 0 | 0 | -6.6845 | -6.6845 | 2651.3337 | 19831.9758 |  | 0
1972-05-19 | 0 | 0 | 0 | 0 | -6.6845 | -6.6845 | 2644.6492 | 19781.9757 |  | 0
1972-05-20 | 0 | 0 | 0 | 0 | -6.6845 | -6.6845 | 2637.9647 | 19731.9757 |  | 0
1972-05-21 | 0 | 0 | 0 | 0 | -6.6845 | -6.6845 | 2631.2802 | 19681.9756 |  | 0
1972-05-22 | 0 | 0 | 0 | 0 | -6.6845 | -6.6845 | 2624.5957 | 19631.9756 |  | 0
1972-05-23 | 0 | 0 | 0 | 0 | -6.6845 | -6.6845 | 2617.9112 | 19581.9755 |  | 0
1972-05-24 | 0 | 0 | 0 | 0 | -6.6845 | -6.6845 | 2611.2267 | 19531.9754 |  | 0
1972-05-25 | 0 | 0 | 0 | 0 | -6.6845 | -6.6845 | 2604.5422 | 19481.9754 |  | 0
1972-05-26 | 0 | 0 | 0 | 0 | -6.6845 | -6.6845 | 2597.8577 | 19431.9753 |  | 0
1972-05-27 | 0.0075 | 18.8646 | 3.6551 | 3.6551 | 8.525 | 8.525 | 2606.3827 | 19495.7425 |  | 0
1972-05-28 | 0 | 0 | 0 | 0 | -6.6845 | -6.6845 | 2599.6982 | 19445.7424 |  | 0
1972-05-29 | 0.0475 | 119.4758 | 3.6551 | 3.6551 | 109.1362 | 109.1362 | 2708.8344 | 20262.0813 |  | 0
1972-05-30 | 0.059167 | 148.8207 | 3.6551 | 3.6551 | 138.4812 | 138.4812 | 2847.3156 | 21297.9204 |  | 0
1972-05-31 | 0.0075 | 18.8646 | 3.6551 | 3.6551 | 8.525 | 8.525 | 2855.8406 | 21361.6875 |  | 0
1972-07-01 | 0 | 0 | 0 | 0 | -6.6845 | -6.6845 | 2849.1561 | 21311.6874 |  | 0
1972-07-02 | 0 | 0 | 0 | 0 | -6.6845 | -6.6845 | 2842.4716 | 21261.6874 |  | 0
1972-07-03 | 0 | 0 | 0 | 0 | -6.6845 | -6.6845 | 2835.7871 | 21211.6873 |  | 0
1972-07-04 | 0 | 0 | 0 | 0 | -6.6845 | -6.6845 | 2829.1026 | 21161.6873 |  | 0
1972-07-05 | 0 | 0 | 0 | 0 | -6.6845 | -6.6845 | 2822.4181 | 21111.6872 |  | 0
1972-07-06 | 0 | 0 | 0 | 0 | -6.6845 | -6.6845 | 2815.7336 | 21061.6871 |  | 0
1972-07-07 | 0.0091667 | 23.0567 | 3.6551 | 3.6551 | 12.7172 | 12.7172 | 2828.4507 | 21156.8115 |  | 0
1972-07-08 | 0 | 0 | 0 | 0 | -6.6845 | -6.6845 | 2821.7662 | 21106.8114 |  | 0
1972-07-09 | 0.010833 | 27.2489 | 3.6551 | 3.6551 | 16.9093 | 16.9093 | 2838.6755 | 21233.2929 |  | 0
1972-07-10 | 0 | 0 | 0 | 0 | -6.6845 | -6.6845 | 2831.991 | 21183.2928 |  | 0
1972-07-11 | 0 | 0 | 0 | 0 | -6.6845 | -6.6845 | 2825.3065 | 21133.2927 |  | 0
1972-07-12 | 0 | 0 | 0 | 0 | -6.6845 | -6.6845 | 2818.622 | 21083.2927 |  | 0
1972-07-13 | 0.026667 | 67.0741 | 3.6551 | 3.6551 | 56.7346 | 56.7346 | 2875.3566 | 21507.6671 |  | 0
1972-07-14 | 0 | 0 | 0 | 0 | -6.6845 | -6.6845 | 2868.6721 | 21457.6671 |  | 0
1972-07-15 | 0 | 0 | 0 | 0 | -6.6845 | -6.6845 | 2861.9876 | 21407.667 |  | 0
1972-07-16 | 0 | 0 | 0 | 0 | -6.6845 | -6.6845 | 2855.3031 | 21357.667 |  | 0
1972-07-17 | 0.0225 | 56.5938 | 3.6551 | 3.6551 | 46.2542 | 46.2542 | 2901.5573 | 21703.6485 |  | 0
1972-07-18 | 0 | 0 | 0 | 0 | -6.6845 | -6.6845 | 2894.8728 | 21653.6485 |  | 0
1972-07-19 | 0.079167 | 199.1263 | 3.6551 | 3.6551 | 188.7868 | 188.7868 | 3083.6595 | 23065.7734 |  | 0
1972-07-20 | 0.020833 | 52.4017 | 3.6551 | 3.6551 | 42.0621 | 42.0621 | 3125.7216 | 23380.3978 |  | 0
1972-07-21 | 0.0083333 | 20.9607 | 3.6551 | 3.6551 | 10.6211 | 10.6211 | 3136.3427 | 23459.8435 |  | 0
1972-07-22 | 0 | 0 | 0 | 0 | -6.6845 | -6.6845 | 3129.6582 | 23409.8434 |  | 0
1972-07-23 | 0 | 0 | 0 | 0 | -6.6845 | -6.6845 | 3122.9737 | 23359.8434 |  | 0
1972-07-24 | 0 | 0 | 0 | 0 | -6.6845 | -6.6845 | 3116.2892 | 23309.8433 |  | 0
1972-07-25 | 0 | 0 | 0 | 0 | -6.6845 | -6.6845 | 3109.6047 | 23259.8433 |  | 0
1972-07-26 | 0 | 0 | 0 | 0 | -6.6845 | -6.6845 | 3102.9202 | 23209.8432 |  | 0
1972-07-27 | 0 | 0 | 0 | 0 | -6.6845 | -6.6845 | 3096.2357 | 23159.8431 |  | 0
1972-07-28 | 0 | 0 | 0 | 0 | -6.6845 | -6.6845 | 3089.5512 | 23109.8431 |  | 0
1972-07-29 | 0 | 0 | 0 | 0 | -6.6845 | -6.6845 | 3082.8667 | 23059.843 |  | 0
1972-07-30 | 0 | 0 | 0 | 0 | -6.6845 | -6.6845 | 3076.1822 | 23009.843 |  | 0
1972-07-31 | 0 | 0 | 0 | 0 | -6.6845 | -6.6845 | 3069.4977 | 22959.8429 |  | 0
1972-08-01 | 0 | 0 | 0 | 0 | -6.6845 | -6.6845 | 3062.8132 | 22909.8428 |  | 0
1972-08-02 | 0 | 0 | 0 | 0 | -6.6845 | -6.6845 | 3056.1287 | 22859.8428 |  | 0
1972-08-03 | 0 | 0 | 0 | 0 | -6.6845 | -6.6845 | 3049.4442 | 22809.8427 |  | 0
1972-08-04 | 0 | 0 | 0 | 0 | -6.6845 | -6.6845 | 3042.7597 | 22759.8427 |  | 0
1972-08-05 | 0.01 | 25.1528 | 3.6551 | 3.6551 | 14.8132 | 14.8132 | 3057.5729 | 22870.6455 |  | 0
1972-08-06 | 0 | 0 | 0 | 0 | -6.6845 | -6.6845 | 3050.8884 | 22820.6455 |  | 0
1972-08-07 | 0.035 | 88.0348 | 3.6551 | 3.6551 | 77.6952 | 77.6952 | 3128.5837 | 23401.8057 |  | 0
1972-08-08 | 0.03 | 75.4584 | 3.6551 | 3.6551 | 65.1188 | 65.1188 | 3193.7025 | 23888.8945 |  | 0
1972-08-09 | 0.06 | 150.9168 | 3.6551 | 3.6551 | 140.5772 | 140.5772 | 3334.2797 | 24940.4121 |  | 0
1972-08-10 | 0.0025 | 6.2882 | 3.6551 | 3.6551 | -4.0514 | -4.0514 | 3330.2283 | 24910.1078 |  | 0
1972-08-11 | 0.058333 | 146.7247 | 3.6551 | 3.6551 | 136.3851 | 136.3851 | 3466.6134 | 25930.2682 |  | 0
1972-08-12 | 0.0066667 | 16.7685 | 3.6551 | 3.6551 | 6.429 | 6.429 | 3473.0424 | 25978.3568 |  | 0
1972-08-13 | 0 | 0 | 0 | 0 | -6.6845 | -6.6845 | 3466.3579 | 25928.3567 |  | 0
1972-08-14 | 0 | 0 | 0 | 0 | -6.6845 | -6.6845 | 3459.6734 | 25878.3567 |  | 0
1972-08-15 | 0.094167 | 236.8555 | 3.6551 | 3.6551 | 226.516 | 226.516 | 3686.1893 | 27572.696 |  | 0
1972-08-16 | 0.028333 | 71.2663 | 3.6551 | 3.6551 | 60.9267 | 60.9267 | 3747.116 | 28028.4276 |  | 0
1972-08-17 | 0 | 0 | 0 | 0 | -6.6845 | -6.6845 | 3740.4315 | 27978.4276 |  | 0
1972-08-18 | 0 | 0 | 0 | 0 | -6.6845 | -6.6845 | 3733.747 | 27928.4275 |  | 0 | 1
1972-08-19 | 0.038333 | 96.4191 | 3.6551 | 3.6551 | 86.0795 | 86.0795 | 3819.8265 | 28572.3021 |  | 0
1972-08-20 | 0 | 0 | 0 | 0 | -6.6845 | -6.6845 | 3813.142 | 28522.302 |  | 0
1972-08-21 | 0 | 0 | 0 | 0 | -6.6845 | -6.6845 | 3806.4575 | 28472.3019 |  | 0
1972-08-22 | 0.0225 | 56.5938 | 3.6551 | 3.6551 | 46.2542 | 46.2542 | 3852.7117 | 28818.2835 |  | 0
1972-08-23 | 0.091667 | 230.5673 | 3.6551 | 3.6551 | 220.2278 | 220.2278 | 4003.7455 | 29948.0163 |  | 62.5095
1972-08-24 | 0 | 0 | 0 | 0 | -6.6845 | -6.6845 | 3997.061 | 29898.0163 |  | 0
1972-08-25 | 0 | 0 | 0 | 0 | -6.6845 | -6.6845 | 3990.3765 | 29848.0162 |  | 0
1972-08-26 | 0.019167 | 48.2095 | 3.6551 | 3.6551 | 37.87 | 37.87 | 4003.7455 | 29948.0163 |  | 17.8165
1972-08-27 | 0.023333 | 58.6899 | 3.6551 | 3.6551 | 48.3503 | 48.3503 | 4003.7455 | 29948.0163 |  | 41.6658
1972-08-28 | 0 | 0 | 0 | 0 | -6.6845 | -6.6845 | 3997.061 | 29898.0163 |  | 0
1972-08-29 | 0 | 0 | 0 | 0 | -6.6845 | -6.6845 | 3990.3765 | 29848.0162 |  | 0
1972-08-30 | 0 | 0 | 0 | 0 | -6.6845 | -6.6845 | 3983.692 | 29798.0162 |  | 0
1972-08-31 | 0 | 0 | 0 | 0 | -6.6845 | -6.6845 | 3977.0075 | 29748.0161 |  | 0
1972-09-01 | 0 | 0 | 0 | 0 | -6.6845 | -6.6845 | 3970.323 | 29698.016 |  | 0
1972-09-02 | 0 | 0 | 0 | 0 | -6.6845 | -6.6845 | 3963.6385 | 29648.016 |  | 0
1972-09-03 | 0 | 0 | 0 | 0 | -6.6845 | -6.6845 | 3956.954 | 29598.0159 |  | 0
1972-09-04 | 0.020833 | 52.4017 | 3.6551 | 3.6551 | 42.0621 | 42.0621 | 3999.0161 | 29912.6403 |  | 0
1972-09-05 | 0 | 0 | 0 | 0 | -6.6845 | -6.6845 | 3992.3316 | 29862.6403 |  | 0
1972-09-06 | 0 | 0 | 0 | 0 | -6.6845 | -6.6845 | 3985.6471 | 29812.6402 |  | 0
1972-09-07 | 0.0375 | 94.323 | 3.6551 | 3.6551 | 83.9834 | 83.9834 | 4003.7455 | 29948.0163 |  | 59.2005
1972-09-08 | 0.095833 | 241.0477 | 3.6551 | 3.6551 | 230.7081 | 230.7081 | 4003.7455 | 29948.0163 |  | 224.0236
1972-09-09 | 0 | 0 | 0 | 0 | -6.6845 | -6.6845 | 3997.061 | 29898.0163 |  | 0
1972-09-10 | 0 | 0 | 0 | 0 | -6.6845 | -6.6845 | 3990.3765 | 29848.0162 |  | 0
1972-09-11 | 0 | 0 | 0 | 0 | -6.6845 | -6.6845 | 3983.692 | 29798.0162 |  | 0
1972-09-12 | 0 | 0 | 0 | 0 | -6.6845 | -6.6845 | 3977.0075 | 29748.0161 |  | 0
1972-09-13 | 0 | 0 | 0 | 0 | -6.6845 | -6.6845 | 3970.323 | 29698.016 |  | 0
1972-09-14 | 0.15833 | 398.2527 | 3.6551 | 3.6551 | 387.9131 | 387.9131 | 4003.7455 | 29948.0163 |  | 347.8061
1972-09-15 | 0 | 0 | 0 | 0 | -6.6845 | -6.6845 | 3997.061 | 29898.0163 |  | 0
1972-09-16 | 0.0041667 | 10.4803 | 3.6551 | 3.6551 | 0.14075 | 0.14075 | 3997.2018 | 29899.0691 |  | 0
1972-09-17 | 0 | 0 | 0 | 0 | -6.6845 | -6.6845 | 3990.5173 | 29849.0691 |  | 0
1972-09-18 | 0 | 0 | 0 | 0 | -6.6845 | -6.6845 | 3983.8328 | 29799.069 |  | 0
1972-09-19 | 0 | 0 | 0 | 0 | -6.6845 | -6.6845 | 3977.1483 | 29749.0689 |  | 0
1972-09-20 | 0 | 0 | 0 | 0 | -6.6845 | -6.6845 | 3970.4638 | 29699.0689 |  | 0
1972-09-21 | 0.14417 | 362.6195 | 3.6551 | 3.6551 | 352.28 | 352.28 | 4003.7455 | 29948.0163 |  | 312.3137
1972-09-22 | 0 | 0 | 0 | 0 | -6.6845 | -6.6845 | 3997.061 | 29898.0163 |  | 0
1972-09-23 | 0 | 0 | 0 | 0 | -6.6845 | -6.6845 | 3990.3765 | 29848.0162 |  | 0
1972-09-24 | 0 | 0 | 0 | 0 | -6.6845 | -6.6845 | 3983.692 | 29798.0162 |  | 0
1972-09-25 | 0 | 0 | 0 | 0 | -6.6845 | -6.6845 | 3977.0075 | 29748.0161 |  | 0
1972-09-26 | 0 | 0 | 0 | 0 | -6.6845 | -6.6845 | 3970.323 | 29698.016 |  | 0
1972-09-27 | 0 | 0 | 0 | 0 | -6.6845 | -6.6845 | 3963.6385 | 29648.016 |  | 0
1972-09-28 | 0 | 0 | 0 | 0 | -6.6845 | -6.6845 | 3956.954 | 29598.0159 |  | 0
1972-09-29 | 0 | 0 | 0 | 0 | -6.6845 | -6.6845 | 3950.2695 | 29548.0159 |  | 0
1972-09-30 | 0 | 0 | 0 | 0 | -6.6845 | -6.6845 | 3943.585 | 29498.0158 |  | 0
1972-10-01 | 0 | 0 | 0 | 0 | -6.6845 | -6.6845 | 3936.9005 | 29448.0157 |  | 0
1972-10-02 | 0 | 0 | 0 | 0 | -6.6845 | -6.6845 | 3930.216 | 29398.0157 |  | 0
1972-10-03 | 0 | 0 | 0 | 0 | -6.6845 | -6.6845 | 3923.5315 | 29348.0156 |  | 0
1972-10-04 | 0 | 0 | 0 | 0 | -6.6845 | -6.6845 | 3916.847 | 29298.0156 |  | 0
1972-10-05 | 0 | 0 | 0 | 0 | -6.6845 | -6.6845 | 3910.1625 | 29248.0155 |  | 0
1972-10-06 | 0 | 0 | 0 | 0 | -6.6845 | -6.6845 | 3903.478 | 29198.0154 |  | 0
1972-10-07 | 0 | 0 | 0 | 0 | -6.6845 | -6.6845 | 3896.7935 | 29148.0154 |  | 0
1972-10-08 | 0 | 0 | 0 | 0 | -6.6845 | -6.6845 | 3890.109 | 29098.0153 |  | 0
1972-10-09 | 0 | 0 | 0 | 0 | -6.6845 | -6.6845 | 3883.4245 | 29048.0153 |  | 0
1972-10-10 | 0 | 0 | 0 | 0 | -6.6845 | -6.6845 | 3876.74 | 28998.0152 |  | 0
1972-10-11 | 0 | 0 | 0 | 0 | -6.6845 | -6.6845 | 3870.0555 | 28948.0151 |  | 0
1972-10-12 | 0 | 0 | 0 | 0 | -6.6845 | -6.6845 | 3863.371 | 28898.0151 |  | 0
1972-10-13 | 0 | 0 | 0 | 0 | -6.6845 | -6.6845 | 3856.6865 | 28848.015 |  | 0
1972-10-14 | 0 | 0 | 0 | 0 | -6.6845 | -6.6845 | 3850.002 | 28798.015 |  | 0
1972-10-15 | 0 | 0 | 0 | 0 | -6.6845 | -6.6845 | 3843.3175 | 28748.0149 |  | 0
1972-10-16 | 0 | 0 | 0 | 0 | -6.6845 | -6.6845 | 3836.633 | 28698.0148 |  | 0
1972-10-17 | 0 | 0 | 0 | 0 | -6.6845 | -6.6845 | 3829.9485 | 28648.0148 |  | 0
1972-10-18 | 0 | 0 | 0 | 0 | -6.6845 | -6.6845 | 3823.264 | 28598.0147 |  | 0
1972-10-19 | 0.016667 | 41.9213 | 3.6551 | 3.6551 | 31.5818 | 31.5818 | 3854.8458 | 28834.2462 |  | 0
1972-10-20 | 0.025 | 62.882 | 3.6551 | 3.6551 | 52.5424 | 52.5424 | 3907.3882 | 29227.2635 |  | 0
1972-10-21 | 0.050833 | 127.8601 | 3.6551 | 3.6551 | 117.5205 | 117.5205 | 4003.7455 | 29948.0163 |  | 14.4787
1972-10-22 | 0 | 0 | 0 | 0 | -6.6845 | -6.6845 | 3997.061 | 29898.0163 |  | 0
1972-10-23 | 0 | 0 | 0 | 0 | -6.6845 | -6.6845 | 3990.3765 | 29848.0162 |  | 0
1972-10-24 | 0 | 0 | 0 | 0 | -6.6845 | -6.6845 | 3983.692 | 29798.0162 |  | 0
1972-10-25 | 0 | 0 | 0 | 0 | -6.6845 | -6.6845 | 3977.0075 | 29748.0161 |  | 0
1972-10-26 | 0.01 | 25.1528 | 3.6551 | 3.6551 | 14.8132 | 14.8132 | 3991.8207 | 29858.819 |  | 0
1972-10-27 | 0 | 0 | 0 | 0 | -6.6845 | -6.6845 | 3985.1362 | 29808.8189 |  | 0
1972-10-28 | 0 | 0 | 0 | 0 | -6.6845 | -6.6845 | 3978.4517 | 29758.8189 |  | 0
1972-10-29 | 0 | 0 | 0 | 0 | -6.6845 | -6.6845 | 3971.7672 | 29708.8188 |  | 0
1972-10-30 | 0.018333 | 46.1135 | 3.6551 | 3.6551 | 35.7739 | 35.7739 | 4007.5411 | 29976.4075 |  | 0
1972-10-31 | 0 | 0 | 0 | 0 | -6.6845 | -6.6845 | 4000.8566 | 29926.4074 |  | 0
1972-11-01 | 0 | 0 | 0 | 0 | -6.6845 | -6.6845 | 3994.1721 | 29876.4074 |  | 0
1972-11-02 | 0 | 0 | 0 | 0 | -6.6845 | -6.6845 | 3987.4876 | 29826.4073 |  | 0
1972-11-03 | 0 | 0 | 0 | 0 | -6.6845 | -6.6845 | 3980.8031 | 29776.4072 |  | 0
1972-11-04 | 0 | 0 | 0 | 0 | -6.6845 | -6.6845 | 3974.1186 | 29726.4072 |  | 0
1972-11-05 | 0 | 0 | 0 | 0 | -6.6845 | -6.6845 | 3967.4341 | 29676.4071 |  | 0
1972-11-06 | 0 | 0 | 0 | 0 | -6.6845 | -6.6845 | 3960.7496 | 29626.4071 |  | 0
1972-11-07 | 0 | 0 | 0 | 0 | -6.6845 | -6.6845 | 3954.0651 | 29576.407 |  | 0
1972-11-08 | 0 | 0 | 0 | 0 | -6.6845 | -6.6845 | 3947.3806 | 29526.4069 |  | 0
1972-11-09 | 0 | 0 | 0 | 0 | -6.6845 | -6.6845 | 3940.6961 | 29476.4069 |  | 0
1972-11-10 | 0 | 0 | 0 | 0 | -6.6845 | -6.6845 | 3934.0116 | 29426.4068 |  | 0
1972-11-11 | 0 | 0 | 0 | 0 | -6.6845 | -6.6845 | 3927.3271 | 29376.4068 |  | 0
1972-11-12 | 0 | 0 | 0 | 0 | -6.6845 | -6.6845 | 3920.6426 | 29326.4067 |  | 0
1972-11-13 | 0 | 0 | 0 | 0 | -6.6845 | -6.6845 | 3913.9581 | 29276.4066 |  | 0
1972-11-14 | 0 | 0 | 0 | 0 | -6.6845 | -6.6845 | 3907.2736 | 29226.4066 |  | 0
1972-11-15 | 0 | 0 | 0 | 0 | -6.6845 | -6.6845 | 3900.5891 | 29176.4065 |  | 0
1972-11-16 | 0 | 0 | 0 | 0 | -6.6845 | -6.6845 | 3893.9046 | 29126.4065 |  | 0
1972-11-17 | 0 | 0 | 0 | 0 | -6.6845 | -6.6845 | 3887.2201 | 29076.4064 |  | 0
1972-11-18 | 0 | 0 | 0 | 0 | -6.6845 | -6.6845 | 3880.5356 | 29026.4063 |  | 0
1972-11-19 | 0 | 0 | 0 | 0 | -6.6845 | -6.6845 | 3873.8511 | 28976.4063 |  | 0
1972-11-20 | 0 | 0 | 0 | 0 | -6.6845 | -6.6845 | 3867.1666 | 28926.4062 |  | 0
1972-11-21 | 0 | 0 | 0 | 0 | -6.6845 | -6.6845 | 3860.4821 | 28876.4062 |  | 0
1972-11-22 | 0 | 0 | 0 | 0 | -6.6845 | -6.6845 | 3853.7976 | 28826.4061 |  | 0
1972-11-23 | 0.02 | 50.3056 | 3.6551 | 3.6551 | 39.966 | 39.966 | 3893.7636 | 29125.3519 |  | 0
1972-11-24 | 0.0033333 | 8.3843 | 3.6551 | 3.6551 | -1.9553 | -1.9553 | 3891.8083 | 29110.7262 |  | 0
1972-11-25 | 0 | 0 | 0 | 0 | -6.6845 | -6.6845 | 3885.1238 | 29060.7261 |  | 0
1972-11-26 | 0 | 0 | 0 | 0 | -6.6845 | -6.6845 | 3878.4393 | 29010.7261 |  | 0
1972-11-27 | 0 | 0 | 0 | 0 | -6.6845 | -6.6845 | 3871.7548 | 28960.726 |  | 0
1972-11-28 | 0 | 0 | 0 | 0 | -6.6845 | -6.6845 | 3865.0703 | 28910.7259 |  | 0
1972-11-29 | 0 | 0 | 0 | 0 | -6.6845 | -6.6845 | 3858.3858 | 28860.7259 |  | 0
1972-11-30 | 0 | 0 | 0 | 0 | -6.6845 | -6.6845 | 3851.7013 | 28810.7258 |  | 0
1972-12-01 | 0 | 0 | 0 | 0 | -6.6845 | -6.6845 | 3845.0168 | 28760.7258 |  | 0
1972-12-02 | 0 | 0 | 0 | 0 | -6.6845 | -6.6845 | 3838.3323 | 28710.7257 |  | 0
1972-12-03 | 0 | 0 | 0 | 0 | -6.6845 | -6.6845 | 3831.6478 | 28660.7256 |  | 0
1972-12-04 | 0 | 0 | 0 | 0 | -6.6845 | -6.6845 | 3824.9633 | 28610.7256 |  | 0
1972-12-05 | 0 | 0 | 0 | 0 | -6.6845 | -6.6845 | 3818.2788 | 28560.7255 |  | 0
1972-12-06 | 0 | 0 | 0 | 0 | -6.6845 | -6.6845 | 3811.5943 | 28510.7255 |  | 0
1972-12-07 | 0 | 0 | 0 | 0 | -6.6845 | -6.6845 | 3804.9098 | 28460.7254 |  | 0
1972-12-08 | 0 | 0 | 0 | 0 | -6.6845 | -6.6845 | 3798.2253 | 28410.7253 |  | 0
1972-12-09 | 0 | 0 | 0 | 0 | -6.6845 | -6.6845 | 3791.5408 | 28360.7253 |  | 0
1972-12-10 | 0 | 0 | 0 | 0 | -6.6845 | -6.6845 | 3784.8563 | 28310.7252 |  | 0
1972-12-11 | 0 | 0 | 0 | 0 | -6.6845 | -6.6845 | 3778.1718 | 28260.7252 |  | 0
1972-12-12 | 0 | 0 | 0 | 0 | -6.6845 | -6.6845 | 3771.4873 | 28210.7251 |  | 0
1972-12-13 | 0 | 0 | 0 | 0 | -6.6845 | -6.6845 | 3764.8028 | 28160.725 |  | 0
1972-12-14 | 0 | 0 | 0 | 0 | -6.6845 | -6.6845 | 3758.1183 | 28110.725 |  | 0
1972-12-15 | 0 | 0 | 0 | 0 | -6.6845 | -6.6845 | 3751.4338 | 28060.7249 |  | 0
1972-12-16 | 0 | 0 | 0 | 0 | -6.6845 | -6.6845 | 3744.7493 | 28010.7249 |  | 0
1972-12-17 | 0 | 0 | 0 | 0 | -6.6845 | -6.6845 | 3738.0648 | 27960.7248 |  | 0
1972-12-18 | 0 | 0 | 0 | 0 | -6.6845 | -6.6845 | 3731.3803 | 27910.7247 |  | 0
1972-12-19 | 0 | 0 | 0 | 0 | -6.6845 | -6.6845 | 3724.6958 | 27860.7247 |  | 0
1972-12-20 | 0 | 0 | 0 | 0 | -6.6845 | -6.6845 | 3718.0113 | 27810.7246 |  | 0
1972-12-21 | 0 | 0 | 0 | 0 | -6.6845 | -6.6845 | 3711.3268 | 27760.7246 |  | 0
1972-12-22 | 0 | 0 | 0 | 0 | -6.6845 | -6.6845 | 3704.6423 | 27710.7245 |  | 0
1972-12-23 | 0 | 0 | 0 | 0 | -6.6845 | -6.6845 | 3697.9578 | 27660.7244 |  | 0
1972-12-24 | 0 | 0 | 0 | 0 | -6.6845 | -6.6845 | 3691.2733 | 27610.7244 |  | 0
1972-12-25 | 0 | 0 | 0 | 0 | -6.6845 | -6.6845 | 3684.5888 | 27560.7243 |  | 0
1972-12-26 | 0 | 0 | 0 | 0 | -6.6845 | -6.6845 | 3677.9043 | 27510.7243 |  | 0
1972-12-27 | 0 | 0 | 0 | 0 | -6.6845 | -6.6845 | 3671.2198 | 27460.7242 |  | 0
1972-12-28 | 0.0016667 | 4.1921 | 3.6551 | 3.6551 | -6.1474 | -6.1474 | 3665.0724 | 27414.7413 |  | 0
1972-12-29 | 0 | 0 | 0 | 0 | -6.6845 | -6.6845 | 3658.3879 | 27364.7412 |  | 0
1972-12-30 | 0 | 0 | 0 | 0 | -6.6845 | -6.6845 | 3651.7034 | 27314.7412 |  | 0
1972-12-31 | 0 | 0 | 0 | 0 | -6.6845 | -6.6845 | 3645.0189 | 27264.7411 |  | 0
1973-01-01 | 0 | 0 | 0 | 0 | -6.6845 | -6.6845 | 3638.3344 | 27214.7411 |  | 0
1973-01-02 | 0.0016667 | 4.1921 | 3.6551 | 3.6551 | -6.1474 | -6.1474 | 3632.1869 | 27168.7582 |  | 0
1973-01-03 | 0 | 0 | 0 | 0 | -6.6845 | -6.6845 | 3625.5024 | 27118.7581 |  | 0
1973-01-04 | 0 | 0 | 0 | 0 | -6.6845 | -6.6845 | 3618.8179 | 27068.758 |  | 0
1973-01-05 | 0 | 0 | 0 | 0 | -6.6845 | -6.6845 | 3612.1334 | 27018.758 |  | 0
1973-01-06 | 0.0066667 | 16.7685 | 3.6551 | 3.6551 | 6.429 | 6.429 | 3618.5624 | 27066.8465 |  | 0
1973-01-07 | 0.005 | 12.5764 | 3.6551 | 3.6551 | 2.2368 | 2.2368 | 3620.7992 | 27083.578 |  | 0
1973-01-08 | 0 | 0 | 0 | 0 | -6.6845 | -6.6845 | 3614.1147 | 27033.5779 |  | 0
1973-01-09 | 0 | 0 | 0 | 0 | -6.6845 | -6.6845 | 3607.4302 | 26983.5778 |  | 0
1973-01-10 | 0.0125 | 31.441 | 3.6551 | 3.6551 | 21.1014 | 21.1014 | 3628.5316 | 27141.4165 |  | 0
1973-01-11 | 0 | 0 | 0 | 0 | -6.6845 | -6.6845 | 3621.8471 | 27091.4164 |  | 0
1973-01-12 | 0 | 0 | 0 | 0 | -6.6845 | -6.6845 | 3615.1626 | 27041.4163 |  | 0
1973-01-13 | 0 | 0 | 0 | 0 | -6.6845 | -6.6845 | 3608.4781 | 26991.4163 |  | 0
1973-01-14 | 0 | 0 | 0 | 0 | -6.6845 | -6.6845 | 3601.7936 | 26941.4162 |  | 0
1973-01-15 | 0 | 0 | 0 | 0 | -6.6845 | -6.6845 | 3595.1091 | 26891.4162 |  | 0
1973-01-16 | 0 | 0 | 0 | 0 | -6.6845 | -6.6845 | 3588.4246 | 26841.4161 |  | 0
1973-01-17 | 0 | 0 | 0 | 0 | -6.6845 | -6.6845 | 3581.7401 | 26791.416 |  | 0
1973-01-18 | 0 | 0 | 0 | 0 | -6.6845 | -6.6845 | 3575.0556 | 26741.416 |  | 0
1973-01-19 | 0 | 0 | 0 | 0 | -6.6845 | -6.6845 | 3568.3711 | 26691.4159 |  | 0
1973-01-20 | 0 | 0 | 0 | 0 | -6.6845 | -6.6845 | 3561.6866 | 26641.4159 |  | 0
1973-01-21 | 0 | 0 | 0 | 0 | -6.6845 | -6.6845 | 3555.0021 | 26591.4158 |  | 0
1973-01-22 | 0 | 0 | 0 | 0 | -6.6845 | -6.6845 | 3548.3176 | 26541.4157 |  | 0
1973-01-23 | 0 | 0 | 0 | 0 | -6.6845 | -6.6845 | 3541.6331 | 26491.4157 |  | 0
1973-01-24 | 0 | 0 | 0 | 0 | -6.6845 | -6.6845 | 3534.9486 | 26441.4156 |  | 0
1973-01-25 | 0 | 0 | 0 | 0 | -6.6845 | -6.6845 | 3528.2641 | 26391.4156 |  | 0
1973-01-26 | 0 | 0 | 0 | 0 | -6.6845 | -6.6845 | 3521.5796 | 26341.4155 |  | 0
1973-01-27 | 0 | 0 | 0 | 0 | -6.6845 | -6.6845 | 3514.8951 | 26291.4154 |  | 0
1973-01-28 | 0 | 0 | 0 | 0 | -6.6845 | -6.6845 | 3508.2106 | 26241.4154 |  | 0
1973-01-29 | 0 | 0 | 0 | 0 | -6.6845 | -6.6845 | 3501.5261 | 26191.4153 |  | 0
1973-01-30 | 0 | 0 | 0 | 0 | -6.6845 | -6.6845 | 3494.8416 | 26141.4153 |  | 0
1973-01-31 | 0.013333 | 33.5371 | 3.6551 | 3.6551 | 23.1975 | 23.1975 | 3518.0391 | 26314.9325 |  | 0
1973-02-01 | 0 | 0 | 0 | 0 | -6.6845 | -6.6845 | 3511.3546 | 26264.9324 |  | 0
1973-02-02 | 0 | 0 | 0 | 0 | -6.6845 | -6.6845 | 3504.6701 | 26214.9323 |  | 0
1973-02-03 | 0 | 0 | 0 | 0 | -6.6845 | -6.6845 | 3497.9856 | 26164.9323 |  | 0
1973-02-04 | 0 | 0 | 0 | 0 | -6.6845 | -6.6845 | 3491.3011 | 26114.9322 |  | 0
1973-02-05 | 0 | 0 | 0 | 0 | -6.6845 | -6.6845 | 3484.6166 | 26064.9322 |  | 0
1973-02-06 | 0 | 0 | 0 | 0 | -6.6845 | -6.6845 | 3477.9321 | 26014.9321 |  | 0
1973-02-07 | 0.01 | 25.1528 | 3.6551 | 3.6551 | 14.8132 | 14.8132 | 3492.7453 | 26125.735 |  | 0
1973-02-08 | 0.0125 | 31.441 | 3.6551 | 3.6551 | 21.1014 | 21.1014 | 3513.8467 | 26283.5736 |  | 0
1973-02-09 | 0 | 0 | 0 | 0 | -6.6845 | -6.6845 | 3507.1622 | 26233.5735 |  | 0
1973-02-10 | 0 | 0 | 0 | 0 | -6.6845 | -6.6845 | 3500.4777 | 26183.5735 |  | 0
1973-02-11 | 0 | 0 | 0 | 0 | -6.6845 | -6.6845 | 3493.7932 | 26133.5734 |  | 0
1973-02-12 | 0 | 0 | 0 | 0 | -6.6845 | -6.6845 | 3487.1087 | 26083.5734 |  | 0
1973-02-13 | 0 | 0 | 0 | 0 | -6.6845 | -6.6845 | 3480.4242 | 26033.5733 |  | 0
1973-02-14 | 0 | 0 | 0 | 0 | -6.6845 | -6.6845 | 3473.7397 | 25983.5732 |  | 0
1973-02-15 | 0 | 0 | 0 | 0 | -6.6845 | -6.6845 | 3467.0552 | 25933.5732 |  | 0
1973-02-16 | 0 | 0 | 0 | 0 | -6.6845 | -6.6845 | 3460.3707 | 25883.5731 |  | 0
1973-02-17 | 0.010833 | 27.2489 | 3.6551 | 3.6551 | 16.9093 | 16.9093 | 3477.28 | 26010.0546 |  | 0
1973-02-18 | 0 | 0 | 0 | 0 | -6.6845 | -6.6845 | 3470.5955 | 25960.0545 |  | 0
1973-02-19 | 0 | 0 | 0 | 0 | -6.6845 | -6.6845 | 3463.911 | 25910.0545 |  | 0
1973-02-20 | 0.0083333 | 20.9607 | 3.6551 | 3.6551 | 10.6211 | 10.6211 | 3474.5321 | 25989.5002 |  | 0
1973-02-21 | 0.025 | 62.882 | 3.6551 | 3.6551 | 52.5424 | 52.5424 | 3527.0745 | 26382.5175 |  | 0
1973-02-22 | 0.0375 | 94.323 | 3.6551 | 3.6551 | 83.9834 | 83.9834 | 3611.0579 | 27010.7135 |  | 0
1973-02-23 | 0 | 0 | 0 | 0 | -6.6845 | -6.6845 | 3604.3734 | 26960.7134 |  | 0
1973-02-24 | 0 | 0 | 0 | 0 | -6.6845 | -6.6845 | 3597.6889 | 26910.7133 |  | 0
1973-02-25 | 0 | 0 | 0 | 0 | -6.6845 | -6.6845 | 3591.0044 | 26860.7133 |  | 0
1973-02-26 | 0 | 0 | 0 | 0 | -6.6845 | -6.6845 | 3584.3199 | 26810.7132 |  | 0
1973-02-27 | 0 | 0 | 0 | 0 | -6.6845 | -6.6845 | 3577.6354 | 26760.7132 |  | 0
1973-02-28 | 0 | 0 | 0 | 0 | -6.6845 | -6.6845 | 3570.9509 | 26710.7131 |  | 0
1973-03-01 | 0 | 0 | 0 | 0 | -6.6845 | -6.6845 | 3564.2664 | 26660.713 |  | 0
1973-03-02 | 0 | 0 | 0 | 0 | -6.6845 | -6.6845 | 3557.5819 | 26610.713 |  | 0
1973-03-03 | 0 | 0 | 0 | 0 | -6.6845 | -6.6845 | 3550.8974 | 26560.7129 |  | 0
1973-03-04 | 0 | 0 | 0 | 0 | -6.6845 | -6.6845 | 3544.2129 | 26510.7129 |  | 0
1973-03-05 | 0 | 0 | 0 | 0 | -6.6845 | -6.6845 | 3537.5284 | 26460.7128 |  | 0
1973-03-06 | 0 | 0 | 0 | 0 | -6.6845 | -6.6845 | 3530.8439 | 26410.7127 |  | 0
1973-03-07 | 0 | 0 | 0 | 0 | -6.6845 | -6.6845 | 3524.1594 | 26360.7127 |  | 0
1973-03-08 | 0 | 0 | 0 | 0 | -6.6845 | -6.6845 | 3517.4749 | 26310.7126 |  | 0
1973-03-09 | 0 | 0 | 0 | 0 | -6.6845 | -6.6845 | 3510.7904 | 26260.7126 |  | 0
1973-03-10 | 0 | 0 | 0 | 0 | -6.6845 | -6.6845 | 3504.1059 | 26210.7125 |  | 0
1973-03-11 | 0 | 0 | 0 | 0 | -6.6845 | -6.6845 | 3497.4214 | 26160.7124 |  | 0
1973-03-12 | 0 | 0 | 0 | 0 | -6.6845 | -6.6845 | 3490.7369 | 26110.7124 |  | 0
1973-03-13 | 0 | 0 | 0 | 0 | -6.6845 | -6.6845 | 3484.0524 | 26060.7123 |  | 0
1973-03-14 | 0 | 0 | 0 | 0 | -6.6845 | -6.6845 | 3477.3679 | 26010.7123 |  | 0
1973-03-15 | 0.0041667 | 10.4803 | 3.6551 | 3.6551 | 0.14075 | 0.14075 | 3477.5087 | 26011.7651 |  | 0
1973-03-16 | 0 | 0 | 0 | 0 | -6.6845 | -6.6845 | 3470.8242 | 25961.765 |  | 0
1973-03-17 | 0 | 0 | 0 | 0 | -6.6845 | -6.6845 | 3464.1397 | 25911.765 |  | 0
1973-03-18 | 0 | 0 | 0 | 0 | -6.6845 | -6.6845 | 3457.4552 | 25861.7649 |  | 0
1973-03-19 | 0 | 0 | 0 | 0 | -6.6845 | -6.6845 | 3450.7707 | 25811.7649 |  | 0
1973-03-20 | 0.0175 | 44.0174 | 3.6551 | 3.6551 | 33.6778 | 33.6778 | 3484.4485 | 26063.675 |  | 0
1973-03-21 | 0 | 0 | 0 | 0 | -6.6845 | -6.6845 | 3477.764 | 26013.6749 |  | 0
1973-03-22 | 0 | 0 | 0 | 0 | -6.6845 | -6.6845 | 3471.0795 | 25963.6748 |  | 0
1973-03-23 | 0 | 0 | 0 | 0 | -6.6845 | -6.6845 | 3464.395 | 25913.6748 |  | 0
1973-03-24 | 0 | 0 | 0 | 0 | -6.6845 | -6.6845 | 3457.7105 | 25863.6747 |  | 0
1973-03-25 | 0 | 0 | 0 | 0 | -6.6845 | -6.6845 | 3451.026 | 25813.6747 |  | 0
1973-03-26 | 0 | 0 | 0 | 0 | -6.6845 | -6.6845 | 3444.3415 | 25763.6746 |  | 0
1973-03-27 | 0 | 0 | 0 | 0 | -6.6845 | -6.6845 | 3437.657 | 25713.6745 |  | 0
1973-03-28 | 0 | 0 | 0 | 0 | -6.6845 | -6.6845 | 3430.9725 | 25663.6745 |  | 0
1973-03-29 | 0 | 0 | 0 | 0 | -6.6845 | -6.6845 | 3424.288 | 25613.6744 |  | 0
1973-03-30 | 0 | 0 | 0 | 0 | -6.6845 | -6.6845 | 3417.6035 | 25563.6744 |  | 0
1973-03-31 | 0 | 0 | 0 | 0 | -6.6845 | -6.6845 | 3410.919 | 25513.6743 |  | 0
1973-04-01 | 0 | 0 | 0 | 0 | -6.6845 | -6.6845 | 3404.2345 | 25463.6742 |  | 0
1973-04-02 | 0 | 0 | 0 | 0 | -6.6845 | -6.6845 | 3397.55 | 25413.6742 |  | 0
1973-04-03 | 0 | 0 | 0 | 0 | -6.6845 | -6.6845 | 3390.8655 | 25363.6741 |  | 0
1973-04-04 | 0 | 0 | 0 | 0 | -6.6845 | -6.6845 | 3384.181 | 25313.6741 |  | 0
1973-04-05 | 0 | 0 | 0 | 0 | -6.6845 | -6.6845 | 3377.4965 | 25263.674 |  | 0
1973-04-06 | 0 | 0 | 0 | 0 | -6.6845 | -6.6845 | 3370.812 | 25213.6739 |  | 0
1973-04-07 | 0 | 0 | 0 | 0 | -6.6845 | -6.6845 | 3364.1275 | 25163.6739 |  | 0
1973-04-08 | 0 | 0 | 0 | 0 | -6.6845 | -6.6845 | 3357.443 | 25113.6738 |  | 0
1973-04-09 | 0 | 0 | 0 | 0 | -6.6845 | -6.6845 | 3350.7585 | 25063.6738 |  | 0
1973-04-10 | 0 | 0 | 0 | 0 | -6.6845 | -6.6845 | 3344.074 | 25013.6737 |  | 0
1973-04-11 | 0 | 0 | 0 | 0 | -6.6845 | -6.6845 | 3337.3895 | 24963.6736 |  | 0
1973-04-12 | 0 | 0 | 0 | 0 | -6.6845 | -6.6845 | 3330.705 | 24913.6736 |  | 0
1973-04-13 | 0 | 0 | 0 | 0 | -6.6845 | -6.6845 | 3324.0205 | 24863.6735 |  | 0
1973-04-14 | 0 | 0 | 0 | 0 | -6.6845 | -6.6845 | 3317.336 | 24813.6735 |  | 0
1973-04-15 | 0 | 0 | 0 | 0 | -6.6845 | -6.6845 | 3310.6515 | 24763.6734 |  | 0
1973-04-16 | 0 | 0 | 0 | 0 | -6.6845 | -6.6845 | 3303.967 | 24713.6733 |  | 0
1973-04-17 | 0.0125 | 31.441 | 3.6551 | 3.6551 | 21.1014 | 21.1014 | 3325.0684 | 24871.512 |  | 0
1973-04-18 | 0 | 0 | 0 | 0 | -6.6845 | -6.6845 | 3318.3839 | 24821.5119 |  | 0
1973-04-19 | 0 | 0 | 0 | 0 | -6.6845 | -6.6845 | 3311.6994 | 24771.5118 |  | 0
1973-04-20 | 0 | 0 | 0 | 0 | -6.6845 | -6.6845 | 3305.0149 | 24721.5118 |  | 0
1973-04-21 | 0 | 0 | 0 | 0 | -6.6845 | -6.6845 | 3298.3304 | 24671.5117 |  | 0
1973-04-22 | 0 | 0 | 0 | 0 | -6.6845 | -6.6845 | 3291.6459 | 24621.5117 |  | 0
1973-04-23 | 0 | 0 | 0 | 0 | -6.6845 | -6.6845 | 3284.9614 | 24571.5116 |  | 0
1973-04-24 | 0 | 0 | 0 | 0 | -6.6845 | -6.6845 | 3278.2769 | 24521.5115 |  | 0
1973-04-25 | 0 | 0 | 0 | 0 | -6.6845 | -6.6845 | 3271.5924 | 24471.5115 |  | 0
1973-04-26 | 0 | 0 | 0 | 0 | -6.6845 | -6.6845 | 3264.9079 | 24421.5114 |  | 0
1973-04-27 | 0 | 0 | 0 | 0 | -6.6845 | -6.6845 | 3258.2234 | 24371.5114 |  | 0
1973-04-28 | 0 | 0 | 0 | 0 | -6.6845 | -6.6845 | 3251.5389 | 24321.5113 |  | 0
1973-04-29 | 0 | 0 | 0 | 0 | -6.6845 | -6.6845 | 3244.8544 | 24271.5112 |  | 0
1973-04-30 | 0 | 0 | 0 | 0 | -6.6845 | -6.6845 | 3238.1699 | 24221.5112 |  | 0
1973-05-01 | 0 | 0 | 0 | 0 | -6.6845 | -6.6845 | 3231.4854 | 24171.5111 |  | 0
1973-05-02 | 0 | 0 | 0 | 0 | -6.6845 | -6.6845 | 3224.8009 | 24121.5111 |  | 0
1973-05-03 | 0 | 0 | 0 | 0 | -6.6845 | -6.6845 | 3218.1164 | 24071.511 |  | 0
1973-05-04 | 0 | 0 | 0 | 0 | -6.6845 | -6.6845 | 3211.4319 | 24021.5109 |  | 0
1973-05-05 | 0 | 0 | 0 | 0 | -6.6845 | -6.6845 | 3204.7474 | 23971.5109 |  | 0
1973-05-06 | 0 | 0 | 0 | 0 | -6.6845 | -6.6845 | 3198.0629 | 23921.5108 |  | 0
1973-05-07 | 0 | 0 | 0 | 0 | -6.6845 | -6.6845 | 3191.3784 | 23871.5108 |  | 0
1973-05-08 | 0 | 0 | 0 | 0 | -6.6845 | -6.6845 | 3184.6939 | 23821.5107 |  | 0
1973-05-09 | 0 | 0 | 0 | 0 | -6.6845 | -6.6845 | 3178.0094 | 23771.5106 |  | 0
1973-05-10 | 0 | 0 | 0 | 0 | -6.6845 | -6.6845 | 3171.3249 | 23721.5106 |  | 0
1973-05-11 | 0 | 0 | 0 | 0 | -6.6845 | -6.6845 | 3164.6404 | 23671.5105 |  | 0
1973-05-12 | 0 | 0 | 0 | 0 | -6.6845 | -6.6845 | 3157.9559 | 23621.5105 |  | 0
1973-05-13 | 0 | 0 | 0 | 0 | -6.6845 | -6.6845 | 3151.2714 | 23571.5104 |  | 0
1973-05-14 | 0.06 | 150.9168 | 3.6551 | 3.6551 | 140.5772 | 140.5772 | 3291.8487 | 24623.028 |  | 0
1973-05-15 | 0.0016667 | 4.1921 | 3.6551 | 3.6551 | -6.1474 | -6.1474 | 3285.7012 | 24577.0451 |  | 0
1973-05-16 | 0 | 0 | 0 | 0 | -6.6845 | -6.6845 | 3279.0167 | 24527.045 |  | 0
1973-05-17 | 0 | 0 | 0 | 0 | -6.6845 | -6.6845 | 3272.3322 | 24477.045 |  | 0
1973-05-18 | 0 | 0 | 0 | 0 | -6.6845 | -6.6845 | 3265.6477 | 24427.0449 |  | 0
1973-05-19 | 0 | 0 | 0 | 0 | -6.6845 | -6.6845 | 3258.9632 | 24377.0449 |  | 0
1973-05-20 | 0 | 0 | 0 | 0 | -6.6845 | -6.6845 | 3252.2787 | 24327.0448 |  | 0
1973-05-21 | 0 | 0 | 0 | 0 | -6.6845 | -6.6845 | 3245.5942 | 24277.0447 |  | 0
1973-05-22 | 0 | 0 | 0 | 0 | -6.6845 | -6.6845 | 3238.9097 | 24227.0447 |  | 0
1973-05-23 | 0 | 0 | 0 | 0 | -6.6845 | -6.6845 | 3232.2252 | 24177.0446 |  | 0
1973-05-24 | 0 | 0 | 0 | 0 | -6.6845 | -6.6845 | 3225.5407 | 24127.0446 |  | 0
1973-05-25 | 0 | 0 | 0 | 0 | -6.6845 | -6.6845 | 3218.8562 | 24077.0445 |  | 0
1973-05-26 | 0 | 0 | 0 | 0 | -6.6845 | -6.6845 | 3212.1717 | 24027.0444 |  | 0
1973-05-27 | 0 | 0 | 0 | 0 | -6.6845 | -6.6845 | 3205.4872 | 23977.0444 |  | 0
1973-05-28 | 0 | 0 | 0 | 0 | -6.6845 | -6.6845 | 3198.8027 | 23927.0443 |  | 0
1973-05-29 | 0 | 0 | 0 | 0 | -6.6845 | -6.6845 | 3192.1182 | 23877.0443 |  | 0
1973-05-30 | 0 | 0 | 0 | 0 | -6.6845 | -6.6845 | 3185.4337 | 23827.0442 |  | 0
1973-05-31 | 0.0058333 | 14.6725 | 3.6551 | 3.6551 | 4.3329 | 4.3329 | 3189.7666 | 23859.4542 |  | 0
1973-06-01 | 0 | 0 | 0 | 0 | -6.6845 | -6.6845 | 3183.0821 | 23809.4541 |  | 0
1973-06-02 | 0 | 0 | 0 | 0 | -6.6845 | -6.6845 | 3176.3976 | 23759.4541 |  | 0
1973-06-03 | 0 | 0 | 0 | 0 | -6.6845 | -6.6845 | 3169.7131 | 23709.454 |  | 0
1973-06-04 | 0 | 0 | 0 | 0 | -6.6845 | -6.6845 | 3163.0286 | 23659.4539 |  | 0
1973-06-05 | 0 | 0 | 0 | 0 | -6.6845 | -6.6845 | 3156.3441 | 23609.4539 |  | 0
1973-06-06 | 0 | 0 | 0 | 0 | -6.6845 | -6.6845 | 3149.6596 | 23559.4538 |  | 0
1973-06-07 | 0 | 0 | 0 | 0 | -6.6845 | -6.6845 | 3142.9751 | 23509.4538 |  | 0
1973-06-08 | 0 | 0 | 0 | 0 | -6.6845 | -6.6845 | 3136.2906 | 23459.4537 |  | 0
1973-06-09 | 0 | 0 | 0 | 0 | -6.6845 | -6.6845 | 3129.6061 | 23409.4536 |  | 0
1973-06-10 | 0 | 0 | 0 | 0 | -6.6845 | -6.6845 | 3122.9216 | 23359.4536 |  | 0
1973-06-11 | 0.014167 | 35.6331 | 3.6551 | 3.6551 | 25.2936 | 25.2936 | 3148.2152 | 23548.6494 |  | 0
1973-06-12 | 0 | 0 | 0 | 0 | -6.6845 | -6.6845 | 3141.5307 | 23498.6493 |  | 0
1973-06-13 | 0 | 0 | 0 | 0 | -6.6845 | -6.6845 | 3134.8462 | 23448.6492 |  | 0
1973-06-14 | 0.0125 | 31.441 | 3.6551 | 3.6551 | 21.1014 | 21.1014 | 3155.9476 | 23606.4879 |  | 0
1973-06-15 | 0 | 0 | 0 | 0 | -6.6845 | -6.6845 | 3149.2631 | 23556.4878 |  | 0
1973-06-16 | 0 | 0 | 0 | 0 | -6.6845 | -6.6845 | 3142.5786 | 23506.4877 |  | 0
1973-06-17 | 0 | 0 | 0 | 0 | -6.6845 | -6.6845 | 3135.8941 | 23456.4877 |  | 0
1973-06-18 | 0 | 0 | 0 | 0 | -6.6845 | -6.6845 | 3129.2096 | 23406.4876 |  | 0
1973-06-19 | 0 | 0 | 0 | 0 | -6.6845 | -6.6845 | 3122.5251 | 23356.4876 |  | 0
1973-06-20 | 0 | 0 | 0 | 0 | -6.6845 | -6.6845 | 3115.8406 | 23306.4875 |  | 0
1973-06-21 | 0.00083333 | 2.0961 | 3.6551 | 2.0961 | -6.6845 | -6.6845 | 3109.1561 | 23256.4874 |  | 0
1973-06-22 | 0 | 0 | 0 | 0 | -6.6845 | -6.6845 | 3102.4716 | 23206.4874 |  | 0
1973-06-23 | 0 | 0 | 0 | 0 | -6.6845 | -6.6845 | 3095.7871 | 23156.4873 |  | 0
1973-06-24 | 0 | 0 | 0 | 0 | -6.6845 | -6.6845 | 3089.1026 | 23106.4873 |  | 0
1973-06-25 | 0 | 0 | 0 | 0 | -6.6845 | -6.6845 | 3082.4181 | 23056.4872 |  | 0
1973-06-26 | 0 | 0 | 0 | 0 | -6.6845 | -6.6845 | 3075.7336 | 23006.4871 |  | 0
1973-06-27 | 0 | 0 | 0 | 0 | -6.6845 | -6.6845 | 3069.0491 | 22956.4871 |  | 0
1973-06-28 | 0 | 0 | 0 | 0 | -6.6845 | -6.6845 | 3062.3646 | 22906.487 |  | 0
1973-06-29 | 0 | 0 | 0 | 0 | -6.6845 | -6.6845 | 3055.6801 | 22856.487 |  | 0
1973-06-30 | 0 | 0 | 0 | 0 | -6.6845 | -6.6845 | 3048.9956 | 22806.4869 |  | 0
1973-07-01 | 0 | 0 | 0 | 0 | -6.6845 | -6.6845 | 3042.3111 | 22756.4868 |  | 0
1973-07-02 | 0 | 0 | 0 | 0 | -6.6845 | -6.6845 | 3035.6266 | 22706.4868 |  | 0
1973-07-03 | 0 | 0 | 0 | 0 | -6.6845 | -6.6845 | 3028.9421 | 22656.4867 |  | 0
1973-07-04 | 0 | 0 | 0 | 0 | -6.6845 | -6.6845 | 3022.2576 | 22606.4867 |  | 0
1973-07-05 | 0 | 0 | 0 | 0 | -6.6845 | -6.6845 | 3015.5731 | 22556.4866 |  | 0
1973-07-06 | 0 | 0 | 0 | 0 | -6.6845 | -6.6845 | 3008.8886 | 22506.4865 |  | 0
1973-07-07 | 0 | 0 | 0 | 0 | -6.6845 | -6.6845 | 3002.2041 | 22456.4865 |  | 0
1973-07-08 | 0 | 0 | 0 | 0 | -6.6845 | -6.6845 | 2995.5196 | 22406.4864 |  | 0
1973-07-09 | 0 | 0 | 0 | 0 | -6.6845 | -6.6845 | 2988.8351 | 22356.4864 |  | 0
1973-07-10 | 0 | 0 | 0 | 0 | -6.6845 | -6.6845 | 2982.1506 | 22306.4863 |  | 0
1973-07-11 | 0.076667 | 192.8381 | 3.6551 | 3.6551 | 182.4986 | 182.4986 | 3164.6491 | 23671.5755 |  | 0
1973-07-12 | 0.023333 | 58.6899 | 3.6551 | 3.6551 | 48.3503 | 48.3503 | 3212.9994 | 24033.2356 |  | 0
1973-07-13 | 0.039167 | 98.5151 | 3.6551 | 3.6551 | 88.1756 | 88.1756 | 3301.175 | 24692.7888 |  | 0
1973-07-14 | 0 | 0 | 0 | 0 | -6.6845 | -6.6845 | 3294.4905 | 24642.7887 |  | 0
1973-07-15 | 0.053333 | 134.1483 | 3.6551 | 3.6551 | 123.8087 | 123.8087 | 3418.2992 | 25568.8777 |  | 0
1973-07-16 | 0 | 0 | 0 | 0 | -6.6845 | -6.6845 | 3411.6147 | 25518.8776 |  | 0
1973-07-17 | 0.035833 | 90.1309 | 3.6551 | 3.6551 | 79.7913 | 79.7913 | 3491.4059 | 26115.7164 |  | 0
1973-07-18 | 0.019167 | 48.2095 | 3.6551 | 3.6551 | 37.87 | 37.87 | 3529.2759 | 26398.9837 |  | 0
1973-07-19 | 0.046667 | 117.3797 | 3.6551 | 3.6551 | 107.0402 | 107.0402 | 3636.316 | 27199.644 |  | 0
1973-07-20 | 0.0033333 | 8.3843 | 3.6551 | 3.6551 | -1.9553 | -1.9553 | 3634.3607 | 27185.0183 |  | 0
1973-07-21 | 0 | 0 | 0 | 0 | -6.6845 | -6.6845 | 3627.6762 | 27135.0182 |  | 0
1973-07-22 | 0 | 0 | 0 | 0 | -6.6845 | -6.6845 | 3620.9917 | 27085.0182 |  | 0
1973-07-23 | 0 | 0 | 0 | 0 | -6.6845 | -6.6845 | 3614.3072 | 27035.0181 |  | 0
1973-07-24 | 0 | 0 | 0 | 0 | -6.6845 | -6.6845 | 3607.6227 | 26985.018 |  | 0
1973-07-25 | 0 | 0 | 0 | 0 | -6.6845 | -6.6845 | 3600.9382 | 26935.018 |  | 0
1973-07-26 | 0 | 0 | 0 | 0 | -6.6845 | -6.6845 | 3594.2537 | 26885.0179 |  | 0
1973-07-27 | 0.054167 | 136.2443 | 3.6551 | 3.6551 | 125.9048 | 125.9048 | 3720.1585 | 27826.7855 |  | 0
1973-07-28 | 0.0058333 | 14.6725 | 3.6551 | 3.6551 | 4.3329 | 4.3329 | 3724.4914 | 27859.1955 |  | 0
1973-07-29 | 0.04 | 100.6112 | 3.6551 | 3.6551 | 90.2716 | 90.2716 | 3814.763 | 28534.4272 |  | 0
1973-07-30 | 0.075 | 188.646 | 3.6551 | 3.6551 | 178.3064 | 178.3064 | 3993.0694 | 29868.1592 |  | 0
1973-07-31 | 0 | 0 | 0 | 0 | -6.6845 | -6.6845 | 3986.3849 | 29818.1591 |  | 0
1973-08-01 | 0 | 0 | 0 | 0 | -6.6845 | -6.6845 | 3979.7004 | 29768.1591 |  | 0
1973-08-02 | 0 | 0 | 0 | 0 | -6.6845 | -6.6845 | 3973.0159 | 29718.159 |  | 0
1973-08-03 | 0 | 0 | 0 | 0 | -6.6845 | -6.6845 | 3966.3314 | 29668.159 |  | 0
1973-08-04 | 0 | 0 | 0 | 0 | -6.6845 | -6.6845 | 3959.6469 | 29618.1589 |  | 0
1973-08-05 | 0 | 0 | 0 | 0 | -6.6845 | -6.6845 | 3952.9624 | 29568.1588 |  | 0
1973-08-06 | 0 | 0 | 0 | 0 | -6.6845 | -6.6845 | 3946.2779 | 29518.1588 |  | 0
1973-08-07 | 0 | 0 | 0 | 0 | -6.6845 | -6.6845 | 3939.5934 | 29468.1587 |  | 0
1973-08-08 | 0 | 0 | 0 | 0 | -6.6845 | -6.6845 | 3932.9089 | 29418.1587 |  | 0
1973-08-09 | 0 | 0 | 0 | 0 | -6.6845 | -6.6845 | 3926.2244 | 29368.1586 |  | 0
1973-08-10 | 0 | 0 | 0 | 0 | -6.6845 | -6.6845 | 3919.5399 | 29318.1585 |  | 0
1973-08-11 | 0.0033333 | 8.3843 | 3.6551 | 3.6551 | -1.9553 | -1.9553 | 3917.5846 | 29303.5328 |  | 0
1973-08-12 | 0 | 0 | 0 | 0 | -6.6845 | -6.6845 | 3910.9001 | 29253.5327 |  | 0
1973-08-13 | 0 | 0 | 0 | 0 | -6.6845 | -6.6845 | 3904.2156 | 29203.5327 |  | 0
1973-08-14 | 0 | 0 | 0 | 0 | -6.6845 | -6.6845 | 3897.5311 | 29153.5326 |  | 0
1973-08-15 | 0 | 0 | 0 | 0 | -6.6845 | -6.6845 | 3890.8466 | 29103.5326 |  | 0
1973-08-16 | 0 | 0 | 0 | 0 | -6.6845 | -6.6845 | 3884.1621 | 29053.5325 |  | 0
1973-08-17 | 0 | 0 | 0 | 0 | -6.6845 | -6.6845 | 3877.4776 | 29003.5324 |  | 0
1973-08-18 | 0 | 0 | 0 | 0 | -6.6845 | -6.6845 | 3870.7931 | 28953.5324 |  | 0
1973-08-19 | 0 | 0 | 0 | 0 | -6.6845 | -6.6845 | 3864.1086 | 28903.5323 |  | 0
1973-08-20 | 0.014167 | 35.6331 | 3.6551 | 3.6551 | 25.2936 | 25.2936 | 3889.4022 | 29092.7281 |  | 0
1973-08-21 | 0 | 0 | 0 | 0 | -6.6845 | -6.6845 | 3882.7177 | 29042.728 |  | 0
1973-08-22 | 0 | 0 | 0 | 0 | -6.6845 | -6.6845 | 3876.0332 | 28992.728 |  | 0
1973-08-23 | 0 | 0 | 0 | 0 | -6.6845 | -6.6845 | 3869.3487 | 28942.7279 |  | 0
1973-08-24 | 0 | 0 | 0 | 0 | -6.6845 | -6.6845 | 3862.6642 | 28892.7279 |  | 0
1973-08-25 | 0 | 0 | 0 | 0 | -6.6845 | -6.6845 | 3855.9797 | 28842.7278 |  | 0
1973-08-26 | 0 | 0 | 0 | 0 | -6.6845 | -6.6845 | 3849.2952 | 28792.7277 |  | 0
1973-08-27 | 0 | 0 | 0 | 0 | -6.6845 | -6.6845 | 3842.6107 | 28742.7277 |  | 0
1973-08-28 | 0.0175 | 44.0174 | 3.6551 | 3.6551 | 33.6778 | 33.6778 | 3876.2885 | 28994.6378 |  | 0
1973-08-29 | 0.0075 | 18.8646 | 3.6551 | 3.6551 | 8.525 | 8.525 | 3884.8135 | 29058.4049 |  | 0
1973-08-30 | 0.0625 | 157.205 | 3.6551 | 3.6551 | 146.8654 | 146.8654 | 4003.7455 | 29948.0163 |  | 21.2489
1973-08-31 | 0 | 0 | 0 | 0 | -6.6845 | -6.6845 | 3997.061 | 29898.0163 |  | 0
1973-09-01 | 0 | 0 | 0 | 0 | -6.6845 | -6.6845 | 3990.3765 | 29848.0162 |  | 0
1973-09-02 | 0 | 0 | 0 | 0 | -6.6845 | -6.6845 | 3983.692 | 29798.0162 |  | 0
1973-09-03 | 0 | 0 | 0 | 0 | -6.6845 | -6.6845 | 3977.0075 | 29748.0161 |  | 0
1973-09-04 | 0 | 0 | 0 | 0 | -6.6845 | -6.6845 | 3970.323 | 29698.016 |  | 0
1973-09-05 | 0 | 0 | 0 | 0 | -6.6845 | -6.6845 | 3963.6385 | 29648.016 |  | 0
1973-09-06 | 0 | 0 | 0 | 0 | -6.6845 | -6.6845 | 3956.954 | 29598.0159 |  | 0
1973-09-07 | 0.0225 | 56.5938 | 3.6551 | 3.6551 | 46.2542 | 46.2542 | 4003.2082 | 29943.9975 |  | 0
1973-09-08 | 0 | 0 | 0 | 0 | -6.6845 | -6.6845 | 3996.5237 | 29893.9974 |  | 0
1973-09-09 | 0 | 0 | 0 | 0 | -6.6845 | -6.6845 | 3989.8392 | 29843.9974 |  | 0
1973-09-10 | 0 | 0 | 0 | 0 | -6.6845 | -6.6845 | 3983.1547 | 29793.9973 |  | 0
1973-09-11 | 0 | 0 | 0 | 0 | -6.6845 | -6.6845 | 3976.4702 | 29743.9972 |  | 0
1973-09-12 | 0 | 0 | 0 | 0 | -6.6845 | -6.6845 | 3969.7857 | 29693.9972 |  | 0
1973-09-13 | 0 | 0 | 0 | 0 | -6.6845 | -6.6845 | 3963.1012 | 29643.9971 |  | 0
1973-09-14 | 0.0041667 | 10.4803 | 3.6551 | 3.6551 | 0.14075 | 0.14075 | 3963.242 | 29645.05 |  | 0
1973-09-15 | 0.005 | 12.5764 | 3.6551 | 3.6551 | 2.2368 | 2.2368 | 3965.4788 | 29661.7814 |  | 0
1973-09-16 | 0 | 0 | 0 | 0 | -6.6845 | -6.6845 | 3958.7943 | 29611.7813 |  | 0
1973-09-17 | 0 | 0 | 0 | 0 | -6.6845 | -6.6845 | 3952.1098 | 29561.7812 |  | 0
1973-09-18 | 0.00083333 | 2.0961 | 3.6551 | 2.0961 | -6.6845 | -6.6845 | 3945.4253 | 29511.7812 |  | 0
1973-09-19 | 0.0016667 | 4.1921 | 3.6551 | 3.6551 | -6.1474 | -6.1474 | 3939.2778 | 29465.7983 |  | 0
1973-09-20 | 0 | 0 | 0 | 0 | -6.6845 | -6.6845 | 3932.5933 | 29415.7982 |  | 0
1973-09-21 | 0 | 0 | 0 | 0 | -6.6845 | -6.6845 | 3925.9088 | 29365.7982 |  | 0
1973-09-22 | 0.033333 | 83.8427 | 3.6551 | 3.6551 | 73.5031 | 73.5031 | 3999.4119 | 29915.6013 |  | 0
1973-09-23 | 0 | 0 | 0 | 0 | -6.6845 | -6.6845 | 3992.7274 | 29865.6012 |  | 0
1973-09-24 | 0 | 0 | 0 | 0 | -6.6845 | -6.6845 | 3986.0429 | 29815.6011 |  | 0
1973-09-25 | 0 | 0 | 0 | 0 | -6.6845 | -6.6845 | 3979.3584 | 29765.6011 |  | 0
1973-09-26 | 0 | 0 | 0 | 0 | -6.6845 | -6.6845 | 3972.6739 | 29715.601 |  | 0
1973-09-27 | 0 | 0 | 0 | 0 | -6.6845 | -6.6845 | 3965.9894 | 29665.601 |  | 0
1973-09-28 | 0 | 0 | 0 | 0 | -6.6845 | -6.6845 | 3959.3049 | 29615.6009 |  | 0
1973-09-29 | 0 | 0 | 0 | 0 | -6.6845 | -6.6845 | 3952.6204 | 29565.6008 |  | 0
1973-09-30 | 0 | 0 | 0 | 0 | -6.6845 | -6.6845 | 3945.9359 | 29515.6008 |  | 0
1973-10-01 | 0 | 0 | 0 | 0 | -6.6845 | -6.6845 | 3939.2514 | 29465.6007 |  | 0
1973-10-02 | 0 | 0 | 0 | 0 | -6.6845 | -6.6845 | 3932.5669 | 29415.6007 |  | 0
1973-10-03 | 0 | 0 | 0 | 0 | -6.6845 | -6.6845 | 3925.8824 | 29365.6006 |  | 0
1973-10-04 | 0 | 0 | 0 | 0 | -6.6845 | -6.6845 | 3919.1979 | 29315.6005 |  | 0
1973-10-05 | 0.005 | 12.5764 | 3.6551 | 3.6551 | 2.2368 | 2.2368 | 3921.4348 | 29332.3319 |  | 0
1973-10-06 | 0.005 | 12.5764 | 3.6551 | 3.6551 | 2.2368 | 2.2368 | 3923.6716 | 29349.0634 |  | 0
1973-10-07 | 0.0041667 | 10.4803 | 3.6551 | 3.6551 | 0.14075 | 0.14075 | 3923.8123 | 29350.1162 |  | 0
1973-10-08 | 0 | 0 | 0 | 0 | -6.6845 | -6.6845 | 3917.1278 | 29300.1161 |  | 0
1973-10-09 | 0 | 0 | 0 | 0 | -6.6845 | -6.6845 | 3910.4433 | 29250.1161 |  | 0
1973-10-10 | 0 | 0 | 0 | 0 | -6.6845 | -6.6845 | 3903.7588 | 29200.116 |  | 0
1973-10-11 | 0 | 0 | 0 | 0 | -6.6845 | -6.6845 | 3897.0743 | 29150.116 |  | 0
1973-10-12 | 0 | 0 | 0 | 0 | -6.6845 | -6.6845 | 3890.3898 | 29100.1159 |  | 0
1973-10-13 | 0 | 0 | 0 | 0 | -6.6845 | -6.6845 | 3883.7053 | 29050.1158 |  | 0
1973-10-14 | 0 | 0 | 0 | 0 | -6.6845 | -6.6845 | 3877.0208 | 29000.1158 |  | 0
1973-10-15 | 0 | 0 | 0 | 0 | -6.6845 | -6.6845 | 3870.3363 | 28950.1157 |  | 0
1973-10-16 | 0 | 0 | 0 | 0 | -6.6845 | -6.6845 | 3863.6518 | 28900.1157 |  | 0
1973-10-17 | 0 | 0 | 0 | 0 | -6.6845 | -6.6845 | 3856.9673 | 28850.1156 |  | 0
1973-10-18 | 0 | 0 | 0 | 0 | -6.6845 | -6.6845 | 3850.2828 | 28800.1155 |  | 0
1973-10-19 | 0 | 0 | 0 | 0 | -6.6845 | -6.6845 | 3843.5983 | 28750.1155 |  | 0
1973-10-20 | 0 | 0 | 0 | 0 | -6.6845 | -6.6845 | 3836.9138 | 28700.1154 |  | 0
1973-10-21 | 0 | 0 | 0 | 0 | -6.6845 | -6.6845 | 3830.2293 | 28650.1154 |  | 0
1973-10-22 | 0 | 0 | 0 | 0 | -6.6845 | -6.6845 | 3823.5448 | 28600.1153 |  | 0
1973-10-23 | 0 | 0 | 0 | 0 | -6.6845 | -6.6845 | 3816.8603 | 28550.1152 |  | 0
1973-10-24 | 0 | 0 | 0 | 0 | -6.6845 | -6.6845 | 3810.1758 | 28500.1152 |  | 0
1973-10-25 | 0 | 0 | 0 | 0 | -6.6845 | -6.6845 | 3803.4913 | 28450.1151 |  | 0
1973-10-26 | 0 | 0 | 0 | 0 | -6.6845 | -6.6845 | 3796.8068 | 28400.1151 |  | 0
1973-10-27 | 0 | 0 | 0 | 0 | -6.6845 | -6.6845 | 3790.1223 | 28350.115 |  | 0
1973-10-28 | 0 | 0 | 0 | 0 | -6.6845 | -6.6845 | 3783.4378 | 28300.1149 |  | 0
1973-10-29 | 0 | 0 | 0 | 0 | -6.6845 | -6.6845 | 3776.7533 | 28250.1149 |  | 0
1973-10-30 | 0 | 0 | 0 | 0 | -6.6845 | -6.6845 | 3770.0688 | 28200.1148 |  | 0
1973-10-31 | 0 | 0 | 0 | 0 | -6.6845 | -6.6845 | 3763.3843 | 28150.1148 |  | 0
1973-11-01 | 0 | 0 | 0 | 0 | -6.6845 | -6.6845 | 3756.6998 | 28100.1147 |  | 0
1973-11-02 | 0 | 0 | 0 | 0 | -6.6845 | -6.6845 | 3750.0153 | 28050.1146 |  | 0
1973-11-03 | 0 | 0 | 0 | 0 | -6.6845 | -6.6845 | 3743.3308 | 28000.1146 |  | 0
1973-11-04 | 0 | 0 | 0 | 0 | -6.6845 | -6.6845 | 3736.6463 | 27950.1145 |  | 0
1973-11-05 | 0 | 0 | 0 | 0 | -6.6845 | -6.6845 | 3729.9618 | 27900.1145 |  | 0
1973-11-06 | 0 | 0 | 0 | 0 | -6.6845 | -6.6845 | 3723.2773 | 27850.1144 |  | 0
1973-11-07 | 0 | 0 | 0 | 0 | -6.6845 | -6.6845 | 3716.5928 | 27800.1143 |  | 0
1973-11-08 | 0 | 0 | 0 | 0 | -6.6845 | -6.6845 | 3709.9083 | 27750.1143 |  | 0
1973-11-09 | 0 | 0 | 0 | 0 | -6.6845 | -6.6845 | 3703.2238 | 27700.1142 |  | 0
1973-11-10 | 0 | 0 | 0 | 0 | -6.6845 | -6.6845 | 3696.5393 | 27650.1142 |  | 0
1973-11-11 | 0 | 0 | 0 | 0 | -6.6845 | -6.6845 | 3689.8548 | 27600.1141 |  | 0
1973-11-12 | 0 | 0 | 0 | 0 | -6.6845 | -6.6845 | 3683.1703 | 27550.114 |  | 0
1973-11-13 | 0 | 0 | 0 | 0 | -6.6845 | -6.6845 | 3676.4858 | 27500.114 |  | 0
1973-11-14 | 0 | 0 | 0 | 0 | -6.6845 | -6.6845 | 3669.8013 | 27450.1139 |  | 0
1973-11-15 | 0 | 0 | 0 | 0 | -6.6845 | -6.6845 | 3663.1168 | 27400.1139 |  | 0
1973-11-16 | 0 | 0 | 0 | 0 | -6.6845 | -6.6845 | 3656.4323 | 27350.1138 |  | 0
1973-11-17 | 0 | 0 | 0 | 0 | -6.6845 | -6.6845 | 3649.7478 | 27300.1137 |  | 0
1973-11-18 | 0 | 0 | 0 | 0 | -6.6845 | -6.6845 | 3643.0633 | 27250.1137 |  | 0
1973-11-19 | 0 | 0 | 0 | 0 | -6.6845 | -6.6845 | 3636.3788 | 27200.1136 |  | 0
1973-11-20 | 0 | 0 | 0 | 0 | -6.6845 | -6.6845 | 3629.6943 | 27150.1136 |  | 0
1973-11-21 | 0 | 0 | 0 | 0 | -6.6845 | -6.6845 | 3623.0098 | 27100.1135 |  | 0
1973-11-22 | 0 | 0 | 0 | 0 | -6.6845 | -6.6845 | 3616.3253 | 27050.1134 |  | 0
1973-11-23 | 0 | 0 | 0 | 0 | -6.6845 | -6.6845 | 3609.6408 | 27000.1134 |  | 0
1973-11-24 | 0 | 0 | 0 | 0 | -6.6845 | -6.6845 | 3602.9563 | 26950.1133 |  | 0
1973-11-25 | 0 | 0 | 0 | 0 | -6.6845 | -6.6845 | 3596.2718 | 26900.1133 |  | 0
1973-11-26 | 0 | 0 | 0 | 0 | -6.6845 | -6.6845 | 3589.5873 | 26850.1132 |  | 0
1973-11-27 | 0 | 0 | 0 | 0 | -6.6845 | -6.6845 | 3582.9028 | 26800.1131 |  | 0
1973-11-28 | 0 | 0 | 0 | 0 | -6.6845 | -6.6845 | 3576.2183 | 26750.1131 |  | 0
1973-11-29 | 0 | 0 | 0 | 0 | -6.6845 | -6.6845 | 3569.5338 | 26700.113 |  | 0
1973-11-30 | 0 | 0 | 0 | 0 | -6.6845 | -6.6845 | 3562.8493 | 26650.113 |  | 0
1974-01-01 | 0 | 0 | 0 | 0 | -6.6845 | -6.6845 | 3556.1648 | 26600.1129 |  | 0
1974-01-02 | 0 | 0 | 0 | 0 | -6.6845 | -6.6845 | 3549.4803 | 26550.1128 |  | 0
1974-01-03 | 0 | 0 | 0 | 0 | -6.6845 | -6.6845 | 3542.7958 | 26500.1128 |  | 0
1974-01-04 | 0 | 0 | 0 | 0 | -6.6845 | -6.6845 | 3536.1113 | 26450.1127 |  | 0
1974-01-05 | 0 | 0 | 0 | 0 | -6.6845 | -6.6845 | 3529.4268 | 26400.1127 |  | 0
1974-01-06 | 0 | 0 | 0 | 0 | -6.6845 | -6.6845 | 3522.7423 | 26350.1126 |  | 0
1974-01-07 | 0 | 0 | 0 | 0 | -6.6845 | -6.6845 | 3516.0578 | 26300.1125 |  | 0
1974-01-08 | 0 | 0 | 0 | 0 | -6.6845 | -6.6845 | 3509.3733 | 26250.1125 |  | 0
1974-01-09 | 0 | 0 | 0 | 0 | -6.6845 | -6.6845 | 3502.6888 | 26200.1124 |  | 0
1974-01-10 | 0 | 0 | 0 | 0 | -6.6845 | -6.6845 | 3496.0043 | 26150.1124 |  | 0
1974-01-11 | 0 | 0 | 0 | 0 | -6.6845 | -6.6845 | 3489.3198 | 26100.1123 |  | 0
1974-01-12 | 0 | 0 | 0 | 0 | -6.6845 | -6.6845 | 3482.6353 | 26050.1122 |  | 0
1974-01-13 | 0 | 0 | 0 | 0 | -6.6845 | -6.6845 | 3475.9508 | 26000.1122 |  | 0
1974-01-14 | 0 | 0 | 0 | 0 | -6.6845 | -6.6845 | 3469.2663 | 25950.1121 |  | 0
1974-01-15 | 0 | 0 | 0 | 0 | -6.6845 | -6.6845 | 3462.5818 | 25900.1121 |  | 0
1974-01-16 | 0 | 0 | 0 | 0 | -6.6845 | -6.6845 | 3455.8973 | 25850.112 |  | 0
1974-01-17 | 0 | 0 | 0 | 0 | -6.6845 | -6.6845 | 3449.2128 | 25800.1119 |  | 0
1974-01-18 | 0 | 0 | 0 | 0 | -6.6845 | -6.6845 | 3442.5283 | 25750.1119 |  | 0
1974-01-19 | 0 | 0 | 0 | 0 | -6.6845 | -6.6845 | 3435.8438 | 25700.1118 |  | 0
1974-01-20 | 0 | 0 | 0 | 0 | -6.6845 | -6.6845 | 3429.1593 | 25650.1118 |  | 0
1974-01-21 | 0 | 0 | 0 | 0 | -6.6845 | -6.6845 | 3422.4748 | 25600.1117 |  | 0
1974-01-22 | 0 | 0 | 0 | 0 | -6.6845 | -6.6845 | 3415.7903 | 25550.1116 |  | 0
1974-01-23 | 0 | 0 | 0 | 0 | -6.6845 | -6.6845 | 3409.1058 | 25500.1116 |  | 0
1974-01-24 | 0 | 0 | 0 | 0 | -6.6845 | -6.6845 | 3402.4213 | 25450.1115 |  | 0
1974-01-25 | 0.0091667 | 23.0567 | 3.6551 | 3.6551 | 12.7172 | 12.7172 | 3415.1385 | 25545.2358 |  | 0
1974-01-26 | 0.0091667 | 23.0567 | 3.6551 | 3.6551 | 12.7172 | 12.7172 | 3427.8556 | 25640.3601 |  | 0
1974-01-27 | 0 | 0 | 0 | 0 | -6.6845 | -6.6845 | 3421.1711 | 25590.3601 |  | 0
1974-01-28 | 0 | 0 | 0 | 0 | -6.6845 | -6.6845 | 3414.4866 | 25540.36 |  | 0
1974-01-29 | 0 | 0 | 0 | 0 | -6.6845 | -6.6845 | 3407.8021 | 25490.3599 |  | 0
1974-01-30 | 0 | 0 | 0 | 0 | -6.6845 | -6.6845 | 3401.1176 | 25440.3599 |  | 0
1974-01-31 | 0 | 0 | 0 | 0 | -6.6845 | -6.6845 | 3394.4331 | 25390.3598 |  | 0
1974-02-01 | 0 | 0 | 0 | 0 | -6.6845 | -6.6845 | 3387.7486 | 25340.3598 |  | 0
1974-02-02 | 0 | 0 | 0 | 0 | -6.6845 | -6.6845 | 3381.0641 | 25290.3597 |  | 0
1974-02-03 | 0 | 0 | 0 | 0 | -6.6845 | -6.6845 | 3374.3796 | 25240.3596 |  | 0
1974-02-04 | 0 | 0 | 0 | 0 | -6.6845 | -6.6845 | 3367.6951 | 25190.3596 |  | 0
1974-02-05 | 0 | 0 | 0 | 0 | -6.6845 | -6.6845 | 3361.0106 | 25140.3595 |  | 0
1974-02-06 | 0 | 0 | 0 | 0 | -6.6845 | -6.6845 | 3354.3261 | 25090.3595 |  | 0
1974-02-07 | 0 | 0 | 0 | 0 | -6.6845 | -6.6845 | 3347.6416 | 25040.3594 |  | 0
1974-02-08 | 0 | 0 | 0 | 0 | -6.6845 | -6.6845 | 3340.9571 | 24990.3593 |  | 0
1974-02-09 | 0 | 0 | 0 | 0 | -6.6845 | -6.6845 | 3334.2726 | 24940.3593 |  | 0
1974-02-10 | 0 | 0 | 0 | 0 | -6.6845 | -6.6845 | 3327.5881 | 24890.3592 |  | 0
1974-02-11 | 0 | 0 | 0 | 0 | -6.6845 | -6.6845 | 3320.9036 | 24840.3592 |  | 0
1974-02-12 | 0 | 0 | 0 | 0 | -6.6845 | -6.6845 | 3314.2191 | 24790.3591 |  | 0
1974-02-13 | 0 | 0 | 0 | 0 | -6.6845 | -6.6845 | 3307.5346 | 24740.359 |  | 0
1974-02-14 | 0 | 0 | 0 | 0 | -6.6845 | -6.6845 | 3300.8501 | 24690.359 |  | 0
1974-02-15 | 0 | 0 | 0 | 0 | -6.6845 | -6.6845 | 3294.1656 | 24640.3589 |  | 0
1974-02-16 | 0 | 0 | 0 | 0 | -6.6845 | -6.6845 | 3287.4811 | 24590.3589 |  | 0
1974-02-17 | 0 | 0 | 0 | 0 | -6.6845 | -6.6845 | 3280.7966 | 24540.3588 |  | 0
1974-02-18 | 0 | 0 | 0 | 0 | -6.6845 | -6.6845 | 3274.1121 | 24490.3587 |  | 0
1974-02-19 | 0 | 0 | 0 | 0 | -6.6845 | -6.6845 | 3267.4276 | 24440.3587 |  | 0
1974-02-20 | 0 | 0 | 0 | 0 | -6.6845 | -6.6845 | 3260.7431 | 24390.3586 |  | 0
1974-02-21 | 0 | 0 | 0 | 0 | -6.6845 | -6.6845 | 3254.0586 | 24340.3586 |  | 0
1974-02-22 | 0 | 0 | 0 | 0 | -6.6845 | -6.6845 | 3247.3741 | 24290.3585 |  | 0
1974-02-23 | 0 | 0 | 0 | 0 | -6.6845 | -6.6845 | 3240.6896 | 24240.3584 |  | 0
1974-02-24 | 0 | 0 | 0 | 0 | -6.6845 | -6.6845 | 3234.0051 | 24190.3584 |  | 0
1974-02-25 | 0 | 0 | 0 | 0 | -6.6845 | -6.6845 | 3227.3206 | 24140.3583 |  | 0
1974-02-26 | 0 | 0 | 0 | 0 | -6.6845 | -6.6845 | 3220.6361 | 24090.3583 |  | 0
1974-02-27 | 0 | 0 | 0 | 0 | -6.6845 | -6.6845 | 3213.9516 | 24040.3582 |  | 0
1974-02-28 | 0 | 0 | 0 | 0 | -6.6845 | -6.6845 | 3207.2671 | 23990.3581 |  | 0
1974-03-01 | 0 | 0 | 0 | 0 | -6.6845 | -6.6845 | 3200.5826 | 23940.3581 |  | 0
1974-03-02 | 0 | 0 | 0 | 0 | -6.6845 | -6.6845 | 3193.8981 | 23890.358 |  | 0
1974-03-03 | 0 | 0 | 0 | 0 | -6.6845 | -6.6845 | 3187.2136 | 23840.358 |  | 0
1974-03-04 | 0 | 0 | 0 | 0 | -6.6845 | -6.6845 | 3180.5291 | 23790.3579 |  | 0
1974-03-05 | 0 | 0 | 0 | 0 | -6.6845 | -6.6845 | 3173.8446 | 23740.3578 |  | 0
1974-03-06 | 0 | 0 | 0 | 0 | -6.6845 | -6.6845 | 3167.1601 | 23690.3578 |  | 0
1974-03-07 | 0 | 0 | 0 | 0 | -6.6845 | -6.6845 | 3160.4756 | 23640.3577 |  | 0
1974-03-08 | 0 | 0 | 0 | 0 | -6.6845 | -6.6845 | 3153.7911 | 23590.3577 |  | 0
1974-03-09 | 0 | 0 | 0 | 0 | -6.6845 | -6.6845 | 3147.1066 | 23540.3576 |  | 0
1974-03-10 | 0 | 0 | 0 | 0 | -6.6845 | -6.6845 | 3140.4221 | 23490.3575 |  | 0
1974-03-11 | 0 | 0 | 0 | 0 | -6.6845 | -6.6845 | 3133.7376 | 23440.3575 |  | 0
1974-03-12 | 0.005 | 12.5764 | 3.6551 | 3.6551 | 2.2368 | 2.2368 | 3135.9745 | 23457.0889 |  | 0
1974-03-13 | 0.021667 | 54.4977 | 3.6551 | 3.6551 | 44.1582 | 44.1582 | 3180.1326 | 23787.3919 |  | 0
1974-03-14 | 0.0016667 | 4.1921 | 3.6551 | 3.6551 | -6.1474 | -6.1474 | 3173.9852 | 23741.409 |  | 0
1974-03-15 | 0 | 0 | 0 | 0 | -6.6845 | -6.6845 | 3167.3007 | 23691.4089 |  | 0
1974-03-16 | 0 | 0 | 0 | 0 | -6.6845 | -6.6845 | 3160.6162 | 23641.4089 |  | 0
1974-03-17 | 0 | 0 | 0 | 0 | -6.6845 | -6.6845 | 3153.9317 | 23591.4088 |  | 0
1974-03-18 | 0 | 0 | 0 | 0 | -6.6845 | -6.6845 | 3147.2472 | 23541.4087 |  | 0
1974-03-19 | 0 | 0 | 0 | 0 | -6.6845 | -6.6845 | 3140.5627 | 23491.4087 |  | 0
1974-03-20 | 0.015 | 37.7292 | 3.6551 | 3.6551 | 27.3896 | 27.3896 | 3167.9523 | 23696.283 |  | 0
1974-03-21 | 0 | 0 | 0 | 0 | -6.6845 | -6.6845 | 3161.2678 | 23646.283 |  | 0
1974-03-22 | 0 | 0 | 0 | 0 | -6.6845 | -6.6845 | 3154.5833 | 23596.2829 |  | 0
1974-03-23 | 0 | 0 | 0 | 0 | -6.6845 | -6.6845 | 3147.8988 | 23546.2829 |  | 0
1974-03-24 | 0 | 0 | 0 | 0 | -6.6845 | -6.6845 | 3141.2143 | 23496.2828 |  | 0
1974-03-25 | 0 | 0 | 0 | 0 | -6.6845 | -6.6845 | 3134.5298 | 23446.2827 |  | 0
1974-03-26 | 0 | 0 | 0 | 0 | -6.6845 | -6.6845 | 3127.8453 | 23396.2827 |  | 0
1974-03-27 | 0 | 0 | 0 | 0 | -6.6845 | -6.6845 | 3121.1608 | 23346.2826 |  | 0
1974-03-28 | 0 | 0 | 0 | 0 | -6.6845 | -6.6845 | 3114.4763 | 23296.2826 |  | 0
1974-03-29 | 0 | 0 | 0 | 0 | -6.6845 | -6.6845 | 3107.7918 | 23246.2825 |  | 0
1974-03-30 | 0 | 0 | 0 | 0 | -6.6845 | -6.6845 | 3101.1073 | 23196.2824 |  | 0
1974-03-31 | 0 | 0 | 0 | 0 | -6.6845 | -6.6845 | 3094.4228 | 23146.2824 |  | 0
1974-04-01 | 0 | 0 | 0 | 0 | -6.6845 | -6.6845 | 3087.7383 | 23096.2823 |  | 0
1974-04-02 | 0 | 0 | 0 | 0 | -6.6845 | -6.6845 | 3081.0538 | 23046.2823 |  | 0
1974-04-03 | 0 | 0 | 0 | 0 | -6.6845 | -6.6845 | 3074.3693 | 22996.2822 |  | 0
1974-04-04 | 0 | 0 | 0 | 0 | -6.6845 | -6.6845 | 3067.6848 | 22946.2821 |  | 0
1974-04-05 | 0 | 0 | 0 | 0 | -6.6845 | -6.6845 | 3061.0003 | 22896.2821 |  | 0
1974-04-06 | 0 | 0 | 0 | 0 | -6.6845 | -6.6845 | 3054.3158 | 22846.282 |  | 0
1974-04-07 | 0 | 0 | 0 | 0 | -6.6845 | -6.6845 | 3047.6313 | 22796.282 |  | 0
1974-04-08 | 0 | 0 | 0 | 0 | -6.6845 | -6.6845 | 3040.9468 | 22746.2819 |  | 0
1974-04-09 | 0 | 0 | 0 | 0 | -6.6845 | -6.6845 | 3034.2623 | 22696.2818 |  | 0
1974-04-10 | 0 | 0 | 0 | 0 | -6.6845 | -6.6845 | 3027.5778 | 22646.2818 |  | 0
1974-04-11 | 0 | 0 | 0 | 0 | -6.6845 | -6.6845 | 3020.8933 | 22596.2817 |  | 0
1974-04-12 | 0 | 0 | 0 | 0 | -6.6845 | -6.6845 | 3014.2088 | 22546.2817 |  | 0
1974-04-13 | 0 | 0 | 0 | 0 | -6.6845 | -6.6845 | 3007.5243 | 22496.2816 |  | 0
1974-04-14 | 0 | 0 | 0 | 0 | -6.6845 | -6.6845 | 3000.8398 | 22446.2815 |  | 0
1974-04-15 | 0 | 0 | 0 | 0 | -6.6845 | -6.6845 | 2994.1553 | 22396.2815 |  | 0
1974-04-16 | 0 | 0 | 0 | 0 | -6.6845 | -6.6845 | 2987.4708 | 22346.2814 |  | 0
1974-04-17 | 0 | 0 | 0 | 0 | -6.6845 | -6.6845 | 2980.7863 | 22296.2814 |  | 0
1974-04-18 | 0 | 0 | 0 | 0 | -6.6845 | -6.6845 | 2974.1018 | 22246.2813 |  | 0
1974-04-19 | 0 | 0 | 0 | 0 | -6.6845 | -6.6845 | 2967.4173 | 22196.2812 |  | 0
1974-04-20 | 0 | 0 | 0 | 0 | -6.6845 | -6.6845 | 2960.7328 | 22146.2812 |  | 0
1974-04-21 | 0 | 0 | 0 | 0 | -6.6845 | -6.6845 | 2954.0483 | 22096.2811 |  | 0
1974-04-22 | 0 | 0 | 0 | 0 | -6.6845 | -6.6845 | 2947.3638 | 22046.2811 |  | 0
1974-04-23 | 0 | 0 | 0 | 0 | -6.6845 | -6.6845 | 2940.6793 | 21996.281 |  | 0
1974-04-24 | 0 | 0 | 0 | 0 | -6.6845 | -6.6845 | 2933.9948 | 21946.2809 |  | 0
1974-04-25 | 0 | 0 | 0 | 0 | -6.6845 | -6.6845 | 2927.3103 | 21896.2809 |  | 0
1974-04-26 | 0.0875 | 220.087 | 3.6551 | 3.6551 | 209.7474 | 209.7474 | 3137.0577 | 23465.1916 |  | 0
1974-04-27 | 0.0091667 | 23.0567 | 3.6551 | 3.6551 | 12.7172 | 12.7172 | 3149.7748 | 23560.3159 |  | 0
1974-04-28 | 0 | 0 | 0 | 0 | -6.6845 | -6.6845 | 3143.0903 | 23510.3158 |  | 0
1974-04-29 | 0.049167 | 123.6679 | 3.6551 | 3.6551 | 113.3284 | 113.3284 | 3256.4187 | 24358.0119 |  | 0
1974-04-30 | 0.0025 | 6.2882 | 3.6551 | 3.6551 | -4.0514 | -4.0514 | 3252.3673 | 24327.7076 |  | 0
1974-05-01 | 0.013333 | 33.5371 | 3.6551 | 3.6551 | 23.1975 | 23.1975 | 3275.5648 | 24501.2248 |  | 0
1974-05-02 | 0 | 0 | 0 | 0 | -6.6845 | -6.6845 | 3268.8803 | 24451.2247 |  | 0
1974-05-03 | 0 | 0 | 0 | 0 | -6.6845 | -6.6845 | 3262.1958 | 24401.2247 |  | 0
1974-05-04 | 0 | 0 | 0 | 0 | -6.6845 | -6.6845 | 3255.5113 | 24351.2246 |  | 0
1974-05-05 | 0 | 0 | 0 | 0 | -6.6845 | -6.6845 | 3248.8268 | 24301.2245 |  | 0
1974-05-06 | 0 | 0 | 0 | 0 | -6.6845 | -6.6845 | 3242.1423 | 24251.2245 |  | 0
1974-05-07 | 0.0125 | 31.441 | 3.6551 | 3.6551 | 21.1014 | 21.1014 | 3263.2437 | 24409.0631 |  | 0
1974-05-08 | 0.033333 | 83.8427 | 3.6551 | 3.6551 | 73.5031 | 73.5031 | 3336.7468 | 24958.8662 |  | 0
1974-05-09 | 0.05 | 125.764 | 3.6551 | 3.6551 | 115.4244 | 115.4244 | 3452.1712 | 25822.2408 |  | 0
1974-05-10 | 0 | 0 | 0 | 0 | -6.6845 | -6.6845 | 3445.4867 | 25772.2408 |  | 0
1974-05-11 | 0 | 0 | 0 | 0 | -6.6845 | -6.6845 | 3438.8022 | 25722.2407 |  | 0
1974-05-12 | 0 | 0 | 0 | 0 | -6.6845 | -6.6845 | 3432.1177 | 25672.2407 |  | 0
1974-05-13 | 0 | 0 | 0 | 0 | -6.6845 | -6.6845 | 3425.4332 | 25622.2406 |  | 0
1974-05-14 | 0 | 0 | 0 | 0 | -6.6845 | -6.6845 | 3418.7487 | 25572.2405 |  | 0
1974-05-15 | 0 | 0 | 0 | 0 | -6.6845 | -6.6845 | 3412.0642 | 25522.2405 |  | 0
1974-05-16 | 0 | 0 | 0 | 0 | -6.6845 | -6.6845 | 3405.3797 | 25472.2404 |  | 0
1974-05-17 | 0 | 0 | 0 | 0 | -6.6845 | -6.6845 | 3398.6952 | 25422.2404 |  | 0
1974-05-18 | 0.010833 | 27.2489 | 3.6551 | 3.6551 | 16.9093 | 16.9093 | 3415.6045 | 25548.7218 |  | 0
1974-05-19 | 0 | 0 | 0 | 0 | -6.6845 | -6.6845 | 3408.92 | 25498.7218 |  | 0
1974-05-20 | 0 | 0 | 0 | 0 | -6.6845 | -6.6845 | 3402.2355 | 25448.7217 |  | 0
1974-05-21 | 0 | 0 | 0 | 0 | -6.6845 | -6.6845 | 3395.551 | 25398.7216 |  | 0
1974-05-22 | 0 | 0 | 0 | 0 | -6.6845 | -6.6845 | 3388.8665 | 25348.7216 |  | 0
1974-05-23 | 0 | 0 | 0 | 0 | -6.6845 | -6.6845 | 3382.182 | 25298.7215 |  | 0
1974-05-24 | 0 | 0 | 0 | 0 | -6.6845 | -6.6845 | 3375.4975 | 25248.7215 |  | 0
1974-05-25 | 0 | 0 | 0 | 0 | -6.6845 | -6.6845 | 3368.813 | 25198.7214 |  | 0
1974-05-26 | 0 | 0 | 0 | 0 | -6.6845 | -6.6845 | 3362.1285 | 25148.7213 |  | 0
1974-05-27 | 0 | 0 | 0 | 0 | -6.6845 | -6.6845 | 3355.444 | 25098.7213 |  | 0
1974-05-28 | 0 | 0 | 0 | 0 | -6.6845 | -6.6845 | 3348.7595 | 25048.7212 |  | 0
1974-05-29 | 0 | 0 | 0 | 0 | -6.6845 | -6.6845 | 3342.075 | 24998.7212 |  | 0
1974-05-30 | 0 | 0 | 0 | 0 | -6.6845 | -6.6845 | 3335.3905 | 24948.7211 |  | 0
1974-05-31 | 0 | 0 | 0 | 0 | -6.6845 | -6.6845 | 3328.706 | 24898.721 |  | 0
1974-06-01 | 0 | 0 | 0 | 0 | -6.6845 | -6.6845 | 3322.0215 | 24848.721 |  | 0
1974-06-02 | 0 | 0 | 0 | 0 | -6.6845 | -6.6845 | 3315.337 | 24798.7209 |  | 0
1974-06-03 | 0 | 0 | 0 | 0 | -6.6845 | -6.6845 | 3308.6525 | 24748.7209 |  | 0
1974-06-04 | 0 | 0 | 0 | 0 | -6.6845 | -6.6845 | 3301.968 | 24698.7208 |  | 0
1974-06-05 | 0 | 0 | 0 | 0 | -6.6845 | -6.6845 | 3295.2835 | 24648.7207 |  | 0
1974-06-06 | 0 | 0 | 0 | 0 | -6.6845 | -6.6845 | 3288.599 | 24598.7207 |  | 0
1974-06-07 | 0 | 0 | 0 | 0 | -6.6845 | -6.6845 | 3281.9145 | 24548.7206 |  | 0
1974-06-08 | 0 | 0 | 0 | 0 | -6.6845 | -6.6845 | 3275.23 | 24498.7206 |  | 0
1974-06-09 | 0 | 0 | 0 | 0 | -6.6845 | -6.6845 | 3268.5455 | 24448.7205 |  | 0
1974-06-10 | 0 | 0 | 0 | 0 | -6.6845 | -6.6845 | 3261.861 | 24398.7204 |  | 0
1974-06-11 | 0 | 0 | 0 | 0 | -6.6845 | -6.6845 | 3255.1765 | 24348.7204 |  | 0
1974-06-12 | 0 | 0 | 0 | 0 | -6.6845 | -6.6845 | 3248.492 | 24298.7203 |  | 0
1974-06-13 | 0 | 0 | 0 | 0 | -6.6845 | -6.6845 | 3241.8075 | 24248.7203 |  | 0
1974-06-14 | 0 | 0 | 0 | 0 | -6.6845 | -6.6845 | 3235.123 | 24198.7202 |  | 0
1974-06-15 | 0 | 0 | 0 | 0 | -6.6845 | -6.6845 | 3228.4385 | 24148.7201 |  | 0
1974-06-16 | 0 | 0 | 0 | 0 | -6.6845 | -6.6845 | 3221.754 | 24098.7201 |  | 0
1974-06-17 | 0 | 0 | 0 | 0 | -6.6845 | -6.6845 | 3215.0695 | 24048.72 |  | 0
1974-06-18 | 0 | 0 | 0 | 0 | -6.6845 | -6.6845 | 3208.385 | 23998.72 |  | 0
1974-06-19 | 0 | 0 | 0 | 0 | -6.6845 | -6.6845 | 3201.7005 | 23948.7199 |  | 0
1974-06-20 | 0 | 0 | 0 | 0 | -6.6845 | -6.6845 | 3195.016 | 23898.7198 |  | 0
1974-06-21 | 0 | 0 | 0 | 0 | -6.6845 | -6.6845 | 3188.3315 | 23848.7198 |  | 0
1974-06-22 | 0 | 0 | 0 | 0 | -6.6845 | -6.6845 | 3181.647 | 23798.7197 |  | 0
1974-06-23 | 0 | 0 | 0 | 0 | -6.6845 | -6.6845 | 3174.9625 | 23748.7197 |  | 0
1974-06-24 | 0 | 0 | 0 | 0 | -6.6845 | -6.6845 | 3168.278 | 23698.7196 |  | 0
1974-06-25 | 0 | 0 | 0 | 0 | -6.6845 | -6.6845 | 3161.5935 | 23648.7195 |  | 0
1974-06-26 | 0 | 0 | 0 | 0 | -6.6845 | -6.6845 | 3154.909 | 23598.7195 |  | 0
1974-06-27 | 0 | 0 | 0 | 0 | -6.6845 | -6.6845 | 3148.2245 | 23548.7194 |  | 0
1974-06-28 | 0 | 0 | 0 | 0 | -6.6845 | -6.6845 | 3141.54 | 23498.7194 |  | 0
1974-06-29 | 0 | 0 | 0 | 0 | -6.6845 | -6.6845 | 3134.8555 | 23448.7193 |  | 0
1974-06-30 | 0 | 0 | 0 | 0 | -6.6845 | -6.6845 | 3128.171 | 23398.7192 |  | 0
1974-07-01 | 0 | 0 | 0 | 0 | -6.6845 | -6.6845 | 3121.4865 | 23348.7192 |  | 0
1974-07-02 | 0 | 0 | 0 | 0 | -6.6845 | -6.6845 | 3114.802 | 23298.7191 |  | 0
1974-07-03 | 0 | 0 | 0 | 0 | -6.6845 | -6.6845 | 3108.1175 | 23248.7191 |  | 0
1974-07-04 | 0 | 0 | 0 | 0 | -6.6845 | -6.6845 | 3101.433 | 23198.719 |  | 0
1974-07-05 | 0 | 0 | 0 | 0 | -6.6845 | -6.6845 | 3094.7485 | 23148.7189 |  | 0
1974-07-06 | 0 | 0 | 0 | 0 | -6.6845 | -6.6845 | 3088.064 | 23098.7189 |  | 0
1974-07-07 | 0 | 0 | 0 | 0 | -6.6845 | -6.6845 | 3081.3795 | 23048.7188 |  | 0
1974-07-08 | 0.02 | 50.3056 | 3.6551 | 3.6551 | 39.966 | 39.966 | 3121.3455 | 23347.6647 |  | 0
1974-07-09 | 0.0016667 | 4.1921 | 3.6551 | 3.6551 | -6.1474 | -6.1474 | 3115.1981 | 23301.6817 |  | 0
1974-07-10 | 0 | 0 | 0 | 0 | -6.6845 | -6.6845 | 3108.5136 | 23251.6817 |  | 0
1974-07-11 | 0.115 | 289.2572 | 3.6551 | 3.6551 | 278.9176 | 278.9176 | 3387.4312 | 25337.9855 |  | 0
1974-07-12 | 0.0016667 | 4.1921 | 3.6551 | 3.6551 | -6.1474 | -6.1474 | 3381.2838 | 25292.0026 |  | 0
1974-07-13 | 0.03 | 75.4584 | 3.6551 | 3.6551 | 65.1188 | 65.1188 | 3446.4026 | 25779.0914 |  | 0
1974-07-14 | 0 | 0 | 0 | 0 | -6.6845 | -6.6845 | 3439.7181 | 25729.0913 |  | 0
1974-07-15 | 0 | 0 | 0 | 0 | -6.6845 | -6.6845 | 3433.0336 | 25679.0912 |  | 0
1974-07-16 | 0.0125 | 31.441 | 3.6551 | 3.6551 | 21.1014 | 21.1014 | 3454.135 | 25836.9299 |  | 0
1974-07-17 | 0 | 0 | 0 | 0 | -6.6845 | -6.6845 | 3447.4505 | 25786.9298 |  | 0
1974-07-18 | 0 | 0 | 0 | 0 | -6.6845 | -6.6845 | 3440.766 | 25736.9297 |  | 0
1974-07-19 | 0 | 0 | 0 | 0 | -6.6845 | -6.6845 | 3434.0815 | 25686.9297 |  | 0
1974-07-20 | 0.023333 | 58.6899 | 3.6551 | 3.6551 | 48.3503 | 48.3503 | 3482.4318 | 26048.5898 |  | 0
1974-07-21 | 0 | 0 | 0 | 0 | -6.6845 | -6.6845 | 3475.7473 | 25998.5898 |  | 0
1974-07-22 | 0 | 0 | 0 | 0 | -6.6845 | -6.6845 | 3469.0628 | 25948.5897 |  | 0
1974-07-23 | 0 | 0 | 0 | 0 | -6.6845 | -6.6845 | 3462.3783 | 25898.5896 |  | 0
1974-07-24 | 0 | 0 | 0 | 0 | -6.6845 | -6.6845 | 3455.6938 | 25848.5896 |  | 0
1974-07-25 | 0 | 0 | 0 | 0 | -6.6845 | -6.6845 | 3449.0093 | 25798.5895 |  | 0
1974-07-26 | 0 | 0 | 0 | 0 | -6.6845 | -6.6845 | 3442.3248 | 25748.5895 |  | 0
1974-07-27 | 0 | 0 | 0 | 0 | -6.6845 | -6.6845 | 3435.6403 | 25698.5894 |  | 0
1974-07-28 | 0 | 0 | 0 | 0 | -6.6845 | -6.6845 | 3428.9558 | 25648.5893 |  | 0
1974-07-29 | 0 | 0 | 0 | 0 | -6.6845 | -6.6845 | 3422.2713 | 25598.5893 |  | 0
1974-07-30 | 0 | 0 | 0 | 0 | -6.6845 | -6.6845 | 3415.5868 | 25548.5892 |  | 0
1974-07-31 | 0 | 0 | 0 | 0 | -6.6845 | -6.6845 | 3408.9023 | 25498.5892 |  | 0
1974-08-01 | 0 | 0 | 0 | 0 | -6.6845 | -6.6845 | 3402.2178 | 25448.5891 |  | 0
1974-08-02 | 0 | 0 | 0 | 0 | -6.6845 | -6.6845 | 3395.5333 | 25398.589 |  | 0
1974-08-03 | 0 | 0 | 0 | 0 | -6.6845 | -6.6845 | 3388.8488 | 25348.589 |  | 0
1974-08-04 | 0 | 0 | 0 | 0 | -6.6845 | -6.6845 | 3382.1643 | 25298.5889 |  | 0
1974-08-05 | 0 | 0 | 0 | 0 | -6.6845 | -6.6845 | 3375.4798 | 25248.5889 |  | 0
1974-08-06 | 0 | 0 | 0 | 0 | -6.6845 | -6.6845 | 3368.7953 | 25198.5888 |  | 0
1974-08-07 | 0 | 0 | 0 | 0 | -6.6845 | -6.6845 | 3362.1108 | 25148.5887 |  | 0
1974-08-08 | 0 | 0 | 0 | 0 | -6.6845 | -6.6845 | 3355.4263 | 25098.5887 |  | 0
1974-08-09 | 0.025 | 62.882 | 3.6551 | 3.6551 | 52.5424 | 52.5424 | 3407.9687 | 25491.606 |  | 0
1974-08-10 | 0.011667 | 29.3449 | 3.6551 | 3.6551 | 19.0054 | 19.0054 | 3426.9741 | 25633.766 |  | 0
1974-08-11 | 0 | 0 | 0 | 0 | -6.6845 | -6.6845 | 3420.2896 | 25583.766 |  | 0
1974-08-12 | 0.01 | 25.1528 | 3.6551 | 3.6551 | 14.8132 | 14.8132 | 3435.1028 | 25694.5688 |  | 0
1974-08-13 | 0 | 0 | 0 | 0 | -6.6845 | -6.6845 | 3428.4183 | 25644.5688 |  | 0
1974-08-14 | 0.0041667 | 10.4803 | 3.6551 | 3.6551 | 0.14075 | 0.14075 | 3428.559 | 25645.6216 |  | 0
1974-08-15 | 0 | 0 | 0 | 0 | -6.6845 | -6.6845 | 3421.8745 | 25595.6216 |  | 0
1974-08-16 | 0 | 0 | 0 | 0 | -6.6845 | -6.6845 | 3415.19 | 25545.6215 |  | 0
1974-08-17 | 0 | 0 | 0 | 0 | -6.6845 | -6.6845 | 3408.5055 | 25495.6214 |  | 0
1974-08-18 | 0 | 0 | 0 | 0 | -6.6845 | -6.6845 | 3401.821 | 25445.6214 |  | 0
1974-08-19 | 0 | 0 | 0 | 0 | -6.6845 | -6.6845 | 3395.1365 | 25395.6213 |  | 0
1974-08-20 | 0 | 0 | 0 | 0 | -6.6845 | -6.6845 | 3388.452 | 25345.6213 |  | 0
1974-08-21 | 0.010833 | 27.2489 | 3.6551 | 3.6551 | 16.9093 | 16.9093 | 3405.3613 | 25472.1027 |  | 0
1974-08-22 | 0.011667 | 29.3449 | 3.6551 | 3.6551 | 19.0054 | 19.0054 | 3424.3667 | 25614.2628 |  | 0
1974-08-23 | 0.0325 | 81.7466 | 3.6551 | 3.6551 | 71.407 | 71.407 | 3495.7737 | 26148.3873 |  | 0
1974-08-24 | 0.0275 | 69.1702 | 3.6551 | 3.6551 | 58.8306 | 58.8306 | 3554.6043 | 26588.4403 |  | 0
1974-08-25 | 0.028333 | 71.2663 | 3.6551 | 3.6551 | 60.9267 | 60.9267 | 3615.531 | 27044.1719 |  | 0
1974-08-26 | 0.011667 | 29.3449 | 3.6551 | 3.6551 | 19.0054 | 19.0054 | 3634.5364 | 27186.332 |  | 0
1974-08-27 | 0 | 0 | 0 | 0 | -6.6845 | -6.6845 | 3627.8519 | 27136.3319 |  | 0
1974-08-28 | 0 | 0 | 0 | 0 | -6.6845 | -6.6845 | 3621.1674 | 27086.3318 |  | 0
1974-08-29 | 0 | 0 | 0 | 0 | -6.6845 | -6.6845 | 3614.4829 | 27036.3318 |  | 0
1974-08-30 | 0 | 0 | 0 | 0 | -6.6845 | -6.6845 | 3607.7984 | 26986.3317 |  | 0
1974-08-31 | 0 | 0 | 0 | 0 | -6.6845 | -6.6845 | 3601.1139 | 26936.3317 |  | 0
1974-09-01 | 0 | 0 | 0 | 0 | -6.6845 | -6.6845 | 3594.4294 | 26886.3316 |  | 0
1974-09-02 | 0 | 0 | 0 | 0 | -6.6845 | -6.6845 | 3587.7449 | 26836.3315 |  | 0
1974-09-03 | 0 | 0 | 0 | 0 | -6.6845 | -6.6845 | 3581.0604 | 26786.3315 |  | 0
1974-09-04 | 0 | 0 | 0 | 0 | -6.6845 | -6.6845 | 3574.3759 | 26736.3314 |  | 0
1974-09-05 | 0 | 0 | 0 | 0 | -6.6845 | -6.6845 | 3567.6914 | 26686.3314 |  | 0
1974-09-06 | 0 | 0 | 0 | 0 | -6.6845 | -6.6845 | 3561.0069 | 26636.3313 |  | 0
1974-09-07 | 0 | 0 | 0 | 0 | -6.6845 | -6.6845 | 3554.3224 | 26586.3312 |  | 0
1974-09-08 | 0 | 0 | 0 | 0 | -6.6845 | -6.6845 | 3547.6379 | 26536.3312 |  | 0
1974-09-09 | 0 | 0 | 0 | 0 | -6.6845 | -6.6845 | 3540.9534 | 26486.3311 |  | 0
1974-09-10 | 0 | 0 | 0 | 0 | -6.6845 | -6.6845 | 3534.2689 | 26436.3311 |  | 0
1974-09-11 | 0 | 0 | 0 | 0 | -6.6845 | -6.6845 | 3527.5844 | 26386.331 |  | 0
1974-09-12 | 0 | 0 | 0 | 0 | -6.6845 | -6.6845 | 3520.8999 | 26336.3309 |  | 0
1974-09-13 | 0 | 0 | 0 | 0 | -6.6845 | -6.6845 | 3514.2154 | 26286.3309 |  | 0
1974-09-14 | 0.00083333 | 2.0961 | 3.6551 | 2.0961 | -6.6845 | -6.6845 | 3507.5309 | 26236.3308 |  | 0
1974-09-15 | 0.021667 | 54.4977 | 3.6551 | 3.6551 | 44.1582 | 44.1582 | 3551.689 | 26566.6338 |  | 0
1974-09-16 | 0.044167 | 111.0915 | 3.6551 | 3.6551 | 100.752 | 100.752 | 3652.441 | 27320.2584 |  | 0
1974-09-17 | 0.083333 | 209.6067 | 3.6551 | 3.6551 | 199.2671 | 199.2671 | 3851.7081 | 28810.7762 |  | 0
1974-09-18 | 0.02 | 50.3056 | 3.6551 | 3.6551 | 39.966 | 39.966 | 3891.6741 | 29109.722 |  | 0
1974-09-19 | 0.05 | 125.764 | 3.6551 | 3.6551 | 115.4244 | 115.4244 | 4007.0985 | 29973.0967 |  | 0
1974-09-20 | 0.049167 | 123.6679 | 3.6551 | 3.6551 | 113.3284 | 113.3284 | 4003.7455 | 29948.0163 |  | 109.9968
1974-09-21 | 0.051667 | 129.9561 | 3.6551 | 3.6551 | 119.6166 | 119.6166 | 4003.7455 | 29948.0163 |  | 112.9321
1974-09-22 | 0.0125 | 31.441 | 3.6551 | 3.6551 | 21.1014 | 21.1014 | 4003.7455 | 29948.0163 |  | 14.4169
1974-09-23 | 0.12917 | 324.8903 | 3.6551 | 3.6551 | 314.5508 | 314.5508 | 4003.7455 | 29948.0163 |  | 307.8663
1974-09-24 | 0.0825 | 207.5106 | 3.6551 | 3.6551 | 197.171 | 197.171 | 4003.7455 | 29948.0163 |  | 190.4865
1974-09-25 | 0 | 0 | 0 | 0 | -6.6845 | -6.6845 | 3997.061 | 29898.0163 |  | 0
1974-09-26 | 0 | 0 | 0 | 0 | -6.6845 | -6.6845 | 3990.3765 | 29848.0162 |  | 0
1974-09-27 | 0 | 0 | 0 | 0 | -6.6845 | -6.6845 | 3983.692 | 29798.0162 |  | 0
1974-09-28 | 0 | 0 | 0 | 0 | -6.6845 | -6.6845 | 3977.0075 | 29748.0161 |  | 0
1974-09-29 | 0 | 0 | 0 | 0 | -6.6845 | -6.6845 | 3970.323 | 29698.016 |  | 0
1974-09-30 | 0 | 0 | 0 | 0 | -6.6845 | -6.6845 | 3963.6385 | 29648.016 |  | 0
1974-10-01 | 0 | 0 | 0 | 0 | -6.6845 | -6.6845 | 3956.954 | 29598.0159 |  | 0
1974-10-02 | 0 | 0 | 0 | 0 | -6.6845 | -6.6845 | 3950.2695 | 29548.0159 |  | 0
1974-10-03 | 0 | 0 | 0 | 0 | -6.6845 | -6.6845 | 3943.585 | 29498.0158 |  | 0
1974-10-04 | 0 | 0 | 0 | 0 | -6.6845 | -6.6845 | 3936.9005 | 29448.0157 |  | 0
1974-10-05 | 0 | 0 | 0 | 0 | -6.6845 | -6.6845 | 3930.216 | 29398.0157 |  | 0
1974-10-06 | 0 | 0 | 0 | 0 | -6.6845 | -6.6845 | 3923.5315 | 29348.0156 |  | 0
1974-10-07 | 0 | 0 | 0 | 0 | -6.6845 | -6.6845 | 3916.847 | 29298.0156 |  | 0
1974-10-08 | 0 | 0 | 0 | 0 | -6.6845 | -6.6845 | 3910.1625 | 29248.0155 |  | 0
1974-10-09 | 0 | 0 | 0 | 0 | -6.6845 | -6.6845 | 3903.478 | 29198.0154 |  | 0
1974-10-10 | 0 | 0 | 0 | 0 | -6.6845 | -6.6845 | 3896.7935 | 29148.0154 |  | 0
1974-10-11 | 0 | 0 | 0 | 0 | -6.6845 | -6.6845 | 3890.109 | 29098.0153 |  | 0
1974-10-12 | 0 | 0 | 0 | 0 | -6.6845 | -6.6845 | 3883.4245 | 29048.0153 |  | 0
1974-10-13 | 0.11333 | 285.0651 | 3.6551 | 3.6551 | 274.7255 | 274.7255 | 4003.7455 | 29948.0163 |  | 147.72
1974-10-14 | 0.035 | 88.0348 | 3.6551 | 3.6551 | 77.6952 | 77.6952 | 4003.7455 | 29948.0163 |  | 71.0107
1974-10-15 | 0 | 0 | 0 | 0 | -6.6845 | -6.6845 | 3997.061 | 29898.0163 |  | 0
1974-10-16 | 0 | 0 | 0 | 0 | -6.6845 | -6.6845 | 3990.3765 | 29848.0162 |  | 0
1974-10-17 | 0 | 0 | 0 | 0 | -6.6845 | -6.6845 | 3983.692 | 29798.0162 |  | 0
1974-10-18 | 0 | 0 | 0 | 0 | -6.6845 | -6.6845 | 3977.0075 | 29748.0161 |  | 0
1974-10-19 | 0 | 0 | 0 | 0 | -6.6845 | -6.6845 | 3970.323 | 29698.016 |  | 0
1974-10-20 | 0 | 0 | 0 | 0 | -6.6845 | -6.6845 | 3963.6385 | 29648.016 |  | 0
1974-10-21 | 0 | 0 | 0 | 0 | -6.6845 | -6.6845 | 3956.954 | 29598.0159 |  | 0
1974-10-22 | 0 | 0 | 0 | 0 | -6.6845 | -6.6845 | 3950.2695 | 29548.0159 |  | 0
1974-10-23 | 0 | 0 | 0 | 0 | -6.6845 | -6.6845 | 3943.585 | 29498.0158 |  | 0
1974-10-24 | 0.043333 | 108.9955 | 3.6551 | 3.6551 | 98.6559 | 98.6559 | 4003.7455 | 29948.0163 |  | 31.8109
1974-10-25 | 0 | 0 | 0 | 0 | -6.6845 | -6.6845 | 3997.061 | 29898.0163 |  | 0
1974-10-26 | 0 | 0 | 0 | 0 | -6.6845 | -6.6845 | 3990.3765 | 29848.0162 |  | 0
1974-10-27 | 0 | 0 | 0 | 0 | -6.6845 | -6.6845 | 3983.692 | 29798.0162 |  | 0
1974-10-28 | 0 | 0 | 0 | 0 | -6.6845 | -6.6845 | 3977.0075 | 29748.0161 |  | 0
1974-10-29 | 0.013333 | 33.5371 | 3.6551 | 3.6551 | 23.1975 | 23.1975 | 4000.205 | 29921.5333 |  | 0
1974-10-30 | 0 | 0 | 0 | 0 | -6.6845 | -6.6845 | 3993.5205 | 29871.5332 |  | 0
1974-10-31 | 0 | 0 | 0 | 0 | -6.6845 | -6.6845 | 3986.836 | 29821.5332 |  | 0
1974-11-01 | 0 | 0 | 0 | 0 | -6.6845 | -6.6845 | 3980.1515 | 29771.5331 |  | 0
1974-11-02 | 0 | 0 | 0 | 0 | -6.6845 | -6.6845 | 3973.467 | 29721.5331 |  | 0
1974-11-03 | 0 | 0 | 0 | 0 | -6.6845 | -6.6845 | 3966.7825 | 29671.533 |  | 0
1974-11-04 | 0 | 0 | 0 | 0 | -6.6845 | -6.6845 | 3960.098 | 29621.5329 |  | 0
1974-11-05 | 0 | 0 | 0 | 0 | -6.6845 | -6.6845 | 3953.4135 | 29571.5329 |  | 0
1974-11-06 | 0.031667 | 79.6505 | 3.6551 | 3.6551 | 69.311 | 69.311 | 4003.7455 | 29948.0163 |  | 12.2944
1974-11-07 | 0.010833 | 27.2489 | 3.6551 | 3.6551 | 16.9093 | 16.9093 | 4003.7455 | 29948.0163 |  | 10.2248
1974-11-08 | 0.018333 | 46.1135 | 3.6551 | 3.6551 | 35.7739 | 35.7739 | 4003.7455 | 29948.0163 |  | 29.0894
1974-11-09 | 0.030833 | 77.5545 | 3.6551 | 3.6551 | 67.2149 | 67.2149 | 4003.7455 | 29948.0163 |  | 60.5304
1974-11-10 | 0 | 0 | 0 | 0 | -6.6845 | -6.6845 | 3997.061 | 29898.0163 |  | 0
1974-11-11 | 0 | 0 | 0 | 0 | -6.6845 | -6.6845 | 3990.3765 | 29848.0162 |  | 0
1974-11-12 | 0 | 0 | 0 | 0 | -6.6845 | -6.6845 | 3983.692 | 29798.0162 |  | 0
1974-11-13 | 0 | 0 | 0 | 0 | -6.6845 | -6.6845 | 3977.0075 | 29748.0161 |  | 0
1974-11-14 | 0 | 0 | 0 | 0 | -6.6845 | -6.6845 | 3970.323 | 29698.016 |  | 0
1974-11-15 | 0 | 0 | 0 | 0 | -6.6845 | -6.6845 | 3963.6385 | 29648.016 |  | 0
1974-11-16 | 0 | 0 | 0 | 0 | -6.6845 | -6.6845 | 3956.954 | 29598.0159 |  | 0
1974-11-17 | 0 | 0 | 0 | 0 | -6.6845 | -6.6845 | 3950.2695 | 29548.0159 |  | 0
1974-11-18 | 0 | 0 | 0 | 0 | -6.6845 | -6.6845 | 3943.585 | 29498.0158 |  | 0
1974-11-19 | 0 | 0 | 0 | 0 | -6.6845 | -6.6845 | 3936.9005 | 29448.0157 |  | 0
1974-11-20 | 0 | 0 | 0 | 0 | -6.6845 | -6.6845 | 3930.216 | 29398.0157 |  | 0
1974-11-21 | 0 | 0 | 0 | 0 | -6.6845 | -6.6845 | 3923.5315 | 29348.0156 |  | 0
1974-11-22 | 0 | 0 | 0 | 0 | -6.6845 | -6.6845 | 3916.847 | 29298.0156 |  | 0
1974-11-23 | 0 | 0 | 0 | 0 | -6.6845 | -6.6845 | 3910.1625 | 29248.0155 |  | 0
1974-11-24 | 0 | 0 | 0 | 0 | -6.6845 | -6.6845 | 3903.478 | 29198.0154 |  | 0
1974-11-25 | 0 | 0 | 0 | 0 | -6.6845 | -6.6845 | 3896.7935 | 29148.0154 |  | 0
1974-11-26 | 0 | 0 | 0 | 0 | -6.6845 | -6.6845 | 3890.109 | 29098.0153 |  | 0
1974-11-27 | 0 | 0 | 0 | 0 | -6.6845 | -6.6845 | 3883.4245 | 29048.0153 |  | 0
1974-11-28 | 0 | 0 | 0 | 0 | -6.6845 | -6.6845 | 3876.74 | 28998.0152 |  | 0
1974-11-29 | 0 | 0 | 0 | 0 | -6.6845 | -6.6845 | 3870.0555 | 28948.0151 |  | 0
1974-11-30 | 0 | 0 | 0 | 0 | -6.6845 | -6.6845 | 3863.371 | 28898.0151 |  | 0
1981-07-01 | 0 | 0 | 0 | 0 | -6.6845 | -6.6845 | 3856.6865 | 28848.015 |  | 0
1981-07-02 | 0 | 0 | 0 | 0 | -6.6845 | -6.6845 | 3850.002 | 28798.015 |  | 0
1981-07-03 | 0 | 0 | 0 | 0 | -6.6845 | -6.6845 | 3843.3175 | 28748.0149 |  | 0
1981-07-04 | 0 | 0 | 0 | 0 | -6.6845 | -6.6845 | 3836.633 | 28698.0148 |  | 0
1981-07-05 | 0.0041667 | 10.4803 | 3.6551 | 3.6551 | 0.14075 | 0.14075 | 3836.7738 | 28699.0677 |  | 0
1981-07-06 | 0 | 0 | 0 | 0 | -6.6845 | -6.6845 | 3830.0893 | 28649.0676 |  | 0
1981-07-07 | 0.0041667 | 10.4803 | 3.6551 | 3.6551 | 0.14075 | 0.14075 | 3830.23 | 28650.1204 |  | 0
1981-07-08 | 0 | 0 | 0 | 0 | -6.6845 | -6.6845 | 3823.5455 | 28600.1204 |  | 0
1981-07-09 | 0 | 0 | 0 | 0 | -6.6845 | -6.6845 | 3816.861 | 28550.1203 |  | 0
1981-07-10 | 0.01 | 25.1528 | 3.6551 | 3.6551 | 14.8132 | 14.8132 | 3831.6742 | 28660.9232 |  | 0
1981-07-11 | 0 | 0 | 0 | 0 | -6.6845 | -6.6845 | 3824.9897 | 28610.9232 |  | 0
1981-07-12 | 0 | 0 | 0 | 0 | -6.6845 | -6.6845 | 3818.3052 | 28560.9231 |  | 0
1981-07-13 | 0 | 0 | 0 | 0 | -6.6845 | -6.6845 | 3811.6207 | 28510.923 |  | 0
1981-07-14 | 0 | 0 | 0 | 0 | -6.6845 | -6.6845 | 3804.9362 | 28460.923 |  | 0
1981-07-15 | 0 | 0 | 0 | 0 | -6.6845 | -6.6845 | 3798.2517 | 28410.9229 |  | 0
1981-07-16 | 0.026667 | 67.0741 | 3.6551 | 3.6551 | 56.7346 | 56.7346 | 3854.9863 | 28835.2974 |  | 0
1981-07-17 | 0.0016667 | 4.1921 | 3.6551 | 3.6551 | -6.1474 | -6.1474 | 3848.8388 | 28789.3145 |  | 0
1981-07-18 | 0 | 0 | 0 | 0 | -6.6845 | -6.6845 | 3842.1543 | 28739.3144 |  | 0
1981-07-19 | 0.0525 | 132.0522 | 3.6551 | 3.6551 | 121.7126 | 121.7126 | 3963.867 | 29649.7248 |  | 0
1981-07-20 | 0 | 0 | 0 | 0 | -6.6845 | -6.6845 | 3957.1825 | 29599.7247 |  | 0
1981-07-21 | 0 | 0 | 0 | 0 | -6.6845 | -6.6845 | 3950.498 | 29549.7247 |  | 0
1981-07-22 | 0 | 0 | 0 | 0 | -6.6845 | -6.6845 | 3943.8135 | 29499.7246 |  | 0
1981-07-23 | 0 | 0 | 0 | 0 | -6.6845 | -6.6845 | 3937.129 | 29449.7246 |  | 0
1981-07-24 | 0 | 0 | 0 | 0 | -6.6845 | -6.6845 | 3930.4445 | 29399.7245 |  | 0
1981-07-25 | 0 | 0 | 0 | 0 | -6.6845 | -6.6845 | 3923.76 | 29349.7244 |  | 0
1981-07-26 | 0 | 0 | 0 | 0 | -6.6845 | -6.6845 | 3917.0755 | 29299.7244 |  | 0
1981-07-27 | 0 | 0 | 0 | 0 | -6.6845 | -6.6845 | 3910.391 | 29249.7243 |  | 0
1981-07-28 | 0.068333 | 171.8775 | 3.6551 | 3.6551 | 161.5379 | 161.5379 | 4003.7455 | 29948.0163 |  | 61.4988
1981-07-29 | 0.01 | 25.1528 | 3.6551 | 3.6551 | 14.8132 | 14.8132 | 4003.7455 | 29948.0163 |  | 8.1287
1981-07-30 | 0 | 0 | 0 | 0 | -6.6845 | -6.6845 | 3997.061 | 29898.0163 |  | 0
1981-07-31 | 0 | 0 | 0 | 0 | -6.6845 | -6.6845 | 3990.3765 | 29848.0162 |  | 0
1981-08-01 | 0 | 0 | 0 | 0 | -6.6845 | -6.6845 | 3983.692 | 29798.0162 |  | 0
1981-08-02 | 0 | 0 | 0 | 0 | -6.6845 | -6.6845 | 3977.0075 | 29748.0161 |  | 0
1981-08-03 | 0 | 0 | 0 | 0 | -6.6845 | -6.6845 | 3970.323 | 29698.016 |  | 0
1981-08-04 | 0 | 0 | 0 | 0 | -6.6845 | -6.6845 | 3963.6385 | 29648.016 |  | 0
1981-08-05 | 0.0275 | 69.1702 | 3.6551 | 3.6551 | 58.8306 | 58.8306 | 4003.7455 | 29948.0163 |  | 12.0391
1981-08-06 | 0 | 0 | 0 | 0 | -6.6845 | -6.6845 | 3997.061 | 29898.0163 |  | 0
1981-08-07 | 0 | 0 | 0 | 0 | -6.6845 | -6.6845 | 3990.3765 | 29848.0162 |  | 0
1981-08-08 | 0.020833 | 52.4017 | 3.6551 | 3.6551 | 42.0621 | 42.0621 | 4003.7455 | 29948.0163 |  | 22.0086
1981-08-09 | 0.011667 | 29.3449 | 3.6551 | 3.6551 | 19.0054 | 19.0054 | 4003.7455 | 29948.0163 |  | 12.3209
1981-08-10 | 0.11833 | 297.6415 | 3.6551 | 3.6551 | 287.3019 | 287.3019 | 4003.7455 | 29948.0163 |  | 280.6174
1981-08-11 | 0.014167 | 35.6331 | 3.6551 | 3.6551 | 25.2936 | 25.2936 | 4003.7455 | 29948.0163 |  | 18.6091
1981-08-12 | 0.14167 | 356.3313 | 3.6551 | 3.6551 | 345.9918 | 345.9918 | 4003.7455 | 29948.0163 |  | 339.3073
1981-08-13 | 0 | 0 | 0 | 0 | -6.6845 | -6.6845 | 3997.061 | 29898.0163 |  | 0
1981-08-14 | 0.0025 | 6.2882 | 3.6551 | 3.6551 | -4.0514 | -4.0514 | 3993.0096 | 29867.712 |  | 0
1981-08-15 | 0 | 0 | 0 | 0 | -6.6845 | -6.6845 | 3986.3251 | 29817.7119 |  | 0
1981-08-16 | 0.090833 | 228.4713 | 3.6551 | 3.6551 | 218.1317 | 218.1317 | 4003.7455 | 29948.0163 |  | 194.0268
1981-08-17 | 0 | 0 | 0 | 0 | -6.6845 | -6.6845 | 3997.061 | 29898.0163 |  | 0
1981-08-18 | 0 | 0 | 0 | 0 | -6.6845 | -6.6845 | 3990.3765 | 29848.0162 |  | 0
1981-08-19 | 0 | 0 | 0 | 0 | -6.6845 | -6.6845 | 3983.692 | 29798.0162 |  | 0
1981-08-20 | 0 | 0 | 0 | 0 | -6.6845 | -6.6845 | 3977.0075 | 29748.0161 |  | 0
1981-08-21 | 0 | 0 | 0 | 0 | -6.6845 | -6.6845 | 3970.323 | 29698.016 |  | 0
1981-08-22 | 0 | 0 | 0 | 0 | -6.6845 | -6.6845 | 3963.6385 | 29648.016 |  | 0
1981-08-23 | 0 | 0 | 0 | 0 | -6.6845 | -6.6845 | 3956.954 | 29598.0159 |  | 0
1981-08-24 | 0 | 0 | 0 | 0 | -6.6845 | -6.6845 | 3950.2695 | 29548.0159 |  | 0
1981-08-25 | 0 | 0 | 0 | 0 | -6.6845 | -6.6845 | 3943.585 | 29498.0158 |  | 0
1981-08-26 | 0 | 0 | 0 | 0 | -6.6845 | -6.6845 | 3936.9005 | 29448.0157 |  | 0
1981-08-27 | 0 | 0 | 0 | 0 | -6.6845 | -6.6845 | 3930.216 | 29398.0157 |  | 0
1981-08-28 | 0.16833 | 423.4055 | 3.6551 | 3.6551 | 413.0659 | 413.0659 | 4003.7455 | 29948.0163 |  | 332.8519
1981-08-29 | 0 | 0 | 0 | 0 | -6.6845 | -6.6845 | 3997.061 | 29898.0163 |  | 0
1981-08-30 | 0 | 0 | 0 | 0 | -6.6845 | -6.6845 | 3990.3765 | 29848.0162 |  | 0
1981-08-31 | 0 | 0 | 0 | 0 | -6.6845 | -6.6845 | 3983.692 | 29798.0162 |  | 0
1981-09-01 | 0 | 0 | 0 | 0 | -6.6845 | -6.6845 | 3977.0075 | 29748.0161 |  | 0
1981-09-02 | 0 | 0 | 0 | 0 | -6.6845 | -6.6845 | 3970.323 | 29698.016 |  | 0
1981-09-03 | 0 | 0 | 0 | 0 | -6.6845 | -6.6845 | 3963.6385 | 29648.016 |  | 0
1981-09-04 | 0.018333 | 46.1135 | 3.6551 | 3.6551 | 35.7739 | 35.7739 | 3999.4124 | 29915.6047 |  | 0
1981-09-05 | 0.034167 | 85.9387 | 3.6551 | 3.6551 | 75.5992 | 75.5992 | 4003.7455 | 29948.0163 |  | 64.5815
1981-09-06 | 0 | 0 | 0 | 0 | -6.6845 | -6.6845 | 3997.061 | 29898.0163 |  | 0
1981-09-07 | 0.099167 | 249.4319 | 3.6551 | 3.6551 | 239.0924 | 239.0924 | 4003.7455 | 29948.0163 |  | 225.7234
1981-09-08 | 0.050833 | 127.8601 | 3.6551 | 3.6551 | 117.5205 | 117.5205 | 4003.7455 | 29948.0163 |  | 110.836
1981-09-09 | 0 | 0 | 0 | 0 | -6.6845 | -6.6845 | 3997.061 | 29898.0163 |  | 0
1981-09-10 | 0 | 0 | 0 | 0 | -6.6845 | -6.6845 | 3990.3765 | 29848.0162 |  | 0
1981-09-11 | 0 | 0 | 0 | 0 | -6.6845 | -6.6845 | 3983.692 | 29798.0162 |  | 0
1981-09-12 | 0 | 0 | 0 | 0 | -6.6845 | -6.6845 | 3977.0075 | 29748.0161 |  | 0
1981-09-13 | 0 | 0 | 0 | 0 | -6.6845 | -6.6845 | 3970.323 | 29698.016 |  | 0
1981-09-14 | 0 | 0 | 0 | 0 | -6.6845 | -6.6845 | 3963.6385 | 29648.016 |  | 0
1981-09-15 | 0 | 0 | 0 | 0 | -6.6845 | -6.6845 | 3956.954 | 29598.0159 |  | 0
1981-09-16 | 0 | 0 | 0 | 0 | -6.6845 | -6.6845 | 3950.2695 | 29548.0159 |  | 0
1981-09-17 | 0 | 0 | 0 | 0 | -6.6845 | -6.6845 | 3943.585 | 29498.0158 |  | 0
1981-09-18 | 0 | 0 | 0 | 0 | -6.6845 | -6.6845 | 3936.9005 | 29448.0157 |  | 0
1981-09-19 | 0 | 0 | 0 | 0 | -6.6845 | -6.6845 | 3930.216 | 29398.0157 |  | 0
1981-09-20 | 0 | 0 | 0 | 0 | -6.6845 | -6.6845 | 3923.5315 | 29348.0156 |  | 0
1981-09-21 | 0 | 0 | 0 | 0 | -6.6845 | -6.6845 | 3916.847 | 29298.0156 |  | 0
1981-09-22 | 0 | 0 | 0 | 0 | -6.6845 | -6.6845 | 3910.1625 | 29248.0155 |  | 0
1981-09-23 | 0 | 0 | 0 | 0 | -6.6845 | -6.6845 | 3903.478 | 29198.0154 |  | 0
1981-09-24 | 0 | 0 | 0 | 0 | -6.6845 | -6.6845 | 3896.7935 | 29148.0154 |  | 0
1981-09-25 | 0 | 0 | 0 | 0 | -6.6845 | -6.6845 | 3890.109 | 29098.0153 |  | 0
1981-09-26 | 0.0083333 | 20.9607 | 3.6551 | 3.6551 | 10.6211 | 10.6211 | 3900.7301 | 29177.461 |  | 0
1981-09-27 | 0 | 0 | 0 | 0 | -6.6845 | -6.6845 | 3894.0456 | 29127.461 |  | 0
1981-09-28 | 0 | 0 | 0 | 0 | -6.6845 | -6.6845 | 3887.3611 | 29077.4609 |  | 0
1981-09-29 | 0 | 0 | 0 | 0 | -6.6845 | -6.6845 | 3880.6766 | 29027.4609 |  | 0
1981-09-30 | 0 | 0 | 0 | 0 | -6.6845 | -6.6845 | 3873.9921 | 28977.4608 |  | 0
1981-10-01 | 0 | 0 | 0 | 0 | -6.6845 | -6.6845 | 3867.3076 | 28927.4607 |  | 0
1981-10-02 | 0.0075 | 18.8646 | 3.6551 | 3.6551 | 8.525 | 8.525 | 3875.8326 | 28991.2279 |  | 0
1981-10-03 | 0 | 0 | 0 | 0 | -6.6845 | -6.6845 | 3869.1481 | 28941.2278 |  | 0
1981-10-04 | 0.026667 | 67.0741 | 3.6551 | 3.6551 | 56.7346 | 56.7346 | 3925.8827 | 29365.6023 |  | 0
1981-10-05 | 0.053333 | 134.1483 | 3.6551 | 3.6551 | 123.8087 | 123.8087 | 4003.7455 | 29948.0163 |  | 39.2613
1981-10-06 | 0.0125 | 31.441 | 3.6551 | 3.6551 | 21.1014 | 21.1014 | 4003.7455 | 29948.0163 |  | 14.4169
1981-10-07 | 0.026667 | 67.0741 | 3.6551 | 3.6551 | 56.7346 | 56.7346 | 4003.7455 | 29948.0163 |  | 50.0501
1981-10-08 | 0 | 0 | 0 | 0 | -6.6845 | -6.6845 | 3997.061 | 29898.0163 |  | 0
1981-10-09 | 0 | 0 | 0 | 0 | -6.6845 | -6.6845 | 3990.3765 | 29848.0162 |  | 0
1981-10-10 | 0 | 0 | 0 | 0 | -6.6845 | -6.6845 | 3983.692 | 29798.0162 |  | 0
1981-10-11 | 0 | 0 | 0 | 0 | -6.6845 | -6.6845 | 3977.0075 | 29748.0161 |  | 0
1981-10-12 | 0 | 0 | 0 | 0 | -6.6845 | -6.6845 | 3970.323 | 29698.016 |  | 0
1981-10-13 | 0.0125 | 31.441 | 3.6551 | 3.6551 | 21.1014 | 21.1014 | 3991.4244 | 29855.8547 |  | 0
1981-10-14 | 0 | 0 | 0 | 0 | -6.6845 | -6.6845 | 3984.7399 | 29805.8546 |  | 0
1981-10-15 | 0 | 0 | 0 | 0 | -6.6845 | -6.6845 | 3978.0554 | 29755.8545 |  | 0
1981-10-16 | 0 | 0 | 0 | 0 | -6.6845 | -6.6845 | 3971.3709 | 29705.8545 |  | 0
1981-10-17 | 0 | 0 | 0 | 0 | -6.6845 | -6.6845 | 3964.6864 | 29655.8544 |  | 0
1981-10-18 | 0 | 0 | 0 | 0 | -6.6845 | -6.6845 | 3958.0019 | 29605.8544 |  | 0
1981-10-19 | 0 | 0 | 0 | 0 | -6.6845 | -6.6845 | 3951.3174 | 29555.8543 |  | 0
1981-10-20 | 0 | 0 | 0 | 0 | -6.6845 | -6.6845 | 3944.6329 | 29505.8542 |  | 0
1981-10-21 | 0.020833 | 52.4017 | 3.6551 | 3.6551 | 42.0621 | 42.0621 | 3986.695 | 29820.4786 |  | 0
1981-10-22 | 0.029167 | 73.3623 | 3.6551 | 3.6551 | 63.0228 | 63.0228 | 4003.7455 | 29948.0163 |  | 39.2878
1981-10-23 | 0.0016667 | 4.1921 | 3.6551 | 3.6551 | -6.1474 | -6.1474 | 3997.5981 | 29902.0334 |  | 0
1981-10-24 | 0 | 0 | 0 | 0 | -6.6845 | -6.6845 | 3990.9136 | 29852.0334 |  | 0
1981-10-25 | 0 | 0 | 0 | 0 | -6.6845 | -6.6845 | 3984.2291 | 29802.0333 |  | 0
1981-10-26 | 0 | 0 | 0 | 0 | -6.6845 | -6.6845 | 3977.5446 | 29752.0333 |  | 0
1981-10-27 | 0 | 0 | 0 | 0 | -6.6845 | -6.6845 | 3970.8601 | 29702.0332 |  | 0
1981-10-28 | 0 | 0 | 0 | 0 | -6.6845 | -6.6845 | 3964.1756 | 29652.0331 |  | 0
1981-10-29 | 0 | 0 | 0 | 0 | -6.6845 | -6.6845 | 3957.4911 | 29602.0331 |  | 0
1981-10-30 | 0 | 0 | 0 | 0 | -6.6845 | -6.6845 | 3950.8066 | 29552.033 |  | 0
1981-10-31 | 0 | 0 | 0 | 0 | -6.6845 | -6.6845 | 3944.1221 | 29502.033 |  | 0
1981-11-01 | 0 | 0 | 0 | 0 | -6.6845 | -6.6845 | 3937.4376 | 29452.0329 |  | 0
1981-11-02 | 0 | 0 | 0 | 0 | -6.6845 | -6.6845 | 3930.7531 | 29402.0328 |  | 0
1981-11-03 | 0 | 0 | 0 | 0 | -6.6845 | -6.6845 | 3924.0686 | 29352.0328 |  | 0
1981-11-04 | 0 | 0 | 0 | 0 | -6.6845 | -6.6845 | 3917.3841 | 29302.0327 |  | 0
1981-11-05 | 0 | 0 | 0 | 0 | -6.6845 | -6.6845 | 3910.6996 | 29252.0327 |  | 0
1981-11-06 | 0 | 0 | 0 | 0 | -6.6845 | -6.6845 | 3904.0151 | 29202.0326 |  | 0
1981-11-07 | 0 | 0 | 0 | 0 | -6.6845 | -6.6845 | 3897.3306 | 29152.0325 |  | 0
1981-11-08 | 0 | 0 | 0 | 0 | -6.6845 | -6.6845 | 3890.6461 | 29102.0325 |  | 0
1981-11-09 | 0 | 0 | 0 | 0 | -6.6845 | -6.6845 | 3883.9616 | 29052.0324 |  | 0
1981-11-10 | 0 | 0 | 0 | 0 | -6.6845 | -6.6845 | 3877.2771 | 29002.0324 |  | 0
1981-11-11 | 0 | 0 | 0 | 0 | -6.6845 | -6.6845 | 3870.5926 | 28952.0323 |  | 0
1981-11-12 | 0 | 0 | 0 | 0 | -6.6845 | -6.6845 | 3863.9081 | 28902.0322 |  | 0
1981-11-13 | 0 | 0 | 0 | 0 | -6.6845 | -6.6845 | 3857.2236 | 28852.0322 |  | 0
1981-11-14 | 0 | 0 | 0 | 0 | -6.6845 | -6.6845 | 3850.5391 | 28802.0321 |  | 0
1981-11-15 | 0 | 0 | 0 | 0 | -6.6845 | -6.6845 | 3843.8546 | 28752.0321 |  | 0
1981-11-16 | 0 | 0 | 0 | 0 | -6.6845 | -6.6845 | 3837.1701 | 28702.032 |  | 0
1981-11-17 | 0 | 0 | 0 | 0 | -6.6845 | -6.6845 | 3830.4856 | 28652.0319 |  | 0
1981-11-18 | 0 | 0 | 0 | 0 | -6.6845 | -6.6845 | 3823.8011 | 28602.0319 |  | 0
1981-11-19 | 0 | 0 | 0 | 0 | -6.6845 | -6.6845 | 3817.1166 | 28552.0318 |  | 0
1981-11-20 | 0 | 0 | 0 | 0 | -6.6845 | -6.6845 | 3810.4321 | 28502.0318 |  | 0
1981-11-21 | 0 | 0 | 0 | 0 | -6.6845 | -6.6845 | 3803.7476 | 28452.0317 |  | 0
1981-11-22 | 0 | 0 | 0 | 0 | -6.6845 | -6.6845 | 3797.0631 | 28402.0316 |  | 0
1981-11-23 | 0 | 0 | 0 | 0 | -6.6845 | -6.6845 | 3790.3786 | 28352.0316 |  | 0
1981-11-24 | 0 | 0 | 0 | 0 | -6.6845 | -6.6845 | 3783.6941 | 28302.0315 |  | 0
1981-11-25 | 0 | 0 | 0 | 0 | -6.6845 | -6.6845 | 3777.0096 | 28252.0315 |  | 0
1981-11-26 | 0 | 0 | 0 | 0 | -6.6845 | -6.6845 | 3770.3251 | 28202.0314 |  | 0
1981-11-27 | 0 | 0 | 0 | 0 | -6.6845 | -6.6845 | 3763.6406 | 28152.0313 |  | 0
1981-11-28 | 0 | 0 | 0 | 0 | -6.6845 | -6.6845 | 3756.9561 | 28102.0313 |  | 0
1981-11-29 | 0 | 0 | 0 | 0 | -6.6845 | -6.6845 | 3750.2716 | 28052.0312 |  | 0
1981-11-30 | 0 | 0 | 0 | 0 | -6.6845 | -6.6845 | 3743.5871 | 28002.0312 |  | 0
1981-12-01 | 0 | 0 | 0 | 0 | -6.6845 | -6.6845 | 3736.9026 | 27952.0311 |  | 0
1981-12-02 | 0 | 0 | 0 | 0 | -6.6845 | -6.6845 | 3730.2181 | 27902.031 |  | 0
1981-12-03 | 0 | 0 | 0 | 0 | -6.6845 | -6.6845 | 3723.5336 | 27852.031 |  | 0
1981-12-04 | 0 | 0 | 0 | 0 | -6.6845 | -6.6845 | 3716.8491 | 27802.0309 |  | 0
1981-12-05 | 0 | 0 | 0 | 0 | -6.6845 | -6.6845 | 3710.1646 | 27752.0309 |  | 0
1981-12-06 | 0 | 0 | 0 | 0 | -6.6845 | -6.6845 | 3703.4801 | 27702.0308 |  | 0
1981-12-07 | 0 | 0 | 0 | 0 | -6.6845 | -6.6845 | 3696.7956 | 27652.0307 |  | 0
1981-12-08 | 0 | 0 | 0 | 0 | -6.6845 | -6.6845 | 3690.1111 | 27602.0307 |  | 0
1981-12-09 | 0 | 0 | 0 | 0 | -6.6845 | -6.6845 | 3683.4266 | 27552.0306 |  | 0
1981-12-10 | 0 | 0 | 0 | 0 | -6.6845 | -6.6845 | 3676.7421 | 27502.0306 |  | 0
1981-12-11 | 0 | 0 | 0 | 0 | -6.6845 | -6.6845 | 3670.0576 | 27452.0305 |  | 0
1981-12-12 | 0 | 0 | 0 | 0 | -6.6845 | -6.6845 | 3663.3731 | 27402.0304 |  | 0
1981-12-13 | 0 | 0 | 0 | 0 | -6.6845 | -6.6845 | 3656.6886 | 27352.0304 |  | 0
1981-12-14 | 0 | 0 | 0 | 0 | -6.6845 | -6.6845 | 3650.0041 | 27302.0303 |  | 0
1981-12-15 | 0 | 0 | 0 | 0 | -6.6845 | -6.6845 | 3643.3196 | 27252.0303 |  | 0
1981-12-16 | 0 | 0 | 0 | 0 | -6.6845 | -6.6845 | 3636.6351 | 27202.0302 |  | 0
1981-12-17 | 0 | 0 | 0 | 0 | -6.6845 | -6.6845 | 3629.9506 | 27152.0301 |  | 0
1981-12-18 | 0 | 0 | 0 | 0 | -6.6845 | -6.6845 | 3623.2661 | 27102.0301 |  | 0
1981-12-19 | 0 | 0 | 0 | 0 | -6.6845 | -6.6845 | 3616.5816 | 27052.03 |  | 0
1981-12-20 | 0 | 0 | 0 | 0 | -6.6845 | -6.6845 | 3609.8971 | 27002.03 |  | 0
1981-12-21 | 0 | 0 | 0 | 0 | -6.6845 | -6.6845 | 3603.2126 | 26952.0299 |  | 0
1981-12-22 | 0 | 0 | 0 | 0 | -6.6845 | -6.6845 | 3596.5281 | 26902.0298 |  | 0
1981-12-23 | 0 | 0 | 0 | 0 | -6.6845 | -6.6845 | 3589.8436 | 26852.0298 |  | 0
1981-12-24 | 0 | 0 | 0 | 0 | -6.6845 | -6.6845 | 3583.1591 | 26802.0297 |  | 0
1981-12-25 | 0 | 0 | 0 | 0 | -6.6845 | -6.6845 | 3576.4746 | 26752.0297 |  | 0
1981-12-26 | 0 | 0 | 0 | 0 | -6.6845 | -6.6845 | 3569.7901 | 26702.0296 |  | 0
1981-12-27 | 0 | 0 | 0 | 0 | -6.6845 | -6.6845 | 3563.1056 | 26652.0295 |  | 0
1981-12-28 | 0 | 0 | 0 | 0 | -6.6845 | -6.6845 | 3556.4211 | 26602.0295 |  | 0
1981-12-29 | 0 | 0 | 0 | 0 | -6.6845 | -6.6845 | 3549.7366 | 26552.0294 |  | 0
1981-12-30 | 0 | 0 | 0 | 0 | -6.6845 | -6.6845 | 3543.0521 | 26502.0294 |  | 0
1981-12-31 | 0 | 0 | 0 | 0 | -6.6845 | -6.6845 | 3536.3676 | 26452.0293 |  | 0
1982-01-01 | 0 | 0 | 0 | 0 | -6.6845 | -6.6845 | 3529.6831 | 26402.0292 |  | 0
1982-01-02 | 0 | 0 | 0 | 0 | -6.6845 | -6.6845 | 3522.9986 | 26352.0292 |  | 0
1982-01-03 | 0 | 0 | 0 | 0 | -6.6845 | -6.6845 | 3516.3141 | 26302.0291 |  | 0
1982-01-04 | 0 | 0 | 0 | 0 | -6.6845 | -6.6845 | 3509.6296 | 26252.0291 |  | 0
1982-01-05 | 0 | 0 | 0 | 0 | -6.6845 | -6.6845 | 3502.9451 | 26202.029 |  | 0
1982-01-06 | 0 | 0 | 0 | 0 | -6.6845 | -6.6845 | 3496.2606 | 26152.0289 |  | 0
1982-01-07 | 0 | 0 | 0 | 0 | -6.6845 | -6.6845 | 3489.5761 | 26102.0289 |  | 0
1982-01-08 | 0 | 0 | 0 | 0 | -6.6845 | -6.6845 | 3482.8916 | 26052.0288 |  | 0
1982-01-09 | 0 | 0 | 0 | 0 | -6.6845 | -6.6845 | 3476.2071 | 26002.0288 |  | 0
1982-01-10 | 0 | 0 | 0 | 0 | -6.6845 | -6.6845 | 3469.5226 | 25952.0287 |  | 0
1982-01-11 | 0 | 0 | 0 | 0 | -6.6845 | -6.6845 | 3462.8381 | 25902.0286 |  | 0
1982-01-12 | 0.0025 | 6.2882 | 3.6551 | 3.6551 | -4.0514 | -4.0514 | 3458.7867 | 25871.7243 |  | 0
1982-01-13 | 0.0083333 | 20.9607 | 3.6551 | 3.6551 | 10.6211 | 10.6211 | 3469.4078 | 25951.17 |  | 0
1982-01-14 | 0 | 0 | 0 | 0 | -6.6845 | -6.6845 | 3462.7233 | 25901.17 |  | 0
1982-01-15 | 0 | 0 | 0 | 0 | -6.6845 | -6.6845 | 3456.0388 | 25851.1699 |  | 0
1982-01-16 | 0 | 0 | 0 | 0 | -6.6845 | -6.6845 | 3449.3543 | 25801.1699 |  | 0
1982-01-17 | 0 | 0 | 0 | 0 | -6.6845 | -6.6845 | 3442.6698 | 25751.1698 |  | 0
1982-01-18 | 0 | 0 | 0 | 0 | -6.6845 | -6.6845 | 3435.9853 | 25701.1697 |  | 0
1982-01-19 | 0 | 0 | 0 | 0 | -6.6845 | -6.6845 | 3429.3008 | 25651.1697 |  | 0
1982-01-20 | 0 | 0 | 0 | 0 | -6.6845 | -6.6845 | 3422.6163 | 25601.1696 |  | 0
1982-01-21 | 0 | 0 | 0 | 0 | -6.6845 | -6.6845 | 3415.9318 | 25551.1696 |  | 0
1982-01-22 | 0 | 0 | 0 | 0 | -6.6845 | -6.6845 | 3409.2473 | 25501.1695 |  | 0
1982-01-23 | 0 | 0 | 0 | 0 | -6.6845 | -6.6845 | 3402.5628 | 25451.1694 |  | 0
1982-01-24 | 0 | 0 | 0 | 0 | -6.6845 | -6.6845 | 3395.8783 | 25401.1694 |  | 0
1982-01-25 | 0 | 0 | 0 | 0 | -6.6845 | -6.6845 | 3389.1938 | 25351.1693 |  | 0
1982-01-26 | 0 | 0 | 0 | 0 | -6.6845 | -6.6845 | 3382.5093 | 25301.1693 |  | 0
1982-01-27 | 0 | 0 | 0 | 0 | -6.6845 | -6.6845 | 3375.8248 | 25251.1692 |  | 0
1982-01-28 | 0 | 0 | 0 | 0 | -6.6845 | -6.6845 | 3369.1403 | 25201.1691 |  | 0
1982-01-29 | 0 | 0 | 0 | 0 | -6.6845 | -6.6845 | 3362.4558 | 25151.1691 |  | 0
1982-01-30 | 0 | 0 | 0 | 0 | -6.6845 | -6.6845 | 3355.7713 | 25101.169 |  | 0
1982-01-31 | 0 | 0 | 0 | 0 | -6.6845 | -6.6845 | 3349.0868 | 25051.169 |  | 0
1982-02-01 | 0 | 0 | 0 | 0 | -6.6845 | -6.6845 | 3342.4023 | 25001.1689 |  | 0
1982-02-02 | 0 | 0 | 0 | 0 | -6.6845 | -6.6845 | 3335.7178 | 24951.1688 |  | 0
1982-02-03 | 0 | 0 | 0 | 0 | -6.6845 | -6.6845 | 3329.0333 | 24901.1688 |  | 0
1982-02-04 | 0 | 0 | 0 | 0 | -6.6845 | -6.6845 | 3322.3488 | 24851.1687 |  | 0
1982-02-05 | 0 | 0 | 0 | 0 | -6.6845 | -6.6845 | 3315.6643 | 24801.1687 |  | 0
1982-02-06 | 0 | 0 | 0 | 0 | -6.6845 | -6.6845 | 3308.9798 | 24751.1686 |  | 0
1982-02-07 | 0 | 0 | 0 | 0 | -6.6845 | -6.6845 | 3302.2953 | 24701.1685 |  | 0
1982-02-08 | 0 | 0 | 0 | 0 | -6.6845 | -6.6845 | 3295.6108 | 24651.1685 |  | 0
1982-02-09 | 0 | 0 | 0 | 0 | -6.6845 | -6.6845 | 3288.9263 | 24601.1684 |  | 0
1982-02-10 | 0 | 0 | 0 | 0 | -6.6845 | -6.6845 | 3282.2418 | 24551.1684 |  | 0
1982-02-11 | 0 | 0 | 0 | 0 | -6.6845 | -6.6845 | 3275.5573 | 24501.1683 |  | 0
1982-02-12 | 0 | 0 | 0 | 0 | -6.6845 | -6.6845 | 3268.8728 | 24451.1682 |  | 0
1982-02-13 | 0 | 0 | 0 | 0 | -6.6845 | -6.6845 | 3262.1883 | 24401.1682 |  | 0
1982-02-14 | 0 | 0 | 0 | 0 | -6.6845 | -6.6845 | 3255.5038 | 24351.1681 |  | 0
1982-02-15 | 0 | 0 | 0 | 0 | -6.6845 | -6.6845 | 3248.8193 | 24301.1681 |  | 0
1982-02-16 | 0 | 0 | 0 | 0 | -6.6845 | -6.6845 | 3242.1348 | 24251.168 |  | 0
1982-02-17 | 0 | 0 | 0 | 0 | -6.6845 | -6.6845 | 3235.4503 | 24201.1679 |  | 0
1982-02-18 | 0 | 0 | 0 | 0 | -6.6845 | -6.6845 | 3228.7658 | 24151.1679 |  | 0
1982-02-19 | 0 | 0 | 0 | 0 | -6.6845 | -6.6845 | 3222.0813 | 24101.1678 |  | 0
1982-02-20 | 0.015 | 37.7292 | 3.6551 | 3.6551 | 27.3896 | 27.3896 | 3249.4709 | 24306.0422 |  | 0
1982-02-21 | 0.0016667 | 4.1921 | 3.6551 | 3.6551 | -6.1474 | -6.1474 | 3243.3234 | 24260.0593 |  | 0
1982-02-22 | 0 | 0 | 0 | 0 | -6.6845 | -6.6845 | 3236.6389 | 24210.0592 |  | 0
1982-02-23 | 0 | 0 | 0 | 0 | -6.6845 | -6.6845 | 3229.9544 | 24160.0592 |  | 0
1982-02-24 | 0 | 0 | 0 | 0 | -6.6845 | -6.6845 | 3223.2699 | 24110.0591 |  | 0
1982-02-25 | 0 | 0 | 0 | 0 | -6.6845 | -6.6845 | 3216.5854 | 24060.059 |  | 0
1982-02-26 | 0.0041667 | 10.4803 | 3.6551 | 3.6551 | 0.14075 | 0.14075 | 3216.7262 | 24061.1119 |  | 0
1982-02-27 | 0 | 0 | 0 | 0 | -6.6845 | -6.6845 | 3210.0417 | 24011.1118 |  | 0
1982-02-28 | 0 | 0 | 0 | 0 | -6.6845 | -6.6845 | 3203.3572 | 23961.1117 |  | 0
1982-03-01 | 0 | 0 | 0 | 0 | -6.6845 | -6.6845 | 3196.6727 | 23911.1117 |  | 0
1982-03-02 | 0 | 0 | 0 | 0 | -6.6845 | -6.6845 | 3189.9882 | 23861.1116 |  | 0
1982-03-03 | 0 | 0 | 0 | 0 | -6.6845 | -6.6845 | 3183.3037 | 23811.1116 |  | 0
1982-03-04 | 0 | 0 | 0 | 0 | -6.6845 | -6.6845 | 3176.6192 | 23761.1115 |  | 0
1982-03-05 | 0 | 0 | 0 | 0 | -6.6845 | -6.6845 | 3169.9347 | 23711.1114 |  | 0
1982-03-06 | 0 | 0 | 0 | 0 | -6.6845 | -6.6845 | 3163.2502 | 23661.1114 |  | 0
1982-03-07 | 0 | 0 | 0 | 0 | -6.6845 | -6.6845 | 3156.5657 | 23611.1113 |  | 0
1982-03-08 | 0 | 0 | 0 | 0 | -6.6845 | -6.6845 | 3149.8812 | 23561.1113 |  | 0
1982-03-09 | 0 | 0 | 0 | 0 | -6.6845 | -6.6845 | 3143.1967 | 23511.1112 |  | 0
1982-03-10 | 0 | 0 | 0 | 0 | -6.6845 | -6.6845 | 3136.5122 | 23461.1111 |  | 0
1982-03-11 | 0 | 0 | 0 | 0 | -6.6845 | -6.6845 | 3129.8277 | 23411.1111 |  | 0
1982-03-12 | 0 | 0 | 0 | 0 | -6.6845 | -6.6845 | 3123.1432 | 23361.111 |  | 0
1982-03-13 | 0 | 0 | 0 | 0 | -6.6845 | -6.6845 | 3116.4587 | 23311.111 |  | 0
1982-03-14 | 0 | 0 | 0 | 0 | -6.6845 | -6.6845 | 3109.7742 | 23261.1109 |  | 0
1982-03-15 | 0 | 0 | 0 | 0 | -6.6845 | -6.6845 | 3103.0897 | 23211.1108 |  | 0
1982-03-16 | 0 | 0 | 0 | 0 | -6.6845 | -6.6845 | 3096.4052 | 23161.1108 |  | 0
1982-03-17 | 0 | 0 | 0 | 0 | -6.6845 | -6.6845 | 3089.7207 | 23111.1107 |  | 0
1982-03-18 | 0 | 0 | 0 | 0 | -6.6845 | -6.6845 | 3083.0362 | 23061.1107 |  | 0
1982-03-19 | 0 | 0 | 0 | 0 | -6.6845 | -6.6845 | 3076.3517 | 23011.1106 |  | 0
1982-03-20 | 0 | 0 | 0 | 0 | -6.6845 | -6.6845 | 3069.6672 | 22961.1105 |  | 0
1982-03-21 | 0 | 0 | 0 | 0 | -6.6845 | -6.6845 | 3062.9827 | 22911.1105 |  | 0
1982-03-22 | 0 | 0 | 0 | 0 | -6.6845 | -6.6845 | 3056.2982 | 22861.1104 |  | 0
1982-03-23 | 0 | 0 | 0 | 0 | -6.6845 | -6.6845 | 3049.6137 | 22811.1104 |  | 0
1982-03-24 | 0 | 0 | 0 | 0 | -6.6845 | -6.6845 | 3042.9292 | 22761.1103 |  | 0
1982-03-25 | 0 | 0 | 0 | 0 | -6.6845 | -6.6845 | 3036.2447 | 22711.1102 |  | 0
1982-03-26 | 0 | 0 | 0 | 0 | -6.6845 | -6.6845 | 3029.5602 | 22661.1102 |  | 0
1982-03-27 | 0 | 0 | 0 | 0 | -6.6845 | -6.6845 | 3022.8757 | 22611.1101 |  | 0
1982-03-28 | 0 | 0 | 0 | 0 | -6.6845 | -6.6845 | 3016.1912 | 22561.1101 |  | 0
1982-03-29 | 0 | 0 | 0 | 0 | -6.6845 | -6.6845 | 3009.5067 | 22511.11 |  | 0
1982-03-30 | 0 | 0 | 0 | 0 | -6.6845 | -6.6845 | 3002.8222 | 22461.1099 |  | 0
1982-03-31 | 0 | 0 | 0 | 0 | -6.6845 | -6.6845 | 2996.1377 | 22411.1099 |  | 0
1982-04-01 | 0 | 0 | 0 | 0 | -6.6845 | -6.6845 | 2989.4532 | 22361.1098 |  | 0
1982-04-02 | 0 | 0 | 0 | 0 | -6.6845 | -6.6845 | 2982.7687 | 22311.1098 |  | 0
1982-04-03 | 0 | 0 | 0 | 0 | -6.6845 | -6.6845 | 2976.0842 | 22261.1097 |  | 0
1982-04-04 | 0 | 0 | 0 | 0 | -6.6845 | -6.6845 | 2969.3997 | 22211.1096 |  | 0
1982-04-05 | 0 | 0 | 0 | 0 | -6.6845 | -6.6845 | 2962.7152 | 22161.1096 |  | 0
1982-04-06 | 0 | 0 | 0 | 0 | -6.6845 | -6.6845 | 2956.0307 | 22111.1095 |  | 0
1982-04-07 | 0 | 0 | 0 | 0 | -6.6845 | -6.6845 | 2949.3462 | 22061.1095 |  | 0
1982-04-08 | 0 | 0 | 0 | 0 | -6.6845 | -6.6845 | 2942.6617 | 22011.1094 |  | 0
1982-04-09 | 0 | 0 | 0 | 0 | -6.6845 | -6.6845 | 2935.9772 | 21961.1093 |  | 0
1982-04-10 | 0 | 0 | 0 | 0 | -6.6845 | -6.6845 | 2929.2927 | 21911.1093 |  | 0
1982-04-11 | 0 | 0 | 0 | 0 | -6.6845 | -6.6845 | 2922.6082 | 21861.1092 |  | 0
1982-04-12 | 0 | 0 | 0 | 0 | -6.6845 | -6.6845 | 2915.9237 | 21811.1092 |  | 0
1982-04-13 | 0 | 0 | 0 | 0 | -6.6845 | -6.6845 | 2909.2392 | 21761.1091 |  | 0
1982-04-14 | 0 | 0 | 0 | 0 | -6.6845 | -6.6845 | 2902.5547 | 21711.109 |  | 0
1982-04-15 | 0 | 0 | 0 | 0 | -6.6845 | -6.6845 | 2895.8702 | 21661.109 |  | 0
1982-04-16 | 0 | 0 | 0 | 0 | -6.6845 | -6.6845 | 2889.1857 | 21611.1089 |  | 0
1982-04-17 | 0 | 0 | 0 | 0 | -6.6845 | -6.6845 | 2882.5012 | 21561.1089 |  | 0
1982-04-18 | 0 | 0 | 0 | 0 | -6.6845 | -6.6845 | 2875.8167 | 21511.1088 |  | 0
1982-04-19 | 0 | 0 | 0 | 0 | -6.6845 | -6.6845 | 2869.1322 | 21461.1087 |  | 0
1982-04-20 | 0 | 0 | 0 | 0 | -6.6845 | -6.6845 | 2862.4477 | 21411.1087 |  | 0
1982-04-21 | 0 | 0 | 0 | 0 | -6.6845 | -6.6845 | 2855.7632 | 21361.1086 |  | 0
1982-04-22 | 0.029167 | 73.3623 | 3.6551 | 3.6551 | 63.0228 | 63.0228 | 2918.7859 | 21832.5188 |  | 0
1982-04-23 | 0.0041667 | 10.4803 | 3.6551 | 3.6551 | 0.14075 | 0.14075 | 2918.9267 | 21833.5717 |  | 0
1982-04-24 | 0 | 0 | 0 | 0 | -6.6845 | -6.6845 | 2912.2422 | 21783.5716 |  | 0
1982-04-25 | 0 | 0 | 0 | 0 | -6.6845 | -6.6845 | 2905.5577 | 21733.5715 |  | 0
1982-04-26 | 0 | 0 | 0 | 0 | -6.6845 | -6.6845 | 2898.8732 | 21683.5715 |  | 0
1982-04-27 | 0 | 0 | 0 | 0 | -6.6845 | -6.6845 | 2892.1887 | 21633.5714 |  | 0
1982-04-28 | 0 | 0 | 0 | 0 | -6.6845 | -6.6845 | 2885.5042 | 21583.5714 |  | 0
1982-04-29 | 0 | 0 | 0 | 0 | -6.6845 | -6.6845 | 2878.8197 | 21533.5713 |  | 0
1982-04-30 | 0 | 0 | 0 | 0 | -6.6845 | -6.6845 | 2872.1352 | 21483.5712 |  | 0
1982-05-01 | 0.0083333 | 20.9607 | 3.6551 | 3.6551 | 10.6211 | 10.6211 | 2882.7563 | 21563.017 |  | 0
1982-05-02 | 0 | 0 | 0 | 0 | -6.6845 | -6.6845 | 2876.0718 | 21513.0169 |  | 0
1982-05-03 | 0.02 | 50.3056 | 3.6551 | 3.6551 | 39.966 | 39.966 | 2916.0378 | 21811.9627 |  | 0
1982-05-04 | 0.0175 | 44.0174 | 3.6551 | 3.6551 | 33.6778 | 33.6778 | 2949.7156 | 22063.8728 |  | 0
1982-05-05 | 0.068333 | 171.8775 | 3.6551 | 3.6551 | 161.5379 | 161.5379 | 3111.2535 | 23272.1762 |  | 0
1982-05-06 | 0 | 0 | 0 | 0 | -6.6845 | -6.6845 | 3104.569 | 23222.1762 |  | 0
1982-05-07 | 0.0033333 | 8.3843 | 3.6551 | 3.6551 | -1.9553 | -1.9553 | 3102.6137 | 23207.5504 |  | 0
1982-05-08 | 0 | 0 | 0 | 0 | -6.6845 | -6.6845 | 3095.9292 | 23157.5503 |  | 0
1982-05-09 | 0.016667 | 41.9213 | 3.6551 | 3.6551 | 31.5818 | 31.5818 | 3127.5109 | 23393.7819 |  | 0
1982-05-10 | 0 | 0 | 0 | 0 | -6.6845 | -6.6845 | 3120.8264 | 23343.7818 |  | 0 | 1
1982-05-11 | 0 | 0 | 0 | 0 | -6.6845 | -6.6845 | 3114.1419 | 23293.7817 |  | 0
1982-05-12 | 0 | 0 | 0 | 0 | -6.6845 | -6.6845 | 3107.4574 | 23243.7817 |  | 0
1982-05-13 | 0 | 0 | 0 | 0 | -6.6845 | -6.6845 | 3100.7729 | 23193.7816 |  | 0
1982-05-14 | 0 | 0 | 0 | 0 | -6.6845 | -6.6845 | 3094.0884 | 23143.7816 |  | 0
1982-05-15 | 0 | 0 | 0 | 0 | -6.6845 | -6.6845 | 3087.4039 | 23093.7815 |  | 0
1982-05-16 | 0 | 0 | 0 | 0 | -6.6845 | -6.6845 | 3080.7194 | 23043.7814 |  | 0
1982-05-17 | 0 | 0 | 0 | 0 | -6.6845 | -6.6845 | 3074.0349 | 22993.7814 |  | 0
1982-05-18 | 0 | 0 | 0 | 0 | -6.6845 | -6.6845 | 3067.3504 | 22943.7813 |  | 0
1982-05-19 | 0 | 0 | 0 | 0 | -6.6845 | -6.6845 | 3060.6659 | 22893.7813 |  | 0
1982-05-20 | 0 | 0 | 0 | 0 | -6.6845 | -6.6845 | 3053.9814 | 22843.7812 |  | 0
1982-05-21 | 0 | 0 | 0 | 0 | -6.6845 | -6.6845 | 3047.2969 | 22793.7811 |  | 0
1982-05-22 | 0 | 0 | 0 | 0 | -6.6845 | -6.6845 | 3040.6124 | 22743.7811 |  | 0
1982-05-23 | 0.029167 | 73.3623 | 3.6551 | 3.6551 | 63.0228 | 63.0228 | 3103.6352 | 23215.1913 |  | 0
1982-05-24 | 0.014167 | 35.6331 | 3.6551 | 3.6551 | 25.2936 | 25.2936 | 3128.9287 | 23404.387 |  | 0
1982-05-25 | 0 | 0 | 0 | 0 | -6.6845 | -6.6845 | 3122.2442 | 23354.387 |  | 0
1982-05-26 | 0 | 0 | 0 | 0 | -6.6845 | -6.6845 | 3115.5597 | 23304.3869 |  | 0
1982-05-27 | 0 | 0 | 0 | 0 | -6.6845 | -6.6845 | 3108.8752 | 23254.3869 |  | 0
1982-05-28 | 0 | 0 | 0 | 0 | -6.6845 | -6.6845 | 3102.1907 | 23204.3868 |  | 0
1982-05-29 | 0 | 0 | 0 | 0 | -6.6845 | -6.6845 | 3095.5062 | 23154.3867 |  | 0
1982-05-30 | 0 | 0 | 0 | 0 | -6.6845 | -6.6845 | 3088.8217 | 23104.3867 |  | 0
1982-05-31 | 0 | 0 | 0 | 0 | -6.6845 | -6.6845 | 3082.1372 | 23054.3866 |  | 0
1982-06-01 | 0 | 0 | 0 | 0 | -6.6845 | -6.6845 | 3075.4527 | 23004.3866 |  | 0
1982-06-02 | 0 | 0 | 0 | 0 | -6.6845 | -6.6845 | 3068.7682 | 22954.3865 |  | 0
1982-06-03 | 0 | 0 | 0 | 0 | -6.6845 | -6.6845 | 3062.0837 | 22904.3864 |  | 0
1982-06-04 | 0 | 0 | 0 | 0 | -6.6845 | -6.6845 | 3055.3992 | 22854.3864 |  | 0
1982-06-05 | 0 | 0 | 0 | 0 | -6.6845 | -6.6845 | 3048.7147 | 22804.3863 |  | 0
1982-06-06 | 0 | 0 | 0 | 0 | -6.6845 | -6.6845 | 3042.0302 | 22754.3863 |  | 0
1982-06-07 | 0 | 0 | 0 | 0 | -6.6845 | -6.6845 | 3035.3457 | 22704.3862 |  | 0
1982-06-08 | 0.025833 | 64.9781 | 3.6551 | 3.6551 | 54.6385 | 54.6385 | 3089.9842 | 23113.0821 |  | 0
1982-06-09 | 0.00083333 | 2.0961 | 3.6551 | 2.0961 | -6.6845 | -6.6845 | 3083.2997 | 23063.082 |  | 0
1982-06-10 | 0 | 0 | 0 | 0 | -6.6845 | -6.6845 | 3076.6152 | 23013.082 |  | 0
1982-06-11 | 0.034167 | 85.9387 | 3.6551 | 3.6551 | 75.5992 | 75.5992 | 3152.2144 | 23578.5636 |  | 0
1982-06-12 | 0 | 0 | 0 | 0 | -6.6845 | -6.6845 | 3145.5299 | 23528.5636 |  | 0
1982-06-13 | 0 | 0 | 0 | 0 | -6.6845 | -6.6845 | 3138.8454 | 23478.5635 |  | 0
1982-06-14 | 0.013333 | 33.5371 | 3.6551 | 3.6551 | 23.1975 | 23.1975 | 3162.0429 | 23652.0807 |  | 0
1982-06-15 | 0 | 0 | 0 | 0 | -6.6845 | -6.6845 | 3155.3584 | 23602.0807 |  | 0
1982-06-16 | 0 | 0 | 0 | 0 | -6.6845 | -6.6845 | 3148.6739 | 23552.0806 |  | 0
1982-06-17 | 0 | 0 | 0 | 0 | -6.6845 | -6.6845 | 3141.9894 | 23502.0805 |  | 0
1982-06-18 | 0 | 0 | 0 | 0 | -6.6845 | -6.6845 | 3135.3049 | 23452.0805 |  | 0
1982-06-19 | 0 | 0 | 0 | 0 | -6.6845 | -6.6845 | 3128.6204 | 23402.0804 |  | 0
1982-06-20 | 0 | 0 | 0 | 0 | -6.6845 | -6.6845 | 3121.9359 | 23352.0804 |  | 0
1982-06-21 | 0.026667 | 67.0741 | 3.6551 | 3.6551 | 56.7346 | 56.7346 | 3178.6704 | 23776.4548 |  | 0
1982-06-22 | 0.0125 | 31.441 | 3.6551 | 3.6551 | 21.1014 | 21.1014 | 3199.7718 | 23934.2934 |  | 0
1982-06-23 | 0 | 0 | 0 | 0 | -6.6845 | -6.6845 | 3193.0873 | 23884.2934 |  | 0
1982-06-24 | 0 | 0 | 0 | 0 | -6.6845 | -6.6845 | 3186.4028 | 23834.2933 |  | 0
1982-06-25 | 0 | 0 | 0 | 0 | -6.6845 | -6.6845 | 3179.7183 | 23784.2932 |  | 0
1982-06-26 | 0 | 0 | 0 | 0 | -6.6845 | -6.6845 | 3173.0338 | 23734.2932 |  | 0
1982-06-27 | 0 | 0 | 0 | 0 | -6.6845 | -6.6845 | 3166.3493 | 23684.2931 |  | 0
1982-06-28 | 0.0041667 | 10.4803 | 3.6551 | 3.6551 | 0.14075 | 0.14075 | 3166.4901 | 23685.346 |  | 0
1982-06-29 | 0 | 0 | 0 | 0 | -6.6845 | -6.6845 | 3159.8056 | 23635.3459 |  | 0
1982-06-30 | 0.005 | 12.5764 | 3.6551 | 3.6551 | 2.2368 | 2.2368 | 3162.0424 | 23652.0773 |  | 0
1982-07-01 | 0.0091667 | 23.0567 | 3.6551 | 3.6551 | 12.7172 | 12.7172 | 3174.7596 | 23747.2016 |  | 0
1982-07-02 | 0.0058333 | 14.6725 | 3.6551 | 3.6551 | 4.3329 | 4.3329 | 3179.0925 | 23779.6116 |  | 0
1982-07-03 | 0.0041667 | 10.4803 | 3.6551 | 3.6551 | 0.14075 | 0.14075 | 3179.2332 | 23780.6644 |  | 0
1982-07-04 | 0 | 0 | 0 | 0 | -6.6845 | -6.6845 | 3172.5487 | 23730.6644 |  | 0
1982-07-05 | 0.044167 | 111.0915 | 3.6551 | 3.6551 | 100.752 | 100.752 | 3273.3007 | 24484.289 |  | 0
1982-07-06 | 0 | 0 | 0 | 0 | -6.6845 | -6.6845 | 3266.6162 | 24434.2889 |  | 0
1982-07-07 | 0 | 0 | 0 | 0 | -6.6845 | -6.6845 | 3259.9317 | 24384.2889 |  | 0
1982-07-08 | 0 | 0 | 0 | 0 | -6.6845 | -6.6845 | 3253.2472 | 24334.2888 |  | 0
1982-07-09 | 0.015833 | 39.8253 | 3.6551 | 3.6551 | 29.4857 | 29.4857 | 3282.7329 | 24554.8417 |  | 0
1982-07-10 | 0 | 0 | 0 | 0 | -6.6845 | -6.6845 | 3276.0484 | 24504.8417 |  | 0
1982-07-11 | 0 | 0 | 0 | 0 | -6.6845 | -6.6845 | 3269.3639 | 24454.8416 |  | 0
1982-07-12 | 0.0041667 | 10.4803 | 3.6551 | 3.6551 | 0.14075 | 0.14075 | 3269.5046 | 24455.8945 |  | 0
1982-07-13 | 0 | 0 | 0 | 0 | -6.6845 | -6.6845 | 3262.8201 | 24405.8944 |  | 0
1982-07-14 | 0 | 0 | 0 | 0 | -6.6845 | -6.6845 | 3256.1356 | 24355.8943 |  | 0
1982-07-15 | 0 | 0 | 0 | 0 | -6.6845 | -6.6845 | 3249.4511 | 24305.8943 |  | 0
1982-07-16 | 0.015833 | 39.8253 | 3.6551 | 3.6551 | 29.4857 | 29.4857 | 3278.9368 | 24526.4472 |  | 0
1982-07-17 | 0 | 0 | 0 | 0 | -6.6845 | -6.6845 | 3272.2523 | 24476.4472 |  | 0
1982-07-18 | 0 | 0 | 0 | 0 | -6.6845 | -6.6845 | 3265.5678 | 24426.4471 |  | 0
1982-07-19 | 0.020833 | 52.4017 | 3.6551 | 3.6551 | 42.0621 | 42.0621 | 3307.6299 | 24741.0715 |  | 0
1982-07-20 | 0 | 0 | 0 | 0 | -6.6845 | -6.6845 | 3300.9454 | 24691.0714 |  | 0
1982-07-21 | 0 | 0 | 0 | 0 | -6.6845 | -6.6845 | 3294.2609 | 24641.0714 |  | 0
1982-07-22 | 0 | 0 | 0 | 0 | -6.6845 | -6.6845 | 3287.5764 | 24591.0713 |  | 0
1982-07-23 | 0 | 0 | 0 | 0 | -6.6845 | -6.6845 | 3280.8919 | 24541.0713 |  | 0
1982-07-24 | 0.035833 | 90.1309 | 3.6551 | 3.6551 | 79.7913 | 79.7913 | 3360.6832 | 25137.9101 |  | 0
1982-07-25 | 0 | 0 | 0 | 0 | -6.6845 | -6.6845 | 3353.9987 | 25087.91 |  | 0
1982-07-26 | 0 | 0 | 0 | 0 | -6.6845 | -6.6845 | 3347.3142 | 25037.91 |  | 0
1982-07-27 | 0 | 0 | 0 | 0 | -6.6845 | -6.6845 | 3340.6297 | 24987.9099 |  | 0
1982-07-28 | 0 | 0 | 0 | 0 | -6.6845 | -6.6845 | 3333.9452 | 24937.9098 |  | 0
1982-07-29 | 0 | 0 | 0 | 0 | -6.6845 | -6.6845 | 3327.2607 | 24887.9098 |  | 0
1982-07-30 | 0.0091667 | 23.0567 | 3.6551 | 3.6551 | 12.7172 | 12.7172 | 3339.9778 | 24983.0341 |  | 0
1982-07-31 | 0.005 | 12.5764 | 3.6551 | 3.6551 | 2.2368 | 2.2368 | 3342.2146 | 24999.7655 |  | 0
1982-08-01 | 0.053333 | 134.1483 | 3.6551 | 3.6551 | 123.8087 | 123.8087 | 3466.0233 | 25925.8545 |  | 0
1982-08-02 | 0 | 0 | 0 | 0 | -6.6845 | -6.6845 | 3459.3388 | 25875.8544 |  | 0
1982-08-03 | 0.051667 | 129.9561 | 3.6551 | 3.6551 | 119.6166 | 119.6166 | 3578.9554 | 26770.5862 |  | 0
1982-08-04 | 0 | 0 | 0 | 0 | -6.6845 | -6.6845 | 3572.2709 | 26720.5862 |  | 0
1982-08-05 | 0.024167 | 60.7859 | 3.6551 | 3.6551 | 50.4464 | 50.4464 | 3622.7172 | 27097.9249 |  | 0
1982-08-06 | 0 | 0 | 0 | 0 | -6.6845 | -6.6845 | 3616.0327 | 27047.9248 |  | 0
1982-08-07 | 0 | 0 | 0 | 0 | -6.6845 | -6.6845 | 3609.3482 | 26997.9248 |  | 0
1982-08-08 | 0 | 0 | 0 | 0 | -6.6845 | -6.6845 | 3602.6637 | 26947.9247 |  | 0
1982-08-09 | 0.023333 | 58.6899 | 3.6551 | 3.6551 | 48.3503 | 48.3503 | 3651.014 | 27309.5849 |  | 0
1982-08-10 | 0 | 0 | 0 | 0 | -6.6845 | -6.6845 | 3644.3295 | 27259.5848 |  | 0
1982-08-11 | 0 | 0 | 0 | 0 | -6.6845 | -6.6845 | 3637.645 | 27209.5847 |  | 0
1982-08-12 | 0 | 0 | 0 | 0 | -6.6845 | -6.6845 | 3630.9605 | 27159.5847 |  | 0
1982-08-13 | 0 | 0 | 0 | 0 | -6.6845 | -6.6845 | 3624.276 | 27109.5846 |  | 0
1982-08-14 | 0 | 0 | 0 | 0 | -6.6845 | -6.6845 | 3617.5915 | 27059.5846 |  | 0
1982-08-15 | 0 | 0 | 0 | 0 | -6.6845 | -6.6845 | 3610.907 | 27009.5845 |  | 0
1982-08-16 | 0 | 0 | 0 | 0 | -6.6845 | -6.6845 | 3604.2225 | 26959.5844 |  | 0
1982-08-17 | 0 | 0 | 0 | 0 | -6.6845 | -6.6845 | 3597.538 | 26909.5844 |  | 0
1982-08-18 | 0 | 0 | 0 | 0 | -6.6845 | -6.6845 | 3590.8535 | 26859.5843 |  | 0
1982-08-19 | 0 | 0 | 0 | 0 | -6.6845 | -6.6845 | 3584.169 | 26809.5843 |  | 0
1982-08-20 | 0 | 0 | 0 | 0 | -6.6845 | -6.6845 | 3577.4845 | 26759.5842 |  | 0
1982-08-21 | 0 | 0 | 0 | 0 | -6.6845 | -6.6845 | 3570.8 | 26709.5841 |  | 0
1982-08-22 | 0 | 0 | 0 | 0 | -6.6845 | -6.6845 | 3564.1155 | 26659.5841 |  | 0
1982-08-23 | 0 | 0 | 0 | 0 | -6.6845 | -6.6845 | 3557.431 | 26609.584 |  | 0
1982-08-24 | 0 | 0 | 0 | 0 | -6.6845 | -6.6845 | 3550.7465 | 26559.584 |  | 0
1982-08-25 | 0.071667 | 180.2617 | 3.6551 | 3.6551 | 169.9222 | 169.9222 | 3720.6687 | 27830.6017 |  | 0
1982-08-26 | 0 | 0 | 0 | 0 | -6.6845 | -6.6845 | 3713.9842 | 27780.6016 |  | 0
1982-08-27 | 0 | 0 | 0 | 0 | -6.6845 | -6.6845 | 3707.2997 | 27730.6015 |  | 0
1982-08-28 | 0.0066667 | 16.7685 | 3.6551 | 3.6551 | 6.429 | 6.429 | 3713.7286 | 27778.6901 |  | 0
1982-08-29 | 0 | 0 | 0 | 0 | -6.6845 | -6.6845 | 3707.0441 | 27728.6901 |  | 0
1982-08-30 | 0 | 0 | 0 | 0 | -6.6845 | -6.6845 | 3700.3596 | 27678.69 |  | 0
1982-08-31 | 0 | 0 | 0 | 0 | -6.6845 | -6.6845 | 3693.6751 | 27628.6899 |  | 0
1982-09-01 | 0 | 0 | 0 | 0 | -6.6845 | -6.6845 | 3686.9906 | 27578.6899 |  | 0
1982-09-02 | 0 | 0 | 0 | 0 | -6.6845 | -6.6845 | 3680.3061 | 27528.6898 |  | 0
1982-09-03 | 0 | 0 | 0 | 0 | -6.6845 | -6.6845 | 3673.6216 | 27478.6898 |  | 0
1982-09-04 | 0 | 0 | 0 | 0 | -6.6845 | -6.6845 | 3666.9371 | 27428.6897 |  | 0
1982-09-05 | 0 | 0 | 0 | 0 | -6.6845 | -6.6845 | 3660.2526 | 27378.6896 |  | 0
1982-09-06 | 0 | 0 | 0 | 0 | -6.6845 | -6.6845 | 3653.5681 | 27328.6896 |  | 0
1982-09-07 | 0 | 0 | 0 | 0 | -6.6845 | -6.6845 | 3646.8836 | 27278.6895 |  | 0
1982-09-08 | 0 | 0 | 0 | 0 | -6.6845 | -6.6845 | 3640.1991 | 27228.6895 |  | 0
1982-09-09 | 0.0041667 | 10.4803 | 3.6551 | 3.6551 | 0.14075 | 0.14075 | 3640.3399 | 27229.7423 |  | 0
1982-09-10 | 0 | 0 | 0 | 0 | -6.6845 | -6.6845 | 3633.6554 | 27179.7422 |  | 0
1982-09-11 | 0.005 | 12.5764 | 3.6551 | 3.6551 | 2.2368 | 2.2368 | 3635.8922 | 27196.4736 |  | 0
1982-09-12 | 0 | 0 | 0 | 0 | -6.6845 | -6.6845 | 3629.2077 | 27146.4736 |  | 0
1982-09-13 | 0 | 0 | 0 | 0 | -6.6845 | -6.6845 | 3622.5232 | 27096.4735 |  | 0
1982-09-14 | 0 | 0 | 0 | 0 | -6.6845 | -6.6845 | 3615.8387 | 27046.4735 |  | 0
1982-09-15 | 0.038333 | 96.4191 | 3.6551 | 3.6551 | 86.0795 | 86.0795 | 3701.9182 | 27690.348 |  | 0
1982-09-16 | 0 | 0 | 0 | 0 | -6.6845 | -6.6845 | 3695.2337 | 27640.348 |  | 0
1982-09-17 | 0 | 0 | 0 | 0 | -6.6845 | -6.6845 | 3688.5492 | 27590.3479 |  | 0
1982-09-18 | 0 | 0 | 0 | 0 | -6.6845 | -6.6845 | 3681.8647 | 27540.3478 |  | 0
1982-09-19 | 0.0058333 | 14.6725 | 3.6551 | 3.6551 | 4.3329 | 4.3329 | 3686.1976 | 27572.7578 |  | 0
1982-09-20 | 0 | 0 | 0 | 0 | -6.6845 | -6.6845 | 3679.5131 | 27522.7578 |  | 0
1982-09-21 | 0 | 0 | 0 | 0 | -6.6845 | -6.6845 | 3672.8286 | 27472.7577 |  | 0
1982-09-22 | 0 | 0 | 0 | 0 | -6.6845 | -6.6845 | 3666.1441 | 27422.7576 |  | 0
1982-09-23 | 0 | 0 | 0 | 0 | -6.6845 | -6.6845 | 3659.4596 | 27372.7576 |  | 0
1982-09-24 | 0 | 0 | 0 | 0 | -6.6845 | -6.6845 | 3652.7751 | 27322.7575 |  | 0
1982-09-25 | 0 | 0 | 0 | 0 | -6.6845 | -6.6845 | 3646.0906 | 27272.7575 |  | 0
1982-09-26 | 0 | 0 | 0 | 0 | -6.6845 | -6.6845 | 3639.4061 | 27222.7574 |  | 0
1982-09-27 | 0 | 0 | 0 | 0 | -6.6845 | -6.6845 | 3632.7216 | 27172.7573 |  | 0
1982-09-28 | 0 | 0 | 0 | 0 | -6.6845 | -6.6845 | 3626.0371 | 27122.7573 |  | 0
1982-09-29 | 0.0058333 | 14.6725 | 3.6551 | 3.6551 | 4.3329 | 4.3329 | 3630.37 | 27155.1673 |  | 0
1982-09-30 | 0 | 0 | 0 | 0 | -6.6845 | -6.6845 | 3623.6855 | 27105.1672 |  | 0
1982-10-01 | 0 | 0 | 0 | 0 | -6.6845 | -6.6845 | 3617.001 | 27055.1672 |  | 0
1982-10-02 | 0 | 0 | 0 | 0 | -6.6845 | -6.6845 | 3610.3165 | 27005.1671 |  | 0
1982-10-03 | 0 | 0 | 0 | 0 | -6.6845 | -6.6845 | 3603.632 | 26955.167 |  | 0
1982-10-04 | 0 | 0 | 0 | 0 | -6.6845 | -6.6845 | 3596.9475 | 26905.167 |  | 0
1982-10-05 | 0 | 0 | 0 | 0 | -6.6845 | -6.6845 | 3590.263 | 26855.1669 |  | 0
1982-10-06 | 0 | 0 | 0 | 0 | -6.6845 | -6.6845 | 3583.5785 | 26805.1669 |  | 0
1982-10-07 | 0 | 0 | 0 | 0 | -6.6845 | -6.6845 | 3576.894 | 26755.1668 |  | 0
1982-10-08 | 0.0058333 | 14.6725 | 3.6551 | 3.6551 | 4.3329 | 4.3329 | 3581.2268 | 26787.5768 |  | 0
1982-10-09 | 0 | 0 | 0 | 0 | -6.6845 | -6.6845 | 3574.5423 | 26737.5767 |  | 0
1982-10-10 | 0 | 0 | 0 | 0 | -6.6845 | -6.6845 | 3567.8578 | 26687.5767 |  | 0
1982-10-11 | 0 | 0 | 0 | 0 | -6.6845 | -6.6845 | 3561.1733 | 26637.5766 |  | 0
1982-10-12 | 0 | 0 | 0 | 0 | -6.6845 | -6.6845 | 3554.4888 | 26587.5765 |  | 0
1982-10-13 | 0 | 0 | 0 | 0 | -6.6845 | -6.6845 | 3547.8043 | 26537.5765 |  | 0
1982-10-14 | 0 | 0 | 0 | 0 | -6.6845 | -6.6845 | 3541.1198 | 26487.5764 |  | 0
1982-10-15 | 0 | 0 | 0 | 0 | -6.6845 | -6.6845 | 3534.4353 | 26437.5764 |  | 0
1982-10-16 | 0 | 0 | 0 | 0 | -6.6845 | -6.6845 | 3527.7508 | 26387.5763 |  | 0
1982-10-17 | 0 | 0 | 0 | 0 | -6.6845 | -6.6845 | 3521.0663 | 26337.5762 |  | 0
1982-10-18 | 0 | 0 | 0 | 0 | -6.6845 | -6.6845 | 3514.3818 | 26287.5762 |  | 0
1982-10-19 | 0 | 0 | 0 | 0 | -6.6845 | -6.6845 | 3507.6973 | 26237.5761 |  | 0
1982-10-20 | 0 | 0 | 0 | 0 | -6.6845 | -6.6845 | 3501.0128 | 26187.5761 |  | 0
1982-10-21 | 0 | 0 | 0 | 0 | -6.6845 | -6.6845 | 3494.3283 | 26137.576 |  | 0
1982-10-22 | 0 | 0 | 0 | 0 | -6.6845 | -6.6845 | 3487.6438 | 26087.5759 |  | 0
1982-10-23 | 0 | 0 | 0 | 0 | -6.6845 | -6.6845 | 3480.9593 | 26037.5759 |  | 0
1982-10-24 | 0 | 0 | 0 | 0 | -6.6845 | -6.6845 | 3474.2748 | 25987.5758 |  | 0
1982-10-25 | 0 | 0 | 0 | 0 | -6.6845 | -6.6845 | 3467.5903 | 25937.5758 |  | 0
1982-10-26 | 0 | 0 | 0 | 0 | -6.6845 | -6.6845 | 3460.9058 | 25887.5757 |  | 0
1982-10-27 | 0 | 0 | 0 | 0 | -6.6845 | -6.6845 | 3454.2213 | 25837.5756 |  | 0
1982-10-28 | 0 | 0 | 0 | 0 | -6.6845 | -6.6845 | 3447.5368 | 25787.5756 |  | 0
1982-10-29 | 0 | 0 | 0 | 0 | -6.6845 | -6.6845 | 3440.8523 | 25737.5755 |  | 0
1982-10-30 | 0 | 0 | 0 | 0 | -6.6845 | -6.6845 | 3434.1678 | 25687.5755 |  | 0
1982-10-31 | 0 | 0 | 0 | 0 | -6.6845 | -6.6845 | 3427.4833 | 25637.5754 |  | 0
1982-11-01 | 0 | 0 | 0 | 0 | -6.6845 | -6.6845 | 3420.7988 | 25587.5753 |  | 0
1982-11-02 | 0 | 0 | 0 | 0 | -6.6845 | -6.6845 | 3414.1143 | 25537.5753 |  | 0
1982-11-03 | 0.014167 | 35.6331 | 3.6551 | 3.6551 | 25.2936 | 25.2936 | 3439.4079 | 25726.7711 |  | 0
1982-11-04 | 0 | 0 | 0 | 0 | -6.6845 | -6.6845 | 3432.7234 | 25676.771 |  | 0
1982-11-05 | 0 | 0 | 0 | 0 | -6.6845 | -6.6845 | 3426.0389 | 25626.7709 |  | 0
1982-11-06 | 0 | 0 | 0 | 0 | -6.6845 | -6.6845 | 3419.3544 | 25576.7709 |  | 0
1982-11-07 | 0 | 0 | 0 | 0 | -6.6845 | -6.6845 | 3412.6699 | 25526.7708 |  | 0
1982-11-08 | 0 | 0 | 0 | 0 | -6.6845 | -6.6845 | 3405.9854 | 25476.7708 |  | 0
1982-11-09 | 0 | 0 | 0 | 0 | -6.6845 | -6.6845 | 3399.3009 | 25426.7707 |  | 0
1982-11-10 | 0 | 0 | 0 | 0 | -6.6845 | -6.6845 | 3392.6164 | 25376.7706 |  | 0
1982-11-11 | 0.0041667 | 10.4803 | 3.6551 | 3.6551 | 0.14075 | 0.14075 | 3392.7571 | 25377.8235 |  | 0
1982-11-12 | 0 | 0 | 0 | 0 | -6.6845 | -6.6845 | 3386.0726 | 25327.8234 |  | 0
1982-11-13 | 0 | 0 | 0 | 0 | -6.6845 | -6.6845 | 3379.3881 | 25277.8234 |  | 0
1982-11-14 | 0 | 0 | 0 | 0 | -6.6845 | -6.6845 | 3372.7036 | 25227.8233 |  | 0
1982-11-15 | 0 | 0 | 0 | 0 | -6.6845 | -6.6845 | 3366.0191 | 25177.8232 |  | 0
1982-11-16 | 0 | 0 | 0 | 0 | -6.6845 | -6.6845 | 3359.3346 | 25127.8232 |  | 0
1982-11-17 | 0 | 0 | 0 | 0 | -6.6845 | -6.6845 | 3352.6501 | 25077.8231 |  | 0
1982-11-18 | 0 | 0 | 0 | 0 | -6.6845 | -6.6845 | 3345.9656 | 25027.8231 |  | 0
1982-11-19 | 0 | 0 | 0 | 0 | -6.6845 | -6.6845 | 3339.2811 | 24977.823 |  | 0
1982-11-20 | 0 | 0 | 0 | 0 | -6.6845 | -6.6845 | 3332.5966 | 24927.8229 |  | 0
1982-11-21 | 0 | 0 | 0 | 0 | -6.6845 | -6.6845 | 3325.9121 | 24877.8229 |  | 0
1982-11-22 | 0 | 0 | 0 | 0 | -6.6845 | -6.6845 | 3319.2276 | 24827.8228 |  | 0
1982-11-23 | 0 | 0 | 0 | 0 | -6.6845 | -6.6845 | 3312.5431 | 24777.8228 |  | 0
1982-11-24 | 0 | 0 | 0 | 0 | -6.6845 | -6.6845 | 3305.8586 | 24727.8227 |  | 0
1982-11-25 | 0.025833 | 64.9781 | 3.6551 | 3.6551 | 54.6385 | 54.6385 | 3360.4971 | 25136.5186 |  | 0
1982-11-26 | 0.0041667 | 10.4803 | 3.6551 | 3.6551 | 0.14075 | 0.14075 | 3360.6379 | 25137.5714 |  | 0
1982-11-27 | 0.016667 | 41.9213 | 3.6551 | 3.6551 | 31.5818 | 31.5818 | 3392.2196 | 25373.8029 |  | 0
1982-11-28 | 0 | 0 | 0 | 0 | -6.6845 | -6.6845 | 3385.5351 | 25323.8029 |  | 0
1982-11-29 | 0 | 0 | 0 | 0 | -6.6845 | -6.6845 | 3378.8506 | 25273.8028 |  | 0
1982-11-30 | 0 | 0 | 0 | 0 | -6.6845 | -6.6845 | 3372.1661 | 25223.8027 |  | 0
1982-12-01 | 0 | 0 | 0 | 0 | -6.6845 | -6.6845 | 3365.4816 | 25173.8027 |  | 0
1982-12-02 | 0.025 | 62.882 | 3.6551 | 3.6551 | 52.5424 | 52.5424 | 3418.0241 | 25566.82 |  | 0
1982-12-03 | 0 | 0 | 0 | 0 | -6.6845 | -6.6845 | 3411.3396 | 25516.8199 |  | 0
1982-12-04 | 0 | 0 | 0 | 0 | -6.6845 | -6.6845 | 3404.6551 | 25466.8199 |  | 0
1982-12-05 | 0 | 0 | 0 | 0 | -6.6845 | -6.6845 | 3397.9706 | 25416.8198 |  | 0
1982-12-06 | 0 | 0 | 0 | 0 | -6.6845 | -6.6845 | 3391.2861 | 25366.8197 |  | 0
1982-12-07 | 0 | 0 | 0 | 0 | -6.6845 | -6.6845 | 3384.6016 | 25316.8197 |  | 0
1982-12-08 | 0 | 0 | 0 | 0 | -6.6845 | -6.6845 | 3377.9171 | 25266.8196 |  | 0
1982-12-09 | 0 | 0 | 0 | 0 | -6.6845 | -6.6845 | 3371.2326 | 25216.8196 |  | 0
1982-12-10 | 0.0525 | 132.0522 | 3.6551 | 3.6551 | 121.7126 | 121.7126 | 3492.9452 | 26127.23 |  | 0
1982-12-11 | 0.0375 | 94.323 | 3.6551 | 3.6551 | 83.9834 | 83.9834 | 3576.9286 | 26755.4259 |  | 0
1982-12-12 | 0 | 0 | 0 | 0 | -6.6845 | -6.6845 | 3570.2441 | 26705.4259 |  | 0
1982-12-13 | 0 | 0 | 0 | 0 | -6.6845 | -6.6845 | 3563.5596 | 26655.4258 |  | 0
1982-12-14 | 0 | 0 | 0 | 0 | -6.6845 | -6.6845 | 3556.8751 | 26605.4258 |  | 0
1982-12-15 | 0 | 0 | 0 | 0 | -6.6845 | -6.6845 | 3550.1906 | 26555.4257 |  | 0
1982-12-16 | 0 | 0 | 0 | 0 | -6.6845 | -6.6845 | 3543.5061 | 26505.4256 |  | 0
1982-12-17 | 0 | 0 | 0 | 0 | -6.6845 | -6.6845 | 3536.8216 | 26455.4256 |  | 0
1982-12-18 | 0 | 0 | 0 | 0 | -6.6845 | -6.6845 | 3530.1371 | 26405.4255 |  | 0
1982-12-19 | 0 | 0 | 0 | 0 | -6.6845 | -6.6845 | 3523.4526 | 26355.4255 |  | 0
1982-12-20 | 0 | 0 | 0 | 0 | -6.6845 | -6.6845 | 3516.7681 | 26305.4254 |  | 0
1982-12-21 | 0 | 0 | 0 | 0 | -6.6845 | -6.6845 | 3510.0836 | 26255.4253 |  | 0
1982-12-22 | 0 | 0 | 0 | 0 | -6.6845 | -6.6845 | 3503.3991 | 26205.4253 |  | 0
1982-12-23 | 0 | 0 | 0 | 0 | -6.6845 | -6.6845 | 3496.7146 | 26155.4252 |  | 0
1982-12-24 | 0 | 0 | 0 | 0 | -6.6845 | -6.6845 | 3490.0301 | 26105.4252 |  | 0
1982-12-25 | 0 | 0 | 0 | 0 | -6.6845 | -6.6845 | 3483.3456 | 26055.4251 |  | 0
1982-12-26 | 0 | 0 | 0 | 0 | -6.6845 | -6.6845 | 3476.6611 | 26005.425 |  | 0
1982-12-27 | 0 | 0 | 0 | 0 | -6.6845 | -6.6845 | 3469.9766 | 25955.425 |  | 0
1982-12-28 | 0 | 0 | 0 | 0 | -6.6845 | -6.6845 | 3463.2921 | 25905.4249 |  | 0
1982-12-29 | 0 | 0 | 0 | 0 | -6.6845 | -6.6845 | 3456.6076 | 25855.4249 |  | 0
1982-12-30 | 0 | 0 | 0 | 0 | -6.6845 | -6.6845 | 3449.9231 | 25805.4248 |  | 0
1982-12-31 | 0.0375 | 94.323 | 3.6551 | 3.6551 | 83.9834 | 83.9834 | 3533.9065 | 26433.6208 |  | 0
1983-01-01 | 0 | 0 | 0 | 0 | -6.6845 | -6.6845 | 3527.222 | 26383.6207 |  | 0
1983-01-02 | 0 | 0 | 0 | 0 | -6.6845 | -6.6845 | 3520.5375 | 26333.6207 |  | 0
1983-01-03 | 0 | 0 | 0 | 0 | -6.6845 | -6.6845 | 3513.853 | 26283.6206 |  | 0
1983-01-04 | 0 | 0 | 0 | 0 | -6.6845 | -6.6845 | 3507.1685 | 26233.6205 |  | 0
1983-01-05 | 0 | 0 | 0 | 0 | -6.6845 | -6.6845 | 3500.484 | 26183.6205 |  | 0
1983-01-06 | 0 | 0 | 0 | 0 | -6.6845 | -6.6845 | 3493.7995 | 26133.6204 |  | 0
1983-01-07 | 0 | 0 | 0 | 0 | -6.6845 | -6.6845 | 3487.115 | 26083.6204 |  | 0
1983-01-08 | 0 | 0 | 0 | 0 | -6.6845 | -6.6845 | 3480.4305 | 26033.6203 |  | 0
1983-01-09 | 0 | 0 | 0 | 0 | -6.6845 | -6.6845 | 3473.746 | 25983.6202 |  | 0
1983-01-10 | 0 | 0 | 0 | 0 | -6.6845 | -6.6845 | 3467.0615 | 25933.6202 |  | 0
1983-01-11 | 0 | 0 | 0 | 0 | -6.6845 | -6.6845 | 3460.377 | 25883.6201 |  | 0
1983-01-12 | 0 | 0 | 0 | 0 | -6.6845 | -6.6845 | 3453.6925 | 25833.6201 |  | 0
1983-01-13 | 0 | 0 | 0 | 0 | -6.6845 | -6.6845 | 3447.008 | 25783.62 |  | 0
1983-01-14 | 0 | 0 | 0 | 0 | -6.6845 | -6.6845 | 3440.3235 | 25733.6199 |  | 0
1983-01-15 | 0 | 0 | 0 | 0 | -6.6845 | -6.6845 | 3433.639 | 25683.6199 |  | 0
1983-01-16 | 0 | 0 | 0 | 0 | -6.6845 | -6.6845 | 3426.9545 | 25633.6198 |  | 0
1983-01-17 | 0 | 0 | 0 | 0 | -6.6845 | -6.6845 | 3420.27 | 25583.6198 |  | 0
1983-01-18 | 0.014167 | 35.6331 | 3.6551 | 3.6551 | 25.2936 | 25.2936 | 3445.5636 | 25772.8155 |  | 0
1983-01-19 | 0.025 | 62.882 | 3.6551 | 3.6551 | 52.5424 | 52.5424 | 3498.106 | 26165.8328 |  | 0
1983-01-20 | 0.046667 | 117.3797 | 3.6551 | 3.6551 | 107.0402 | 107.0402 | 3605.1461 | 26966.4932 |  | 0
1983-01-21 | 0.0016667 | 4.1921 | 3.6551 | 3.6551 | -6.1474 | -6.1474 | 3598.9987 | 26920.5103 |  | 0
1983-01-22 | 0 | 0 | 0 | 0 | -6.6845 | -6.6845 | 3592.3142 | 26870.5102 |  | 0
1983-01-23 | 0 | 0 | 0 | 0 | -6.6845 | -6.6845 | 3585.6297 | 26820.5102 |  | 0
1983-01-24 | 0 | 0 | 0 | 0 | -6.6845 | -6.6845 | 3578.9452 | 26770.5101 |  | 0
1983-01-25 | 0 | 0 | 0 | 0 | -6.6845 | -6.6845 | 3572.2607 | 26720.51 |  | 0
1983-01-26 | 0 | 0 | 0 | 0 | -6.6845 | -6.6845 | 3565.5762 | 26670.51 |  | 0
1983-01-27 | 0 | 0 | 0 | 0 | -6.6845 | -6.6845 | 3558.8917 | 26620.5099 |  | 0
1983-01-28 | 0 | 0 | 0 | 0 | -6.6845 | -6.6845 | 3552.2072 | 26570.5099 |  | 0
1983-01-29 | 0 | 0 | 0 | 0 | -6.6845 | -6.6845 | 3545.5227 | 26520.5098 |  | 0
1983-01-30 | 0 | 0 | 0 | 0 | -6.6845 | -6.6845 | 3538.8382 | 26470.5097 |  | 0
1983-01-31 | 0.0025 | 6.2882 | 3.6551 | 3.6551 | -4.0514 | -4.0514 | 3534.7868 | 26440.2054 |  | 0
1983-02-01 | 0.00083333 | 2.0961 | 3.6551 | 2.0961 | -6.6845 | -6.6845 | 3528.1023 | 26390.2054 |  | 0
1983-02-02 | 0 | 0 | 0 | 0 | -6.6845 | -6.6845 | 3521.4178 | 26340.2053 |  | 0
1983-02-03 | 0 | 0 | 0 | 0 | -6.6845 | -6.6845 | 3514.7333 | 26290.2052 |  | 0
1983-02-04 | 0 | 0 | 0 | 0 | -6.6845 | -6.6845 | 3508.0488 | 26240.2052 |  | 0
1983-02-05 | 0.0066667 | 16.7685 | 3.6551 | 3.6551 | 6.429 | 6.429 | 3514.4778 | 26288.2937 |  | 0
1983-02-06 | 0 | 0 | 0 | 0 | -6.6845 | -6.6845 | 3507.7933 | 26238.2937 |  | 0
1983-02-07 | 0 | 0 | 0 | 0 | -6.6845 | -6.6845 | 3501.1088 | 26188.2936 |  | 0
1983-02-08 | 0 | 0 | 0 | 0 | -6.6845 | -6.6845 | 3494.4243 | 26138.2936 |  | 0
1983-02-09 | 0 | 0 | 0 | 0 | -6.6845 | -6.6845 | 3487.7398 | 26088.2935 |  | 0
1983-02-10 | 0 | 0 | 0 | 0 | -6.6845 | -6.6845 | 3481.0553 | 26038.2934 |  | 0
1983-02-11 | 0 | 0 | 0 | 0 | -6.6845 | -6.6845 | 3474.3708 | 25988.2934 |  | 0
1983-02-12 | 0 | 0 | 0 | 0 | -6.6845 | -6.6845 | 3467.6863 | 25938.2933 |  | 0
1983-02-13 | 0 | 0 | 0 | 0 | -6.6845 | -6.6845 | 3461.0018 | 25888.2933 |  | 0
1983-02-14 | 0 | 0 | 0 | 0 | -6.6845 | -6.6845 | 3454.3173 | 25838.2932 |  | 0
1983-02-15 | 0 | 0 | 0 | 0 | -6.6845 | -6.6845 | 3447.6328 | 25788.2931 |  | 0
1983-02-16 | 0 | 0 | 0 | 0 | -6.6845 | -6.6845 | 3440.9483 | 25738.2931 |  | 0
1983-02-17 | 0 | 0 | 0 | 0 | -6.6845 | -6.6845 | 3434.2638 | 25688.293 |  | 0
1983-02-18 | 0 | 0 | 0 | 0 | -6.6845 | -6.6845 | 3427.5793 | 25638.293 |  | 0
1983-02-19 | 0 | 0 | 0 | 0 | -6.6845 | -6.6845 | 3420.8948 | 25588.2929 |  | 0
1983-02-20 | 0 | 0 | 0 | 0 | -6.6845 | -6.6845 | 3414.2103 | 25538.2928 |  | 0
1983-02-21 | 0 | 0 | 0 | 0 | -6.6845 | -6.6845 | 3407.5258 | 25488.2928 |  | 0
1983-02-22 | 0 | 0 | 0 | 0 | -6.6845 | -6.6845 | 3400.8413 | 25438.2927 |  | 0
1983-02-23 | 0 | 0 | 0 | 0 | -6.6845 | -6.6845 | 3394.1568 | 25388.2927 |  | 0
1983-02-24 | 0 | 0 | 0 | 0 | -6.6845 | -6.6845 | 3387.4723 | 25338.2926 |  | 0
1983-02-25 | 0 | 0 | 0 | 0 | -6.6845 | -6.6845 | 3380.7878 | 25288.2925 |  | 0
1983-02-26 | 0.025 | 62.882 | 3.6551 | 3.6551 | 52.5424 | 52.5424 | 3433.3302 | 25681.3098 |  | 0
1983-02-27 | 0.0091667 | 23.0567 | 3.6551 | 3.6551 | 12.7172 | 12.7172 | 3446.0473 | 25776.4342 |  | 0
1983-02-28 | 0 | 0 | 0 | 0 | -6.6845 | -6.6845 | 3439.3628 | 25726.4341 |  | 0
1983-03-01 | 0 | 0 | 0 | 0 | -6.6845 | -6.6845 | 3432.6783 | 25676.434 |  | 0
1983-03-02 | 0 | 0 | 0 | 0 | -6.6845 | -6.6845 | 3425.9938 | 25626.434 |  | 0
1983-03-03 | 0 | 0 | 0 | 0 | -6.6845 | -6.6845 | 3419.3093 | 25576.4339 |  | 0
1983-03-04 | 0.034167 | 85.9387 | 3.6551 | 3.6551 | 75.5992 | 75.5992 | 3494.9085 | 26141.9156 |  | 0
1983-03-05 | 0 | 0 | 0 | 0 | -6.6845 | -6.6845 | 3488.224 | 26091.9155 |  | 0
1983-03-06 | 0 | 0 | 0 | 0 | -6.6845 | -6.6845 | 3481.5395 | 26041.9155 |  | 0
1983-03-07 | 0 | 0 | 0 | 0 | -6.6845 | -6.6845 | 3474.855 | 25991.9154 |  | 0
1983-03-08 | 0 | 0 | 0 | 0 | -6.6845 | -6.6845 | 3468.1705 | 25941.9153 |  | 0
1983-03-09 | 0 | 0 | 0 | 0 | -6.6845 | -6.6845 | 3461.486 | 25891.9153 |  | 0
1983-03-10 | 0 | 0 | 0 | 0 | -6.6845 | -6.6845 | 3454.8015 | 25841.9152 |  | 0
1983-03-11 | 0 | 0 | 0 | 0 | -6.6845 | -6.6845 | 3448.117 | 25791.9152 |  | 0
1983-03-12 | 0 | 0 | 0 | 0 | -6.6845 | -6.6845 | 3441.4325 | 25741.9151 |  | 0
1983-03-13 | 0 | 0 | 0 | 0 | -6.6845 | -6.6845 | 3434.748 | 25691.915 |  | 0
1983-03-14 | 0 | 0 | 0 | 0 | -6.6845 | -6.6845 | 3428.0635 | 25641.915 |  | 0
1983-03-15 | 0 | 0 | 0 | 0 | -6.6845 | -6.6845 | 3421.379 | 25591.9149 |  | 0
1983-03-16 | 0 | 0 | 0 | 0 | -6.6845 | -6.6845 | 3414.6945 | 25541.9149 |  | 0
1983-03-17 | 0 | 0 | 0 | 0 | -6.6845 | -6.6845 | 3408.01 | 25491.9148 |  | 0
1983-03-18 | 0 | 0 | 0 | 0 | -6.6845 | -6.6845 | 3401.3255 | 25441.9147 |  | 0
1983-03-19 | 0 | 0 | 0 | 0 | -6.6845 | -6.6845 | 3394.641 | 25391.9147 |  | 0
1983-03-20 | 0 | 0 | 0 | 0 | -6.6845 | -6.6845 | 3387.9565 | 25341.9146 |  | 0
1983-03-21 | 0 | 0 | 0 | 0 | -6.6845 | -6.6845 | 3381.272 | 25291.9146 |  | 0
1983-03-22 | 0 | 0 | 0 | 0 | -6.6845 | -6.6845 | 3374.5875 | 25241.9145 |  | 0
1983-03-23 | 0 | 0 | 0 | 0 | -6.6845 | -6.6845 | 3367.903 | 25191.9144 |  | 0
1983-03-24 | 0 | 0 | 0 | 0 | -6.6845 | -6.6845 | 3361.2185 | 25141.9144 |  | 0
1983-03-25 | 0 | 0 | 0 | 0 | -6.6845 | -6.6845 | 3354.534 | 25091.9143 |  | 0
1983-03-26 | 0 | 0 | 0 | 0 | -6.6845 | -6.6845 | 3347.8495 | 25041.9143 |  | 0
1983-03-27 | 0 | 0 | 0 | 0 | -6.6845 | -6.6845 | 3341.165 | 24991.9142 |  | 0
1983-03-28 | 0 | 0 | 0 | 0 | -6.6845 | -6.6845 | 3334.4805 | 24941.9141 |  | 0
1983-03-29 | 0 | 0 | 0 | 0 | -6.6845 | -6.6845 | 3327.796 | 24891.9141 |  | 0
1983-03-30 | 0 | 0 | 0 | 0 | -6.6845 | -6.6845 | 3321.1115 | 24841.914 |  | 0
1983-03-31 | 0 | 0 | 0 | 0 | -6.6845 | -6.6845 | 3314.427 | 24791.914 |  | 0
1983-04-01 | 0 | 0 | 0 | 0 | -6.6845 | -6.6845 | 3307.7425 | 24741.9139 |  | 0
1983-04-02 | 0 | 0 | 0 | 0 | -6.6845 | -6.6845 | 3301.058 | 24691.9138 |  | 0
1983-04-03 | 0 | 0 | 0 | 0 | -6.6845 | -6.6845 | 3294.3735 | 24641.9138 |  | 0
1983-04-04 | 0 | 0 | 0 | 0 | -6.6845 | -6.6845 | 3287.689 | 24591.9137 |  | 0
1983-04-05 | 0 | 0 | 0 | 0 | -6.6845 | -6.6845 | 3281.0045 | 24541.9137 |  | 0
1983-04-06 | 0 | 0 | 0 | 0 | -6.6845 | -6.6845 | 3274.32 | 24491.9136 |  | 0
1983-04-07 | 0 | 0 | 0 | 0 | -6.6845 | -6.6845 | 3267.6355 | 24441.9135 |  | 0
1983-04-08 | 0 | 0 | 0 | 0 | -6.6845 | -6.6845 | 3260.951 | 24391.9135 |  | 0
1983-04-09 | 0.03 | 75.4584 | 3.6551 | 3.6551 | 65.1188 | 65.1188 | 3326.0698 | 24879.0022 |  | 0
1983-04-10 | 0 | 0 | 0 | 0 | -6.6845 | -6.6845 | 3319.3853 | 24829.0022 |  | 0
1983-04-11 | 0 | 0 | 0 | 0 | -6.6845 | -6.6845 | 3312.7008 | 24779.0021 |  | 0
1983-04-12 | 0 | 0 | 0 | 0 | -6.6845 | -6.6845 | 3306.0163 | 24729.0021 |  | 0
1983-04-13 | 0 | 0 | 0 | 0 | -6.6845 | -6.6845 | 3299.3318 | 24679.002 |  | 0
1983-04-14 | 0 | 0 | 0 | 0 | -6.6845 | -6.6845 | 3292.6473 | 24629.0019 |  | 0
1983-04-15 | 0 | 0 | 0 | 0 | -6.6845 | -6.6845 | 3285.9628 | 24579.0019 |  | 0
1983-04-16 | 0 | 0 | 0 | 0 | -6.6845 | -6.6845 | 3279.2783 | 24529.0018 |  | 0
1983-04-17 | 0 | 0 | 0 | 0 | -6.6845 | -6.6845 | 3272.5938 | 24479.0018 |  | 0
1983-04-18 | 0 | 0 | 0 | 0 | -6.6845 | -6.6845 | 3265.9093 | 24429.0017 |  | 0
1983-04-19 | 0 | 0 | 0 | 0 | -6.6845 | -6.6845 | 3259.2248 | 24379.0016 |  | 0
1983-04-20 | 0 | 0 | 0 | 0 | -6.6845 | -6.6845 | 3252.5403 | 24329.0016 |  | 0
1983-04-21 | 0 | 0 | 0 | 0 | -6.6845 | -6.6845 | 3245.8558 | 24279.0015 |  | 0
1983-04-22 | 0 | 0 | 0 | 0 | -6.6845 | -6.6845 | 3239.1713 | 24229.0015 |  | 0
1983-04-23 | 0 | 0 | 0 | 0 | -6.6845 | -6.6845 | 3232.4868 | 24179.0014 |  | 0
1983-04-24 | 0 | 0 | 0 | 0 | -6.6845 | -6.6845 | 3225.8023 | 24129.0013 |  | 0
1983-04-25 | 0 | 0 | 0 | 0 | -6.6845 | -6.6845 | 3219.1178 | 24079.0013 |  | 0
1983-04-26 | 0 | 0 | 0 | 0 | -6.6845 | -6.6845 | 3212.4333 | 24029.0012 |  | 0
1983-04-27 | 0 | 0 | 0 | 0 | -6.6845 | -6.6845 | 3205.7488 | 23979.0012 |  | 0
1983-04-28 | 0 | 0 | 0 | 0 | -6.6845 | -6.6845 | 3199.0643 | 23929.0011 |  | 0
1983-04-29 | 0 | 0 | 0 | 0 | -6.6845 | -6.6845 | 3192.3798 | 23879.001 |  | 0
1983-04-30 | 0 | 0 | 0 | 0 | -6.6845 | -6.6845 | 3185.6953 | 23829.001 |  | 0
1983-05-01 | 0 | 0 | 0 | 0 | -6.6845 | -6.6845 | 3179.0108 | 23779.0009 |  | 0
1983-05-02 | 0 | 0 | 0 | 0 | -6.6845 | -6.6845 | 3172.3263 | 23729.0009 |  | 0
1983-05-03 | 0 | 0 | 0 | 0 | -6.6845 | -6.6845 | 3165.6418 | 23679.0008 |  | 0
1983-05-04 | 0 | 0 | 0 | 0 | -6.6845 | -6.6845 | 3158.9573 | 23629.0007 |  | 0
1983-05-05 | 0 | 0 | 0 | 0 | -6.6845 | -6.6845 | 3152.2728 | 23579.0007 |  | 0
1983-05-06 | 0 | 0 | 0 | 0 | -6.6845 | -6.6845 | 3145.5883 | 23529.0006 |  | 0
1983-05-07 | 0 | 0 | 0 | 0 | -6.6845 | -6.6845 | 3138.9038 | 23479.0006 |  | 0
1983-05-08 | 0 | 0 | 0 | 0 | -6.6845 | -6.6845 | 3132.2193 | 23429.0005 |  | 0
1983-05-09 | 0.060833 | 153.0129 | 3.6551 | 3.6551 | 142.6733 | 142.6733 | 3274.8926 | 24496.1967 |  | 0
1983-05-10 | 0 | 0 | 0 | 0 | -6.6845 | -6.6845 | 3268.2081 | 24446.1966 |  | 0
1983-05-11 | 0 | 0 | 0 | 0 | -6.6845 | -6.6845 | 3261.5236 | 24396.1966 |  | 0
1983-05-12 | 0 | 0 | 0 | 0 | -6.6845 | -6.6845 | 3254.8391 | 24346.1965 |  | 0
1983-05-13 | 0 | 0 | 0 | 0 | -6.6845 | -6.6845 | 3248.1546 | 24296.1965 |  | 0
1983-05-14 | 0 | 0 | 0 | 0 | -6.6845 | -6.6845 | 3241.4701 | 24246.1964 |  | 0
1983-05-15 | 0 | 0 | 0 | 0 | -6.6845 | -6.6845 | 3234.7856 | 24196.1963 |  | 0
1983-05-16 | 0 | 0 | 0 | 0 | -6.6845 | -6.6845 | 3228.1011 | 24146.1963 |  | 0
1983-05-17 | 0 | 0 | 0 | 0 | -6.6845 | -6.6845 | 3221.4166 | 24096.1962 |  | 0
1983-05-18 | 0 | 0 | 0 | 0 | -6.6845 | -6.6845 | 3214.7321 | 24046.1962 |  | 0
1983-05-19 | 0 | 0 | 0 | 0 | -6.6845 | -6.6845 | 3208.0476 | 23996.1961 |  | 0
1983-05-20 | 0 | 0 | 0 | 0 | -6.6845 | -6.6845 | 3201.3631 | 23946.196 |  | 0
1983-05-21 | 0 | 0 | 0 | 0 | -6.6845 | -6.6845 | 3194.6786 | 23896.196 |  | 0
1983-05-22 | 0 | 0 | 0 | 0 | -6.6845 | -6.6845 | 3187.9941 | 23846.1959 |  | 0
1983-05-23 | 0 | 0 | 0 | 0 | -6.6845 | -6.6845 | 3181.3096 | 23796.1959 |  | 0
1983-05-24 | 0 | 0 | 0 | 0 | -6.6845 | -6.6845 | 3174.6251 | 23746.1958 |  | 0
1983-05-25 | 0.005 | 12.5764 | 3.6551 | 3.6551 | 2.2368 | 2.2368 | 3176.8619 | 23762.9272 |  | 0
1983-05-26 | 0 | 0 | 0 | 0 | -6.6845 | -6.6845 | 3170.1774 | 23712.9271 |  | 0
1983-05-27 | 0 | 0 | 0 | 0 | -6.6845 | -6.6845 | 3163.4929 | 23662.9271 |  | 0
1983-05-28 | 0 | 0 | 0 | 0 | -6.6845 | -6.6845 | 3156.8084 | 23612.927 |  | 0
1983-05-29 | 0 | 0 | 0 | 0 | -6.6845 | -6.6845 | 3150.1239 | 23562.927 |  | 0
1983-05-30 | 0 | 0 | 0 | 0 | -6.6845 | -6.6845 | 3143.4394 | 23512.9269 |  | 0
1983-05-31 | 0.0041667 | 10.4803 | 3.6551 | 3.6551 | 0.14075 | 0.14075 | 3143.5802 | 23513.9797 |  | 0
1983-06-01 | 0 | 0 | 0 | 0 | -6.6845 | -6.6845 | 3136.8957 | 23463.9797 |  | 0
1983-06-02 | 0 | 0 | 0 | 0 | -6.6845 | -6.6845 | 3130.2112 | 23413.9796 |  | 0
1983-06-03 | 0 | 0 | 0 | 0 | -6.6845 | -6.6845 | 3123.5267 | 23363.9796 |  | 0
1983-06-04 | 0 | 0 | 0 | 0 | -6.6845 | -6.6845 | 3116.8422 | 23313.9795 |  | 0
1983-06-05 | 0 | 0 | 0 | 0 | -6.6845 | -6.6845 | 3110.1577 | 23263.9794 |  | 0
1983-06-06 | 0 | 0 | 0 | 0 | -6.6845 | -6.6845 | 3103.4732 | 23213.9794 |  | 0
1983-06-07 | 0 | 0 | 0 | 0 | -6.6845 | -6.6845 | 3096.7887 | 23163.9793 |  | 0
1983-06-08 | 0 | 0 | 0 | 0 | -6.6845 | -6.6845 | 3090.1042 | 23113.9793 |  | 0
1983-06-09 | 0 | 0 | 0 | 0 | -6.6845 | -6.6845 | 3083.4197 | 23063.9792 |  | 0
1983-06-10 | 0 | 0 | 0 | 0 | -6.6845 | -6.6845 | 3076.7352 | 23013.9791 |  | 0
1983-06-11 | 0 | 0 | 0 | 0 | -6.6845 | -6.6845 | 3070.0507 | 22963.9791 |  | 0
1983-06-12 | 0 | 0 | 0 | 0 | -6.6845 | -6.6845 | 3063.3662 | 22913.979 |  | 0
1983-06-13 | 0 | 0 | 0 | 0 | -6.6845 | -6.6845 | 3056.6817 | 22863.979 |  | 0
1983-06-14 | 0 | 0 | 0 | 0 | -6.6845 | -6.6845 | 3049.9972 | 22813.9789 |  | 0
1983-06-15 | 0.033333 | 83.8427 | 3.6551 | 3.6551 | 73.5031 | 73.5031 | 3123.5003 | 23363.782 |  | 0
1983-06-16 | 0.031667 | 79.6505 | 3.6551 | 3.6551 | 69.311 | 69.311 | 3192.8112 | 23882.2279 |  | 0
1983-06-17 | 0.015833 | 39.8253 | 3.6551 | 3.6551 | 29.4857 | 29.4857 | 3222.2969 | 24102.7808 |  | 0
1983-06-18 | 0 | 0 | 0 | 0 | -6.6845 | -6.6845 | 3215.6124 | 24052.7808 |  | 0
1983-06-19 | 0 | 0 | 0 | 0 | -6.6845 | -6.6845 | 3208.9279 | 24002.7807 |  | 0
1983-06-20 | 0 | 0 | 0 | 0 | -6.6845 | -6.6845 | 3202.2434 | 23952.7807 |  | 0
1983-06-21 | 0 | 0 | 0 | 0 | -6.6845 | -6.6845 | 3195.5589 | 23902.7806 |  | 0
1983-06-22 | 0 | 0 | 0 | 0 | -6.6845 | -6.6845 | 3188.8744 | 23852.7805 |  | 0
1983-06-23 | 0.066667 | 167.6853 | 3.6551 | 3.6551 | 157.3458 | 157.3458 | 3346.2202 | 25029.7268 |  | 0
1983-06-24 | 0 | 0 | 0 | 0 | -6.6845 | -6.6845 | 3339.5357 | 24979.7267 |  | 0
1983-06-25 | 0.0075 | 18.8646 | 3.6551 | 3.6551 | 8.525 | 8.525 | 3348.0607 | 25043.4939 |  | 0
1983-06-26 | 0 | 0 | 0 | 0 | -6.6845 | -6.6845 | 3341.3762 | 24993.4938 |  | 0
1983-06-27 | 0 | 0 | 0 | 0 | -6.6845 | -6.6845 | 3334.6917 | 24943.4937 |  | 0
1983-06-28 | 0 | 0 | 0 | 0 | -6.6845 | -6.6845 | 3328.0072 | 24893.4937 |  | 0
1983-06-29 | 0 | 0 | 0 | 0 | -6.6845 | -6.6845 | 3321.3227 | 24843.4936 |  | 0
1983-06-30 | 0 | 0 | 0 | 0 | -6.6845 | -6.6845 | 3314.6382 | 24793.4936 |  | 0
1983-07-01 | 0 | 0 | 0 | 0 | -6.6845 | -6.6845 | 3307.9537 | 24743.4935 |  | 0
1983-07-02 | 0 | 0 | 0 | 0 | -6.6845 | -6.6845 | 3301.2692 | 24693.4934 |  | 0
1983-07-03 | 0 | 0 | 0 | 0 | -6.6845 | -6.6845 | 3294.5847 | 24643.4934 |  | 0
1983-07-04 | 0 | 0 | 0 | 0 | -6.6845 | -6.6845 | 3287.9002 | 24593.4933 |  | 0
1983-07-05 | 0 | 0 | 0 | 0 | -6.6845 | -6.6845 | 3281.2157 | 24543.4933 |  | 0
1983-07-06 | 0 | 0 | 0 | 0 | -6.6845 | -6.6845 | 3274.5312 | 24493.4932 |  | 0
1983-07-07 | 0.0083333 | 20.9607 | 3.6551 | 3.6551 | 10.6211 | 10.6211 | 3285.1523 | 24572.9389 |  | 0
1983-07-08 | 0 | 0 | 0 | 0 | -6.6845 | -6.6845 | 3278.4678 | 24522.9389 |  | 0
1983-07-09 | 0 | 0 | 0 | 0 | -6.6845 | -6.6845 | 3271.7833 | 24472.9388 |  | 0
1983-07-10 | 0 | 0 | 0 | 0 | -6.6845 | -6.6845 | 3265.0988 | 24422.9388 |  | 0
1983-07-11 | 0 | 0 | 0 | 0 | -6.6845 | -6.6845 | 3258.4143 | 24372.9387 |  | 0
1983-07-12 | 0 | 0 | 0 | 0 | -6.6845 | -6.6845 | 3251.7298 | 24322.9386 |  | 0
1983-07-13 | 0 | 0 | 0 | 0 | -6.6845 | -6.6845 | 3245.0453 | 24272.9386 |  | 0
1983-07-14 | 0 | 0 | 0 | 0 | -6.6845 | -6.6845 | 3238.3608 | 24222.9385 |  | 0
1983-07-15 | 0 | 0 | 0 | 0 | -6.6845 | -6.6845 | 3231.6763 | 24172.9385 |  | 0
1983-07-16 | 0 | 0 | 0 | 0 | -6.6845 | -6.6845 | 3224.9918 | 24122.9384 |  | 0
1983-07-17 | 0 | 0 | 0 | 0 | -6.6845 | -6.6845 | 3218.3073 | 24072.9383 |  | 0
1983-07-18 | 0 | 0 | 0 | 0 | -6.6845 | -6.6845 | 3211.6228 | 24022.9383 |  | 0
1983-07-19 | 0 | 0 | 0 | 0 | -6.6845 | -6.6845 | 3204.9383 | 23972.9382 |  | 0
1983-07-20 | 0 | 0 | 0 | 0 | -6.6845 | -6.6845 | 3198.2538 | 23922.9382 |  | 0
1983-07-21 | 0.036667 | 92.2269 | 3.6551 | 3.6551 | 81.8874 | 81.8874 | 3280.1411 | 24535.4556 |  | 0
1983-07-22 | 0.0175 | 44.0174 | 3.6551 | 3.6551 | 33.6778 | 33.6778 | 3313.8189 | 24787.3656 |  | 0
1983-07-23 | 0 | 0 | 0 | 0 | -6.6845 | -6.6845 | 3307.1344 | 24737.3656 |  | 0
1983-07-24 | 0 | 0 | 0 | 0 | -6.6845 | -6.6845 | 3300.4499 | 24687.3655 |  | 0
1983-07-25 | 0 | 0 | 0 | 0 | -6.6845 | -6.6845 | 3293.7654 | 24637.3655 |  | 0
1983-07-26 | 0 | 0 | 0 | 0 | -6.6845 | -6.6845 | 3287.0809 | 24587.3654 |  | 0
1983-07-27 | 0 | 0 | 0 | 0 | -6.6845 | -6.6845 | 3280.3964 | 24537.3653 |  | 0
1983-07-28 | 0.035833 | 90.1309 | 3.6551 | 3.6551 | 79.7913 | 79.7913 | 3360.1877 | 25134.2042 |  | 0
1983-07-29 | 0 | 0 | 0 | 0 | -6.6845 | -6.6845 | 3353.5032 | 25084.2041 |  | 0
1983-07-30 | 0 | 0 | 0 | 0 | -6.6845 | -6.6845 | 3346.8187 | 25034.2041 |  | 0
1983-07-31 | 0 | 0 | 0 | 0 | -6.6845 | -6.6845 | 3340.1342 | 24984.204 |  | 0
1983-08-01 | 0 | 0 | 0 | 0 | -6.6845 | -6.6845 | 3333.4497 | 24934.2039 |  | 0
1983-08-02 | 0 | 0 | 0 | 0 | -6.6845 | -6.6845 | 3326.7652 | 24884.2039 |  | 0
1983-08-03 | 0 | 0 | 0 | 0 | -6.6845 | -6.6845 | 3320.0807 | 24834.2038 |  | 0
1983-08-04 | 0 | 0 | 0 | 0 | -6.6845 | -6.6845 | 3313.3962 | 24784.2038 |  | 0
1983-08-05 | 0 | 0 | 0 | 0 | -6.6845 | -6.6845 | 3306.7117 | 24734.2037 |  | 0
1983-08-06 | 0 | 0 | 0 | 0 | -6.6845 | -6.6845 | 3300.0272 | 24684.2036 |  | 0
1983-08-07 | 0 | 0 | 0 | 0 | -6.6845 | -6.6845 | 3293.3427 | 24634.2036 |  | 0
1983-08-08 | 0.03 | 75.4584 | 3.6551 | 3.6551 | 65.1188 | 65.1188 | 3358.4615 | 25121.2923 |  | 0
1983-08-09 | 0 | 0 | 0 | 0 | -6.6845 | -6.6845 | 3351.777 | 25071.2923 |  | 0
1983-08-10 | 0.00083333 | 2.0961 | 3.6551 | 2.0961 | -6.6845 | -6.6845 | 3345.0925 | 25021.2922 |  | 0
1983-08-11 | 0 | 0 | 0 | 0 | -6.6845 | -6.6845 | 3338.408 | 24971.2922 |  | 0
1983-08-12 | 0 | 0 | 0 | 0 | -6.6845 | -6.6845 | 3331.7235 | 24921.2921 |  | 0
1983-08-13 | 0 | 0 | 0 | 0 | -6.6845 | -6.6845 | 3325.039 | 24871.292 |  | 0
1983-08-14 | 0 | 0 | 0 | 0 | -6.6845 | -6.6845 | 3318.3545 | 24821.292 |  | 0
1983-08-15 | 0 | 0 | 0 | 0 | -6.6845 | -6.6845 | 3311.67 | 24771.2919 |  | 0
1983-08-16 | 0 | 0 | 0 | 0 | -6.6845 | -6.6845 | 3304.9855 | 24721.2919 |  | 0
1983-08-17 | 0 | 0 | 0 | 0 | -6.6845 | -6.6845 | 3298.301 | 24671.2918 |  | 0
1983-08-18 | 0 | 0 | 0 | 0 | -6.6845 | -6.6845 | 3291.6165 | 24621.2917 |  | 0
1983-08-19 | 0 | 0 | 0 | 0 | -6.6845 | -6.6845 | 3284.932 | 24571.2917 |  | 0
1983-08-20 | 0 | 0 | 0 | 0 | -6.6845 | -6.6845 | 3278.2475 | 24521.2916 |  | 0
1983-08-21 | 0 | 0 | 0 | 0 | -6.6845 | -6.6845 | 3271.563 | 24471.2916 |  | 0
1983-08-22 | 0 | 0 | 0 | 0 | -6.6845 | -6.6845 | 3264.8785 | 24421.2915 |  | 0
1983-08-23 | 0 | 0 | 0 | 0 | -6.6845 | -6.6845 | 3258.194 | 24371.2914 |  | 0
1983-08-24 | 0 | 0 | 0 | 0 | -6.6845 | -6.6845 | 3251.5095 | 24321.2914 |  | 0
1983-08-25 | 0 | 0 | 0 | 0 | -6.6845 | -6.6845 | 3244.825 | 24271.2913 |  | 0
1983-08-26 | 0 | 0 | 0 | 0 | -6.6845 | -6.6845 | 3238.1405 | 24221.2913 |  | 0
1983-08-27 | 0 | 0 | 0 | 0 | -6.6845 | -6.6845 | 3231.456 | 24171.2912 |  | 0
1983-08-28 | 0 | 0 | 0 | 0 | -6.6845 | -6.6845 | 3224.7715 | 24121.2911 |  | 0
1983-08-29 | 0 | 0 | 0 | 0 | -6.6845 | -6.6845 | 3218.087 | 24071.2911 |  | 0
1983-08-30 | 0 | 0 | 0 | 0 | -6.6845 | -6.6845 | 3211.4025 | 24021.291 |  | 0
1983-08-31 | 0 | 0 | 0 | 0 | -6.6845 | -6.6845 | 3204.718 | 23971.291 |  | 0
1983-09-01 | 0 | 0 | 0 | 0 | -6.6845 | -6.6845 | 3198.0335 | 23921.2909 |  | 0
1983-09-02 | 0 | 0 | 0 | 0 | -6.6845 | -6.6845 | 3191.349 | 23871.2908 |  | 0
1983-09-03 | 0 | 0 | 0 | 0 | -6.6845 | -6.6845 | 3184.6645 | 23821.2908 |  | 0
1983-09-04 | 0 | 0 | 0 | 0 | -6.6845 | -6.6845 | 3177.98 | 23771.2907 |  | 0
1983-09-05 | 0.0016667 | 4.1921 | 3.6551 | 3.6551 | -6.1474 | -6.1474 | 3171.8326 | 23725.3078 |  | 0
1983-09-06 | 0 | 0 | 0 | 0 | -6.6845 | -6.6845 | 3165.1481 | 23675.3078 |  | 0
1983-09-07 | 0.0025 | 6.2882 | 3.6551 | 3.6551 | -4.0514 | -4.0514 | 3161.0967 | 23645.0034 |  | 0
1983-09-08 | 0 | 0 | 0 | 0 | -6.6845 | -6.6845 | 3154.4122 | 23595.0034 |  | 0
1983-09-09 | 0 | 0 | 0 | 0 | -6.6845 | -6.6845 | 3147.7277 | 23545.0033 |  | 0
1983-09-10 | 0 | 0 | 0 | 0 | -6.6845 | -6.6845 | 3141.0432 | 23495.0033 |  | 0
1983-09-11 | 0 | 0 | 0 | 0 | -6.6845 | -6.6845 | 3134.3587 | 23445.0032 |  | 0
1983-09-12 | 0 | 0 | 0 | 0 | -6.6845 | -6.6845 | 3127.6742 | 23395.0031 |  | 0
1983-09-13 | 0.0675 | 169.7814 | 3.6551 | 3.6551 | 159.4418 | 159.4418 | 3287.116 | 24587.6279 |  | 0
1983-09-14 | 0 | 0 | 0 | 0 | -6.6845 | -6.6845 | 3280.4315 | 24537.6279 |  | 0
1983-09-15 | 0 | 0 | 0 | 0 | -6.6845 | -6.6845 | 3273.747 | 24487.6278 |  | 0
1983-09-16 | 0.0016667 | 4.1921 | 3.6551 | 3.6551 | -6.1474 | -6.1474 | 3267.5996 | 24441.6449 |  | 0
1983-09-17 | 0 | 0 | 0 | 0 | -6.6845 | -6.6845 | 3260.9151 | 24391.6449 |  | 0
1983-09-18 | 0 | 0 | 0 | 0 | -6.6845 | -6.6845 | 3254.2306 | 24341.6448 |  | 0
1983-09-19 | 0 | 0 | 0 | 0 | -6.6845 | -6.6845 | 3247.5461 | 24291.6447 |  | 0
1983-09-20 | 0 | 0 | 0 | 0 | -6.6845 | -6.6845 | 3240.8616 | 24241.6447 |  | 0
1983-09-21 | 0 | 0 | 0 | 0 | -6.6845 | -6.6845 | 3234.1771 | 24191.6446 |  | 0
1983-09-22 | 0 | 0 | 0 | 0 | -6.6845 | -6.6845 | 3227.4926 | 24141.6446 |  | 0
1983-09-23 | 0 | 0 | 0 | 0 | -6.6845 | -6.6845 | 3220.8081 | 24091.6445 |  | 0
1983-09-24 | 0 | 0 | 0 | 0 | -6.6845 | -6.6845 | 3214.1236 | 24041.6444 |  | 0
1983-09-25 | 0 | 0 | 0 | 0 | -6.6845 | -6.6845 | 3207.4391 | 23991.6444 |  | 0
1983-09-26 | 0 | 0 | 0 | 0 | -6.6845 | -6.6845 | 3200.7546 | 23941.6443 |  | 0
1983-09-27 | 0 | 0 | 0 | 0 | -6.6845 | -6.6845 | 3194.0701 | 23891.6443 |  | 0
1983-09-28 | 0 | 0 | 0 | 0 | -6.6845 | -6.6845 | 3187.3856 | 23841.6442 |  | 0
1983-09-29 | 0.0025 | 6.2882 | 3.6551 | 3.6551 | -4.0514 | -4.0514 | 3183.3342 | 23811.3399 |  | 0
1983-09-30 | 0.081667 | 205.4145 | 3.6551 | 3.6551 | 195.075 | 195.075 | 3378.4092 | 25270.5005 |  | 0
1983-10-01 | 0.1675 | 421.3094 | 3.6551 | 3.6551 | 410.9698 | 410.9698 | 3789.379 | 28344.5548 |  | 0
1983-10-02 | 0 | 0 | 0 | 0 | -6.6845 | -6.6845 | 3782.6945 | 28294.5547 |  | 0
1983-10-03 | 0 | 0 | 0 | 0 | -6.6845 | -6.6845 | 3776.01 | 28244.5547 |  | 0
1983-10-04 | 0.0083333 | 20.9607 | 3.6551 | 3.6551 | 10.6211 | 10.6211 | 3786.6311 | 28324.0004 |  | 0
1983-10-05 | 0 | 0 | 0 | 0 | -6.6845 | -6.6845 | 3779.9466 | 28274.0003 |  | 0
1983-10-06 | 0.02 | 50.3056 | 3.6551 | 3.6551 | 39.966 | 39.966 | 3819.9126 | 28572.9462 |  | 0
1983-10-07 | 0 | 0 | 0 | 0 | -6.6845 | -6.6845 | 3813.2281 | 28522.9461 |  | 0
1983-10-08 | 0 | 0 | 0 | 0 | -6.6845 | -6.6845 | 3806.5436 | 28472.946 |  | 0
1983-10-09 | 0.0425 | 106.8994 | 3.6551 | 3.6551 | 96.5598 | 96.5598 | 3903.1034 | 29195.2135 |  | 0
1983-10-10 | 0 | 0 | 0 | 0 | -6.6845 | -6.6845 | 3896.4189 | 29145.2134 |  | 0
1983-10-11 | 0 | 0 | 0 | 0 | -6.6845 | -6.6845 | 3889.7344 | 29095.2134 |  | 0
1983-10-12 | 0 | 0 | 0 | 0 | -6.6845 | -6.6845 | 3883.0499 | 29045.2133 |  | 0
1983-10-13 | 0 | 0 | 0 | 0 | -6.6845 | -6.6845 | 3876.3654 | 28995.2133 |  | 0
1983-10-14 | 0 | 0 | 0 | 0 | -6.6845 | -6.6845 | 3869.6809 | 28945.2132 |  | 0
1983-10-15 | 0 | 0 | 0 | 0 | -6.6845 | -6.6845 | 3862.9964 | 28895.2131 |  | 0
1983-10-16 | 0 | 0 | 0 | 0 | -6.6845 | -6.6845 | 3856.3119 | 28845.2131 |  | 0
1983-10-17 | 0 | 0 | 0 | 0 | -6.6845 | -6.6845 | 3849.6274 | 28795.213 |  | 0
1983-10-18 | 0 | 0 | 0 | 0 | -6.6845 | -6.6845 | 3842.9429 | 28745.213 |  | 0
1983-10-19 | 0.0625 | 157.205 | 3.6551 | 3.6551 | 146.8654 | 146.8654 | 3989.8083 | 29843.7663 |  | 0
1983-10-20 | 0.033333 | 83.8427 | 3.6551 | 3.6551 | 73.5031 | 73.5031 | 4003.7455 | 29948.0163 |  | 52.8814
1983-10-21 | 0 | 0 | 0 | 0 | -6.6845 | -6.6845 | 3997.061 | 29898.0163 |  | 0
1983-10-22 | 0 | 0 | 0 | 0 | -6.6845 | -6.6845 | 3990.3765 | 29848.0162 |  | 0
1983-10-23 | 0 | 0 | 0 | 0 | -6.6845 | -6.6845 | 3983.692 | 29798.0162 |  | 0
1983-10-24 | 0 | 0 | 0 | 0 | -6.6845 | -6.6845 | 3977.0075 | 29748.0161 |  | 0
1983-10-25 | 0 | 0 | 0 | 0 | -6.6845 | -6.6845 | 3970.323 | 29698.016 |  | 0
1983-10-26 | 0 | 0 | 0 | 0 | -6.6845 | -6.6845 | 3963.6385 | 29648.016 |  | 0
1983-10-27 | 0 | 0 | 0 | 0 | -6.6845 | -6.6845 | 3956.954 | 29598.0159 |  | 0
1983-10-28 | 0 | 0 | 0 | 0 | -6.6845 | -6.6845 | 3950.2695 | 29548.0159 |  | 0
1983-10-29 | 0 | 0 | 0 | 0 | -6.6845 | -6.6845 | 3943.585 | 29498.0158 |  | 0
1983-10-30 | 0 | 0 | 0 | 0 | -6.6845 | -6.6845 | 3936.9005 | 29448.0157 |  | 0
1983-10-31 | 0 | 0 | 0 | 0 | -6.6845 | -6.6845 | 3930.216 | 29398.0157 |  | 0
1983-11-01 | 0 | 0 | 0 | 0 | -6.6845 | -6.6845 | 3923.5315 | 29348.0156 |  | 0
1983-11-02 | 0 | 0 | 0 | 0 | -6.6845 | -6.6845 | 3916.847 | 29298.0156 |  | 0
1983-11-03 | 0 | 0 | 0 | 0 | -6.6845 | -6.6845 | 3910.1625 | 29248.0155 |  | 0
1983-11-04 | 0.018333 | 46.1135 | 3.6551 | 3.6551 | 35.7739 | 35.7739 | 3945.9364 | 29515.6042 |  | 0
1983-11-05 | 0 | 0 | 0 | 0 | -6.6845 | -6.6845 | 3939.2519 | 29465.6041 |  | 0
1983-11-06 | 0 | 0 | 0 | 0 | -6.6845 | -6.6845 | 3932.5674 | 29415.6041 |  | 0
1983-11-07 | 0 | 0 | 0 | 0 | -6.6845 | -6.6845 | 3925.8829 | 29365.604 |  | 0
1983-11-08 | 0 | 0 | 0 | 0 | -6.6845 | -6.6845 | 3919.1984 | 29315.6039 |  | 0
1983-11-09 | 0 | 0 | 0 | 0 | -6.6845 | -6.6845 | 3912.5139 | 29265.6039 |  | 0
1983-11-10 | 0 | 0 | 0 | 0 | -6.6845 | -6.6845 | 3905.8294 | 29215.6038 |  | 0
1983-11-11 | 0 | 0 | 0 | 0 | -6.6845 | -6.6845 | 3899.1449 | 29165.6038 |  | 0
1983-11-12 | 0 | 0 | 0 | 0 | -6.6845 | -6.6845 | 3892.4604 | 29115.6037 |  | 0
1983-11-13 | 0 | 0 | 0 | 0 | -6.6845 | -6.6845 | 3885.7759 | 29065.6036 |  | 0
1983-11-14 | 0 | 0 | 0 | 0 | -6.6845 | -6.6845 | 3879.0914 | 29015.6036 |  | 0
1983-11-15 | 0 | 0 | 0 | 0 | -6.6845 | -6.6845 | 3872.4069 | 28965.6035 |  | 0
1983-11-16 | 0 | 0 | 0 | 0 | -6.6845 | -6.6845 | 3865.7224 | 28915.6035 |  | 0
1983-11-17 | 0 | 0 | 0 | 0 | -6.6845 | -6.6845 | 3859.0379 | 28865.6034 |  | 0
1983-11-18 | 0 | 0 | 0 | 0 | -6.6845 | -6.6845 | 3852.3534 | 28815.6033 |  | 0
1983-11-19 | 0 | 0 | 0 | 0 | -6.6845 | -6.6845 | 3845.6689 | 28765.6033 |  | 0
1983-11-20 | 0 | 0 | 0 | 0 | -6.6845 | -6.6845 | 3838.9844 | 28715.6032 |  | 0
1983-11-21 | 0 | 0 | 0 | 0 | -6.6845 | -6.6845 | 3832.2999 | 28665.6032 |  | 0
1983-11-22 | 0.018333 | 46.1135 | 3.6551 | 3.6551 | 35.7739 | 35.7739 | 3868.0738 | 28933.1918 |  | 0
1983-11-23 | 0 | 0 | 0 | 0 | -6.6845 | -6.6845 | 3861.3893 | 28883.1918 |  | 0
1983-11-24 | 0 | 0 | 0 | 0 | -6.6845 | -6.6845 | 3854.7048 | 28833.1917 |  | 0
1983-11-25 | 0 | 0 | 0 | 0 | -6.6845 | -6.6845 | 3848.0203 | 28783.1916 |  | 0
1983-11-26 | 0 | 0 | 0 | 0 | -6.6845 | -6.6845 | 3841.3358 | 28733.1916 |  | 0
1983-11-27 | 0 | 0 | 0 | 0 | -6.6845 | -6.6845 | 3834.6513 | 28683.1915 |  | 0
1983-11-28 | 0 | 0 | 0 | 0 | -6.6845 | -6.6845 | 3827.9668 | 28633.1915 |  | 0
1983-11-29 | 0 | 0 | 0 | 0 | -6.6845 | -6.6845 | 3821.2823 | 28583.1914 |  | 0
1983-11-30 | 0 | 0 | 0 | 0 | -6.6845 | -6.6845 | 3814.5978 | 28533.1913 |  | 0
1983-12-01 | 0 | 0 | 0 | 0 | -6.6845 | -6.6845 | 3807.9133 | 28483.1913 |  | 0
1983-12-02 | 0 | 0 | 0 | 0 | -6.6845 | -6.6845 | 3801.2288 | 28433.1912 |  | 0
1983-12-03 | 0.013333 | 33.5371 | 3.6551 | 3.6551 | 23.1975 | 23.1975 | 3824.4263 | 28606.7084 |  | 0
1983-12-04 | 0 | 0 | 0 | 0 | -6.6845 | -6.6845 | 3817.7418 | 28556.7084 |  | 0
1983-12-05 | 0 | 0 | 0 | 0 | -6.6845 | -6.6845 | 3811.0573 | 28506.7083 |  | 0
1983-12-06 | 0 | 0 | 0 | 0 | -6.6845 | -6.6845 | 3804.3728 | 28456.7082 |  | 0
1983-12-07 | 0 | 0 | 0 | 0 | -6.6845 | -6.6845 | 3797.6883 | 28406.7082 |  | 0
1983-12-08 | 0 | 0 | 0 | 0 | -6.6845 | -6.6845 | 3791.0038 | 28356.7081 |  | 0
1983-12-09 | 0 | 0 | 0 | 0 | -6.6845 | -6.6845 | 3784.3193 | 28306.7081 |  | 0
1983-12-10 | 0 | 0 | 0 | 0 | -6.6845 | -6.6845 | 3777.6348 | 28256.708 |  | 0
1983-12-11 | 0 | 0 | 0 | 0 | -6.6845 | -6.6845 | 3770.9503 | 28206.7079 |  | 0
1983-12-12 | 0 | 0 | 0 | 0 | -6.6845 | -6.6845 | 3764.2658 | 28156.7079 |  | 0
1983-12-13 | 0 | 0 | 0 | 0 | -6.6845 | -6.6845 | 3757.5813 | 28106.7078 |  | 0
1983-12-14 | 0 | 0 | 0 | 0 | -6.6845 | -6.6845 | 3750.8968 | 28056.7078 |  | 0
1983-12-15 | 0 | 0 | 0 | 0 | -6.6845 | -6.6845 | 3744.2123 | 28006.7077 |  | 0
1983-12-16 | 0 | 0 | 0 | 0 | -6.6845 | -6.6845 | 3737.5278 | 27956.7076 |  | 0
1983-12-17 | 0 | 0 | 0 | 0 | -6.6845 | -6.6845 | 3730.8433 | 27906.7076 |  | 0
1983-12-18 | 0 | 0 | 0 | 0 | -6.6845 | -6.6845 | 3724.1588 | 27856.7075 |  | 0
1983-12-19 | 0 | 0 | 0 | 0 | -6.6845 | -6.6845 | 3717.4743 | 27806.7075 |  | 0
1983-12-20 | 0 | 0 | 0 | 0 | -6.6845 | -6.6845 | 3710.7898 | 27756.7074 |  | 0
1983-12-21 | 0 | 0 | 0 | 0 | -6.6845 | -6.6845 | 3704.1053 | 27706.7073 |  | 0
1983-12-22 | 0 | 0 | 0 | 0 | -6.6845 | -6.6845 | 3697.4208 | 27656.7073 |  | 0
1983-12-23 | 0 | 0 | 0 | 0 | -6.6845 | -6.6845 | 3690.7363 | 27606.7072 |  | 0
1983-12-24 | 0 | 0 | 0 | 0 | -6.6845 | -6.6845 | 3684.0518 | 27556.7072 |  | 0
1983-12-25 | 0 | 0 | 0 | 0 | -6.6845 | -6.6845 | 3677.3673 | 27506.7071 |  | 0
1983-12-26 | 0 | 0 | 0 | 0 | -6.6845 | -6.6845 | 3670.6828 | 27456.707 |  | 0
1983-12-27 | 0 | 0 | 0 | 0 | -6.6845 | -6.6845 | 3663.9983 | 27406.707 |  | 0
1983-12-28 | 0 | 0 | 0 | 0 | -6.6845 | -6.6845 | 3657.3138 | 27356.7069 |  | 0
1983-12-29 | 0 | 0 | 0 | 0 | -6.6845 | -6.6845 | 3650.6293 | 27306.7069 |  | 0
1983-12-30 | 0 | 0 | 0 | 0 | -6.6845 | -6.6845 | 3643.9448 | 27256.7068 |  | 0
1983-12-31 | 0 | 0 | 0 | 0 | -6.6845 | -6.6845 | 3637.2603 | 27206.7067 |  | 0
1984-01-01 | 0 | 0 | 0 | 0 | -6.6845 | -6.6845 | 3630.5758 | 27156.7067 |  | 0
1984-01-02 | 0 | 0 | 0 | 0 | -6.6845 | -6.6845 | 3623.8913 | 27106.7066 |  | 0
1984-01-03 | 0.029167 | 73.3623 | 3.6551 | 3.6551 | 63.0228 | 63.0228 | 3686.914 | 27578.1168 |  | 0
1984-01-04 | 0 | 0 | 0 | 0 | -6.6845 | -6.6845 | 3680.2295 | 27528.1168 |  | 0
1984-01-05 | 0 | 0 | 0 | 0 | -6.6845 | -6.6845 | 3673.545 | 27478.1167 |  | 0
1984-01-06 | 0 | 0 | 0 | 0 | -6.6845 | -6.6845 | 3666.8605 | 27428.1166 |  | 0
1984-01-07 | 0 | 0 | 0 | 0 | -6.6845 | -6.6845 | 3660.176 | 27378.1166 |  | 0
1984-01-08 | 0.0125 | 31.441 | 3.6551 | 3.6551 | 21.1014 | 21.1014 | 3681.2774 | 27535.9552 |  | 0
1984-01-09 | 0 | 0 | 0 | 0 | -6.6845 | -6.6845 | 3674.5929 | 27485.9551 |  | 0
1984-01-10 | 0 | 0 | 0 | 0 | -6.6845 | -6.6845 | 3667.9084 | 27435.9551 |  | 0
1984-01-11 | 0 | 0 | 0 | 0 | -6.6845 | -6.6845 | 3661.2239 | 27385.955 |  | 0
1984-01-12 | 0 | 0 | 0 | 0 | -6.6845 | -6.6845 | 3654.5394 | 27335.955 |  | 0
1984-01-13 | 0 | 0 | 0 | 0 | -6.6845 | -6.6845 | 3647.8549 | 27285.9549 |  | 0
1984-01-14 | 0 | 0 | 0 | 0 | -6.6845 | -6.6845 | 3641.1704 | 27235.9548 |  | 0
1984-01-15 | 0 | 0 | 0 | 0 | -6.6845 | -6.6845 | 3634.4859 | 27185.9548 |  | 0
1984-01-16 | 0 | 0 | 0 | 0 | -6.6845 | -6.6845 | 3627.8014 | 27135.9547 |  | 0
1984-01-17 | 0 | 0 | 0 | 0 | -6.6845 | -6.6845 | 3621.1169 | 27085.9547 |  | 0
1984-01-18 | 0 | 0 | 0 | 0 | -6.6845 | -6.6845 | 3614.4324 | 27035.9546 |  | 0
1984-01-19 | 0 | 0 | 0 | 0 | -6.6845 | -6.6845 | 3607.7479 | 26985.9545 |  | 0
1984-01-20 | 0 | 0 | 0 | 0 | -6.6845 | -6.6845 | 3601.0634 | 26935.9545 |  | 0
1984-01-21 | 0 | 0 | 0 | 0 | -6.6845 | -6.6845 | 3594.3789 | 26885.9544 |  | 0
1984-01-22 | 0 | 0 | 0 | 0 | -6.6845 | -6.6845 | 3587.6944 | 26835.9544 |  | 0
1984-01-23 | 0 | 0 | 0 | 0 | -6.6845 | -6.6845 | 3581.0099 | 26785.9543 |  | 0
1984-01-24 | 0 | 0 | 0 | 0 | -6.6845 | -6.6845 | 3574.3254 | 26735.9542 |  | 0
1984-01-25 | 0 | 0 | 0 | 0 | -6.6845 | -6.6845 | 3567.6409 | 26685.9542 |  | 0
1984-01-26 | 0 | 0 | 0 | 0 | -6.6845 | -6.6845 | 3560.9564 | 26635.9541 |  | 0
1984-01-27 | 0 | 0 | 0 | 0 | -6.6845 | -6.6845 | 3554.2719 | 26585.9541 |  | 0
1984-01-28 | 0 | 0 | 0 | 0 | -6.6845 | -6.6845 | 3547.5874 | 26535.954 |  | 0
1984-01-29 | 0 | 0 | 0 | 0 | -6.6845 | -6.6845 | 3540.9029 | 26485.9539 |  | 0
1984-01-30 | 0 | 0 | 0 | 0 | -6.6845 | -6.6845 | 3534.2184 | 26435.9539 |  | 0
1984-01-31 | 0.015833 | 39.8253 | 3.6551 | 3.6551 | 29.4857 | 29.4857 | 3563.7041 | 26656.5068 |  | 0
1984-02-01 | 0 | 0 | 0 | 0 | -6.6845 | -6.6845 | 3557.0196 | 26606.5067 |  | 0
1984-02-02 | 0 | 0 | 0 | 0 | -6.6845 | -6.6845 | 3550.3351 | 26556.5067 |  | 0
1984-02-03 | 0 | 0 | 0 | 0 | -6.6845 | -6.6845 | 3543.6506 | 26506.5066 |  | 0
1984-02-04 | 0 | 0 | 0 | 0 | -6.6845 | -6.6845 | 3536.9661 | 26456.5066 |  | 0
1984-02-05 | 0 | 0 | 0 | 0 | -6.6845 | -6.6845 | 3530.2816 | 26406.5065 |  | 0
1984-02-06 | 0 | 0 | 0 | 0 | -6.6845 | -6.6845 | 3523.5971 | 26356.5064 |  | 0
1984-02-07 | 0 | 0 | 0 | 0 | -6.6845 | -6.6845 | 3516.9126 | 26306.5064 |  | 0
1984-02-08 | 0 | 0 | 0 | 0 | -6.6845 | -6.6845 | 3510.2281 | 26256.5063 |  | 0
1984-02-09 | 0 | 0 | 0 | 0 | -6.6845 | -6.6845 | 3503.5436 | 26206.5063 |  | 0
1984-02-10 | 0 | 0 | 0 | 0 | -6.6845 | -6.6845 | 3496.8591 | 26156.5062 |  | 0
1984-02-11 | 0 | 0 | 0 | 0 | -6.6845 | -6.6845 | 3490.1746 | 26106.5061 |  | 0
1984-02-12 | 0 | 0 | 0 | 0 | -6.6845 | -6.6845 | 3483.4901 | 26056.5061 |  | 0
1984-02-13 | 0 | 0 | 0 | 0 | -6.6845 | -6.6845 | 3476.8056 | 26006.506 |  | 0
1984-02-14 | 0 | 0 | 0 | 0 | -6.6845 | -6.6845 | 3470.1211 | 25956.506 |  | 0
1984-02-15 | 0 | 0 | 0 | 0 | -6.6845 | -6.6845 | 3463.4366 | 25906.5059 |  | 0
1984-02-16 | 0 | 0 | 0 | 0 | -6.6845 | -6.6845 | 3456.7521 | 25856.5058 |  | 0
1984-02-17 | 0 | 0 | 0 | 0 | -6.6845 | -6.6845 | 3450.0676 | 25806.5058 |  | 0
1984-02-18 | 0 | 0 | 0 | 0 | -6.6845 | -6.6845 | 3443.3831 | 25756.5057 |  | 0
1984-02-19 | 0 | 0 | 0 | 0 | -6.6845 | -6.6845 | 3436.6986 | 25706.5057 |  | 0
1984-02-20 | 0 | 0 | 0 | 0 | -6.6845 | -6.6845 | 3430.0141 | 25656.5056 |  | 0
1984-02-21 | 0 | 0 | 0 | 0 | -6.6845 | -6.6845 | 3423.3296 | 25606.5055 |  | 0
1984-02-22 | 0 | 0 | 0 | 0 | -6.6845 | -6.6845 | 3416.6451 | 25556.5055 |  | 0
1984-02-23 | 0 | 0 | 0 | 0 | -6.6845 | -6.6845 | 3409.9606 | 25506.5054 |  | 0
1984-02-24 | 0 | 0 | 0 | 0 | -6.6845 | -6.6845 | 3403.2761 | 25456.5054 |  | 0
1984-02-25 | 0 | 0 | 0 | 0 | -6.6845 | -6.6845 | 3396.5916 | 25406.5053 |  | 0
1984-02-26 | 0 | 0 | 0 | 0 | -6.6845 | -6.6845 | 3389.9071 | 25356.5052 |  | 0
1984-02-27 | 0 | 0 | 0 | 0 | -6.6845 | -6.6845 | 3383.2226 | 25306.5052 |  | 0
1984-02-28 | 0 | 0 | 0 | 0 | -6.6845 | -6.6845 | 3376.5381 | 25256.5051 |  | 0
1984-02-29 | 0 | 0 | 0 | 0 | -6.6845 | -6.6845 | 3369.8536 | 25206.5051 |  | 0
1984-03-01 | 0 | 0 | 0 | 0 | -6.6845 | -6.6845 | 3363.1691 | 25156.505 |  | 0
1984-03-02 | 0 | 0 | 0 | 0 | -6.6845 | -6.6845 | 3356.4846 | 25106.5049 |  | 0
1984-03-03 | 0 | 0 | 0 | 0 | -6.6845 | -6.6845 | 3349.8001 | 25056.5049 |  | 0
1984-03-04 | 0 | 0 | 0 | 0 | -6.6845 | -6.6845 | 3343.1156 | 25006.5048 |  | 0
1984-03-05 | 0 | 0 | 0 | 0 | -6.6845 | -6.6845 | 3336.4311 | 24956.5048 |  | 0
1984-03-06 | 0 | 0 | 0 | 0 | -6.6845 | -6.6845 | 3329.7466 | 24906.5047 |  | 0
1984-03-07 | 0 | 0 | 0 | 0 | -6.6845 | -6.6845 | 3323.0621 | 24856.5046 |  | 0
1984-03-08 | 0 | 0 | 0 | 0 | -6.6845 | -6.6845 | 3316.3776 | 24806.5046 |  | 0
1984-03-09 | 0 | 0 | 0 | 0 | -6.6845 | -6.6845 | 3309.6931 | 24756.5045 |  | 0
1984-03-10 | 0 | 0 | 0 | 0 | -6.6845 | -6.6845 | 3303.0086 | 24706.5045 |  | 0
1984-03-11 | 0 | 0 | 0 | 0 | -6.6845 | -6.6845 | 3296.3241 | 24656.5044 |  | 0
1984-03-12 | 0 | 0 | 0 | 0 | -6.6845 | -6.6845 | 3289.6396 | 24606.5043 |  | 0
1984-03-13 | 0 | 0 | 0 | 0 | -6.6845 | -6.6845 | 3282.9551 | 24556.5043 |  | 0
1984-03-14 | 0 | 0 | 0 | 0 | -6.6845 | -6.6845 | 3276.2706 | 24506.5042 |  | 0
1984-03-15 | 0 | 0 | 0 | 0 | -6.6845 | -6.6845 | 3269.5861 | 24456.5042 |  | 0
1984-03-16 | 0 | 0 | 0 | 0 | -6.6845 | -6.6845 | 3262.9016 | 24406.5041 |  | 0
1984-03-17 | 0 | 0 | 0 | 0 | -6.6845 | -6.6845 | 3256.2171 | 24356.504 |  | 0
1984-03-18 | 0 | 0 | 0 | 0 | -6.6845 | -6.6845 | 3249.5326 | 24306.504 |  | 0
1984-03-19 | 0 | 0 | 0 | 0 | -6.6845 | -6.6845 | 3242.8481 | 24256.5039 |  | 0
1984-03-20 | 0 | 0 | 0 | 0 | -6.6845 | -6.6845 | 3236.1636 | 24206.5039 |  | 0
1984-03-21 | 0 | 0 | 0 | 0 | -6.6845 | -6.6845 | 3229.4791 | 24156.5038 |  | 0
1984-03-22 | 0 | 0 | 0 | 0 | -6.6845 | -6.6845 | 3222.7946 | 24106.5037 |  | 0
1984-03-23 | 0 | 0 | 0 | 0 | -6.6845 | -6.6845 | 3216.1101 | 24056.5037 |  | 0
1984-03-24 | 0 | 0 | 0 | 0 | -6.6845 | -6.6845 | 3209.4256 | 24006.5036 |  | 0
1984-03-25 | 0 | 0 | 0 | 0 | -6.6845 | -6.6845 | 3202.7411 | 23956.5036 |  | 0
1984-03-26 | 0 | 0 | 0 | 0 | -6.6845 | -6.6845 | 3196.0566 | 23906.5035 |  | 0
1984-03-27 | 0 | 0 | 0 | 0 | -6.6845 | -6.6845 | 3189.3721 | 23856.5034 |  | 0
1984-03-28 | 0 | 0 | 0 | 0 | -6.6845 | -6.6845 | 3182.6876 | 23806.5034 |  | 0
1984-03-29 | 0 | 0 | 0 | 0 | -6.6845 | -6.6845 | 3176.0031 | 23756.5033 |  | 0
1984-03-30 | 0 | 0 | 0 | 0 | -6.6845 | -6.6845 | 3169.3186 | 23706.5033 |  | 0
1984-03-31 | 0 | 0 | 0 | 0 | -6.6845 | -6.6845 | 3162.6341 | 23656.5032 |  | 0
1984-04-01 | 0 | 0 | 0 | 0 | -6.6845 | -6.6845 | 3155.9496 | 23606.5031 |  | 0
1984-04-02 | 0 | 0 | 0 | 0 | -6.6845 | -6.6845 | 3149.2651 | 23556.5031 |  | 0
1984-04-03 | 0 | 0 | 0 | 0 | -6.6845 | -6.6845 | 3142.5806 | 23506.503 |  | 0
1984-04-04 | 0 | 0 | 0 | 0 | -6.6845 | -6.6845 | 3135.8961 | 23456.503 |  | 0
1984-04-05 | 0 | 0 | 0 | 0 | -6.6845 | -6.6845 | 3129.2116 | 23406.5029 |  | 0
1984-04-06 | 0 | 0 | 0 | 0 | -6.6845 | -6.6845 | 3122.5271 | 23356.5028 |  | 0
1984-04-07 | 0 | 0 | 0 | 0 | -6.6845 | -6.6845 | 3115.8426 | 23306.5028 |  | 0
1984-04-08 | 0 | 0 | 0 | 0 | -6.6845 | -6.6845 | 3109.1581 | 23256.5027 |  | 0
1984-04-09 | 0 | 0 | 0 | 0 | -6.6845 | -6.6845 | 3102.4736 | 23206.5027 |  | 0
1984-04-10 | 0 | 0 | 0 | 0 | -6.6845 | -6.6845 | 3095.7891 | 23156.5026 |  | 0
1984-04-11 | 0 | 0 | 0 | 0 | -6.6845 | -6.6845 | 3089.1046 | 23106.5025 |  | 0
1984-04-12 | 0 | 0 | 0 | 0 | -6.6845 | -6.6845 | 3082.4201 | 23056.5025 |  | 0
1984-04-13 | 0 | 0 | 0 | 0 | -6.6845 | -6.6845 | 3075.7356 | 23006.5024 |  | 0
1984-04-14 | 0 | 0 | 0 | 0 | -6.6845 | -6.6845 | 3069.0511 | 22956.5024 |  | 0
1984-04-15 | 0 | 0 | 0 | 0 | -6.6845 | -6.6845 | 3062.3666 | 22906.5023 |  | 0
1984-04-16 | 0 | 0 | 0 | 0 | -6.6845 | -6.6845 | 3055.6821 | 22856.5022 |  | 0
1984-04-17 | 0 | 0 | 0 | 0 | -6.6845 | -6.6845 | 3048.9976 | 22806.5022 |  | 0
1984-04-18 | 0 | 0 | 0 | 0 | -6.6845 | -6.6845 | 3042.3131 | 22756.5021 |  | 0
1984-04-19 | 0 | 0 | 0 | 0 | -6.6845 | -6.6845 | 3035.6286 | 22706.5021 |  | 0
1984-04-20 | 0 | 0 | 0 | 0 | -6.6845 | -6.6845 | 3028.9441 | 22656.502 |  | 0
1984-04-21 | 0 | 0 | 0 | 0 | -6.6845 | -6.6845 | 3022.2596 | 22606.5019 |  | 0
1984-04-22 | 0 | 0 | 0 | 0 | -6.6845 | -6.6845 | 3015.5751 | 22556.5019 |  | 0
1984-04-23 | 0 | 0 | 0 | 0 | -6.6845 | -6.6845 | 3008.8906 | 22506.5018 |  | 0
1984-04-24 | 0 | 0 | 0 | 0 | -6.6845 | -6.6845 | 3002.2061 | 22456.5018 |  | 0
1984-04-25 | 0 | 0 | 0 | 0 | -6.6845 | -6.6845 | 2995.5216 | 22406.5017 |  | 0
1984-04-26 | 0 | 0 | 0 | 0 | -6.6845 | -6.6845 | 2988.8371 | 22356.5016 |  | 0
1984-04-27 | 0 | 0 | 0 | 0 | -6.6845 | -6.6845 | 2982.1526 | 22306.5016 |  | 0
1984-04-28 | 0 | 0 | 0 | 0 | -6.6845 | -6.6845 | 2975.4681 | 22256.5015 |  | 0
1984-04-29 | 0 | 0 | 0 | 0 | -6.6845 | -6.6845 | 2968.7836 | 22206.5015 |  | 0
1984-04-30 | 0 | 0 | 0 | 0 | -6.6845 | -6.6845 | 2962.0991 | 22156.5014 |  | 0
1984-05-01 | 0 | 0 | 0 | 0 | -6.6845 | -6.6845 | 2955.4146 | 22106.5013 |  | 0
1984-05-02 | 0 | 0 | 0 | 0 | -6.6845 | -6.6845 | 2948.7301 | 22056.5013 |  | 0
1984-05-03 | 0 | 0 | 0 | 0 | -6.6845 | -6.6845 | 2942.0456 | 22006.5012 |  | 0
1984-05-04 | 0 | 0 | 0 | 0 | -6.6845 | -6.6845 | 2935.3611 | 21956.5012 |  | 0
1984-05-05 | 0 | 0 | 0 | 0 | -6.6845 | -6.6845 | 2928.6766 | 21906.5011 |  | 0
1984-05-06 | 0 | 0 | 0 | 0 | -6.6845 | -6.6845 | 2921.9921 | 21856.501 |  | 0
1984-05-07 | 0 | 0 | 0 | 0 | -6.6845 | -6.6845 | 2915.3076 | 21806.501 |  | 0
1984-05-08 | 0 | 0 | 0 | 0 | -6.6845 | -6.6845 | 2908.6231 | 21756.5009 |  | 0
1984-05-09 | 0 | 0 | 0 | 0 | -6.6845 | -6.6845 | 2901.9386 | 21706.5009 |  | 0
1984-05-10 | 0 | 0 | 0 | 0 | -6.6845 | -6.6845 | 2895.2541 | 21656.5008 |  | 0
1984-05-11 | 0 | 0 | 0 | 0 | -6.6845 | -6.6845 | 2888.5696 | 21606.5007 |  | 0
1984-05-12 | 0 | 0 | 0 | 0 | -6.6845 | -6.6845 | 2881.8851 | 21556.5007 |  | 0
1984-05-13 | 0 | 0 | 0 | 0 | -6.6845 | -6.6845 | 2875.2006 | 21506.5006 |  | 0
1984-05-14 | 0 | 0 | 0 | 0 | -6.6845 | -6.6845 | 2868.5161 | 21456.5006 |  | 0
1984-05-15 | 0 | 0 | 0 | 0 | -6.6845 | -6.6845 | 2861.8316 | 21406.5005 |  | 0
1984-05-16 | 0.25 | 628.82 | 3.6551 | 3.6551 | 618.4804 | 618.4804 | 3480.312 | 26032.734 |  | 0
1984-05-17 | 0.016667 | 41.9213 | 3.6551 | 3.6551 | 31.5818 | 31.5818 | 3511.8938 | 26268.9656 |  | 0
1984-05-18 | 0 | 0 | 0 | 0 | -6.6845 | -6.6845 | 3505.2093 | 26218.9655 |  | 0
1984-05-19 | 0.016667 | 41.9213 | 3.6551 | 3.6551 | 31.5818 | 31.5818 | 3536.791 | 26455.197 |  | 0
1984-05-20 | 0 | 0 | 0 | 0 | -6.6845 | -6.6845 | 3530.1065 | 26405.197 |  | 0
1984-05-21 | 0 | 0 | 0 | 0 | -6.6845 | -6.6845 | 3523.422 | 26355.1969 |  | 0
1984-05-22 | 0 | 0 | 0 | 0 | -6.6845 | -6.6845 | 3516.7375 | 26305.1968 |  | 0
1984-05-23 | 0 | 0 | 0 | 0 | -6.6845 | -6.6845 | 3510.053 | 26255.1968 |  | 0
1984-05-24 | 0 | 0 | 0 | 0 | -6.6845 | -6.6845 | 3503.3685 | 26205.1967 |  | 0
1984-05-25 | 0 | 0 | 0 | 0 | -6.6845 | -6.6845 | 3496.684 | 26155.1967 |  | 0
1984-05-26 | 0 | 0 | 0 | 0 | -6.6845 | -6.6845 | 3489.9995 | 26105.1966 |  | 0
1984-05-27 | 0 | 0 | 0 | 0 | -6.6845 | -6.6845 | 3483.315 | 26055.1965 |  | 0
1984-05-28 | 0 | 0 | 0 | 0 | -6.6845 | -6.6845 | 3476.6305 | 26005.1965 |  | 0
1984-05-29 | 0 | 0 | 0 | 0 | -6.6845 | -6.6845 | 3469.946 | 25955.1964 |  | 0
1984-05-30 | 0 | 0 | 0 | 0 | -6.6845 | -6.6845 | 3463.2615 | 25905.1964 |  | 0
1984-05-31 | 0 | 0 | 0 | 0 | -6.6845 | -6.6845 | 3456.577 | 25855.1963 |  | 0
1984-06-01 | 0 | 0 | 0 | 0 | -6.6845 | -6.6845 | 3449.8925 | 25805.1962 |  | 0
1984-06-02 | 0.0033333 | 8.3843 | 3.6551 | 3.6551 | -1.9553 | -1.9553 | 3447.9372 | 25790.5705 |  | 0
1984-06-03 | 0.036667 | 92.2269 | 3.6551 | 3.6551 | 81.8874 | 81.8874 | 3529.8246 | 26403.0879 |  | 0
1984-06-04 | 0.0083333 | 20.9607 | 3.6551 | 3.6551 | 10.6211 | 10.6211 | 3540.4457 | 26482.5336 |  | 0
1984-06-05 | 0 | 0 | 0 | 0 | -6.6845 | -6.6845 | 3533.7612 | 26432.5336 |  | 0
1984-06-06 | 0 | 0 | 0 | 0 | -6.6845 | -6.6845 | 3527.0767 | 26382.5335 |  | 0
1984-06-07 | 0 | 0 | 0 | 0 | -6.6845 | -6.6845 | 3520.3922 | 26332.5334 |  | 0
1984-06-08 | 0 | 0 | 0 | 0 | -6.6845 | -6.6845 | 3513.7077 | 26282.5334 |  | 0
1984-06-09 | 0 | 0 | 0 | 0 | -6.6845 | -6.6845 | 3507.0232 | 26232.5333 |  | 0
1984-06-10 | 0 | 0 | 0 | 0 | -6.6845 | -6.6845 | 3500.3387 | 26182.5333 |  | 0
1984-06-11 | 0.070833 | 178.1657 | 3.6551 | 3.6551 | 167.8261 | 167.8261 | 3668.1648 | 27437.8724 |  | 0
1984-06-12 | 0 | 0 | 0 | 0 | -6.6845 | -6.6845 | 3661.4803 | 27387.8723 |  | 0
1984-06-13 | 0.033333 | 83.8427 | 3.6551 | 3.6551 | 73.5031 | 73.5031 | 3734.9833 | 27937.6754 |  | 0
1984-06-14 | 0.0225 | 56.5938 | 3.6551 | 3.6551 | 46.2542 | 46.2542 | 3781.2376 | 28283.657 |  | 0
1984-06-15 | 0 | 0 | 0 | 0 | -6.6845 | -6.6845 | 3774.5531 | 28233.6569 |  | 0
1984-06-16 | 0.045 | 113.1876 | 3.6551 | 3.6551 | 102.848 | 102.848 | 3877.4011 | 29002.9601 |  | 0
1984-06-17 | 0.0925 | 232.6634 | 3.6551 | 3.6551 | 222.3238 | 222.3238 | 4003.7455 | 29948.0163 |  | 89.2949
1984-06-18 | 0.1125 | 282.969 | 3.6551 | 3.6551 | 272.6294 | 272.6294 | 4003.7455 | 29948.0163 |  | 265.9449
1984-06-19 | 0.125 | 314.41 | 3.6551 | 3.6551 | 304.0704 | 304.0704 | 4003.7455 | 29948.0163 |  | 297.3859
1984-06-20 | 0 | 0 | 0 | 0 | -6.6845 | -6.6845 | 3997.061 | 29898.0163 |  | 0
1984-06-21 | 0.0125 | 31.441 | 3.6551 | 3.6551 | 21.1014 | 21.1014 | 4003.7455 | 29948.0163 |  | 7.7324
1984-06-22 | 0 | 0 | 0 | 0 | -6.6845 | -6.6845 | 3997.061 | 29898.0163 |  | 0
1984-06-23 | 0 | 0 | 0 | 0 | -6.6845 | -6.6845 | 3990.3765 | 29848.0162 |  | 0
1984-06-24 | 0 | 0 | 0 | 0 | -6.6845 | -6.6845 | 3983.692 | 29798.0162 |  | 0
1984-06-25 | 0 | 0 | 0 | 0 | -6.6845 | -6.6845 | 3977.0075 | 29748.0161 |  | 0
1984-06-26 | 0 | 0 | 0 | 0 | -6.6845 | -6.6845 | 3970.323 | 29698.016 |  | 0
1984-06-27 | 0 | 0 | 0 | 0 | -6.6845 | -6.6845 | 3963.6385 | 29648.016 |  | 0
1984-06-28 | 0 | 0 | 0 | 0 | -6.6845 | -6.6845 | 3956.954 | 29598.0159 |  | 0
1984-06-29 | 0.019167 | 48.2095 | 3.6551 | 3.6551 | 37.87 | 37.87 | 3994.824 | 29881.2832 |  | 0
1984-06-30 | 0 | 0 | 0 | 0 | -6.6845 | -6.6845 | 3988.1395 | 29831.2831 |  | 0
1984-07-01 | 0 | 0 | 0 | 0 | -6.6845 | -6.6845 | 3981.455 | 29781.283 |  | 0
1984-07-02 | 0 | 0 | 0 | 0 | -6.6845 | -6.6845 | 3974.7705 | 29731.283 |  | 0
1984-07-03 | 0 | 0 | 0 | 0 | -6.6845 | -6.6845 | 3968.086 | 29681.2829 |  | 0
1984-07-04 | 0.033333 | 83.8427 | 3.6551 | 3.6551 | 73.5031 | 73.5031 | 4003.7455 | 29948.0163 |  | 31.159
1984-07-05 | 0 | 0 | 0 | 0 | -6.6845 | -6.6845 | 3997.061 | 29898.0163 |  | 0
1984-07-06 | 0 | 0 | 0 | 0 | -6.6845 | -6.6845 | 3990.3765 | 29848.0162 |  | 0
1984-07-07 | 0 | 0 | 0 | 0 | -6.6845 | -6.6845 | 3983.692 | 29798.0162 |  | 0
1984-07-08 | 0 | 0 | 0 | 0 | -6.6845 | -6.6845 | 3977.0075 | 29748.0161 |  | 0
1984-07-09 | 0 | 0 | 0 | 0 | -6.6845 | -6.6845 | 3970.323 | 29698.016 |  | 0
1984-07-10 | 0 | 0 | 0 | 0 | -6.6845 | -6.6845 | 3963.6385 | 29648.016 |  | 0
1984-07-11 | 0 | 0 | 0 | 0 | -6.6845 | -6.6845 | 3956.954 | 29598.0159 |  | 0
1984-07-12 | 0 | 0 | 0 | 0 | -6.6845 | -6.6845 | 3950.2695 | 29548.0159 |  | 0
1984-07-13 | 0 | 0 | 0 | 0 | -6.6845 | -6.6845 | 3943.585 | 29498.0158 |  | 0
1984-07-14 | 0 | 0 | 0 | 0 | -6.6845 | -6.6845 | 3936.9005 | 29448.0157 |  | 0
1984-07-15 | 0 | 0 | 0 | 0 | -6.6845 | -6.6845 | 3930.216 | 29398.0157 |  | 0
1984-07-16 | 0 | 0 | 0 | 0 | -6.6845 | -6.6845 | 3923.5315 | 29348.0156 |  | 0
1984-07-17 | 0 | 0 | 0 | 0 | -6.6845 | -6.6845 | 3916.847 | 29298.0156 |  | 0
1984-07-18 | 0 | 0 | 0 | 0 | -6.6845 | -6.6845 | 3910.1625 | 29248.0155 |  | 0
1984-07-19 | 0 | 0 | 0 | 0 | -6.6845 | -6.6845 | 3903.478 | 29198.0154 |  | 0
1984-07-20 | 0 | 0 | 0 | 0 | -6.6845 | -6.6845 | 3896.7935 | 29148.0154 |  | 0
1984-07-21 | 0.026667 | 67.0741 | 3.6551 | 3.6551 | 56.7346 | 56.7346 | 3953.5281 | 29572.3898 |  | 0
1984-07-22 | 0 | 0 | 0 | 0 | -6.6845 | -6.6845 | 3946.8436 | 29522.3898 |  | 0
1984-07-23 | 0 | 0 | 0 | 0 | -6.6845 | -6.6845 | 3940.1591 | 29472.3897 |  | 0
1984-07-24 | 0 | 0 | 0 | 0 | -6.6845 | -6.6845 | 3933.4746 | 29422.3897 |  | 0
1984-07-25 | 0 | 0 | 0 | 0 | -6.6845 | -6.6845 | 3926.7901 | 29372.3896 |  | 0
1984-07-26 | 0.0125 | 31.441 | 3.6551 | 3.6551 | 21.1014 | 21.1014 | 3947.8915 | 29530.2282 |  | 0
1984-07-27 | 0.010833 | 27.2489 | 3.6551 | 3.6551 | 16.9093 | 16.9093 | 3964.8008 | 29656.7097 |  | 0
1984-07-28 | 0.0033333 | 8.3843 | 3.6551 | 3.6551 | -1.9553 | -1.9553 | 3962.8454 | 29642.0839 |  | 0
1984-07-29 | 0 | 0 | 0 | 0 | -6.6845 | -6.6845 | 3956.1609 | 29592.0839 |  | 0
1984-07-30 | 0 | 0 | 0 | 0 | -6.6845 | -6.6845 | 3949.4764 | 29542.0838 |  | 0
1984-07-31 | 0 | 0 | 0 | 0 | -6.6845 | -6.6845 | 3942.7919 | 29492.0838 |  | 0
1984-08-01 | 0 | 0 | 0 | 0 | -6.6845 | -6.6845 | 3936.1074 | 29442.0837 |  | 0
1984-08-02 | 0 | 0 | 0 | 0 | -6.6845 | -6.6845 | 3929.4229 | 29392.0836 |  | 0
1984-08-03 | 0.010833 | 27.2489 | 3.6551 | 3.6551 | 16.9093 | 16.9093 | 3946.3322 | 29518.5651 |  | 0
1984-08-04 | 0 | 0 | 0 | 0 | -6.6845 | -6.6845 | 3939.6477 | 29468.565 |  | 0
1984-08-05 | 0 | 0 | 0 | 0 | -6.6845 | -6.6845 | 3932.9632 | 29418.565 |  | 0
1984-08-06 | 0.005 | 12.5764 | 3.6551 | 3.6551 | 2.2368 | 2.2368 | 3935.2001 | 29435.2964 |  | 0
1984-08-07 | 0.010833 | 27.2489 | 3.6551 | 3.6551 | 16.9093 | 16.9093 | 3952.1093 | 29561.7779 |  | 0
1984-08-08 | 0 | 0 | 0 | 0 | -6.6845 | -6.6845 | 3945.4248 | 29511.7778 |  | 0
1984-08-09 | 0.050833 | 127.8601 | 3.6551 | 3.6551 | 117.5205 | 117.5205 | 4003.7455 | 29948.0163 |  | 52.5153
1984-08-10 | 0.021667 | 54.4977 | 3.6551 | 3.6551 | 44.1582 | 44.1582 | 4003.7455 | 29948.0163 |  | 37.4737
1984-08-11 | 0.0083333 | 20.9607 | 3.6551 | 3.6551 | 10.6211 | 10.6211 | 4003.7455 | 29948.0163 |  | 3.9366
1984-08-12 | 0 | 0 | 0 | 0 | -6.6845 | -6.6845 | 3997.061 | 29898.0163 |  | 0
1984-08-13 | 0.033333 | 83.8427 | 3.6551 | 3.6551 | 73.5031 | 73.5031 | 4003.7455 | 29948.0163 |  | 60.1341
1984-08-14 | 0 | 0 | 0 | 0 | -6.6845 | -6.6845 | 3997.061 | 29898.0163 |  | 0
1984-08-15 | 0 | 0 | 0 | 0 | -6.6845 | -6.6845 | 3990.3765 | 29848.0162 |  | 0
1984-08-16 | 0 | 0 | 0 | 0 | -6.6845 | -6.6845 | 3983.692 | 29798.0162 |  | 0
1984-08-17 | 0 | 0 | 0 | 0 | -6.6845 | -6.6845 | 3977.0075 | 29748.0161 |  | 0
1984-08-18 | 0 | 0 | 0 | 0 | -6.6845 | -6.6845 | 3970.323 | 29698.016 |  | 0
1984-08-19 | 0 | 0 | 0 | 0 | -6.6845 | -6.6845 | 3963.6385 | 29648.016 |  | 0
1984-08-20 | 0 | 0 | 0 | 0 | -6.6845 | -6.6845 | 3956.954 | 29598.0159 |  | 0
1984-08-21 | 0 | 0 | 0 | 0 | -6.6845 | -6.6845 | 3950.2695 | 29548.0159 |  | 0
1984-08-22 | 0 | 0 | 0 | 0 | -6.6845 | -6.6845 | 3943.585 | 29498.0158 |  | 0
1984-08-23 | 0 | 0 | 0 | 0 | -6.6845 | -6.6845 | 3936.9005 | 29448.0157 |  | 0
1984-08-24 | 0 | 0 | 0 | 0 | -6.6845 | -6.6845 | 3930.216 | 29398.0157 |  | 0
1984-08-25 | 0 | 0 | 0 | 0 | -6.6845 | -6.6845 | 3923.5315 | 29348.0156 |  | 0
1984-08-26 | 0 | 0 | 0 | 0 | -6.6845 | -6.6845 | 3916.847 | 29298.0156 |  | 0
1984-08-27 | 0 | 0 | 0 | 0 | -6.6845 | -6.6845 | 3910.1625 | 29248.0155 |  | 0
1984-08-28 | 0 | 0 | 0 | 0 | -6.6845 | -6.6845 | 3903.478 | 29198.0154 |  | 0
1984-08-29 | 0 | 0 | 0 | 0 | -6.6845 | -6.6845 | 3896.7935 | 29148.0154 |  | 0
1984-08-30 | 0 | 0 | 0 | 0 | -6.6845 | -6.6845 | 3890.109 | 29098.0153 |  | 0
1984-08-31 | 0 | 0 | 0 | 0 | -6.6845 | -6.6845 | 3883.4245 | 29048.0153 |  | 0
1984-10-01 | 0 | 0 | 0 | 0 | -6.6845 | -6.6845 | 3876.74 | 28998.0152 |  | 0
1984-10-02 | 0 | 0 | 0 | 0 | -6.6845 | -6.6845 | 3870.0555 | 28948.0151 |  | 0
1984-10-03 | 0.0525 | 132.0522 | 3.6551 | 3.6551 | 121.7126 | 121.7126 | 3991.7681 | 29858.4255 |  | 0
1984-10-04 | 0.020833 | 52.4017 | 3.6551 | 3.6551 | 42.0621 | 42.0621 | 4003.7455 | 29948.0163 |  | 23.4002
1984-10-05 | 0 | 0 | 0 | 0 | -6.6845 | -6.6845 | 3997.061 | 29898.0163 |  | 0
1984-10-06 | 0 | 0 | 0 | 0 | -6.6845 | -6.6845 | 3990.3765 | 29848.0162 |  | 0
1984-10-07 | 0 | 0 | 0 | 0 | -6.6845 | -6.6845 | 3983.692 | 29798.0162 |  | 0
1984-10-08 | 0 | 0 | 0 | 0 | -6.6845 | -6.6845 | 3977.0075 | 29748.0161 |  | 0
1984-10-09 | 0.010833 | 27.2489 | 3.6551 | 3.6551 | 16.9093 | 16.9093 | 3993.9168 | 29874.4976 |  | 0
1984-10-10 | 0.060833 | 153.0129 | 3.6551 | 3.6551 | 142.6733 | 142.6733 | 4003.7455 | 29948.0163 |  | 126.1601
1984-10-11 | 0 | 0 | 0 | 0 | -6.6845 | -6.6845 | 3997.061 | 29898.0163 |  | 0
1984-10-12 | 0.051667 | 129.9561 | 3.6551 | 3.6551 | 119.6166 | 119.6166 | 4003.7455 | 29948.0163 |  | 106.2476
1984-10-13 | 0.018333 | 46.1135 | 3.6551 | 3.6551 | 35.7739 | 35.7739 | 4003.7455 | 29948.0163 |  | 29.0894
1984-10-14 | 0 | 0 | 0 | 0 | -6.6845 | -6.6845 | 3997.061 | 29898.0163 |  | 0
1984-10-15 | 0 | 0 | 0 | 0 | -6.6845 | -6.6845 | 3990.3765 | 29848.0162 |  | 0
1984-10-16 | 0 | 0 | 0 | 0 | -6.6845 | -6.6845 | 3983.692 | 29798.0162 |  | 0
1984-10-17 | 0 | 0 | 0 | 0 | -6.6845 | -6.6845 | 3977.0075 | 29748.0161 |  | 0
1984-10-18 | 0 | 0 | 0 | 0 | -6.6845 | -6.6845 | 3970.323 | 29698.016 |  | 0
1984-10-19 | 0 | 0 | 0 | 0 | -6.6845 | -6.6845 | 3963.6385 | 29648.016 |  | 0
1984-10-20 | 0 | 0 | 0 | 0 | -6.6845 | -6.6845 | 3956.954 | 29598.0159 |  | 0
1984-10-21 | 0 | 0 | 0 | 0 | -6.6845 | -6.6845 | 3950.2695 | 29548.0159 |  | 0
1984-10-22 | 0 | 0 | 0 | 0 | -6.6845 | -6.6845 | 3943.585 | 29498.0158 |  | 0
1984-10-23 | 0.055833 | 140.4365 | 3.6551 | 3.6551 | 130.0969 | 130.0969 | 4003.7455 | 29948.0163 |  | 63.2519
1984-10-24 | 0.0025 | 6.2882 | 3.6551 | 3.6551 | -4.0514 | -4.0514 | 3999.6941 | 29917.712 |  | 0
1984-10-25 | 0.030833 | 77.5545 | 3.6551 | 3.6551 | 67.2149 | 67.2149 | 4003.7455 | 29948.0163 |  | 56.479
1984-10-26 | 0.03 | 75.4584 | 3.6551 | 3.6551 | 65.1188 | 65.1188 | 4003.7455 | 29948.0163 |  | 58.4343
1984-10-27 | 0.0075 | 18.8646 | 3.6551 | 3.6551 | 8.525 | 8.525 | 4003.7455 | 29948.0163 |  | 1.8405
1984-10-28 | 0 | 0 | 0 | 0 | -6.6845 | -6.6845 | 3997.061 | 29898.0163 |  | 0
1984-10-29 | 0 | 0 | 0 | 0 | -6.6845 | -6.6845 | 3990.3765 | 29848.0162 |  | 0
1984-10-30 | 0 | 0 | 0 | 0 | -6.6845 | -6.6845 | 3983.692 | 29798.0162 |  | 0
1984-10-31 | 0 | 0 | 0 | 0 | -6.6845 | -6.6845 | 3977.0075 | 29748.0161 |  | 0
1984-11-01 | 0 | 0 | 0 | 0 | -6.6845 | -6.6845 | 3970.323 | 29698.016 |  | 0
1984-11-02 | 0 | 0 | 0 | 0 | -6.6845 | -6.6845 | 3963.6385 | 29648.016 |  | 0
1984-11-03 | 0 | 0 | 0 | 0 | -6.6845 | -6.6845 | 3956.954 | 29598.0159 |  | 0
1984-11-04 | 0 | 0 | 0 | 0 | -6.6845 | -6.6845 | 3950.2695 | 29548.0159 |  | 0
1984-11-05 | 0 | 0 | 0 | 0 | -6.6845 | -6.6845 | 3943.585 | 29498.0158 |  | 0
1984-11-06 | 0 | 0 | 0 | 0 | -6.6845 | -6.6845 | 3936.9005 | 29448.0157 |  | 0
1984-11-07 | 0 | 0 | 0 | 0 | -6.6845 | -6.6845 | 3930.216 | 29398.0157 |  | 0
1984-11-08 | 0 | 0 | 0 | 0 | -6.6845 | -6.6845 | 3923.5315 | 29348.0156 |  | 0
1984-11-09 | 0 | 0 | 0 | 0 | -6.6845 | -6.6845 | 3916.847 | 29298.0156 |  | 0
1984-11-10 | 0 | 0 | 0 | 0 | -6.6845 | -6.6845 | 3910.1625 | 29248.0155 |  | 0
1984-11-11 | 0 | 0 | 0 | 0 | -6.6845 | -6.6845 | 3903.478 | 29198.0154 |  | 0
1984-11-12 | 0 | 0 | 0 | 0 | -6.6845 | -6.6845 | 3896.7935 | 29148.0154 |  | 0
1984-11-13 | 0 | 0 | 0 | 0 | -6.6845 | -6.6845 | 3890.109 | 29098.0153 |  | 0
1984-11-14 | 0 | 0 | 0 | 0 | -6.6845 | -6.6845 | 3883.4245 | 29048.0153 |  | 0
1984-11-15 | 0 | 0 | 0 | 0 | -6.6845 | -6.6845 | 3876.74 | 28998.0152 |  | 0
1984-11-16 | 0 | 0 | 0 | 0 | -6.6845 | -6.6845 | 3870.0555 | 28948.0151 |  | 0
1984-11-17 | 0.066667 | 167.6853 | 3.6551 | 3.6551 | 157.3458 | 157.3458 | 4003.7455 | 29948.0163 |  | 16.9713
1984-11-18 | 0 | 0 | 0 | 0 | -6.6845 | -6.6845 | 3997.061 | 29898.0163 |  | 0
1984-11-19 | 0 | 0 | 0 | 0 | -6.6845 | -6.6845 | 3990.3765 | 29848.0162 |  | 0
1984-11-20 | 0.015 | 37.7292 | 3.6551 | 3.6551 | 27.3896 | 27.3896 | 4003.7455 | 29948.0163 |  | 7.3361
1984-11-21 | 0 | 0 | 0 | 0 | -6.6845 | -6.6845 | 3997.061 | 29898.0163 |  | 0
1984-11-22 | 0 | 0 | 0 | 0 | -6.6845 | -6.6845 | 3990.3765 | 29848.0162 |  | 0
1984-11-23 | 0 | 0 | 0 | 0 | -6.6845 | -6.6845 | 3983.692 | 29798.0162 |  | 0
1984-11-24 | 0.068333 | 171.8775 | 3.6551 | 3.6551 | 161.5379 | 161.5379 | 4003.7455 | 29948.0163 |  | 134.7999
1984-11-25 | 0 | 0 | 0 | 0 | -6.6845 | -6.6845 | 3997.061 | 29898.0163 |  | 0
1984-11-26 | 0 | 0 | 0 | 0 | -6.6845 | -6.6845 | 3990.3765 | 29848.0162 |  | 0
1984-11-27 | 0 | 0 | 0 | 0 | -6.6845 | -6.6845 | 3983.692 | 29798.0162 |  | 0
1984-11-28 | 0 | 0 | 0 | 0 | -6.6845 | -6.6845 | 3977.0075 | 29748.0161 |  | 0
1984-11-29 | 0 | 0 | 0 | 0 | -6.6845 | -6.6845 | 3970.323 | 29698.016 |  | 0
1984-11-30 | 0 | 0 | 0 | 0 | -6.6845 | -6.6845 | 3963.6385 | 29648.016 |  | 0
1984-12-01 | 0 | 0 | 0 | 0 | -6.6845 | -6.6845 | 3956.954 | 29598.0159 |  | 0
1984-12-02 | 0 | 0 | 0 | 0 | -6.6845 | -6.6845 | 3950.2695 | 29548.0159 |  | 0
1984-12-03 | 0 | 0 | 0 | 0 | -6.6845 | -6.6845 | 3943.585 | 29498.0158 |  | 0
1984-12-04 | 0 | 0 | 0 | 0 | -6.6845 | -6.6845 | 3936.9005 | 29448.0157 |  | 0
1984-12-05 | 0 | 0 | 0 | 0 | -6.6845 | -6.6845 | 3930.216 | 29398.0157 |  | 0
1984-12-06 | 0 | 0 | 0 | 0 | -6.6845 | -6.6845 | 3923.5315 | 29348.0156 |  | 0
1984-12-07 | 0 | 0 | 0 | 0 | -6.6845 | -6.6845 | 3916.847 | 29298.0156 |  | 0
1984-12-08 | 0 | 0 | 0 | 0 | -6.6845 | -6.6845 | 3910.1625 | 29248.0155 |  | 0
1984-12-09 | 0 | 0 | 0 | 0 | -6.6845 | -6.6845 | 3903.478 | 29198.0154 |  | 0
1984-12-10 | 0 | 0 | 0 | 0 | -6.6845 | -6.6845 | 3896.7935 | 29148.0154 |  | 0
1984-12-11 | 0 | 0 | 0 | 0 | -6.6845 | -6.6845 | 3890.109 | 29098.0153 |  | 0
1984-12-12 | 0 | 0 | 0 | 0 | -6.6845 | -6.6845 | 3883.4245 | 29048.0153 |  | 0
1984-12-13 | 0 | 0 | 0 | 0 | -6.6845 | -6.6845 | 3876.74 | 28998.0152 |  | 0
1984-12-14 | 0 | 0 | 0 | 0 | -6.6845 | -6.6845 | 3870.0555 | 28948.0151 |  | 0
1984-12-15 | 0.085833 | 215.8949 | 3.6551 | 3.6551 | 205.5553 | 205.5553 | 4003.7455 | 29948.0163 |  | 65.1808
1984-12-16 | 0 | 0 | 0 | 0 | -6.6845 | -6.6845 | 3997.061 | 29898.0163 |  | 0
1984-12-17 | 0 | 0 | 0 | 0 | -6.6845 | -6.6845 | 3990.3765 | 29848.0162 |  | 0
1984-12-18 | 0 | 0 | 0 | 0 | -6.6845 | -6.6845 | 3983.692 | 29798.0162 |  | 0
1984-12-19 | 0 | 0 | 0 | 0 | -6.6845 | -6.6845 | 3977.0075 | 29748.0161 |  | 0
1984-12-20 | 0 | 0 | 0 | 0 | -6.6845 | -6.6845 | 3970.323 | 29698.016 |  | 0
1984-12-21 | 0 | 0 | 0 | 0 | -6.6845 | -6.6845 | 3963.6385 | 29648.016 |  | 0
1984-12-22 | 0 | 0 | 0 | 0 | -6.6845 | -6.6845 | 3956.954 | 29598.0159 |  | 0
1984-12-23 | 0 | 0 | 0 | 0 | -6.6845 | -6.6845 | 3950.2695 | 29548.0159 |  | 0
1984-12-24 | 0 | 0 | 0 | 0 | -6.6845 | -6.6845 | 3943.585 | 29498.0158 |  | 0
1984-12-25 | 0 | 0 | 0 | 0 | -6.6845 | -6.6845 | 3936.9005 | 29448.0157 |  | 0
1984-12-26 | 0 | 0 | 0 | 0 | -6.6845 | -6.6845 | 3930.216 | 29398.0157 |  | 0
1984-12-27 | 0 | 0 | 0 | 0 | -6.6845 | -6.6845 | 3923.5315 | 29348.0156 |  | 0
1984-12-28 | 0 | 0 | 0 | 0 | -6.6845 | -6.6845 | 3916.847 | 29298.0156 |  | 0
1984-12-29 | 0 | 0 | 0 | 0 | -6.6845 | -6.6845 | 3910.1625 | 29248.0155 |  | 0
1984-12-30 | 0 | 0 | 0 | 0 | -6.6845 | -6.6845 | 3903.478 | 29198.0154 |  | 0
1984-12-31 | 0.070833 | 178.1657 | 3.6551 | 3.6551 | 167.8261 | 167.8261 | 4003.7455 | 29948.0163 |  | 60.8741
1985-01-01 | 0 | 0 | 0 | 0 | -6.6845 | -6.6845 | 3997.061 | 29898.0163 |  | 0
1985-01-02 | 0.010833 | 27.2489 | 3.6551 | 3.6551 | 16.9093 | 16.9093 | 4003.7455 | 29948.0163 |  | 3.5403
1985-01-03 | 0 | 0 | 0 | 0 | -6.6845 | -6.6845 | 3997.061 | 29898.0163 |  | 0
1985-01-04 | 0 | 0 | 0 | 0 | -6.6845 | -6.6845 | 3990.3765 | 29848.0162 |  | 0
1985-01-05 | 0 | 0 | 0 | 0 | -6.6845 | -6.6845 | 3983.692 | 29798.0162 |  | 0
1985-01-06 | 0 | 0 | 0 | 0 | -6.6845 | -6.6845 | 3977.0075 | 29748.0161 |  | 0
1985-01-07 | 0 | 0 | 0 | 0 | -6.6845 | -6.6845 | 3970.323 | 29698.016 |  | 0
1985-01-08 | 0 | 0 | 0 | 0 | -6.6845 | -6.6845 | 3963.6385 | 29648.016 |  | 0
1985-01-09 | 0 | 0 | 0 | 0 | -6.6845 | -6.6845 | 3956.954 | 29598.0159 |  | 0
1985-01-10 | 0 | 0 | 0 | 0 | -6.6845 | -6.6845 | 3950.2695 | 29548.0159 |  | 0
1985-01-11 | 0 | 0 | 0 | 0 | -6.6845 | -6.6845 | 3943.585 | 29498.0158 |  | 0
1985-01-12 | 0.025 | 62.882 | 3.6551 | 3.6551 | 52.5424 | 52.5424 | 3996.1274 | 29891.0331 |  | 0
1985-01-13 | 0.015 | 37.7292 | 3.6551 | 3.6551 | 27.3896 | 27.3896 | 4003.7455 | 29948.0163 |  | 13.087
1985-01-14 | 0 | 0 | 0 | 0 | -6.6845 | -6.6845 | 3997.061 | 29898.0163 |  | 0
1985-01-15 | 0.013333 | 33.5371 | 3.6551 | 3.6551 | 23.1975 | 23.1975 | 4003.7455 | 29948.0163 |  | 9.8285
1985-01-16 | 0 | 0 | 0 | 0 | -6.6845 | -6.6845 | 3997.061 | 29898.0163 |  | 0
1985-01-17 | 0 | 0 | 0 | 0 | -6.6845 | -6.6845 | 3990.3765 | 29848.0162 |  | 0
1985-01-18 | 0 | 0 | 0 | 0 | -6.6845 | -6.6845 | 3983.692 | 29798.0162 |  | 0
1985-01-19 | 0 | 0 | 0 | 0 | -6.6845 | -6.6845 | 3977.0075 | 29748.0161 |  | 0
1985-01-20 | 0 | 0 | 0 | 0 | -6.6845 | -6.6845 | 3970.323 | 29698.016 |  | 0
1985-01-21 | 0 | 0 | 0 | 0 | -6.6845 | -6.6845 | 3963.6385 | 29648.016 |  | 0
1985-01-22 | 0 | 0 | 0 | 0 | -6.6845 | -6.6845 | 3956.954 | 29598.0159 |  | 0
1985-01-23 | 0 | 0 | 0 | 0 | -6.6845 | -6.6845 | 3950.2695 | 29548.0159 |  | 0
1985-01-24 | 0 | 0 | 0 | 0 | -6.6845 | -6.6845 | 3943.585 | 29498.0158 |  | 0
1985-01-25 | 0 | 0 | 0 | 0 | -6.6845 | -6.6845 | 3936.9005 | 29448.0157 |  | 0
1985-01-26 | 0.0091667 | 23.0567 | 3.6551 | 3.6551 | 12.7172 | 12.7172 | 3949.6177 | 29543.14 |  | 0
1985-01-27 | 0 | 0 | 0 | 0 | -6.6845 | -6.6845 | 3942.9332 | 29493.14 |  | 0
1985-01-28 | 0 | 0 | 0 | 0 | -6.6845 | -6.6845 | 3936.2487 | 29443.1399 |  | 0
1985-01-29 | 0 | 0 | 0 | 0 | -6.6845 | -6.6845 | 3929.5642 | 29393.1399 |  | 0
1985-01-30 | 0 | 0 | 0 | 0 | -6.6845 | -6.6845 | 3922.8797 | 29343.1398 |  | 0
1985-01-31 | 0 | 0 | 0 | 0 | -6.6845 | -6.6845 | 3916.1952 | 29293.1397 |  | 0
1985-02-01 | 0 | 0 | 0 | 0 | -6.6845 | -6.6845 | 3909.5107 | 29243.1397 |  | 0
1985-02-02 | 0.01 | 25.1528 | 3.6551 | 3.6551 | 14.8132 | 14.8132 | 3924.3239 | 29353.9426 |  | 0
1985-02-03 | 0 | 0 | 0 | 0 | -6.6845 | -6.6845 | 3917.6394 | 29303.9425 |  | 0
1985-02-04 | 0 | 0 | 0 | 0 | -6.6845 | -6.6845 | 3910.9549 | 29253.9424 |  | 0
1985-02-05 | 0 | 0 | 0 | 0 | -6.6845 | -6.6845 | 3904.2704 | 29203.9424 |  | 0
1985-02-06 | 0 | 0 | 0 | 0 | -6.6845 | -6.6845 | 3897.5859 | 29153.9423 |  | 0
1985-02-07 | 0 | 0 | 0 | 0 | -6.6845 | -6.6845 | 3890.9014 | 29103.9423 |  | 0
1985-02-08 | 0 | 0 | 0 | 0 | -6.6845 | -6.6845 | 3884.2169 | 29053.9422 |  | 0
1985-02-09 | 0 | 0 | 0 | 0 | -6.6845 | -6.6845 | 3877.5324 | 29003.9421 |  | 0
1985-02-10 | 0 | 0 | 0 | 0 | -6.6845 | -6.6845 | 3870.8479 | 28953.9421 |  | 0
1985-02-11 | 0 | 0 | 0 | 0 | -6.6845 | -6.6845 | 3864.1634 | 28903.942 |  | 0
1985-02-12 | 0 | 0 | 0 | 0 | -6.6845 | -6.6845 | 3857.4789 | 28853.942 |  | 0
1985-02-13 | 0 | 0 | 0 | 0 | -6.6845 | -6.6845 | 3850.7944 | 28803.9419 |  | 0
1985-02-14 | 0 | 0 | 0 | 0 | -6.6845 | -6.6845 | 3844.1099 | 28753.9418 |  | 0
1985-02-15 | 0 | 0 | 0 | 0 | -6.6845 | -6.6845 | 3837.4254 | 28703.9418 |  | 0
1985-02-16 | 0 | 0 | 0 | 0 | -6.6845 | -6.6845 | 3830.7409 | 28653.9417 |  | 0
1985-02-17 | 0 | 0 | 0 | 0 | -6.6845 | -6.6845 | 3824.0564 | 28603.9417 |  | 0
1985-02-18 | 0 | 0 | 0 | 0 | -6.6845 | -6.6845 | 3817.3719 | 28553.9416 |  | 0
1985-02-19 | 0 | 0 | 0 | 0 | -6.6845 | -6.6845 | 3810.6874 | 28503.9415 |  | 0
1985-02-20 | 0.0083333 | 20.9607 | 3.6551 | 3.6551 | 10.6211 | 10.6211 | 3821.3085 | 28583.3873 |  | 0
1985-02-21 | 0 | 0 | 0 | 0 | -6.6845 | -6.6845 | 3814.624 | 28533.3872 |  | 0
1985-02-22 | 0 | 0 | 0 | 0 | -6.6845 | -6.6845 | 3807.9395 | 28483.3872 |  | 0
1985-02-23 | 0.0091667 | 23.0567 | 3.6551 | 3.6551 | 12.7172 | 12.7172 | 3820.6566 | 28578.5115 |  | 0
1985-02-24 | 0 | 0 | 0 | 0 | -6.6845 | -6.6845 | 3813.9721 | 28528.5114 |  | 0
1985-02-25 | 0 | 0 | 0 | 0 | -6.6845 | -6.6845 | 3807.2876 | 28478.5113 |  | 0
1985-02-26 | 0 | 0 | 0 | 0 | -6.6845 | -6.6845 | 3800.6031 | 28428.5113 |  | 0
1985-02-27 | 0 | 0 | 0 | 0 | -6.6845 | -6.6845 | 3793.9186 | 28378.5112 |  | 0
1985-02-28 | 0 | 0 | 0 | 0 | -6.6845 | -6.6845 | 3787.2341 | 28328.5112 |  | 0
1985-03-01 | 0.0033333 | 8.3843 | 3.6551 | 3.6551 | -1.9553 | -1.9553 | 3785.2788 | 28313.8854 |  | 0
1985-03-02 | 0 | 0 | 0 | 0 | -6.6845 | -6.6845 | 3778.5943 | 28263.8854 |  | 0
1985-03-03 | 0 | 0 | 0 | 0 | -6.6845 | -6.6845 | 3771.9098 | 28213.8853 |  | 0
1985-03-04 | 0 | 0 | 0 | 0 | -6.6845 | -6.6845 | 3765.2253 | 28163.8852 |  | 0
1985-03-05 | 0 | 0 | 0 | 0 | -6.6845 | -6.6845 | 3758.5408 | 28113.8852 |  | 0
1985-03-06 | 0 | 0 | 0 | 0 | -6.6845 | -6.6845 | 3751.8563 | 28063.8851 |  | 0
1985-03-07 | 0 | 0 | 0 | 0 | -6.6845 | -6.6845 | 3745.1718 | 28013.8851 |  | 0
1985-03-08 | 0 | 0 | 0 | 0 | -6.6845 | -6.6845 | 3738.4873 | 27963.885 |  | 0
1985-03-09 | 0 | 0 | 0 | 0 | -6.6845 | -6.6845 | 3731.8028 | 27913.8849 |  | 0
1985-03-10 | 0 | 0 | 0 | 0 | -6.6845 | -6.6845 | 3725.1183 | 27863.8849 |  | 0
1985-03-11 | 0 | 0 | 0 | 0 | -6.6845 | -6.6845 | 3718.4338 | 27813.8848 |  | 0
1985-03-12 | 0 | 0 | 0 | 0 | -6.6845 | -6.6845 | 3711.7493 | 27763.8848 |  | 0
1985-03-13 | 0 | 0 | 0 | 0 | -6.6845 | -6.6845 | 3705.0648 | 27713.8847 |  | 0
1985-03-14 | 0.019167 | 48.2095 | 3.6551 | 3.6551 | 37.87 | 37.87 | 3742.9348 | 27997.1519 |  | 0
1985-03-15 | 0.020833 | 52.4017 | 3.6551 | 3.6551 | 42.0621 | 42.0621 | 3784.9968 | 28311.7764 |  | 0
1985-03-16 | 0.0066667 | 16.7685 | 3.6551 | 3.6551 | 6.429 | 6.429 | 3791.4258 | 28359.8649 |  | 0
1985-03-17 | 0 | 0 | 0 | 0 | -6.6845 | -6.6845 | 3784.7413 | 28309.8649 |  | 0
1985-03-18 | 0 | 0 | 0 | 0 | -6.6845 | -6.6845 | 3778.0568 | 28259.8648 |  | 0
1985-03-19 | 0.0025 | 6.2882 | 3.6551 | 3.6551 | -4.0514 | -4.0514 | 3774.0054 | 28229.5605 |  | 0
1985-03-20 | 0 | 0 | 0 | 0 | -6.6845 | -6.6845 | 3767.3209 | 28179.5604 |  | 0
1985-03-21 | 0 | 0 | 0 | 0 | -6.6845 | -6.6845 | 3760.6364 | 28129.5604 |  | 0
1985-03-22 | 0 | 0 | 0 | 0 | -6.6845 | -6.6845 | 3753.9519 | 28079.5603 |  | 0
1985-03-23 | 0 | 0 | 0 | 0 | -6.6845 | -6.6845 | 3747.2674 | 28029.5602 |  | 0
1985-03-24 | 0 | 0 | 0 | 0 | -6.6845 | -6.6845 | 3740.5829 | 27979.5602 |  | 0
1985-03-25 | 0 | 0 | 0 | 0 | -6.6845 | -6.6845 | 3733.8984 | 27929.5601 |  | 0
1985-03-26 | 0 | 0 | 0 | 0 | -6.6845 | -6.6845 | 3727.2139 | 27879.5601 |  | 0
1985-03-27 | 0 | 0 | 0 | 0 | -6.6845 | -6.6845 | 3720.5294 | 27829.56 |  | 0
1985-03-28 | 0 | 0 | 0 | 0 | -6.6845 | -6.6845 | 3713.8449 | 27779.5599 |  | 0
1985-03-29 | 0.0016667 | 4.1921 | 3.6551 | 3.6551 | -6.1474 | -6.1474 | 3707.6975 | 27733.577 |  | 0
1985-03-30 | 0 | 0 | 0 | 0 | -6.6845 | -6.6845 | 3701.013 | 27683.577 |  | 0
1985-03-31 | 0 | 0 | 0 | 0 | -6.6845 | -6.6845 | 3694.3285 | 27633.5769 |  | 0
1985-04-01 | 0 | 0 | 0 | 0 | -6.6845 | -6.6845 | 3687.644 | 27583.5769 |  | 0
1985-04-02 | 0 | 0 | 0 | 0 | -6.6845 | -6.6845 | 3680.9595 | 27533.5768 |  | 0
1985-04-03 | 0 | 0 | 0 | 0 | -6.6845 | -6.6845 | 3674.275 | 27483.5767 |  | 0
1985-04-04 | 0 | 0 | 0 | 0 | -6.6845 | -6.6845 | 3667.5905 | 27433.5767 |  | 0
1985-04-05 | 0 | 0 | 0 | 0 | -6.6845 | -6.6845 | 3660.906 | 27383.5766 |  | 0
1985-04-06 | 0 | 0 | 0 | 0 | -6.6845 | -6.6845 | 3654.2215 | 27333.5766 |  | 0
1985-04-07 | 0 | 0 | 0 | 0 | -6.6845 | -6.6845 | 3647.537 | 27283.5765 |  | 0
1985-04-08 | 0 | 0 | 0 | 0 | -6.6845 | -6.6845 | 3640.8525 | 27233.5764 |  | 0
1985-04-09 | 0 | 0 | 0 | 0 | -6.6845 | -6.6845 | 3634.168 | 27183.5764 |  | 0
1985-04-10 | 0 | 0 | 0 | 0 | -6.6845 | -6.6845 | 3627.4835 | 27133.5763 |  | 0
1985-04-11 | 0.011667 | 29.3449 | 3.6551 | 3.6551 | 19.0054 | 19.0054 | 3646.4888 | 27275.7364 |  | 0
1985-04-12 | 0 | 0 | 0 | 0 | -6.6845 | -6.6845 | 3639.8043 | 27225.7363 |  | 0
1985-04-13 | 0 | 0 | 0 | 0 | -6.6845 | -6.6845 | 3633.1198 | 27175.7362 |  | 0
1985-04-14 | 0.0058333 | 14.6725 | 3.6551 | 3.6551 | 4.3329 | 4.3329 | 3637.4527 | 27208.1462 |  | 0
1985-04-15 | 0 | 0 | 0 | 0 | -6.6845 | -6.6845 | 3630.7682 | 27158.1462 |  | 0
1985-04-16 | 0 | 0 | 0 | 0 | -6.6845 | -6.6845 | 3624.0837 | 27108.1461 |  | 0
1985-04-17 | 0 | 0 | 0 | 0 | -6.6845 | -6.6845 | 3617.3992 | 27058.146 |  | 0
1985-04-18 | 0 | 0 | 0 | 0 | -6.6845 | -6.6845 | 3610.7147 | 27008.146 |  | 0
1985-04-19 | 0 | 0 | 0 | 0 | -6.6845 | -6.6845 | 3604.0302 | 26958.1459 |  | 0
1985-04-20 | 0 | 0 | 0 | 0 | -6.6845 | -6.6845 | 3597.3457 | 26908.1459 |  | 0
1985-04-21 | 0 | 0 | 0 | 0 | -6.6845 | -6.6845 | 3590.6612 | 26858.1458 |  | 0
1985-04-22 | 0 | 0 | 0 | 0 | -6.6845 | -6.6845 | 3583.9767 | 26808.1457 |  | 0
1985-04-23 | 0 | 0 | 0 | 0 | -6.6845 | -6.6845 | 3577.2922 | 26758.1457 |  | 0
1985-04-24 | 0 | 0 | 0 | 0 | -6.6845 | -6.6845 | 3570.6077 | 26708.1456 |  | 0
1985-04-25 | 0.0041667 | 10.4803 | 3.6551 | 3.6551 | 0.14075 | 0.14075 | 3570.7485 | 26709.1985 |  | 0
1985-04-26 | 0.00083333 | 2.0961 | 3.6551 | 2.0961 | -6.6845 | -6.6845 | 3564.064 | 26659.1984 |  | 0
1985-04-27 | 0 | 0 | 0 | 0 | -6.6845 | -6.6845 | 3557.3795 | 26609.1983 |  | 0
1985-04-28 | 0 | 0 | 0 | 0 | -6.6845 | -6.6845 | 3550.695 | 26559.1983 |  | 0
1985-04-29 | 0 | 0 | 0 | 0 | -6.6845 | -6.6845 | 3544.0105 | 26509.1982 |  | 0
1985-04-30 | 0 | 0 | 0 | 0 | -6.6845 | -6.6845 | 3537.326 | 26459.1982 |  | 0
1985-05-01 | 0 | 0 | 0 | 0 | -6.6845 | -6.6845 | 3530.6415 | 26409.1981 |  | 0
1985-05-02 | 0 | 0 | 0 | 0 | -6.6845 | -6.6845 | 3523.957 | 26359.198 |  | 0
1985-05-03 | 0 | 0 | 0 | 0 | -6.6845 | -6.6845 | 3517.2725 | 26309.198 |  | 0
1985-05-04 | 0 | 0 | 0 | 0 | -6.6845 | -6.6845 | 3510.588 | 26259.1979 |  | 0
1985-05-05 | 0 | 0 | 0 | 0 | -6.6845 | -6.6845 | 3503.9035 | 26209.1979 |  | 0
1985-05-06 | 0 | 0 | 0 | 0 | -6.6845 | -6.6845 | 3497.219 | 26159.1978 |  | 0
1985-05-07 | 0 | 0 | 0 | 0 | -6.6845 | -6.6845 | 3490.5345 | 26109.1977 |  | 0
1985-05-08 | 0 | 0 | 0 | 0 | -6.6845 | -6.6845 | 3483.85 | 26059.1977 |  | 0
1985-05-09 | 0 | 0 | 0 | 0 | -6.6845 | -6.6845 | 3477.1655 | 26009.1976 |  | 0
1985-05-10 | 0 | 0 | 0 | 0 | -6.6845 | -6.6845 | 3470.481 | 25959.1976 |  | 0
1985-05-11 | 0 | 0 | 0 | 0 | -6.6845 | -6.6845 | 3463.7965 | 25909.1975 |  | 0
1985-05-12 | 0 | 0 | 0 | 0 | -6.6845 | -6.6845 | 3457.112 | 25859.1974 |  | 0
1985-05-13 | 0 | 0 | 0 | 0 | -6.6845 | -6.6845 | 3450.4275 | 25809.1974 |  | 0
1985-05-14 | 0 | 0 | 0 | 0 | -6.6845 | -6.6845 | 3443.743 | 25759.1973 |  | 0
1985-05-15 | 0.0091667 | 23.0567 | 3.6551 | 3.6551 | 12.7172 | 12.7172 | 3456.4601 | 25854.3216 |  | 0
1985-05-16 | 0.014167 | 35.6331 | 3.6551 | 3.6551 | 25.2936 | 25.2936 | 3481.7537 | 26043.5174 |  | 0
1985-05-17 | 0.016667 | 41.9213 | 3.6551 | 3.6551 | 31.5818 | 31.5818 | 3513.3354 | 26279.7489 |  | 0
1985-05-18 | 0 | 0 | 0 | 0 | -6.6845 | -6.6845 | 3506.6509 | 26229.7489 |  | 0
1985-05-19 | 0 | 0 | 0 | 0 | -6.6845 | -6.6845 | 3499.9664 | 26179.7488 |  | 0
1985-05-20 | 0 | 0 | 0 | 0 | -6.6845 | -6.6845 | 3493.2819 | 26129.7487 |  | 0
1985-05-21 | 0 | 0 | 0 | 0 | -6.6845 | -6.6845 | 3486.5974 | 26079.7487 |  | 0
1985-05-22 | 0 | 0 | 0 | 0 | -6.6845 | -6.6845 | 3479.9129 | 26029.7486 |  | 0
1985-05-23 | 0 | 0 | 0 | 0 | -6.6845 | -6.6845 | 3473.2284 | 25979.7486 |  | 0
1985-05-24 | 0 | 0 | 0 | 0 | -6.6845 | -6.6845 | 3466.5439 | 25929.7485 |  | 0
1985-05-25 | 0 | 0 | 0 | 0 | -6.6845 | -6.6845 | 3459.8594 | 25879.7484 |  | 0
1985-05-26 | 0 | 0 | 0 | 0 | -6.6845 | -6.6845 | 3453.1749 | 25829.7484 |  | 0
1985-05-27 | 0 | 0 | 0 | 0 | -6.6845 | -6.6845 | 3446.4904 | 25779.7483 |  | 0
1985-05-28 | 0 | 0 | 0 | 0 | -6.6845 | -6.6845 | 3439.8059 | 25729.7483 |  | 0
1985-05-29 | 0 | 0 | 0 | 0 | -6.6845 | -6.6845 | 3433.1214 | 25679.7482 |  | 0
1985-05-30 | 0 | 0 | 0 | 0 | -6.6845 | -6.6845 | 3426.4369 | 25629.7481 |  | 0
1985-05-31 | 0 | 0 | 0 | 0 | -6.6845 | -6.6845 | 3419.7524 | 25579.7481 |  | 0
1985-06-01 | 0 | 0 | 0 | 0 | -6.6845 | -6.6845 | 3413.0679 | 25529.748 |  | 0
1985-06-02 | 0.0125 | 31.441 | 3.6551 | 3.6551 | 21.1014 | 21.1014 | 3434.1693 | 25687.5866 |  | 0
1985-06-03 | 0 | 0 | 0 | 0 | -6.6845 | -6.6845 | 3427.4848 | 25637.5866 |  | 0
1985-06-04 | 0 | 0 | 0 | 0 | -6.6845 | -6.6845 | 3420.8003 | 25587.5865 |  | 0
1985-06-05 | 0 | 0 | 0 | 0 | -6.6845 | -6.6845 | 3414.1158 | 25537.5865 |  | 0
1985-06-06 | 0 | 0 | 0 | 0 | -6.6845 | -6.6845 | 3407.4313 | 25487.5864 |  | 0
1985-06-07 | 0 | 0 | 0 | 0 | -6.6845 | -6.6845 | 3400.7468 | 25437.5863 |  | 0
1985-06-08 | 0 | 0 | 0 | 0 | -6.6845 | -6.6845 | 3394.0623 | 25387.5863 |  | 0
1985-06-09 | 0 | 0 | 0 | 0 | -6.6845 | -6.6845 | 3387.3778 | 25337.5862 |  | 0
1985-06-10 | 0 | 0 | 0 | 0 | -6.6845 | -6.6845 | 3380.6933 | 25287.5862 |  | 0
1985-06-11 | 0.0025 | 6.2882 | 3.6551 | 3.6551 | -4.0514 | -4.0514 | 3376.642 | 25257.2818 |  | 0
1985-06-12 | 0 | 0 | 0 | 0 | -6.6845 | -6.6845 | 3369.9575 | 25207.2818 |  | 0
1985-06-13 | 0 | 0 | 0 | 0 | -6.6845 | -6.6845 | 3363.273 | 25157.2817 |  | 0
1985-06-14 | 0 | 0 | 0 | 0 | -6.6845 | -6.6845 | 3356.5885 | 25107.2817 |  | 0
1985-06-15 | 0 | 0 | 0 | 0 | -6.6845 | -6.6845 | 3349.904 | 25057.2816 |  | 0
1985-06-16 | 0 | 0 | 0 | 0 | -6.6845 | -6.6845 | 3343.2195 | 25007.2815 |  | 0
1985-06-17 | 0 | 0 | 0 | 0 | -6.6845 | -6.6845 | 3336.535 | 24957.2815 |  | 0
1985-06-18 | 0 | 0 | 0 | 0 | -6.6845 | -6.6845 | 3329.8505 | 24907.2814 |  | 0
1985-06-19 | 0 | 0 | 0 | 0 | -6.6845 | -6.6845 | 3323.166 | 24857.2814 |  | 0
1985-06-20 | 0 | 0 | 0 | 0 | -6.6845 | -6.6845 | 3316.4815 | 24807.2813 |  | 0
1985-06-21 | 0 | 0 | 0 | 0 | -6.6845 | -6.6845 | 3309.797 | 24757.2812 |  | 0
1985-06-22 | 0.015 | 37.7292 | 3.6551 | 3.6551 | 27.3896 | 27.3896 | 3337.1866 | 24962.1556 |  | 0
1985-06-23 | 0 | 0 | 0 | 0 | -6.6845 | -6.6845 | 3330.5021 | 24912.1555 |  | 0
1985-06-24 | 0 | 0 | 0 | 0 | -6.6845 | -6.6845 | 3323.8176 | 24862.1555 |  | 0
1985-06-25 | 0.105 | 264.1044 | 3.6551 | 3.6551 | 253.7648 | 253.7648 | 3577.5824 | 26760.3163 |  | 0
1985-06-26 | 0 | 0 | 0 | 0 | -6.6845 | -6.6845 | 3570.8979 | 26710.3163 |  | 0
1985-06-27 | 0 | 0 | 0 | 0 | -6.6845 | -6.6845 | 3564.2134 | 26660.3162 |  | 0
1985-06-28 | 0 | 0 | 0 | 0 | -6.6845 | -6.6845 | 3557.5289 | 26610.3161 |  | 0
1985-06-29 | 0 | 0 | 0 | 0 | -6.6845 | -6.6845 | 3550.8444 | 26560.3161 |  | 0
1985-06-30 | 0 | 0 | 0 | 0 | -6.6845 | -6.6845 | 3544.1599 | 26510.316 |  | 0
1985-07-01 | 0 | 0 | 0 | 0 | -6.6845 | -6.6845 | 3537.4754 | 26460.316 |  | 0
1985-07-02 | 0 | 0 | 0 | 0 | -6.6845 | -6.6845 | 3530.7909 | 26410.3159 |  | 0
1985-07-03 | 0 | 0 | 0 | 0 | -6.6845 | -6.6845 | 3524.1064 | 26360.3158 |  | 0
1985-07-04 | 0 | 0 | 0 | 0 | -6.6845 | -6.6845 | 3517.4219 | 26310.3158 |  | 0
1985-07-05 | 0 | 0 | 0 | 0 | -6.6845 | -6.6845 | 3510.7374 | 26260.3157 |  | 0
1985-07-06 | 0 | 0 | 0 | 0 | -6.6845 | -6.6845 | 3504.0529 | 26210.3157 |  | 0
1985-07-07 | 0 | 0 | 0 | 0 | -6.6845 | -6.6845 | 3497.3684 | 26160.3156 |  | 0
1985-07-08 | 0 | 0 | 0 | 0 | -6.6845 | -6.6845 | 3490.6839 | 26110.3155 |  | 0
1985-07-09 | 0 | 0 | 0 | 0 | -6.6845 | -6.6845 | 3483.9994 | 26060.3155 |  | 0
1985-07-10 | 0 | 0 | 0 | 0 | -6.6845 | -6.6845 | 3477.3149 | 26010.3154 |  | 0
1985-07-11 | 0 | 0 | 0 | 0 | -6.6845 | -6.6845 | 3470.6304 | 25960.3154 |  | 0
1985-07-12 | 0 | 0 | 0 | 0 | -6.6845 | -6.6845 | 3463.9459 | 25910.3153 |  | 0
1985-07-13 | 0 | 0 | 0 | 0 | -6.6845 | -6.6845 | 3457.2614 | 25860.3152 |  | 0
1985-07-14 | 0 | 0 | 0 | 0 | -6.6845 | -6.6845 | 3450.5769 | 25810.3152 |  | 0
1985-07-15 | 0.0033333 | 8.3843 | 3.6551 | 3.6551 | -1.9553 | -1.9553 | 3448.6216 | 25795.6894 |  | 0
1985-07-16 | 0.0066667 | 16.7685 | 3.6551 | 3.6551 | 6.429 | 6.429 | 3455.0505 | 25843.778 |  | 0
1985-07-17 | 0 | 0 | 0 | 0 | -6.6845 | -6.6845 | 3448.366 | 25793.7779 |  | 0
1985-07-18 | 0 | 0 | 0 | 0 | -6.6845 | -6.6845 | 3441.6815 | 25743.7779 |  | 0
1985-07-19 | 0 | 0 | 0 | 0 | -6.6845 | -6.6845 | 3434.997 | 25693.7778 |  | 0
1985-07-20 | 0.020833 | 52.4017 | 3.6551 | 3.6551 | 42.0621 | 42.0621 | 3477.0591 | 26008.4022 |  | 0
1985-07-21 | 0.026667 | 67.0741 | 3.6551 | 3.6551 | 56.7346 | 56.7346 | 3533.7937 | 26432.7767 |  | 0
1985-07-22 | 0.0275 | 69.1702 | 3.6551 | 3.6551 | 58.8306 | 58.8306 | 3592.6243 | 26872.8297 |  | 0
1985-07-23 | 0.0041667 | 10.4803 | 3.6551 | 3.6551 | 0.14075 | 0.14075 | 3592.765 | 26873.8826 |  | 0
1985-07-24 | 0.025833 | 64.9781 | 3.6551 | 3.6551 | 54.6385 | 54.6385 | 3647.4035 | 27282.5784 |  | 0
1985-07-25 | 0.05 | 125.764 | 3.6551 | 3.6551 | 115.4244 | 115.4244 | 3762.828 | 28145.9531 |  | 0
1985-07-26 | 0.048333 | 121.5719 | 3.6551 | 3.6551 | 111.2323 | 111.2323 | 3874.0602 | 28977.9706 |  | 0
1985-07-27 | 0.041667 | 104.8033 | 3.6551 | 3.6551 | 94.4638 | 94.4638 | 3968.524 | 29684.5595 |  | 0
1985-07-28 | 0 | 0 | 0 | 0 | -6.6845 | -6.6845 | 3961.8395 | 29634.5594 |  | 0
1985-07-29 | 0 | 0 | 0 | 0 | -6.6845 | -6.6845 | 3955.155 | 29584.5594 |  | 0
1985-07-30 | 0 | 0 | 0 | 0 | -6.6845 | -6.6845 | 3948.4705 | 29534.5593 |  | 0
1985-07-31 | 0 | 0 | 0 | 0 | -6.6845 | -6.6845 | 3941.786 | 29484.5592 |  | 0
1985-08-01 | 0 | 0 | 0 | 0 | -6.6845 | -6.6845 | 3935.1015 | 29434.5592 |  | 0
1985-08-02 | 0 | 0 | 0 | 0 | -6.6845 | -6.6845 | 3928.417 | 29384.5591 |  | 0
1985-08-03 | 0 | 0 | 0 | 0 | -6.6845 | -6.6845 | 3921.7325 | 29334.5591 |  | 0
1985-08-04 | 0 | 0 | 0 | 0 | -6.6845 | -6.6845 | 3915.048 | 29284.559 |  | 0
1985-08-05 | 0 | 0 | 0 | 0 | -6.6845 | -6.6845 | 3908.3635 | 29234.5589 |  | 0
1985-08-06 | 0 | 0 | 0 | 0 | -6.6845 | -6.6845 | 3901.679 | 29184.5589 |  | 0
1985-08-07 | 0 | 0 | 0 | 0 | -6.6845 | -6.6845 | 3894.9945 | 29134.5588 |  | 0
1985-08-08 | 0 | 0 | 0 | 0 | -6.6845 | -6.6845 | 3888.31 | 29084.5588 |  | 0
1985-08-09 | 0.0175 | 44.0174 | 3.6551 | 3.6551 | 33.6778 | 33.6778 | 3921.9878 | 29336.4688 |  | 0
1985-08-10 | 0 | 0 | 0 | 0 | -6.6845 | -6.6845 | 3915.3033 | 29286.4688 |  | 0
1985-08-11 | 0 | 0 | 0 | 0 | -6.6845 | -6.6845 | 3908.6188 | 29236.4687 |  | 0
1985-08-12 | 0 | 0 | 0 | 0 | -6.6845 | -6.6845 | 3901.9343 | 29186.4687 |  | 0
1985-08-13 | 0.068333 | 171.8775 | 3.6551 | 3.6551 | 161.5379 | 161.5379 | 4003.7455 | 29948.0163 |  | 53.0422
1985-08-14 | 0.0125 | 31.441 | 3.6551 | 3.6551 | 21.1014 | 21.1014 | 4003.7455 | 29948.0163 |  | 14.4169
1985-08-15 | 0.0125 | 31.441 | 3.6551 | 3.6551 | 21.1014 | 21.1014 | 4003.7455 | 29948.0163 |  | 14.4169
1985-08-16 | 0.0041667 | 10.4803 | 3.6551 | 3.6551 | 0.14075 | 0.14075 | 4003.8863 | 29949.0692 |  | 0
1985-08-17 | 0.026667 | 67.0741 | 3.6551 | 3.6551 | 56.7346 | 56.7346 | 4003.7455 | 29948.0163 |  | 50.1908
1985-08-18 | 0.020833 | 52.4017 | 3.6551 | 3.6551 | 42.0621 | 42.0621 | 4003.7455 | 29948.0163 |  | 35.3776
1985-08-19 | 0 | 0 | 0 | 0 | -6.6845 | -6.6845 | 3997.061 | 29898.0163 |  | 0
1985-08-20 | 0.07 | 176.0696 | 3.6551 | 3.6551 | 165.73 | 165.73 | 4003.7455 | 29948.0163 |  | 152.361
1985-08-21 | 0 | 0 | 0 | 0 | -6.6845 | -6.6845 | 3997.061 | 29898.0163 |  | 0
1985-08-22 | 0 | 0 | 0 | 0 | -6.6845 | -6.6845 | 3990.3765 | 29848.0162 |  | 0
1985-08-23 | 0 | 0 | 0 | 0 | -6.6845 | -6.6845 | 3983.692 | 29798.0162 |  | 0
1985-08-24 | 0 | 0 | 0 | 0 | -6.6845 | -6.6845 | 3977.0075 | 29748.0161 |  | 0
1985-08-25 | 0 | 0 | 0 | 0 | -6.6845 | -6.6845 | 3970.323 | 29698.016 |  | 0
1985-08-26 | 0 | 0 | 0 | 0 | -6.6845 | -6.6845 | 3963.6385 | 29648.016 |  | 0
1985-08-27 | 0 | 0 | 0 | 0 | -6.6845 | -6.6845 | 3956.954 | 29598.0159 |  | 0
1985-08-28 | 0 | 0 | 0 | 0 | -6.6845 | -6.6845 | 3950.2695 | 29548.0159 |  | 0
1985-08-29 | 0 | 0 | 0 | 0 | -6.6845 | -6.6845 | 3943.585 | 29498.0158 |  | 0
1985-08-30 | 0 | 0 | 0 | 0 | -6.6845 | -6.6845 | 3936.9005 | 29448.0157 |  | 0
1985-08-31 | 0 | 0 | 0 | 0 | -6.6845 | -6.6845 | 3930.216 | 29398.0157 |  | 0
1985-09-01 | 0 | 0 | 0 | 0 | -6.6845 | -6.6845 | 3923.5315 | 29348.0156 |  | 0
1985-09-02 | 0 | 0 | 0 | 0 | -6.6845 | -6.6845 | 3916.847 | 29298.0156 |  | 0
1985-09-03 | 0 | 0 | 0 | 0 | -6.6845 | -6.6845 | 3910.1625 | 29248.0155 |  | 0
1985-09-04 | 0 | 0 | 0 | 0 | -6.6845 | -6.6845 | 3903.478 | 29198.0154 |  | 0
1985-09-05 | 0.0033333 | 8.3843 | 3.6551 | 3.6551 | -1.9553 | -1.9553 | 3901.5227 | 29183.3897 |  | 0
1985-09-06 | 0 | 0 | 0 | 0 | -6.6845 | -6.6845 | 3894.8382 | 29133.3896 |  | 0
1985-09-07 | 0 | 0 | 0 | 0 | -6.6845 | -6.6845 | 3888.1537 | 29083.3896 |  | 0
1985-09-08 | 0.0075 | 18.8646 | 3.6551 | 3.6551 | 8.525 | 8.525 | 3896.6787 | 29147.1567 |  | 0
1985-09-09 | 0.0058333 | 14.6725 | 3.6551 | 3.6551 | 4.3329 | 4.3329 | 3901.0116 | 29179.5667 |  | 0
1985-09-10 | 0.0083333 | 20.9607 | 3.6551 | 3.6551 | 10.6211 | 10.6211 | 3911.6327 | 29259.0124 |  | 0
1985-09-11 | 0.00083333 | 2.0961 | 3.6551 | 2.0961 | -6.6845 | -6.6845 | 3904.9482 | 29209.0124 |  | 0
1985-09-12 | 0.0025 | 6.2882 | 3.6551 | 3.6551 | -4.0514 | -4.0514 | 3900.8968 | 29178.7081 |  | 0
1985-09-13 | 0 | 0 | 0 | 0 | -6.6845 | -6.6845 | 3894.2123 | 29128.708 |  | 0
1985-09-14 | 0.0016667 | 4.1921 | 3.6551 | 3.6551 | -6.1474 | -6.1474 | 3888.0649 | 29082.7251 |  | 0
1985-09-15 | 0.0125 | 31.441 | 3.6551 | 3.6551 | 21.1014 | 21.1014 | 3909.1663 | 29240.5637 |  | 0
1985-09-16 | 0.028333 | 71.2663 | 3.6551 | 3.6551 | 60.9267 | 60.9267 | 3970.093 | 29696.2953 |  | 0
1985-09-17 | 0.05 | 125.764 | 3.6551 | 3.6551 | 115.4244 | 115.4244 | 4003.7455 | 29948.0163 |  | 75.0874
1985-09-18 | 0.0625 | 157.205 | 3.6551 | 3.6551 | 146.8654 | 146.8654 | 4003.7455 | 29948.0163 |  | 140.1809
1985-09-19 | 0.025 | 62.882 | 3.6551 | 3.6551 | 52.5424 | 52.5424 | 4003.7455 | 29948.0163 |  | 45.8579
1985-09-20 | 0.0325 | 81.7466 | 3.6551 | 3.6551 | 71.407 | 71.407 | 4003.7455 | 29948.0163 |  | 64.7225
1985-09-21 | 0.0041667 | 10.4803 | 3.6551 | 3.6551 | 0.14075 | 0.14075 | 4003.8863 | 29949.0692 |  | 0
1985-09-22 | 0.0033333 | 8.3843 | 3.6551 | 3.6551 | -1.9553 | -1.9553 | 4001.9309 | 29934.4434 |  | 0
1985-09-23 | 0 | 0 | 0 | 0 | -6.6845 | -6.6845 | 3995.2464 | 29884.4434 |  | 0
1985-09-24 | 0 | 0 | 0 | 0 | -6.6845 | -6.6845 | 3988.5619 | 29834.4433 |  | 0
1985-09-25 | 0 | 0 | 0 | 0 | -6.6845 | -6.6845 | 3981.8774 | 29784.4432 |  | 0
1985-09-26 | 0 | 0 | 0 | 0 | -6.6845 | -6.6845 | 3975.1929 | 29734.4432 |  | 0
1985-09-27 | 0 | 0 | 0 | 0 | -6.6845 | -6.6845 | 3968.5084 | 29684.4431 |  | 0
1985-09-28 | 0 | 0 | 0 | 0 | -6.6845 | -6.6845 | 3961.8239 | 29634.4431 |  | 0
1985-09-29 | 0.0275 | 69.1702 | 3.6551 | 3.6551 | 58.8306 | 58.8306 | 4003.7455 | 29948.0163 |  | 10.2246
1985-09-30 | 0.0025 | 6.2882 | 3.6551 | 3.6551 | -4.0514 | -4.0514 | 3999.6941 | 29917.712 |  | 0
1985-10-01 | 0 | 0 | 0 | 0 | -6.6845 | -6.6845 | 3993.0096 | 29867.712 |  | 0
1985-10-02 | 0.00083333 | 2.0961 | 3.6551 | 2.0961 | -6.6845 | -6.6845 | 3986.3251 | 29817.7119 |  | 0
1985-10-03 | 0 | 0 | 0 | 0 | -6.6845 | -6.6845 | 3979.6406 | 29767.7118 |  | 0
1985-10-04 | 0 | 0 | 0 | 0 | -6.6845 | -6.6845 | 3972.9561 | 29717.7118 |  | 0
1985-10-05 | 0 | 0 | 0 | 0 | -6.6845 | -6.6845 | 3966.2716 | 29667.7117 |  | 0
1985-10-06 | 0 | 0 | 0 | 0 | -6.6845 | -6.6845 | 3959.5871 | 29617.7117 |  | 0
1985-10-07 | 0 | 0 | 0 | 0 | -6.6845 | -6.6845 | 3952.9026 | 29567.7116 |  | 0
1985-10-08 | 0 | 0 | 0 | 0 | -6.6845 | -6.6845 | 3946.2181 | 29517.7115 |  | 0
1985-10-09 | 0.041667 | 104.8033 | 3.6551 | 3.6551 | 94.4638 | 94.4638 | 4003.7455 | 29948.0163 |  | 30.2519
1985-10-10 | 0.01 | 25.1528 | 3.6551 | 3.6551 | 14.8132 | 14.8132 | 4003.7455 | 29948.0163 |  | 8.1287
1985-10-11 | 0 | 0 | 0 | 0 | -6.6845 | -6.6845 | 3997.061 | 29898.0163 |  | 0
1985-10-12 | 0 | 0 | 0 | 0 | -6.6845 | -6.6845 | 3990.3765 | 29848.0162 |  | 0
1985-10-13 | 0 | 0 | 0 | 0 | -6.6845 | -6.6845 | 3983.692 | 29798.0162 |  | 0
1985-10-14 | 0 | 0 | 0 | 0 | -6.6845 | -6.6845 | 3977.0075 | 29748.0161 |  | 0
1985-10-15 | 0 | 0 | 0 | 0 | -6.6845 | -6.6845 | 3970.323 | 29698.016 |  | 0
1985-10-16 | 0 | 0 | 0 | 0 | -6.6845 | -6.6845 | 3963.6385 | 29648.016 |  | 0
1985-10-17 | 0.060833 | 153.0129 | 3.6551 | 3.6551 | 142.6733 | 142.6733 | 4003.7455 | 29948.0163 |  | 95.8818
1985-10-18 | 0 | 0 | 0 | 0 | -6.6845 | -6.6845 | 3997.061 | 29898.0163 |  | 0
1985-10-19 | 0 | 0 | 0 | 0 | -6.6845 | -6.6845 | 3990.3765 | 29848.0162 |  | 0
1985-10-20 | 0.00083333 | 2.0961 | 3.6551 | 2.0961 | -6.6845 | -6.6845 | 3983.692 | 29798.0162 |  | 0
1985-10-21 | 0 | 0 | 0 | 0 | -6.6845 | -6.6845 | 3977.0075 | 29748.0161 |  | 0
1985-10-22 | 0 | 0 | 0 | 0 | -6.6845 | -6.6845 | 3970.323 | 29698.016 |  | 0
1985-10-23 | 0 | 0 | 0 | 0 | -6.6845 | -6.6845 | 3963.6385 | 29648.016 |  | 0
1985-10-24 | 0 | 0 | 0 | 0 | -6.6845 | -6.6845 | 3956.954 | 29598.0159 |  | 0
1985-10-25 | 0 | 0 | 0 | 0 | -6.6845 | -6.6845 | 3950.2695 | 29548.0159 |  | 0
1985-10-26 | 0 | 0 | 0 | 0 | -6.6845 | -6.6845 | 3943.585 | 29498.0158 |  | 0
1985-10-27 | 0 | 0 | 0 | 0 | -6.6845 | -6.6845 | 3936.9005 | 29448.0157 |  | 0
1985-10-28 | 0 | 0 | 0 | 0 | -6.6845 | -6.6845 | 3930.216 | 29398.0157 |  | 0
1985-10-29 | 0 | 0 | 0 | 0 | -6.6845 | -6.6845 | 3923.5315 | 29348.0156 |  | 0
1985-10-30 | 0 | 0 | 0 | 0 | -6.6845 | -6.6845 | 3916.847 | 29298.0156 |  | 0
1985-10-31 | 0 | 0 | 0 | 0 | -6.6845 | -6.6845 | 3910.1625 | 29248.0155 |  | 0
1985-11-01 | 0.0016667 | 4.1921 | 3.6551 | 3.6551 | -6.1474 | -6.1474 | 3904.0151 | 29202.0326 |  | 0
1985-11-02 | 0.0016667 | 4.1921 | 3.6551 | 3.6551 | -6.1474 | -6.1474 | 3897.8676 | 29156.0497 |  | 0
1985-11-03 | 0 | 0 | 0 | 0 | -6.6845 | -6.6845 | 3891.1831 | 29106.0496 |  | 0
1985-11-04 | 0 | 0 | 0 | 0 | -6.6845 | -6.6845 | 3884.4986 | 29056.0496 |  | 0
1985-11-05 | 0 | 0 | 0 | 0 | -6.6845 | -6.6845 | 3877.8141 | 29006.0495 |  | 0
1985-11-06 | 0 | 0 | 0 | 0 | -6.6845 | -6.6845 | 3871.1296 | 28956.0495 |  | 0
1985-11-07 | 0 | 0 | 0 | 0 | -6.6845 | -6.6845 | 3864.4451 | 28906.0494 |  | 0
1985-11-08 | 0 | 0 | 0 | 0 | -6.6845 | -6.6845 | 3857.7606 | 28856.0493 |  | 0
1985-11-09 | 0 | 0 | 0 | 0 | -6.6845 | -6.6845 | 3851.0761 | 28806.0493 |  | 0
1985-11-10 | 0 | 0 | 0 | 0 | -6.6845 | -6.6845 | 3844.3916 | 28756.0492 |  | 0
1985-11-11 | 0 | 0 | 0 | 0 | -6.6845 | -6.6845 | 3837.7071 | 28706.0492 |  | 0
1985-11-12 | 0.005 | 12.5764 | 3.6551 | 3.6551 | 2.2368 | 2.2368 | 3839.9439 | 28722.7806 |  | 0
1985-11-13 | 0 | 0 | 0 | 0 | -6.6845 | -6.6845 | 3833.2594 | 28672.7805 |  | 0
1985-11-14 | 0 | 0 | 0 | 0 | -6.6845 | -6.6845 | 3826.5749 | 28622.7804 |  | 0
1985-11-15 | 0 | 0 | 0 | 0 | -6.6845 | -6.6845 | 3819.8904 | 28572.7804 |  | 0
1985-11-16 | 0 | 0 | 0 | 0 | -6.6845 | -6.6845 | 3813.2059 | 28522.7803 |  | 0
1985-11-17 | 0 | 0 | 0 | 0 | -6.6845 | -6.6845 | 3806.5214 | 28472.7803 |  | 0
1985-11-18 | 0 | 0 | 0 | 0 | -6.6845 | -6.6845 | 3799.8369 | 28422.7802 |  | 0
1985-11-19 | 0 | 0 | 0 | 0 | -6.6845 | -6.6845 | 3793.1524 | 28372.7801 |  | 0
1985-11-20 | 0 | 0 | 0 | 0 | -6.6845 | -6.6845 | 3786.4679 | 28322.7801 |  | 0
1985-11-21 | 0 | 0 | 0 | 0 | -6.6845 | -6.6845 | 3779.7834 | 28272.78 |  | 0
1985-11-22 | 0 | 0 | 0 | 0 | -6.6845 | -6.6845 | 3773.0989 | 28222.78 |  | 0
1985-11-23 | 0 | 0 | 0 | 0 | -6.6845 | -6.6845 | 3766.4144 | 28172.7799 |  | 0
1985-11-24 | 0 | 0 | 0 | 0 | -6.6845 | -6.6845 | 3759.7299 | 28122.7798 |  | 0
1985-11-25 | 0 | 0 | 0 | 0 | -6.6845 | -6.6845 | 3753.0454 | 28072.7798 |  | 0
1985-11-26 | 0.0125 | 31.441 | 3.6551 | 3.6551 | 21.1014 | 21.1014 | 3774.1468 | 28230.6184 |  | 0
1985-11-27 | 0.00083333 | 2.0961 | 3.6551 | 2.0961 | -6.6845 | -6.6845 | 3767.4623 | 28180.6183 |  | 0
1985-11-28 | 0 | 0 | 0 | 0 | -6.6845 | -6.6845 | 3760.7778 | 28130.6183 |  | 0
1985-11-29 | 0 | 0 | 0 | 0 | -6.6845 | -6.6845 | 3754.0933 | 28080.6182 |  | 0
1985-11-30 | 0 | 0 | 0 | 0 | -6.6845 | -6.6845 | 3747.4088 | 28030.6182 |  | 0
1985-12-01 | 0 | 0 | 0 | 0 | -6.6845 | -6.6845 | 3740.7243 | 27980.6181 |  | 0
1985-12-02 | 0 | 0 | 0 | 0 | -6.6845 | -6.6845 | 3734.0398 | 27930.618 |  | 0
1985-12-03 | 0 | 0 | 0 | 0 | -6.6845 | -6.6845 | 3727.3553 | 27880.618 |  | 0
1985-12-04 | 0 | 0 | 0 | 0 | -6.6845 | -6.6845 | 3720.6708 | 27830.6179 |  | 0
1985-12-05 | 0 | 0 | 0 | 0 | -6.6845 | -6.6845 | 3713.9863 | 27780.6179 |  | 0
1985-12-06 | 0 | 0 | 0 | 0 | -6.6845 | -6.6845 | 3707.3018 | 27730.6178 |  | 0
1985-12-07 | 0 | 0 | 0 | 0 | -6.6845 | -6.6845 | 3700.6173 | 27680.6177 |  | 0
1985-12-08 | 0 | 0 | 0 | 0 | -6.6845 | -6.6845 | 3693.9328 | 27630.6177 |  | 0
1985-12-09 | 0 | 0 | 0 | 0 | -6.6845 | -6.6845 | 3687.2483 | 27580.6176 |  | 0
1985-12-10 | 0 | 0 | 0 | 0 | -6.6845 | -6.6845 | 3680.5638 | 27530.6176 |  | 0
1985-12-11 | 0 | 0 | 0 | 0 | -6.6845 | -6.6845 | 3673.8793 | 27480.6175 |  | 0
1985-12-12 | 0 | 0 | 0 | 0 | -6.6845 | -6.6845 | 3667.1948 | 27430.6174 |  | 0
1985-12-13 | 0 | 0 | 0 | 0 | -6.6845 | -6.6845 | 3660.5103 | 27380.6174 |  | 0
1985-12-14 | 0 | 0 | 0 | 0 | -6.6845 | -6.6845 | 3653.8258 | 27330.6173 |  | 0
1985-12-15 | 0 | 0 | 0 | 0 | -6.6845 | -6.6845 | 3647.1413 | 27280.6173 |  | 0
1985-12-16 | 0 | 0 | 0 | 0 | -6.6845 | -6.6845 | 3640.4568 | 27230.6172 |  | 0
1985-12-17 | 0 | 0 | 0 | 0 | -6.6845 | -6.6845 | 3633.7723 | 27180.6171 |  | 0
1985-12-18 | 0 | 0 | 0 | 0 | -6.6845 | -6.6845 | 3627.0878 | 27130.6171 |  | 0
1985-12-19 | 0 | 0 | 0 | 0 | -6.6845 | -6.6845 | 3620.4033 | 27080.617 |  | 0
1985-12-20 | 0 | 0 | 0 | 0 | -6.6845 | -6.6845 | 3613.7188 | 27030.617 |  | 0
1985-12-21 | 0 | 0 | 0 | 0 | -6.6845 | -6.6845 | 3607.0343 | 26980.6169 |  | 0
1985-12-22 | 0 | 0 | 0 | 0 | -6.6845 | -6.6845 | 3600.3498 | 26930.6168 |  | 0
1985-12-23 | 0 | 0 | 0 | 0 | -6.6845 | -6.6845 | 3593.6653 | 26880.6168 |  | 0
1985-12-24 | 0 | 0 | 0 | 0 | -6.6845 | -6.6845 | 3586.9808 | 26830.6167 |  | 0
1985-12-25 | 0 | 0 | 0 | 0 | -6.6845 | -6.6845 | 3580.2963 | 26780.6167 |  | 0
1985-12-26 | 0 | 0 | 0 | 0 | -6.6845 | -6.6845 | 3573.6118 | 26730.6166 |  | 0
1985-12-27 | 0 | 0 | 0 | 0 | -6.6845 | -6.6845 | 3566.9273 | 26680.6165 |  | 0
1985-12-28 | 0 | 0 | 0 | 0 | -6.6845 | -6.6845 | 3560.2428 | 26630.6165 |  | 0
1985-12-29 | 0 | 0 | 0 | 0 | -6.6845 | -6.6845 | 3553.5583 | 26580.6164 |  | 0
1985-12-30 | 0 | 0 | 0 | 0 | -6.6845 | -6.6845 | 3546.8738 | 26530.6164 |  | 0
1985-12-31 | 0 | 0 | 0 | 0 | -6.6845 | -6.6845 | 3540.1893 | 26480.6163 |  | 0
1986-01-01 | 0.0083333 | 20.9607 | 3.6551 | 3.6551 | 10.6211 | 10.6211 | 3550.8104 | 26560.062 |  | 0
1986-01-02 | 0 | 0 | 0 | 0 | -6.6845 | -6.6845 | 3544.1259 | 26510.062 |  | 0
1986-01-03 | 0 | 0 | 0 | 0 | -6.6845 | -6.6845 | 3537.4414 | 26460.0619 |  | 0
1986-01-04 | 0 | 0 | 0 | 0 | -6.6845 | -6.6845 | 3530.7569 | 26410.0619 |  | 0
1986-01-05 | 0 | 0 | 0 | 0 | -6.6845 | -6.6845 | 3524.0724 | 26360.0618 |  | 0
1986-01-06 | 0 | 0 | 0 | 0 | -6.6845 | -6.6845 | 3517.3879 | 26310.0617 |  | 0
1986-01-07 | 0 | 0 | 0 | 0 | -6.6845 | -6.6845 | 3510.7034 | 26260.0617 |  | 0
1986-01-08 | 0 | 0 | 0 | 0 | -6.6845 | -6.6845 | 3504.0189 | 26210.0616 |  | 0
1986-01-09 | 0 | 0 | 0 | 0 | -6.6845 | -6.6845 | 3497.3344 | 26160.0616 |  | 0
1986-01-10 | 0 | 0 | 0 | 0 | -6.6845 | -6.6845 | 3490.6499 | 26110.0615 |  | 0
1986-01-11 | 0 | 0 | 0 | 0 | -6.6845 | -6.6845 | 3483.9654 | 26060.0614 |  | 0
1986-01-12 | 0 | 0 | 0 | 0 | -6.6845 | -6.6845 | 3477.2809 | 26010.0614 |  | 0
1986-01-13 | 0 | 0 | 0 | 0 | -6.6845 | -6.6845 | 3470.5964 | 25960.0613 |  | 0
1986-01-14 | 0 | 0 | 0 | 0 | -6.6845 | -6.6845 | 3463.9119 | 25910.0613 |  | 0
1986-01-15 | 0 | 0 | 0 | 0 | -6.6845 | -6.6845 | 3457.2274 | 25860.0612 |  | 0
1986-01-16 | 0.02 | 50.3056 | 3.6551 | 3.6551 | 39.966 | 39.966 | 3497.1935 | 26159.007 |  | 0
1986-01-17 | 0 | 0 | 0 | 0 | -6.6845 | -6.6845 | 3490.509 | 26109.007 |  | 0
1986-01-18 | 0 | 0 | 0 | 0 | -6.6845 | -6.6845 | 3483.8245 | 26059.0069 |  | 0
1986-01-19 | 0 | 0 | 0 | 0 | -6.6845 | -6.6845 | 3477.14 | 26009.0068 |  | 0
1986-01-20 | 0 | 0 | 0 | 0 | -6.6845 | -6.6845 | 3470.4555 | 25959.0068 |  | 0
1986-01-21 | 0 | 0 | 0 | 0 | -6.6845 | -6.6845 | 3463.771 | 25909.0067 |  | 0
1986-01-22 | 0 | 0 | 0 | 0 | -6.6845 | -6.6845 | 3457.0865 | 25859.0067 |  | 0
1986-01-23 | 0 | 0 | 0 | 0 | -6.6845 | -6.6845 | 3450.402 | 25809.0066 |  | 0
1986-01-24 | 0 | 0 | 0 | 0 | -6.6845 | -6.6845 | 3443.7175 | 25759.0065 |  | 0
1986-01-25 | 0 | 0 | 0 | 0 | -6.6845 | -6.6845 | 3437.033 | 25709.0065 |  | 0
1986-01-26 | 0 | 0 | 0 | 0 | -6.6845 | -6.6845 | 3430.3485 | 25659.0064 |  | 0
1986-01-27 | 0 | 0 | 0 | 0 | -6.6845 | -6.6845 | 3423.664 | 25609.0064 |  | 0
1986-01-28 | 0 | 0 | 0 | 0 | -6.6845 | -6.6845 | 3416.9795 | 25559.0063 |  | 0
1986-01-29 | 0 | 0 | 0 | 0 | -6.6845 | -6.6845 | 3410.295 | 25509.0062 |  | 0
1986-01-30 | 0 | 0 | 0 | 0 | -6.6845 | -6.6845 | 3403.6105 | 25459.0062 |  | 0
1986-01-31 | 0 | 0 | 0 | 0 | -6.6845 | -6.6845 | 3396.926 | 25409.0061 |  | 0
1986-02-01 | 0 | 0 | 0 | 0 | -6.6845 | -6.6845 | 3390.2415 | 25359.0061 |  | 0
1986-02-02 | 0 | 0 | 0 | 0 | -6.6845 | -6.6845 | 3383.557 | 25309.006 |  | 0
1986-02-03 | 0.0033333 | 8.3843 | 3.6551 | 3.6551 | -1.9553 | -1.9553 | 3381.6016 | 25294.3803 |  | 0
1986-02-04 | 0.0016667 | 4.1921 | 3.6551 | 3.6551 | -6.1474 | -6.1474 | 3375.4542 | 25248.3974 |  | 0
1986-02-05 | 0 | 0 | 0 | 0 | -6.6845 | -6.6845 | 3368.7697 | 25198.3973 |  | 0
1986-02-06 | 0.0066667 | 16.7685 | 3.6551 | 3.6551 | 6.429 | 6.429 | 3375.1986 | 25246.4859 |  | 0
1986-02-07 | 0 | 0 | 0 | 0 | -6.6845 | -6.6845 | 3368.5141 | 25196.4858 |  | 0
1986-02-08 | 0 | 0 | 0 | 0 | -6.6845 | -6.6845 | 3361.8296 | 25146.4857 |  | 0
1986-02-09 | 0 | 0 | 0 | 0 | -6.6845 | -6.6845 | 3355.1451 | 25096.4857 |  | 0
1986-02-10 | 0 | 0 | 0 | 0 | -6.6845 | -6.6845 | 3348.4606 | 25046.4856 |  | 0
1986-02-11 | 0 | 0 | 0 | 0 | -6.6845 | -6.6845 | 3341.7761 | 24996.4856 |  | 0
1986-02-12 | 0 | 0 | 0 | 0 | -6.6845 | -6.6845 | 3335.0916 | 24946.4855 |  | 0
1986-02-13 | 0 | 0 | 0 | 0 | -6.6845 | -6.6845 | 3328.4071 | 24896.4854 |  | 0
1986-02-14 | 0 | 0 | 0 | 0 | -6.6845 | -6.6845 | 3321.7226 | 24846.4854 |  | 0
1986-02-15 | 0 | 0 | 0 | 0 | -6.6845 | -6.6845 | 3315.0381 | 24796.4853 |  | 0
1986-02-16 | 0 | 0 | 0 | 0 | -6.6845 | -6.6845 | 3308.3536 | 24746.4853 |  | 0
1986-02-17 | 0 | 0 | 0 | 0 | -6.6845 | -6.6845 | 3301.6691 | 24696.4852 |  | 0
1986-02-18 | 0 | 0 | 0 | 0 | -6.6845 | -6.6845 | 3294.9846 | 24646.4851 |  | 0
1986-02-19 | 0 | 0 | 0 | 0 | -6.6845 | -6.6845 | 3288.3001 | 24596.4851 |  | 0
1986-02-20 | 0 | 0 | 0 | 0 | -6.6845 | -6.6845 | 3281.6156 | 24546.485 |  | 0
1986-02-21 | 0 | 0 | 0 | 0 | -6.6845 | -6.6845 | 3274.9311 | 24496.485 |  | 0
1986-02-22 | 0 | 0 | 0 | 0 | -6.6845 | -6.6845 | 3268.2466 | 24446.4849 |  | 0
1986-02-23 | 0 | 0 | 0 | 0 | -6.6845 | -6.6845 | 3261.5621 | 24396.4848 |  | 0
1986-02-24 | 0 | 0 | 0 | 0 | -6.6845 | -6.6845 | 3254.8776 | 24346.4848 |  | 0
1986-02-25 | 0 | 0 | 0 | 0 | -6.6845 | -6.6845 | 3248.1931 | 24296.4847 |  | 0
1986-02-26 | 0 | 0 | 0 | 0 | -6.6845 | -6.6845 | 3241.5086 | 24246.4847 |  | 0
1986-02-27 | 0 | 0 | 0 | 0 | -6.6845 | -6.6845 | 3234.8241 | 24196.4846 |  | 0
1986-02-28 | 0 | 0 | 0 | 0 | -6.6845 | -6.6845 | 3228.1396 | 24146.4845 |  | 0
1986-03-01 | 0 | 0 | 0 | 0 | -6.6845 | -6.6845 | 3221.4551 | 24096.4845 |  | 0
1986-03-02 | 0 | 0 | 0 | 0 | -6.6845 | -6.6845 | 3214.7706 | 24046.4844 |  | 0
1986-03-03 | 0.0025 | 6.2882 | 3.6551 | 3.6551 | -4.0514 | -4.0514 | 3210.7193 | 24016.1801 |  | 0
1986-03-04 | 0 | 0 | 0 | 0 | -6.6845 | -6.6845 | 3204.0348 | 23966.18 |  | 0
1986-03-05 | 0 | 0 | 0 | 0 | -6.6845 | -6.6845 | 3197.3503 | 23916.18 |  | 0
1986-03-06 | 0 | 0 | 0 | 0 | -6.6845 | -6.6845 | 3190.6658 | 23866.1799 |  | 0
1986-03-07 | 0 | 0 | 0 | 0 | -6.6845 | -6.6845 | 3183.9813 | 23816.1799 |  | 0
1986-03-08 | 0 | 0 | 0 | 0 | -6.6845 | -6.6845 | 3177.2968 | 23766.1798 |  | 0
1986-03-09 | 0 | 0 | 0 | 0 | -6.6845 | -6.6845 | 3170.6123 | 23716.1797 |  | 0
1986-03-10 | 0 | 0 | 0 | 0 | -6.6845 | -6.6845 | 3163.9278 | 23666.1797 |  | 0
1986-03-11 | 0 | 0 | 0 | 0 | -6.6845 | -6.6845 | 3157.2433 | 23616.1796 |  | 0
1986-03-12 | 0.0025 | 6.2882 | 3.6551 | 3.6551 | -4.0514 | -4.0514 | 3153.1919 | 23585.8753 |  | 0
1986-03-13 | 0.0016667 | 4.1921 | 3.6551 | 3.6551 | -6.1474 | -6.1474 | 3147.0444 | 23539.8924 |  | 0
1986-03-14 | 0.0016667 | 4.1921 | 3.6551 | 3.6551 | -6.1474 | -6.1474 | 3140.897 | 23493.9095 |  | 0
1986-03-15 | 0.01 | 25.1528 | 3.6551 | 3.6551 | 14.8132 | 14.8132 | 3155.7102 | 23604.7124 |  | 0
1986-03-16 | 0 | 0 | 0 | 0 | -6.6845 | -6.6845 | 3149.0257 | 23554.7123 |  | 0
1986-03-17 | 0 | 0 | 0 | 0 | -6.6845 | -6.6845 | 3142.3412 | 23504.7123 |  | 0
1986-03-18 | 0 | 0 | 0 | 0 | -6.6845 | -6.6845 | 3135.6567 | 23454.7122 |  | 0
1986-03-19 | 0 | 0 | 0 | 0 | -6.6845 | -6.6845 | 3128.9722 | 23404.7121 |  | 0
1986-03-20 | 0 | 0 | 0 | 0 | -6.6845 | -6.6845 | 3122.2877 | 23354.7121 |  | 0
1986-03-21 | 0 | 0 | 0 | 0 | -6.6845 | -6.6845 | 3115.6032 | 23304.712 |  | 0
1986-03-22 | 0 | 0 | 0 | 0 | -6.6845 | -6.6845 | 3108.9187 | 23254.712 |  | 0
1986-03-23 | 0 | 0 | 0 | 0 | -6.6845 | -6.6845 | 3102.2342 | 23204.7119 |  | 0
1986-03-24 | 0 | 0 | 0 | 0 | -6.6845 | -6.6845 | 3095.5497 | 23154.7118 |  | 0
1986-03-25 | 0 | 0 | 0 | 0 | -6.6845 | -6.6845 | 3088.8652 | 23104.7118 |  | 0
1986-03-26 | 0 | 0 | 0 | 0 | -6.6845 | -6.6845 | 3082.1807 | 23054.7117 |  | 0
1986-03-27 | 0 | 0 | 0 | 0 | -6.6845 | -6.6845 | 3075.4962 | 23004.7117 |  | 0
1986-03-28 | 0 | 0 | 0 | 0 | -6.6845 | -6.6845 | 3068.8117 | 22954.7116 |  | 0
1986-03-29 | 0.0025 | 6.2882 | 3.6551 | 3.6551 | -4.0514 | -4.0514 | 3064.7603 | 22924.4073 |  | 0
1986-03-30 | 0.0091667 | 23.0567 | 3.6551 | 3.6551 | 12.7172 | 12.7172 | 3077.4775 | 23019.5316 |  | 0
1986-03-31 | 0 | 0 | 0 | 0 | -6.6845 | -6.6845 | 3070.793 | 22969.5315 |  | 0
1986-04-01 | 0 | 0 | 0 | 0 | -6.6845 | -6.6845 | 3064.1085 | 22919.5315 |  | 0
1986-04-02 | 0 | 0 | 0 | 0 | -6.6845 | -6.6845 | 3057.424 | 22869.5314 |  | 0
1986-04-03 | 0 | 0 | 0 | 0 | -6.6845 | -6.6845 | 3050.7395 | 22819.5313 |  | 0
1986-04-04 | 0 | 0 | 0 | 0 | -6.6845 | -6.6845 | 3044.055 | 22769.5313 |  | 0
1986-04-05 | 0 | 0 | 0 | 0 | -6.6845 | -6.6845 | 3037.3705 | 22719.5312 |  | 0
1986-04-06 | 0 | 0 | 0 | 0 | -6.6845 | -6.6845 | 3030.686 | 22669.5312 |  | 0
1986-04-07 | 0 | 0 | 0 | 0 | -6.6845 | -6.6845 | 3024.0015 | 22619.5311 |  | 0
1986-04-08 | 0 | 0 | 0 | 0 | -6.6845 | -6.6845 | 3017.317 | 22569.531 |  | 0
1986-04-09 | 0 | 0 | 0 | 0 | -6.6845 | -6.6845 | 3010.6325 | 22519.531 |  | 0
1986-04-10 | 0 | 0 | 0 | 0 | -6.6845 | -6.6845 | 3003.948 | 22469.5309 |  | 0
1986-04-11 | 0 | 0 | 0 | 0 | -6.6845 | -6.6845 | 2997.2635 | 22419.5309 |  | 0
1986-04-12 | 0 | 0 | 0 | 0 | -6.6845 | -6.6845 | 2990.579 | 22369.5308 |  | 0
1986-04-13 | 0 | 0 | 0 | 0 | -6.6845 | -6.6845 | 2983.8945 | 22319.5307 |  | 0
1986-04-14 | 0 | 0 | 0 | 0 | -6.6845 | -6.6845 | 2977.21 | 22269.5307 |  | 0
1986-04-15 | 0 | 0 | 0 | 0 | -6.6845 | -6.6845 | 2970.5255 | 22219.5306 |  | 0
1986-04-16 | 0 | 0 | 0 | 0 | -6.6845 | -6.6845 | 2963.841 | 22169.5306 |  | 0
1986-04-17 | 0 | 0 | 0 | 0 | -6.6845 | -6.6845 | 2957.1565 | 22119.5305 |  | 0
1986-04-18 | 0 | 0 | 0 | 0 | -6.6845 | -6.6845 | 2950.472 | 22069.5304 |  | 0
1986-04-19 | 0 | 0 | 0 | 0 | -6.6845 | -6.6845 | 2943.7875 | 22019.5304 |  | 0
1986-04-20 | 0 | 0 | 0 | 0 | -6.6845 | -6.6845 | 2937.103 | 21969.5303 |  | 0
1986-04-21 | 0 | 0 | 0 | 0 | -6.6845 | -6.6845 | 2930.4185 | 21919.5303 |  | 0
1986-04-22 | 0 | 0 | 0 | 0 | -6.6845 | -6.6845 | 2923.734 | 21869.5302 |  | 0
1986-04-23 | 0 | 0 | 0 | 0 | -6.6845 | -6.6845 | 2917.0495 | 21819.5301 |  | 0
1986-04-24 | 0 | 0 | 0 | 0 | -6.6845 | -6.6845 | 2910.365 | 21769.5301 |  | 0
1986-04-25 | 0 | 0 | 0 | 0 | -6.6845 | -6.6845 | 2903.6805 | 21719.53 |  | 0
1986-04-26 | 0 | 0 | 0 | 0 | -6.6845 | -6.6845 | 2896.996 | 21669.53 |  | 0
1986-04-27 | 0 | 0 | 0 | 0 | -6.6845 | -6.6845 | 2890.3115 | 21619.5299 |  | 0
1986-04-28 | 0 | 0 | 0 | 0 | -6.6845 | -6.6845 | 2883.627 | 21569.5298 |  | 0
1986-04-29 | 0 | 0 | 0 | 0 | -6.6845 | -6.6845 | 2876.9425 | 21519.5298 |  | 0
1986-04-30 | 0.0083333 | 20.9607 | 3.6551 | 3.6551 | 10.6211 | 10.6211 | 2887.5636 | 21598.9755 |  | 0
1986-05-01 | 0 | 0 | 0 | 0 | -6.6845 | -6.6845 | 2880.8791 | 21548.9754 |  | 0
1986-05-02 | 0 | 0 | 0 | 0 | -6.6845 | -6.6845 | 2874.1946 | 21498.9754 |  | 0
1986-05-03 | 0 | 0 | 0 | 0 | -6.6845 | -6.6845 | 2867.5101 | 21448.9753 |  | 0
1986-05-04 | 0 | 0 | 0 | 0 | -6.6845 | -6.6845 | 2860.8256 | 21398.9753 |  | 0
1986-05-05 | 0 | 0 | 0 | 0 | -6.6845 | -6.6845 | 2854.1411 | 21348.9752 |  | 0
1986-05-06 | 0 | 0 | 0 | 0 | -6.6845 | -6.6845 | 2847.4566 | 21298.9751 |  | 0
1986-05-07 | 0 | 0 | 0 | 0 | -6.6845 | -6.6845 | 2840.7721 | 21248.9751 |  | 0
1986-05-08 | 0 | 0 | 0 | 0 | -6.6845 | -6.6845 | 2834.0876 | 21198.975 |  | 0
1986-05-09 | 0 | 0 | 0 | 0 | -6.6845 | -6.6845 | 2827.4031 | 21148.975 |  | 0
1986-05-10 | 0 | 0 | 0 | 0 | -6.6845 | -6.6845 | 2820.7186 | 21098.9749 |  | 0
1986-05-11 | 0 | 0 | 0 | 0 | -6.6845 | -6.6845 | 2814.0341 | 21048.9748 |  | 0
1986-05-12 | 0 | 0 | 0 | 0 | -6.6845 | -6.6845 | 2807.3496 | 20998.9748 |  | 0
1986-05-13 | 0 | 0 | 0 | 0 | -6.6845 | -6.6845 | 2800.6651 | 20948.9747 |  | 0
1986-05-14 | 0 | 0 | 0 | 0 | -6.6845 | -6.6845 | 2793.9806 | 20898.9747 |  | 0
1986-05-15 | 0 | 0 | 0 | 0 | -6.6845 | -6.6845 | 2787.2961 | 20848.9746 |  | 0
1986-05-16 | 0 | 0 | 0 | 0 | -6.6845 | -6.6845 | 2780.6116 | 20798.9745 |  | 0
1986-05-17 | 0 | 0 | 0 | 0 | -6.6845 | -6.6845 | 2773.9271 | 20748.9745 |  | 0
1986-05-18 | 0 | 0 | 0 | 0 | -6.6845 | -6.6845 | 2767.2426 | 20698.9744 |  | 0
1986-05-19 | 0 | 0 | 0 | 0 | -6.6845 | -6.6845 | 2760.5581 | 20648.9744 |  | 0
1986-05-20 | 0 | 0 | 0 | 0 | -6.6845 | -6.6845 | 2753.8736 | 20598.9743 |  | 0
1986-05-21 | 0 | 0 | 0 | 0 | -6.6845 | -6.6845 | 2747.1891 | 20548.9742 |  | 0
1986-05-22 | 0 | 0 | 0 | 0 | -6.6845 | -6.6845 | 2740.5046 | 20498.9742 |  | 0
1986-05-23 | 0 | 0 | 0 | 0 | -6.6845 | -6.6845 | 2733.8201 | 20448.9741 |  | 0
1986-05-24 | 0.0041667 | 10.4803 | 3.6551 | 3.6551 | 0.14075 | 0.14075 | 2733.9608 | 20450.027 |  | 0
1986-05-25 | 0.036667 | 92.2269 | 3.6551 | 3.6551 | 81.8874 | 81.8874 | 2815.8482 | 21062.5444 |  | 0
1986-05-26 | 0 | 0 | 0 | 0 | -6.6845 | -6.6845 | 2809.1637 | 21012.5443 |  | 0
1986-05-27 | 0.0033333 | 8.3843 | 3.6551 | 3.6551 | -1.9553 | -1.9553 | 2807.2084 | 20997.9186 |  | 0
1986-05-28 | 0 | 0 | 0 | 0 | -6.6845 | -6.6845 | 2800.5239 | 20947.9185 |  | 0
1986-05-29 | 0.016667 | 41.9213 | 3.6551 | 3.6551 | 31.5818 | 31.5818 | 2832.1056 | 21184.15 |  | 0
1986-05-30 | 0.125 | 314.41 | 3.6551 | 3.6551 | 304.0704 | 304.0704 | 3136.176 | 23458.5967 |  | 0
1986-05-31 | 0.0125 | 31.441 | 3.6551 | 3.6551 | 21.1014 | 21.1014 | 3157.2775 | 23616.4354 |  | 0
1986-06-01 | 0 | 0 | 0 | 0 | -6.6845 | -6.6845 | 3150.593 | 23566.4353 |  | 0
1986-06-02 | 0.013333 | 33.5371 | 3.6551 | 3.6551 | 23.1975 | 23.1975 | 3173.7904 | 23739.9525 |  | 0
1986-06-03 | 0 | 0 | 0 | 0 | -6.6845 | -6.6845 | 3167.1059 | 23689.9524 |  | 0
1986-06-04 | 0.00083333 | 2.0961 | 3.6551 | 2.0961 | -6.6845 | -6.6845 | 3160.4214 | 23639.9524 |  | 0
1986-06-05 | 0.0066667 | 16.7685 | 3.6551 | 3.6551 | 6.429 | 6.429 | 3166.8504 | 23688.041 |  | 0
1986-06-06 | 0.0075 | 18.8646 | 3.6551 | 3.6551 | 8.525 | 8.525 | 3175.3754 | 23751.8081 |  | 0
1986-06-07 | 0 | 0 | 0 | 0 | -6.6845 | -6.6845 | 3168.6909 | 23701.808 |  | 0
1986-06-08 | 0.0016667 | 4.1921 | 3.6551 | 3.6551 | -6.1474 | -6.1474 | 3162.5435 | 23655.8251 |  | 0
1986-06-09 | 0 | 0 | 0 | 0 | -6.6845 | -6.6845 | 3155.859 | 23605.8251 |  | 0
1986-06-10 | 0 | 0 | 0 | 0 | -6.6845 | -6.6845 | 3149.1745 | 23555.825 |  | 0
1986-06-11 | 0 | 0 | 0 | 0 | -6.6845 | -6.6845 | 3142.49 | 23505.825 |  | 0
1986-06-12 | 0 | 0 | 0 | 0 | -6.6845 | -6.6845 | 3135.8055 | 23455.8249 |  | 0
1986-06-13 | 0 | 0 | 0 | 0 | -6.6845 | -6.6845 | 3129.121 | 23405.8248 |  | 0
1986-06-14 | 0 | 0 | 0 | 0 | -6.6845 | -6.6845 | 3122.4365 | 23355.8248 |  | 0
1986-06-15 | 0 | 0 | 0 | 0 | -6.6845 | -6.6845 | 3115.752 | 23305.8247 |  | 0
1986-06-16 | 0 | 0 | 0 | 0 | -6.6845 | -6.6845 | 3109.0675 | 23255.8247 |  | 0
1986-06-17 | 0 | 0 | 0 | 0 | -6.6845 | -6.6845 | 3102.383 | 23205.8246 |  | 0
1986-06-18 | 0 | 0 | 0 | 0 | -6.6845 | -6.6845 | 3095.6985 | 23155.8245 |  | 0
1986-06-19 | 0 | 0 | 0 | 0 | -6.6845 | -6.6845 | 3089.014 | 23105.8245 |  | 0
1986-06-20 | 0 | 0 | 0 | 0 | -6.6845 | -6.6845 | 3082.3295 | 23055.8244 |  | 0
1986-06-21 | 0 | 0 | 0 | 0 | -6.6845 | -6.6845 | 3075.645 | 23005.8244 |  | 0
1986-06-22 | 0.095 | 238.9516 | 3.6551 | 3.6551 | 228.612 | 228.612 | 3304.257 | 24715.8423 |  | 0
1986-06-23 | 0.0175 | 44.0174 | 3.6551 | 3.6551 | 33.6778 | 33.6778 | 3337.9348 | 24967.7524 |  | 0
1986-06-24 | 0.0016667 | 4.1921 | 3.6551 | 3.6551 | -6.1474 | -6.1474 | 3331.7874 | 24921.7695 |  | 0
1986-06-25 | 0.0041667 | 10.4803 | 3.6551 | 3.6551 | 0.14075 | 0.14075 | 3331.9281 | 24922.8223 |  | 0
1986-06-26 | 0.0125 | 31.441 | 3.6551 | 3.6551 | 21.1014 | 21.1014 | 3353.0295 | 25080.6609 |  | 0
1986-06-27 | 0.065833 | 165.5893 | 3.6551 | 3.6551 | 155.2497 | 155.2497 | 3508.2792 | 26241.9286 |  | 0
1986-06-28 | 0.0033333 | 8.3843 | 3.6551 | 3.6551 | -1.9553 | -1.9553 | 3506.3239 | 26227.3028 |  | 0
1986-06-29 | 0.045 | 113.1876 | 3.6551 | 3.6551 | 102.848 | 102.848 | 3609.1719 | 26996.606 |  | 0
1986-06-30 | 0 | 0 | 0 | 0 | -6.6845 | -6.6845 | 3602.4874 | 26946.6059 |  | 0
1986-07-01 | 0 | 0 | 0 | 0 | -6.6845 | -6.6845 | 3595.8029 | 26896.6059 |  | 0
1986-07-02 | 0 | 0 | 0 | 0 | -6.6845 | -6.6845 | 3589.1184 | 26846.6058 |  | 0
1986-07-03 | 0.14167 | 356.3313 | 3.6551 | 3.6551 | 345.9918 | 345.9918 | 3935.1102 | 29434.6241 |  | 0
1986-07-04 | 0 | 0 | 0 | 0 | -6.6845 | -6.6845 | 3928.4257 | 29384.6241 |  | 0
1986-07-05 | 0 | 0 | 0 | 0 | -6.6845 | -6.6845 | 3921.7412 | 29334.624 |  | 0
1986-07-06 | 0.016667 | 41.9213 | 3.6551 | 3.6551 | 31.5818 | 31.5818 | 3953.3229 | 29570.8555 |  | 0
1986-07-07 | 0 | 0 | 0 | 0 | -6.6845 | -6.6845 | 3946.6384 | 29520.8555 |  | 0
1986-07-08 | 0 | 0 | 0 | 0 | -6.6845 | -6.6845 | 3939.9539 | 29470.8554 |  | 0
1986-07-09 | 0 | 0 | 0 | 0 | -6.6845 | -6.6845 | 3933.2694 | 29420.8554 |  | 0
1986-07-10 | 0.0075 | 18.8646 | 3.6551 | 3.6551 | 8.525 | 8.525 | 3941.7945 | 29484.6225 |  | 0
1986-07-11 | 0 | 0 | 0 | 0 | -6.6845 | -6.6845 | 3935.11 | 29434.6224 |  | 0
1986-07-12 | 0 | 0 | 0 | 0 | -6.6845 | -6.6845 | 3928.4255 | 29384.6224 |  | 0
1986-07-13 | 0 | 0 | 0 | 0 | -6.6845 | -6.6845 | 3921.741 | 29334.6223 |  | 0
1986-07-14 | 0.0025 | 6.2882 | 3.6551 | 3.6551 | -4.0514 | -4.0514 | 3917.6896 | 29304.318 |  | 0
1986-07-15 | 0 | 0 | 0 | 0 | -6.6845 | -6.6845 | 3911.0051 | 29254.3179 |  | 0
1986-07-16 | 0 | 0 | 0 | 0 | -6.6845 | -6.6845 | 3904.3206 | 29204.3179 |  | 0
1986-07-17 | 0 | 0 | 0 | 0 | -6.6845 | -6.6845 | 3897.6361 | 29154.3178 |  | 0
1986-07-18 | 0 | 0 | 0 | 0 | -6.6845 | -6.6845 | 3890.9516 | 29104.3178 |  | 0
1986-07-19 | 0 | 0 | 0 | 0 | -6.6845 | -6.6845 | 3884.2671 | 29054.3177 |  | 0
1986-07-20 | 0.0091667 | 23.0567 | 3.6551 | 3.6551 | 12.7172 | 12.7172 | 3896.9842 | 29149.442 |  | 0
1986-07-21 | 0 | 0 | 0 | 0 | -6.6845 | -6.6845 | 3890.2997 | 29099.4419 |  | 0
1986-07-22 | 0.0033333 | 8.3843 | 3.6551 | 3.6551 | -1.9553 | -1.9553 | 3888.3444 | 29084.8162 |  | 0
1986-07-23 | 0 | 0 | 0 | 0 | -6.6845 | -6.6845 | 3881.6599 | 29034.8161 |  | 0
1986-07-24 | 0 | 0 | 0 | 0 | -6.6845 | -6.6845 | 3874.9754 | 28984.8161 |  | 0
1986-07-25 | 0 | 0 | 0 | 0 | -6.6845 | -6.6845 | 3868.2909 | 28934.816 |  | 0
1986-07-26 | 0 | 0 | 0 | 0 | -6.6845 | -6.6845 | 3861.6064 | 28884.816 |  | 0
1986-07-27 | 0 | 0 | 0 | 0 | -6.6845 | -6.6845 | 3854.9219 | 28834.8159 |  | 0
1986-07-28 | 0 | 0 | 0 | 0 | -6.6845 | -6.6845 | 3848.2374 | 28784.8158 |  | 0
1986-07-29 | 0 | 0 | 0 | 0 | -6.6845 | -6.6845 | 3841.5529 | 28734.8158 |  | 0
1986-07-30 | 0 | 0 | 0 | 0 | -6.6845 | -6.6845 | 3834.8684 | 28684.8157 |  | 0
1986-07-31 | 0 | 0 | 0 | 0 | -6.6845 | -6.6845 | 3828.1839 | 28634.8157 |  | 0
1986-08-01 | 0 | 0 | 0 | 0 | -6.6845 | -6.6845 | 3821.4994 | 28584.8156 |  | 0
1986-08-02 | 0 | 0 | 0 | 0 | -6.6845 | -6.6845 | 3814.8149 | 28534.8155 |  | 0
1986-08-03 | 0 | 0 | 0 | 0 | -6.6845 | -6.6845 | 3808.1304 | 28484.8155 |  | 0
1986-08-04 | 0.026667 | 67.0741 | 3.6551 | 3.6551 | 56.7346 | 56.7346 | 3864.865 | 28909.1899 |  | 0
1986-08-05 | 0 | 0 | 0 | 0 | -6.6845 | -6.6845 | 3858.1805 | 28859.1899 |  | 0
1986-08-06 | 0 | 0 | 0 | 0 | -6.6845 | -6.6845 | 3851.496 | 28809.1898 |  | 0
1986-08-07 | 0 | 0 | 0 | 0 | -6.6845 | -6.6845 | 3844.8115 | 28759.1898 |  | 0
1986-08-08 | 0.0083333 | 20.9607 | 3.6551 | 3.6551 | 10.6211 | 10.6211 | 3855.4326 | 28838.6355 |  | 0
1986-08-09 | 0.035 | 88.0348 | 3.6551 | 3.6551 | 77.6952 | 77.6952 | 3933.1278 | 29419.7957 |  | 0
1986-08-10 | 0.25083 | 630.9161 | 3.6551 | 3.6551 | 620.5765 | 620.5765 | 4003.7455 | 29948.0163 |  | 543.2743
1986-08-11 | 0.00083333 | 2.0961 | 3.6551 | 2.0961 | -6.6845 | -6.6845 | 3997.061 | 29898.0163 |  | 0
1986-08-12 | 0 | 0 | 0 | 0 | -6.6845 | -6.6845 | 3990.3765 | 29848.0162 |  | 0
1986-08-13 | 0 | 0 | 0 | 0 | -6.6845 | -6.6845 | 3983.692 | 29798.0162 |  | 0
1986-08-14 | 0 | 0 | 0 | 0 | -6.6845 | -6.6845 | 3977.0075 | 29748.0161 |  | 0
1986-08-15 | 0 | 0 | 0 | 0 | -6.6845 | -6.6845 | 3970.323 | 29698.016 |  | 0
1986-08-16 | 0 | 0 | 0 | 0 | -6.6845 | -6.6845 | 3963.6385 | 29648.016 |  | 0
1986-08-17 | 0.0025 | 6.2882 | 3.6551 | 3.6551 | -4.0514 | -4.0514 | 3959.5871 | 29617.7117 |  | 0
1986-08-18 | 0 | 0 | 0 | 0 | -6.6845 | -6.6845 | 3952.9026 | 29567.7116 |  | 0
1986-08-19 | 0 | 0 | 0 | 0 | -6.6845 | -6.6845 | 3946.2181 | 29517.7115 |  | 0
1986-08-20 | 0 | 0 | 0 | 0 | -6.6845 | -6.6845 | 3939.5336 | 29467.7115 |  | 0
1986-08-21 | 0 | 0 | 0 | 0 | -6.6845 | -6.6845 | 3932.8491 | 29417.7114 |  | 0
1986-08-22 | 0 | 0 | 0 | 0 | -6.6845 | -6.6845 | 3926.1646 | 29367.7114 |  | 0
1986-08-23 | 0.00083333 | 2.0961 | 3.6551 | 2.0961 | -6.6845 | -6.6845 | 3919.4801 | 29317.7113 |  | 0
1986-08-24 | 0.05 | 125.764 | 3.6551 | 3.6551 | 115.4244 | 115.4244 | 4003.7455 | 29948.0163 |  | 24.4745
1986-08-25 | 0.00083333 | 2.0961 | 3.6551 | 2.0961 | -6.6845 | -6.6845 | 3997.061 | 29898.0163 |  | 0
1986-08-26 | 0 | 0 | 0 | 0 | -6.6845 | -6.6845 | 3990.3765 | 29848.0162 |  | 0
1986-08-27 | 0.04 | 100.6112 | 3.6551 | 3.6551 | 90.2716 | 90.2716 | 4003.7455 | 29948.0163 |  | 70.2181
1986-08-28 | 0.0725 | 182.3578 | 3.6551 | 3.6551 | 172.0182 | 172.0182 | 4003.7455 | 29948.0163 |  | 165.3337
1986-08-29 | 0.0175 | 44.0174 | 3.6551 | 3.6551 | 33.6778 | 33.6778 | 4003.7455 | 29948.0163 |  | 26.9933
1986-08-30 | 0.07 | 176.0696 | 3.6551 | 3.6551 | 165.73 | 165.73 | 4003.7455 | 29948.0163 |  | 159.0455
1986-08-31 | 0 | 0 | 0 | 0 | -6.6845 | -6.6845 | 3997.061 | 29898.0163 |  | 0
1986-09-01 | 0.0016667 | 4.1921 | 3.6551 | 3.6551 | -6.1474 | -6.1474 | 3990.9136 | 29852.0334 |  | 0
1986-09-02 | 0.02 | 50.3056 | 3.6551 | 3.6551 | 39.966 | 39.966 | 4003.7455 | 29948.0163 |  | 20.4496
1986-09-03 | 0.088333 | 222.1831 | 3.6551 | 3.6551 | 211.8435 | 211.8435 | 4003.7455 | 29948.0163 |  | 205.159
1986-09-04 | 0.026667 | 67.0741 | 3.6551 | 3.6551 | 56.7346 | 56.7346 | 4003.7455 | 29948.0163 |  | 50.0501
1986-09-05 | 0.0083333 | 20.9607 | 3.6551 | 3.6551 | 10.6211 | 10.6211 | 4003.7455 | 29948.0163 |  | 3.9366
1986-09-06 | 0 | 0 | 0 | 0 | -6.6845 | -6.6845 | 3997.061 | 29898.0163 |  | 0
1986-09-07 | 0 | 0 | 0 | 0 | -6.6845 | -6.6845 | 3990.3765 | 29848.0162 |  | 0
1986-09-08 | 0.0083333 | 20.9607 | 3.6551 | 3.6551 | 10.6211 | 10.6211 | 4000.9976 | 29927.4619 |  | 0
1986-09-09 | 0 | 0 | 0 | 0 | -6.6845 | -6.6845 | 3994.3131 | 29877.4619 |  | 0
1986-09-10 | 0 | 0 | 0 | 0 | -6.6845 | -6.6845 | 3987.6286 | 29827.4618 |  | 0
1986-09-11 | 0 | 0 | 0 | 0 | -6.6845 | -6.6845 | 3980.9441 | 29777.4618 |  | 0
1986-09-12 | 0 | 0 | 0 | 0 | -6.6845 | -6.6845 | 3974.2596 | 29727.4617 |  | 0
1986-09-13 | 0 | 0 | 0 | 0 | -6.6845 | -6.6845 | 3967.5751 | 29677.4616 |  | 0
1986-09-14 | 0.04 | 100.6112 | 3.6551 | 3.6551 | 90.2716 | 90.2716 | 4003.7455 | 29948.0163 |  | 47.4167
1986-09-15 | 0 | 0 | 0 | 0 | -6.6845 | -6.6845 | 3997.061 | 29898.0163 |  | 0
1986-09-16 | 0 | 0 | 0 | 0 | -6.6845 | -6.6845 | 3990.3765 | 29848.0162 |  | 0
1986-09-17 | 0.016667 | 41.9213 | 3.6551 | 3.6551 | 31.5818 | 31.5818 | 4003.7455 | 29948.0163 |  | 11.5283
1986-09-18 | 0 | 0 | 0 | 0 | -6.6845 | -6.6845 | 3997.061 | 29898.0163 |  | 0
1986-09-19 | 0 | 0 | 0 | 0 | -6.6845 | -6.6845 | 3990.3765 | 29848.0162 |  | 0
1986-09-20 | 0 | 0 | 0 | 0 | -6.6845 | -6.6845 | 3983.692 | 29798.0162 |  | 0
1986-09-21 | 0 | 0 | 0 | 0 | -6.6845 | -6.6845 | 3977.0075 | 29748.0161 |  | 0
1986-09-22 | 0 | 0 | 0 | 0 | -6.6845 | -6.6845 | 3970.323 | 29698.016 |  | 0
1986-09-23 | 0.030833 | 77.5545 | 3.6551 | 3.6551 | 67.2149 | 67.2149 | 4003.7455 | 29948.0163 |  | 27.1079
1986-09-24 | 0 | 0 | 0 | 0 | -6.6845 | -6.6845 | 3997.061 | 29898.0163 |  | 0
1986-09-25 | 0 | 0 | 0 | 0 | -6.6845 | -6.6845 | 3990.3765 | 29848.0162 |  | 0
1986-09-26 | 0 | 0 | 0 | 0 | -6.6845 | -6.6845 | 3983.692 | 29798.0162 |  | 0
1986-09-27 | 0 | 0 | 0 | 0 | -6.6845 | -6.6845 | 3977.0075 | 29748.0161 |  | 0
1986-09-28 | 0 | 0 | 0 | 0 | -6.6845 | -6.6845 | 3970.323 | 29698.016 |  | 0
1986-09-29 | 0.0016667 | 4.1921 | 3.6551 | 3.6551 | -6.1474 | -6.1474 | 3964.1756 | 29652.0331 |  | 0
1986-09-30 | 0 | 0 | 0 | 0 | -6.6845 | -6.6845 | 3957.4911 | 29602.0331 |  | 0
1986-10-01 | 0 | 0 | 0 | 0 | -6.6845 | -6.6845 | 3950.8066 | 29552.033 |  | 0
1986-10-02 | 0.011667 | 29.3449 | 3.6551 | 3.6551 | 19.0054 | 19.0054 | 3969.8119 | 29694.1931 |  | 0
1986-10-03 | 0.0016667 | 4.1921 | 3.6551 | 3.6551 | -6.1474 | -6.1474 | 3963.6645 | 29648.2102 |  | 0
1986-10-04 | 0 | 0 | 0 | 0 | -6.6845 | -6.6845 | 3956.98 | 29598.2101 |  | 0
1986-10-05 | 0.081667 | 205.4145 | 3.6551 | 3.6551 | 195.075 | 195.075 | 4003.7455 | 29948.0163 |  | 141.6249
1986-10-06 | 0.0041667 | 10.4803 | 3.6551 | 3.6551 | 0.14075 | 0.14075 | 4003.8863 | 29949.0692 |  | 0
1986-10-07 | 0 | 0 | 0 | 0 | -6.6845 | -6.6845 | 3997.2018 | 29899.0691 |  | 0
1986-10-08 | 0 | 0 | 0 | 0 | -6.6845 | -6.6845 | 3990.5173 | 29849.0691 |  | 0
1986-10-09 | 0 | 0 | 0 | 0 | -6.6845 | -6.6845 | 3983.8328 | 29799.069 |  | 0
1986-10-10 | 0.0041667 | 10.4803 | 3.6551 | 3.6551 | 0.14075 | 0.14075 | 3983.9735 | 29800.1218 |  | 0
1986-10-11 | 0.058333 | 146.7247 | 3.6551 | 3.6551 | 136.3851 | 136.3851 | 4003.7455 | 29948.0163 |  | 109.9286
1986-10-12 | 0 | 0 | 0 | 0 | -6.6845 | -6.6845 | 3997.061 | 29898.0163 |  | 0
1986-10-13 | 0 | 0 | 0 | 0 | -6.6845 | -6.6845 | 3990.3765 | 29848.0162 |  | 0
1986-10-14 | 0 | 0 | 0 | 0 | -6.6845 | -6.6845 | 3983.692 | 29798.0162 |  | 0
1986-10-15 | 0 | 0 | 0 | 0 | -6.6845 | -6.6845 | 3977.0075 | 29748.0161 |  | 0
1986-10-16 | 0 | 0 | 0 | 0 | -6.6845 | -6.6845 | 3970.323 | 29698.016 |  | 0
1986-10-17 | 0 | 0 | 0 | 0 | -6.6845 | -6.6845 | 3963.6385 | 29648.016 |  | 0
1986-10-18 | 0 | 0 | 0 | 0 | -6.6845 | -6.6845 | 3956.954 | 29598.0159 |  | 0
1986-10-19 | 0 | 0 | 0 | 0 | -6.6845 | -6.6845 | 3950.2695 | 29548.0159 |  | 0
1986-10-20 | 0.0025 | 6.2882 | 3.6551 | 3.6551 | -4.0514 | -4.0514 | 3946.2181 | 29517.7115 |  | 0
1986-10-21 | 0 | 0 | 0 | 0 | -6.6845 | -6.6845 | 3939.5336 | 29467.7115 |  | 0
1986-10-22 | 0 | 0 | 0 | 0 | -6.6845 | -6.6845 | 3932.8491 | 29417.7114 |  | 0
1986-10-23 | 0.079167 | 199.1263 | 3.6551 | 3.6551 | 188.7868 | 188.7868 | 4003.7455 | 29948.0163 |  | 111.2059
1986-10-24 | 0.0066667 | 16.7685 | 3.6551 | 3.6551 | 6.429 | 6.429 | 4010.1745 | 29996.1049 |  | 0
1986-10-25 | 0.0033333 | 8.3843 | 3.6551 | 3.6551 | -1.9553 | -1.9553 | 4008.2191 | 29981.4792 |  | 0
1986-10-26 | 0 | 0 | 0 | 0 | -6.6845 | -6.6845 | 4001.5346 | 29931.4791 |  | 0
1986-10-27 | 0 | 0 | 0 | 0 | -6.6845 | -6.6845 | 3994.8501 | 29881.479 |  | 0
1986-10-28 | 0 | 0 | 0 | 0 | -6.6845 | -6.6845 | 3988.1656 | 29831.479 |  | 0
1986-10-29 | 0 | 0 | 0 | 0 | -6.6845 | -6.6845 | 3981.4811 | 29781.4789 |  | 0
1986-10-30 | 0 | 0 | 0 | 0 | -6.6845 | -6.6845 | 3974.7966 | 29731.4789 |  | 0
1986-10-31 | 0 | 0 | 0 | 0 | -6.6845 | -6.6845 | 3968.1121 | 29681.4788 |  | 0
1986-11-01 | 0 | 0 | 0 | 0 | -6.6845 | -6.6845 | 3961.4276 | 29631.4787 |  | 0
1986-11-02 | 0 | 0 | 0 | 0 | -6.6845 | -6.6845 | 3954.7431 | 29581.4787 |  | 0
1986-11-03 | 0.0041667 | 10.4803 | 3.6551 | 3.6551 | 0.14075 | 0.14075 | 3954.8839 | 29582.5315 |  | 0
1986-11-04 | 0.058333 | 146.7247 | 3.6551 | 3.6551 | 136.3851 | 136.3851 | 4003.7455 | 29948.0163 |  | 80.839
1986-11-05 | 0 | 0 | 0 | 0 | -6.6845 | -6.6845 | 3997.061 | 29898.0163 |  | 0
1986-11-06 | 0 | 0 | 0 | 0 | -6.6845 | -6.6845 | 3990.3765 | 29848.0162 |  | 0
1986-11-07 | 0 | 0 | 0 | 0 | -6.6845 | -6.6845 | 3983.692 | 29798.0162 |  | 0
1986-11-08 | 0 | 0 | 0 | 0 | -6.6845 | -6.6845 | 3977.0075 | 29748.0161 |  | 0
1986-11-09 | 0 | 0 | 0 | 0 | -6.6845 | -6.6845 | 3970.323 | 29698.016 |  | 0
1986-11-10 | 0 | 0 | 0 | 0 | -6.6845 | -6.6845 | 3963.6385 | 29648.016 |  | 0
1986-11-11 | 0 | 0 | 0 | 0 | -6.6845 | -6.6845 | 3956.954 | 29598.0159 |  | 0
1986-11-12 | 0 | 0 | 0 | 0 | -6.6845 | -6.6845 | 3950.2695 | 29548.0159 |  | 0
1986-11-13 | 0 | 0 | 0 | 0 | -6.6845 | -6.6845 | 3943.585 | 29498.0158 |  | 0
1986-11-14 | 0 | 0 | 0 | 0 | -6.6845 | -6.6845 | 3936.9005 | 29448.0157 |  | 0
1986-11-15 | 0 | 0 | 0 | 0 | -6.6845 | -6.6845 | 3930.216 | 29398.0157 |  | 0
1986-11-16 | 0 | 0 | 0 | 0 | -6.6845 | -6.6845 | 3923.5315 | 29348.0156 |  | 0
1986-11-17 | 0 | 0 | 0 | 0 | -6.6845 | -6.6845 | 3916.847 | 29298.0156 |  | 0
1986-11-18 | 0 | 0 | 0 | 0 | -6.6845 | -6.6845 | 3910.1625 | 29248.0155 |  | 0
1986-11-19 | 0.0033333 | 8.3843 | 3.6551 | 3.6551 | -1.9553 | -1.9553 | 3908.2072 | 29233.3898 |  | 0
1986-11-20 | 0 | 0 | 0 | 0 | -6.6845 | -6.6845 | 3901.5227 | 29183.3897 |  | 0
1986-11-21 | 0 | 0 | 0 | 0 | -6.6845 | -6.6845 | 3894.8382 | 29133.3896 |  | 0
1986-11-22 | 0 | 0 | 0 | 0 | -6.6845 | -6.6845 | 3888.1537 | 29083.3896 |  | 0
1986-11-23 | 0 | 0 | 0 | 0 | -6.6845 | -6.6845 | 3881.4692 | 29033.3895 |  | 0
1986-11-24 | 0 | 0 | 0 | 0 | -6.6845 | -6.6845 | 3874.7847 | 28983.3895 |  | 0
1986-11-25 | 0 | 0 | 0 | 0 | -6.6845 | -6.6845 | 3868.1002 | 28933.3894 |  | 0
1986-11-26 | 0 | 0 | 0 | 0 | -6.6845 | -6.6845 | 3861.4157 | 28883.3893 |  | 0
1986-11-27 | 0 | 0 | 0 | 0 | -6.6845 | -6.6845 | 3854.7312 | 28833.3893 |  | 0
1986-11-28 | 0 | 0 | 0 | 0 | -6.6845 | -6.6845 | 3848.0467 | 28783.3892 |  | 0
1986-11-29 | 0 | 0 | 0 | 0 | -6.6845 | -6.6845 | 3841.3622 | 28733.3892 |  | 0
1986-11-30 | 0 | 0 | 0 | 0 | -6.6845 | -6.6845 | 3834.6777 | 28683.3891 |  | 0
1986-12-01 | 0 | 0 | 0 | 0 | -6.6845 | -6.6845 | 3827.9932 | 28633.389 |  | 0
1986-12-02 | 0 | 0 | 0 | 0 | -6.6845 | -6.6845 | 3821.3087 | 28583.389 |  | 0
1986-12-03 | 0 | 0 | 0 | 0 | -6.6845 | -6.6845 | 3814.6242 | 28533.3889 |  | 0
1986-12-04 | 0 | 0 | 0 | 0 | -6.6845 | -6.6845 | 3807.9397 | 28483.3889 |  | 0
1986-12-05 | 0 | 0 | 0 | 0 | -6.6845 | -6.6845 | 3801.2552 | 28433.3888 |  | 0
1986-12-06 | 0 | 0 | 0 | 0 | -6.6845 | -6.6845 | 3794.5707 | 28383.3887 |  | 0
1986-12-07 | 0 | 0 | 0 | 0 | -6.6845 | -6.6845 | 3787.8862 | 28333.3887 |  | 0
1986-12-08 | 0 | 0 | 0 | 0 | -6.6845 | -6.6845 | 3781.2017 | 28283.3886 |  | 0
1986-12-09 | 0 | 0 | 0 | 0 | -6.6845 | -6.6845 | 3774.5172 | 28233.3886 |  | 0
1986-12-10 | 0.0016667 | 4.1921 | 3.6551 | 3.6551 | -6.1474 | -6.1474 | 3768.3697 | 28187.4057 |  | 0
1986-12-11 | 0.016667 | 41.9213 | 3.6551 | 3.6551 | 31.5818 | 31.5818 | 3799.9515 | 28423.6372 |  | 0
1986-12-12 | 0 | 0 | 0 | 0 | -6.6845 | -6.6845 | 3793.267 | 28373.6371 |  | 0
1986-12-13 | 0 | 0 | 0 | 0 | -6.6845 | -6.6845 | 3786.5825 | 28323.637 |  | 0
1986-12-14 | 0.00083333 | 2.0961 | 3.6551 | 2.0961 | -6.6845 | -6.6845 | 3779.898 | 28273.637 |  | 0
1986-12-15 | 0.0016667 | 4.1921 | 3.6551 | 3.6551 | -6.1474 | -6.1474 | 3773.7505 | 28227.6541 |  | 0
1986-12-16 | 0.0016667 | 4.1921 | 3.6551 | 3.6551 | -6.1474 | -6.1474 | 3767.6031 | 28181.6712 |  | 0
1986-12-17 | 0.028333 | 71.2663 | 3.6551 | 3.6551 | 60.9267 | 60.9267 | 3828.5298 | 28637.4028 |  | 0
1986-12-18 | 0.025 | 62.882 | 3.6551 | 3.6551 | 52.5424 | 52.5424 | 3881.0722 | 29030.4201 |  | 0
1986-12-19 | 0 | 0 | 0 | 0 | -6.6845 | -6.6845 | 3874.3877 | 28980.42 |  | 0
1986-12-20 | 0 | 0 | 0 | 0 | -6.6845 | -6.6845 | 3867.7032 | 28930.42 |  | 0
1986-12-21 | 0.04 | 100.6112 | 3.6551 | 3.6551 | 90.2716 | 90.2716 | 3957.9748 | 29605.6517 |  | 0
1986-12-22 | 0.1175 | 295.5454 | 3.6551 | 3.6551 | 285.2058 | 285.2058 | 4003.7455 | 29948.0163 |  | 232.7506
1986-12-23 | 0.0025 | 6.2882 | 3.6551 | 3.6551 | -4.0514 | -4.0514 | 3999.6941 | 29917.712 |  | 0
1986-12-24 | 0 | 0 | 0 | 0 | -6.6845 | -6.6845 | 3993.0096 | 29867.712 |  | 0
1986-12-25 | 0 | 0 | 0 | 0 | -6.6845 | -6.6845 | 3986.3251 | 29817.7119 |  | 0
1986-12-26 | 0 | 0 | 0 | 0 | -6.6845 | -6.6845 | 3979.6406 | 29767.7118 |  | 0
1986-12-27 | 0 | 0 | 0 | 0 | -6.6845 | -6.6845 | 3972.9561 | 29717.7118 |  | 0
1986-12-28 | 0 | 0 | 0 | 0 | -6.6845 | -6.6845 | 3966.2716 | 29667.7117 |  | 0
1986-12-29 | 0 | 0 | 0 | 0 | -6.6845 | -6.6845 | 3959.5871 | 29617.7117 |  | 0
1986-12-30 | 0 | 0 | 0 | 0 | -6.6845 | -6.6845 | 3952.9026 | 29567.7116 |  | 0
1986-12-31 | 0 | 0 | 0 | 0 | -6.6845 | -6.6845 | 3946.2181 | 29517.7115 |  | 0
1987-01-01 | 0 | 0 | 0 | 0 | -6.6845 | -6.6845 | 3939.5336 | 29467.7115 |  | 0
1987-01-02 | 0 | 0 | 0 | 0 | -6.6845 | -6.6845 | 3932.8491 | 29417.7114 |  | 0
1987-01-03 | 0 | 0 | 0 | 0 | -6.6845 | -6.6845 | 3926.1646 | 29367.7114 |  | 0
1987-01-04 | 0 | 0 | 0 | 0 | -6.6845 | -6.6845 | 3919.4801 | 29317.7113 |  | 0
1987-01-05 | 0 | 0 | 0 | 0 | -6.6845 | -6.6845 | 3912.7956 | 29267.7112 |  | 0
1987-01-06 | 0 | 0 | 0 | 0 | -6.6845 | -6.6845 | 3906.1111 | 29217.7112 |  | 0
1987-01-07 | 0 | 0 | 0 | 0 | -6.6845 | -6.6845 | 3899.4266 | 29167.7111 |  | 0
1987-01-08 | 0 | 0 | 0 | 0 | -6.6845 | -6.6845 | 3892.7421 | 29117.7111 |  | 0
1987-01-09 | 0 | 0 | 0 | 0 | -6.6845 | -6.6845 | 3886.0576 | 29067.711 |  | 0
1987-01-10 | 0 | 0 | 0 | 0 | -6.6845 | -6.6845 | 3879.3731 | 29017.7109 |  | 0
1987-01-11 | 0 | 0 | 0 | 0 | -6.6845 | -6.6845 | 3872.6886 | 28967.7109 |  | 0
1987-01-12 | 0 | 0 | 0 | 0 | -6.6845 | -6.6845 | 3866.0041 | 28917.7108 |  | 0
1987-01-13 | 0 | 0 | 0 | 0 | -6.6845 | -6.6845 | 3859.3196 | 28867.7108 |  | 0
1987-01-14 | 0 | 0 | 0 | 0 | -6.6845 | -6.6845 | 3852.6351 | 28817.7107 |  | 0
1987-01-15 | 0 | 0 | 0 | 0 | -6.6845 | -6.6845 | 3845.9506 | 28767.7106 |  | 0
1987-01-16 | 0 | 0 | 0 | 0 | -6.6845 | -6.6845 | 3839.2661 | 28717.7106 |  | 0
1987-01-17 | 0 | 0 | 0 | 0 | -6.6845 | -6.6845 | 3832.5816 | 28667.7105 |  | 0
1987-01-18 | 0.0025 | 6.2882 | 3.6551 | 3.6551 | -4.0514 | -4.0514 | 3828.5302 | 28637.4062 |  | 0
1987-01-19 | 0 | 0 | 0 | 0 | -6.6845 | -6.6845 | 3821.8457 | 28587.4061 |  | 0
1987-01-20 | 0 | 0 | 0 | 0 | -6.6845 | -6.6845 | 3815.1612 | 28537.4061 |  | 0
1987-01-21 | 0 | 0 | 0 | 0 | -6.6845 | -6.6845 | 3808.4767 | 28487.406 |  | 0
1987-01-22 | 0 | 0 | 0 | 0 | -6.6845 | -6.6845 | 3801.7922 | 28437.406 |  | 0
1987-01-23 | 0 | 0 | 0 | 0 | -6.6845 | -6.6845 | 3795.1077 | 28387.4059 |  | 0
1987-01-24 | 0 | 0 | 0 | 0 | -6.6845 | -6.6845 | 3788.4232 | 28337.4058 |  | 0
1987-01-25 | 0 | 0 | 0 | 0 | -6.6845 | -6.6845 | 3781.7387 | 28287.4058 |  | 0
1987-01-26 | 0 | 0 | 0 | 0 | -6.6845 | -6.6845 | 3775.0542 | 28237.4057 |  | 0
1987-01-27 | 0 | 0 | 0 | 0 | -6.6845 | -6.6845 | 3768.3697 | 28187.4057 |  | 0
1987-01-28 | 0 | 0 | 0 | 0 | -6.6845 | -6.6845 | 3761.6852 | 28137.4056 |  | 0
1987-01-29 | 0 | 0 | 0 | 0 | -6.6845 | -6.6845 | 3755.0007 | 28087.4055 |  | 0
1987-01-30 | 0 | 0 | 0 | 0 | -6.6845 | -6.6845 | 3748.3162 | 28037.4055 |  | 0
1987-01-31 | 0 | 0 | 0 | 0 | -6.6845 | -6.6845 | 3741.6317 | 27987.4054 |  | 0
1987-02-01 | 0 | 0 | 0 | 0 | -6.6845 | -6.6845 | 3734.9472 | 27937.4054 |  | 0
1987-02-02 | 0 | 0 | 0 | 0 | -6.6845 | -6.6845 | 3728.2627 | 27887.4053 |  | 0
1987-02-03 | 0 | 0 | 0 | 0 | -6.6845 | -6.6845 | 3721.5782 | 27837.4052 |  | 0
1987-02-04 | 0 | 0 | 0 | 0 | -6.6845 | -6.6845 | 3714.8937 | 27787.4052 |  | 0
1987-02-05 | 0 | 0 | 0 | 0 | -6.6845 | -6.6845 | 3708.2092 | 27737.4051 |  | 0
1987-02-06 | 0 | 0 | 0 | 0 | -6.6845 | -6.6845 | 3701.5247 | 27687.4051 |  | 0
1987-02-07 | 0 | 0 | 0 | 0 | -6.6845 | -6.6845 | 3694.8402 | 27637.405 |  | 0
1987-02-08 | 0 | 0 | 0 | 0 | -6.6845 | -6.6845 | 3688.1557 | 27587.4049 |  | 0
1987-02-09 | 0 | 0 | 0 | 0 | -6.6845 | -6.6845 | 3681.4712 | 27537.4049 |  | 0
1987-02-10 | 0 | 0 | 0 | 0 | -6.6845 | -6.6845 | 3674.7867 | 27487.4048 |  | 0
1987-02-11 | 0 | 0 | 0 | 0 | -6.6845 | -6.6845 | 3668.1022 | 27437.4048 |  | 0
1987-02-12 | 0 | 0 | 0 | 0 | -6.6845 | -6.6845 | 3661.4177 | 27387.4047 |  | 0
1987-02-13 | 0 | 0 | 0 | 0 | -6.6845 | -6.6845 | 3654.7332 | 27337.4046 |  | 0
1987-02-14 | 0 | 0 | 0 | 0 | -6.6845 | -6.6845 | 3648.0487 | 27287.4046 |  | 0
1987-02-15 | 0 | 0 | 0 | 0 | -6.6845 | -6.6845 | 3641.3642 | 27237.4045 |  | 0
1987-02-16 | 0 | 0 | 0 | 0 | -6.6845 | -6.6845 | 3634.6797 | 27187.4045 |  | 0
1987-02-17 | 0 | 0 | 0 | 0 | -6.6845 | -6.6845 | 3627.9952 | 27137.4044 |  | 0
1987-02-18 | 0 | 0 | 0 | 0 | -6.6845 | -6.6845 | 3621.3107 | 27087.4043 |  | 0
1987-02-19 | 0.0125 | 31.441 | 3.6551 | 3.6551 | 21.1014 | 21.1014 | 3642.4122 | 27245.243 |  | 0
1987-02-20 | 0.0016667 | 4.1921 | 3.6551 | 3.6551 | -6.1474 | -6.1474 | 3636.2647 | 27199.26 |  | 0
1987-02-21 | 0.0025 | 6.2882 | 3.6551 | 3.6551 | -4.0514 | -4.0514 | 3632.2133 | 27168.9557 |  | 0
1987-02-22 | 0.0091667 | 23.0567 | 3.6551 | 3.6551 | 12.7172 | 12.7172 | 3644.9305 | 27264.08 |  | 0
1987-02-23 | 0 | 0 | 0 | 0 | -6.6845 | -6.6845 | 3638.246 | 27214.08 |  | 0
1987-02-24 | 0 | 0 | 0 | 0 | -6.6845 | -6.6845 | 3631.5615 | 27164.0799 |  | 0
1987-02-25 | 0 | 0 | 0 | 0 | -6.6845 | -6.6845 | 3624.877 | 27114.0799 |  | 0
1987-02-26 | 0 | 0 | 0 | 0 | -6.6845 | -6.6845 | 3618.1925 | 27064.0798 |  | 0
1987-02-27 | 0.04 | 100.6112 | 3.6551 | 3.6551 | 90.2716 | 90.2716 | 3708.4641 | 27739.3115 |  | 0
1987-02-28 | 0 | 0 | 0 | 0 | -6.6845 | -6.6845 | 3701.7796 | 27689.3114 |  | 0
1987-03-01 | 0 | 0 | 0 | 0 | -6.6845 | -6.6845 | 3695.0951 | 27639.3114 |  | 0
1987-03-02 | 0 | 0 | 0 | 0 | -6.6845 | -6.6845 | 3688.4106 | 27589.3113 |  | 0
1987-03-03 | 0 | 0 | 0 | 0 | -6.6845 | -6.6845 | 3681.7261 | 27539.3113 |  | 0
1987-03-04 | 0 | 0 | 0 | 0 | -6.6845 | -6.6845 | 3675.0416 | 27489.3112 |  | 0
1987-03-05 | 0 | 0 | 0 | 0 | -6.6845 | -6.6845 | 3668.3571 | 27439.3111 |  | 0
1987-03-06 | 0 | 0 | 0 | 0 | -6.6845 | -6.6845 | 3661.6726 | 27389.3111 |  | 0
1987-03-07 | 0 | 0 | 0 | 0 | -6.6845 | -6.6845 | 3654.9881 | 27339.311 |  | 0
1987-03-08 | 0 | 0 | 0 | 0 | -6.6845 | -6.6845 | 3648.3036 | 27289.311 |  | 0
1987-03-09 | 0 | 0 | 0 | 0 | -6.6845 | -6.6845 | 3641.6191 | 27239.3109 |  | 0
1987-03-10 | 0 | 0 | 0 | 0 | -6.6845 | -6.6845 | 3634.9346 | 27189.3108 |  | 0
1987-03-11 | 0.031667 | 79.6505 | 3.6551 | 3.6551 | 69.311 | 69.311 | 3704.2456 | 27707.7568 |  | 0
1987-03-12 | 0.00083333 | 2.0961 | 3.6551 | 2.0961 | -6.6845 | -6.6845 | 3697.5611 | 27657.7567 |  | 0
1987-03-13 | 0 | 0 | 0 | 0 | -6.6845 | -6.6845 | 3690.8766 | 27607.7567 |  | 0
1987-03-14 | 0 | 0 | 0 | 0 | -6.6845 | -6.6845 | 3684.1921 | 27557.7566 |  | 0
1987-03-15 | 0 | 0 | 0 | 0 | -6.6845 | -6.6845 | 3677.5076 | 27507.7565 |  | 0
1987-03-16 | 0 | 0 | 0 | 0 | -6.6845 | -6.6845 | 3670.8231 | 27457.7565 |  | 0
1987-03-17 | 0 | 0 | 0 | 0 | -6.6845 | -6.6845 | 3664.1386 | 27407.7564 |  | 0
1987-03-18 | 0.00083333 | 2.0961 | 3.6551 | 2.0961 | -6.6845 | -6.6845 | 3657.4541 | 27357.7564 |  | 0
1987-03-19 | 0 | 0 | 0 | 0 | -6.6845 | -6.6845 | 3650.7696 | 27307.7563 |  | 0
1987-03-20 | 0 | 0 | 0 | 0 | -6.6845 | -6.6845 | 3644.0851 | 27257.7562 |  | 0
1987-03-21 | 0 | 0 | 0 | 0 | -6.6845 | -6.6845 | 3637.4006 | 27207.7562 |  | 0
1987-03-22 | 0 | 0 | 0 | 0 | -6.6845 | -6.6845 | 3630.7161 | 27157.7561 |  | 0
1987-03-23 | 0 | 0 | 0 | 0 | -6.6845 | -6.6845 | 3624.0316 | 27107.7561 |  | 0
1987-03-24 | 0 | 0 | 0 | 0 | -6.6845 | -6.6845 | 3617.3471 | 27057.756 |  | 0
1987-03-25 | 0 | 0 | 0 | 0 | -6.6845 | -6.6845 | 3610.6626 | 27007.7559 |  | 0
1987-03-26 | 0.010833 | 27.2489 | 3.6551 | 3.6551 | 16.9093 | 16.9093 | 3627.5718 | 27134.2374 |  | 0
1987-03-27 | 0 | 0 | 0 | 0 | -6.6845 | -6.6845 | 3620.8873 | 27084.2373 |  | 0
1987-03-28 | 0 | 0 | 0 | 0 | -6.6845 | -6.6845 | 3614.2028 | 27034.2373 |  | 0
1987-03-29 | 0 | 0 | 0 | 0 | -6.6845 | -6.6845 | 3607.5183 | 26984.2372 |  | 0
1987-03-30 | 0.00083333 | 2.0961 | 3.6551 | 2.0961 | -6.6845 | -6.6845 | 3600.8338 | 26934.2372 |  | 0
1987-03-31 | 0 | 0 | 0 | 0 | -6.6845 | -6.6845 | 3594.1493 | 26884.2371 |  | 0
1987-04-01 | 0 | 0 | 0 | 0 | -6.6845 | -6.6845 | 3587.4648 | 26834.237 |  | 0
1987-04-02 | 0 | 0 | 0 | 0 | -6.6845 | -6.6845 | 3580.7803 | 26784.237 |  | 0
1987-04-03 | 0 | 0 | 0 | 0 | -6.6845 | -6.6845 | 3574.0958 | 26734.2369 |  | 0
1987-04-04 | 0 | 0 | 0 | 0 | -6.6845 | -6.6845 | 3567.4113 | 26684.2369 |  | 0
1987-04-05 | 0 | 0 | 0 | 0 | -6.6845 | -6.6845 | 3560.7268 | 26634.2368 |  | 0
1987-04-06 | 0.00083333 | 2.0961 | 3.6551 | 2.0961 | -6.6845 | -6.6845 | 3554.0423 | 26584.2367 |  | 0
1987-04-07 | 0 | 0 | 0 | 0 | -6.6845 | -6.6845 | 3547.3578 | 26534.2367 |  | 0
1987-04-08 | 0 | 0 | 0 | 0 | -6.6845 | -6.6845 | 3540.6733 | 26484.2366 |  | 0
1987-04-09 | 0 | 0 | 0 | 0 | -6.6845 | -6.6845 | 3533.9888 | 26434.2366 |  | 0
1987-04-10 | 0 | 0 | 0 | 0 | -6.6845 | -6.6845 | 3527.3043 | 26384.2365 |  | 0
1987-04-11 | 0 | 0 | 0 | 0 | -6.6845 | -6.6845 | 3520.6198 | 26334.2364 |  | 0
1987-04-12 | 0 | 0 | 0 | 0 | -6.6845 | -6.6845 | 3513.9353 | 26284.2364 |  | 0
1987-04-13 | 0 | 0 | 0 | 0 | -6.6845 | -6.6845 | 3507.2508 | 26234.2363 |  | 0
1987-04-14 | 0 | 0 | 0 | 0 | -6.6845 | -6.6845 | 3500.5663 | 26184.2363 |  | 0
1987-04-15 | 0 | 0 | 0 | 0 | -6.6845 | -6.6845 | 3493.8818 | 26134.2362 |  | 0
1987-04-16 | 0 | 0 | 0 | 0 | -6.6845 | -6.6845 | 3487.1973 | 26084.2361 |  | 0
1987-04-17 | 0 | 0 | 0 | 0 | -6.6845 | -6.6845 | 3480.5128 | 26034.2361 |  | 0
1987-04-18 | 0 | 0 | 0 | 0 | -6.6845 | -6.6845 | 3473.8283 | 25984.236 |  | 0
1987-04-19 | 0 | 0 | 0 | 0 | -6.6845 | -6.6845 | 3467.1438 | 25934.236 |  | 0
1987-04-20 | 0 | 0 | 0 | 0 | -6.6845 | -6.6845 | 3460.4593 | 25884.2359 |  | 0
1987-04-21 | 0.105 | 264.1044 | 3.6551 | 3.6551 | 253.7648 | 253.7648 | 3714.2242 | 27782.3968 |  | 0
1987-04-22 | 0.065833 | 165.5893 | 3.6551 | 3.6551 | 155.2497 | 155.2497 | 3869.4739 | 28943.6644 |  | 0
1987-04-23 | 0 | 0 | 0 | 0 | -6.6845 | -6.6845 | 3862.7894 | 28893.6643 |  | 0
1987-04-24 | 0.049167 | 123.6679 | 3.6551 | 3.6551 | 113.3284 | 113.3284 | 3976.1177 | 29741.3604 |  | 0
1987-04-25 | 0 | 0 | 0 | 0 | -6.6845 | -6.6845 | 3969.4332 | 29691.3604 |  | 0
1987-04-26 | 0.005 | 12.5764 | 3.6551 | 3.6551 | 2.2368 | 2.2368 | 3971.67 | 29708.0918 |  | 0
1987-04-27 | 0.053333 | 134.1483 | 3.6551 | 3.6551 | 123.8087 | 123.8087 | 4003.7455 | 29948.0163 |  | 85.0487
1987-04-28 | 0.014167 | 35.6331 | 3.6551 | 3.6551 | 25.2936 | 25.2936 | 4003.7455 | 29948.0163 |  | 18.6091
1987-04-29 | 0.038333 | 96.4191 | 3.6551 | 3.6551 | 86.0795 | 86.0795 | 4003.7455 | 29948.0163 |  | 79.395
1987-04-30 | 0 | 0 | 0 | 0 | -6.6845 | -6.6845 | 3997.061 | 29898.0163 |  | 0
1987-05-01 | 0 | 0 | 0 | 0 | -6.6845 | -6.6845 | 3990.3765 | 29848.0162 |  | 0
1987-05-02 | 0 | 0 | 0 | 0 | -6.6845 | -6.6845 | 3983.692 | 29798.0162 |  | 0
1987-05-03 | 0 | 0 | 0 | 0 | -6.6845 | -6.6845 | 3977.0075 | 29748.0161 |  | 0
1987-05-04 | 0 | 0 | 0 | 0 | -6.6845 | -6.6845 | 3970.323 | 29698.016 |  | 0
1987-05-05 | 0 | 0 | 0 | 0 | -6.6845 | -6.6845 | 3963.6385 | 29648.016 |  | 0
1987-05-06 | 0 | 0 | 0 | 0 | -6.6845 | -6.6845 | 3956.954 | 29598.0159 |  | 0
1987-05-07 | 0 | 0 | 0 | 0 | -6.6845 | -6.6845 | 3950.2695 | 29548.0159 |  | 0
1987-05-08 | 0 | 0 | 0 | 0 | -6.6845 | -6.6845 | 3943.585 | 29498.0158 |  | 0
1987-05-09 | 0 | 0 | 0 | 0 | -6.6845 | -6.6845 | 3936.9005 | 29448.0157 |  | 0
1987-05-10 | 0.0058333 | 14.6725 | 3.6551 | 3.6551 | 4.3329 | 4.3329 | 3941.2334 | 29480.4257 |  | 0
1987-05-11 | 0.0016667 | 4.1921 | 3.6551 | 3.6551 | -6.1474 | -6.1474 | 3935.0859 | 29434.4428 |  | 0
1987-05-12 | 0 | 0 | 0 | 0 | -6.6845 | -6.6845 | 3928.4014 | 29384.4428 |  | 0
1987-05-13 | 0.0058333 | 14.6725 | 3.6551 | 3.6551 | 4.3329 | 4.3329 | 3932.7343 | 29416.8528 |  | 0
1987-05-14 | 0 | 0 | 0 | 0 | -6.6845 | -6.6845 | 3926.0498 | 29366.8527 |  | 0
1987-05-15 | 0.031667 | 79.6505 | 3.6551 | 3.6551 | 69.311 | 69.311 | 3995.3608 | 29885.2986 |  | 0
1987-05-16 | 0.0058333 | 14.6725 | 3.6551 | 3.6551 | 4.3329 | 4.3329 | 3999.6937 | 29917.7086 |  | 0
1987-05-17 | 0.051667 | 129.9561 | 3.6551 | 3.6551 | 119.6166 | 119.6166 | 4003.7455 | 29948.0163 |  | 108.8802
1987-05-18 | 0.005 | 12.5764 | 3.6551 | 3.6551 | 2.2368 | 2.2368 | 4005.9823 | 29964.7478 |  | 0
1987-05-19 | 0.0083333 | 20.9607 | 3.6551 | 3.6551 | 10.6211 | 10.6211 | 4003.7455 | 29948.0163 |  | 6.1734
1987-05-20 | 0 | 0 | 0 | 0 | -6.6845 | -6.6845 | 3997.061 | 29898.0163 |  | 0
1987-05-21 | 0 | 0 | 0 | 0 | -6.6845 | -6.6845 | 3990.3765 | 29848.0162 |  | 0
1987-05-22 | 0.0025 | 6.2882 | 3.6551 | 3.6551 | -4.0514 | -4.0514 | 3986.3251 | 29817.7119 |  | 0
1987-05-23 | 0 | 0 | 0 | 0 | -6.6845 | -6.6845 | 3979.6406 | 29767.7118 |  | 0
1987-05-24 | 0 | 0 | 0 | 0 | -6.6845 | -6.6845 | 3972.9561 | 29717.7118 |  | 0
1987-05-25 | 0 | 0 | 0 | 0 | -6.6845 | -6.6845 | 3966.2716 | 29667.7117 |  | 0
1987-05-26 | 0 | 0 | 0 | 0 | -6.6845 | -6.6845 | 3959.5871 | 29617.7117 |  | 0
1987-05-27 | 0 | 0 | 0 | 0 | -6.6845 | -6.6845 | 3952.9026 | 29567.7116 |  | 0
1987-05-28 | 0.0041667 | 10.4803 | 3.6551 | 3.6551 | 0.14075 | 0.14075 | 3953.0434 | 29568.7644 |  | 0
1987-05-29 | 0 | 0 | 0 | 0 | -6.6845 | -6.6845 | 3946.3589 | 29518.7644 |  | 0
1987-05-30 | 0 | 0 | 0 | 0 | -6.6845 | -6.6845 | 3939.6744 | 29468.7643 |  | 0
1987-05-31 | 0.00083333 | 2.0961 | 3.6551 | 2.0961 | -6.6845 | -6.6845 | 3932.9899 | 29418.7642 |  | 0
1987-06-01 | 0.0075 | 18.8646 | 3.6551 | 3.6551 | 8.525 | 8.525 | 3941.5149 | 29482.5314 |  | 0
1987-06-02 | 0 | 0 | 0 | 0 | -6.6845 | -6.6845 | 3934.8304 | 29432.5313 |  | 0
1987-06-03 | 0 | 0 | 0 | 0 | -6.6845 | -6.6845 | 3928.1459 | 29382.5313 |  | 0
1987-06-04 | 0.0041667 | 10.4803 | 3.6551 | 3.6551 | 0.14075 | 0.14075 | 3928.2866 | 29383.5841 |  | 0
1987-06-05 | 0.021667 | 54.4977 | 3.6551 | 3.6551 | 44.1582 | 44.1582 | 3972.4448 | 29713.8871 |  | 0
1987-06-06 | 0 | 0 | 0 | 0 | -6.6845 | -6.6845 | 3965.7603 | 29663.887 |  | 0
1987-06-07 | 0 | 0 | 0 | 0 | -6.6845 | -6.6845 | 3959.0758 | 29613.887 |  | 0
1987-06-08 | 0.023333 | 58.6899 | 3.6551 | 3.6551 | 48.3503 | 48.3503 | 4007.4261 | 29975.5471 |  | 0
1987-06-09 | 0.043333 | 108.9955 | 3.6551 | 3.6551 | 98.6559 | 98.6559 | 4003.7455 | 29948.0163 |  | 95.652
1987-06-10 | 0 | 0 | 0 | 0 | -6.6845 | -6.6845 | 3997.061 | 29898.0163 |  | 0
1987-06-11 | 0.01 | 25.1528 | 3.6551 | 3.6551 | 14.8132 | 14.8132 | 4003.7455 | 29948.0163 |  | 1.4442
1987-06-12 | 0.0025 | 6.2882 | 3.6551 | 3.6551 | -4.0514 | -4.0514 | 3999.6941 | 29917.712 |  | 0
1987-06-13 | 0 | 0 | 0 | 0 | -6.6845 | -6.6845 | 3993.0096 | 29867.712 |  | 0
1987-06-14 | 0 | 0 | 0 | 0 | -6.6845 | -6.6845 | 3986.3251 | 29817.7119 |  | 0
1987-06-15 | 0 | 0 | 0 | 0 | -6.6845 | -6.6845 | 3979.6406 | 29767.7118 |  | 0
1987-06-16 | 0.0058333 | 14.6725 | 3.6551 | 3.6551 | 4.3329 | 4.3329 | 3983.9735 | 29800.1218 |  | 0
1987-06-17 | 0.0058333 | 14.6725 | 3.6551 | 3.6551 | 4.3329 | 4.3329 | 3988.3064 | 29832.5318 |  | 0
1987-06-18 | 0.0025 | 6.2882 | 3.6551 | 3.6551 | -4.0514 | -4.0514 | 3984.255 | 29802.2275 |  | 0
1987-06-19 | 0 | 0 | 0 | 0 | -6.6845 | -6.6845 | 3977.5705 | 29752.2274 |  | 0
1987-06-20 | 0 | 0 | 0 | 0 | -6.6845 | -6.6845 | 3970.886 | 29702.2274 |  | 0
1987-06-21 | 0 | 0 | 0 | 0 | -6.6845 | -6.6845 | 3964.2015 | 29652.2273 |  | 0
1987-06-22 | 0 | 0 | 0 | 0 | -6.6845 | -6.6845 | 3957.517 | 29602.2273 |  | 0
1987-06-23 | 0 | 0 | 0 | 0 | -6.6845 | -6.6845 | 3950.8325 | 29552.2272 |  | 0
1987-06-24 | 0.020833 | 52.4017 | 3.6551 | 3.6551 | 42.0621 | 42.0621 | 3992.8946 | 29866.8516 |  | 0
1987-06-25 | 0 | 0 | 0 | 0 | -6.6845 | -6.6845 | 3986.2101 | 29816.8515 |  | 0
1987-06-26 | 0 | 0 | 0 | 0 | -6.6845 | -6.6845 | 3979.5256 | 29766.8515 |  | 0
1987-06-27 | 0.015833 | 39.8253 | 3.6551 | 3.6551 | 29.4857 | 29.4857 | 4009.0113 | 29987.4044 |  | 0
1987-06-28 | 0.013333 | 33.5371 | 3.6551 | 3.6551 | 23.1975 | 23.1975 | 4003.7455 | 29948.0163 |  | 21.7788
1987-06-29 | 0.0075 | 18.8646 | 3.6551 | 3.6551 | 8.525 | 8.525 | 4003.7455 | 29948.0163 |  | 1.8405
1987-06-30 | 0.019167 | 48.2095 | 3.6551 | 3.6551 | 37.87 | 37.87 | 4003.7455 | 29948.0163 |  | 31.1855
1987-07-01 | 0 | 0 | 0 | 0 | -6.6845 | -6.6845 | 3997.061 | 29898.0163 |  | 0
1987-07-02 | 0 | 0 | 0 | 0 | -6.6845 | -6.6845 | 3990.3765 | 29848.0162 |  | 0
1987-07-03 | 0 | 0 | 0 | 0 | -6.6845 | -6.6845 | 3983.692 | 29798.0162 |  | 0
1987-07-04 | 0 | 0 | 0 | 0 | -6.6845 | -6.6845 | 3977.0075 | 29748.0161 |  | 0
1987-07-05 | 0 | 0 | 0 | 0 | -6.6845 | -6.6845 | 3970.323 | 29698.016 |  | 0
1987-07-06 | 0 | 0 | 0 | 0 | -6.6845 | -6.6845 | 3963.6385 | 29648.016 |  | 0
1987-07-07 | 0.0041667 | 10.4803 | 3.6551 | 3.6551 | 0.14075 | 0.14075 | 3963.7793 | 29649.0688 |  | 0
1987-07-08 | 0 | 0 | 0 | 0 | -6.6845 | -6.6845 | 3957.0948 | 29599.0688 |  | 0
1987-07-09 | 0 | 0 | 0 | 0 | -6.6845 | -6.6845 | 3950.4103 | 29549.0687 |  | 0
1987-07-10 | 0.00083333 | 2.0961 | 3.6551 | 2.0961 | -6.6845 | -6.6845 | 3943.7258 | 29499.0686 |  | 0
1987-07-11 | 0.0083333 | 20.9607 | 3.6551 | 3.6551 | 10.6211 | 10.6211 | 3954.3468 | 29578.5144 |  | 0
1987-07-12 | 0.005 | 12.5764 | 3.6551 | 3.6551 | 2.2368 | 2.2368 | 3956.5837 | 29595.2458 |  | 0
1987-07-13 | 0 | 0 | 0 | 0 | -6.6845 | -6.6845 | 3949.8992 | 29545.2457 |  | 0
1987-07-14 | 0 | 0 | 0 | 0 | -6.6845 | -6.6845 | 3943.2147 | 29495.2457 |  | 0
1987-07-15 | 0.035 | 88.0348 | 3.6551 | 3.6551 | 77.6952 | 77.6952 | 4003.7455 | 29948.0163 |  | 10.4799
1987-07-16 | 0.0825 | 207.5106 | 3.6551 | 3.6551 | 197.171 | 197.171 | 4003.7455 | 29948.0163 |  | 190.4865
1987-07-17 | 0.00083333 | 2.0961 | 3.6551 | 2.0961 | -6.6845 | -6.6845 | 3997.061 | 29898.0163 |  | 0
1987-07-18 | 0 | 0 | 0 | 0 | -6.6845 | -6.6845 | 3990.3765 | 29848.0162 |  | 0
1987-07-19 | 0.048333 | 121.5719 | 3.6551 | 3.6551 | 111.2323 | 111.2323 | 4003.7455 | 29948.0163 |  | 91.1788
1987-07-20 | 0.0016667 | 4.1921 | 3.6551 | 3.6551 | -6.1474 | -6.1474 | 3997.5981 | 29902.0334 |  | 0
1987-07-21 | 0 | 0 | 0 | 0 | -6.6845 | -6.6845 | 3990.9136 | 29852.0334 |  | 0
1987-07-22 | 0 | 0 | 0 | 0 | -6.6845 | -6.6845 | 3984.2291 | 29802.0333 |  | 0
1987-07-23 | 0 | 0 | 0 | 0 | -6.6845 | -6.6845 | 3977.5446 | 29752.0333 |  | 0
1987-07-24 | 0 | 0 | 0 | 0 | -6.6845 | -6.6845 | 3970.8601 | 29702.0332 |  | 0
1987-07-25 | 0 | 0 | 0 | 0 | -6.6845 | -6.6845 | 3964.1756 | 29652.0331 |  | 0
1987-07-26 | 0.0016667 | 4.1921 | 3.6551 | 3.6551 | -6.1474 | -6.1474 | 3958.0281 | 29606.0502 |  | 0
1987-07-27 | 0 | 0 | 0 | 0 | -6.6845 | -6.6845 | 3951.3436 | 29556.0502 |  | 0
1987-07-28 | 0 | 0 | 0 | 0 | -6.6845 | -6.6845 | 3944.6591 | 29506.0501 |  | 0
1987-07-29 | 0 | 0 | 0 | 0 | -6.6845 | -6.6845 | 3937.9746 | 29456.0501 |  | 0
1987-07-30 | 0 | 0 | 0 | 0 | -6.6845 | -6.6845 | 3931.2901 | 29406.05 |  | 0
1987-07-31 | 0 | 0 | 0 | 0 | -6.6845 | -6.6845 | 3924.6056 | 29356.0499 |  | 0
1987-08-01 | 0.0041667 | 10.4803 | 3.6551 | 3.6551 | 0.14075 | 0.14075 | 3924.7464 | 29357.1028 |  | 0
1987-08-02 | 0 | 0 | 0 | 0 | -6.6845 | -6.6845 | 3918.0619 | 29307.1027 |  | 0
1987-08-03 | 0.0016667 | 4.1921 | 3.6551 | 3.6551 | -6.1474 | -6.1474 | 3911.9144 | 29261.1198 |  | 0
1987-08-04 | 0.0058333 | 14.6725 | 3.6551 | 3.6551 | 4.3329 | 4.3329 | 3916.2473 | 29293.5298 |  | 0
1987-08-05 | 0 | 0 | 0 | 0 | -6.6845 | -6.6845 | 3909.5628 | 29243.5297 |  | 0
1987-08-06 | 0 | 0 | 0 | 0 | -6.6845 | -6.6845 | 3902.8783 | 29193.5297 |  | 0
1987-08-07 | 0 | 0 | 0 | 0 | -6.6845 | -6.6845 | 3896.1938 | 29143.5296 |  | 0
1987-08-08 | 0 | 0 | 0 | 0 | -6.6845 | -6.6845 | 3889.5093 | 29093.5296 |  | 0
1987-08-09 | 0 | 0 | 0 | 0 | -6.6845 | -6.6845 | 3882.8248 | 29043.5295 |  | 0
1987-08-10 | 0 | 0 | 0 | 0 | -6.6845 | -6.6845 | 3876.1403 | 28993.5294 |  | 0
1987-08-11 | 0.086667 | 217.9909 | 3.6551 | 3.6551 | 207.6514 | 207.6514 | 4003.7455 | 29948.0163 |  | 73.3617
1987-08-12 | 0.0033333 | 8.3843 | 3.6551 | 3.6551 | -1.9553 | -1.9553 | 4001.7902 | 29933.3906 |  | 0
1987-08-13 | 0.013333 | 33.5371 | 3.6551 | 3.6551 | 23.1975 | 23.1975 | 4003.7455 | 29948.0163 |  | 14.5577
1987-08-14 | 0 | 0 | 0 | 0 | -6.6845 | -6.6845 | 3997.061 | 29898.0163 |  | 0
1987-08-15 | 0.0041667 | 10.4803 | 3.6551 | 3.6551 | 0.14075 | 0.14075 | 3997.2018 | 29899.0691 |  | 0
1987-08-16 | 0.00083333 | 2.0961 | 3.6551 | 2.0961 | -6.6845 | -6.6845 | 3990.5173 | 29849.0691 |  | 0
1987-08-17 | 0.041667 | 104.8033 | 3.6551 | 3.6551 | 94.4638 | 94.4638 | 4003.7455 | 29948.0163 |  | 74.551
1987-08-18 | 0.00083333 | 2.0961 | 3.6551 | 2.0961 | -6.6845 | -6.6845 | 3997.061 | 29898.0163 |  | 0
1987-08-19 | 0 | 0 | 0 | 0 | -6.6845 | -6.6845 | 3990.3765 | 29848.0162 |  | 0
1987-08-20 | 0 | 0 | 0 | 0 | -6.6845 | -6.6845 | 3983.692 | 29798.0162 |  | 0
1987-08-21 | 0 | 0 | 0 | 0 | -6.6845 | -6.6845 | 3977.0075 | 29748.0161 |  | 0
1987-08-22 | 0 | 0 | 0 | 0 | -6.6845 | -6.6845 | 3970.323 | 29698.016 |  | 0
1987-08-23 | 0.0033333 | 8.3843 | 3.6551 | 3.6551 | -1.9553 | -1.9553 | 3968.3677 | 29683.3903 |  | 0
1987-08-24 | 0.0041667 | 10.4803 | 3.6551 | 3.6551 | 0.14075 | 0.14075 | 3968.5084 | 29684.4431 |  | 0
1987-08-25 | 0.00083333 | 2.0961 | 3.6551 | 2.0961 | -6.6845 | -6.6845 | 3961.8239 | 29634.4431 |  | 0
1987-08-26 | 0.045 | 113.1876 | 3.6551 | 3.6551 | 102.848 | 102.848 | 4003.7455 | 29948.0163 |  | 54.242
1987-08-27 | 0.0016667 | 4.1921 | 3.6551 | 3.6551 | -6.1474 | -6.1474 | 3997.5981 | 29902.0334 |  | 0
1987-08-28 | 0 | 0 | 0 | 0 | -6.6845 | -6.6845 | 3990.9136 | 29852.0334 |  | 0
1987-08-29 | 0 | 0 | 0 | 0 | -6.6845 | -6.6845 | 3984.2291 | 29802.0333 |  | 0
1987-08-30 | 0 | 0 | 0 | 0 | -6.6845 | -6.6845 | 3977.5446 | 29752.0333 |  | 0
1987-08-31 | 0 | 0 | 0 | 0 | -6.6845 | -6.6845 | 3970.8601 | 29702.0332 |  | 0
1987-09-01 | 0 | 0 | 0 | 0 | -6.6845 | -6.6845 | 3964.1756 | 29652.0331 |  | 0
1987-09-02 | 0 | 0 | 0 | 0 | -6.6845 | -6.6845 | 3957.4911 | 29602.0331 |  | 0
1987-09-03 | 0 | 0 | 0 | 0 | -6.6845 | -6.6845 | 3950.8066 | 29552.033 |  | 0
1987-09-04 | 0 | 0 | 0 | 0 | -6.6845 | -6.6845 | 3944.1221 | 29502.033 |  | 0
1987-09-05 | 0 | 0 | 0 | 0 | -6.6845 | -6.6845 | 3937.4376 | 29452.0329 |  | 0
1987-09-06 | 0.0075 | 18.8646 | 3.6551 | 3.6551 | 8.525 | 8.525 | 3945.9626 | 29515.8 |  | 0
1987-09-07 | 0.0016667 | 4.1921 | 3.6551 | 3.6551 | -6.1474 | -6.1474 | 3939.8151 | 29469.8171 |  | 0
1987-09-08 | 0.075 | 188.646 | 3.6551 | 3.6551 | 178.3064 | 178.3064 | 4003.7455 | 29948.0163 |  | 107.6915
1987-09-09 | 0.0033333 | 8.3843 | 3.6551 | 3.6551 | -1.9553 | -1.9553 | 4001.7902 | 29933.3906 |  | 0
1987-09-10 | 0.019167 | 48.2095 | 3.6551 | 3.6551 | 37.87 | 37.87 | 4003.7455 | 29948.0163 |  | 29.2301
1987-09-11 | 0.019167 | 48.2095 | 3.6551 | 3.6551 | 37.87 | 37.87 | 4003.7455 | 29948.0163 |  | 31.1855
1987-09-12 | 0 | 0 | 0 | 0 | -6.6845 | -6.6845 | 3997.061 | 29898.0163 |  | 0
1987-09-13 | 0 | 0 | 0 | 0 | -6.6845 | -6.6845 | 3990.3765 | 29848.0162 |  | 0
1987-09-14 | 0.0041667 | 10.4803 | 3.6551 | 3.6551 | 0.14075 | 0.14075 | 3990.5173 | 29849.0691 |  | 0
1987-09-15 | 0.005 | 12.5764 | 3.6551 | 3.6551 | 2.2368 | 2.2368 | 3992.7541 | 29865.8005 |  | 0
1987-09-16 | 0 | 0 | 0 | 0 | -6.6845 | -6.6845 | 3986.0696 | 29815.8004 |  | 0
1987-09-17 | 0 | 0 | 0 | 0 | -6.6845 | -6.6845 | 3979.3851 | 29765.8003 |  | 0
1987-09-18 | 0 | 0 | 0 | 0 | -6.6845 | -6.6845 | 3972.7006 | 29715.8003 |  | 0
1987-09-19 | 0 | 0 | 0 | 0 | -6.6845 | -6.6845 | 3966.0161 | 29665.8002 |  | 0
1987-09-20 | 0 | 0 | 0 | 0 | -6.6845 | -6.6845 | 3959.3316 | 29615.8002 |  | 0
1987-09-21 | 0.00083333 | 2.0961 | 3.6551 | 2.0961 | -6.6845 | -6.6845 | 3952.6471 | 29565.8001 |  | 0
1987-09-22 | 0.00083333 | 2.0961 | 3.6551 | 2.0961 | -6.6845 | -6.6845 | 3945.9626 | 29515.8 |  | 0
1987-09-23 | 0 | 0 | 0 | 0 | -6.6845 | -6.6845 | 3939.2781 | 29465.8 |  | 0
1987-09-24 | 0 | 0 | 0 | 0 | -6.6845 | -6.6845 | 3932.5936 | 29415.7999 |  | 0
1987-09-25 | 0 | 0 | 0 | 0 | -6.6845 | -6.6845 | 3925.9091 | 29365.7999 |  | 0
1987-09-26 | 0.031667 | 79.6505 | 3.6551 | 3.6551 | 69.311 | 69.311 | 3995.22 | 29884.2458 |  | 0
1987-09-27 | 0 | 0 | 0 | 0 | -6.6845 | -6.6845 | 3988.5355 | 29834.2457 |  | 0
1987-09-28 | 0 | 0 | 0 | 0 | -6.6845 | -6.6845 | 3981.851 | 29784.2457 |  | 0
1987-09-29 | 0 | 0 | 0 | 0 | -6.6845 | -6.6845 | 3975.1665 | 29734.2456 |  | 0
1987-09-30 | 0 | 0 | 0 | 0 | -6.6845 | -6.6845 | 3968.482 | 29684.2456 |  | 0
1987-10-01 | 0 | 0 | 0 | 0 | -6.6845 | -6.6845 | 3961.7975 | 29634.2455 |  | 0
1987-10-02 | 0 | 0 | 0 | 0 | -6.6845 | -6.6845 | 3955.113 | 29584.2454 |  | 0
1987-10-03 | 0 | 0 | 0 | 0 | -6.6845 | -6.6845 | 3948.4285 | 29534.2454 |  | 0
1987-10-04 | 0 | 0 | 0 | 0 | -6.6845 | -6.6845 | 3941.744 | 29484.2453 |  | 0
1987-10-05 | 0 | 0 | 0 | 0 | -6.6845 | -6.6845 | 3935.0595 | 29434.2453 |  | 0
1987-10-06 | 0 | 0 | 0 | 0 | -6.6845 | -6.6845 | 3928.375 | 29384.2452 |  | 0
1987-10-07 | 0 | 0 | 0 | 0 | -6.6845 | -6.6845 | 3921.6905 | 29334.2451 |  | 0
1987-10-08 | 0 | 0 | 0 | 0 | -6.6845 | -6.6845 | 3915.006 | 29284.2451 |  | 0
1987-10-09 | 0 | 0 | 0 | 0 | -6.6845 | -6.6845 | 3908.3215 | 29234.245 |  | 0
1987-10-10 | 0 | 0 | 0 | 0 | -6.6845 | -6.6845 | 3901.637 | 29184.245 |  | 0
1987-10-11 | 0 | 0 | 0 | 0 | -6.6845 | -6.6845 | 3894.9525 | 29134.2449 |  | 0
1987-10-12 | 0 | 0 | 0 | 0 | -6.6845 | -6.6845 | 3888.268 | 29084.2448 |  | 0
1987-10-13 | 0 | 0 | 0 | 0 | -6.6845 | -6.6845 | 3881.5835 | 29034.2448 |  | 0
1987-10-14 | 0 | 0 | 0 | 0 | -6.6845 | -6.6845 | 3874.899 | 28984.2447 |  | 0
1987-10-15 | 0 | 0 | 0 | 0 | -6.6845 | -6.6845 | 3868.2145 | 28934.2447 |  | 0
1987-10-16 | 0 | 0 | 0 | 0 | -6.6845 | -6.6845 | 3861.53 | 28884.2446 |  | 0
1987-10-17 | 0.00083333 | 2.0961 | 3.6551 | 2.0961 | -6.6845 | -6.6845 | 3854.8455 | 28834.2445 |  | 0
1987-10-18 | 0.0016667 | 4.1921 | 3.6551 | 3.6551 | -6.1474 | -6.1474 | 3848.6981 | 28788.2616 |  | 0
1987-10-19 | 0 | 0 | 0 | 0 | -6.6845 | -6.6845 | 3842.0136 | 28738.2616 |  | 0
1987-10-20 | 0 | 0 | 0 | 0 | -6.6845 | -6.6845 | 3835.3291 | 28688.2615 |  | 0
1987-10-21 | 0 | 0 | 0 | 0 | -6.6845 | -6.6845 | 3828.6446 | 28638.2615 |  | 0
1987-10-22 | 0 | 0 | 0 | 0 | -6.6845 | -6.6845 | 3821.9601 | 28588.2614 |  | 0
1987-10-23 | 0 | 0 | 0 | 0 | -6.6845 | -6.6845 | 3815.2756 | 28538.2613 |  | 0
1987-10-24 | 0 | 0 | 0 | 0 | -6.6845 | -6.6845 | 3808.5911 | 28488.2613 |  | 0
1987-10-25 | 0 | 0 | 0 | 0 | -6.6845 | -6.6845 | 3801.9066 | 28438.2612 |  | 0
1987-10-26 | 0 | 0 | 0 | 0 | -6.6845 | -6.6845 | 3795.2221 | 28388.2612 |  | 0
1987-10-27 | 0 | 0 | 0 | 0 | -6.6845 | -6.6845 | 3788.5376 | 28338.2611 |  | 0
1987-10-28 | 0 | 0 | 0 | 0 | -6.6845 | -6.6845 | 3781.8531 | 28288.261 |  | 0
1987-10-29 | 0 | 0 | 0 | 0 | -6.6845 | -6.6845 | 3775.1686 | 28238.261 |  | 0
1987-10-30 | 0 | 0 | 0 | 0 | -6.6845 | -6.6845 | 3768.4841 | 28188.2609 |  | 0
1987-10-31 | 0 | 0 | 0 | 0 | -6.6845 | -6.6845 | 3761.7996 | 28138.2609 |  | 0
1987-11-01 | 0 | 0 | 0 | 0 | -6.6845 | -6.6845 | 3755.1151 | 28088.2608 |  | 0
1987-11-02 | 0 | 0 | 0 | 0 | -6.6845 | -6.6845 | 3748.4306 | 28038.2607 |  | 0
1987-11-03 | 0 | 0 | 0 | 0 | -6.6845 | -6.6845 | 3741.7461 | 27988.2607 |  | 0
1987-11-04 | 0 | 0 | 0 | 0 | -6.6845 | -6.6845 | 3735.0616 | 27938.2606 |  | 0
1987-11-05 | 0 | 0 | 0 | 0 | -6.6845 | -6.6845 | 3728.3771 | 27888.2606 |  | 0
1987-11-06 | 0 | 0 | 0 | 0 | -6.6845 | -6.6845 | 3721.6926 | 27838.2605 |  | 0
1987-11-07 | 0 | 0 | 0 | 0 | -6.6845 | -6.6845 | 3715.0081 | 27788.2604 |  | 0
1987-11-08 | 0 | 0 | 0 | 0 | -6.6845 | -6.6845 | 3708.3236 | 27738.2604 |  | 0
1987-11-09 | 0 | 0 | 0 | 0 | -6.6845 | -6.6845 | 3701.6391 | 27688.2603 |  | 0
1987-11-10 | 0 | 0 | 0 | 0 | -6.6845 | -6.6845 | 3694.9546 | 27638.2603 |  | 0
1987-11-11 | 0 | 0 | 0 | 0 | -6.6845 | -6.6845 | 3688.2701 | 27588.2602 |  | 0
1987-11-12 | 0 | 0 | 0 | 0 | -6.6845 | -6.6845 | 3681.5856 | 27538.2601 |  | 0
1987-11-13 | 0 | 0 | 0 | 0 | -6.6845 | -6.6845 | 3674.9011 | 27488.2601 |  | 0
1987-11-14 | 0 | 0 | 0 | 0 | -6.6845 | -6.6845 | 3668.2166 | 27438.26 |  | 0
1987-11-15 | 0.0025 | 6.2882 | 3.6551 | 3.6551 | -4.0514 | -4.0514 | 3664.1652 | 27407.9557 |  | 0
1987-11-16 | 0 | 0 | 0 | 0 | -6.6845 | -6.6845 | 3657.4807 | 27357.9556 |  | 0
1987-11-17 | 0 | 0 | 0 | 0 | -6.6845 | -6.6845 | 3650.7962 | 27307.9556 |  | 0
1987-11-18 | 0 | 0 | 0 | 0 | -6.6845 | -6.6845 | 3644.1117 | 27257.9555 |  | 0
1987-11-19 | 0 | 0 | 0 | 0 | -6.6845 | -6.6845 | 3637.4272 | 27207.9554 |  | 0
1987-11-20 | 0 | 0 | 0 | 0 | -6.6845 | -6.6845 | 3630.7427 | 27157.9554 |  | 0
1987-11-21 | 0 | 0 | 0 | 0 | -6.6845 | -6.6845 | 3624.0582 | 27107.9553 |  | 0
1987-11-22 | 0 | 0 | 0 | 0 | -6.6845 | -6.6845 | 3617.3737 | 27057.9553 |  | 0
1987-11-23 | 0 | 0 | 0 | 0 | -6.6845 | -6.6845 | 3610.6892 | 27007.9552 |  | 0
1987-11-24 | 0 | 0 | 0 | 0 | -6.6845 | -6.6845 | 3604.0047 | 26957.9551 |  | 0
1987-11-25 | 0 | 0 | 0 | 0 | -6.6845 | -6.6845 | 3597.3202 | 26907.9551 |  | 0
1987-11-26 | 0 | 0 | 0 | 0 | -6.6845 | -6.6845 | 3590.6357 | 26857.955 |  | 0
1987-11-27 | 0 | 0 | 0 | 0 | -6.6845 | -6.6845 | 3583.9512 | 26807.955 |  | 0
1987-11-28 | 0 | 0 | 0 | 0 | -6.6845 | -6.6845 | 3577.2667 | 26757.9549 |  | 0
1987-11-29 | 0 | 0 | 0 | 0 | -6.6845 | -6.6845 | 3570.5822 | 26707.9548 |  | 0
1987-11-30 | 0 | 0 | 0 | 0 | -6.6845 | -6.6845 | 3563.8977 | 26657.9548 |  | 0
1987-12-01 | 0 | 0 | 0 | 0 | -6.6845 | -6.6845 | 3557.2132 | 26607.9547 |  | 0
1987-12-02 | 0 | 0 | 0 | 0 | -6.6845 | -6.6845 | 3550.5287 | 26557.9547 |  | 0
1987-12-03 | 0 | 0 | 0 | 0 | -6.6845 | -6.6845 | 3543.8442 | 26507.9546 |  | 0
1987-12-04 | 0 | 0 | 0 | 0 | -6.6845 | -6.6845 | 3537.1597 | 26457.9545 |  | 0
1987-12-05 | 0 | 0 | 0 | 0 | -6.6845 | -6.6845 | 3530.4752 | 26407.9545 |  | 0
1987-12-06 | 0 | 0 | 0 | 0 | -6.6845 | -6.6845 | 3523.7907 | 26357.9544 |  | 0
1987-12-07 | 0 | 0 | 0 | 0 | -6.6845 | -6.6845 | 3517.1062 | 26307.9544 |  | 0
1987-12-08 | 0 | 0 | 0 | 0 | -6.6845 | -6.6845 | 3510.4217 | 26257.9543 |  | 0
1987-12-09 | 0 | 0 | 0 | 0 | -6.6845 | -6.6845 | 3503.7372 | 26207.9542 |  | 0
1987-12-10 | 0 | 0 | 0 | 0 | -6.6845 | -6.6845 | 3497.0527 | 26157.9542 |  | 0
1987-12-11 | 0 | 0 | 0 | 0 | -6.6845 | -6.6845 | 3490.3682 | 26107.9541 |  | 0
1987-12-12 | 0 | 0 | 0 | 0 | -6.6845 | -6.6845 | 3483.6837 | 26057.9541 |  | 0
1987-12-13 | 0 | 0 | 0 | 0 | -6.6845 | -6.6845 | 3476.9992 | 26007.954 |  | 0
1987-12-14 | 0.01 | 25.1528 | 3.6551 | 3.6551 | 14.8132 | 14.8132 | 3491.8124 | 26118.7569 |  | 0
1987-12-15 | 0.00083333 | 2.0961 | 3.6551 | 2.0961 | -6.6845 | -6.6845 | 3485.1279 | 26068.7568 |  | 0
1987-12-16 | 0 | 0 | 0 | 0 | -6.6845 | -6.6845 | 3478.4434 | 26018.7568 |  | 0
1987-12-17 | 0.0016667 | 4.1921 | 3.6551 | 3.6551 | -6.1474 | -6.1474 | 3472.296 | 25972.7739 |  | 0
1987-12-18 | 0 | 0 | 0 | 0 | -6.6845 | -6.6845 | 3465.6115 | 25922.7738 |  | 0
1987-12-19 | 0 | 0 | 0 | 0 | -6.6845 | -6.6845 | 3458.927 | 25872.7737 |  | 0
1987-12-20 | 0 | 0 | 0 | 0 | -6.6845 | -6.6845 | 3452.2425 | 25822.7737 |  | 0
1987-12-21 | 0 | 0 | 0 | 0 | -6.6845 | -6.6845 | 3445.558 | 25772.7736 |  | 0
1987-12-22 | 0 | 0 | 0 | 0 | -6.6845 | -6.6845 | 3438.8735 | 25722.7736 |  | 0
1987-12-23 | 0 | 0 | 0 | 0 | -6.6845 | -6.6845 | 3432.189 | 25672.7735 |  | 0
1987-12-24 | 0 | 0 | 0 | 0 | -6.6845 | -6.6845 | 3425.5045 | 25622.7734 |  | 0
1987-12-26 | 0.0058333 | 14.6725 | 3.6551 | 3.6551 | 4.3329 | 4.3329 | 3429.8374 | 25655.1834 |  | 0
1987-12-27 | 0.00083333 | 2.0961 | 3.6551 | 2.0961 | -6.6845 | -6.6845 | 3423.1529 | 25605.1834 |  | 0
1987-12-28 | 0 | 0 | 0 | 0 | -6.6845 | -6.6845 | 3416.4684 | 25555.1833 |  | 0
1987-12-29 | 0 | 0 | 0 | 0 | -6.6845 | -6.6845 | 3409.7839 | 25505.1833 |  | 0
1987-12-30 | 0 | 0 | 0 | 0 | -6.6845 | -6.6845 | 3403.0994 | 25455.1832 |  | 0
1987-12-31 | 0 | 0 | 0 | 0 | -6.6845 | -6.6845 | 3396.4149 | 25405.1831 |  | 0
1988-01-01 | 0 | 0 | 0 | 0 | -6.6845 | -6.6845 | 3389.7304 | 25355.1831 |  | 0
1988-01-02 | 0 | 0 | 0 | 0 | -6.6845 | -6.6845 | 3383.0459 | 25305.183 |  | 0
1988-01-03 | 0 | 0 | 0 | 0 | -6.6845 | -6.6845 | 3376.3614 | 25255.183 |  | 0
1988-01-04 | 0 | 0 | 0 | 0 | -6.6845 | -6.6845 | 3369.6769 | 25205.1829 |  | 0
1988-01-05 | 0 | 0 | 0 | 0 | -6.6845 | -6.6845 | 3362.9924 | 25155.1828 |  | 0
1988-01-06 | 0 | 0 | 0 | 0 | -6.6845 | -6.6845 | 3356.3079 | 25105.1828 |  | 0
1988-01-07 | 0 | 0 | 0 | 0 | -6.6845 | -6.6845 | 3349.6234 | 25055.1827 |  | 0
1988-01-08 | 0 | 0 | 0 | 0 | -6.6845 | -6.6845 | 3342.9389 | 25005.1827 |  | 0
1988-01-09 | 0 | 0 | 0 | 0 | -6.6845 | -6.6845 | 3336.2544 | 24955.1826 |  | 0
1988-01-10 | 0 | 0 | 0 | 0 | -6.6845 | -6.6845 | 3329.5699 | 24905.1825 |  | 0
1988-01-11 | 0 | 0 | 0 | 0 | -6.6845 | -6.6845 | 3322.8854 | 24855.1825 |  | 0
1988-01-12 | 0 | 0 | 0 | 0 | -6.6845 | -6.6845 | 3316.2009 | 24805.1824 |  | 0
1988-01-13 | 0 | 0 | 0 | 0 | -6.6845 | -6.6845 | 3309.5164 | 24755.1824 |  | 0
1988-01-14 | 0 | 0 | 0 | 0 | -6.6845 | -6.6845 | 3302.8319 | 24705.1823 |  | 0
1988-01-15 | 0 | 0 | 0 | 0 | -6.6845 | -6.6845 | 3296.1474 | 24655.1822 |  | 0
1988-01-16 | 0 | 0 | 0 | 0 | -6.6845 | -6.6845 | 3289.4629 | 24605.1822 |  | 0
1988-01-17 | 0 | 0 | 0 | 0 | -6.6845 | -6.6845 | 3282.7784 | 24555.1821 |  | 0
1988-01-18 | 0 | 0 | 0 | 0 | -6.6845 | -6.6845 | 3276.0939 | 24505.1821 |  | 0
1988-01-19 | 0.00083333 | 2.0961 | 3.6551 | 2.0961 | -6.6845 | -6.6845 | 3269.4094 | 24455.182 |  | 0
1988-01-20 | 0 | 0 | 0 | 0 | -6.6845 | -6.6845 | 3262.7249 | 24405.1819 |  | 0
1988-01-21 | 0 | 0 | 0 | 0 | -6.6845 | -6.6845 | 3256.0404 | 24355.1819 |  | 0
1988-01-22 | 0 | 0 | 0 | 0 | -6.6845 | -6.6845 | 3249.3559 | 24305.1818 |  | 0
1988-01-23 | 0 | 0 | 0 | 0 | -6.6845 | -6.6845 | 3242.6714 | 24255.1818 |  | 0
1988-01-24 | 0 | 0 | 0 | 0 | -6.6845 | -6.6845 | 3235.9869 | 24205.1817 |  | 0
1988-01-25 | 0 | 0 | 0 | 0 | -6.6845 | -6.6845 | 3229.3024 | 24155.1816 |  | 0
1988-01-26 | 0 | 0 | 0 | 0 | -6.6845 | -6.6845 | 3222.6179 | 24105.1816 |  | 0
1988-01-27 | 0 | 0 | 0 | 0 | -6.6845 | -6.6845 | 3215.9334 | 24055.1815 |  | 0
1988-01-28 | 0 | 0 | 0 | 0 | -6.6845 | -6.6845 | 3209.2489 | 24005.1815 |  | 0
1988-01-29 | 0 | 0 | 0 | 0 | -6.6845 | -6.6845 | 3202.5644 | 23955.1814 |  | 0
1988-01-30 | 0 | 0 | 0 | 0 | -6.6845 | -6.6845 | 3195.8799 | 23905.1813 |  | 0
1988-01-31 | 0 | 0 | 0 | 0 | -6.6845 | -6.6845 | 3189.1954 | 23855.1813 |  | 0
1988-02-01 | 0 | 0 | 0 | 0 | -6.6845 | -6.6845 | 3182.5109 | 23805.1812 |  | 0
1988-02-02 | 0 | 0 | 0 | 0 | -6.6845 | -6.6845 | 3175.8264 | 23755.1812 |  | 0
1988-02-03 | 0 | 0 | 0 | 0 | -6.6845 | -6.6845 | 3169.1419 | 23705.1811 |  | 0
1988-02-04 | 0 | 0 | 0 | 0 | -6.6845 | -6.6845 | 3162.4574 | 23655.181 |  | 0
1988-02-05 | 0 | 0 | 0 | 0 | -6.6845 | -6.6845 | 3155.7729 | 23605.181 |  | 0
1988-02-06 | 0 | 0 | 0 | 0 | -6.6845 | -6.6845 | 3149.0884 | 23555.1809 |  | 0
1988-02-07 | 0.0058333 | 14.6725 | 3.6551 | 3.6551 | 4.3329 | 4.3329 | 3153.4212 | 23587.5909 |  | 0
1988-02-08 | 0 | 0 | 0 | 0 | -6.6845 | -6.6845 | 3146.7367 | 23537.5909 |  | 0
1988-02-09 | 0 | 0 | 0 | 0 | -6.6845 | -6.6845 | 3140.0522 | 23487.5908 |  | 0
1988-02-10 | 0 | 0 | 0 | 0 | -6.6845 | -6.6845 | 3133.3677 | 23437.5907 |  | 0
1988-02-11 | 0 | 0 | 0 | 0 | -6.6845 | -6.6845 | 3126.6832 | 23387.5907 |  | 0
1988-02-12 | 0 | 0 | 0 | 0 | -6.6845 | -6.6845 | 3119.9987 | 23337.5906 |  | 0
1988-02-13 | 0 | 0 | 0 | 0 | -6.6845 | -6.6845 | 3113.3142 | 23287.5906 |  | 0
1988-02-14 | 0 | 0 | 0 | 0 | -6.6845 | -6.6845 | 3106.6297 | 23237.5905 |  | 0
1988-02-15 | 0 | 0 | 0 | 0 | -6.6845 | -6.6845 | 3099.9452 | 23187.5904 |  | 0
1988-02-16 | 0 | 0 | 0 | 0 | -6.6845 | -6.6845 | 3093.2607 | 23137.5904 |  | 0
1988-02-17 | 0 | 0 | 0 | 0 | -6.6845 | -6.6845 | 3086.5762 | 23087.5903 |  | 0
1988-02-18 | 0.015 | 37.7292 | 3.6551 | 3.6551 | 27.3896 | 27.3896 | 3113.9659 | 23292.4647 |  | 0
1988-02-19 | 0 | 0 | 0 | 0 | -6.6845 | -6.6845 | 3107.2814 | 23242.4646 |  | 0
1988-02-20 | 0 | 0 | 0 | 0 | -6.6845 | -6.6845 | 3100.5969 | 23192.4645 |  | 0
1988-02-21 | 0 | 0 | 0 | 0 | -6.6845 | -6.6845 | 3093.9124 | 23142.4645 |  | 0
1988-02-22 | 0 | 0 | 0 | 0 | -6.6845 | -6.6845 | 3087.2279 | 23092.4644 |  | 0
1988-02-23 | 0 | 0 | 0 | 0 | -6.6845 | -6.6845 | 3080.5434 | 23042.4644 |  | 0
1988-02-24 | 0 | 0 | 0 | 0 | -6.6845 | -6.6845 | 3073.8589 | 22992.4643 |  | 0
1988-02-25 | 0 | 0 | 0 | 0 | -6.6845 | -6.6845 | 3067.1744 | 22942.4642 |  | 0
1988-02-26 | 0 | 0 | 0 | 0 | -6.6845 | -6.6845 | 3060.4899 | 22892.4642 |  | 0
1988-02-27 | 0 | 0 | 0 | 0 | -6.6845 | -6.6845 | 3053.8054 | 22842.4641 |  | 0
1988-02-28 | 0 | 0 | 0 | 0 | -6.6845 | -6.6845 | 3047.1209 | 22792.4641 |  | 0
1988-02-29 | 0 | 0 | 0 | 0 | -6.6845 | -6.6845 | 3040.4364 | 22742.464 |  | 0
1988-03-01 | 0 | 0 | 0 | 0 | -6.6845 | -6.6845 | 3033.7519 | 22692.4639 |  | 0
1988-03-02 | 0 | 0 | 0 | 0 | -6.6845 | -6.6845 | 3027.0674 | 22642.4639 |  | 0
1988-03-03 | 0.0058333 | 14.6725 | 3.6551 | 3.6551 | 4.3329 | 4.3329 | 3031.4003 | 22674.8739 |  | 0
1988-03-04 | 0 | 0 | 0 | 0 | -6.6845 | -6.6845 | 3024.7158 | 22624.8738 |  | 0
1988-03-05 | 0 | 0 | 0 | 0 | -6.6845 | -6.6845 | 3018.0313 | 22574.8738 |  | 0
1988-03-06 | 0 | 0 | 0 | 0 | -6.6845 | -6.6845 | 3011.3468 | 22524.8737 |  | 0
1988-03-07 | 0 | 0 | 0 | 0 | -6.6845 | -6.6845 | 3004.6623 | 22474.8736 |  | 0
1988-03-08 | 0.011667 | 29.3449 | 3.6551 | 3.6551 | 19.0054 | 19.0054 | 3023.6676 | 22617.0337 |  | 0
1988-03-09 | 0 | 0 | 0 | 0 | -6.6845 | -6.6845 | 3016.9831 | 22567.0336 |  | 0
1988-03-10 | 0 | 0 | 0 | 0 | -6.6845 | -6.6845 | 3010.2986 | 22517.0336 |  | 0
1988-03-11 | 0 | 0 | 0 | 0 | -6.6845 | -6.6845 | 3003.6141 | 22467.0335 |  | 0
1988-03-12 | 0 | 0 | 0 | 0 | -6.6845 | -6.6845 | 2996.9296 | 22417.0334 |  | 0
1988-03-13 | 0 | 0 | 0 | 0 | -6.6845 | -6.6845 | 2990.2451 | 22367.0334 |  | 0
1988-03-14 | 0 | 0 | 0 | 0 | -6.6845 | -6.6845 | 2983.5606 | 22317.0333 |  | 0
1988-03-15 | 0 | 0 | 0 | 0 | -6.6845 | -6.6845 | 2976.8761 | 22267.0333 |  | 0
1988-03-16 | 0 | 0 | 0 | 0 | -6.6845 | -6.6845 | 2970.1916 | 22217.0332 |  | 0
1988-03-17 | 0 | 0 | 0 | 0 | -6.6845 | -6.6845 | 2963.5071 | 22167.0331 |  | 0
1988-03-18 | 0 | 0 | 0 | 0 | -6.6845 | -6.6845 | 2956.8226 | 22117.0331 |  | 0
1988-03-19 | 0 | 0 | 0 | 0 | -6.6845 | -6.6845 | 2950.1381 | 22067.033 |  | 0
1988-03-20 | 0 | 0 | 0 | 0 | -6.6845 | -6.6845 | 2943.4536 | 22017.033 |  | 0
1988-03-21 | 0 | 0 | 0 | 0 | -6.6845 | -6.6845 | 2936.7691 | 21967.0329 |  | 0
1988-03-22 | 0 | 0 | 0 | 0 | -6.6845 | -6.6845 | 2930.0846 | 21917.0328 |  | 0
1988-03-23 | 0 | 0 | 0 | 0 | -6.6845 | -6.6845 | 2923.4001 | 21867.0328 |  | 0
1988-03-24 | 0 | 0 | 0 | 0 | -6.6845 | -6.6845 | 2916.7156 | 21817.0327 |  | 0
1988-03-25 | 0 | 0 | 0 | 0 | -6.6845 | -6.6845 | 2910.0311 | 21767.0327 |  | 0
1988-03-26 | 0 | 0 | 0 | 0 | -6.6845 | -6.6845 | 2903.3466 | 21717.0326 |  | 0
1988-03-27 | 0.0041667 | 10.4803 | 3.6551 | 3.6551 | 0.14075 | 0.14075 | 2903.4874 | 21718.0854 |  | 0
1988-03-28 | 0.00083333 | 2.0961 | 3.6551 | 2.0961 | -6.6845 | -6.6845 | 2896.8029 | 21668.0854 |  | 0
1988-03-29 | 0 | 0 | 0 | 0 | -6.6845 | -6.6845 | 2890.1184 | 21618.0853 |  | 0
1988-03-30 | 0 | 0 | 0 | 0 | -6.6845 | -6.6845 | 2883.4339 | 21568.0853 |  | 0
1988-03-31 | 0 | 0 | 0 | 0 | -6.6845 | -6.6845 | 2876.7494 | 21518.0852 |  | 0
1988-04-01 | 0 | 0 | 0 | 0 | -6.6845 | -6.6845 | 2870.0649 | 21468.0851 |  | 0
1988-04-02 | 0 | 0 | 0 | 0 | -6.6845 | -6.6845 | 2863.3804 | 21418.0851 |  | 0
1988-04-03 | 0 | 0 | 0 | 0 | -6.6845 | -6.6845 | 2856.6959 | 21368.085 |  | 0
1988-04-04 | 0 | 0 | 0 | 0 | -6.6845 | -6.6845 | 2850.0114 | 21318.085 |  | 0
1988-04-05 | 0 | 0 | 0 | 0 | -6.6845 | -6.6845 | 2843.3269 | 21268.0849 |  | 0
1988-04-06 | 0 | 0 | 0 | 0 | -6.6845 | -6.6845 | 2836.6424 | 21218.0848 |  | 0
1988-04-07 | 0 | 0 | 0 | 0 | -6.6845 | -6.6845 | 2829.9579 | 21168.0848 |  | 0
1988-04-08 | 0.024167 | 60.7859 | 3.6551 | 3.6551 | 50.4464 | 50.4464 | 2880.4042 | 21545.4235 |  | 0
1988-04-09 | 0 | 0 | 0 | 0 | -6.6845 | -6.6845 | 2873.7197 | 21495.4234 |  | 0
1988-04-10 | 0 | 0 | 0 | 0 | -6.6845 | -6.6845 | 2867.0352 | 21445.4234 |  | 0
1988-04-11 | 0 | 0 | 0 | 0 | -6.6845 | -6.6845 | 2860.3507 | 21395.4233 |  | 0
1988-04-12 | 0 | 0 | 0 | 0 | -6.6845 | -6.6845 | 2853.6662 | 21345.4233 |  | 0
1988-04-13 | 0 | 0 | 0 | 0 | -6.6845 | -6.6845 | 2846.9817 | 21295.4232 |  | 0
1988-04-14 | 0 | 0 | 0 | 0 | -6.6845 | -6.6845 | 2840.2972 | 21245.4231 |  | 0
1988-04-15 | 0 | 0 | 0 | 0 | -6.6845 | -6.6845 | 2833.6127 | 21195.4231 |  | 0
1988-04-16 | 0 | 0 | 0 | 0 | -6.6845 | -6.6845 | 2826.9282 | 21145.423 |  | 0
1988-04-17 | 0 | 0 | 0 | 0 | -6.6845 | -6.6845 | 2820.2437 | 21095.423 |  | 0
1988-04-18 | 0 | 0 | 0 | 0 | -6.6845 | -6.6845 | 2813.5592 | 21045.4229 |  | 0
1988-04-19 | 0 | 0 | 0 | 0 | -6.6845 | -6.6845 | 2806.8747 | 20995.4228 |  | 0
1988-04-20 | 0 | 0 | 0 | 0 | -6.6845 | -6.6845 | 2800.1902 | 20945.4228 |  | 0
1988-04-21 | 0 | 0 | 0 | 0 | -6.6845 | -6.6845 | 2793.5057 | 20895.4227 |  | 0
1988-04-22 | 0 | 0 | 0 | 0 | -6.6845 | -6.6845 | 2786.8212 | 20845.4227 |  | 0
1988-04-23 | 0 | 0 | 0 | 0 | -6.6845 | -6.6845 | 2780.1367 | 20795.4226 |  | 0
1988-04-24 | 0 | 0 | 0 | 0 | -6.6845 | -6.6845 | 2773.4522 | 20745.4225 |  | 0
1988-04-25 | 0 | 0 | 0 | 0 | -6.6845 | -6.6845 | 2766.7677 | 20695.4225 |  | 0
1988-04-26 | 0 | 0 | 0 | 0 | -6.6845 | -6.6845 | 2760.0832 | 20645.4224 |  | 0
1988-04-27 | 0 | 0 | 0 | 0 | -6.6845 | -6.6845 | 2753.3987 | 20595.4224 |  | 0
1988-04-28 | 0 | 0 | 0 | 0 | -6.6845 | -6.6845 | 2746.7142 | 20545.4223 |  | 0
1988-04-29 | 0.0125 | 31.441 | 3.6551 | 3.6551 | 21.1014 | 21.1014 | 2767.8156 | 20703.2609 |  | 0
1988-04-30 | 0 | 0 | 0 | 0 | -6.6845 | -6.6845 | 2761.1311 | 20653.2609 |  | 0
1988-05-01 | 0 | 0 | 0 | 0 | -6.6845 | -6.6845 | 2754.4466 | 20603.2608 |  | 0
1988-05-02 | 0 | 0 | 0 | 0 | -6.6845 | -6.6845 | 2747.7621 | 20553.2607 |  | 0
1988-05-03 | 0 | 0 | 0 | 0 | -6.6845 | -6.6845 | 2741.0776 | 20503.2607 |  | 0
1988-05-04 | 0 | 0 | 0 | 0 | -6.6845 | -6.6845 | 2734.3931 | 20453.2606 |  | 0
1988-05-05 | 0 | 0 | 0 | 0 | -6.6845 | -6.6845 | 2727.7086 | 20403.2606 |  | 0
1988-05-06 | 0 | 0 | 0 | 0 | -6.6845 | -6.6845 | 2721.0241 | 20353.2605 |  | 0
1988-05-07 | 0 | 0 | 0 | 0 | -6.6845 | -6.6845 | 2714.3396 | 20303.2604 |  | 0
1988-05-08 | 0 | 0 | 0 | 0 | -6.6845 | -6.6845 | 2707.6551 | 20253.2604 |  | 0
1988-05-09 | 0 | 0 | 0 | 0 | -6.6845 | -6.6845 | 2700.9706 | 20203.2603 |  | 0
1988-05-10 | 0 | 0 | 0 | 0 | -6.6845 | -6.6845 | 2694.2861 | 20153.2603 |  | 0
1988-05-11 | 0 | 0 | 0 | 0 | -6.6845 | -6.6845 | 2687.6016 | 20103.2602 |  | 0
1988-05-12 | 0 | 0 | 0 | 0 | -6.6845 | -6.6845 | 2680.9171 | 20053.2601 |  | 0
1988-05-13 | 0 | 0 | 0 | 0 | -6.6845 | -6.6845 | 2674.2326 | 20003.2601 |  | 0
1988-05-14 | 0 | 0 | 0 | 0 | -6.6845 | -6.6845 | 2667.5481 | 19953.26 |  | 0
1988-05-15 | 0 | 0 | 0 | 0 | -6.6845 | -6.6845 | 2660.8636 | 19903.26 |  | 0
1988-05-16 | 0 | 0 | 0 | 0 | -6.6845 | -6.6845 | 2654.1791 | 19853.2599 |  | 0
1988-05-17 | 0 | 0 | 0 | 0 | -6.6845 | -6.6845 | 2647.4946 | 19803.2598 |  | 0
1988-05-18 | 0.12583 | 316.5061 | 3.6551 | 3.6551 | 306.1665 | 306.1665 | 2953.6611 | 22093.3852 |  | 0
1988-05-19 | 0.033333 | 83.8427 | 3.6551 | 3.6551 | 73.5031 | 73.5031 | 3027.1642 | 22643.1882 |  | 0
1988-05-20 | 0 | 0 | 0 | 0 | -6.6845 | -6.6845 | 3020.4797 | 22593.1882 |  | 0
1988-05-21 | 0 | 0 | 0 | 0 | -6.6845 | -6.6845 | 3013.7952 | 22543.1881 |  | 0
1988-05-22 | 0 | 0 | 0 | 0 | -6.6845 | -6.6845 | 3007.1107 | 22493.1881 |  | 0
1988-05-23 | 0 | 0 | 0 | 0 | -6.6845 | -6.6845 | 3000.4262 | 22443.188 |  | 0
1988-05-24 | 0 | 0 | 0 | 0 | -6.6845 | -6.6845 | 2993.7417 | 22393.1879 |  | 0
1988-05-25 | 0 | 0 | 0 | 0 | -6.6845 | -6.6845 | 2987.0572 | 22343.1879 |  | 0
1988-05-26 | 0.0025 | 6.2882 | 3.6551 | 3.6551 | -4.0514 | -4.0514 | 2983.0058 | 22312.8836 |  | 0
1988-05-27 | 0 | 0 | 0 | 0 | -6.6845 | -6.6845 | 2976.3213 | 22262.8835 |  | 0
1988-05-28 | 0.0016667 | 4.1921 | 3.6551 | 3.6551 | -6.1474 | -6.1474 | 2970.1739 | 22216.9006 |  | 0
1988-05-29 | 0.11583 | 291.3533 | 3.6551 | 3.6551 | 281.0137 | 281.0137 | 3251.1876 | 24318.883 |  | 0
1988-05-30 | 0 | 0 | 0 | 0 | -6.6845 | -6.6845 | 3244.5031 | 24268.8829 |  | 0
1988-05-31 | 0 | 0 | 0 | 0 | -6.6845 | -6.6845 | 3237.8186 | 24218.8828 |  | 0
1988-06-01 | 0 | 0 | 0 | 0 | -6.6845 | -6.6845 | 3231.1341 | 24168.8828 |  | 0
1988-06-02 | 0 | 0 | 0 | 0 | -6.6845 | -6.6845 | 3224.4496 | 24118.8827 |  | 0
1988-06-03 | 0 | 0 | 0 | 0 | -6.6845 | -6.6845 | 3217.7651 | 24068.8827 |  | 0
1988-06-04 | 0 | 0 | 0 | 0 | -6.6845 | -6.6845 | 3211.0806 | 24018.8826 |  | 0
1988-06-05 | 0 | 0 | 0 | 0 | -6.6845 | -6.6845 | 3204.3961 | 23968.8825 |  | 0
1988-06-06 | 0.021667 | 54.4977 | 3.6551 | 3.6551 | 44.1582 | 44.1582 | 3248.5542 | 24299.1855 |  | 0
1988-06-07 | 0 | 0 | 0 | 0 | -6.6845 | -6.6845 | 3241.8697 | 24249.1855 |  | 0
1988-06-08 | 0 | 0 | 0 | 0 | -6.6845 | -6.6845 | 3235.1852 | 24199.1854 |  | 0
1988-06-09 | 0 | 0 | 0 | 0 | -6.6845 | -6.6845 | 3228.5007 | 24149.1854 |  | 0
1988-06-10 | 0 | 0 | 0 | 0 | -6.6845 | -6.6845 | 3221.8162 | 24099.1853 |  | 0
1988-06-11 | 0.0083333 | 20.9607 | 3.6551 | 3.6551 | 10.6211 | 10.6211 | 3232.4373 | 24178.631 |  | 0
1988-06-12 | 0 | 0 | 0 | 0 | -6.6845 | -6.6845 | 3225.7528 | 24128.631 |  | 0
1988-06-13 | 0.026667 | 67.0741 | 3.6551 | 3.6551 | 56.7346 | 56.7346 | 3282.4874 | 24553.0054 |  | 0
1988-06-14 | 0.010833 | 27.2489 | 3.6551 | 3.6551 | 16.9093 | 16.9093 | 3299.3966 | 24679.4869 |  | 0
1988-06-15 | 0 | 0 | 0 | 0 | -6.6845 | -6.6845 | 3292.7121 | 24629.4868 |  | 0
1988-06-16 | 0 | 0 | 0 | 0 | -6.6845 | -6.6845 | 3286.0276 | 24579.4868 |  | 0
1988-06-17 | 0 | 0 | 0 | 0 | -6.6845 | -6.6845 | 3279.3431 | 24529.4867 |  | 0
1988-06-18 | 0 | 0 | 0 | 0 | -6.6845 | -6.6845 | 3272.6586 | 24479.4866 |  | 0
1988-06-19 | 0 | 0 | 0 | 0 | -6.6845 | -6.6845 | 3265.9741 | 24429.4866 |  | 0
1988-06-20 | 0 | 0 | 0 | 0 | -6.6845 | -6.6845 | 3259.2896 | 24379.4865 |  | 0
1988-06-21 | 0 | 0 | 0 | 0 | -6.6845 | -6.6845 | 3252.6051 | 24329.4865 |  | 0
1988-06-22 | 0 | 0 | 0 | 0 | -6.6845 | -6.6845 | 3245.9206 | 24279.4864 |  | 0
1988-06-23 | 0 | 0 | 0 | 0 | -6.6845 | -6.6845 | 3239.2361 | 24229.4863 |  | 0
1988-06-24 | 0 | 0 | 0 | 0 | -6.6845 | -6.6845 | 3232.5516 | 24179.4863 |  | 0
1988-06-25 | 0.01 | 25.1528 | 3.6551 | 3.6551 | 14.8132 | 14.8132 | 3247.3649 | 24290.2892 |  | 0
1988-06-26 | 0.015833 | 39.8253 | 3.6551 | 3.6551 | 29.4857 | 29.4857 | 3276.8505 | 24510.8421 |  | 0
1988-06-27 | 0.005 | 12.5764 | 3.6551 | 3.6551 | 2.2368 | 2.2368 | 3279.0874 | 24527.5735 |  | 0
1988-06-28 | 0.00083333 | 2.0961 | 3.6551 | 2.0961 | -6.6845 | -6.6845 | 3272.4029 | 24477.5734 |  | 0
1988-06-29 | 0.011667 | 29.3449 | 3.6551 | 3.6551 | 19.0054 | 19.0054 | 3291.4082 | 24619.7335 |  | 0
1988-06-30 | 0.0016667 | 4.1921 | 3.6551 | 3.6551 | -6.1474 | -6.1474 | 3285.2608 | 24573.7506 |  | 0
1988-07-01 | 0 | 0 | 0 | 0 | -6.6845 | -6.6845 | 3278.5763 | 24523.7505 |  | 0
1988-07-02 | 0.07 | 176.0696 | 3.6551 | 3.6551 | 165.73 | 165.73 | 3444.3063 | 25763.4111 |  | 0
1988-07-03 | 0.00083333 | 2.0961 | 3.6551 | 2.0961 | -6.6845 | -6.6845 | 3437.6218 | 25713.411 |  | 0
1988-07-04 | 0 | 0 | 0 | 0 | -6.6845 | -6.6845 | 3430.9373 | 25663.411 |  | 0
1988-07-05 | 0.00083333 | 2.0961 | 3.6551 | 2.0961 | -6.6845 | -6.6845 | 3424.2528 | 25613.4109 |  | 0
1988-07-06 | 0.079167 | 199.1263 | 3.6551 | 3.6551 | 188.7868 | 188.7868 | 3613.0395 | 27025.5358 |  | 0
1988-07-07 | 0.0025 | 6.2882 | 3.6551 | 3.6551 | -4.0514 | -4.0514 | 3608.9882 | 26995.2315 |  | 0
1988-07-08 | 0.0525 | 132.0522 | 3.6551 | 3.6551 | 121.7126 | 121.7126 | 3730.7008 | 27905.6419 |  | 0
1988-07-09 | 0.0825 | 207.5106 | 3.6551 | 3.6551 | 197.171 | 197.171 | 3927.8718 | 29380.4811 |  | 0
1988-07-10 | 0.04 | 100.6112 | 3.6551 | 3.6551 | 90.2716 | 90.2716 | 4003.7455 | 29948.0163 |  | 7.7134
1988-07-11 | 0.035 | 88.0348 | 3.6551 | 3.6551 | 77.6952 | 77.6952 | 4003.7455 | 29948.0163 |  | 71.0107
1988-07-12 | 0.053333 | 134.1483 | 3.6551 | 3.6551 | 123.8087 | 123.8087 | 4003.7455 | 29948.0163 |  | 117.1242
1988-07-13 | 0 | 0 | 0 | 0 | -6.6845 | -6.6845 | 3997.061 | 29898.0163 |  | 0
1988-07-14 | 0 | 0 | 0 | 0 | -6.6845 | -6.6845 | 3990.3765 | 29848.0162 |  | 0
1988-07-15 | 0.0075 | 18.8646 | 3.6551 | 3.6551 | 8.525 | 8.525 | 3998.9015 | 29911.7834 |  | 0
1988-07-16 | 0.00083333 | 2.0961 | 3.6551 | 2.0961 | -6.6845 | -6.6845 | 3992.217 | 29861.7833 |  | 0
1988-07-17 | 0.0058333 | 14.6725 | 3.6551 | 3.6551 | 4.3329 | 4.3329 | 3996.5499 | 29894.1933 |  | 0
1988-07-18 | 0 | 0 | 0 | 0 | -6.6845 | -6.6845 | 3989.8654 | 29844.1932 |  | 0
1988-07-19 | 0 | 0 | 0 | 0 | -6.6845 | -6.6845 | 3983.1809 | 29794.1932 |  | 0
1988-07-20 | 0.00083333 | 2.0961 | 3.6551 | 2.0961 | -6.6845 | -6.6845 | 3976.4964 | 29744.1931 |  | 0
1988-07-21 | 0 | 0 | 0 | 0 | -6.6845 | -6.6845 | 3969.8119 | 29694.1931 |  | 0
1988-07-22 | 0 | 0 | 0 | 0 | -6.6845 | -6.6845 | 3963.1274 | 29644.193 |  | 0
1988-07-23 | 0 | 0 | 0 | 0 | -6.6845 | -6.6845 | 3956.4429 | 29594.1929 |  | 0
1988-07-24 | 0 | 0 | 0 | 0 | -6.6845 | -6.6845 | 3949.7584 | 29544.1929 |  | 0
1988-07-25 | 0.00083333 | 2.0961 | 3.6551 | 2.0961 | -6.6845 | -6.6845 | 3943.0739 | 29494.1928 |  | 0
1988-07-26 | 0 | 0 | 0 | 0 | -6.6845 | -6.6845 | 3936.3894 | 29444.1928 |  | 0
1988-07-27 | 0 | 0 | 0 | 0 | -6.6845 | -6.6845 | 3929.7049 | 29394.1927 |  | 0
1988-07-28 | 0 | 0 | 0 | 0 | -6.6845 | -6.6845 | 3923.0204 | 29344.1926 |  | 0
1988-07-29 | 0.016667 | 41.9213 | 3.6551 | 3.6551 | 31.5818 | 31.5818 | 3954.6022 | 29580.4242 |  | 0
1988-07-30 | 0 | 0 | 0 | 0 | -6.6845 | -6.6845 | 3947.9177 | 29530.4241 |  | 0
1988-07-31 | 0 | 0 | 0 | 0 | -6.6845 | -6.6845 | 3941.2332 | 29480.424 |  | 0
1988-08-01 | 0 | 0 | 0 | 0 | -6.6845 | -6.6845 | 3934.5487 | 29430.424 |  | 0
1988-08-02 | 0.0066667 | 16.7685 | 3.6551 | 3.6551 | 6.429 | 6.429 | 3940.9776 | 29478.5125 |  | 0
1988-08-03 | 0.005 | 12.5764 | 3.6551 | 3.6551 | 2.2368 | 2.2368 | 3943.2144 | 29495.244 |  | 0
1988-08-04 | 0.0041667 | 10.4803 | 3.6551 | 3.6551 | 0.14075 | 0.14075 | 3943.3552 | 29496.2968 |  | 0
1988-08-05 | 0.010833 | 27.2489 | 3.6551 | 3.6551 | 16.9093 | 16.9093 | 3960.2645 | 29622.7782 |  | 0
1988-08-06 | 0.0625 | 157.205 | 3.6551 | 3.6551 | 146.8654 | 146.8654 | 4003.7455 | 29948.0163 |  | 96.6999
1988-08-07 | 0.0125 | 31.441 | 3.6551 | 3.6551 | 21.1014 | 21.1014 | 4003.7455 | 29948.0163 |  | 14.4169
1988-08-08 | 0.00083333 | 2.0961 | 3.6551 | 2.0961 | -6.6845 | -6.6845 | 3997.061 | 29898.0163 |  | 0
1988-08-09 | 0 | 0 | 0 | 0 | -6.6845 | -6.6845 | 3990.3765 | 29848.0162 |  | 0
1988-08-10 | 0 | 0 | 0 | 0 | -6.6845 | -6.6845 | 3983.692 | 29798.0162 |  | 0
1988-08-11 | 0 | 0 | 0 | 0 | -6.6845 | -6.6845 | 3977.0075 | 29748.0161 |  | 0
1988-08-12 | 0.005 | 12.5764 | 3.6551 | 3.6551 | 2.2368 | 2.2368 | 3979.2443 | 29764.7475 |  | 0
1988-08-13 | 0 | 0 | 0 | 0 | -6.6845 | -6.6845 | 3972.5598 | 29714.7475 |  | 0
1988-08-14 | 0 | 0 | 0 | 0 | -6.6845 | -6.6845 | 3965.8753 | 29664.7474 |  | 0
1988-08-15 | 0 | 0 | 0 | 0 | -6.6845 | -6.6845 | 3959.1908 | 29614.7473 |  | 0
1988-08-16 | 0 | 0 | 0 | 0 | -6.6845 | -6.6845 | 3952.5063 | 29564.7473 |  | 0
1988-08-17 | 0 | 0 | 0 | 0 | -6.6845 | -6.6845 | 3945.8218 | 29514.7472 |  | 0
1988-08-18 | 0 | 0 | 0 | 0 | -6.6845 | -6.6845 | 3939.1373 | 29464.7472 |  | 0
1988-08-19 | 0 | 0 | 0 | 0 | -6.6845 | -6.6845 | 3932.4528 | 29414.7471 |  | 0
1988-08-20 | 0 | 0 | 0 | 0 | -6.6845 | -6.6845 | 3925.7683 | 29364.747 |  | 0
1988-08-21 | 0.023333 | 58.6899 | 3.6551 | 3.6551 | 48.3503 | 48.3503 | 3974.1186 | 29726.4072 |  | 0
1988-08-22 | 0 | 0 | 0 | 0 | -6.6845 | -6.6845 | 3967.4341 | 29676.4071 |  | 0
1988-08-23 | 0 | 0 | 0 | 0 | -6.6845 | -6.6845 | 3960.7496 | 29626.4071 |  | 0
1988-08-24 | 0 | 0 | 0 | 0 | -6.6845 | -6.6845 | 3954.0651 | 29576.407 |  | 0
1988-08-25 | 0 | 0 | 0 | 0 | -6.6845 | -6.6845 | 3947.3806 | 29526.4069 |  | 0
1988-08-26 | 0 | 0 | 0 | 0 | -6.6845 | -6.6845 | 3940.6961 | 29476.4069 |  | 0
1988-08-27 | 0.011667 | 29.3449 | 3.6551 | 3.6551 | 19.0054 | 19.0054 | 3959.7015 | 29618.5669 |  | 0
1988-08-28 | 0.015833 | 39.8253 | 3.6551 | 3.6551 | 29.4857 | 29.4857 | 3989.1871 | 29839.1199 |  | 0
1988-08-29 | 0 | 0 | 0 | 0 | -6.6845 | -6.6845 | 3982.5026 | 29789.1198 |  | 0
1988-08-30 | 0 | 0 | 0 | 0 | -6.6845 | -6.6845 | 3975.8181 | 29739.1197 |  | 0
1988-08-31 | 0.06 | 150.9168 | 3.6551 | 3.6551 | 140.5772 | 140.5772 | 4003.7455 | 29948.0163 |  | 105.9654
1988-09-01 | 0.0083333 | 20.9607 | 3.6551 | 3.6551 | 10.6211 | 10.6211 | 4003.7455 | 29948.0163 |  | 3.9366
1988-09-02 | 0.0083333 | 20.9607 | 3.6551 | 3.6551 | 10.6211 | 10.6211 | 4003.7455 | 29948.0163 |  | 3.9366
1988-09-03 | 0.0041667 | 10.4803 | 3.6551 | 3.6551 | 0.14075 | 0.14075 | 4003.8863 | 29949.0692 |  | 0
1988-09-04 | 0.0058333 | 14.6725 | 3.6551 | 3.6551 | 4.3329 | 4.3329 | 4008.2191 | 29981.4792 |  | 0
1988-09-05 | 0 | 0 | 0 | 0 | -6.6845 | -6.6845 | 4001.5346 | 29931.4791 |  | 0
1988-09-06 | 0 | 0 | 0 | 0 | -6.6845 | -6.6845 | 3994.8501 | 29881.479 |  | 0
1988-09-07 | 0 | 0 | 0 | 0 | -6.6845 | -6.6845 | 3988.1656 | 29831.479 |  | 0
1988-09-08 | 0 | 0 | 0 | 0 | -6.6845 | -6.6845 | 3981.4811 | 29781.4789 |  | 0
1988-09-09 | 0 | 0 | 0 | 0 | -6.6845 | -6.6845 | 3974.7966 | 29731.4789 |  | 0
1988-09-10 | 0 | 0 | 0 | 0 | -6.6845 | -6.6845 | 3968.1121 | 29681.4788 |  | 0
1988-09-11 | 0 | 0 | 0 | 0 | -6.6845 | -6.6845 | 3961.4276 | 29631.4787 |  | 0
1988-09-12 | 0 | 0 | 0 | 0 | -6.6845 | -6.6845 | 3954.7431 | 29581.4787 |  | 0
1988-09-13 | 0 | 0 | 0 | 0 | -6.6845 | -6.6845 | 3948.0586 | 29531.4786 |  | 0
1988-09-14 | 0 | 0 | 0 | 0 | -6.6845 | -6.6845 | 3941.3741 | 29481.4786 |  | 0
1988-09-15 | 0 | 0 | 0 | 0 | -6.6845 | -6.6845 | 3934.6896 | 29431.4785 |  | 0
1988-09-16 | 0 | 0 | 0 | 0 | -6.6845 | -6.6845 | 3928.0051 | 29381.4784 |  | 0
1988-09-17 | 0.0066667 | 16.7685 | 3.6551 | 3.6551 | 6.429 | 6.429 | 3934.4341 | 29429.567 |  | 0
1988-09-18 | 0.015 | 37.7292 | 3.6551 | 3.6551 | 27.3896 | 27.3896 | 3961.8237 | 29634.4414 |  | 0
1988-09-19 | 0 | 0 | 0 | 0 | -6.6845 | -6.6845 | 3955.1392 | 29584.4413 |  | 0
1988-09-20 | 0 | 0 | 0 | 0 | -6.6845 | -6.6845 | 3948.4547 | 29534.4412 |  | 0
1988-09-21 | 0.055 | 138.3404 | 3.6551 | 3.6551 | 128.0008 | 128.0008 | 4003.7455 | 29948.0163 |  | 66.0255
1988-09-22 | 0 | 0 | 0 | 0 | -6.6845 | -6.6845 | 3997.061 | 29898.0163 |  | 0
1988-09-23 | 0 | 0 | 0 | 0 | -6.6845 | -6.6845 | 3990.3765 | 29848.0162 |  | 0
1988-09-24 | 0 | 0 | 0 | 0 | -6.6845 | -6.6845 | 3983.692 | 29798.0162 |  | 0
1988-09-25 | 0 | 0 | 0 | 0 | -6.6845 | -6.6845 | 3977.0075 | 29748.0161 |  | 0
1988-09-26 | 0 | 0 | 0 | 0 | -6.6845 | -6.6845 | 3970.323 | 29698.016 |  | 0
1988-09-27 | 0 | 0 | 0 | 0 | -6.6845 | -6.6845 | 3963.6385 | 29648.016 |  | 0
1988-09-28 | 0 | 0 | 0 | 0 | -6.6845 | -6.6845 | 3956.954 | 29598.0159 |  | 0
1988-09-29 | 0 | 0 | 0 | 0 | -6.6845 | -6.6845 | 3950.2695 | 29548.0159 |  | 0
1988-09-30 | 0 | 0 | 0 | 0 | -6.6845 | -6.6845 | 3943.585 | 29498.0158 |  | 0
1988-10-01 | 0 | 0 | 0 | 0 | -6.6845 | -6.6845 | 3936.9005 | 29448.0157 |  | 0
1988-10-02 | 0 | 0 | 0 | 0 | -6.6845 | -6.6845 | 3930.216 | 29398.0157 |  | 0
1988-10-03 | 0 | 0 | 0 | 0 | -6.6845 | -6.6845 | 3923.5315 | 29348.0156 |  | 0
1988-10-04 | 0 | 0 | 0 | 0 | -6.6845 | -6.6845 | 3916.847 | 29298.0156 |  | 0
1988-10-05 | 0 | 0 | 0 | 0 | -6.6845 | -6.6845 | 3910.1625 | 29248.0155 |  | 0
1988-10-06 | 0 | 0 | 0 | 0 | -6.6845 | -6.6845 | 3903.478 | 29198.0154 |  | 0
1988-10-07 | 0 | 0 | 0 | 0 | -6.6845 | -6.6845 | 3896.7935 | 29148.0154 |  | 0
1988-10-08 | 0 | 0 | 0 | 0 | -6.6845 | -6.6845 | 3890.109 | 29098.0153 |  | 0
1988-10-09 | 0 | 0 | 0 | 0 | -6.6845 | -6.6845 | 3883.4245 | 29048.0153 |  | 0
1988-10-10 | 0.0058333 | 14.6725 | 3.6551 | 3.6551 | 4.3329 | 4.3329 | 3887.7574 | 29080.4253 |  | 0
1988-10-11 | 0.00083333 | 2.0961 | 3.6551 | 2.0961 | -6.6845 | -6.6845 | 3881.0729 | 29030.4252 |  | 0
1988-10-12 | 0 | 0 | 0 | 0 | -6.6845 | -6.6845 | 3874.3884 | 28980.4251 |  | 0
1988-10-13 | 0 | 0 | 0 | 0 | -6.6845 | -6.6845 | 3867.7039 | 28930.4251 |  | 0
1988-10-14 | 0 | 0 | 0 | 0 | -6.6845 | -6.6845 | 3861.0194 | 28880.425 |  | 0
1988-10-15 | 0 | 0 | 0 | 0 | -6.6845 | -6.6845 | 3854.3349 | 28830.425 |  | 0
1988-10-16 | 0 | 0 | 0 | 0 | -6.6845 | -6.6845 | 3847.6504 | 28780.4249 |  | 0
1988-10-17 | 0 | 0 | 0 | 0 | -6.6845 | -6.6845 | 3840.9659 | 28730.4248 |  | 0
1988-10-18 | 0 | 0 | 0 | 0 | -6.6845 | -6.6845 | 3834.2814 | 28680.4248 |  | 0
1988-10-19 | 0 | 0 | 0 | 0 | -6.6845 | -6.6845 | 3827.5969 | 28630.4247 |  | 0
1988-10-20 | 0 | 0 | 0 | 0 | -6.6845 | -6.6845 | 3820.9124 | 28580.4247 |  | 0
1988-10-21 | 0 | 0 | 0 | 0 | -6.6845 | -6.6845 | 3814.2279 | 28530.4246 |  | 0
1988-10-22 | 0 | 0 | 0 | 0 | -6.6845 | -6.6845 | 3807.5434 | 28480.4245 |  | 0
1988-10-23 | 0 | 0 | 0 | 0 | -6.6845 | -6.6845 | 3800.8589 | 28430.4245 |  | 0
1988-10-24 | 0 | 0 | 0 | 0 | -6.6845 | -6.6845 | 3794.1744 | 28380.4244 |  | 0
1988-10-25 | 0 | 0 | 0 | 0 | -6.6845 | -6.6845 | 3787.4899 | 28330.4244 |  | 0
1988-10-26 | 0 | 0 | 0 | 0 | -6.6845 | -6.6845 | 3780.8054 | 28280.4243 |  | 0
1988-10-27 | 0 | 0 | 0 | 0 | -6.6845 | -6.6845 | 3774.1209 | 28230.4242 |  | 0
1988-10-28 | 0.014167 | 35.6331 | 3.6551 | 3.6551 | 25.2936 | 25.2936 | 3799.4144 | 28419.62 |  | 0
1988-10-29 | 0.00083333 | 2.0961 | 3.6551 | 2.0961 | -6.6845 | -6.6845 | 3792.7299 | 28369.6199 |  | 0
1988-10-30 | 0 | 0 | 0 | 0 | -6.6845 | -6.6845 | 3786.0454 | 28319.6199 |  | 0
1988-10-31 | 0 | 0 | 0 | 0 | -6.6845 | -6.6845 | 3779.3609 | 28269.6198 |  | 0
1988-11-01 | 0 | 0 | 0 | 0 | -6.6845 | -6.6845 | 3772.6764 | 28219.6198 |  | 0
1988-11-02 | 0 | 0 | 0 | 0 | -6.6845 | -6.6845 | 3765.9919 | 28169.6197 |  | 0
1988-11-03 | 0 | 0 | 0 | 0 | -6.6845 | -6.6845 | 3759.3074 | 28119.6196 |  | 0
1988-11-04 | 0 | 0 | 0 | 0 | -6.6845 | -6.6845 | 3752.6229 | 28069.6196 |  | 0
1988-11-05 | 0 | 0 | 0 | 0 | -6.6845 | -6.6845 | 3745.9384 | 28019.6195 |  | 0
1988-11-06 | 0 | 0 | 0 | 0 | -6.6845 | -6.6845 | 3739.2539 | 27969.6195 |  | 0
1988-11-07 | 0 | 0 | 0 | 0 | -6.6845 | -6.6845 | 3732.5694 | 27919.6194 |  | 0
1988-11-08 | 0 | 0 | 0 | 0 | -6.6845 | -6.6845 | 3725.8849 | 27869.6193 |  | 0
1988-11-09 | 0 | 0 | 0 | 0 | -6.6845 | -6.6845 | 3719.2004 | 27819.6193 |  | 0
1988-11-10 | 0 | 0 | 0 | 0 | -6.6845 | -6.6845 | 3712.5159 | 27769.6192 |  | 0
1988-11-11 | 0 | 0 | 0 | 0 | -6.6845 | -6.6845 | 3705.8314 | 27719.6192 |  | 0
1988-11-12 | 0 | 0 | 0 | 0 | -6.6845 | -6.6845 | 3699.1469 | 27669.6191 |  | 0
1988-11-13 | 0 | 0 | 0 | 0 | -6.6845 | -6.6845 | 3692.4624 | 27619.619 |  | 0
1988-11-14 | 0 | 0 | 0 | 0 | -6.6845 | -6.6845 | 3685.7779 | 27569.619 |  | 0
1988-11-15 | 0 | 0 | 0 | 0 | -6.6845 | -6.6845 | 3679.0934 | 27519.6189 |  | 0
1988-11-16 | 0 | 0 | 0 | 0 | -6.6845 | -6.6845 | 3672.4089 | 27469.6189 |  | 0
1988-11-17 | 0 | 0 | 0 | 0 | -6.6845 | -6.6845 | 3665.7244 | 27419.6188 |  | 0
1988-11-18 | 0 | 0 | 0 | 0 | -6.6845 | -6.6845 | 3659.0399 | 27369.6187 |  | 0
1988-11-19 | 0 | 0 | 0 | 0 | -6.6845 | -6.6845 | 3652.3554 | 27319.6187 |  | 0
1988-11-20 | 0 | 0 | 0 | 0 | -6.6845 | -6.6845 | 3645.6709 | 27269.6186 |  | 0
1988-11-21 | 0 | 0 | 0 | 0 | -6.6845 | -6.6845 | 3638.9864 | 27219.6186 |  | 0
1988-11-22 | 0 | 0 | 0 | 0 | -6.6845 | -6.6845 | 3632.3019 | 27169.6185 |  | 0
1988-11-23 | 0 | 0 | 0 | 0 | -6.6845 | -6.6845 | 3625.6174 | 27119.6184 |  | 0
1988-11-24 | 0 | 0 | 0 | 0 | -6.6845 | -6.6845 | 3618.9329 | 27069.6184 |  | 0
1988-11-25 | 0 | 0 | 0 | 0 | -6.6845 | -6.6845 | 3612.2484 | 27019.6183 |  | 0
1988-11-26 | 0 | 0 | 0 | 0 | -6.6845 | -6.6845 | 3605.5639 | 26969.6183 |  | 0
1988-11-27 | 0 | 0 | 0 | 0 | -6.6845 | -6.6845 | 3598.8794 | 26919.6182 |  | 0
1988-11-28 | 0 | 0 | 0 | 0 | -6.6845 | -6.6845 | 3592.1949 | 26869.6181 |  | 0
1988-11-29 | 0 | 0 | 0 | 0 | -6.6845 | -6.6845 | 3585.5104 | 26819.6181 |  | 0
1988-11-30 | 0 | 0 | 0 | 0 | -6.6845 | -6.6845 | 3578.8259 | 26769.618 |  | 0
1988-12-01 | 0 | 0 | 0 | 0 | -6.6845 | -6.6845 | 3572.1414 | 26719.618 |  | 0
1988-12-02 | 0 | 0 | 0 | 0 | -6.6845 | -6.6845 | 3565.4569 | 26669.6179 |  | 0
1988-12-03 | 0 | 0 | 0 | 0 | -6.6845 | -6.6845 | 3558.7724 | 26619.6178 |  | 0
1988-12-04 | 0 | 0 | 0 | 0 | -6.6845 | -6.6845 | 3552.0879 | 26569.6178 |  | 0
1988-12-05 | 0 | 0 | 0 | 0 | -6.6845 | -6.6845 | 3545.4034 | 26519.6177 |  | 0
1988-12-06 | 0 | 0 | 0 | 0 | -6.6845 | -6.6845 | 3538.7189 | 26469.6177 |  | 0
1988-12-07 | 0 | 0 | 0 | 0 | -6.6845 | -6.6845 | 3532.0344 | 26419.6176 |  | 0
1988-12-08 | 0 | 0 | 0 | 0 | -6.6845 | -6.6845 | 3525.3499 | 26369.6175 |  | 0
1988-12-09 | 0 | 0 | 0 | 0 | -6.6845 | -6.6845 | 3518.6654 | 26319.6175 |  | 0
1988-12-10 | 0.0275 | 69.1702 | 3.6551 | 3.6551 | 58.8306 | 58.8306 | 3577.4961 | 26759.6705 |  | 0
1988-12-11 | 0 | 0 | 0 | 0 | -6.6845 | -6.6845 | 3570.8116 | 26709.6705 |  | 0
1988-12-12 | 0 | 0 | 0 | 0 | -6.6845 | -6.6845 | 3564.1271 | 26659.6704 |  | 0
1988-12-13 | 0 | 0 | 0 | 0 | -6.6845 | -6.6845 | 3557.4426 | 26609.6703 |  | 0
1988-12-14 | 0 | 0 | 0 | 0 | -6.6845 | -6.6845 | 3550.7581 | 26559.6703 |  | 0
1988-12-15 | 0 | 0 | 0 | 0 | -6.6845 | -6.6845 | 3544.0736 | 26509.6702 |  | 0
1988-12-16 | 0 | 0 | 0 | 0 | -6.6845 | -6.6845 | 3537.3891 | 26459.6702 |  | 0
1988-12-17 | 0 | 0 | 0 | 0 | -6.6845 | -6.6845 | 3530.7046 | 26409.6701 |  | 0
1988-12-18 | 0 | 0 | 0 | 0 | -6.6845 | -6.6845 | 3524.0201 | 26359.67 |  | 0
1988-12-19 | 0 | 0 | 0 | 0 | -6.6845 | -6.6845 | 3517.3356 | 26309.67 |  | 0
1988-12-20 | 0 | 0 | 0 | 0 | -6.6845 | -6.6845 | 3510.6511 | 26259.6699 |  | 0
1988-12-21 | 0 | 0 | 0 | 0 | -6.6845 | -6.6845 | 3503.9666 | 26209.6699 |  | 0
1988-12-22 | 0 | 0 | 0 | 0 | -6.6845 | -6.6845 | 3497.2821 | 26159.6698 |  | 0
1988-12-23 | 0 | 0 | 0 | 0 | -6.6845 | -6.6845 | 3490.5976 | 26109.6697 |  | 0
1988-12-24 | 0 | 0 | 0 | 0 | -6.6845 | -6.6845 | 3483.9131 | 26059.6697 |  | 0
1988-12-25 | 0 | 0 | 0 | 0 | -6.6845 | -6.6845 | 3477.2286 | 26009.6696 |  | 0
1988-12-26 | 0 | 0 | 0 | 0 | -6.6845 | -6.6845 | 3470.5441 | 25959.6696 |  | 0
1988-12-27 | 0 | 0 | 0 | 0 | -6.6845 | -6.6845 | 3463.8596 | 25909.6695 |  | 0
1988-12-28 | 0 | 0 | 0 | 0 | -6.6845 | -6.6845 | 3457.1751 | 25859.6694 |  | 0
1988-12-29 | 0 | 0 | 0 | 0 | -6.6845 | -6.6845 | 3450.4906 | 25809.6694 |  | 0
1988-12-30 | 0 | 0 | 0 | 0 | -6.6845 | -6.6845 | 3443.8061 | 25759.6693 |  | 0
1988-12-31 | 0 | 0 | 0 | 0 | -6.6845 | -6.6845 | 3437.1216 | 25709.6693 |  | 0
1989-01-01 | 0 | 0 | 0 | 0 | -6.6845 | -6.6845 | 3430.4371 | 25659.6692 |  | 0
1989-01-02 | 0 | 0 | 0 | 0 | -6.6845 | -6.6845 | 3423.7526 | 25609.6691 |  | 0
1989-01-03 | 0 | 0 | 0 | 0 | -6.6845 | -6.6845 | 3417.0681 | 25559.6691 |  | 0
1989-01-04 | 0 | 0 | 0 | 0 | -6.6845 | -6.6845 | 3410.3836 | 25509.669 |  | 0
1989-01-05 | 0 | 0 | 0 | 0 | -6.6845 | -6.6845 | 3403.6991 | 25459.669 |  | 0
1989-01-06 | 0 | 0 | 0 | 0 | -6.6845 | -6.6845 | 3397.0146 | 25409.6689 |  | 0
1989-01-07 | 0 | 0 | 0 | 0 | -6.6845 | -6.6845 | 3390.3301 | 25359.6688 |  | 0
1989-01-08 | 0 | 0 | 0 | 0 | -6.6845 | -6.6845 | 3383.6456 | 25309.6688 |  | 0
1989-01-09 | 0 | 0 | 0 | 0 | -6.6845 | -6.6845 | 3376.9611 | 25259.6687 |  | 0
1989-01-10 | 0 | 0 | 0 | 0 | -6.6845 | -6.6845 | 3370.2766 | 25209.6687 |  | 0
1989-01-11 | 0 | 0 | 0 | 0 | -6.6845 | -6.6845 | 3363.5921 | 25159.6686 |  | 0
1989-01-12 | 0 | 0 | 0 | 0 | -6.6845 | -6.6845 | 3356.9076 | 25109.6685 |  | 0
1989-01-13 | 0 | 0 | 0 | 0 | -6.6845 | -6.6845 | 3350.2231 | 25059.6685 |  | 0
1989-01-14 | 0 | 0 | 0 | 0 | -6.6845 | -6.6845 | 3343.5386 | 25009.6684 |  | 0
1989-01-15 | 0 | 0 | 0 | 0 | -6.6845 | -6.6845 | 3336.8541 | 24959.6684 |  | 0
1989-01-16 | 0 | 0 | 0 | 0 | -6.6845 | -6.6845 | 3330.1696 | 24909.6683 |  | 0
1989-01-17 | 0 | 0 | 0 | 0 | -6.6845 | -6.6845 | 3323.4851 | 24859.6682 |  | 0
1989-01-18 | 0 | 0 | 0 | 0 | -6.6845 | -6.6845 | 3316.8006 | 24809.6682 |  | 0
1989-01-19 | 0.031667 | 79.6505 | 3.6551 | 3.6551 | 69.311 | 69.311 | 3386.1115 | 25328.1141 |  | 0
1989-01-20 | 0.0016667 | 4.1921 | 3.6551 | 3.6551 | -6.1474 | -6.1474 | 3379.9641 | 25282.1312 |  | 0
1989-01-21 | 0 | 0 | 0 | 0 | -6.6845 | -6.6845 | 3373.2796 | 25232.1312 |  | 0
1989-01-22 | 0 | 0 | 0 | 0 | -6.6845 | -6.6845 | 3366.5951 | 25182.1311 |  | 0
1989-01-23 | 0 | 0 | 0 | 0 | -6.6845 | -6.6845 | 3359.9106 | 25132.131 |  | 0
1989-01-24 | 0 | 0 | 0 | 0 | -6.6845 | -6.6845 | 3353.2261 | 25082.131 |  | 0
1989-01-25 | 0 | 0 | 0 | 0 | -6.6845 | -6.6845 | 3346.5416 | 25032.1309 |  | 0
1989-01-26 | 0 | 0 | 0 | 0 | -6.6845 | -6.6845 | 3339.8571 | 24982.1309 |  | 0
1989-01-27 | 0.0033333 | 8.3843 | 3.6551 | 3.6551 | -1.9553 | -1.9553 | 3337.9018 | 24967.5051 |  | 0
1989-01-28 | 0 | 0 | 0 | 0 | -6.6845 | -6.6845 | 3331.2173 | 24917.505 |  | 0
1989-01-29 | 0 | 0 | 0 | 0 | -6.6845 | -6.6845 | 3324.5328 | 24867.505 |  | 0
1989-01-30 | 0 | 0 | 0 | 0 | -6.6845 | -6.6845 | 3317.8483 | 24817.5049 |  | 0
1989-01-31 | 0 | 0 | 0 | 0 | -6.6845 | -6.6845 | 3311.1638 | 24767.5049 |  | 0
1989-02-01 | 0 | 0 | 0 | 0 | -6.6845 | -6.6845 | 3304.4793 | 24717.5048 |  | 0
1989-02-02 | 0 | 0 | 0 | 0 | -6.6845 | -6.6845 | 3297.7948 | 24667.5047 |  | 0
1989-02-03 | 0 | 0 | 0 | 0 | -6.6845 | -6.6845 | 3291.1103 | 24617.5047 |  | 0
1989-02-04 | 0 | 0 | 0 | 0 | -6.6845 | -6.6845 | 3284.4258 | 24567.5046 |  | 0
1989-02-05 | 0 | 0 | 0 | 0 | -6.6845 | -6.6845 | 3277.7413 | 24517.5046 |  | 0
1989-02-06 | 0 | 0 | 0 | 0 | -6.6845 | -6.6845 | 3271.0568 | 24467.5045 |  | 0
1989-02-07 | 0 | 0 | 0 | 0 | -6.6845 | -6.6845 | 3264.3723 | 24417.5044 |  | 0
1989-02-08 | 0 | 0 | 0 | 0 | -6.6845 | -6.6845 | 3257.6878 | 24367.5044 |  | 0
1989-02-09 | 0 | 0 | 0 | 0 | -6.6845 | -6.6845 | 3251.0033 | 24317.5043 |  | 0
1989-02-10 | 0 | 0 | 0 | 0 | -6.6845 | -6.6845 | 3244.3188 | 24267.5043 |  | 0
1989-02-11 | 0 | 0 | 0 | 0 | -6.6845 | -6.6845 | 3237.6343 | 24217.5042 |  | 0
1989-02-12 | 0 | 0 | 0 | 0 | -6.6845 | -6.6845 | 3230.9498 | 24167.5041 |  | 0
1989-02-13 | 0 | 0 | 0 | 0 | -6.6845 | -6.6845 | 3224.2653 | 24117.5041 |  | 0
1989-02-14 | 0 | 0 | 0 | 0 | -6.6845 | -6.6845 | 3217.5808 | 24067.504 |  | 0
1989-02-15 | 0.020833 | 52.4017 | 3.6551 | 3.6551 | 42.0621 | 42.0621 | 3259.6428 | 24382.1284 |  | 0
1989-02-16 | 0.13667 | 343.7549 | 3.6551 | 3.6551 | 333.4154 | 333.4154 | 3593.0582 | 26876.0753 |  | 0
1989-02-17 | 0.0125 | 31.441 | 3.6551 | 3.6551 | 21.1014 | 21.1014 | 3614.1596 | 27033.9139 |  | 0
1989-02-18 | 0 | 0 | 0 | 0 | -6.6845 | -6.6845 | 3607.4751 | 26983.9138 |  | 0
1989-02-19 | 0 | 0 | 0 | 0 | -6.6845 | -6.6845 | 3600.7906 | 26933.9138 |  | 0
1989-02-20 | 0 | 0 | 0 | 0 | -6.6845 | -6.6845 | 3594.1061 | 26883.9137 |  | 0
1989-02-21 | 0 | 0 | 0 | 0 | -6.6845 | -6.6845 | 3587.4216 | 26833.9137 |  | 0
1989-02-22 | 0 | 0 | 0 | 0 | -6.6845 | -6.6845 | 3580.7371 | 26783.9136 |  | 0
1989-02-23 | 0 | 0 | 0 | 0 | -6.6845 | -6.6845 | 3574.0526 | 26733.9135 |  | 0
1989-02-24 | 0 | 0 | 0 | 0 | -6.6845 | -6.6845 | 3567.3681 | 26683.9135 |  | 0
1989-02-25 | 0 | 0 | 0 | 0 | -6.6845 | -6.6845 | 3560.6836 | 26633.9134 |  | 0
1989-02-26 | 0 | 0 | 0 | 0 | -6.6845 | -6.6845 | 3553.9991 | 26583.9134 |  | 0
1989-02-27 | 0 | 0 | 0 | 0 | -6.6845 | -6.6845 | 3547.3146 | 26533.9133 |  | 0
1989-02-28 | 0 | 0 | 0 | 0 | -6.6845 | -6.6845 | 3540.6301 | 26483.9132 |  | 0
1989-03-01 | 0.018333 | 46.1135 | 3.6551 | 3.6551 | 35.7739 | 35.7739 | 3576.404 | 26751.5019 |  | 0
1989-03-02 | 0 | 0 | 0 | 0 | -6.6845 | -6.6845 | 3569.7195 | 26701.5018 |  | 0
1989-03-03 | 0 | 0 | 0 | 0 | -6.6845 | -6.6845 | 3563.035 | 26651.5018 |  | 0
1989-03-04 | 0.0083333 | 20.9607 | 3.6551 | 3.6551 | 10.6211 | 10.6211 | 3573.6561 | 26730.9475 |  | 0
1989-03-05 | 0 | 0 | 0 | 0 | -6.6845 | -6.6845 | 3566.9716 | 26680.9475 |  | 0
1989-03-06 | 0 | 0 | 0 | 0 | -6.6845 | -6.6845 | 3560.2871 | 26630.9474 |  | 0
1989-03-07 | 0 | 0 | 0 | 0 | -6.6845 | -6.6845 | 3553.6026 | 26580.9473 |  | 0
1989-03-08 | 0 | 0 | 0 | 0 | -6.6845 | -6.6845 | 3546.9181 | 26530.9473 |  | 0
1989-03-09 | 0 | 0 | 0 | 0 | -6.6845 | -6.6845 | 3540.2336 | 26480.9472 |  | 0
1989-03-10 | 0 | 0 | 0 | 0 | -6.6845 | -6.6845 | 3533.5491 | 26430.9472 |  | 0
1989-03-11 | 0 | 0 | 0 | 0 | -6.6845 | -6.6845 | 3526.8646 | 26380.9471 |  | 0
1989-03-12 | 0 | 0 | 0 | 0 | -6.6845 | -6.6845 | 3520.1801 | 26330.947 |  | 0
1989-03-13 | 0 | 0 | 0 | 0 | -6.6845 | -6.6845 | 3513.4956 | 26280.947 |  | 0
1989-03-14 | 0 | 0 | 0 | 0 | -6.6845 | -6.6845 | 3506.8111 | 26230.9469 |  | 0
1989-03-15 | 0 | 0 | 0 | 0 | -6.6845 | -6.6845 | 3500.1266 | 26180.9469 |  | 0
1989-03-16 | 0 | 0 | 0 | 0 | -6.6845 | -6.6845 | 3493.4421 | 26130.9468 |  | 0
1989-03-17 | 0 | 0 | 0 | 0 | -6.6845 | -6.6845 | 3486.7576 | 26080.9467 |  | 0
1989-03-18 | 0 | 0 | 0 | 0 | -6.6845 | -6.6845 | 3480.0731 | 26030.9467 |  | 0
1989-03-19 | 0 | 0 | 0 | 0 | -6.6845 | -6.6845 | 3473.3886 | 25980.9466 |  | 0
1989-03-20 | 0 | 0 | 0 | 0 | -6.6845 | -6.6845 | 3466.7041 | 25930.9466 |  | 0
1989-03-21 | 0 | 0 | 0 | 0 | -6.6845 | -6.6845 | 3460.0196 | 25880.9465 |  | 0
1989-03-22 | 0 | 0 | 0 | 0 | -6.6845 | -6.6845 | 3453.3351 | 25830.9464 |  | 0
1989-03-23 | 0 | 0 | 0 | 0 | -6.6845 | -6.6845 | 3446.6506 | 25780.9464 |  | 0
1989-03-24 | 0 | 0 | 0 | 0 | -6.6845 | -6.6845 | 3439.9661 | 25730.9463 |  | 0
1989-03-25 | 0 | 0 | 0 | 0 | -6.6845 | -6.6845 | 3433.2816 | 25680.9463 |  | 0
1989-03-26 | 0 | 0 | 0 | 0 | -6.6845 | -6.6845 | 3426.5971 | 25630.9462 |  | 0
1989-03-27 | 0 | 0 | 0 | 0 | -6.6845 | -6.6845 | 3419.9126 | 25580.9461 |  | 0
1989-03-28 | 0.0091667 | 23.0567 | 3.6551 | 3.6551 | 12.7172 | 12.7172 | 3432.6297 | 25676.0704 |  | 0
1989-03-29 | 0.0016667 | 4.1921 | 3.6551 | 3.6551 | -6.1474 | -6.1474 | 3426.4823 | 25630.0875 |  | 0
1989-03-30 | 0 | 0 | 0 | 0 | -6.6845 | -6.6845 | 3419.7978 | 25580.0875 |  | 0
1989-03-31 | 0 | 0 | 0 | 0 | -6.6845 | -6.6845 | 3413.1133 | 25530.0874 |  | 0
1989-04-01 | 0 | 0 | 0 | 0 | -6.6845 | -6.6845 | 3406.4288 | 25480.0874 |  | 0
1989-04-02 | 0 | 0 | 0 | 0 | -6.6845 | -6.6845 | 3399.7443 | 25430.0873 |  | 0
1989-04-03 | 0 | 0 | 0 | 0 | -6.6845 | -6.6845 | 3393.0598 | 25380.0872 |  | 0
1989-04-04 | 0 | 0 | 0 | 0 | -6.6845 | -6.6845 | 3386.3753 | 25330.0872 |  | 0
1989-04-05 | 0 | 0 | 0 | 0 | -6.6845 | -6.6845 | 3379.6908 | 25280.0871 |  | 0
1989-04-06 | 0 | 0 | 0 | 0 | -6.6845 | -6.6845 | 3373.0063 | 25230.0871 |  | 0
1989-04-07 | 0 | 0 | 0 | 0 | -6.6845 | -6.6845 | 3366.3218 | 25180.087 |  | 0
1989-04-08 | 0 | 0 | 0 | 0 | -6.6845 | -6.6845 | 3359.6373 | 25130.0869 |  | 0
1989-04-09 | 0 | 0 | 0 | 0 | -6.6845 | -6.6845 | 3352.9528 | 25080.0869 |  | 0
1989-04-10 | 0 | 0 | 0 | 0 | -6.6845 | -6.6845 | 3346.2683 | 25030.0868 |  | 0
1989-04-11 | 0 | 0 | 0 | 0 | -6.6845 | -6.6845 | 3339.5838 | 24980.0868 |  | 0
1989-04-12 | 0 | 0 | 0 | 0 | -6.6845 | -6.6845 | 3332.8993 | 24930.0867 |  | 0
1989-04-13 | 0 | 0 | 0 | 0 | -6.6845 | -6.6845 | 3326.2148 | 24880.0866 |  | 0
1989-04-14 | 0 | 0 | 0 | 0 | -6.6845 | -6.6845 | 3319.5303 | 24830.0866 |  | 0
1989-04-15 | 0 | 0 | 0 | 0 | -6.6845 | -6.6845 | 3312.8458 | 24780.0865 |  | 0
1989-04-16 | 0 | 0 | 0 | 0 | -6.6845 | -6.6845 | 3306.1613 | 24730.0865 |  | 0
1989-04-17 | 0 | 0 | 0 | 0 | -6.6845 | -6.6845 | 3299.4768 | 24680.0864 |  | 0
1989-04-18 | 0 | 0 | 0 | 0 | -6.6845 | -6.6845 | 3292.7923 | 24630.0863 |  | 0
1989-04-19 | 0 | 0 | 0 | 0 | -6.6845 | -6.6845 | 3286.1078 | 24580.0863 |  | 0 | 1
1989-04-20 | 0 | 0 | 0 | 0 | -6.6845 | -6.6845 | 3279.4233 | 24530.0862 |  | 0
1989-04-21 | 0 | 0 | 0 | 0 | -6.6845 | -6.6845 | 3272.7388 | 24480.0862 |  | 0
1989-04-22 | 0.0025 | 6.2882 | 3.6551 | 3.6551 | -4.0514 | -4.0514 | 3268.6874 | 24449.7818 |  | 0
1989-04-23 | 0.0016667 | 4.1921 | 3.6551 | 3.6551 | -6.1474 | -6.1474 | 3262.54 | 24403.7989 |  | 0
1989-04-24 | 0 | 0 | 0 | 0 | -6.6845 | -6.6845 | 3255.8555 | 24353.7989 |  | 0
1989-04-25 | 0 | 0 | 0 | 0 | -6.6845 | -6.6845 | 3249.171 | 24303.7988 |  | 0
1989-04-26 | 0 | 0 | 0 | 0 | -6.6845 | -6.6845 | 3242.4865 | 24253.7987 |  | 0
1989-04-27 | 0 | 0 | 0 | 0 | -6.6845 | -6.6845 | 3235.802 | 24203.7987 |  | 0
1989-04-28 | 0 | 0 | 0 | 0 | -6.6845 | -6.6845 | 3229.1175 | 24153.7986 |  | 0
1989-04-29 | 0 | 0 | 0 | 0 | -6.6845 | -6.6845 | 3222.433 | 24103.7986 |  | 0
1989-04-30 | 0 | 0 | 0 | 0 | -6.6845 | -6.6845 | 3215.7485 | 24053.7985 |  | 0
1989-05-01 | 0 | 0 | 0 | 0 | -6.6845 | -6.6845 | 3209.064 | 24003.7984 |  | 0
1989-05-02 | 0 | 0 | 0 | 0 | -6.6845 | -6.6845 | 3202.3795 | 23953.7984 |  | 0
1989-05-03 | 0 | 0 | 0 | 0 | -6.6845 | -6.6845 | 3195.695 | 23903.7983 |  | 0
1989-05-04 | 0 | 0 | 0 | 0 | -6.6845 | -6.6845 | 3189.0105 | 23853.7983 |  | 0
1989-05-05 | 0 | 0 | 0 | 0 | -6.6845 | -6.6845 | 3182.326 | 23803.7982 |  | 0
1989-05-06 | 0 | 0 | 0 | 0 | -6.6845 | -6.6845 | 3175.6415 | 23753.7981 |  | 0
1989-05-07 | 0 | 0 | 0 | 0 | -6.6845 | -6.6845 | 3168.957 | 23703.7981 |  | 0
1989-05-08 | 0 | 0 | 0 | 0 | -6.6845 | -6.6845 | 3162.2725 | 23653.798 |  | 0
1989-05-09 | 0 | 0 | 0 | 0 | -6.6845 | -6.6845 | 3155.588 | 23603.798 |  | 0
1989-05-10 | 0 | 0 | 0 | 0 | -6.6845 | -6.6845 | 3148.9035 | 23553.7979 |  | 0
1989-05-11 | 0 | 0 | 0 | 0 | -6.6845 | -6.6845 | 3142.219 | 23503.7978 |  | 0
1989-05-12 | 0 | 0 | 0 | 0 | -6.6845 | -6.6845 | 3135.5345 | 23453.7978 |  | 0
1989-05-13 | 0 | 0 | 0 | 0 | -6.6845 | -6.6845 | 3128.85 | 23403.7977 |  | 0
1989-05-14 | 0 | 0 | 0 | 0 | -6.6845 | -6.6845 | 3122.1655 | 23353.7977 |  | 0
1989-05-15 | 0 | 0 | 0 | 0 | -6.6845 | -6.6845 | 3115.481 | 23303.7976 |  | 0
1989-05-16 | 0 | 0 | 0 | 0 | -6.6845 | -6.6845 | 3108.7965 | 23253.7975 |  | 0
1989-05-17 | 0 | 0 | 0 | 0 | -6.6845 | -6.6845 | 3102.112 | 23203.7975 |  | 0
1989-05-18 | 0 | 0 | 0 | 0 | -6.6845 | -6.6845 | 3095.4275 | 23153.7974 |  | 0
1989-05-19 | 0 | 0 | 0 | 0 | -6.6845 | -6.6845 | 3088.743 | 23103.7974 |  | 0
1989-05-20 | 0 | 0 | 0 | 0 | -6.6845 | -6.6845 | 3082.0585 | 23053.7973 |  | 0
1989-05-21 | 0 | 0 | 0 | 0 | -6.6845 | -6.6845 | 3075.374 | 23003.7972 |  | 0
1989-05-22 | 0 | 0 | 0 | 0 | -6.6845 | -6.6845 | 3068.6895 | 22953.7972 |  | 0
1989-05-23 | 0 | 0 | 0 | 0 | -6.6845 | -6.6845 | 3062.005 | 22903.7971 |  | 0
1989-05-24 | 0 | 0 | 0 | 0 | -6.6845 | -6.6845 | 3055.3205 | 22853.7971 |  | 0
1989-05-25 | 0 | 0 | 0 | 0 | -6.6845 | -6.6845 | 3048.636 | 22803.797 |  | 0
1989-05-26 | 0 | 0 | 0 | 0 | -6.6845 | -6.6845 | 3041.9515 | 22753.7969 |  | 0
1989-05-27 | 0 | 0 | 0 | 0 | -6.6845 | -6.6845 | 3035.267 | 22703.7969 |  | 0
1989-05-28 | 0 | 0 | 0 | 0 | -6.6845 | -6.6845 | 3028.5825 | 22653.7968 |  | 0
1989-05-29 | 0 | 0 | 0 | 0 | -6.6845 | -6.6845 | 3021.898 | 22603.7968 |  | 0
1989-05-30 | 0.01 | 25.1528 | 3.6551 | 3.6551 | 14.8132 | 14.8132 | 3036.7112 | 22714.5997 |  | 0
1989-05-31 | 0.049167 | 123.6679 | 3.6551 | 3.6551 | 113.3284 | 113.3284 | 3150.0395 | 23562.2957 |  | 0
1989-06-01 | 0.018333 | 46.1135 | 3.6551 | 3.6551 | 35.7739 | 35.7739 | 3185.8134 | 23829.8844 |  | 0
1989-06-02 | 0.0041667 | 10.4803 | 3.6551 | 3.6551 | 0.14075 | 0.14075 | 3185.9542 | 23830.9372 |  | 0
1989-06-03 | 0.00083333 | 2.0961 | 3.6551 | 2.0961 | -6.6845 | -6.6845 | 3179.2697 | 23780.9372 |  | 0
1989-06-04 | 0 | 0 | 0 | 0 | -6.6845 | -6.6845 | 3172.5852 | 23730.9371 |  | 0
1989-06-05 | 0 | 0 | 0 | 0 | -6.6845 | -6.6845 | 3165.9007 | 23680.9371 |  | 0
1989-06-06 | 0 | 0 | 0 | 0 | -6.6845 | -6.6845 | 3159.2162 | 23630.937 |  | 0
1989-06-07 | 0 | 0 | 0 | 0 | -6.6845 | -6.6845 | 3152.5317 | 23580.9369 |  | 0
1989-06-08 | 0 | 0 | 0 | 0 | -6.6845 | -6.6845 | 3145.8472 | 23530.9369 |  | 0
1989-06-09 | 0 | 0 | 0 | 0 | -6.6845 | -6.6845 | 3139.1627 | 23480.9368 |  | 0
1989-06-10 | 0 | 0 | 0 | 0 | -6.6845 | -6.6845 | 3132.4782 | 23430.9368 |  | 0
1989-06-11 | 0 | 0 | 0 | 0 | -6.6845 | -6.6845 | 3125.7937 | 23380.9367 |  | 0
1989-06-12 | 0 | 0 | 0 | 0 | -6.6845 | -6.6845 | 3119.1092 | 23330.9366 |  | 0
1989-06-13 | 0 | 0 | 0 | 0 | -6.6845 | -6.6845 | 3112.4247 | 23280.9366 |  | 0
1989-06-14 | 0 | 0 | 0 | 0 | -6.6845 | -6.6845 | 3105.7402 | 23230.9365 |  | 0
1989-06-15 | 0 | 0 | 0 | 0 | -6.6845 | -6.6845 | 3099.0557 | 23180.9365 |  | 0
1989-06-16 | 0 | 0 | 0 | 0 | -6.6845 | -6.6845 | 3092.3712 | 23130.9364 |  | 0
1989-06-17 | 0 | 0 | 0 | 0 | -6.6845 | -6.6845 | 3085.6867 | 23080.9363 |  | 0
1989-06-18 | 0 | 0 | 0 | 0 | -6.6845 | -6.6845 | 3079.0022 | 23030.9363 |  | 0
1989-06-19 | 0 | 0 | 0 | 0 | -6.6845 | -6.6845 | 3072.3177 | 22980.9362 |  | 0
1989-06-20 | 0 | 0 | 0 | 0 | -6.6845 | -6.6845 | 3065.6332 | 22930.9362 |  | 0
1989-06-21 | 0 | 0 | 0 | 0 | -6.6845 | -6.6845 | 3058.9487 | 22880.9361 |  | 0
1989-06-22 | 0 | 0 | 0 | 0 | -6.6845 | -6.6845 | 3052.2642 | 22830.936 |  | 0
1989-06-23 | 0 | 0 | 0 | 0 | -6.6845 | -6.6845 | 3045.5797 | 22780.936 |  | 0
1989-06-24 | 0 | 0 | 0 | 0 | -6.6845 | -6.6845 | 3038.8952 | 22730.9359 |  | 0
1989-06-25 | 0 | 0 | 0 | 0 | -6.6845 | -6.6845 | 3032.2107 | 22680.9359 |  | 0
1989-06-26 | 0 | 0 | 0 | 0 | -6.6845 | -6.6845 | 3025.5262 | 22630.9358 |  | 0
1989-06-27 | 0 | 0 | 0 | 0 | -6.6845 | -6.6845 | 3018.8417 | 22580.9357 |  | 0
1989-06-28 | 0 | 0 | 0 | 0 | -6.6845 | -6.6845 | 3012.1572 | 22530.9357 |  | 0
1989-06-29 | 0 | 0 | 0 | 0 | -6.6845 | -6.6845 | 3005.4727 | 22480.9356 |  | 0
1989-06-30 | 0 | 0 | 0 | 0 | -6.6845 | -6.6845 | 2998.7882 | 22430.9356 |  | 0
1989-07-01 | 0 | 0 | 0 | 0 | -6.6845 | -6.6845 | 2992.1037 | 22380.9355 |  | 0
1989-07-02 | 0 | 0 | 0 | 0 | -6.6845 | -6.6845 | 2985.4192 | 22330.9354 |  | 0
1989-07-03 | 0 | 0 | 0 | 0 | -6.6845 | -6.6845 | 2978.7347 | 22280.9354 |  | 0
1989-07-04 | 0 | 0 | 0 | 0 | -6.6845 | -6.6845 | 2972.0502 | 22230.9353 |  | 0
1989-07-05 | 0 | 0 | 0 | 0 | -6.6845 | -6.6845 | 2965.3657 | 22180.9353 |  | 0
1989-07-06 | 0 | 0 | 0 | 0 | -6.6845 | -6.6845 | 2958.6812 | 22130.9352 |  | 0
1989-07-07 | 0 | 0 | 0 | 0 | -6.6845 | -6.6845 | 2951.9967 | 22080.9351 |  | 0
1989-07-08 | 0 | 0 | 0 | 0 | -6.6845 | -6.6845 | 2945.3122 | 22030.9351 |  | 0
1989-07-09 | 0 | 0 | 0 | 0 | -6.6845 | -6.6845 | 2938.6277 | 21980.935 |  | 0
1989-07-10 | 0.0016667 | 4.1921 | 3.6551 | 3.6551 | -6.1474 | -6.1474 | 2932.4802 | 21934.9521 |  | 0
1989-07-11 | 0.055833 | 140.4365 | 3.6551 | 3.6551 | 130.0969 | 130.0969 | 3062.5771 | 22908.0768 |  | 0
1989-07-12 | 0 | 0 | 0 | 0 | -6.6845 | -6.6845 | 3055.8926 | 22858.0768 |  | 0
1989-07-13 | 0 | 0 | 0 | 0 | -6.6845 | -6.6845 | 3049.2081 | 22808.0767 |  | 0
1989-07-14 | 0 | 0 | 0 | 0 | -6.6845 | -6.6845 | 3042.5236 | 22758.0766 |  | 0
1989-07-15 | 0 | 0 | 0 | 0 | -6.6845 | -6.6845 | 3035.8391 | 22708.0766 |  | 0
1989-07-16 | 0 | 0 | 0 | 0 | -6.6845 | -6.6845 | 3029.1546 | 22658.0765 |  | 0
1989-07-17 | 0 | 0 | 0 | 0 | -6.6845 | -6.6845 | 3022.4701 | 22608.0765 |  | 0
1989-07-18 | 0 | 0 | 0 | 0 | -6.6845 | -6.6845 | 3015.7856 | 22558.0764 |  | 0
1989-07-19 | 0.040833 | 102.7073 | 3.6551 | 3.6551 | 92.3677 | 92.3677 | 3108.1533 | 23248.9867 |  | 0
1989-07-20 | 0 | 0 | 0 | 0 | -6.6845 | -6.6845 | 3101.4688 | 23198.9866 |  | 0
1989-07-21 | 0.0075 | 18.8646 | 3.6551 | 3.6551 | 8.525 | 8.525 | 3109.9938 | 23262.7538 |  | 0
1989-07-22 | 0 | 0 | 0 | 0 | -6.6845 | -6.6845 | 3103.3093 | 23212.7537 |  | 0
1989-07-23 | 0.015833 | 39.8253 | 3.6551 | 3.6551 | 29.4857 | 29.4857 | 3132.795 | 23433.3067 |  | 0
1989-07-24 | 0 | 0 | 0 | 0 | -6.6845 | -6.6845 | 3126.1105 | 23383.3066 |  | 0
1989-07-25 | 0 | 0 | 0 | 0 | -6.6845 | -6.6845 | 3119.426 | 23333.3065 |  | 0
1989-07-26 | 0 | 0 | 0 | 0 | -6.6845 | -6.6845 | 3112.7415 | 23283.3065 |  | 0
1989-07-27 | 0.016667 | 41.9213 | 3.6551 | 3.6551 | 31.5818 | 31.5818 | 3144.3233 | 23519.538 |  | 0
1989-07-28 | 0.015 | 37.7292 | 3.6551 | 3.6551 | 27.3896 | 27.3896 | 3171.7129 | 23724.4124 |  | 0
1989-07-29 | 0.023333 | 58.6899 | 3.6551 | 3.6551 | 48.3503 | 48.3503 | 3220.0632 | 24086.0725 |  | 0
1989-07-30 | 0.0016667 | 4.1921 | 3.6551 | 3.6551 | -6.1474 | -6.1474 | 3213.9157 | 24040.0896 |  | 0
1989-07-31 | 0 | 0 | 0 | 0 | -6.6845 | -6.6845 | 3207.2312 | 23990.0895 |  | 0
1989-08-01 | 0 | 0 | 0 | 0 | -6.6845 | -6.6845 | 3200.5467 | 23940.0895 |  | 0
1989-08-02 | 0 | 0 | 0 | 0 | -6.6845 | -6.6845 | 3193.8622 | 23890.0894 |  | 0
1989-08-03 | 0 | 0 | 0 | 0 | -6.6845 | -6.6845 | 3187.1777 | 23840.0894 |  | 0
1989-08-04 | 0.0025 | 6.2882 | 3.6551 | 3.6551 | -4.0514 | -4.0514 | 3183.1263 | 23809.785 |  | 0
1989-08-05 | 0 | 0 | 0 | 0 | -6.6845 | -6.6845 | 3176.4418 | 23759.785 |  | 0
1989-08-06 | 0 | 0 | 0 | 0 | -6.6845 | -6.6845 | 3169.7573 | 23709.7849 |  | 0
1989-08-07 | 0.10417 | 262.0083 | 3.6551 | 3.6551 | 251.6688 | 251.6688 | 3421.4261 | 25592.2672 |  | 0
1989-08-08 | 0.00083333 | 2.0961 | 3.6551 | 2.0961 | -6.6845 | -6.6845 | 3414.7416 | 25542.2671 |  | 0
1989-08-09 | 0 | 0 | 0 | 0 | -6.6845 | -6.6845 | 3408.0571 | 25492.2671 |  | 0
1989-08-10 | 0 | 0 | 0 | 0 | -6.6845 | -6.6845 | 3401.3726 | 25442.267 |  | 0
1989-08-11 | 0 | 0 | 0 | 0 | -6.6845 | -6.6845 | 3394.6881 | 25392.2669 |  | 0
1989-08-12 | 0 | 0 | 0 | 0 | -6.6845 | -6.6845 | 3388.0036 | 25342.2669 |  | 0
1989-08-13 | 0.025 | 62.882 | 3.6551 | 3.6551 | 52.5424 | 52.5424 | 3440.546 | 25735.2842 |  | 0
1989-08-14 | 0.0033333 | 8.3843 | 3.6551 | 3.6551 | -1.9553 | -1.9553 | 3438.5907 | 25720.6584 |  | 0
1989-08-15 | 0 | 0 | 0 | 0 | -6.6845 | -6.6845 | 3431.9062 | 25670.6584 |  | 0
1989-08-16 | 0.00083333 | 2.0961 | 3.6551 | 2.0961 | -6.6845 | -6.6845 | 3425.2217 | 25620.6583 |  | 0
1989-08-17 | 0 | 0 | 0 | 0 | -6.6845 | -6.6845 | 3418.5372 | 25570.6583 |  | 0
1989-08-18 | 0 | 0 | 0 | 0 | -6.6845 | -6.6845 | 3411.8527 | 25520.6582 |  | 0
1989-08-19 | 0 | 0 | 0 | 0 | -6.6845 | -6.6845 | 3405.1682 | 25470.6581 |  | 0
1989-08-20 | 0 | 0 | 0 | 0 | -6.6845 | -6.6845 | 3398.4837 | 25420.6581 |  | 0
1989-08-21 | 0.071667 | 180.2617 | 3.6551 | 3.6551 | 169.9222 | 169.9222 | 3568.4059 | 26691.6758 |  | 0
1989-08-22 | 0.029167 | 73.3623 | 3.6551 | 3.6551 | 63.0228 | 63.0228 | 3631.4286 | 27163.086 |  | 0
1989-08-23 | 0 | 0 | 0 | 0 | -6.6845 | -6.6845 | 3624.7441 | 27113.0859 |  | 0
1989-08-24 | 0 | 0 | 0 | 0 | -6.6845 | -6.6845 | 3618.0596 | 27063.0859 |  | 0
1989-08-25 | 0.011667 | 29.3449 | 3.6551 | 3.6551 | 19.0054 | 19.0054 | 3637.065 | 27205.2459 |  | 0
1989-08-26 | 0.015833 | 39.8253 | 3.6551 | 3.6551 | 29.4857 | 29.4857 | 3666.5506 | 27425.7988 |  | 0
1989-08-27 | 0 | 0 | 0 | 0 | -6.6845 | -6.6845 | 3659.8661 | 27375.7988 |  | 0
1989-08-28 | 0.0066667 | 16.7685 | 3.6551 | 3.6551 | 6.429 | 6.429 | 3666.2951 | 27423.8873 |  | 0
1989-08-29 | 0.050833 | 127.8601 | 3.6551 | 3.6551 | 117.5205 | 117.5205 | 3783.8156 | 28302.9406 |  | 0
1989-08-30 | 0 | 0 | 0 | 0 | -6.6845 | -6.6845 | 3777.1311 | 28252.9405 |  | 0
1989-08-31 | 0 | 0 | 0 | 0 | -6.6845 | -6.6845 | 3770.4466 | 28202.9405 |  | 0
1989-09-01 | 0 | 0 | 0 | 0 | -6.6845 | -6.6845 | 3763.7621 | 28152.9404 |  | 0
1989-09-02 | 0 | 0 | 0 | 0 | -6.6845 | -6.6845 | 3757.0776 | 28102.9403 |  | 0
1989-09-03 | 0 | 0 | 0 | 0 | -6.6845 | -6.6845 | 3750.3931 | 28052.9403 |  | 0
1989-09-04 | 0 | 0 | 0 | 0 | -6.6845 | -6.6845 | 3743.7086 | 28002.9402 |  | 0
1989-09-05 | 0 | 0 | 0 | 0 | -6.6845 | -6.6845 | 3737.0241 | 27952.9402 |  | 0
1989-09-06 | 0 | 0 | 0 | 0 | -6.6845 | -6.6845 | 3730.3396 | 27902.9401 |  | 0
1989-09-07 | 0.026667 | 67.0741 | 3.6551 | 3.6551 | 56.7346 | 56.7346 | 3787.0741 | 28327.3146 |  | 0
1989-09-08 | 0.0058333 | 14.6725 | 3.6551 | 3.6551 | 4.3329 | 4.3329 | 3791.407 | 28359.7245 |  | 0
1989-09-09 | 0.016667 | 41.9213 | 3.6551 | 3.6551 | 31.5818 | 31.5818 | 3822.9888 | 28595.9561 |  | 0
1989-09-10 | 0.06 | 150.9168 | 3.6551 | 3.6551 | 140.5772 | 140.5772 | 3963.566 | 29647.4737 |  | 0
1989-09-11 | 0.029167 | 73.3623 | 3.6551 | 3.6551 | 63.0228 | 63.0228 | 4003.7455 | 29948.0163 |  | 16.1588
1989-09-12 | 0 | 0 | 0 | 0 | -6.6845 | -6.6845 | 3997.061 | 29898.0163 |  | 0
1989-09-13 | 0.0725 | 182.3578 | 3.6551 | 3.6551 | 172.0182 | 172.0182 | 4003.7455 | 29948.0163 |  | 158.6492
1989-09-14 | 0 | 0 | 0 | 0 | -6.6845 | -6.6845 | 3997.061 | 29898.0163 |  | 0
1989-09-15 | 0 | 0 | 0 | 0 | -6.6845 | -6.6845 | 3990.3765 | 29848.0162 |  | 0
1989-09-16 | 0 | 0 | 0 | 0 | -6.6845 | -6.6845 | 3983.692 | 29798.0162 |  | 0
1989-09-17 | 0 | 0 | 0 | 0 | -6.6845 | -6.6845 | 3977.0075 | 29748.0161 |  | 0
1989-09-18 | 0 | 0 | 0 | 0 | -6.6845 | -6.6845 | 3970.323 | 29698.016 |  | 0
1989-09-19 | 0 | 0 | 0 | 0 | -6.6845 | -6.6845 | 3963.6385 | 29648.016 |  | 0
1989-09-20 | 0 | 0 | 0 | 0 | -6.6845 | -6.6845 | 3956.954 | 29598.0159 |  | 0
1989-09-21 | 0 | 0 | 0 | 0 | -6.6845 | -6.6845 | 3950.2695 | 29548.0159 |  | 0
1989-09-22 | 0 | 0 | 0 | 0 | -6.6845 | -6.6845 | 3943.585 | 29498.0158 |  | 0
1989-09-23 | 0 | 0 | 0 | 0 | -6.6845 | -6.6845 | 3936.9005 | 29448.0157 |  | 0
1989-09-24 | 0 | 0 | 0 | 0 | -6.6845 | -6.6845 | 3930.216 | 29398.0157 |  | 0
1989-09-25 | 0 | 0 | 0 | 0 | -6.6845 | -6.6845 | 3923.5315 | 29348.0156 |  | 0
1989-09-26 | 0 | 0 | 0 | 0 | -6.6845 | -6.6845 | 3916.847 | 29298.0156 |  | 0
1989-09-27 | 0 | 0 | 0 | 0 | -6.6845 | -6.6845 | 3910.1625 | 29248.0155 |  | 0
1989-09-28 | 0 | 0 | 0 | 0 | -6.6845 | -6.6845 | 3903.478 | 29198.0154 |  | 0
1989-09-29 | 0 | 0 | 0 | 0 | -6.6845 | -6.6845 | 3896.7935 | 29148.0154 |  | 0
1989-09-30 | 0 | 0 | 0 | 0 | -6.6845 | -6.6845 | 3890.109 | 29098.0153 |  | 0
1989-10-01 | 0 | 0 | 0 | 0 | -6.6845 | -6.6845 | 3883.4245 | 29048.0153 |  | 0
1989-10-02 | 0 | 0 | 0 | 0 | -6.6845 | -6.6845 | 3876.74 | 28998.0152 |  | 0
1989-10-03 | 0 | 0 | 0 | 0 | -6.6845 | -6.6845 | 3870.0555 | 28948.0151 |  | 0
1989-10-04 | 0 | 0 | 0 | 0 | -6.6845 | -6.6845 | 3863.371 | 28898.0151 |  | 0
1989-10-05 | 0 | 0 | 0 | 0 | -6.6845 | -6.6845 | 3856.6865 | 28848.015 |  | 0
1989-10-06 | 0 | 0 | 0 | 0 | -6.6845 | -6.6845 | 3850.002 | 28798.015 |  | 0
1989-10-07 | 0 | 0 | 0 | 0 | -6.6845 | -6.6845 | 3843.3175 | 28748.0149 |  | 0
1989-10-08 | 0.0125 | 31.441 | 3.6551 | 3.6551 | 21.1014 | 21.1014 | 3864.4189 | 28905.8535 |  | 0
1989-10-09 | 0.045 | 113.1876 | 3.6551 | 3.6551 | 102.848 | 102.848 | 3967.2669 | 29675.1567 |  | 0
1989-10-10 | 0 | 0 | 0 | 0 | -6.6845 | -6.6845 | 3960.5824 | 29625.1566 |  | 0
1989-10-11 | 0 | 0 | 0 | 0 | -6.6845 | -6.6845 | 3953.8979 | 29575.1566 |  | 0
1989-10-12 | 0 | 0 | 0 | 0 | -6.6845 | -6.6845 | 3947.2134 | 29525.1565 |  | 0
1989-10-13 | 0 | 0 | 0 | 0 | -6.6845 | -6.6845 | 3940.5289 | 29475.1565 |  | 0
1989-10-14 | 0 | 0 | 0 | 0 | -6.6845 | -6.6845 | 3933.8444 | 29425.1564 |  | 0
1989-10-15 | 0 | 0 | 0 | 0 | -6.6845 | -6.6845 | 3927.1599 | 29375.1563 |  | 0
1989-10-16 | 0 | 0 | 0 | 0 | -6.6845 | -6.6845 | 3920.4754 | 29325.1563 |  | 0
1989-10-17 | 0 | 0 | 0 | 0 | -6.6845 | -6.6845 | 3913.7909 | 29275.1562 |  | 0
1989-10-18 | 0 | 0 | 0 | 0 | -6.6845 | -6.6845 | 3907.1064 | 29225.1562 |  | 0
1989-10-19 | 0 | 0 | 0 | 0 | -6.6845 | -6.6845 | 3900.4219 | 29175.1561 |  | 0
1989-10-20 | 0 | 0 | 0 | 0 | -6.6845 | -6.6845 | 3893.7374 | 29125.156 |  | 0
1989-10-21 | 0 | 0 | 0 | 0 | -6.6845 | -6.6845 | 3887.0529 | 29075.156 |  | 0
1989-10-22 | 0 | 0 | 0 | 0 | -6.6845 | -6.6845 | 3880.3684 | 29025.1559 |  | 0
1989-10-23 | 0 | 0 | 0 | 0 | -6.6845 | -6.6845 | 3873.6839 | 28975.1559 |  | 0
1989-10-24 | 0 | 0 | 0 | 0 | -6.6845 | -6.6845 | 3866.9994 | 28925.1558 |  | 0
1989-10-25 | 0 | 0 | 0 | 0 | -6.6845 | -6.6845 | 3860.3149 | 28875.1557 |  | 0
1989-10-26 | 0 | 0 | 0 | 0 | -6.6845 | -6.6845 | 3853.6304 | 28825.1557 |  | 0
1989-10-27 | 0 | 0 | 0 | 0 | -6.6845 | -6.6845 | 3846.9459 | 28775.1556 |  | 0
1989-10-28 | 0 | 0 | 0 | 0 | -6.6845 | -6.6845 | 3840.2614 | 28725.1556 |  | 0
1989-10-29 | 0 | 0 | 0 | 0 | -6.6845 | -6.6845 | 3833.5769 | 28675.1555 |  | 0
1989-10-30 | 0 | 0 | 0 | 0 | -6.6845 | -6.6845 | 3826.8924 | 28625.1554 |  | 0
1989-10-31 | 0 | 0 | 0 | 0 | -6.6845 | -6.6845 | 3820.2079 | 28575.1554 |  | 0
1989-11-01 | 0 | 0 | 0 | 0 | -6.6845 | -6.6845 | 3813.5234 | 28525.1553 |  | 0
1989-11-02 | 0 | 0 | 0 | 0 | -6.6845 | -6.6845 | 3806.8389 | 28475.1553 |  | 0
1989-11-03 | 0 | 0 | 0 | 0 | -6.6845 | -6.6845 | 3800.1544 | 28425.1552 |  | 0
1989-11-04 | 0 | 0 | 0 | 0 | -6.6845 | -6.6845 | 3793.4699 | 28375.1551 |  | 0
1989-11-05 | 0 | 0 | 0 | 0 | -6.6845 | -6.6845 | 3786.7854 | 28325.1551 |  | 0
1989-11-06 | 0 | 0 | 0 | 0 | -6.6845 | -6.6845 | 3780.1009 | 28275.155 |  | 0
1989-11-07 | 0 | 0 | 0 | 0 | -6.6845 | -6.6845 | 3773.4164 | 28225.155 |  | 0
1989-11-08 | 0 | 0 | 0 | 0 | -6.6845 | -6.6845 | 3766.7319 | 28175.1549 |  | 0
1989-11-09 | 0 | 0 | 0 | 0 | -6.6845 | -6.6845 | 3760.0474 | 28125.1548 |  | 0
1989-11-10 | 0 | 0 | 0 | 0 | -6.6845 | -6.6845 | 3753.3629 | 28075.1548 |  | 0
1989-11-11 | 0 | 0 | 0 | 0 | -6.6845 | -6.6845 | 3746.6784 | 28025.1547 |  | 0
1989-11-12 | 0 | 0 | 0 | 0 | -6.6845 | -6.6845 | 3739.9939 | 27975.1547 |  | 0
1989-11-13 | 0 | 0 | 0 | 0 | -6.6845 | -6.6845 | 3733.3094 | 27925.1546 |  | 0
1989-11-14 | 0 | 0 | 0 | 0 | -6.6845 | -6.6845 | 3726.6249 | 27875.1545 |  | 0
1989-11-15 | 0 | 0 | 0 | 0 | -6.6845 | -6.6845 | 3719.9404 | 27825.1545 |  | 0
1989-11-16 | 0 | 0 | 0 | 0 | -6.6845 | -6.6845 | 3713.2559 | 27775.1544 |  | 0
1989-11-17 | 0 | 0 | 0 | 0 | -6.6845 | -6.6845 | 3706.5714 | 27725.1544 |  | 0
1989-11-18 | 0 | 0 | 0 | 0 | -6.6845 | -6.6845 | 3699.8869 | 27675.1543 |  | 0
1989-11-19 | 0 | 0 | 0 | 0 | -6.6845 | -6.6845 | 3693.2024 | 27625.1542 |  | 0
1989-11-20 | 0 | 0 | 0 | 0 | -6.6845 | -6.6845 | 3686.5179 | 27575.1542 |  | 0
1989-11-21 | 0.005 | 12.5764 | 3.6551 | 3.6551 | 2.2368 | 2.2368 | 3688.7548 | 27591.8856 |  | 0
1989-11-22 | 0 | 0 | 0 | 0 | -6.6845 | -6.6845 | 3682.0703 | 27541.8855 |  | 0
1989-11-23 | 0 | 0 | 0 | 0 | -6.6845 | -6.6845 | 3675.3858 | 27491.8855 |  | 0
1989-11-24 | 0 | 0 | 0 | 0 | -6.6845 | -6.6845 | 3668.7013 | 27441.8854 |  | 0
1989-11-25 | 0 | 0 | 0 | 0 | -6.6845 | -6.6845 | 3662.0168 | 27391.8854 |  | 0
1989-11-26 | 0 | 0 | 0 | 0 | -6.6845 | -6.6845 | 3655.3323 | 27341.8853 |  | 0
1989-11-27 | 0 | 0 | 0 | 0 | -6.6845 | -6.6845 | 3648.6478 | 27291.8852 |  | 0
1989-11-28 | 0 | 0 | 0 | 0 | -6.6845 | -6.6845 | 3641.9633 | 27241.8852 |  | 0
1989-11-29 | 0 | 0 | 0 | 0 | -6.6845 | -6.6845 | 3635.2788 | 27191.8851 |  | 0
1989-11-30 | 0 | 0 | 0 | 0 | -6.6845 | -6.6845 | 3628.5943 | 27141.8851 |  | 0
1989-12-01 | 0 | 0 | 0 | 0 | -6.6845 | -6.6845 | 3621.9098 | 27091.885 |  | 0
1989-12-02 | 0 | 0 | 0 | 0 | -6.6845 | -6.6845 | 3615.2253 | 27041.8849 |  | 0
1989-12-03 | 0 | 0 | 0 | 0 | -6.6845 | -6.6845 | 3608.5408 | 26991.8849 |  | 0
1989-12-04 | 0 | 0 | 0 | 0 | -6.6845 | -6.6845 | 3601.8563 | 26941.8848 |  | 0
1989-12-05 | 0 | 0 | 0 | 0 | -6.6845 | -6.6845 | 3595.1718 | 26891.8848 |  | 0
1989-12-06 | 0 | 0 | 0 | 0 | -6.6845 | -6.6845 | 3588.4873 | 26841.8847 |  | 0
1989-12-07 | 0 | 0 | 0 | 0 | -6.6845 | -6.6845 | 3581.8028 | 26791.8846 |  | 0
1989-12-08 | 0 | 0 | 0 | 0 | -6.6845 | -6.6845 | 3575.1183 | 26741.8846 |  | 0
1989-12-09 | 0 | 0 | 0 | 0 | -6.6845 | -6.6845 | 3568.4338 | 26691.8845 |  | 0
1989-12-10 | 0 | 0 | 0 | 0 | -6.6845 | -6.6845 | 3561.7493 | 26641.8845 |  | 0
1989-12-11 | 0.00083333 | 2.0961 | 3.6551 | 2.0961 | -6.6845 | -6.6845 | 3555.0648 | 26591.8844 |  | 0
1989-12-12 | 0 | 0 | 0 | 0 | -6.6845 | -6.6845 | 3548.3803 | 26541.8843 |  | 0
1989-12-13 | 0 | 0 | 0 | 0 | -6.6845 | -6.6845 | 3541.6958 | 26491.8843 |  | 0
1989-12-14 | 0 | 0 | 0 | 0 | -6.6845 | -6.6845 | 3535.0113 | 26441.8842 |  | 0
1989-12-15 | 0 | 0 | 0 | 0 | -6.6845 | -6.6845 | 3528.3268 | 26391.8842 |  | 0
1989-12-16 | 0 | 0 | 0 | 0 | -6.6845 | -6.6845 | 3521.6423 | 26341.8841 |  | 0
1989-12-17 | 0 | 0 | 0 | 0 | -6.6845 | -6.6845 | 3514.9578 | 26291.884 |  | 0
1989-12-18 | 0 | 0 | 0 | 0 | -6.6845 | -6.6845 | 3508.2733 | 26241.884 |  | 0
1989-12-19 | 0 | 0 | 0 | 0 | -6.6845 | -6.6845 | 3501.5888 | 26191.8839 |  | 0
1989-12-20 | 0 | 0 | 0 | 0 | -6.6845 | -6.6845 | 3494.9043 | 26141.8839 |  | 0
1989-12-21 | 0 | 0 | 0 | 0 | -6.6845 | -6.6845 | 3488.2198 | 26091.8838 |  | 0
1989-12-22 | 0 | 0 | 0 | 0 | -6.6845 | -6.6845 | 3481.5353 | 26041.8837 |  | 0
1989-12-23 | 0 | 0 | 0 | 0 | -6.6845 | -6.6845 | 3474.8508 | 25991.8837 |  | 0
1989-12-24 | 0 | 0 | 0 | 0 | -6.6845 | -6.6845 | 3468.1663 | 25941.8836 |  | 0
1989-12-25 | 0 | 0 | 0 | 0 | -6.6845 | -6.6845 | 3461.4818 | 25891.8836 |  | 0
1989-12-26 | 0 | 0 | 0 | 0 | -6.6845 | -6.6845 | 3454.7973 | 25841.8835 |  | 0
1989-12-27 | 0 | 0 | 0 | 0 | -6.6845 | -6.6845 | 3448.1128 | 25791.8834 |  | 0
1989-12-28 | 0 | 0 | 0 | 0 | -6.6845 | -6.6845 | 3441.4283 | 25741.8834 |  | 0
1989-12-29 | 0 | 0 | 0 | 0 | -6.6845 | -6.6845 | 3434.7438 | 25691.8833 |  | 0
1989-12-30 | 0 | 0 | 0 | 0 | -6.6845 | -6.6845 | 3428.0593 | 25641.8833 |  | 0
1989-12-31 | 0 | 0 | 0 | 0 | -6.6845 | -6.6845 | 3421.3748 | 25591.8832 |  | 0
1990-01-01 | 0 | 0 | 0 | 0 | -6.6845 | -6.6845 | 3414.6903 | 25541.8831 |  | 0
1990-01-02 | 0 | 0 | 0 | 0 | -6.6845 | -6.6845 | 3408.0058 | 25491.8831 |  | 0
1990-01-03 | 0 | 0 | 0 | 0 | -6.6845 | -6.6845 | 3401.3213 | 25441.883 |  | 0
1990-01-04 | 0 | 0 | 0 | 0 | -6.6845 | -6.6845 | 3394.6368 | 25391.883 |  | 0
1990-01-05 | 0 | 0 | 0 | 0 | -6.6845 | -6.6845 | 3387.9523 | 25341.8829 |  | 0
1990-01-06 | 0.0041667 | 10.4803 | 3.6551 | 3.6551 | 0.14075 | 0.14075 | 3388.093 | 25342.9357 |  | 0
1990-01-07 | 0 | 0 | 0 | 0 | -6.6845 | -6.6845 | 3381.4085 | 25292.9357 |  | 0
1990-01-08 | 0 | 0 | 0 | 0 | -6.6845 | -6.6845 | 3374.724 | 25242.9356 |  | 0
1990-01-09 | 0 | 0 | 0 | 0 | -6.6845 | -6.6845 | 3368.0395 | 25192.9356 |  | 0
1990-01-10 | 0 | 0 | 0 | 0 | -6.6845 | -6.6845 | 3361.355 | 25142.9355 |  | 0
1990-01-11 | 0 | 0 | 0 | 0 | -6.6845 | -6.6845 | 3354.6705 | 25092.9354 |  | 0
1990-01-12 | 0.00083333 | 2.0961 | 3.6551 | 2.0961 | -6.6845 | -6.6845 | 3347.986 | 25042.9354 |  | 0
1990-01-13 | 0 | 0 | 0 | 0 | -6.6845 | -6.6845 | 3341.3015 | 24992.9353 |  | 0
1990-01-14 | 0 | 0 | 0 | 0 | -6.6845 | -6.6845 | 3334.617 | 24942.9353 |  | 0
1990-01-15 | 0 | 0 | 0 | 0 | -6.6845 | -6.6845 | 3327.9325 | 24892.9352 |  | 0
1990-01-16 | 0 | 0 | 0 | 0 | -6.6845 | -6.6845 | 3321.248 | 24842.9351 |  | 0
1990-01-17 | 0 | 0 | 0 | 0 | -6.6845 | -6.6845 | 3314.5635 | 24792.9351 |  | 0
1990-01-18 | 0 | 0 | 0 | 0 | -6.6845 | -6.6845 | 3307.879 | 24742.935 |  | 0
1990-01-19 | 0 | 0 | 0 | 0 | -6.6845 | -6.6845 | 3301.1945 | 24692.935 |  | 0
1990-01-20 | 0 | 0 | 0 | 0 | -6.6845 | -6.6845 | 3294.51 | 24642.9349 |  | 0
1990-01-21 | 0 | 0 | 0 | 0 | -6.6845 | -6.6845 | 3287.8255 | 24592.9348 |  | 0
1990-01-22 | 0 | 0 | 0 | 0 | -6.6845 | -6.6845 | 3281.141 | 24542.9348 |  | 0
1990-01-23 | 0 | 0 | 0 | 0 | -6.6845 | -6.6845 | 3274.4565 | 24492.9347 |  | 0
1990-01-24 | 0 | 0 | 0 | 0 | -6.6845 | -6.6845 | 3267.772 | 24442.9347 |  | 0
1990-01-25 | 0 | 0 | 0 | 0 | -6.6845 | -6.6845 | 3261.0875 | 24392.9346 |  | 0
1990-01-26 | 0 | 0 | 0 | 0 | -6.6845 | -6.6845 | 3254.403 | 24342.9345 |  | 0
1990-01-27 | 0 | 0 | 0 | 0 | -6.6845 | -6.6845 | 3247.7185 | 24292.9345 |  | 0
1990-01-28 | 0 | 0 | 0 | 0 | -6.6845 | -6.6845 | 3241.034 | 24242.9344 |  | 0
1990-01-29 | 0 | 0 | 0 | 0 | -6.6845 | -6.6845 | 3234.3495 | 24192.9344 |  | 0
1990-01-30 | 0 | 0 | 0 | 0 | -6.6845 | -6.6845 | 3227.665 | 24142.9343 |  | 0
1990-01-31 | 0 | 0 | 0 | 0 | -6.6845 | -6.6845 | 3220.9805 | 24092.9342 |  | 0
1990-02-01 | 0.0066667 | 16.7685 | 3.6551 | 3.6551 | 6.429 | 6.429 | 3227.4095 | 24141.0228 |  | 0
1990-02-02 | 0 | 0 | 0 | 0 | -6.6845 | -6.6845 | 3220.725 | 24091.0227 |  | 0
1990-02-03 | 0 | 0 | 0 | 0 | -6.6845 | -6.6845 | 3214.0405 | 24041.0227 |  | 0
1990-02-04 | 0 | 0 | 0 | 0 | -6.6845 | -6.6845 | 3207.356 | 23991.0226 |  | 0
1990-02-05 | 0 | 0 | 0 | 0 | -6.6845 | -6.6845 | 3200.6715 | 23941.0226 |  | 0
1990-02-06 | 0 | 0 | 0 | 0 | -6.6845 | -6.6845 | 3193.987 | 23891.0225 |  | 0
1990-02-07 | 0 | 0 | 0 | 0 | -6.6845 | -6.6845 | 3187.3025 | 23841.0224 |  | 0
1990-02-08 | 0 | 0 | 0 | 0 | -6.6845 | -6.6845 | 3180.618 | 23791.0224 |  | 0
1990-02-09 | 0 | 0 | 0 | 0 | -6.6845 | -6.6845 | 3173.9335 | 23741.0223 |  | 0
1990-02-10 | 0 | 0 | 0 | 0 | -6.6845 | -6.6845 | 3167.249 | 23691.0223 |  | 0
1990-02-11 | 0 | 0 | 0 | 0 | -6.6845 | -6.6845 | 3160.5645 | 23641.0222 |  | 0
1990-02-12 | 0 | 0 | 0 | 0 | -6.6845 | -6.6845 | 3153.88 | 23591.0221 |  | 0
1990-02-13 | 0 | 0 | 0 | 0 | -6.6845 | -6.6845 | 3147.1955 | 23541.0221 |  | 0
1990-02-14 | 0.0016667 | 4.1921 | 3.6551 | 3.6551 | -6.1474 | -6.1474 | 3141.048 | 23495.0392 |  | 0
1990-02-15 | 0 | 0 | 0 | 0 | -6.6845 | -6.6845 | 3134.3635 | 23445.0391 |  | 0
1990-02-16 | 0 | 0 | 0 | 0 | -6.6845 | -6.6845 | 3127.679 | 23395.0391 |  | 0
1990-02-17 | 0 | 0 | 0 | 0 | -6.6845 | -6.6845 | 3120.9945 | 23345.039 |  | 0
1990-02-18 | 0 | 0 | 0 | 0 | -6.6845 | -6.6845 | 3114.31 | 23295.0389 |  | 0
1990-02-19 | 0 | 0 | 0 | 0 | -6.6845 | -6.6845 | 3107.6255 | 23245.0389 |  | 0
1990-02-20 | 0 | 0 | 0 | 0 | -6.6845 | -6.6845 | 3100.941 | 23195.0388 |  | 0
1990-02-21 | 0 | 0 | 0 | 0 | -6.6845 | -6.6845 | 3094.2565 | 23145.0388 |  | 0
1990-02-22 | 0 | 0 | 0 | 0 | -6.6845 | -6.6845 | 3087.572 | 23095.0387 |  | 0
1990-02-23 | 0 | 0 | 0 | 0 | -6.6845 | -6.6845 | 3080.8875 | 23045.0386 |  | 0
1990-02-24 | 0 | 0 | 0 | 0 | -6.6845 | -6.6845 | 3074.203 | 22995.0386 |  | 0
1990-02-25 | 0 | 0 | 0 | 0 | -6.6845 | -6.6845 | 3067.5185 | 22945.0385 |  | 0
1990-02-26 | 0 | 0 | 0 | 0 | -6.6845 | -6.6845 | 3060.834 | 22895.0385 |  | 0
1990-02-27 | 0.0041667 | 10.4803 | 3.6551 | 3.6551 | 0.14075 | 0.14075 | 3060.9748 | 22896.0913 |  | 0
1990-02-28 | 0.0066667 | 16.7685 | 3.6551 | 3.6551 | 6.429 | 6.429 | 3067.4037 | 22944.1799 |  | 0
1990-03-01 | 0 | 0 | 0 | 0 | -6.6845 | -6.6845 | 3060.7192 | 22894.1798 |  | 0
1990-03-02 | 0 | 0 | 0 | 0 | -6.6845 | -6.6845 | 3054.0347 | 22844.1797 |  | 0
1990-03-03 | 0.00083333 | 2.0961 | 3.6551 | 2.0961 | -6.6845 | -6.6845 | 3047.3502 | 22794.1797 |  | 0
1990-03-04 | 0 | 0 | 0 | 0 | -6.6845 | -6.6845 | 3040.6657 | 22744.1796 |  | 0
1990-03-05 | 0 | 0 | 0 | 0 | -6.6845 | -6.6845 | 3033.9812 | 22694.1796 |  | 0
1990-03-06 | 0 | 0 | 0 | 0 | -6.6845 | -6.6845 | 3027.2967 | 22644.1795 |  | 0
1990-03-07 | 0 | 0 | 0 | 0 | -6.6845 | -6.6845 | 3020.6122 | 22594.1794 |  | 0
1990-03-08 | 0 | 0 | 0 | 0 | -6.6845 | -6.6845 | 3013.9277 | 22544.1794 |  | 0
1990-03-09 | 0 | 0 | 0 | 0 | -6.6845 | -6.6845 | 3007.2432 | 22494.1793 |  | 0
1990-03-10 | 0.025 | 62.882 | 3.6551 | 3.6551 | 52.5424 | 52.5424 | 3059.7856 | 22887.1966 |  | 0
1990-03-11 | 0 | 0 | 0 | 0 | -6.6845 | -6.6845 | 3053.1011 | 22837.1966 |  | 0
1990-03-12 | 0 | 0 | 0 | 0 | -6.6845 | -6.6845 | 3046.4166 | 22787.1965 |  | 0
1990-03-13 | 0 | 0 | 0 | 0 | -6.6845 | -6.6845 | 3039.7321 | 22737.1964 |  | 0
1990-03-14 | 0 | 0 | 0 | 0 | -6.6845 | -6.6845 | 3033.0476 | 22687.1964 |  | 0
1990-03-15 | 0 | 0 | 0 | 0 | -6.6845 | -6.6845 | 3026.3631 | 22637.1963 |  | 0
1990-03-16 | 0 | 0 | 0 | 0 | -6.6845 | -6.6845 | 3019.6786 | 22587.1963 |  | 0
1990-03-17 | 0 | 0 | 0 | 0 | -6.6845 | -6.6845 | 3012.9941 | 22537.1962 |  | 0
1990-03-18 | 0 | 0 | 0 | 0 | -6.6845 | -6.6845 | 3006.3096 | 22487.1961 |  | 0
1990-03-19 | 0 | 0 | 0 | 0 | -6.6845 | -6.6845 | 2999.6251 | 22437.1961 |  | 0
1990-03-20 | 0 | 0 | 0 | 0 | -6.6845 | -6.6845 | 2992.9406 | 22387.196 |  | 0
1990-03-21 | 0 | 0 | 0 | 0 | -6.6845 | -6.6845 | 2986.2561 | 22337.196 |  | 0
1990-03-22 | 0 | 0 | 0 | 0 | -6.6845 | -6.6845 | 2979.5716 | 22287.1959 |  | 0
1990-03-23 | 0.0041667 | 10.4803 | 3.6551 | 3.6551 | 0.14075 | 0.14075 | 2979.7124 | 22288.2487 |  | 0
1990-03-24 | 0.038333 | 96.4191 | 3.6551 | 3.6551 | 86.0795 | 86.0795 | 3065.7919 | 22932.1233 |  | 0
1990-03-25 | 0.005 | 12.5764 | 3.6551 | 3.6551 | 2.2368 | 2.2368 | 3068.0287 | 22948.8547 |  | 0
1990-03-26 | 0 | 0 | 0 | 0 | -6.6845 | -6.6845 | 3061.3442 | 22898.8546 |  | 0
1990-03-27 | 0.016667 | 41.9213 | 3.6551 | 3.6551 | 31.5818 | 31.5818 | 3092.926 | 23135.0862 |  | 0
1990-03-28 | 0 | 0 | 0 | 0 | -6.6845 | -6.6845 | 3086.2415 | 23085.0861 |  | 0
1990-03-29 | 0 | 0 | 0 | 0 | -6.6845 | -6.6845 | 3079.557 | 23035.086 |  | 0
1990-03-30 | 0 | 0 | 0 | 0 | -6.6845 | -6.6845 | 3072.8725 | 22985.086 |  | 0
1990-03-31 | 0 | 0 | 0 | 0 | -6.6845 | -6.6845 | 3066.188 | 22935.0859 |  | 0
1990-04-01 | 0 | 0 | 0 | 0 | -6.6845 | -6.6845 | 3059.5035 | 22885.0859 |  | 0
1990-04-02 | 0.0016667 | 4.1921 | 3.6551 | 3.6551 | -6.1474 | -6.1474 | 3053.356 | 22839.103 |  | 0
1990-04-03 | 0.03 | 75.4584 | 3.6551 | 3.6551 | 65.1188 | 65.1188 | 3118.4748 | 23326.1917 |  | 0
1990-04-04 | 0.0016667 | 4.1921 | 3.6551 | 3.6551 | -6.1474 | -6.1474 | 3112.3274 | 23280.2088 |  | 0
1990-04-05 | 0 | 0 | 0 | 0 | -6.6845 | -6.6845 | 3105.6429 | 23230.2088 |  | 0
1990-04-06 | 0 | 0 | 0 | 0 | -6.6845 | -6.6845 | 3098.9584 | 23180.2087 |  | 0
1990-04-07 | 0 | 0 | 0 | 0 | -6.6845 | -6.6845 | 3092.2739 | 23130.2086 |  | 0
1990-04-08 | 0 | 0 | 0 | 0 | -6.6845 | -6.6845 | 3085.5894 | 23080.2086 |  | 0
1990-04-09 | 0 | 0 | 0 | 0 | -6.6845 | -6.6845 | 3078.9049 | 23030.2085 |  | 0
1990-04-10 | 0 | 0 | 0 | 0 | -6.6845 | -6.6845 | 3072.2204 | 22980.2085 |  | 0
1990-04-11 | 0 | 0 | 0 | 0 | -6.6845 | -6.6845 | 3065.5359 | 22930.2084 |  | 0
1990-04-12 | 0 | 0 | 0 | 0 | -6.6845 | -6.6845 | 3058.8514 | 22880.2083 |  | 0
1990-04-13 | 0 | 0 | 0 | 0 | -6.6845 | -6.6845 | 3052.1669 | 22830.2083 |  | 0
1990-04-14 | 0 | 0 | 0 | 0 | -6.6845 | -6.6845 | 3045.4824 | 22780.2082 |  | 0
1990-04-15 | 0 | 0 | 0 | 0 | -6.6845 | -6.6845 | 3038.7979 | 22730.2082 |  | 0
1990-04-16 | 0 | 0 | 0 | 0 | -6.6845 | -6.6845 | 3032.1134 | 22680.2081 |  | 0
1990-04-17 | 0 | 0 | 0 | 0 | -6.6845 | -6.6845 | 3025.4289 | 22630.208 |  | 0
1990-04-18 | 0.0091667 | 23.0567 | 3.6551 | 3.6551 | 12.7172 | 12.7172 | 3038.146 | 22725.3324 |  | 0
1990-04-19 | 0.0075 | 18.8646 | 3.6551 | 3.6551 | 8.525 | 8.525 | 3046.6711 | 22789.0995 |  | 0
1990-04-20 | 0 | 0 | 0 | 0 | -6.6845 | -6.6845 | 3039.9866 | 22739.0994 |  | 0
1990-04-21 | 0.00083333 | 2.0961 | 3.6551 | 2.0961 | -6.6845 | -6.6845 | 3033.3021 | 22689.0994 |  | 0
1990-04-22 | 0.018333 | 46.1135 | 3.6551 | 3.6551 | 35.7739 | 35.7739 | 3069.0759 | 22956.6881 |  | 0
1990-04-23 | 0 | 0 | 0 | 0 | -6.6845 | -6.6845 | 3062.3914 | 22906.688 |  | 0
1990-04-24 | 0 | 0 | 0 | 0 | -6.6845 | -6.6845 | 3055.7069 | 22856.6879 |  | 0
1990-04-25 | 0 | 0 | 0 | 0 | -6.6845 | -6.6845 | 3049.0224 | 22806.6879 |  | 0
1990-04-26 | 0.0025 | 6.2882 | 3.6551 | 3.6551 | -4.0514 | -4.0514 | 3044.9711 | 22776.3835 |  | 0
1990-04-27 | 0 | 0 | 0 | 0 | -6.6845 | -6.6845 | 3038.2866 | 22726.3835 |  | 0
1990-04-28 | 0 | 0 | 0 | 0 | -6.6845 | -6.6845 | 3031.6021 | 22676.3834 |  | 0
1990-04-29 | 0 | 0 | 0 | 0 | -6.6845 | -6.6845 | 3024.9176 | 22626.3834 |  | 0
1990-04-30 | 0 | 0 | 0 | 0 | -6.6845 | -6.6845 | 3018.2331 | 22576.3833 |  | 0
1990-05-01 | 0 | 0 | 0 | 0 | -6.6845 | -6.6845 | 3011.5486 | 22526.3832 |  | 0
1990-05-02 | 0.0041667 | 10.4803 | 3.6551 | 3.6551 | 0.14075 | 0.14075 | 3011.6893 | 22527.4361 |  | 0
1990-05-03 | 0 | 0 | 0 | 0 | -6.6845 | -6.6845 | 3005.0048 | 22477.436 |  | 0
1990-05-04 | 0 | 0 | 0 | 0 | -6.6845 | -6.6845 | 2998.3203 | 22427.436 |  | 0
1990-05-05 | 0 | 0 | 0 | 0 | -6.6845 | -6.6845 | 2991.6358 | 22377.4359 |  | 0
1990-05-06 | 0 | 0 | 0 | 0 | -6.6845 | -6.6845 | 2984.9513 | 22327.4358 |  | 0
1990-05-07 | 0 | 0 | 0 | 0 | -6.6845 | -6.6845 | 2978.2668 | 22277.4358 |  | 0
1990-05-08 | 0 | 0 | 0 | 0 | -6.6845 | -6.6845 | 2971.5823 | 22227.4357 |  | 0
1990-05-09 | 0 | 0 | 0 | 0 | -6.6845 | -6.6845 | 2964.8978 | 22177.4357 |  | 0
1990-05-10 | 0 | 0 | 0 | 0 | -6.6845 | -6.6845 | 2958.2133 | 22127.4356 |  | 0
1990-05-11 | 0.005 | 12.5764 | 3.6551 | 3.6551 | 2.2368 | 2.2368 | 2960.4501 | 22144.167 |  | 0
1990-05-12 | 0 | 0 | 0 | 0 | -6.6845 | -6.6845 | 2953.7656 | 22094.167 |  | 0
1990-05-13 | 0 | 0 | 0 | 0 | -6.6845 | -6.6845 | 2947.0811 | 22044.1669 |  | 0
1990-05-14 | 0 | 0 | 0 | 0 | -6.6845 | -6.6845 | 2940.3966 | 21994.1668 |  | 0
1990-05-15 | 0 | 0 | 0 | 0 | -6.6845 | -6.6845 | 2933.7121 | 21944.1668 |  | 0
1990-05-16 | 0 | 0 | 0 | 0 | -6.6845 | -6.6845 | 2927.0276 | 21894.1667 |  | 0
1990-05-17 | 0 | 0 | 0 | 0 | -6.6845 | -6.6845 | 2920.3431 | 21844.1667 |  | 0
1990-05-18 | 0.005 | 12.5764 | 3.6551 | 3.6551 | 2.2368 | 2.2368 | 2922.58 | 21860.8981 |  | 0
1990-05-19 | 0 | 0 | 0 | 0 | -6.6845 | -6.6845 | 2915.8955 | 21810.898 |  | 0
1990-05-20 | 0 | 0 | 0 | 0 | -6.6845 | -6.6845 | 2909.211 | 21760.8979 |  | 0
1990-05-21 | 0 | 0 | 0 | 0 | -6.6845 | -6.6845 | 2902.5265 | 21710.8979 |  | 0
1990-05-22 | 0 | 0 | 0 | 0 | -6.6845 | -6.6845 | 2895.842 | 21660.8978 |  | 0
1990-05-23 | 0 | 0 | 0 | 0 | -6.6845 | -6.6845 | 2889.1575 | 21610.8978 |  | 0
1990-05-24 | 0 | 0 | 0 | 0 | -6.6845 | -6.6845 | 2882.473 | 21560.8977 |  | 0
1990-05-25 | 0 | 0 | 0 | 0 | -6.6845 | -6.6845 | 2875.7885 | 21510.8976 |  | 0
1990-05-26 | 0 | 0 | 0 | 0 | -6.6845 | -6.6845 | 2869.104 | 21460.8976 |  | 0
1990-05-27 | 0 | 0 | 0 | 0 | -6.6845 | -6.6845 | 2862.4195 | 21410.8975 |  | 0
1990-05-28 | 0 | 0 | 0 | 0 | -6.6845 | -6.6845 | 2855.735 | 21360.8975 |  | 0
1990-05-29 | 0 | 0 | 0 | 0 | -6.6845 | -6.6845 | 2849.0505 | 21310.8974 |  | 0
1990-05-30 | 0 | 0 | 0 | 0 | -6.6845 | -6.6845 | 2842.366 | 21260.8973 |  | 0
1990-05-31 | 0 | 0 | 0 | 0 | -6.6845 | -6.6845 | 2835.6815 | 21210.8973 |  | 0
1990-06-01 | 0 | 0 | 0 | 0 | -6.6845 | -6.6845 | 2828.997 | 21160.8972 |  | 0
1990-06-02 | 0 | 0 | 0 | 0 | -6.6845 | -6.6845 | 2822.3125 | 21110.8972 |  | 0
1990-06-03 | 0 | 0 | 0 | 0 | -6.6845 | -6.6845 | 2815.628 | 21060.8971 |  | 0
1990-06-04 | 0 | 0 | 0 | 0 | -6.6845 | -6.6845 | 2808.9435 | 21010.897 |  | 0
1990-06-05 | 0 | 0 | 0 | 0 | -6.6845 | -6.6845 | 2802.259 | 20960.897 |  | 0
1990-06-06 | 0 | 0 | 0 | 0 | -6.6845 | -6.6845 | 2795.5745 | 20910.8969 |  | 0
1990-06-07 | 0 | 0 | 0 | 0 | -6.6845 | -6.6845 | 2788.89 | 20860.8969 |  | 0
1990-06-08 | 0 | 0 | 0 | 0 | -6.6845 | -6.6845 | 2782.2055 | 20810.8968 |  | 0
1990-06-09 | 0 | 0 | 0 | 0 | -6.6845 | -6.6845 | 2775.521 | 20760.8967 |  | 0
1990-06-10 | 0 | 0 | 0 | 0 | -6.6845 | -6.6845 | 2768.8365 | 20710.8967 |  | 0
1990-06-11 | 0 | 0 | 0 | 0 | -6.6845 | -6.6845 | 2762.152 | 20660.8966 |  | 0
1990-06-12 | 0.005 | 12.5764 | 3.6551 | 3.6551 | 2.2368 | 2.2368 | 2764.3888 | 20677.628 |  | 0
1990-06-13 | 0.01 | 25.1528 | 3.6551 | 3.6551 | 14.8132 | 14.8132 | 2779.202 | 20788.4309 |  | 0
1990-06-14 | 0.0016667 | 4.1921 | 3.6551 | 3.6551 | -6.1474 | -6.1474 | 2773.0545 | 20742.448 |  | 0
1990-06-15 | 0.0025 | 6.2882 | 3.6551 | 3.6551 | -4.0514 | -4.0514 | 2769.0032 | 20712.1437 |  | 0
1990-06-16 | 0 | 0 | 0 | 0 | -6.6845 | -6.6845 | 2762.3187 | 20662.1436 |  | 0
1990-06-17 | 0 | 0 | 0 | 0 | -6.6845 | -6.6845 | 2755.6342 | 20612.1436 |  | 0
1990-06-18 | 0 | 0 | 0 | 0 | -6.6845 | -6.6845 | 2748.9497 | 20562.1435 |  | 0
1990-06-19 | 0 | 0 | 0 | 0 | -6.6845 | -6.6845 | 2742.2652 | 20512.1435 |  | 0
1990-06-20 | 0 | 0 | 0 | 0 | -6.6845 | -6.6845 | 2735.5807 | 20462.1434 |  | 0
1990-06-21 | 0 | 0 | 0 | 0 | -6.6845 | -6.6845 | 2728.8962 | 20412.1433 |  | 0
1990-06-22 | 0 | 0 | 0 | 0 | -6.6845 | -6.6845 | 2722.2117 | 20362.1433 |  | 0
1990-06-23 | 0 | 0 | 0 | 0 | -6.6845 | -6.6845 | 2715.5272 | 20312.1432 |  | 0
1990-06-24 | 0 | 0 | 0 | 0 | -6.6845 | -6.6845 | 2708.8427 | 20262.1432 |  | 0
1990-06-25 | 0 | 0 | 0 | 0 | -6.6845 | -6.6845 | 2702.1582 | 20212.1431 |  | 0
1990-06-26 | 0 | 0 | 0 | 0 | -6.6845 | -6.6845 | 2695.4737 | 20162.143 |  | 0
1990-06-27 | 0 | 0 | 0 | 0 | -6.6845 | -6.6845 | 2688.7892 | 20112.143 |  | 0
1990-06-28 | 0 | 0 | 0 | 0 | -6.6845 | -6.6845 | 2682.1047 | 20062.1429 |  | 0
1990-06-29 | 0 | 0 | 0 | 0 | -6.6845 | -6.6845 | 2675.4202 | 20012.1429 |  | 0
1990-06-30 | 0 | 0 | 0 | 0 | -6.6845 | -6.6845 | 2668.7357 | 19962.1428 |  | 0
1990-07-01 | 0 | 0 | 0 | 0 | -6.6845 | -6.6845 | 2662.0512 | 19912.1427 |  | 0
1990-07-02 | 0.03 | 75.4584 | 3.6551 | 3.6551 | 65.1188 | 65.1188 | 2727.17 | 20399.2315 |  | 0
1990-07-03 | 0 | 0 | 0 | 0 | -6.6845 | -6.6845 | 2720.4855 | 20349.2314 |  | 0
1990-07-04 | 0 | 0 | 0 | 0 | -6.6845 | -6.6845 | 2713.801 | 20299.2314 |  | 0
1990-07-05 | 0 | 0 | 0 | 0 | -6.6845 | -6.6845 | 2707.1165 | 20249.2313 |  | 0
1990-07-06 | 0 | 0 | 0 | 0 | -6.6845 | -6.6845 | 2700.432 | 20199.2313 |  | 0
1990-07-07 | 0.015833 | 39.8253 | 3.6551 | 3.6551 | 29.4857 | 29.4857 | 2729.9177 | 20419.7842 |  | 0
1990-07-08 | 0.030833 | 77.5545 | 3.6551 | 3.6551 | 67.2149 | 67.2149 | 2797.1326 | 20922.5516 |  | 0
1990-07-09 | 0.00083333 | 2.0961 | 3.6551 | 2.0961 | -6.6845 | -6.6845 | 2790.4481 | 20872.5515 |  | 0
1990-07-10 | 0 | 0 | 0 | 0 | -6.6845 | -6.6845 | 2783.7636 | 20822.5514 |  | 0
1990-07-11 | 0 | 0 | 0 | 0 | -6.6845 | -6.6845 | 2777.0791 | 20772.5514 |  | 0
1990-07-12 | 0 | 0 | 0 | 0 | -6.6845 | -6.6845 | 2770.3946 | 20722.5513 |  | 0
1990-07-13 | 0 | 0 | 0 | 0 | -6.6845 | -6.6845 | 2763.7101 | 20672.5513 |  | 0
1990-07-14 | 0.023333 | 58.6899 | 3.6551 | 3.6551 | 48.3503 | 48.3503 | 2812.0603 | 21034.2114 |  | 0
1990-07-15 | 0.0075 | 18.8646 | 3.6551 | 3.6551 | 8.525 | 8.525 | 2820.5854 | 21097.9785 |  | 0
1990-07-16 | 0.00083333 | 2.0961 | 3.6551 | 2.0961 | -6.6845 | -6.6845 | 2813.9009 | 21047.9785 |  | 0
1990-07-17 | 0 | 0 | 0 | 0 | -6.6845 | -6.6845 | 2807.2164 | 20997.9784 |  | 0
1990-07-18 | 0 | 0 | 0 | 0 | -6.6845 | -6.6845 | 2800.5319 | 20947.9784 |  | 0
1990-07-19 | 0 | 0 | 0 | 0 | -6.6845 | -6.6845 | 2793.8474 | 20897.9783 |  | 0
1990-07-20 | 0 | 0 | 0 | 0 | -6.6845 | -6.6845 | 2787.1629 | 20847.9782 |  | 0
1990-07-21 | 0 | 0 | 0 | 0 | -6.6845 | -6.6845 | 2780.4784 | 20797.9782 |  | 0
1990-07-22 | 0.0016667 | 4.1921 | 3.6551 | 3.6551 | -6.1474 | -6.1474 | 2774.3309 | 20751.9953 |  | 0
1990-07-23 | 0 | 0 | 0 | 0 | -6.6845 | -6.6845 | 2767.6464 | 20701.9952 |  | 0
1990-07-24 | 0.10833 | 272.4887 | 3.6551 | 3.6551 | 262.1491 | 262.1491 | 3029.7955 | 22662.8704 |  | 0
1990-07-25 | 0.015 | 37.7292 | 3.6551 | 3.6551 | 27.3896 | 27.3896 | 3057.1851 | 22867.7447 |  | 0
1990-07-26 | 0.29917 | 752.4879 | 3.6551 | 3.6551 | 742.1484 | 742.1484 | 3799.3335 | 28419.0144 |  | 0
1990-07-27 | 0.0058333 | 14.6725 | 3.6551 | 3.6551 | 4.3329 | 4.3329 | 3803.6664 | 28451.4244 |  | 0
1990-07-28 | 0.08 | 201.2224 | 3.6551 | 3.6551 | 190.8828 | 190.8828 | 3994.5492 | 29879.2279 |  | 0
1990-07-29 | 0.069167 | 173.9735 | 3.6551 | 3.6551 | 163.634 | 163.634 | 4003.7455 | 29948.0163 |  | 147.7531
1990-07-30 | 0.0475 | 119.4758 | 3.6551 | 3.6551 | 109.1362 | 109.1362 | 4003.7455 | 29948.0163 |  | 102.4517
1990-07-31 | 0.018333 | 46.1135 | 3.6551 | 3.6551 | 35.7739 | 35.7739 | 4003.7455 | 29948.0163 |  | 29.0894
1990-08-01 | 0.023333 | 58.6899 | 3.6551 | 3.6551 | 48.3503 | 48.3503 | 4003.7455 | 29948.0163 |  | 41.6658
1990-08-02 | 0.041667 | 104.8033 | 3.6551 | 3.6551 | 94.4638 | 94.4638 | 4003.7455 | 29948.0163 |  | 87.7793
1990-08-03 | 0.0033333 | 8.3843 | 3.6551 | 3.6551 | -1.9553 | -1.9553 | 4001.7902 | 29933.3906 |  | 0
1990-08-04 | 0 | 0 | 0 | 0 | -6.6845 | -6.6845 | 3995.1057 | 29883.3905 |  | 0
1990-08-05 | 0.00083333 | 2.0961 | 3.6551 | 2.0961 | -6.6845 | -6.6845 | 3988.4212 | 29833.3905 |  | 0
1990-08-06 | 0.031667 | 79.6505 | 3.6551 | 3.6551 | 69.311 | 69.311 | 4003.7455 | 29948.0163 |  | 47.3021
1990-08-07 | 0.0175 | 44.0174 | 3.6551 | 3.6551 | 33.6778 | 33.6778 | 4003.7455 | 29948.0163 |  | 26.9933
1990-08-08 | 0.038333 | 96.4191 | 3.6551 | 3.6551 | 86.0795 | 86.0795 | 4003.7455 | 29948.0163 |  | 79.395
1990-08-09 | 0 | 0 | 0 | 0 | -6.6845 | -6.6845 | 3997.061 | 29898.0163 |  | 0
1990-08-10 | 0.00083333 | 2.0961 | 3.6551 | 2.0961 | -6.6845 | -6.6845 | 3990.3765 | 29848.0162 |  | 0
1990-08-11 | 0 | 0 | 0 | 0 | -6.6845 | -6.6845 | 3983.692 | 29798.0162 |  | 0
1990-08-12 | 0 | 0 | 0 | 0 | -6.6845 | -6.6845 | 3977.0075 | 29748.0161 |  | 0
1990-08-13 | 0.026667 | 67.0741 | 3.6551 | 3.6551 | 56.7346 | 56.7346 | 4003.7455 | 29948.0163 |  | 23.3121
1990-08-14 | 0.021667 | 54.4977 | 3.6551 | 3.6551 | 44.1582 | 44.1582 | 4003.7455 | 29948.0163 |  | 37.4737
1990-08-15 | 0.060833 | 153.0129 | 3.6551 | 3.6551 | 142.6733 | 142.6733 | 4003.7455 | 29948.0163 |  | 135.9888
1990-08-16 | 0 | 0 | 0 | 0 | -6.6845 | -6.6845 | 3997.061 | 29898.0163 |  | 0
1990-08-17 | 0.016667 | 41.9213 | 3.6551 | 3.6551 | 31.5818 | 31.5818 | 4003.7455 | 29948.0163 |  | 18.2128
1990-08-18 | 0 | 0 | 0 | 0 | -6.6845 | -6.6845 | 3997.061 | 29898.0163 |  | 0
1990-08-19 | 0 | 0 | 0 | 0 | -6.6845 | -6.6845 | 3990.3765 | 29848.0162 |  | 0
1990-08-20 | 0.005 | 12.5764 | 3.6551 | 3.6551 | 2.2368 | 2.2368 | 3992.6133 | 29864.7476 |  | 0
1990-08-21 | 0.0033333 | 8.3843 | 3.6551 | 3.6551 | -1.9553 | -1.9553 | 3990.658 | 29850.1219 |  | 0
1990-08-22 | 0.069167 | 173.9735 | 3.6551 | 3.6551 | 163.634 | 163.634 | 4003.7455 | 29948.0163 |  | 143.862
1990-08-23 | 0.035 | 88.0348 | 3.6551 | 3.6551 | 77.6952 | 77.6952 | 4003.7455 | 29948.0163 |  | 71.0107
1990-08-24 | 0.00083333 | 2.0961 | 3.6551 | 2.0961 | -6.6845 | -6.6845 | 3997.061 | 29898.0163 |  | 0
1990-08-25 | 0 | 0 | 0 | 0 | -6.6845 | -6.6845 | 3990.3765 | 29848.0162 |  | 0
1990-08-26 | 0 | 0 | 0 | 0 | -6.6845 | -6.6845 | 3983.692 | 29798.0162 |  | 0
1990-08-27 | 0 | 0 | 0 | 0 | -6.6845 | -6.6845 | 3977.0075 | 29748.0161 |  | 0
1990-08-28 | 0 | 0 | 0 | 0 | -6.6845 | -6.6845 | 3970.323 | 29698.016 |  | 0
1990-08-29 | 0 | 0 | 0 | 0 | -6.6845 | -6.6845 | 3963.6385 | 29648.016 |  | 0
1990-08-30 | 0 | 0 | 0 | 0 | -6.6845 | -6.6845 | 3956.954 | 29598.0159 |  | 0
1990-08-31 | 0 | 0 | 0 | 0 | -6.6845 | -6.6845 | 3950.2695 | 29548.0159 |  | 0
1990-09-01 | 0 | 0 | 0 | 0 | -6.6845 | -6.6845 | 3943.585 | 29498.0158 |  | 0
1990-09-02 | 0 | 0 | 0 | 0 | -6.6845 | -6.6845 | 3936.9005 | 29448.0157 |  | 0
1990-09-03 | 0 | 0 | 0 | 0 | -6.6845 | -6.6845 | 3930.216 | 29398.0157 |  | 0
1990-09-04 | 0.0033333 | 8.3843 | 3.6551 | 3.6551 | -1.9553 | -1.9553 | 3928.2607 | 29383.3899 |  | 0
1990-09-05 | 0.010833 | 27.2489 | 3.6551 | 3.6551 | 16.9093 | 16.9093 | 3945.17 | 29509.8714 |  | 0
1990-09-06 | 0 | 0 | 0 | 0 | -6.6845 | -6.6845 | 3938.4855 | 29459.8713 |  | 0
1990-09-07 | 0 | 0 | 0 | 0 | -6.6845 | -6.6845 | 3931.801 | 29409.8713 |  | 0
1990-09-08 | 0 | 0 | 0 | 0 | -6.6845 | -6.6845 | 3925.1165 | 29359.8712 |  | 0
1990-09-09 | 0 | 0 | 0 | 0 | -6.6845 | -6.6845 | 3918.432 | 29309.8712 |  | 0
1990-09-10 | 0 | 0 | 0 | 0 | -6.6845 | -6.6845 | 3911.7475 | 29259.8711 |  | 0
1990-09-11 | 0 | 0 | 0 | 0 | -6.6845 | -6.6845 | 3905.063 | 29209.871 |  | 0
1990-09-12 | 0 | 0 | 0 | 0 | -6.6845 | -6.6845 | 3898.3785 | 29159.871 |  | 0
1990-09-13 | 0 | 0 | 0 | 0 | -6.6845 | -6.6845 | 3891.694 | 29109.8709 |  | 0
1990-09-14 | 0.026667 | 67.0741 | 3.6551 | 3.6551 | 56.7346 | 56.7346 | 3948.4285 | 29534.2454 |  | 0
1990-09-15 | 0.028333 | 71.2663 | 3.6551 | 3.6551 | 60.9267 | 60.9267 | 4009.3552 | 29989.977 |  | 0
1990-09-16 | 0.03 | 75.4584 | 3.6551 | 3.6551 | 65.1188 | 65.1188 | 4003.7455 | 29948.0163 |  | 64.044
1990-09-17 | 0.053333 | 134.1483 | 3.6551 | 3.6551 | 123.8087 | 123.8087 | 4003.7455 | 29948.0163 |  | 117.1242
1990-09-18 | 0.14833 | 373.0999 | 3.6551 | 3.6551 | 362.7603 | 362.7603 | 4003.7455 | 29948.0163 |  | 356.0758
1990-09-19 | 0.086667 | 217.9909 | 3.6551 | 3.6551 | 207.6514 | 207.6514 | 4003.7455 | 29948.0163 |  | 200.9669
1990-09-20 | 0.029167 | 73.3623 | 3.6551 | 3.6551 | 63.0228 | 63.0228 | 4003.7455 | 29948.0163 |  | 56.3383
1990-09-21 | 0.014167 | 35.6331 | 3.6551 | 3.6551 | 25.2936 | 25.2936 | 4003.7455 | 29948.0163 |  | 18.6091
1990-09-22 | 0.039167 | 98.5151 | 3.6551 | 3.6551 | 88.1756 | 88.1756 | 4003.7455 | 29948.0163 |  | 81.4911
1990-09-23 | 0.0125 | 31.441 | 3.6551 | 3.6551 | 21.1014 | 21.1014 | 4003.7455 | 29948.0163 |  | 14.4169
1990-09-24 | 0.0016667 | 4.1921 | 3.6551 | 3.6551 | -6.1474 | -6.1474 | 3997.5981 | 29902.0334 |  | 0
1990-09-25 | 0 | 0 | 0 | 0 | -6.6845 | -6.6845 | 3990.9136 | 29852.0334 |  | 0
1990-09-26 | 0 | 0 | 0 | 0 | -6.6845 | -6.6845 | 3984.2291 | 29802.0333 |  | 0
1990-09-27 | 0 | 0 | 0 | 0 | -6.6845 | -6.6845 | 3977.5446 | 29752.0333 |  | 0
1990-09-28 | 0 | 0 | 0 | 0 | -6.6845 | -6.6845 | 3970.8601 | 29702.0332 |  | 0
1990-09-29 | 0 | 0 | 0 | 0 | -6.6845 | -6.6845 | 3964.1756 | 29652.0331 |  | 0
1990-09-30 | 0 | 0 | 0 | 0 | -6.6845 | -6.6845 | 3957.4911 | 29602.0331 |  | 0
1990-10-01 | 0.075 | 188.646 | 3.6551 | 3.6551 | 178.3064 | 178.3064 | 4003.7455 | 29948.0163 |  | 125.3675
1990-10-02 | 0.14417 | 362.6195 | 3.6551 | 3.6551 | 352.28 | 352.28 | 4003.7455 | 29948.0163 |  | 345.5955
1990-10-03 | 0.021667 | 54.4977 | 3.6551 | 3.6551 | 44.1582 | 44.1582 | 4003.7455 | 29948.0163 |  | 37.4737
1990-10-04 | 0.0075 | 18.8646 | 3.6551 | 3.6551 | 8.525 | 8.525 | 4003.7455 | 29948.0163 |  | 1.8405
1990-10-05 | 0 | 0 | 0 | 0 | -6.6845 | -6.6845 | 3997.061 | 29898.0163 |  | 0
1990-10-06 | 0 | 0 | 0 | 0 | -6.6845 | -6.6845 | 3990.3765 | 29848.0162 |  | 0
1990-10-07 | 0 | 0 | 0 | 0 | -6.6845 | -6.6845 | 3983.692 | 29798.0162 |  | 0
1990-10-08 | 0.0058333 | 14.6725 | 3.6551 | 3.6551 | 4.3329 | 4.3329 | 3988.0249 | 29830.4262 |  | 0
1990-10-09 | 0.0016667 | 4.1921 | 3.6551 | 3.6551 | -6.1474 | -6.1474 | 3981.8774 | 29784.4432 |  | 0
1990-10-10 | 0 | 0 | 0 | 0 | -6.6845 | -6.6845 | 3975.1929 | 29734.4432 |  | 0
1990-10-11 | 0 | 0 | 0 | 0 | -6.6845 | -6.6845 | 3968.5084 | 29684.4431 |  | 0
1990-10-12 | 0 | 0 | 0 | 0 | -6.6845 | -6.6845 | 3961.8239 | 29634.4431 |  | 0
1990-10-13 | 0 | 0 | 0 | 0 | -6.6845 | -6.6845 | 3955.1394 | 29584.443 |  | 0
1990-10-14 | 0 | 0 | 0 | 0 | -6.6845 | -6.6845 | 3948.4549 | 29534.4429 |  | 0
1990-10-15 | 0 | 0 | 0 | 0 | -6.6845 | -6.6845 | 3941.7704 | 29484.4429 |  | 0
1990-10-16 | 0 | 0 | 0 | 0 | -6.6845 | -6.6845 | 3935.0859 | 29434.4428 |  | 0
1990-10-17 | 0 | 0 | 0 | 0 | -6.6845 | -6.6845 | 3928.4014 | 29384.4428 |  | 0
1990-10-18 | 0 | 0 | 0 | 0 | -6.6845 | -6.6845 | 3921.7169 | 29334.4427 |  | 0
1990-10-19 | 0 | 0 | 0 | 0 | -6.6845 | -6.6845 | 3915.0324 | 29284.4426 |  | 0
1990-10-20 | 0 | 0 | 0 | 0 | -6.6845 | -6.6845 | 3908.3479 | 29234.4426 |  | 0
1990-10-21 | 0.0025 | 6.2882 | 3.6551 | 3.6551 | -4.0514 | -4.0514 | 3904.2966 | 29204.1383 |  | 0
1990-10-22 | 0 | 0 | 0 | 0 | -6.6845 | -6.6845 | 3897.6121 | 29154.1382 |  | 0
1990-10-23 | 0 | 0 | 0 | 0 | -6.6845 | -6.6845 | 3890.9276 | 29104.1381 |  | 0
1990-10-24 | 0 | 0 | 0 | 0 | -6.6845 | -6.6845 | 3884.2431 | 29054.1381 |  | 0
1990-10-25 | 0 | 0 | 0 | 0 | -6.6845 | -6.6845 | 3877.5586 | 29004.138 |  | 0
1990-10-26 | 0 | 0 | 0 | 0 | -6.6845 | -6.6845 | 3870.8741 | 28954.138 |  | 0
1990-10-27 | 0 | 0 | 0 | 0 | -6.6845 | -6.6845 | 3864.1896 | 28904.1379 |  | 0
1990-10-28 | 0 | 0 | 0 | 0 | -6.6845 | -6.6845 | 3857.5051 | 28854.1378 |  | 0
1990-10-29 | 0 | 0 | 0 | 0 | -6.6845 | -6.6845 | 3850.8206 | 28804.1378 |  | 0
1990-10-30 | 0 | 0 | 0 | 0 | -6.6845 | -6.6845 | 3844.1361 | 28754.1377 |  | 0
1990-10-31 | 0 | 0 | 0 | 0 | -6.6845 | -6.6845 | 3837.4516 | 28704.1377 |  | 0
1990-11-01 | 0 | 0 | 0 | 0 | -6.6845 | -6.6845 | 3830.7671 | 28654.1376 |  | 0
1990-11-02 | 0 | 0 | 0 | 0 | -6.6845 | -6.6845 | 3824.0826 | 28604.1375 |  | 0
1990-11-03 | 0.01 | 25.1528 | 3.6551 | 3.6551 | 14.8132 | 14.8132 | 3838.8958 | 28714.9404 |  | 0
1990-11-04 | 0.0033333 | 8.3843 | 3.6551 | 3.6551 | -1.9553 | -1.9553 | 3836.9405 | 28700.3147 |  | 0
1990-11-05 | 0 | 0 | 0 | 0 | -6.6845 | -6.6845 | 3830.256 | 28650.3146 |  | 0
1990-11-06 | 0 | 0 | 0 | 0 | -6.6845 | -6.6845 | 3823.5715 | 28600.3146 |  | 0
1990-11-07 | 0 | 0 | 0 | 0 | -6.6845 | -6.6845 | 3816.887 | 28550.3145 |  | 0
1990-11-08 | 0.010833 | 27.2489 | 3.6551 | 3.6551 | 16.9093 | 16.9093 | 3833.7963 | 28676.796 |  | 0
1990-11-09 | 0 | 0 | 0 | 0 | -6.6845 | -6.6845 | 3827.1118 | 28626.7959 |  | 0
1990-11-10 | 0 | 0 | 0 | 0 | -6.6845 | -6.6845 | 3820.4273 | 28576.7958 |  | 0
1990-11-11 | 0 | 0 | 0 | 0 | -6.6845 | -6.6845 | 3813.7428 | 28526.7958 |  | 0
1990-11-12 | 0 | 0 | 0 | 0 | -6.6845 | -6.6845 | 3807.0583 | 28476.7957 |  | 0
1990-11-13 | 0 | 0 | 0 | 0 | -6.6845 | -6.6845 | 3800.3738 | 28426.7957 |  | 0
1990-11-14 | 0 | 0 | 0 | 0 | -6.6845 | -6.6845 | 3793.6893 | 28376.7956 |  | 0
1990-11-15 | 0 | 0 | 0 | 0 | -6.6845 | -6.6845 | 3787.0048 | 28326.7955 |  | 0
1990-11-16 | 0 | 0 | 0 | 0 | -6.6845 | -6.6845 | 3780.3203 | 28276.7955 |  | 0
1990-11-17 | 0 | 0 | 0 | 0 | -6.6845 | -6.6845 | 3773.6358 | 28226.7954 |  | 0
1990-11-18 | 0 | 0 | 0 | 0 | -6.6845 | -6.6845 | 3766.9513 | 28176.7954 |  | 0
1990-11-19 | 0 | 0 | 0 | 0 | -6.6845 | -6.6845 | 3760.2668 | 28126.7953 |  | 0
1990-11-20 | 0 | 0 | 0 | 0 | -6.6845 | -6.6845 | 3753.5823 | 28076.7952 |  | 0
1990-11-21 | 0.00083333 | 2.0961 | 3.6551 | 2.0961 | -6.6845 | -6.6845 | 3746.8978 | 28026.7952 |  | 0
1990-11-22 | 0 | 0 | 0 | 0 | -6.6845 | -6.6845 | 3740.2133 | 27976.7951 |  | 0
1990-11-23 | 0 | 0 | 0 | 0 | -6.6845 | -6.6845 | 3733.5288 | 27926.7951 |  | 0
1990-11-24 | 0 | 0 | 0 | 0 | -6.6845 | -6.6845 | 3726.8443 | 27876.795 |  | 0
1990-11-25 | 0 | 0 | 0 | 0 | -6.6845 | -6.6845 | 3720.1598 | 27826.7949 |  | 0
1990-11-26 | 0 | 0 | 0 | 0 | -6.6845 | -6.6845 | 3713.4753 | 27776.7949 |  | 0
1990-11-27 | 0 | 0 | 0 | 0 | -6.6845 | -6.6845 | 3706.7908 | 27726.7948 |  | 0
1990-11-28 | 0 | 0 | 0 | 0 | -6.6845 | -6.6845 | 3700.1063 | 27676.7948 |  | 0
1990-11-29 | 0 | 0 | 0 | 0 | -6.6845 | -6.6845 | 3693.4218 | 27626.7947 |  | 0
1990-11-30 | 0 | 0 | 0 | 0 | -6.6845 | -6.6845 | 3686.7373 | 27576.7946 |  | 0
1990-12-01 | 0 | 0 | 0 | 0 | -6.6845 | -6.6845 | 3680.0528 | 27526.7946 |  | 0
1990-12-02 | 0 | 0 | 0 | 0 | -6.6845 | -6.6845 | 3673.3683 | 27476.7945 |  | 0
1990-12-03 | 0 | 0 | 0 | 0 | -6.6845 | -6.6845 | 3666.6838 | 27426.7945 |  | 0
1990-12-04 | 0 | 0 | 0 | 0 | -6.6845 | -6.6845 | 3659.9993 | 27376.7944 |  | 0
1990-12-05 | 0 | 0 | 0 | 0 | -6.6845 | -6.6845 | 3653.3148 | 27326.7943 |  | 0
1990-12-06 | 0 | 0 | 0 | 0 | -6.6845 | -6.6845 | 3646.6303 | 27276.7943 |  | 0
1990-12-07 | 0 | 0 | 0 | 0 | -6.6845 | -6.6845 | 3639.9458 | 27226.7942 |  | 0
1990-12-08 | 0 | 0 | 0 | 0 | -6.6845 | -6.6845 | 3633.2613 | 27176.7942 |  | 0
1990-12-09 | 0 | 0 | 0 | 0 | -6.6845 | -6.6845 | 3626.5768 | 27126.7941 |  | 0
1990-12-10 | 0 | 0 | 0 | 0 | -6.6845 | -6.6845 | 3619.8923 | 27076.794 |  | 0
1990-12-11 | 0 | 0 | 0 | 0 | -6.6845 | -6.6845 | 3613.2078 | 27026.794 |  | 0
1990-12-12 | 0 | 0 | 0 | 0 | -6.6845 | -6.6845 | 3606.5233 | 26976.7939 |  | 0
1990-12-13 | 0 | 0 | 0 | 0 | -6.6845 | -6.6845 | 3599.8388 | 26926.7939 |  | 0
1990-12-14 | 0 | 0 | 0 | 0 | -6.6845 | -6.6845 | 3593.1543 | 26876.7938 |  | 0
1990-12-15 | 0 | 0 | 0 | 0 | -6.6845 | -6.6845 | 3586.4698 | 26826.7937 |  | 0
1990-12-16 | 0.051667 | 129.9561 | 3.6551 | 3.6551 | 119.6166 | 119.6166 | 3706.0863 | 27721.5256 |  | 0
1990-12-17 | 0.016667 | 41.9213 | 3.6551 | 3.6551 | 31.5818 | 31.5818 | 3737.6681 | 27957.7571 |  | 0
1990-12-18 | 0 | 0 | 0 | 0 | -6.6845 | -6.6845 | 3730.9836 | 27907.757 |  | 0
1990-12-19 | 0 | 0 | 0 | 0 | -6.6845 | -6.6845 | 3724.2991 | 27857.757 |  | 0
1990-12-20 | 0 | 0 | 0 | 0 | -6.6845 | -6.6845 | 3717.6146 | 27807.7569 |  | 0
1990-12-21 | 0 | 0 | 0 | 0 | -6.6845 | -6.6845 | 3710.9301 | 27757.7568 |  | 0
1990-12-22 | 0 | 0 | 0 | 0 | -6.6845 | -6.6845 | 3704.2456 | 27707.7568 |  | 0
1990-12-23 | 0 | 0 | 0 | 0 | -6.6845 | -6.6845 | 3697.5611 | 27657.7567 |  | 0
1990-12-24 | 0 | 0 | 0 | 0 | -6.6845 | -6.6845 | 3690.8766 | 27607.7567 |  | 0
1990-12-25 | 0 | 0 | 0 | 0 | -6.6845 | -6.6845 | 3684.1921 | 27557.7566 |  | 0
1990-12-26 | 0 | 0 | 0 | 0 | -6.6845 | -6.6845 | 3677.5076 | 27507.7565 |  | 0
1990-12-27 | 0 | 0 | 0 | 0 | -6.6845 | -6.6845 | 3670.8231 | 27457.7565 |  | 0
1990-12-28 | 0.016667 | 41.9213 | 3.6551 | 3.6551 | 31.5818 | 31.5818 | 3702.4048 | 27693.988 |  | 0
1990-12-29 | 0.0066667 | 16.7685 | 3.6551 | 3.6551 | 6.429 | 6.429 | 3708.8338 | 27742.0766 |  | 0
1990-12-30 | 0 | 0 | 0 | 0 | -6.6845 | -6.6845 | 3702.1493 | 27692.0765 |  | 0
1990-12-31 | 0 | 0 | 0 | 0 | -6.6845 | -6.6845 | 3695.4648 | 27642.0764 |  | 0
1991-01-01 | 0 | 0 | 0 | 0 | -6.6845 | -6.6845 | 3688.7803 | 27592.0764 |  | 0
1991-01-02 | 0 | 0 | 0 | 0 | -6.6845 | -6.6845 | 3682.0958 | 27542.0763 |  | 0
1991-01-03 | 0 | 0 | 0 | 0 | -6.6845 | -6.6845 | 3675.4113 | 27492.0763 |  | 0
1991-01-04 | 0 | 0 | 0 | 0 | -6.6845 | -6.6845 | 3668.7268 | 27442.0762 |  | 0
1991-01-05 | 0.0016667 | 4.1921 | 3.6551 | 3.6551 | -6.1474 | -6.1474 | 3662.5793 | 27396.0933 |  | 0
1991-01-06 | 0 | 0 | 0 | 0 | -6.6845 | -6.6845 | 3655.8948 | 27346.0932 |  | 0
1991-01-07 | 0 | 0 | 0 | 0 | -6.6845 | -6.6845 | 3649.2103 | 27296.0932 |  | 0
1991-01-08 | 0 | 0 | 0 | 0 | -6.6845 | -6.6845 | 3642.5258 | 27246.0931 |  | 0
1991-01-09 | 0 | 0 | 0 | 0 | -6.6845 | -6.6845 | 3635.8413 | 27196.0931 |  | 0
1991-01-10 | 0 | 0 | 0 | 0 | -6.6845 | -6.6845 | 3629.1568 | 27146.093 |  | 0
1991-01-11 | 0 | 0 | 0 | 0 | -6.6845 | -6.6845 | 3622.4723 | 27096.0929 |  | 0
1991-01-12 | 0 | 0 | 0 | 0 | -6.6845 | -6.6845 | 3615.7878 | 27046.0929 |  | 0
1991-01-13 | 0 | 0 | 0 | 0 | -6.6845 | -6.6845 | 3609.1033 | 26996.0928 |  | 0
1991-01-14 | 0 | 0 | 0 | 0 | -6.6845 | -6.6845 | 3602.4188 | 26946.0928 |  | 0
1991-01-15 | 0 | 0 | 0 | 0 | -6.6845 | -6.6845 | 3595.7343 | 26896.0927 |  | 0
1991-01-16 | 0 | 0 | 0 | 0 | -6.6845 | -6.6845 | 3589.0498 | 26846.0926 |  | 0
1991-01-17 | 0 | 0 | 0 | 0 | -6.6845 | -6.6845 | 3582.3653 | 26796.0926 |  | 0
1991-01-18 | 0.005 | 12.5764 | 3.6551 | 3.6551 | 2.2368 | 2.2368 | 3584.6021 | 26812.824 |  | 0
1991-01-19 | 0 | 0 | 0 | 0 | -6.6845 | -6.6845 | 3577.9176 | 26762.8239 |  | 0
1991-01-20 | 0 | 0 | 0 | 0 | -6.6845 | -6.6845 | 3571.2331 | 26712.8239 |  | 0
1991-01-21 | 0.028333 | 71.2663 | 3.6551 | 3.6551 | 60.9267 | 60.9267 | 3632.1598 | 27168.5555 |  | 0
1991-01-22 | 0 | 0 | 0 | 0 | -6.6845 | -6.6845 | 3625.4753 | 27118.5554 |  | 0
1991-01-23 | 0.0125 | 31.441 | 3.6551 | 3.6551 | 21.1014 | 21.1014 | 3646.5767 | 27276.394 |  | 0
1991-01-24 | 0 | 0 | 0 | 0 | -6.6845 | -6.6845 | 3639.8922 | 27226.394 |  | 0
1991-01-25 | 0 | 0 | 0 | 0 | -6.6845 | -6.6845 | 3633.2077 | 27176.3939 |  | 0
1991-01-26 | 0 | 0 | 0 | 0 | -6.6845 | -6.6845 | 3626.5232 | 27126.3939 |  | 0
1991-01-27 | 0 | 0 | 0 | 0 | -6.6845 | -6.6845 | 3619.8387 | 27076.3938 |  | 0
1991-01-28 | 0 | 0 | 0 | 0 | -6.6845 | -6.6845 | 3613.1542 | 27026.3937 |  | 0
1991-01-29 | 0 | 0 | 0 | 0 | -6.6845 | -6.6845 | 3606.4697 | 26976.3937 |  | 0
1991-01-30 | 0.0041667 | 10.4803 | 3.6551 | 3.6551 | 0.14075 | 0.14075 | 3606.6105 | 26977.4465 |  | 0
1991-01-31 | 0 | 0 | 0 | 0 | -6.6845 | -6.6845 | 3599.926 | 26927.4465 |  | 0
1991-02-01 | 0 | 0 | 0 | 0 | -6.6845 | -6.6845 | 3593.2415 | 26877.4464 |  | 0
1991-02-02 | 0 | 0 | 0 | 0 | -6.6845 | -6.6845 | 3586.557 | 26827.4463 |  | 0
1991-02-03 | 0.0025 | 6.2882 | 3.6551 | 3.6551 | -4.0514 | -4.0514 | 3582.5056 | 26797.142 |  | 0
1991-02-04 | 0 | 0 | 0 | 0 | -6.6845 | -6.6845 | 3575.8211 | 26747.142 |  | 0
1991-02-05 | 0 | 0 | 0 | 0 | -6.6845 | -6.6845 | 3569.1366 | 26697.1419 |  | 0
1991-02-06 | 0 | 0 | 0 | 0 | -6.6845 | -6.6845 | 3562.4521 | 26647.1418 |  | 0
1991-02-07 | 0 | 0 | 0 | 0 | -6.6845 | -6.6845 | 3555.7676 | 26597.1418 |  | 0
1991-02-08 | 0 | 0 | 0 | 0 | -6.6845 | -6.6845 | 3549.0831 | 26547.1417 |  | 0
1991-02-09 | 0 | 0 | 0 | 0 | -6.6845 | -6.6845 | 3542.3986 | 26497.1417 |  | 0
1991-02-10 | 0 | 0 | 0 | 0 | -6.6845 | -6.6845 | 3535.7141 | 26447.1416 |  | 0
1991-02-11 | 0.0041667 | 10.4803 | 3.6551 | 3.6551 | 0.14075 | 0.14075 | 3535.8549 | 26448.1944 |  | 0
1991-02-12 | 0 | 0 | 0 | 0 | -6.6845 | -6.6845 | 3529.1704 | 26398.1944 |  | 0
1991-02-13 | 0 | 0 | 0 | 0 | -6.6845 | -6.6845 | 3522.4859 | 26348.1943 |  | 0
1991-02-14 | 0 | 0 | 0 | 0 | -6.6845 | -6.6845 | 3515.8014 | 26298.1942 |  | 0
1991-02-15 | 0 | 0 | 0 | 0 | -6.6845 | -6.6845 | 3509.1169 | 26248.1942 |  | 0
1991-02-16 | 0 | 0 | 0 | 0 | -6.6845 | -6.6845 | 3502.4324 | 26198.1941 |  | 0
1991-02-17 | 0 | 0 | 0 | 0 | -6.6845 | -6.6845 | 3495.7479 | 26148.1941 |  | 0
1991-02-18 | 0 | 0 | 0 | 0 | -6.6845 | -6.6845 | 3489.0634 | 26098.194 |  | 0
1991-02-19 | 0 | 0 | 0 | 0 | -6.6845 | -6.6845 | 3482.3789 | 26048.1939 |  | 0
1991-02-20 | 0 | 0 | 0 | 0 | -6.6845 | -6.6845 | 3475.6944 | 25998.1939 |  | 0
1991-02-21 | 0 | 0 | 0 | 0 | -6.6845 | -6.6845 | 3469.0099 | 25948.1938 |  | 0
1991-02-22 | 0 | 0 | 0 | 0 | -6.6845 | -6.6845 | 3462.3254 | 25898.1938 |  | 0
1991-02-23 | 0 | 0 | 0 | 0 | -6.6845 | -6.6845 | 3455.6409 | 25848.1937 |  | 0
1991-02-24 | 0 | 0 | 0 | 0 | -6.6845 | -6.6845 | 3448.9564 | 25798.1936 |  | 0
1991-02-25 | 0 | 0 | 0 | 0 | -6.6845 | -6.6845 | 3442.2719 | 25748.1936 |  | 0
1991-02-26 | 0 | 0 | 0 | 0 | -6.6845 | -6.6845 | 3435.5874 | 25698.1935 |  | 0
1991-02-27 | 0 | 0 | 0 | 0 | -6.6845 | -6.6845 | 3428.9029 | 25648.1935 |  | 0
1991-02-28 | 0 | 0 | 0 | 0 | -6.6845 | -6.6845 | 3422.2184 | 25598.1934 |  | 0
1991-03-01 | 0.023333 | 58.6899 | 3.6551 | 3.6551 | 48.3503 | 48.3503 | 3470.5687 | 25959.8535 |  | 0
1991-03-02 | 0.0025 | 6.2882 | 3.6551 | 3.6551 | -4.0514 | -4.0514 | 3466.5173 | 25929.5492 |  | 0
1991-03-03 | 0 | 0 | 0 | 0 | -6.6845 | -6.6845 | 3459.8328 | 25879.5492 |  | 0
1991-03-04 | 0 | 0 | 0 | 0 | -6.6845 | -6.6845 | 3453.1483 | 25829.5491 |  | 0
1991-03-05 | 0 | 0 | 0 | 0 | -6.6845 | -6.6845 | 3446.4638 | 25779.549 |  | 0
1991-03-06 | 0 | 0 | 0 | 0 | -6.6845 | -6.6845 | 3439.7793 | 25729.549 |  | 0
1991-03-07 | 0 | 0 | 0 | 0 | -6.6845 | -6.6845 | 3433.0948 | 25679.5489 |  | 0
1991-03-08 | 0 | 0 | 0 | 0 | -6.6845 | -6.6845 | 3426.4103 | 25629.5489 |  | 0
1991-03-09 | 0 | 0 | 0 | 0 | -6.6845 | -6.6845 | 3419.7258 | 25579.5488 |  | 0
1991-03-10 | 0 | 0 | 0 | 0 | -6.6845 | -6.6845 | 3413.0413 | 25529.5487 |  | 0
1991-03-11 | 0 | 0 | 0 | 0 | -6.6845 | -6.6845 | 3406.3568 | 25479.5487 |  | 0
1991-03-12 | 0 | 0 | 0 | 0 | -6.6845 | -6.6845 | 3399.6723 | 25429.5486 |  | 0
1991-03-13 | 0 | 0 | 0 | 0 | -6.6845 | -6.6845 | 3392.9878 | 25379.5486 |  | 0
1991-03-14 | 0 | 0 | 0 | 0 | -6.6845 | -6.6845 | 3386.3033 | 25329.5485 |  | 0
1991-03-15 | 0 | 0 | 0 | 0 | -6.6845 | -6.6845 | 3379.6188 | 25279.5484 |  | 0
1991-03-16 | 0 | 0 | 0 | 0 | -6.6845 | -6.6845 | 3372.9343 | 25229.5484 |  | 0
1991-03-17 | 0 | 0 | 0 | 0 | -6.6845 | -6.6845 | 3366.2498 | 25179.5483 |  | 0
1991-03-18 | 0 | 0 | 0 | 0 | -6.6845 | -6.6845 | 3359.5653 | 25129.5483 |  | 0
1991-03-19 | 0 | 0 | 0 | 0 | -6.6845 | -6.6845 | 3352.8808 | 25079.5482 |  | 0
1991-03-20 | 0 | 0 | 0 | 0 | -6.6845 | -6.6845 | 3346.1963 | 25029.5481 |  | 0
1991-03-21 | 0 | 0 | 0 | 0 | -6.6845 | -6.6845 | 3339.5118 | 24979.5481 |  | 0
1991-03-22 | 0 | 0 | 0 | 0 | -6.6845 | -6.6845 | 3332.8273 | 24929.548 |  | 0
1991-03-23 | 0 | 0 | 0 | 0 | -6.6845 | -6.6845 | 3326.1428 | 24879.548 |  | 0
1991-03-24 | 0 | 0 | 0 | 0 | -6.6845 | -6.6845 | 3319.4583 | 24829.5479 |  | 0
1991-03-25 | 0.00083333 | 2.0961 | 3.6551 | 2.0961 | -6.6845 | -6.6845 | 3312.7738 | 24779.5478 |  | 0
1991-03-26 | 0 | 0 | 0 | 0 | -6.6845 | -6.6845 | 3306.0893 | 24729.5478 |  | 0
1991-03-27 | 0 | 0 | 0 | 0 | -6.6845 | -6.6845 | 3299.4048 | 24679.5477 |  | 0
1991-03-28 | 0 | 0 | 0 | 0 | -6.6845 | -6.6845 | 3292.7203 | 24629.5477 |  | 0
1991-03-29 | 0 | 0 | 0 | 0 | -6.6845 | -6.6845 | 3286.0358 | 24579.5476 |  | 0
1991-03-30 | 0 | 0 | 0 | 0 | -6.6845 | -6.6845 | 3279.3513 | 24529.5475 |  | 0
1991-03-31 | 0 | 0 | 0 | 0 | -6.6845 | -6.6845 | 3272.6668 | 24479.5475 |  | 0
1991-04-01 | 0 | 0 | 0 | 0 | -6.6845 | -6.6845 | 3265.9823 | 24429.5474 |  | 0
1991-04-02 | 0 | 0 | 0 | 0 | -6.6845 | -6.6845 | 3259.2978 | 24379.5474 |  | 0
1991-04-03 | 0 | 0 | 0 | 0 | -6.6845 | -6.6845 | 3252.6133 | 24329.5473 |  | 0
1991-04-04 | 0.015 | 37.7292 | 3.6551 | 3.6551 | 27.3896 | 27.3896 | 3280.0029 | 24534.4217 |  | 0
1991-04-05 | 0.0075 | 18.8646 | 3.6551 | 3.6551 | 8.525 | 8.525 | 3288.5279 | 24598.1888 |  | 0
1991-04-06 | 0 | 0 | 0 | 0 | -6.6845 | -6.6845 | 3281.8434 | 24548.1887 |  | 0
1991-04-07 | 0 | 0 | 0 | 0 | -6.6845 | -6.6845 | 3275.1589 | 24498.1887 |  | 0
1991-04-08 | 0 | 0 | 0 | 0 | -6.6845 | -6.6845 | 3268.4744 | 24448.1886 |  | 0
1991-04-09 | 0 | 0 | 0 | 0 | -6.6845 | -6.6845 | 3261.7899 | 24398.1886 |  | 0
1991-04-10 | 0 | 0 | 0 | 0 | -6.6845 | -6.6845 | 3255.1054 | 24348.1885 |  | 0
1991-04-11 | 0 | 0 | 0 | 0 | -6.6845 | -6.6845 | 3248.4209 | 24298.1884 |  | 0
1991-04-12 | 0 | 0 | 0 | 0 | -6.6845 | -6.6845 | 3241.7364 | 24248.1884 |  | 0
1991-04-13 | 0 | 0 | 0 | 0 | -6.6845 | -6.6845 | 3235.0519 | 24198.1883 |  | 0
1991-04-14 | 0 | 0 | 0 | 0 | -6.6845 | -6.6845 | 3228.3674 | 24148.1883 |  | 0
1991-04-15 | 0 | 0 | 0 | 0 | -6.6845 | -6.6845 | 3221.6829 | 24098.1882 |  | 0
1991-04-16 | 0 | 0 | 0 | 0 | -6.6845 | -6.6845 | 3214.9984 | 24048.1881 |  | 0
1991-04-17 | 0 | 0 | 0 | 0 | -6.6845 | -6.6845 | 3208.3139 | 23998.1881 |  | 0
1991-04-18 | 0 | 0 | 0 | 0 | -6.6845 | -6.6845 | 3201.6294 | 23948.188 |  | 0
1991-04-19 | 0 | 0 | 0 | 0 | -6.6845 | -6.6845 | 3194.9449 | 23898.188 |  | 0
1991-04-20 | 0 | 0 | 0 | 0 | -6.6845 | -6.6845 | 3188.2604 | 23848.1879 |  | 0
1991-04-21 | 0 | 0 | 0 | 0 | -6.6845 | -6.6845 | 3181.5759 | 23798.1878 |  | 0
1991-04-22 | 0 | 0 | 0 | 0 | -6.6845 | -6.6845 | 3174.8914 | 23748.1878 |  | 0
1991-04-23 | 0 | 0 | 0 | 0 | -6.6845 | -6.6845 | 3168.2069 | 23698.1877 |  | 0
1991-04-24 | 0 | 0 | 0 | 0 | -6.6845 | -6.6845 | 3161.5224 | 23648.1877 |  | 0
1991-04-25 | 0 | 0 | 0 | 0 | -6.6845 | -6.6845 | 3154.8379 | 23598.1876 |  | 0
1991-04-26 | 0 | 0 | 0 | 0 | -6.6845 | -6.6845 | 3148.1534 | 23548.1875 |  | 0
1991-04-27 | 0 | 0 | 0 | 0 | -6.6845 | -6.6845 | 3141.4689 | 23498.1875 |  | 0
1991-04-28 | 0 | 0 | 0 | 0 | -6.6845 | -6.6845 | 3134.7844 | 23448.1874 |  | 0
1991-04-29 | 0 | 0 | 0 | 0 | -6.6845 | -6.6845 | 3128.0999 | 23398.1874 |  | 0
1991-04-30 | 0 | 0 | 0 | 0 | -6.6845 | -6.6845 | 3121.4154 | 23348.1873 |  | 0
1991-05-01 | 0 | 0 | 0 | 0 | -6.6845 | -6.6845 | 3114.7309 | 23298.1872 |  | 0
1991-05-02 | 0 | 0 | 0 | 0 | -6.6845 | -6.6845 | 3108.0464 | 23248.1872 |  | 0
1991-05-03 | 0 | 0 | 0 | 0 | -6.6845 | -6.6845 | 3101.3619 | 23198.1871 |  | 0
1991-05-04 | 0 | 0 | 0 | 0 | -6.6845 | -6.6845 | 3094.6774 | 23148.1871 |  | 0
1991-05-05 | 0 | 0 | 0 | 0 | -6.6845 | -6.6845 | 3087.9929 | 23098.187 |  | 0
1991-05-06 | 0 | 0 | 0 | 0 | -6.6845 | -6.6845 | 3081.3084 | 23048.1869 |  | 0
1991-05-07 | 0 | 0 | 0 | 0 | -6.6845 | -6.6845 | 3074.6239 | 22998.1869 |  | 0
1991-05-08 | 0 | 0 | 0 | 0 | -6.6845 | -6.6845 | 3067.9394 | 22948.1868 |  | 0
1991-05-09 | 0 | 0 | 0 | 0 | -6.6845 | -6.6845 | 3061.2549 | 22898.1868 |  | 0
1991-05-10 | 0 | 0 | 0 | 0 | -6.6845 | -6.6845 | 3054.5704 | 22848.1867 |  | 0
1991-05-11 | 0 | 0 | 0 | 0 | -6.6845 | -6.6845 | 3047.8859 | 22798.1866 |  | 0
1991-05-12 | 0 | 0 | 0 | 0 | -6.6845 | -6.6845 | 3041.2014 | 22748.1866 |  | 0
1991-05-13 | 0.0033333 | 8.3843 | 3.6551 | 3.6551 | -1.9553 | -1.9553 | 3039.2461 | 22733.5608 |  | 0
1991-05-14 | 0.00083333 | 2.0961 | 3.6551 | 2.0961 | -6.6845 | -6.6845 | 3032.5616 | 22683.5608 |  | 0
1991-05-15 | 0 | 0 | 0 | 0 | -6.6845 | -6.6845 | 3025.8771 | 22633.5607 |  | 0
1991-05-16 | 0 | 0 | 0 | 0 | -6.6845 | -6.6845 | 3019.1926 | 22583.5607 |  | 0
1991-05-17 | 0 | 0 | 0 | 0 | -6.6845 | -6.6845 | 3012.5081 | 22533.5606 |  | 0
1991-05-18 | 0 | 0 | 0 | 0 | -6.6845 | -6.6845 | 3005.8236 | 22483.5605 |  | 0
1991-05-19 | 0 | 0 | 0 | 0 | -6.6845 | -6.6845 | 2999.1391 | 22433.5605 |  | 0
1991-05-20 | 0 | 0 | 0 | 0 | -6.6845 | -6.6845 | 2992.4546 | 22383.5604 |  | 0
1991-05-21 | 0 | 0 | 0 | 0 | -6.6845 | -6.6845 | 2985.7701 | 22333.5604 |  | 0
1991-05-22 | 0 | 0 | 0 | 0 | -6.6845 | -6.6845 | 2979.0856 | 22283.5603 |  | 0
1991-05-23 | 0.0525 | 132.0522 | 3.6551 | 3.6551 | 121.7126 | 121.7126 | 3100.7982 | 23193.9707 |  | 0
1991-05-24 | 0.04 | 100.6112 | 3.6551 | 3.6551 | 90.2716 | 90.2716 | 3191.0698 | 23869.2024 |  | 0
1991-05-25 | 0 | 0 | 0 | 0 | -6.6845 | -6.6845 | 3184.3853 | 23819.2024 |  | 0
1991-05-26 | 0 | 0 | 0 | 0 | -6.6845 | -6.6845 | 3177.7008 | 23769.2023 |  | 0
1991-05-27 | 0 | 0 | 0 | 0 | -6.6845 | -6.6845 | 3171.0163 | 23719.2022 |  | 0
1991-05-28 | 0 | 0 | 0 | 0 | -6.6845 | -6.6845 | 3164.3318 | 23669.2022 |  | 0
1991-05-29 | 0.010833 | 27.2489 | 3.6551 | 3.6551 | 16.9093 | 16.9093 | 3181.2411 | 23795.6836 |  | 0
1991-05-30 | 0 | 0 | 0 | 0 | -6.6845 | -6.6845 | 3174.5566 | 23745.6836 |  | 0
1991-05-31 | 0 | 0 | 0 | 0 | -6.6845 | -6.6845 | 3167.8721 | 23695.6835 |  | 0
1991-06-01 | 0 | 0 | 0 | 0 | -6.6845 | -6.6845 | 3161.1876 | 23645.6835 |  | 0
1991-06-02 | 0 | 0 | 0 | 0 | -6.6845 | -6.6845 | 3154.5031 | 23595.6834 |  | 0
1991-06-03 | 0 | 0 | 0 | 0 | -6.6845 | -6.6845 | 3147.8186 | 23545.6833 |  | 0
1991-06-04 | 0 | 0 | 0 | 0 | -6.6845 | -6.6845 | 3141.1341 | 23495.6833 |  | 0
1991-06-05 | 0.0058333 | 14.6725 | 3.6551 | 3.6551 | 4.3329 | 4.3329 | 3145.467 | 23528.0933 |  | 0
1991-06-06 | 0 | 0 | 0 | 0 | -6.6845 | -6.6845 | 3138.7825 | 23478.0932 |  | 0
1991-06-07 | 0 | 0 | 0 | 0 | -6.6845 | -6.6845 | 3132.098 | 23428.0931 |  | 0
1991-06-08 | 0 | 0 | 0 | 0 | -6.6845 | -6.6845 | 3125.4135 | 23378.0931 |  | 0
1991-06-09 | 0.0066667 | 16.7685 | 3.6551 | 3.6551 | 6.429 | 6.429 | 3131.8425 | 23426.1817 |  | 0
1991-06-10 | 0.0083333 | 20.9607 | 3.6551 | 3.6551 | 10.6211 | 10.6211 | 3142.4636 | 23505.6274 |  | 0
1991-06-11 | 0.056667 | 142.5325 | 3.6551 | 3.6551 | 132.193 | 132.193 | 3274.6565 | 24494.4307 |  | 0
1991-06-12 | 0 | 0 | 0 | 0 | -6.6845 | -6.6845 | 3267.972 | 24444.4306 |  | 0
1991-06-13 | 0 | 0 | 0 | 0 | -6.6845 | -6.6845 | 3261.2875 | 24394.4306 |  | 0
1991-06-14 | 0.01 | 25.1528 | 3.6551 | 3.6551 | 14.8132 | 14.8132 | 3276.1007 | 24505.2334 |  | 0
1991-06-15 | 0.0091667 | 23.0567 | 3.6551 | 3.6551 | 12.7172 | 12.7172 | 3288.8179 | 24600.3577 |  | 0
1991-06-16 | 0.0075 | 18.8646 | 3.6551 | 3.6551 | 8.525 | 8.525 | 3297.3429 | 24664.1249 |  | 0
1991-06-17 | 0 | 0 | 0 | 0 | -6.6845 | -6.6845 | 3290.6584 | 24614.1248 |  | 0
1991-06-18 | 0 | 0 | 0 | 0 | -6.6845 | -6.6845 | 3283.9739 | 24564.1248 |  | 0
1991-06-19 | 0 | 0 | 0 | 0 | -6.6845 | -6.6845 | 3277.2894 | 24514.1247 |  | 0
1991-06-20 | 0 | 0 | 0 | 0 | -6.6845 | -6.6845 | 3270.6049 | 24464.1247 |  | 0
1991-06-21 | 0.013333 | 33.5371 | 3.6551 | 3.6551 | 23.1975 | 23.1975 | 3293.8024 | 24637.6418 |  | 0
1991-06-22 | 0 | 0 | 0 | 0 | -6.6845 | -6.6845 | 3287.1179 | 24587.6418 |  | 0
1991-06-23 | 0 | 0 | 0 | 0 | -6.6845 | -6.6845 | 3280.4334 | 24537.6417 |  | 0
1991-06-24 | 0 | 0 | 0 | 0 | -6.6845 | -6.6845 | 3273.7489 | 24487.6417 |  | 0
1991-06-25 | 0 | 0 | 0 | 0 | -6.6845 | -6.6845 | 3267.0644 | 24437.6416 |  | 0
1991-06-26 | 0 | 0 | 0 | 0 | -6.6845 | -6.6845 | 3260.3799 | 24387.6415 |  | 0
1991-06-27 | 0 | 0 | 0 | 0 | -6.6845 | -6.6845 | 3253.6954 | 24337.6415 |  | 0
1991-06-28 | 0 | 0 | 0 | 0 | -6.6845 | -6.6845 | 3247.0109 | 24287.6414 |  | 0
1991-06-29 | 0 | 0 | 0 | 0 | -6.6845 | -6.6845 | 3240.3264 | 24237.6414 |  | 0
1991-06-30 | 0 | 0 | 0 | 0 | -6.6845 | -6.6845 | 3233.6419 | 24187.6413 |  | 0
1991-07-01 | 0 | 0 | 0 | 0 | -6.6845 | -6.6845 | 3226.9574 | 24137.6412 |  | 0
1991-07-02 | 0.00083333 | 2.0961 | 3.6551 | 2.0961 | -6.6845 | -6.6845 | 3220.2729 | 24087.6412 |  | 0
1991-07-03 | 0 | 0 | 0 | 0 | -6.6845 | -6.6845 | 3213.5884 | 24037.6411 |  | 0
1991-07-04 | 0.010833 | 27.2489 | 3.6551 | 3.6551 | 16.9093 | 16.9093 | 3230.4977 | 24164.1226 |  | 0
1991-07-05 | 0.0025 | 6.2882 | 3.6551 | 3.6551 | -4.0514 | -4.0514 | 3226.4463 | 24133.8183 |  | 0
1991-07-06 | 0 | 0 | 0 | 0 | -6.6845 | -6.6845 | 3219.7618 | 24083.8182 |  | 0
1991-07-07 | 0 | 0 | 0 | 0 | -6.6845 | -6.6845 | 3213.0773 | 24033.8181 |  | 0
1991-07-08 | 0 | 0 | 0 | 0 | -6.6845 | -6.6845 | 3206.3928 | 23983.8181 |  | 0
1991-07-09 | 0.0075 | 18.8646 | 3.6551 | 3.6551 | 8.525 | 8.525 | 3214.9178 | 24047.5852 |  | 0
1991-07-10 | 0 | 0 | 0 | 0 | -6.6845 | -6.6845 | 3208.2333 | 23997.5852 |  | 0
1991-07-11 | 0.0083333 | 20.9607 | 3.6551 | 3.6551 | 10.6211 | 10.6211 | 3218.8544 | 24077.0309 |  | 0
1991-07-12 | 0.01 | 25.1528 | 3.6551 | 3.6551 | 14.8132 | 14.8132 | 3233.6676 | 24187.8338 |  | 0
1991-07-13 | 0.045833 | 115.2837 | 3.6551 | 3.6551 | 104.9441 | 104.9441 | 3338.6117 | 24972.8156 |  | 0
1991-07-14 | 0.094167 | 236.8555 | 3.6551 | 3.6551 | 226.516 | 226.516 | 3565.1277 | 26667.1549 |  | 0
1991-07-15 | 0.0075 | 18.8646 | 3.6551 | 3.6551 | 8.525 | 8.525 | 3573.6527 | 26730.922 |  | 0
1991-07-16 | 0 | 0 | 0 | 0 | -6.6845 | -6.6845 | 3566.9682 | 26680.922 |  | 0
1991-07-17 | 0 | 0 | 0 | 0 | -6.6845 | -6.6845 | 3560.2837 | 26630.9219 |  | 0
1991-07-18 | 0 | 0 | 0 | 0 | -6.6845 | -6.6845 | 3553.5992 | 26580.9219 |  | 0
1991-07-19 | 0.00083333 | 2.0961 | 3.6551 | 2.0961 | -6.6845 | -6.6845 | 3546.9147 | 26530.9218 |  | 0
1991-07-20 | 0.00083333 | 2.0961 | 3.6551 | 2.0961 | -6.6845 | -6.6845 | 3540.2302 | 26480.9217 |  | 0
1991-07-21 | 0.125 | 314.41 | 3.6551 | 3.6551 | 304.0704 | 304.0704 | 3844.3006 | 28755.3685 |  | 0
1991-07-22 | 0.00083333 | 2.0961 | 3.6551 | 2.0961 | -6.6845 | -6.6845 | 3837.6161 | 28705.3684 |  | 0
1991-07-23 | 0.01 | 25.1528 | 3.6551 | 3.6551 | 14.8132 | 14.8132 | 3852.4293 | 28816.1713 |  | 0
1991-07-24 | 0.026667 | 67.0741 | 3.6551 | 3.6551 | 56.7346 | 56.7346 | 3909.1639 | 29240.5458 |  | 0
1991-07-25 | 0.055833 | 140.4365 | 3.6551 | 3.6551 | 130.0969 | 130.0969 | 4003.7455 | 29948.0163 |  | 28.8308
1991-07-26 | 0.19167 | 482.0953 | 3.6551 | 3.6551 | 471.7558 | 471.7558 | 4003.7455 | 29948.0163 |  | 465.0713
1991-07-27 | 0.0091667 | 23.0567 | 3.6551 | 3.6551 | 12.7172 | 12.7172 | 4003.7455 | 29948.0163 |  | 6.0327
1991-07-28 | 0.051667 | 129.9561 | 3.6551 | 3.6551 | 119.6166 | 119.6166 | 4003.7455 | 29948.0163 |  | 112.9321
1991-07-29 | 0 | 0 | 0 | 0 | -6.6845 | -6.6845 | 3997.061 | 29898.0163 |  | 0
1991-07-30 | 0.069167 | 173.9735 | 3.6551 | 3.6551 | 163.634 | 163.634 | 4003.7455 | 29948.0163 |  | 150.265
1991-07-31 | 0.00083333 | 2.0961 | 3.6551 | 2.0961 | -6.6845 | -6.6845 | 3997.061 | 29898.0163 |  | 0
1991-08-01 | 0 | 0 | 0 | 0 | -6.6845 | -6.6845 | 3990.3765 | 29848.0162 |  | 0
1991-08-02 | 0 | 0 | 0 | 0 | -6.6845 | -6.6845 | 3983.692 | 29798.0162 |  | 0
1991-08-03 | 0 | 0 | 0 | 0 | -6.6845 | -6.6845 | 3977.0075 | 29748.0161 |  | 0
1991-08-04 | 0 | 0 | 0 | 0 | -6.6845 | -6.6845 | 3970.323 | 29698.016 |  | 0
1991-08-05 | 0 | 0 | 0 | 0 | -6.6845 | -6.6845 | 3963.6385 | 29648.016 |  | 0
1991-08-06 | 0.0025 | 6.2882 | 3.6551 | 3.6551 | -4.0514 | -4.0514 | 3959.5871 | 29617.7117 |  | 0
1991-08-07 | 0.0016667 | 4.1921 | 3.6551 | 3.6551 | -6.1474 | -6.1474 | 3953.4397 | 29571.7288 |  | 0
1991-08-08 | 0 | 0 | 0 | 0 | -6.6845 | -6.6845 | 3946.7552 | 29521.7287 |  | 0
1991-08-09 | 0.0125 | 31.441 | 3.6551 | 3.6551 | 21.1014 | 21.1014 | 3967.8566 | 29679.5673 |  | 0
1991-08-10 | 0.051667 | 129.9561 | 3.6551 | 3.6551 | 119.6166 | 119.6166 | 4003.7455 | 29948.0163 |  | 77.0431
1991-08-11 | 0.01 | 25.1528 | 3.6551 | 3.6551 | 14.8132 | 14.8132 | 4003.7455 | 29948.0163 |  | 8.1287
1991-08-12 | 0 | 0 | 0 | 0 | -6.6845 | -6.6845 | 3997.061 | 29898.0163 |  | 0
1991-08-13 | 0.0425 | 106.8994 | 3.6551 | 3.6551 | 96.5598 | 96.5598 | 4003.7455 | 29948.0163 |  | 83.1908
1991-08-14 | 0.0033333 | 8.3843 | 3.6551 | 3.6551 | -1.9553 | -1.9553 | 4001.7902 | 29933.3906 |  | 0
1991-08-15 | 0 | 0 | 0 | 0 | -6.6845 | -6.6845 | 3995.1057 | 29883.3905 |  | 0
1991-08-16 | 0 | 0 | 0 | 0 | -6.6845 | -6.6845 | 3988.4212 | 29833.3905 |  | 0
1991-08-17 | 0 | 0 | 0 | 0 | -6.6845 | -6.6845 | 3981.7367 | 29783.3904 |  | 0
1991-08-18 | 0 | 0 | 0 | 0 | -6.6845 | -6.6845 | 3975.0522 | 29733.3904 |  | 0
1991-08-19 | 0 | 0 | 0 | 0 | -6.6845 | -6.6845 | 3968.3677 | 29683.3903 |  | 0
1991-08-20 | 0 | 0 | 0 | 0 | -6.6845 | -6.6845 | 3961.6832 | 29633.3902 |  | 0
1991-08-21 | 0 | 0 | 0 | 0 | -6.6845 | -6.6845 | 3954.9987 | 29583.3902 |  | 0
1991-08-22 | 0 | 0 | 0 | 0 | -6.6845 | -6.6845 | 3948.3142 | 29533.3901 |  | 0
1991-08-23 | 0 | 0 | 0 | 0 | -6.6845 | -6.6845 | 3941.6297 | 29483.3901 |  | 0
1991-08-24 | 0 | 0 | 0 | 0 | -6.6845 | -6.6845 | 3934.9452 | 29433.39 |  | 0
1991-08-25 | 0.033333 | 83.8427 | 3.6551 | 3.6551 | 73.5031 | 73.5031 | 4008.4483 | 29983.1931 |  | 0
1991-08-26 | 0.00083333 | 2.0961 | 3.6551 | 2.0961 | -6.6845 | -6.6845 | 4001.7638 | 29933.193 |  | 0
1991-08-27 | 0 | 0 | 0 | 0 | -6.6845 | -6.6845 | 3995.0793 | 29883.193 |  | 0
1991-08-28 | 0 | 0 | 0 | 0 | -6.6845 | -6.6845 | 3988.3948 | 29833.1929 |  | 0
1991-08-29 | 0 | 0 | 0 | 0 | -6.6845 | -6.6845 | 3981.7103 | 29783.1928 |  | 0
1991-08-30 | 0 | 0 | 0 | 0 | -6.6845 | -6.6845 | 3975.0258 | 29733.1928 |  | 0
1991-08-31 | 0.0016667 | 4.1921 | 3.6551 | 3.6551 | -6.1474 | -6.1474 | 3968.8783 | 29687.2099 |  | 0
1991-09-01 | 0.00083333 | 2.0961 | 3.6551 | 2.0961 | -6.6845 | -6.6845 | 3962.1938 | 29637.2098 |  | 0
1991-09-02 | 0 | 0 | 0 | 0 | -6.6845 | -6.6845 | 3955.5093 | 29587.2098 |  | 0
1991-09-03 | 0 | 0 | 0 | 0 | -6.6845 | -6.6845 | 3948.8248 | 29537.2097 |  | 0
1991-09-04 | 0.0025 | 6.2882 | 3.6551 | 3.6551 | -4.0514 | -4.0514 | 3944.7734 | 29506.9054 |  | 0
1991-09-05 | 0.011667 | 29.3449 | 3.6551 | 3.6551 | 19.0054 | 19.0054 | 3963.7788 | 29649.0654 |  | 0
1991-09-06 | 0.0325 | 81.7466 | 3.6551 | 3.6551 | 71.407 | 71.407 | 4003.7455 | 29948.0163 |  | 24.7558
1991-09-07 | 0.00083333 | 2.0961 | 3.6551 | 2.0961 | -6.6845 | -6.6845 | 3997.061 | 29898.0163 |  | 0
1991-09-08 | 0 | 0 | 0 | 0 | -6.6845 | -6.6845 | 3990.3765 | 29848.0162 |  | 0
1991-09-09 | 0.0025 | 6.2882 | 3.6551 | 3.6551 | -4.0514 | -4.0514 | 3986.3251 | 29817.7119 |  | 0
1991-09-10 | 0.013333 | 33.5371 | 3.6551 | 3.6551 | 23.1975 | 23.1975 | 4009.5226 | 29991.2291 |  | 0
1991-09-11 | 0.0066667 | 16.7685 | 3.6551 | 3.6551 | 6.429 | 6.429 | 4003.7455 | 29948.0163 |  | 5.5216
1991-09-12 | 0.015 | 37.7292 | 3.6551 | 3.6551 | 27.3896 | 27.3896 | 4003.7455 | 29948.0163 |  | 20.7051
1991-09-13 | 0.066667 | 167.6853 | 3.6551 | 3.6551 | 157.3458 | 157.3458 | 4003.7455 | 29948.0163 |  | 150.6613
1991-09-14 | 0.00083333 | 2.0961 | 3.6551 | 2.0961 | -6.6845 | -6.6845 | 3997.061 | 29898.0163 |  | 0
1991-09-15 | 0 | 0 | 0 | 0 | -6.6845 | -6.6845 | 3990.3765 | 29848.0162 |  | 0
1991-09-16 | 0 | 0 | 0 | 0 | -6.6845 | -6.6845 | 3983.692 | 29798.0162 |  | 0
1991-09-17 | 0.015833 | 39.8253 | 3.6551 | 3.6551 | 29.4857 | 29.4857 | 4003.7455 | 29948.0163 |  | 2.7477
1991-09-18 | 0.095833 | 241.0477 | 3.6551 | 3.6551 | 230.7081 | 230.7081 | 4003.7455 | 29948.0163 |  | 224.0236
1991-09-19 | 0.013333 | 33.5371 | 3.6551 | 3.6551 | 23.1975 | 23.1975 | 4003.7455 | 29948.0163 |  | 16.513
1991-09-20 | 0.0275 | 69.1702 | 3.6551 | 3.6551 | 58.8306 | 58.8306 | 4003.7455 | 29948.0163 |  | 52.1461
1991-09-21 | 0.005 | 12.5764 | 3.6551 | 3.6551 | 2.2368 | 2.2368 | 4005.9823 | 29964.7478 |  | 0
1991-09-22 | 0.00083333 | 2.0961 | 3.6551 | 2.0961 | -6.6845 | -6.6845 | 3999.2978 | 29914.7477 |  | 0
1991-09-23 | 0 | 0 | 0 | 0 | -6.6845 | -6.6845 | 3992.6133 | 29864.7476 |  | 0
1991-09-24 | 0 | 0 | 0 | 0 | -6.6845 | -6.6845 | 3985.9288 | 29814.7476 |  | 0
1991-09-25 | 0 | 0 | 0 | 0 | -6.6845 | -6.6845 | 3979.2443 | 29764.7475 |  | 0
1991-09-26 | 0 | 0 | 0 | 0 | -6.6845 | -6.6845 | 3972.5598 | 29714.7475 |  | 0
1991-09-27 | 0 | 0 | 0 | 0 | -6.6845 | -6.6845 | 3965.8753 | 29664.7474 |  | 0
1991-09-28 | 0 | 0 | 0 | 0 | -6.6845 | -6.6845 | 3959.1908 | 29614.7473 |  | 0
1991-09-29 | 0 | 0 | 0 | 0 | -6.6845 | -6.6845 | 3952.5063 | 29564.7473 |  | 0
1991-09-30 | 0.0066667 | 16.7685 | 3.6551 | 3.6551 | 6.429 | 6.429 | 3958.9353 | 29612.8358 |  | 0
1991-10-01 | 0 | 0 | 0 | 0 | -6.6845 | -6.6845 | 3952.2508 | 29562.8358 |  | 0
1991-10-02 | 0 | 0 | 0 | 0 | -6.6845 | -6.6845 | 3945.5663 | 29512.8357 |  | 0
1991-10-03 | 0 | 0 | 0 | 0 | -6.6845 | -6.6845 | 3938.8818 | 29462.8357 |  | 0
1991-10-04 | 0 | 0 | 0 | 0 | -6.6845 | -6.6845 | 3932.1973 | 29412.8356 |  | 0
1991-10-05 | 0 | 0 | 0 | 0 | -6.6845 | -6.6845 | 3925.5128 | 29362.8355 |  | 0
1991-10-06 | 0 | 0 | 0 | 0 | -6.6845 | -6.6845 | 3918.8283 | 29312.8355 |  | 0
1991-10-07 | 0 | 0 | 0 | 0 | -6.6845 | -6.6845 | 3912.1438 | 29262.8354 |  | 0
1991-10-08 | 0 | 0 | 0 | 0 | -6.6845 | -6.6845 | 3905.4593 | 29212.8354 |  | 0
1991-10-09 | 0 | 0 | 0 | 0 | -6.6845 | -6.6845 | 3898.7748 | 29162.8353 |  | 0
1991-10-10 | 0 | 0 | 0 | 0 | -6.6845 | -6.6845 | 3892.0903 | 29112.8352 |  | 0
1991-10-11 | 0 | 0 | 0 | 0 | -6.6845 | -6.6845 | 3885.4058 | 29062.8352 |  | 0
1991-10-12 | 0 | 0 | 0 | 0 | -6.6845 | -6.6845 | 3878.7213 | 29012.8351 |  | 0
1991-10-13 | 0 | 0 | 0 | 0 | -6.6845 | -6.6845 | 3872.0368 | 28962.8351 |  | 0
1991-10-14 | 0 | 0 | 0 | 0 | -6.6845 | -6.6845 | 3865.3523 | 28912.835 |  | 0
1991-10-15 | 0 | 0 | 0 | 0 | -6.6845 | -6.6845 | 3858.6678 | 28862.8349 |  | 0
1991-10-16 | 0 | 0 | 0 | 0 | -6.6845 | -6.6845 | 3851.9833 | 28812.8349 |  | 0
1991-10-17 | 0 | 0 | 0 | 0 | -6.6845 | -6.6845 | 3845.2988 | 28762.8348 |  | 0
1991-10-18 | 0 | 0 | 0 | 0 | -6.6845 | -6.6845 | 3838.6143 | 28712.8348 |  | 0
1991-10-19 | 0 | 0 | 0 | 0 | -6.6845 | -6.6845 | 3831.9298 | 28662.8347 |  | 0
1991-10-20 | 0 | 0 | 0 | 0 | -6.6845 | -6.6845 | 3825.2453 | 28612.8346 |  | 0
1991-10-21 | 0 | 0 | 0 | 0 | -6.6845 | -6.6845 | 3818.5608 | 28562.8346 |  | 0
1991-10-22 | 0 | 0 | 0 | 0 | -6.6845 | -6.6845 | 3811.8763 | 28512.8345 |  | 0
1991-10-23 | 0 | 0 | 0 | 0 | -6.6845 | -6.6845 | 3805.1918 | 28462.8345 |  | 0
1991-10-24 | 0 | 0 | 0 | 0 | -6.6845 | -6.6845 | 3798.5073 | 28412.8344 |  | 0
1991-10-25 | 0 | 0 | 0 | 0 | -6.6845 | -6.6845 | 3791.8228 | 28362.8343 |  | 0
1991-10-26 | 0 | 0 | 0 | 0 | -6.6845 | -6.6845 | 3785.1383 | 28312.8343 |  | 0
1991-10-27 | 0 | 0 | 0 | 0 | -6.6845 | -6.6845 | 3778.4538 | 28262.8342 |  | 0
1991-10-28 | 0 | 0 | 0 | 0 | -6.6845 | -6.6845 | 3771.7693 | 28212.8342 |  | 0
1991-10-29 | 0 | 0 | 0 | 0 | -6.6845 | -6.6845 | 3765.0848 | 28162.8341 |  | 0
1991-10-30 | 0 | 0 | 0 | 0 | -6.6845 | -6.6845 | 3758.4003 | 28112.834 |  | 0
1991-10-31 | 0 | 0 | 0 | 0 | -6.6845 | -6.6845 | 3751.7158 | 28062.834 |  | 0
1991-11-01 | 0 | 0 | 0 | 0 | -6.6845 | -6.6845 | 3745.0313 | 28012.8339 |  | 0
1991-11-02 | 0 | 0 | 0 | 0 | -6.6845 | -6.6845 | 3738.3468 | 27962.8339 |  | 0
1991-11-03 | 0 | 0 | 0 | 0 | -6.6845 | -6.6845 | 3731.6623 | 27912.8338 |  | 0
1991-11-04 | 0 | 0 | 0 | 0 | -6.6845 | -6.6845 | 3724.9778 | 27862.8337 |  | 0
1991-11-05 | 0 | 0 | 0 | 0 | -6.6845 | -6.6845 | 3718.2933 | 27812.8337 |  | 0
1991-11-06 | 0 | 0 | 0 | 0 | -6.6845 | -6.6845 | 3711.6088 | 27762.8336 |  | 0
1991-11-07 | 0 | 0 | 0 | 0 | -6.6845 | -6.6845 | 3704.9243 | 27712.8336 |  | 0
1991-11-08 | 0 | 0 | 0 | 0 | -6.6845 | -6.6845 | 3698.2398 | 27662.8335 |  | 0
1991-11-09 | 0 | 0 | 0 | 0 | -6.6845 | -6.6845 | 3691.5553 | 27612.8334 |  | 0
1991-11-10 | 0 | 0 | 0 | 0 | -6.6845 | -6.6845 | 3684.8708 | 27562.8334 |  | 0
1991-11-11 | 0.0058333 | 14.6725 | 3.6551 | 3.6551 | 4.3329 | 4.3329 | 3689.2037 | 27595.2434 |  | 0
1991-11-12 | 0.019167 | 48.2095 | 3.6551 | 3.6551 | 37.87 | 37.87 | 3727.0736 | 27878.5106 |  | 0
1991-11-13 | 0.024167 | 60.7859 | 3.6551 | 3.6551 | 50.4464 | 50.4464 | 3777.52 | 28255.8493 |  | 0
1991-11-14 | 0.020833 | 52.4017 | 3.6551 | 3.6551 | 42.0621 | 42.0621 | 3819.5821 | 28570.4737 |  | 0
1991-11-15 | 0 | 0 | 0 | 0 | -6.6845 | -6.6845 | 3812.8976 | 28520.4737 |  | 0
1991-11-16 | 0.0016667 | 4.1921 | 3.6551 | 3.6551 | -6.1474 | -6.1474 | 3806.7501 | 28474.4908 |  | 0
1991-11-17 | 0 | 0 | 0 | 0 | -6.6845 | -6.6845 | 3800.0656 | 28424.4907 |  | 0
1991-11-18 | 0 | 0 | 0 | 0 | -6.6845 | -6.6845 | 3793.3811 | 28374.4907 |  | 0
1991-11-19 | 0 | 0 | 0 | 0 | -6.6845 | -6.6845 | 3786.6966 | 28324.4906 |  | 0
1991-11-20 | 0 | 0 | 0 | 0 | -6.6845 | -6.6845 | 3780.0121 | 28274.4905 |  | 0
1991-11-21 | 0 | 0 | 0 | 0 | -6.6845 | -6.6845 | 3773.3276 | 28224.4905 |  | 0
1991-11-22 | 0 | 0 | 0 | 0 | -6.6845 | -6.6845 | 3766.6431 | 28174.4904 |  | 0
1991-11-23 | 0 | 0 | 0 | 0 | -6.6845 | -6.6845 | 3759.9586 | 28124.4904 |  | 0
1991-11-24 | 0 | 0 | 0 | 0 | -6.6845 | -6.6845 | 3753.2741 | 28074.4903 |  | 0
1991-11-25 | 0 | 0 | 0 | 0 | -6.6845 | -6.6845 | 3746.5896 | 28024.4902 |  | 0
1991-11-26 | 0 | 0 | 0 | 0 | -6.6845 | -6.6845 | 3739.9051 | 27974.4902 |  | 0
1991-11-27 | 0 | 0 | 0 | 0 | -6.6845 | -6.6845 | 3733.2206 | 27924.4901 |  | 0
1991-11-28 | 0 | 0 | 0 | 0 | -6.6845 | -6.6845 | 3726.5361 | 27874.4901 |  | 0
1991-11-29 | 0 | 0 | 0 | 0 | -6.6845 | -6.6845 | 3719.8516 | 27824.49 |  | 0
1991-11-30 | 0 | 0 | 0 | 0 | -6.6845 | -6.6845 | 3713.1671 | 27774.4899 |  | 0
1991-12-01 | 0 | 0 | 0 | 0 | -6.6845 | -6.6845 | 3706.4826 | 27724.4899 |  | 0
1991-12-02 | 0 | 0 | 0 | 0 | -6.6845 | -6.6845 | 3699.7981 | 27674.4898 |  | 0
1991-12-03 | 0 | 0 | 0 | 0 | -6.6845 | -6.6845 | 3693.1136 | 27624.4898 |  | 0
1991-12-04 | 0 | 0 | 0 | 0 | -6.6845 | -6.6845 | 3686.4291 | 27574.4897 |  | 0
1991-12-05 | 0 | 0 | 0 | 0 | -6.6845 | -6.6845 | 3679.7446 | 27524.4896 |  | 0
1991-12-06 | 0 | 0 | 0 | 0 | -6.6845 | -6.6845 | 3673.0601 | 27474.4896 |  | 0
1991-12-07 | 0 | 0 | 0 | 0 | -6.6845 | -6.6845 | 3666.3756 | 27424.4895 |  | 0
1991-12-08 | 0 | 0 | 0 | 0 | -6.6845 | -6.6845 | 3659.6911 | 27374.4895 |  | 0
1991-12-09 | 0 | 0 | 0 | 0 | -6.6845 | -6.6845 | 3653.0066 | 27324.4894 |  | 0
1991-12-10 | 0.0075 | 18.8646 | 3.6551 | 3.6551 | 8.525 | 8.525 | 3661.5316 | 27388.2566 |  | 0
1991-12-11 | 0.0525 | 132.0522 | 3.6551 | 3.6551 | 121.7126 | 121.7126 | 3783.2442 | 28298.667 |  | 0
1991-12-12 | 0 | 0 | 0 | 0 | -6.6845 | -6.6845 | 3776.5597 | 28248.6669 |  | 0
1991-12-13 | 0 | 0 | 0 | 0 | -6.6845 | -6.6845 | 3769.8752 | 28198.6668 |  | 0
1991-12-14 | 0 | 0 | 0 | 0 | -6.6845 | -6.6845 | 3763.1907 | 28148.6668 |  | 0
1991-12-15 | 0 | 0 | 0 | 0 | -6.6845 | -6.6845 | 3756.5062 | 28098.6667 |  | 0
1991-12-16 | 0 | 0 | 0 | 0 | -6.6845 | -6.6845 | 3749.8217 | 28048.6667 |  | 0
1991-12-17 | 0 | 0 | 0 | 0 | -6.6845 | -6.6845 | 3743.1372 | 27998.6666 |  | 0
1991-12-18 | 0.018333 | 46.1135 | 3.6551 | 3.6551 | 35.7739 | 35.7739 | 3778.9111 | 28266.2553 |  | 0
1991-12-19 | 0.0375 | 94.323 | 3.6551 | 3.6551 | 83.9834 | 83.9834 | 3862.8946 | 28894.4512 |  | 0
1991-12-20 | 0.0125 | 31.441 | 3.6551 | 3.6551 | 21.1014 | 21.1014 | 3883.996 | 29052.2899 |  | 0
1991-12-21 | 0.021667 | 54.4977 | 3.6551 | 3.6551 | 44.1582 | 44.1582 | 3928.1541 | 29382.5928 |  | 0
1991-12-22 | 0.0375 | 94.323 | 3.6551 | 3.6551 | 83.9834 | 83.9834 | 4003.7455 | 29948.0163 |  | 1.7075
1991-12-23 | 0.00083333 | 2.0961 | 3.6551 | 2.0961 | -6.6845 | -6.6845 | 3997.061 | 29898.0163 |  | 0
1991-12-24 | 0 | 0 | 0 | 0 | -6.6845 | -6.6845 | 3990.3765 | 29848.0162 |  | 0
1991-12-25 | 0.0058333 | 14.6725 | 3.6551 | 3.6551 | 4.3329 | 4.3329 | 3994.7094 | 29880.4262 |  | 0
1991-12-26 | 0.0041667 | 10.4803 | 3.6551 | 3.6551 | 0.14075 | 0.14075 | 3994.8501 | 29881.479 |  | 0
1991-12-27 | 0.0025 | 6.2882 | 3.6551 | 3.6551 | -4.0514 | -4.0514 | 3990.7988 | 29851.1747 |  | 0
1991-12-28 | 0.00083333 | 2.0961 | 3.6551 | 2.0961 | -6.6845 | -6.6845 | 3984.1143 | 29801.1747 |  | 0
1991-12-29 | 0 | 0 | 0 | 0 | -6.6845 | -6.6845 | 3977.4298 | 29751.1746 |  | 0
1991-12-30 | 0 | 0 | 0 | 0 | -6.6845 | -6.6845 | 3970.7453 | 29701.1745 |  | 0
1991-12-31 | 0 | 0 | 0 | 0 | -6.6845 | -6.6845 | 3964.0608 | 29651.1745 |  | 0
1992-01-01 | 0 | 0 | 0 | 0 | -6.6845 | -6.6845 | 3957.3763 | 29601.1744 |  | 0
1992-01-02 | 0 | 0 | 0 | 0 | -6.6845 | -6.6845 | 3950.6918 | 29551.1744 |  | 0
1992-01-03 | 0 | 0 | 0 | 0 | -6.6845 | -6.6845 | 3944.0073 | 29501.1743 |  | 0
1992-01-04 | 0.0091667 | 23.0567 | 3.6551 | 3.6551 | 12.7172 | 12.7172 | 3956.7244 | 29596.2986 |  | 0
1992-01-05 | 0 | 0 | 0 | 0 | -6.6845 | -6.6845 | 3950.0399 | 29546.2985 |  | 0
1992-01-06 | 0 | 0 | 0 | 0 | -6.6845 | -6.6845 | 3943.3554 | 29496.2985 |  | 0
1992-01-07 | 0 | 0 | 0 | 0 | -6.6845 | -6.6845 | 3936.6709 | 29446.2984 |  | 0
1992-01-08 | 0 | 0 | 0 | 0 | -6.6845 | -6.6845 | 3929.9864 | 29396.2984 |  | 0
1992-01-09 | 0 | 0 | 0 | 0 | -6.6845 | -6.6845 | 3923.3019 | 29346.2983 |  | 0
1992-01-10 | 0 | 0 | 0 | 0 | -6.6845 | -6.6845 | 3916.6174 | 29296.2982 |  | 0
1992-01-11 | 0 | 0 | 0 | 0 | -6.6845 | -6.6845 | 3909.9329 | 29246.2982 |  | 0
1992-01-12 | 0.0075 | 18.8646 | 3.6551 | 3.6551 | 8.525 | 8.525 | 3918.4579 | 29310.0653 |  | 0
1992-01-13 | 0.0016667 | 4.1921 | 3.6551 | 3.6551 | -6.1474 | -6.1474 | 3912.3105 | 29264.0824 |  | 0
1992-01-14 | 0 | 0 | 0 | 0 | -6.6845 | -6.6845 | 3905.626 | 29214.0824 |  | 0
1992-01-15 | 0 | 0 | 0 | 0 | -6.6845 | -6.6845 | 3898.9415 | 29164.0823 |  | 0
1992-01-16 | 0 | 0 | 0 | 0 | -6.6845 | -6.6845 | 3892.257 | 29114.0823 |  | 0
1992-01-17 | 0.0041667 | 10.4803 | 3.6551 | 3.6551 | 0.14075 | 0.14075 | 3892.3977 | 29115.1351 |  | 0
1992-01-18 | 0.025833 | 64.9781 | 3.6551 | 3.6551 | 54.6385 | 54.6385 | 3947.0362 | 29523.831 |  | 0
1992-01-19 | 0 | 0 | 0 | 0 | -6.6845 | -6.6845 | 3940.3517 | 29473.8309 |  | 0
1992-01-20 | 0 | 0 | 0 | 0 | -6.6845 | -6.6845 | 3933.6672 | 29423.8308 |  | 0
1992-01-21 | 0.0041667 | 10.4803 | 3.6551 | 3.6551 | 0.14075 | 0.14075 | 3933.808 | 29424.8837 |  | 0
1992-01-22 | 0 | 0 | 0 | 0 | -6.6845 | -6.6845 | 3927.1235 | 29374.8836 |  | 0
1992-01-23 | 0 | 0 | 0 | 0 | -6.6845 | -6.6845 | 3920.439 | 29324.8836 |  | 0
1992-01-24 | 0 | 0 | 0 | 0 | -6.6845 | -6.6845 | 3913.7545 | 29274.8835 |  | 0
1992-01-25 | 0 | 0 | 0 | 0 | -6.6845 | -6.6845 | 3907.07 | 29224.8834 |  | 0
1992-01-26 | 0.030833 | 77.5545 | 3.6551 | 3.6551 | 67.2149 | 67.2149 | 3974.2849 | 29727.6508 |  | 0
1992-01-27 | 0 | 0 | 0 | 0 | -6.6845 | -6.6845 | 3967.6004 | 29677.6507 |  | 0
1992-01-28 | 0.005 | 12.5764 | 3.6551 | 3.6551 | 2.2368 | 2.2368 | 3969.8372 | 29694.3821 |  | 0
1992-01-29 | 0.0016667 | 4.1921 | 3.6551 | 3.6551 | -6.1474 | -6.1474 | 3963.6897 | 29648.3992 |  | 0
1992-01-30 | 0 | 0 | 0 | 0 | -6.6845 | -6.6845 | 3957.0052 | 29598.3992 |  | 0
1992-01-31 | 0 | 0 | 0 | 0 | -6.6845 | -6.6845 | 3950.3207 | 29548.3991 |  | 0
1992-02-01 | 0 | 0 | 0 | 0 | -6.6845 | -6.6845 | 3943.6362 | 29498.3991 |  | 0
1992-02-02 | 0.015833 | 39.8253 | 3.6551 | 3.6551 | 29.4857 | 29.4857 | 3973.1219 | 29718.952 |  | 0
1992-02-03 | 0.035 | 88.0348 | 3.6551 | 3.6551 | 77.6952 | 77.6952 | 4003.7455 | 29948.0163 |  | 40.3871
1992-02-04 | 0.05 | 125.764 | 3.6551 | 3.6551 | 115.4244 | 115.4244 | 4003.7455 | 29948.0163 |  | 108.7399
1992-02-05 | 0.0016667 | 4.1921 | 3.6551 | 3.6551 | -6.1474 | -6.1474 | 3997.5981 | 29902.0334 |  | 0
1992-02-06 | 0 | 0 | 0 | 0 | -6.6845 | -6.6845 | 3990.9136 | 29852.0334 |  | 0
1992-02-07 | 0 | 0 | 0 | 0 | -6.6845 | -6.6845 | 3984.2291 | 29802.0333 |  | 0
1992-02-08 | 0.0025 | 6.2882 | 3.6551 | 3.6551 | -4.0514 | -4.0514 | 3980.1777 | 29771.729 |  | 0
1992-02-09 | 0.00083333 | 2.0961 | 3.6551 | 2.0961 | -6.6845 | -6.6845 | 3973.4932 | 29721.7289 |  | 0
1992-02-10 | 0 | 0 | 0 | 0 | -6.6845 | -6.6845 | 3966.8087 | 29671.7289 |  | 0
1992-02-11 | 0 | 0 | 0 | 0 | -6.6845 | -6.6845 | 3960.1242 | 29621.7288 |  | 0
1992-02-12 | 0 | 0 | 0 | 0 | -6.6845 | -6.6845 | 3953.4397 | 29571.7288 |  | 0
1992-02-13 | 0 | 0 | 0 | 0 | -6.6845 | -6.6845 | 3946.7552 | 29521.7287 |  | 0
1992-02-14 | 0 | 0 | 0 | 0 | -6.6845 | -6.6845 | 3940.0707 | 29471.7286 |  | 0
1992-02-15 | 0 | 0 | 0 | 0 | -6.6845 | -6.6845 | 3933.3862 | 29421.7286 |  | 0
1992-02-16 | 0 | 0 | 0 | 0 | -6.6845 | -6.6845 | 3926.7017 | 29371.7285 |  | 0
1992-02-17 | 0 | 0 | 0 | 0 | -6.6845 | -6.6845 | 3920.0172 | 29321.7285 |  | 0
1992-02-18 | 0 | 0 | 0 | 0 | -6.6845 | -6.6845 | 3913.3327 | 29271.7284 |  | 0
1992-02-19 | 0 | 0 | 0 | 0 | -6.6845 | -6.6845 | 3906.6482 | 29221.7283 |  | 0
1992-02-20 | 0 | 0 | 0 | 0 | -6.6845 | -6.6845 | 3899.9637 | 29171.7283 |  | 0
1992-02-21 | 0 | 0 | 0 | 0 | -6.6845 | -6.6845 | 3893.2792 | 29121.7282 |  | 0
1992-02-22 | 0.00083333 | 2.0961 | 3.6551 | 2.0961 | -6.6845 | -6.6845 | 3886.5947 | 29071.7282 |  | 0
1992-02-23 | 0 | 0 | 0 | 0 | -6.6845 | -6.6845 | 3879.9102 | 29021.7281 |  | 0
1992-02-24 | 0 | 0 | 0 | 0 | -6.6845 | -6.6845 | 3873.2257 | 28971.728 |  | 0
1992-02-25 | 0 | 0 | 0 | 0 | -6.6845 | -6.6845 | 3866.5412 | 28921.728 |  | 0
1992-02-26 | 0 | 0 | 0 | 0 | -6.6845 | -6.6845 | 3859.8567 | 28871.7279 |  | 0
1992-02-27 | 0 | 0 | 0 | 0 | -6.6845 | -6.6845 | 3853.1722 | 28821.7279 |  | 0
1992-02-28 | 0 | 0 | 0 | 0 | -6.6845 | -6.6845 | 3846.4877 | 28771.7278 |  | 0
1992-02-29 | 0 | 0 | 0 | 0 | -6.6845 | -6.6845 | 3839.8032 | 28721.7277 |  | 0
1992-03-01 | 0 | 0 | 0 | 0 | -6.6845 | -6.6845 | 3833.1187 | 28671.7277 |  | 0
1992-03-02 | 0 | 0 | 0 | 0 | -6.6845 | -6.6845 | 3826.4342 | 28621.7276 |  | 0
1992-03-03 | 0.0125 | 31.441 | 3.6551 | 3.6551 | 21.1014 | 21.1014 | 3847.5356 | 28779.5662 |  | 0
1992-03-04 | 0 | 0 | 0 | 0 | -6.6845 | -6.6845 | 3840.8511 | 28729.5662 |  | 0
1992-03-05 | 0 | 0 | 0 | 0 | -6.6845 | -6.6845 | 3834.1666 | 28679.5661 |  | 0
1992-03-06 | 0 | 0 | 0 | 0 | -6.6845 | -6.6845 | 3827.4821 | 28629.5661 |  | 0
1992-03-07 | 0 | 0 | 0 | 0 | -6.6845 | -6.6845 | 3820.7976 | 28579.566 |  | 0
1992-03-08 | 0 | 0 | 0 | 0 | -6.6845 | -6.6845 | 3814.1131 | 28529.5659 |  | 0
1992-03-09 | 0 | 0 | 0 | 0 | -6.6845 | -6.6845 | 3807.4286 | 28479.5659 |  | 0
1992-03-10 | 0 | 0 | 0 | 0 | -6.6845 | -6.6845 | 3800.7441 | 28429.5658 |  | 0
1992-03-11 | 0 | 0 | 0 | 0 | -6.6845 | -6.6845 | 3794.0596 | 28379.5658 |  | 0
1992-03-12 | 0 | 0 | 0 | 0 | -6.6845 | -6.6845 | 3787.3751 | 28329.5657 |  | 0
1992-03-13 | 0 | 0 | 0 | 0 | -6.6845 | -6.6845 | 3780.6906 | 28279.5656 |  | 0
1992-03-14 | 0 | 0 | 0 | 0 | -6.6845 | -6.6845 | 3774.0061 | 28229.5656 |  | 0
1992-03-15 | 0 | 0 | 0 | 0 | -6.6845 | -6.6845 | 3767.3216 | 28179.5655 |  | 0
1992-03-16 | 0 | 0 | 0 | 0 | -6.6845 | -6.6845 | 3760.6371 | 28129.5655 |  | 0
1992-03-17 | 0 | 0 | 0 | 0 | -6.6845 | -6.6845 | 3753.9526 | 28079.5654 |  | 0
1992-03-18 | 0 | 0 | 0 | 0 | -6.6845 | -6.6845 | 3747.2681 | 28029.5653 |  | 0
1992-03-19 | 0 | 0 | 0 | 0 | -6.6845 | -6.6845 | 3740.5836 | 27979.5653 |  | 0
1992-03-20 | 0 | 0 | 0 | 0 | -6.6845 | -6.6845 | 3733.8991 | 27929.5652 |  | 0
1992-03-21 | 0 | 0 | 0 | 0 | -6.6845 | -6.6845 | 3727.2146 | 27879.5652 |  | 0
1992-03-22 | 0 | 0 | 0 | 0 | -6.6845 | -6.6845 | 3720.5301 | 27829.5651 |  | 0
1992-03-23 | 0 | 0 | 0 | 0 | -6.6845 | -6.6845 | 3713.8456 | 27779.565 |  | 0
1992-03-24 | 0 | 0 | 0 | 0 | -6.6845 | -6.6845 | 3707.1611 | 27729.565 |  | 0
1992-03-25 | 0 | 0 | 0 | 0 | -6.6845 | -6.6845 | 3700.4766 | 27679.5649 |  | 0
1992-03-26 | 0 | 0 | 0 | 0 | -6.6845 | -6.6845 | 3693.7921 | 27629.5649 |  | 0
1992-03-27 | 0.0066667 | 16.7685 | 3.6551 | 3.6551 | 6.429 | 6.429 | 3700.221 | 27677.6534 |  | 0
1992-03-28 | 0 | 0 | 0 | 0 | -6.6845 | -6.6845 | 3693.5365 | 27627.6534 |  | 0
1992-03-29 | 0 | 0 | 0 | 0 | -6.6845 | -6.6845 | 3686.852 | 27577.6533 |  | 0
1992-03-30 | 0 | 0 | 0 | 0 | -6.6845 | -6.6845 | 3680.1675 | 27527.6532 |  | 0
1992-03-31 | 0 | 0 | 0 | 0 | -6.6845 | -6.6845 | 3673.483 | 27477.6532 |  | 0
1992-04-01 | 0 | 0 | 0 | 0 | -6.6845 | -6.6845 | 3666.7985 | 27427.6531 |  | 0
1992-04-02 | 0.0033333 | 8.3843 | 3.6551 | 3.6551 | -1.9553 | -1.9553 | 3664.8432 | 27413.0274 |  | 0
1992-04-03 | 0 | 0 | 0 | 0 | -6.6845 | -6.6845 | 3658.1587 | 27363.0273 |  | 0
1992-04-04 | 0 | 0 | 0 | 0 | -6.6845 | -6.6845 | 3651.4742 | 27313.0273 |  | 0
1992-04-05 | 0 | 0 | 0 | 0 | -6.6845 | -6.6845 | 3644.7897 | 27263.0272 |  | 0
1992-04-06 | 0 | 0 | 0 | 0 | -6.6845 | -6.6845 | 3638.1052 | 27213.0271 |  | 0
1992-04-07 | 0 | 0 | 0 | 0 | -6.6845 | -6.6845 | 3631.4207 | 27163.0271 |  | 0
1992-04-08 | 0 | 0 | 0 | 0 | -6.6845 | -6.6845 | 3624.7362 | 27113.027 |  | 0
1992-04-09 | 0 | 0 | 0 | 0 | -6.6845 | -6.6845 | 3618.0517 | 27063.027 |  | 0
1992-04-10 | 0 | 0 | 0 | 0 | -6.6845 | -6.6845 | 3611.3672 | 27013.0269 |  | 0
1992-04-11 | 0 | 0 | 0 | 0 | -6.6845 | -6.6845 | 3604.6827 | 26963.0268 |  | 0
1992-04-12 | 0 | 0 | 0 | 0 | -6.6845 | -6.6845 | 3597.9982 | 26913.0268 |  | 0
1992-04-13 | 0 | 0 | 0 | 0 | -6.6845 | -6.6845 | 3591.3137 | 26863.0267 |  | 0
1992-04-14 | 0.0041667 | 10.4803 | 3.6551 | 3.6551 | 0.14075 | 0.14075 | 3591.4545 | 26864.0796 |  | 0
1992-04-15 | 0 | 0 | 0 | 0 | -6.6845 | -6.6845 | 3584.77 | 26814.0795 |  | 0
1992-04-16 | 0 | 0 | 0 | 0 | -6.6845 | -6.6845 | 3578.0855 | 26764.0794 |  | 0
1992-04-17 | 0.005 | 12.5764 | 3.6551 | 3.6551 | 2.2368 | 2.2368 | 3580.3223 | 26780.8108 |  | 0
1992-04-18 | 0 | 0 | 0 | 0 | -6.6845 | -6.6845 | 3573.6378 | 26730.8108 |  | 0
1992-04-19 | 0.00083333 | 2.0961 | 3.6551 | 2.0961 | -6.6845 | -6.6845 | 3566.9533 | 26680.8107 |  | 0
1992-04-20 | 0 | 0 | 0 | 0 | -6.6845 | -6.6845 | 3560.2688 | 26630.8107 |  | 0
1992-04-21 | 0 | 0 | 0 | 0 | -6.6845 | -6.6845 | 3553.5843 | 26580.8106 |  | 0
1992-04-22 | 0 | 0 | 0 | 0 | -6.6845 | -6.6845 | 3546.8998 | 26530.8105 |  | 0
1992-04-23 | 0 | 0 | 0 | 0 | -6.6845 | -6.6845 | 3540.2153 | 26480.8105 |  | 0
1992-04-24 | 0 | 0 | 0 | 0 | -6.6845 | -6.6845 | 3533.5308 | 26430.8104 |  | 0
1992-04-25 | 0 | 0 | 0 | 0 | -6.6845 | -6.6845 | 3526.8463 | 26380.8104 |  | 0
1992-04-26 | 0.00083333 | 2.0961 | 3.6551 | 2.0961 | -6.6845 | -6.6845 | 3520.1618 | 26330.8103 |  | 0
1992-04-27 | 0.0016667 | 4.1921 | 3.6551 | 3.6551 | -6.1474 | -6.1474 | 3514.0144 | 26284.8274 |  | 0
1992-04-28 | 0 | 0 | 0 | 0 | -6.6845 | -6.6845 | 3507.3299 | 26234.8273 |  | 0
1992-04-29 | 0 | 0 | 0 | 0 | -6.6845 | -6.6845 | 3500.6454 | 26184.8273 |  | 0
1992-04-30 | 0 | 0 | 0 | 0 | -6.6845 | -6.6845 | 3493.9609 | 26134.8272 |  | 0
1992-05-01 | 0 | 0 | 0 | 0 | -6.6845 | -6.6845 | 3487.2764 | 26084.8272 |  | 0
1992-05-02 | 0 | 0 | 0 | 0 | -6.6845 | -6.6845 | 3480.5919 | 26034.8271 |  | 0
1992-05-03 | 0 | 0 | 0 | 0 | -6.6845 | -6.6845 | 3473.9074 | 25984.827 |  | 0
1992-05-04 | 0 | 0 | 0 | 0 | -6.6845 | -6.6845 | 3467.2229 | 25934.827 |  | 0
1992-05-05 | 0.0066667 | 16.7685 | 3.6551 | 3.6551 | 6.429 | 6.429 | 3473.6518 | 25982.9155 |  | 0
1992-05-06 | 0.010833 | 27.2489 | 3.6551 | 3.6551 | 16.9093 | 16.9093 | 3490.5611 | 26109.397 |  | 0
1992-05-07 | 0 | 0 | 0 | 0 | -6.6845 | -6.6845 | 3483.8766 | 26059.397 |  | 0
1992-05-08 | 0.025 | 62.882 | 3.6551 | 3.6551 | 52.5424 | 52.5424 | 3536.419 | 26452.4143 |  | 0
1992-05-09 | 0.028333 | 71.2663 | 3.6551 | 3.6551 | 60.9267 | 60.9267 | 3597.3457 | 26908.1459 |  | 0
1992-05-10 | 0.0033333 | 8.3843 | 3.6551 | 3.6551 | -1.9553 | -1.9553 | 3595.3904 | 26893.5201 |  | 0
1992-05-11 | 0 | 0 | 0 | 0 | -6.6845 | -6.6845 | 3588.7059 | 26843.5201 |  | 0
1992-05-12 | 0 | 0 | 0 | 0 | -6.6845 | -6.6845 | 3582.0214 | 26793.52 |  | 0
1992-05-13 | 0.05 | 125.764 | 3.6551 | 3.6551 | 115.4244 | 115.4244 | 3697.4458 | 27656.8947 |  | 0
1992-05-14 | 0.0016667 | 4.1921 | 3.6551 | 3.6551 | -6.1474 | -6.1474 | 3691.2984 | 27610.9118 |  | 0
1992-05-15 | 0.018333 | 46.1135 | 3.6551 | 3.6551 | 35.7739 | 35.7739 | 3727.0722 | 27878.5004 |  | 0
1992-05-16 | 0.0016667 | 4.1921 | 3.6551 | 3.6551 | -6.1474 | -6.1474 | 3720.9248 | 27832.5175 |  | 0
1992-05-17 | 0 | 0 | 0 | 0 | -6.6845 | -6.6845 | 3714.2403 | 27782.5175 |  | 0
1992-05-18 | 0 | 0 | 0 | 0 | -6.6845 | -6.6845 | 3707.5558 | 27732.5174 |  | 0
1992-05-19 | 0 | 0 | 0 | 0 | -6.6845 | -6.6845 | 3700.8713 | 27682.5173 |  | 0
1992-05-20 | 0 | 0 | 0 | 0 | -6.6845 | -6.6845 | 3694.1868 | 27632.5173 |  | 0
1992-05-21 | 0.040833 | 102.7073 | 3.6551 | 3.6551 | 92.3677 | 92.3677 | 3786.5545 | 28323.4276 |  | 0
1992-05-22 | 0 | 0 | 0 | 0 | -6.6845 | -6.6845 | 3779.87 | 28273.4275 |  | 0
1992-05-23 | 0.018333 | 46.1135 | 3.6551 | 3.6551 | 35.7739 | 35.7739 | 3815.6439 | 28541.0162 |  | 0
1992-05-24 | 0.018333 | 46.1135 | 3.6551 | 3.6551 | 35.7739 | 35.7739 | 3851.4178 | 28808.6049 |  | 0
1992-05-25 | 0.029167 | 73.3623 | 3.6551 | 3.6551 | 63.0228 | 63.0228 | 3914.4405 | 29280.0151 |  | 0
1992-05-26 | 0.070833 | 178.1657 | 3.6551 | 3.6551 | 167.8261 | 167.8261 | 4003.7455 | 29948.0163 |  | 71.8366
1992-05-27 | 0.00083333 | 2.0961 | 3.6551 | 2.0961 | -6.6845 | -6.6845 | 3997.061 | 29898.0163 |  | 0
1992-05-28 | 0 | 0 | 0 | 0 | -6.6845 | -6.6845 | 3990.3765 | 29848.0162 |  | 0
1992-05-29 | 0 | 0 | 0 | 0 | -6.6845 | -6.6845 | 3983.692 | 29798.0162 |  | 0
1992-05-30 | 0.0025 | 6.2882 | 3.6551 | 3.6551 | -4.0514 | -4.0514 | 3979.6406 | 29767.7118 |  | 0
1992-05-31 | 0.0033333 | 8.3843 | 3.6551 | 3.6551 | -1.9553 | -1.9553 | 3977.6853 | 29753.0861 |  | 0
1992-06-01 | 0.0041667 | 10.4803 | 3.6551 | 3.6551 | 0.14075 | 0.14075 | 3977.8261 | 29754.1389 |  | 0
1992-06-02 | 0.0041667 | 10.4803 | 3.6551 | 3.6551 | 0.14075 | 0.14075 | 3977.9668 | 29755.1918 |  | 0
1992-06-03 | 0 | 0 | 0 | 0 | -6.6845 | -6.6845 | 3971.2823 | 29705.1917 |  | 0
1992-06-04 | 0.0016667 | 4.1921 | 3.6551 | 3.6551 | -6.1474 | -6.1474 | 3965.1349 | 29659.2088 |  | 0
1992-06-05 | 0 | 0 | 0 | 0 | -6.6845 | -6.6845 | 3958.4504 | 29609.2087 |  | 0
1992-06-06 | 0 | 0 | 0 | 0 | -6.6845 | -6.6845 | 3951.7659 | 29559.2087 |  | 0
1992-06-07 | 0 | 0 | 0 | 0 | -6.6845 | -6.6845 | 3945.0814 | 29509.2086 |  | 0
1992-06-08 | 0.0016667 | 4.1921 | 3.6551 | 3.6551 | -6.1474 | -6.1474 | 3938.9339 | 29463.2257 |  | 0
1992-06-09 | 0.0083333 | 20.9607 | 3.6551 | 3.6551 | 10.6211 | 10.6211 | 3949.555 | 29542.6714 |  | 0
1992-06-10 | 0.0016667 | 4.1921 | 3.6551 | 3.6551 | -6.1474 | -6.1474 | 3943.4076 | 29496.6885 |  | 0
1992-06-11 | 0 | 0 | 0 | 0 | -6.6845 | -6.6845 | 3936.7231 | 29446.6885 |  | 0
1992-06-12 | 0 | 0 | 0 | 0 | -6.6845 | -6.6845 | 3930.0386 | 29396.6884 |  | 0
1992-06-13 | 0 | 0 | 0 | 0 | -6.6845 | -6.6845 | 3923.3541 | 29346.6884 |  | 0
1992-06-14 | 0 | 0 | 0 | 0 | -6.6845 | -6.6845 | 3916.6696 | 29296.6883 |  | 0
1992-06-15 | 0 | 0 | 0 | 0 | -6.6845 | -6.6845 | 3909.9851 | 29246.6882 |  | 0
1992-06-16 | 0 | 0 | 0 | 0 | -6.6845 | -6.6845 | 3903.3006 | 29196.6882 |  | 0
1992-06-17 | 0 | 0 | 0 | 0 | -6.6845 | -6.6845 | 3896.6161 | 29146.6881 |  | 0
1992-06-18 | 0 | 0 | 0 | 0 | -6.6845 | -6.6845 | 3889.9316 | 29096.6881 |  | 0
1992-06-19 | 0 | 0 | 0 | 0 | -6.6845 | -6.6845 | 3883.2471 | 29046.688 |  | 0
1992-06-20 | 0.0033333 | 8.3843 | 3.6551 | 3.6551 | -1.9553 | -1.9553 | 3881.2917 | 29032.0623 |  | 0
1992-06-21 | 0.041667 | 104.8033 | 3.6551 | 3.6551 | 94.4638 | 94.4638 | 3975.7555 | 29738.6511 |  | 0
1992-06-22 | 0.00083333 | 2.0961 | 3.6551 | 2.0961 | -6.6845 | -6.6845 | 3969.071 | 29688.6511 |  | 0
1992-06-23 | 0.021667 | 54.4977 | 3.6551 | 3.6551 | 44.1582 | 44.1582 | 4003.7455 | 29948.0163 |  | 2.7992
1992-06-24 | 0.033333 | 83.8427 | 3.6551 | 3.6551 | 73.5031 | 73.5031 | 4003.7455 | 29948.0163 |  | 66.8186
1992-06-25 | 0.00083333 | 2.0961 | 3.6551 | 2.0961 | -6.6845 | -6.6845 | 3997.061 | 29898.0163 |  | 0
1992-06-26 | 0.0075 | 18.8646 | 3.6551 | 3.6551 | 8.525 | 8.525 | 4005.586 | 29961.7834 |  | 0
1992-06-27 | 0 | 0 | 0 | 0 | -6.6845 | -6.6845 | 3998.9015 | 29911.7834 |  | 0
1992-06-28 | 0 | 0 | 0 | 0 | -6.6845 | -6.6845 | 3992.217 | 29861.7833 |  | 0
1992-06-29 | 0 | 0 | 0 | 0 | -6.6845 | -6.6845 | 3985.5325 | 29811.7832 |  | 0
1992-06-30 | 0 | 0 | 0 | 0 | -6.6845 | -6.6845 | 3978.848 | 29761.7832 |  | 0
1992-07-01 | 0 | 0 | 0 | 0 | -6.6845 | -6.6845 | 3972.1635 | 29711.7831 |  | 0
1992-07-02 | 0 | 0 | 0 | 0 | -6.6845 | -6.6845 | 3965.479 | 29661.7831 |  | 0
1992-07-03 | 0 | 0 | 0 | 0 | -6.6845 | -6.6845 | 3958.7945 | 29611.783 |  | 0
1992-07-04 | 0 | 0 | 0 | 0 | -6.6845 | -6.6845 | 3952.11 | 29561.7829 |  | 0
1992-07-05 | 0 | 0 | 0 | 0 | -6.6845 | -6.6845 | 3945.4255 | 29511.7829 |  | 0
1992-07-06 | 0 | 0 | 0 | 0 | -6.6845 | -6.6845 | 3938.741 | 29461.7828 |  | 0
1992-07-07 | 0 | 0 | 0 | 0 | -6.6845 | -6.6845 | 3932.0565 | 29411.7828 |  | 0
1992-07-08 | 0 | 0 | 0 | 0 | -6.6845 | -6.6845 | 3925.372 | 29361.7827 |  | 0
1992-07-09 | 0 | 0 | 0 | 0 | -6.6845 | -6.6845 | 3918.6875 | 29311.7826 |  | 0
1992-07-10 | 0.026667 | 67.0741 | 3.6551 | 3.6551 | 56.7346 | 56.7346 | 3975.4221 | 29736.1571 |  | 0
1992-07-11 | 0.0016667 | 4.1921 | 3.6551 | 3.6551 | -6.1474 | -6.1474 | 3969.2746 | 29690.1742 |  | 0
1992-07-12 | 0.0925 | 232.6634 | 3.6551 | 3.6551 | 222.3238 | 222.3238 | 4003.7455 | 29948.0163 |  | 181.1684
1992-07-13 | 0 | 0 | 0 | 0 | -6.6845 | -6.6845 | 3997.061 | 29898.0163 |  | 0
1992-07-14 | 0 | 0 | 0 | 0 | -6.6845 | -6.6845 | 3990.3765 | 29848.0162 |  | 0
1992-07-15 | 0 | 0 | 0 | 0 | -6.6845 | -6.6845 | 3983.692 | 29798.0162 |  | 0
1992-07-16 | 0 | 0 | 0 | 0 | -6.6845 | -6.6845 | 3977.0075 | 29748.0161 |  | 0
1992-07-17 | 0.0025 | 6.2882 | 3.6551 | 3.6551 | -4.0514 | -4.0514 | 3972.9561 | 29717.7118 |  | 0
1992-07-18 | 0.05 | 125.764 | 3.6551 | 3.6551 | 115.4244 | 115.4244 | 4003.7455 | 29948.0163 |  | 77.9505
1992-07-19 | 0 | 0 | 0 | 0 | -6.6845 | -6.6845 | 3997.061 | 29898.0163 |  | 0
1992-07-20 | 0 | 0 | 0 | 0 | -6.6845 | -6.6845 | 3990.3765 | 29848.0162 |  | 0
1992-07-21 | 0 | 0 | 0 | 0 | -6.6845 | -6.6845 | 3983.692 | 29798.0162 |  | 0
1992-07-22 | 0.05 | 125.764 | 3.6551 | 3.6551 | 115.4244 | 115.4244 | 4003.7455 | 29948.0163 |  | 88.6864
1992-07-23 | 0 | 0 | 0 | 0 | -6.6845 | -6.6845 | 3997.061 | 29898.0163 |  | 0
1992-07-24 | 0 | 0 | 0 | 0 | -6.6845 | -6.6845 | 3990.3765 | 29848.0162 |  | 0
1992-07-25 | 0 | 0 | 0 | 0 | -6.6845 | -6.6845 | 3983.692 | 29798.0162 |  | 0
1992-07-26 | 0.005 | 12.5764 | 3.6551 | 3.6551 | 2.2368 | 2.2368 | 3985.9288 | 29814.7476 |  | 0
1992-07-27 | 0.00083333 | 2.0961 | 3.6551 | 2.0961 | -6.6845 | -6.6845 | 3979.2443 | 29764.7475 |  | 0
1992-07-28 | 0.020833 | 52.4017 | 3.6551 | 3.6551 | 42.0621 | 42.0621 | 4003.7455 | 29948.0163 |  | 10.8764
1992-07-29 | 0.0016667 | 4.1921 | 3.6551 | 3.6551 | -6.1474 | -6.1474 | 3997.5981 | 29902.0334 |  | 0
1992-07-30 | 0 | 0 | 0 | 0 | -6.6845 | -6.6845 | 3990.9136 | 29852.0334 |  | 0
1992-07-31 | 0.0041667 | 10.4803 | 3.6551 | 3.6551 | 0.14075 | 0.14075 | 3991.0543 | 29853.0862 |  | 0
1992-08-01 | 0.00083333 | 2.0961 | 3.6551 | 2.0961 | -6.6845 | -6.6845 | 3984.3698 | 29803.0862 |  | 0
1992-08-02 | 0.083333 | 209.6067 | 3.6551 | 3.6551 | 199.2671 | 199.2671 | 4003.7455 | 29948.0163 |  | 173.2069
1992-08-03 | 0 | 0 | 0 | 0 | -6.6845 | -6.6845 | 3997.061 | 29898.0163 |  | 0
1992-08-04 | 0 | 0 | 0 | 0 | -6.6845 | -6.6845 | 3990.3765 | 29848.0162 |  | 0
1992-08-05 | 0.00083333 | 2.0961 | 3.6551 | 2.0961 | -6.6845 | -6.6845 | 3983.692 | 29798.0162 |  | 0
1992-08-06 | 0 | 0 | 0 | 0 | -6.6845 | -6.6845 | 3977.0075 | 29748.0161 |  | 0
1992-08-07 | 0 | 0 | 0 | 0 | -6.6845 | -6.6845 | 3970.323 | 29698.016 |  | 0
1992-08-08 | 0 | 0 | 0 | 0 | -6.6845 | -6.6845 | 3963.6385 | 29648.016 |  | 0
1992-08-09 | 0 | 0 | 0 | 0 | -6.6845 | -6.6845 | 3956.954 | 29598.0159 |  | 0
1992-08-10 | 0 | 0 | 0 | 0 | -6.6845 | -6.6845 | 3950.2695 | 29548.0159 |  | 0
1992-08-11 | 0 | 0 | 0 | 0 | -6.6845 | -6.6845 | 3943.585 | 29498.0158 |  | 0
1992-08-12 | 0.0325 | 81.7466 | 3.6551 | 3.6551 | 71.407 | 71.407 | 4003.7455 | 29948.0163 |  | 4.562
1992-08-13 | 0.075 | 188.646 | 3.6551 | 3.6551 | 178.3064 | 178.3064 | 4003.7455 | 29948.0163 |  | 171.6219
1992-08-14 | 0 | 0 | 0 | 0 | -6.6845 | -6.6845 | 3997.061 | 29898.0163 |  | 0
1992-08-15 | 0 | 0 | 0 | 0 | -6.6845 | -6.6845 | 3990.3765 | 29848.0162 |  | 0
1992-08-16 | 0 | 0 | 0 | 0 | -6.6845 | -6.6845 | 3983.692 | 29798.0162 |  | 0
1992-08-17 | 0 | 0 | 0 | 0 | -6.6845 | -6.6845 | 3977.0075 | 29748.0161 |  | 0
1992-08-18 | 0.00083333 | 2.0961 | 3.6551 | 2.0961 | -6.6845 | -6.6845 | 3970.323 | 29698.016 |  | 0
1992-08-19 | 0 | 0 | 0 | 0 | -6.6845 | -6.6845 | 3963.6385 | 29648.016 |  | 0
1992-08-20 | 0 | 0 | 0 | 0 | -6.6845 | -6.6845 | 3956.954 | 29598.0159 |  | 0
1992-08-21 | 0 | 0 | 0 | 0 | -6.6845 | -6.6845 | 3950.2695 | 29548.0159 |  | 0
1992-08-22 | 0 | 0 | 0 | 0 | -6.6845 | -6.6845 | 3943.585 | 29498.0158 |  | 0
1992-08-23 | 0 | 0 | 0 | 0 | -6.6845 | -6.6845 | 3936.9005 | 29448.0157 |  | 0
1992-08-24 | 0 | 0 | 0 | 0 | -6.6845 | -6.6845 | 3930.216 | 29398.0157 |  | 0
1992-08-25 | 0.07 | 176.0696 | 3.6551 | 3.6551 | 165.73 | 165.73 | 4003.7455 | 29948.0163 |  | 85.516
1992-08-26 | 0.0016667 | 4.1921 | 3.6551 | 3.6551 | -6.1474 | -6.1474 | 3997.5981 | 29902.0334 |  | 0
1992-08-27 | 0 | 0 | 0 | 0 | -6.6845 | -6.6845 | 3990.9136 | 29852.0334 |  | 0
1992-08-28 | 0 | 0 | 0 | 0 | -6.6845 | -6.6845 | 3984.2291 | 29802.0333 |  | 0
1992-08-29 | 0.018333 | 46.1135 | 3.6551 | 3.6551 | 35.7739 | 35.7739 | 4003.7455 | 29948.0163 |  | 9.5729
1992-08-30 | 0 | 0 | 0 | 0 | -6.6845 | -6.6845 | 3997.061 | 29898.0163 |  | 0
1992-08-31 | 0 | 0 | 0 | 0 | -6.6845 | -6.6845 | 3990.3765 | 29848.0162 |  | 0
1992-09-01 | 0 | 0 | 0 | 0 | -6.6845 | -6.6845 | 3983.692 | 29798.0162 |  | 0
1992-09-02 | 0 | 0 | 0 | 0 | -6.6845 | -6.6845 | 3977.0075 | 29748.0161 |  | 0
1992-09-03 | 0 | 0 | 0 | 0 | -6.6845 | -6.6845 | 3970.323 | 29698.016 |  | 0
1992-09-04 | 0 | 0 | 0 | 0 | -6.6845 | -6.6845 | 3963.6385 | 29648.016 |  | 0
1992-09-05 | 0.0125 | 31.441 | 3.6551 | 3.6551 | 21.1014 | 21.1014 | 3984.7399 | 29805.8546 |  | 0
1992-09-06 | 0.00083333 | 2.0961 | 3.6551 | 2.0961 | -6.6845 | -6.6845 | 3978.0554 | 29755.8545 |  | 0
1992-09-07 | 0 | 0 | 0 | 0 | -6.6845 | -6.6845 | 3971.3709 | 29705.8545 |  | 0
1992-09-08 | 0 | 0 | 0 | 0 | -6.6845 | -6.6845 | 3964.6864 | 29655.8544 |  | 0
1992-09-09 | 0 | 0 | 0 | 0 | -6.6845 | -6.6845 | 3958.0019 | 29605.8544 |  | 0
1992-09-10 | 0 | 0 | 0 | 0 | -6.6845 | -6.6845 | 3951.3174 | 29555.8543 |  | 0
1992-09-11 | 0.105 | 264.1044 | 3.6551 | 3.6551 | 253.7648 | 253.7648 | 4003.7455 | 29948.0163 |  | 194.6522
1992-09-12 | 0.0033333 | 8.3843 | 3.6551 | 3.6551 | -1.9553 | -1.9553 | 4001.7902 | 29933.3906 |  | 0
1992-09-13 | 0 | 0 | 0 | 0 | -6.6845 | -6.6845 | 3995.1057 | 29883.3905 |  | 0
1992-09-14 | 0.05 | 125.764 | 3.6551 | 3.6551 | 115.4244 | 115.4244 | 4003.7455 | 29948.0163 |  | 100.1001
1992-09-15 | 0.0175 | 44.0174 | 3.6551 | 3.6551 | 33.6778 | 33.6778 | 4003.7455 | 29948.0163 |  | 26.9933
1992-09-16 | 0 | 0 | 0 | 0 | -6.6845 | -6.6845 | 3997.061 | 29898.0163 |  | 0
1992-09-17 | 0 | 0 | 0 | 0 | -6.6845 | -6.6845 | 3990.3765 | 29848.0162 |  | 0
1992-09-18 | 0 | 0 | 0 | 0 | -6.6845 | -6.6845 | 3983.692 | 29798.0162 |  | 0
1992-09-19 | 0.0033333 | 8.3843 | 3.6551 | 3.6551 | -1.9553 | -1.9553 | 3981.7367 | 29783.3904 |  | 0
1992-09-20 | 0.0275 | 69.1702 | 3.6551 | 3.6551 | 58.8306 | 58.8306 | 4003.7455 | 29948.0163 |  | 30.1373
1992-09-21 | 0 | 0 | 0 | 0 | -6.6845 | -6.6845 | 3997.061 | 29898.0163 |  | 0
1992-09-22 | 0 | 0 | 0 | 0 | -6.6845 | -6.6845 | 3990.3765 | 29848.0162 |  | 0
1992-09-23 | 0 | 0 | 0 | 0 | -6.6845 | -6.6845 | 3983.692 | 29798.0162 |  | 0
1992-09-24 | 0 | 0 | 0 | 0 | -6.6845 | -6.6845 | 3977.0075 | 29748.0161 |  | 0
1992-09-25 | 0 | 0 | 0 | 0 | -6.6845 | -6.6845 | 3970.323 | 29698.016 |  | 0
1992-09-26 | 0 | 0 | 0 | 0 | -6.6845 | -6.6845 | 3963.6385 | 29648.016 |  | 0
1992-09-27 | 0 | 0 | 0 | 0 | -6.6845 | -6.6845 | 3956.954 | 29598.0159 |  | 0
1992-09-28 | 0 | 0 | 0 | 0 | -6.6845 | -6.6845 | 3950.2695 | 29548.0159 |  | 0
1992-09-29 | 0 | 0 | 0 | 0 | -6.6845 | -6.6845 | 3943.585 | 29498.0158 |  | 0
1992-09-30 | 0 | 0 | 0 | 0 | -6.6845 | -6.6845 | 3936.9005 | 29448.0157 |  | 0
1992-10-01 | 0 | 0 | 0 | 0 | -6.6845 | -6.6845 | 3930.216 | 29398.0157 |  | 0
1992-10-02 | 0 | 0 | 0 | 0 | -6.6845 | -6.6845 | 3923.5315 | 29348.0156 |  | 0
1992-10-03 | 0 | 0 | 0 | 0 | -6.6845 | -6.6845 | 3916.847 | 29298.0156 |  | 0
1992-10-04 | 0 | 0 | 0 | 0 | -6.6845 | -6.6845 | 3910.1625 | 29248.0155 |  | 0
1992-10-05 | 0 | 0 | 0 | 0 | -6.6845 | -6.6845 | 3903.478 | 29198.0154 |  | 0
1992-10-06 | 0 | 0 | 0 | 0 | -6.6845 | -6.6845 | 3896.7935 | 29148.0154 |  | 0
1992-10-07 | 0 | 0 | 0 | 0 | -6.6845 | -6.6845 | 3890.109 | 29098.0153 |  | 0
1992-10-08 | 0 | 0 | 0 | 0 | -6.6845 | -6.6845 | 3883.4245 | 29048.0153 |  | 0
1992-10-09 | 0 | 0 | 0 | 0 | -6.6845 | -6.6845 | 3876.74 | 28998.0152 |  | 0
1992-10-10 | 0 | 0 | 0 | 0 | -6.6845 | -6.6845 | 3870.0555 | 28948.0151 |  | 0
1992-10-11 | 0 | 0 | 0 | 0 | -6.6845 | -6.6845 | 3863.371 | 28898.0151 |  | 0
1992-10-12 | 0 | 0 | 0 | 0 | -6.6845 | -6.6845 | 3856.6865 | 28848.015 |  | 0
1992-10-13 | 0 | 0 | 0 | 0 | -6.6845 | -6.6845 | 3850.002 | 28798.015 |  | 0
1992-10-14 | 0 | 0 | 0 | 0 | -6.6845 | -6.6845 | 3843.3175 | 28748.0149 |  | 0
1992-10-15 | 0 | 0 | 0 | 0 | -6.6845 | -6.6845 | 3836.633 | 28698.0148 |  | 0
1992-10-16 | 0 | 0 | 0 | 0 | -6.6845 | -6.6845 | 3829.9485 | 28648.0148 |  | 0
1992-10-17 | 0 | 0 | 0 | 0 | -6.6845 | -6.6845 | 3823.264 | 28598.0147 |  | 0
1992-10-18 | 0 | 0 | 0 | 0 | -6.6845 | -6.6845 | 3816.5795 | 28548.0147 |  | 0
1992-10-19 | 0 | 0 | 0 | 0 | -6.6845 | -6.6845 | 3809.895 | 28498.0146 |  | 0
1992-10-20 | 0 | 0 | 0 | 0 | -6.6845 | -6.6845 | 3803.2105 | 28448.0145 |  | 0
1992-10-21 | 0.00083333 | 2.0961 | 3.6551 | 2.0961 | -6.6845 | -6.6845 | 3796.526 | 28398.0145 |  | 0
1992-10-22 | 0 | 0 | 0 | 0 | -6.6845 | -6.6845 | 3789.8415 | 28348.0144 |  | 0
1992-10-23 | 0.0016667 | 4.1921 | 3.6551 | 3.6551 | -6.1474 | -6.1474 | 3783.6941 | 28302.0315 |  | 0
1992-10-24 | 0 | 0 | 0 | 0 | -6.6845 | -6.6845 | 3777.0096 | 28252.0315 |  | 0
1992-10-25 | 0 | 0 | 0 | 0 | -6.6845 | -6.6845 | 3770.3251 | 28202.0314 |  | 0
1992-10-26 | 0 | 0 | 0 | 0 | -6.6845 | -6.6845 | 3763.6406 | 28152.0313 |  | 0
1992-10-27 | 0 | 0 | 0 | 0 | -6.6845 | -6.6845 | 3756.9561 | 28102.0313 |  | 0
1992-10-28 | 0 | 0 | 0 | 0 | -6.6845 | -6.6845 | 3750.2716 | 28052.0312 |  | 0
1992-10-29 | 0 | 0 | 0 | 0 | -6.6845 | -6.6845 | 3743.5871 | 28002.0312 |  | 0
1992-10-30 | 0 | 0 | 0 | 0 | -6.6845 | -6.6845 | 3736.9026 | 27952.0311 |  | 0
1992-10-31 | 0 | 0 | 0 | 0 | -6.6845 | -6.6845 | 3730.2181 | 27902.031 |  | 0
1992-11-01 | 0 | 0 | 0 | 0 | -6.6845 | -6.6845 | 3723.5336 | 27852.031 |  | 0
1992-11-02 | 0.00083333 | 2.0961 | 3.6551 | 2.0961 | -6.6845 | -6.6845 | 3716.8491 | 27802.0309 |  | 0
1992-11-03 | 0 | 0 | 0 | 0 | -6.6845 | -6.6845 | 3710.1646 | 27752.0309 |  | 0
1992-11-04 | 0.0016667 | 4.1921 | 3.6551 | 3.6551 | -6.1474 | -6.1474 | 3704.0171 | 27706.048 |  | 0
1992-11-05 | 0 | 0 | 0 | 0 | -6.6845 | -6.6845 | 3697.3326 | 27656.0479 |  | 0
1992-11-06 | 0 | 0 | 0 | 0 | -6.6845 | -6.6845 | 3690.6481 | 27606.0478 |  | 0
1992-11-07 | 0 | 0 | 0 | 0 | -6.6845 | -6.6845 | 3683.9636 | 27556.0478 |  | 0
1992-11-08 | 0 | 0 | 0 | 0 | -6.6845 | -6.6845 | 3677.2791 | 27506.0477 |  | 0
1992-11-09 | 0 | 0 | 0 | 0 | -6.6845 | -6.6845 | 3670.5946 | 27456.0477 |  | 0
1992-11-10 | 0 | 0 | 0 | 0 | -6.6845 | -6.6845 | 3663.9101 | 27406.0476 |  | 0
1992-11-11 | 0 | 0 | 0 | 0 | -6.6845 | -6.6845 | 3657.2256 | 27356.0475 |  | 0
1992-11-12 | 0 | 0 | 0 | 0 | -6.6845 | -6.6845 | 3650.5411 | 27306.0475 |  | 0
1992-11-13 | 0 | 0 | 0 | 0 | -6.6845 | -6.6845 | 3643.8566 | 27256.0474 |  | 0
1992-11-14 | 0 | 0 | 0 | 0 | -6.6845 | -6.6845 | 3637.1721 | 27206.0474 |  | 0
1992-11-15 | 0 | 0 | 0 | 0 | -6.6845 | -6.6845 | 3630.4876 | 27156.0473 |  | 0
1992-11-16 | 0 | 0 | 0 | 0 | -6.6845 | -6.6845 | 3623.8031 | 27106.0472 |  | 0
1992-11-17 | 0 | 0 | 0 | 0 | -6.6845 | -6.6845 | 3617.1186 | 27056.0472 |  | 0
1992-11-18 | 0.033333 | 83.8427 | 3.6551 | 3.6551 | 73.5031 | 73.5031 | 3690.6217 | 27605.8503 |  | 0
1992-11-19 | 0.0083333 | 20.9607 | 3.6551 | 3.6551 | 10.6211 | 10.6211 | 3701.2428 | 27685.296 |  | 0
1992-11-20 | 0 | 0 | 0 | 0 | -6.6845 | -6.6845 | 3694.5583 | 27635.2959 |  | 0
1992-11-21 | 0 | 0 | 0 | 0 | -6.6845 | -6.6845 | 3687.8738 | 27585.2959 |  | 0
1992-11-22 | 0 | 0 | 0 | 0 | -6.6845 | -6.6845 | 3681.1893 | 27535.2958 |  | 0
1992-11-23 | 0 | 0 | 0 | 0 | -6.6845 | -6.6845 | 3674.5048 | 27485.2957 |  | 0
1992-11-24 | 0 | 0 | 0 | 0 | -6.6845 | -6.6845 | 3667.8203 | 27435.2957 |  | 0
1992-11-25 | 0 | 0 | 0 | 0 | -6.6845 | -6.6845 | 3661.1358 | 27385.2956 |  | 0
1992-11-26 | 0 | 0 | 0 | 0 | -6.6845 | -6.6845 | 3654.4513 | 27335.2956 |  | 0
1992-11-27 | 0 | 0 | 0 | 0 | -6.6845 | -6.6845 | 3647.7668 | 27285.2955 |  | 0
1992-11-28 | 0 | 0 | 0 | 0 | -6.6845 | -6.6845 | 3641.0823 | 27235.2954 |  | 0
1992-11-29 | 0 | 0 | 0 | 0 | -6.6845 | -6.6845 | 3634.3978 | 27185.2954 |  | 0
1992-11-30 | 0 | 0 | 0 | 0 | -6.6845 | -6.6845 | 3627.7133 | 27135.2953 |  | 0
1992-12-01 | 0 | 0 | 0 | 0 | -6.6845 | -6.6845 | 3621.0288 | 27085.2953 |  | 0
1992-12-02 | 0 | 0 | 0 | 0 | -6.6845 | -6.6845 | 3614.3443 | 27035.2952 |  | 0
1992-12-03 | 0 | 0 | 0 | 0 | -6.6845 | -6.6845 | 3607.6598 | 26985.2951 |  | 0
1992-12-04 | 0.00083333 | 2.0961 | 3.6551 | 2.0961 | -6.6845 | -6.6845 | 3600.9753 | 26935.2951 |  | 0
1992-12-05 | 0.0016667 | 4.1921 | 3.6551 | 3.6551 | -6.1474 | -6.1474 | 3594.8278 | 26889.3122 |  | 0
1992-12-06 | 0 | 0 | 0 | 0 | -6.6845 | -6.6845 | 3588.1433 | 26839.3121 |  | 0
1992-12-07 | 0 | 0 | 0 | 0 | -6.6845 | -6.6845 | 3581.4588 | 26789.3121 |  | 0
1992-12-08 | 0.0016667 | 4.1921 | 3.6551 | 3.6551 | -6.1474 | -6.1474 | 3575.3114 | 26743.3292 |  | 0
1992-12-09 | 0 | 0 | 0 | 0 | -6.6845 | -6.6845 | 3568.6269 | 26693.3291 |  | 0
1992-12-10 | 0 | 0 | 0 | 0 | -6.6845 | -6.6845 | 3561.9424 | 26643.329 |  | 0
1992-12-11 | 0 | 0 | 0 | 0 | -6.6845 | -6.6845 | 3555.2579 | 26593.329 |  | 0
1992-12-12 | 0 | 0 | 0 | 0 | -6.6845 | -6.6845 | 3548.5734 | 26543.3289 |  | 0
1992-12-13 | 0.0075 | 18.8646 | 3.6551 | 3.6551 | 8.525 | 8.525 | 3557.0984 | 26607.0961 |  | 0
1992-12-14 | 0 | 0 | 0 | 0 | -6.6845 | -6.6845 | 3550.4139 | 26557.096 |  | 0
1992-12-15 | 0 | 0 | 0 | 0 | -6.6845 | -6.6845 | 3543.7294 | 26507.096 |  | 0
1992-12-16 | 0 | 0 | 0 | 0 | -6.6845 | -6.6845 | 3537.0449 | 26457.0959 |  | 0
1992-12-17 | 0 | 0 | 0 | 0 | -6.6845 | -6.6845 | 3530.3604 | 26407.0958 |  | 0
1992-12-18 | 0 | 0 | 0 | 0 | -6.6845 | -6.6845 | 3523.6759 | 26357.0958 |  | 0
1992-12-19 | 0 | 0 | 0 | 0 | -6.6845 | -6.6845 | 3516.9914 | 26307.0957 |  | 0
1992-12-20 | 0.00083333 | 2.0961 | 3.6551 | 2.0961 | -6.6845 | -6.6845 | 3510.3069 | 26257.0957 |  | 0
1992-12-21 | 0.005 | 12.5764 | 3.6551 | 3.6551 | 2.2368 | 2.2368 | 3512.5437 | 26273.8271 |  | 0
1992-12-22 | 0 | 0 | 0 | 0 | -6.6845 | -6.6845 | 3505.8592 | 26223.827 |  | 0
1992-12-23 | 0 | 0 | 0 | 0 | -6.6845 | -6.6845 | 3499.1747 | 26173.8269 |  | 0
1992-12-24 | 0 | 0 | 0 | 0 | -6.6845 | -6.6845 | 3492.4902 | 26123.8269 |  | 0
1992-12-25 | 0 | 0 | 0 | 0 | -6.6845 | -6.6845 | 3485.8057 | 26073.8268 |  | 0
1992-12-26 | 0 | 0 | 0 | 0 | -6.6845 | -6.6845 | 3479.1212 | 26023.8268 |  | 0
1992-12-27 | 0 | 0 | 0 | 0 | -6.6845 | -6.6845 | 3472.4367 | 25973.8267 |  | 0
1992-12-28 | 0 | 0 | 0 | 0 | -6.6845 | -6.6845 | 3465.7522 | 25923.8266 |  | 0
1992-12-29 | 0 | 0 | 0 | 0 | -6.6845 | -6.6845 | 3459.0677 | 25873.8266 |  | 0
1992-12-30 | 0 | 0 | 0 | 0 | -6.6845 | -6.6845 | 3452.3832 | 25823.8265 |  | 0
1992-12-31 | 0 | 0 | 0 | 0 | -6.6845 | -6.6845 | 3445.6987 | 25773.8265 |  | 0
1993-01-01 | 0 | 0 | 0 | 0 | -6.6845 | -6.6845 | 3439.0142 | 25723.8264 |  | 0
1993-01-02 | 0 | 0 | 0 | 0 | -6.6845 | -6.6845 | 3432.3297 | 25673.8263 |  | 0
1993-01-03 | 0 | 0 | 0 | 0 | -6.6845 | -6.6845 | 3425.6452 | 25623.8263 |  | 0
1993-01-04 | 0 | 0 | 0 | 0 | -6.6845 | -6.6845 | 3418.9607 | 25573.8262 |  | 0
1993-01-05 | 0.005 | 12.5764 | 3.6551 | 3.6551 | 2.2368 | 2.2368 | 3421.1975 | 25590.5576 |  | 0
1993-01-06 | 0.0016667 | 4.1921 | 3.6551 | 3.6551 | -6.1474 | -6.1474 | 3415.0501 | 25544.5747 |  | 0
1993-01-07 | 0 | 0 | 0 | 0 | -6.6845 | -6.6845 | 3408.3656 | 25494.5747 |  | 0
1993-01-08 | 0 | 0 | 0 | 0 | -6.6845 | -6.6845 | 3401.6811 | 25444.5746 |  | 0
1993-01-09 | 0 | 0 | 0 | 0 | -6.6845 | -6.6845 | 3394.9966 | 25394.5746 |  | 0
1993-01-10 | 0 | 0 | 0 | 0 | -6.6845 | -6.6845 | 3388.3121 | 25344.5745 |  | 0
1993-01-11 | 0 | 0 | 0 | 0 | -6.6845 | -6.6845 | 3381.6276 | 25294.5744 |  | 0
1993-01-12 | 0 | 0 | 0 | 0 | -6.6845 | -6.6845 | 3374.9431 | 25244.5744 |  | 0
1993-01-13 | 0 | 0 | 0 | 0 | -6.6845 | -6.6845 | 3368.2586 | 25194.5743 |  | 0
1993-01-14 | 0 | 0 | 0 | 0 | -6.6845 | -6.6845 | 3361.5741 | 25144.5743 |  | 0
1993-01-15 | 0 | 0 | 0 | 0 | -6.6845 | -6.6845 | 3354.8896 | 25094.5742 |  | 0
1993-01-16 | 0 | 0 | 0 | 0 | -6.6845 | -6.6845 | 3348.2051 | 25044.5741 |  | 0
1993-01-17 | 0 | 0 | 0 | 0 | -6.6845 | -6.6845 | 3341.5206 | 24994.5741 |  | 0
1993-01-18 | 0.01 | 25.1528 | 3.6551 | 3.6551 | 14.8132 | 14.8132 | 3356.3338 | 25105.377 |  | 0
1993-01-19 | 0.035 | 88.0348 | 3.6551 | 3.6551 | 77.6952 | 77.6952 | 3434.029 | 25686.5372 |  | 0
1993-01-20 | 0.00083333 | 2.0961 | 3.6551 | 2.0961 | -6.6845 | -6.6845 | 3427.3445 | 25636.5371 |  | 0
1993-01-21 | 0 | 0 | 0 | 0 | -6.6845 | -6.6845 | 3420.66 | 25586.5371 |  | 0
1993-01-22 | 0 | 0 | 0 | 0 | -6.6845 | -6.6845 | 3413.9755 | 25536.537 |  | 0
1993-01-23 | 0 | 0 | 0 | 0 | -6.6845 | -6.6845 | 3407.291 | 25486.537 |  | 0
1993-01-24 | 0 | 0 | 0 | 0 | -6.6845 | -6.6845 | 3400.6065 | 25436.5369 |  | 0
1993-01-25 | 0 | 0 | 0 | 0 | -6.6845 | -6.6845 | 3393.922 | 25386.5368 |  | 0
1993-01-26 | 0 | 0 | 0 | 0 | -6.6845 | -6.6845 | 3387.2375 | 25336.5368 |  | 0
1993-01-27 | 0 | 0 | 0 | 0 | -6.6845 | -6.6845 | 3380.553 | 25286.5367 |  | 0
1993-01-28 | 0.005 | 12.5764 | 3.6551 | 3.6551 | 2.2368 | 2.2368 | 3382.7899 | 25303.2681 |  | 0
1993-01-29 | 0 | 0 | 0 | 0 | -6.6845 | -6.6845 | 3376.1054 | 25253.2681 |  | 0
1993-01-30 | 0.00083333 | 2.0961 | 3.6551 | 2.0961 | -6.6845 | -6.6845 | 3369.4209 | 25203.268 |  | 0
1993-01-31 | 0 | 0 | 0 | 0 | -6.6845 | -6.6845 | 3362.7364 | 25153.268 |  | 0
1993-02-01 | 0 | 0 | 0 | 0 | -6.6845 | -6.6845 | 3356.0519 | 25103.2679 |  | 0
1993-02-02 | 0 | 0 | 0 | 0 | -6.6845 | -6.6845 | 3349.3674 | 25053.2678 |  | 0
1993-02-03 | 0 | 0 | 0 | 0 | -6.6845 | -6.6845 | 3342.6829 | 25003.2678 |  | 0
1993-02-04 | 0 | 0 | 0 | 0 | -6.6845 | -6.6845 | 3335.9984 | 24953.2677 |  | 0
1993-02-05 | 0 | 0 | 0 | 0 | -6.6845 | -6.6845 | 3329.3139 | 24903.2677 |  | 0
1993-02-06 | 0 | 0 | 0 | 0 | -6.6845 | -6.6845 | 3322.6294 | 24853.2676 |  | 0
1993-02-07 | 0 | 0 | 0 | 0 | -6.6845 | -6.6845 | 3315.9449 | 24803.2675 |  | 0
1993-02-08 | 0 | 0 | 0 | 0 | -6.6845 | -6.6845 | 3309.2604 | 24753.2675 |  | 0
1993-02-09 | 0 | 0 | 0 | 0 | -6.6845 | -6.6845 | 3302.5759 | 24703.2674 |  | 0
1993-02-10 | 0 | 0 | 0 | 0 | -6.6845 | -6.6845 | 3295.8914 | 24653.2674 |  | 0
1993-02-11 | 0 | 0 | 0 | 0 | -6.6845 | -6.6845 | 3289.2069 | 24603.2673 |  | 0
1993-02-12 | 0 | 0 | 0 | 0 | -6.6845 | -6.6845 | 3282.5224 | 24553.2672 |  | 0
1993-02-13 | 0 | 0 | 0 | 0 | -6.6845 | -6.6845 | 3275.8379 | 24503.2672 |  | 0
1993-02-14 | 0.005 | 12.5764 | 3.6551 | 3.6551 | 2.2368 | 2.2368 | 3278.0747 | 24519.9986 |  | 0
1993-02-15 | 0 | 0 | 0 | 0 | -6.6845 | -6.6845 | 3271.3902 | 24469.9985 |  | 0
1993-02-16 | 0 | 0 | 0 | 0 | -6.6845 | -6.6845 | 3264.7057 | 24419.9985 |  | 0
1993-02-17 | 0 | 0 | 0 | 0 | -6.6845 | -6.6845 | 3258.0212 | 24369.9984 |  | 0
1993-02-18 | 0 | 0 | 0 | 0 | -6.6845 | -6.6845 | 3251.3367 | 24319.9983 |  | 0
1993-02-19 | 0 | 0 | 0 | 0 | -6.6845 | -6.6845 | 3244.6522 | 24269.9983 |  | 0
1993-02-20 | 0 | 0 | 0 | 0 | -6.6845 | -6.6845 | 3237.9677 | 24219.9982 |  | 0
1993-02-21 | 0.0016667 | 4.1921 | 3.6551 | 3.6551 | -6.1474 | -6.1474 | 3231.8202 | 24174.0153 |  | 0
1993-02-22 | 0 | 0 | 0 | 0 | -6.6845 | -6.6845 | 3225.1357 | 24124.0153 |  | 0
1993-02-23 | 0 | 0 | 0 | 0 | -6.6845 | -6.6845 | 3218.4512 | 24074.0152 |  | 0
1993-02-24 | 0 | 0 | 0 | 0 | -6.6845 | -6.6845 | 3211.7667 | 24024.0151 |  | 0
1993-02-25 | 0 | 0 | 0 | 0 | -6.6845 | -6.6845 | 3205.0822 | 23974.0151 |  | 0
1993-02-26 | 0 | 0 | 0 | 0 | -6.6845 | -6.6845 | 3198.3977 | 23924.015 |  | 0
1993-02-27 | 0 | 0 | 0 | 0 | -6.6845 | -6.6845 | 3191.7132 | 23874.015 |  | 0
1993-02-28 | 0 | 0 | 0 | 0 | -6.6845 | -6.6845 | 3185.0287 | 23824.0149 |  | 0
1993-03-01 | 0.011667 | 29.3449 | 3.6551 | 3.6551 | 19.0054 | 19.0054 | 3204.0341 | 23966.1749 |  | 0
1993-03-02 | 0 | 0 | 0 | 0 | -6.6845 | -6.6845 | 3197.3496 | 23916.1749 |  | 0
1993-03-03 | 0 | 0 | 0 | 0 | -6.6845 | -6.6845 | 3190.6651 | 23866.1748 |  | 0
1993-03-04 | 0 | 0 | 0 | 0 | -6.6845 | -6.6845 | 3183.9806 | 23816.1748 |  | 0
1993-03-05 | 0 | 0 | 0 | 0 | -6.6845 | -6.6845 | 3177.2961 | 23766.1747 |  | 0
1993-03-06 | 0 | 0 | 0 | 0 | -6.6845 | -6.6845 | 3170.6116 | 23716.1746 |  | 0
1993-03-07 | 0 | 0 | 0 | 0 | -6.6845 | -6.6845 | 3163.9271 | 23666.1746 |  | 0
1993-03-08 | 0 | 0 | 0 | 0 | -6.6845 | -6.6845 | 3157.2426 | 23616.1745 |  | 0
1993-03-09 | 0 | 0 | 0 | 0 | -6.6845 | -6.6845 | 3150.5581 | 23566.1745 |  | 0
1993-03-10 | 0 | 0 | 0 | 0 | -6.6845 | -6.6845 | 3143.8736 | 23516.1744 |  | 0
1993-03-11 | 0 | 0 | 0 | 0 | -6.6845 | -6.6845 | 3137.1891 | 23466.1743 |  | 0
1993-03-12 | 0 | 0 | 0 | 0 | -6.6845 | -6.6845 | 3130.5046 | 23416.1743 |  | 0
1993-03-13 | 0.00083333 | 2.0961 | 3.6551 | 2.0961 | -6.6845 | -6.6845 | 3123.8201 | 23366.1742 |  | 0
1993-03-14 | 0 | 0 | 0 | 0 | -6.6845 | -6.6845 | 3117.1356 | 23316.1742 |  | 0
1993-03-15 | 0 | 0 | 0 | 0 | -6.6845 | -6.6845 | 3110.4511 | 23266.1741 |  | 0
1993-03-16 | 0 | 0 | 0 | 0 | -6.6845 | -6.6845 | 3103.7666 | 23216.174 |  | 0
1993-03-17 | 0 | 0 | 0 | 0 | -6.6845 | -6.6845 | 3097.0821 | 23166.174 |  | 0
1993-03-18 | 0 | 0 | 0 | 0 | -6.6845 | -6.6845 | 3090.3976 | 23116.1739 |  | 0
1993-03-19 | 0 | 0 | 0 | 0 | -6.6845 | -6.6845 | 3083.7131 | 23066.1739 |  | 0
1993-03-20 | 0 | 0 | 0 | 0 | -6.6845 | -6.6845 | 3077.0286 | 23016.1738 |  | 0
1993-03-21 | 0.03 | 75.4584 | 3.6551 | 3.6551 | 65.1188 | 65.1188 | 3142.1474 | 23503.2626 |  | 0
1993-03-22 | 0.0175 | 44.0174 | 3.6551 | 3.6551 | 33.6778 | 33.6778 | 3175.8252 | 23755.1727 |  | 0
1993-03-23 | 0.0041667 | 10.4803 | 3.6551 | 3.6551 | 0.14075 | 0.14075 | 3175.966 | 23756.2255 |  | 0
1993-03-24 | 0.0033333 | 8.3843 | 3.6551 | 3.6551 | -1.9553 | -1.9553 | 3174.0107 | 23741.5998 |  | 0
1993-03-25 | 0 | 0 | 0 | 0 | -6.6845 | -6.6845 | 3167.3262 | 23691.5997 |  | 0
1993-03-26 | 0 | 0 | 0 | 0 | -6.6845 | -6.6845 | 3160.6417 | 23641.5996 |  | 0
1993-03-27 | 0 | 0 | 0 | 0 | -6.6845 | -6.6845 | 3153.9572 | 23591.5996 |  | 0
1993-03-28 | 0 | 0 | 0 | 0 | -6.6845 | -6.6845 | 3147.2727 | 23541.5995 |  | 0
1993-03-29 | 0 | 0 | 0 | 0 | -6.6845 | -6.6845 | 3140.5882 | 23491.5995 |  | 0
1993-03-30 | 0 | 0 | 0 | 0 | -6.6845 | -6.6845 | 3133.9037 | 23441.5994 |  | 0
1993-03-31 | 0 | 0 | 0 | 0 | -6.6845 | -6.6845 | 3127.2192 | 23391.5993 |  | 0
1993-04-01 | 0 | 0 | 0 | 0 | -6.6845 | -6.6845 | 3120.5347 | 23341.5993 |  | 0
1993-04-02 | 0 | 0 | 0 | 0 | -6.6845 | -6.6845 | 3113.8502 | 23291.5992 |  | 0
1993-04-03 | 0 | 0 | 0 | 0 | -6.6845 | -6.6845 | 3107.1657 | 23241.5992 |  | 0
1993-04-04 | 0 | 0 | 0 | 0 | -6.6845 | -6.6845 | 3100.4812 | 23191.5991 |  | 0
1993-04-05 | 0 | 0 | 0 | 0 | -6.6845 | -6.6845 | 3093.7967 | 23141.599 |  | 0
1993-04-06 | 0 | 0 | 0 | 0 | -6.6845 | -6.6845 | 3087.1122 | 23091.599 |  | 0
1993-04-07 | 0 | 0 | 0 | 0 | -6.6845 | -6.6845 | 3080.4277 | 23041.5989 |  | 0
1993-04-08 | 0 | 0 | 0 | 0 | -6.6845 | -6.6845 | 3073.7432 | 22991.5989 |  | 0
1993-04-09 | 0 | 0 | 0 | 0 | -6.6845 | -6.6845 | 3067.0587 | 22941.5988 |  | 0
1993-04-10 | 0 | 0 | 0 | 0 | -6.6845 | -6.6845 | 3060.3742 | 22891.5987 |  | 0
1993-04-11 | 0 | 0 | 0 | 0 | -6.6845 | -6.6845 | 3053.6897 | 22841.5987 |  | 0
1993-04-12 | 0 | 0 | 0 | 0 | -6.6845 | -6.6845 | 3047.0052 | 22791.5986 |  | 0
1993-04-13 | 0 | 0 | 0 | 0 | -6.6845 | -6.6845 | 3040.3207 | 22741.5986 |  | 0
1993-04-14 | 0.0083333 | 20.9607 | 3.6551 | 3.6551 | 10.6211 | 10.6211 | 3050.9417 | 22821.0443 |  | 0
1993-04-15 | 0 | 0 | 0 | 0 | -6.6845 | -6.6845 | 3044.2572 | 22771.0442 |  | 0
1993-04-16 | 0 | 0 | 0 | 0 | -6.6845 | -6.6845 | 3037.5727 | 22721.0442 |  | 0
1993-04-17 | 0 | 0 | 0 | 0 | -6.6845 | -6.6845 | 3030.8882 | 22671.0441 |  | 0
1993-04-18 | 0 | 0 | 0 | 0 | -6.6845 | -6.6845 | 3024.2037 | 22621.044 |  | 0
1993-04-19 | 0 | 0 | 0 | 0 | -6.6845 | -6.6845 | 3017.5192 | 22571.044 |  | 0
1993-04-20 | 0 | 0 | 0 | 0 | -6.6845 | -6.6845 | 3010.8347 | 22521.0439 |  | 0
1993-04-21 | 0 | 0 | 0 | 0 | -6.6845 | -6.6845 | 3004.1502 | 22471.0439 |  | 0
1993-04-22 | 0 | 0 | 0 | 0 | -6.6845 | -6.6845 | 2997.4657 | 22421.0438 |  | 0
1993-04-23 | 0 | 0 | 0 | 0 | -6.6845 | -6.6845 | 2990.7812 | 22371.0437 |  | 0
1993-04-24 | 0 | 0 | 0 | 0 | -6.6845 | -6.6845 | 2984.0967 | 22321.0437 |  | 0
1993-04-25 | 0 | 0 | 0 | 0 | -6.6845 | -6.6845 | 2977.4122 | 22271.0436 |  | 0
1993-04-26 | 0 | 0 | 0 | 0 | -6.6845 | -6.6845 | 2970.7277 | 22221.0436 |  | 0
1993-04-27 | 0.0075 | 18.8646 | 3.6551 | 3.6551 | 8.525 | 8.525 | 2979.2528 | 22284.8107 |  | 0
1993-04-28 | 0 | 0 | 0 | 0 | -6.6845 | -6.6845 | 2972.5683 | 22234.8106 |  | 0
1993-04-29 | 0 | 0 | 0 | 0 | -6.6845 | -6.6845 | 2965.8838 | 22184.8106 |  | 0
1993-04-30 | 0.035833 | 90.1309 | 3.6551 | 3.6551 | 79.7913 | 79.7913 | 3045.6751 | 22781.6494 |  | 0
1993-05-01 | 0 | 0 | 0 | 0 | -6.6845 | -6.6845 | 3038.9906 | 22731.6494 |  | 0
1993-05-02 | 0 | 0 | 0 | 0 | -6.6845 | -6.6845 | 3032.3061 | 22681.6493 |  | 0
1993-05-03 | 0 | 0 | 0 | 0 | -6.6845 | -6.6845 | 3025.6216 | 22631.6492 |  | 0
1993-05-04 | 0 | 0 | 0 | 0 | -6.6845 | -6.6845 | 3018.9371 | 22581.6492 |  | 0
1993-05-05 | 0 | 0 | 0 | 0 | -6.6845 | -6.6845 | 3012.2526 | 22531.6491 |  | 0
1993-05-06 | 0 | 0 | 0 | 0 | -6.6845 | -6.6845 | 3005.5681 | 22481.6491 |  | 0
1993-05-07 | 0 | 0 | 0 | 0 | -6.6845 | -6.6845 | 2998.8836 | 22431.649 |  | 0
1993-05-08 | 0 | 0 | 0 | 0 | -6.6845 | -6.6845 | 2992.1991 | 22381.6489 |  | 0
1993-05-09 | 0 | 0 | 0 | 0 | -6.6845 | -6.6845 | 2985.5146 | 22331.6489 |  | 0
1993-05-10 | 0 | 0 | 0 | 0 | -6.6845 | -6.6845 | 2978.8301 | 22281.6488 |  | 0
1993-05-11 | 0 | 0 | 0 | 0 | -6.6845 | -6.6845 | 2972.1456 | 22231.6488 |  | 0
1993-05-12 | 0 | 0 | 0 | 0 | -6.6845 | -6.6845 | 2965.4611 | 22181.6487 |  | 0
1993-05-13 | 0 | 0 | 0 | 0 | -6.6845 | -6.6845 | 2958.7766 | 22131.6486 |  | 0
1993-05-14 | 0 | 0 | 0 | 0 | -6.6845 | -6.6845 | 2952.0921 | 22081.6486 |  | 0
1993-05-15 | 0 | 0 | 0 | 0 | -6.6845 | -6.6845 | 2945.4076 | 22031.6485 |  | 0
1993-05-16 | 0 | 0 | 0 | 0 | -6.6845 | -6.6845 | 2938.7231 | 21981.6485 |  | 0
1993-05-17 | 0 | 0 | 0 | 0 | -6.6845 | -6.6845 | 2932.0386 | 21931.6484 |  | 0
1993-05-18 | 0 | 0 | 0 | 0 | -6.6845 | -6.6845 | 2925.3541 | 21881.6483 |  | 0
1993-05-19 | 0 | 0 | 0 | 0 | -6.6845 | -6.6845 | 2918.6696 | 21831.6483 |  | 0
1993-05-20 | 0.046667 | 117.3797 | 3.6551 | 3.6551 | 107.0402 | 107.0402 | 3025.7097 | 22632.3086 |  | 0
1993-05-21 | 0.0225 | 56.5938 | 3.6551 | 3.6551 | 46.2542 | 46.2542 | 3071.9639 | 22978.2902 |  | 0
1993-05-22 | 0.0016667 | 4.1921 | 3.6551 | 3.6551 | -6.1474 | -6.1474 | 3065.8165 | 22932.3073 |  | 0
1993-05-23 | 0.0075 | 18.8646 | 3.6551 | 3.6551 | 8.525 | 8.525 | 3074.3415 | 22996.0744 |  | 0
1993-05-24 | 0 | 0 | 0 | 0 | -6.6845 | -6.6845 | 3067.657 | 22946.0744 |  | 0
1993-05-25 | 0 | 0 | 0 | 0 | -6.6845 | -6.6845 | 3060.9725 | 22896.0743 |  | 0
1993-05-26 | 0 | 0 | 0 | 0 | -6.6845 | -6.6845 | 3054.288 | 22846.0742 |  | 0
1993-05-27 | 0 | 0 | 0 | 0 | -6.6845 | -6.6845 | 3047.6035 | 22796.0742 |  | 0
1993-05-28 | 0 | 0 | 0 | 0 | -6.6845 | -6.6845 | 3040.919 | 22746.0741 |  | 0
1993-05-29 | 0.0016667 | 4.1921 | 3.6551 | 3.6551 | -6.1474 | -6.1474 | 3034.7716 | 22700.0912 |  | 0
1993-05-30 | 0 | 0 | 0 | 0 | -6.6845 | -6.6845 | 3028.0871 | 22650.0912 |  | 0
1993-05-31 | 0 | 0 | 0 | 0 | -6.6845 | -6.6845 | 3021.4026 | 22600.0911 |  | 0
1993-06-01 | 0 | 0 | 0 | 0 | -6.6845 | -6.6845 | 3014.7181 | 22550.091 |  | 0
1993-06-02 | 0 | 0 | 0 | 0 | -6.6845 | -6.6845 | 3008.0336 | 22500.091 |  | 0
1993-06-03 | 0 | 0 | 0 | 0 | -6.6845 | -6.6845 | 3001.3491 | 22450.0909 |  | 0
1993-06-04 | 0 | 0 | 0 | 0 | -6.6845 | -6.6845 | 2994.6646 | 22400.0909 |  | 0
1993-06-05 | 0 | 0 | 0 | 0 | -6.6845 | -6.6845 | 2987.9801 | 22350.0908 |  | 0
1993-06-06 | 0 | 0 | 0 | 0 | -6.6845 | -6.6845 | 2981.2956 | 22300.0907 |  | 0
1993-06-07 | 0 | 0 | 0 | 0 | -6.6845 | -6.6845 | 2974.6111 | 22250.0907 |  | 0
1993-06-08 | 0 | 0 | 0 | 0 | -6.6845 | -6.6845 | 2967.9266 | 22200.0906 |  | 0
1993-06-09 | 0 | 0 | 0 | 0 | -6.6845 | -6.6845 | 2961.2421 | 22150.0906 |  | 0
1993-06-10 | 0 | 0 | 0 | 0 | -6.6845 | -6.6845 | 2954.5576 | 22100.0905 |  | 0
1993-06-11 | 0.0083333 | 20.9607 | 3.6551 | 3.6551 | 10.6211 | 10.6211 | 2965.1786 | 22179.5362 |  | 0
1993-06-12 | 0 | 0 | 0 | 0 | -6.6845 | -6.6845 | 2958.4941 | 22129.5362 |  | 0
1993-06-13 | 0 | 0 | 0 | 0 | -6.6845 | -6.6845 | 2951.8096 | 22079.5361 |  | 0
1993-06-14 | 0 | 0 | 0 | 0 | -6.6845 | -6.6845 | 2945.1251 | 22029.5361 |  | 0
1993-06-15 | 0 | 0 | 0 | 0 | -6.6845 | -6.6845 | 2938.4406 | 21979.536 |  | 0
1993-06-16 | 0.14833 | 373.0999 | 3.6551 | 3.6551 | 362.7603 | 362.7603 | 3301.2009 | 24692.9829 |  | 0
1993-06-17 | 0 | 0 | 0 | 0 | -6.6845 | -6.6845 | 3294.5164 | 24642.9829 |  | 0
1993-06-18 | 0 | 0 | 0 | 0 | -6.6845 | -6.6845 | 3287.8319 | 24592.9828 |  | 0
1993-06-19 | 0.00083333 | 2.0961 | 3.6551 | 2.0961 | -6.6845 | -6.6845 | 3281.1474 | 24542.9828 |  | 0
1993-06-20 | 0.091667 | 230.5673 | 3.6551 | 3.6551 | 220.2278 | 220.2278 | 3501.3752 | 26190.2863 |  | 0
1993-06-21 | 0 | 0 | 0 | 0 | -6.6845 | -6.6845 | 3494.6907 | 26140.2863 |  | 0
1993-06-22 | 0 | 0 | 0 | 0 | -6.6845 | -6.6845 | 3488.0062 | 26090.2862 |  | 0
1993-06-23 | 0 | 0 | 0 | 0 | -6.6845 | -6.6845 | 3481.3217 | 26040.2862 |  | 0
1993-06-24 | 0.0091667 | 23.0567 | 3.6551 | 3.6551 | 12.7172 | 12.7172 | 3494.0388 | 26135.4105 |  | 0
1993-06-25 | 0.039167 | 98.5151 | 3.6551 | 3.6551 | 88.1756 | 88.1756 | 3582.2144 | 26794.9636 |  | 0
1993-06-26 | 0.036667 | 92.2269 | 3.6551 | 3.6551 | 81.8874 | 81.8874 | 3664.1017 | 27407.481 |  | 0
1993-06-27 | 0.0083333 | 20.9607 | 3.6551 | 3.6551 | 10.6211 | 10.6211 | 3674.7228 | 27486.9267 |  | 0
1993-06-28 | 0 | 0 | 0 | 0 | -6.6845 | -6.6845 | 3668.0383 | 27436.9267 |  | 0
1993-06-29 | 0 | 0 | 0 | 0 | -6.6845 | -6.6845 | 3661.3538 | 27386.9266 |  | 0
1993-06-30 | 0.0175 | 44.0174 | 3.6551 | 3.6551 | 33.6778 | 33.6778 | 3695.0316 | 27638.8367 |  | 0
1993-07-01 | 0.066667 | 167.6853 | 3.6551 | 3.6551 | 157.3458 | 157.3458 | 3852.3774 | 28815.7829 |  | 0
1993-07-02 | 0.021667 | 54.4977 | 3.6551 | 3.6551 | 44.1582 | 44.1582 | 3896.5356 | 29146.0859 |  | 0
1993-07-03 | 0.0066667 | 16.7685 | 3.6551 | 3.6551 | 6.429 | 6.429 | 3902.9645 | 29194.1745 |  | 0
1993-07-04 | 0 | 0 | 0 | 0 | -6.6845 | -6.6845 | 3896.28 | 29144.1744 |  | 0
1993-07-05 | 0.00083333 | 2.0961 | 3.6551 | 2.0961 | -6.6845 | -6.6845 | 3889.5955 | 29094.1744 |  | 0
1993-07-06 | 0 | 0 | 0 | 0 | -6.6845 | -6.6845 | 3882.911 | 29044.1743 |  | 0
1993-07-07 | 0 | 0 | 0 | 0 | -6.6845 | -6.6845 | 3876.2265 | 28994.1743 |  | 0
1993-07-08 | 0 | 0 | 0 | 0 | -6.6845 | -6.6845 | 3869.542 | 28944.1742 |  | 0
1993-07-09 | 0 | 0 | 0 | 0 | -6.6845 | -6.6845 | 3862.8575 | 28894.1741 |  | 0
1993-07-10 | 0 | 0 | 0 | 0 | -6.6845 | -6.6845 | 3856.173 | 28844.1741 |  | 0
1993-07-11 | 0 | 0 | 0 | 0 | -6.6845 | -6.6845 | 3849.4885 | 28794.174 |  | 0
1993-07-12 | 0.0041667 | 10.4803 | 3.6551 | 3.6551 | 0.14075 | 0.14075 | 3849.6293 | 28795.2269 |  | 0
1993-07-13 | 0 | 0 | 0 | 0 | -6.6845 | -6.6845 | 3842.9448 | 28745.2268 |  | 0
1993-07-14 | 0.0016667 | 4.1921 | 3.6551 | 3.6551 | -6.1474 | -6.1474 | 3836.7973 | 28699.2439 |  | 0
1993-07-15 | 0.015 | 37.7292 | 3.6551 | 3.6551 | 27.3896 | 27.3896 | 3864.1869 | 28904.1182 |  | 0
1993-07-16 | 0 | 0 | 0 | 0 | -6.6845 | -6.6845 | 3857.5024 | 28854.1182 |  | 0
1993-07-17 | 0.01 | 25.1528 | 3.6551 | 3.6551 | 14.8132 | 14.8132 | 3872.3157 | 28964.9211 |  | 0
1993-07-18 | 0.016667 | 41.9213 | 3.6551 | 3.6551 | 31.5818 | 31.5818 | 3903.8974 | 29201.1526 |  | 0
1993-07-19 | 0.1125 | 282.969 | 3.6551 | 3.6551 | 272.6294 | 272.6294 | 4003.7455 | 29948.0163 |  | 166.0968
1993-07-20 | 0 | 0 | 0 | 0 | -6.6845 | -6.6845 | 3997.061 | 29898.0163 |  | 0
1993-07-21 | 0.10083 | 253.6241 | 3.6551 | 3.6551 | 243.2845 | 243.2845 | 4003.7455 | 29948.0163 |  | 229.9155
1993-07-22 | 0.011667 | 29.3449 | 3.6551 | 3.6551 | 19.0054 | 19.0054 | 4003.7455 | 29948.0163 |  | 12.3209
1993-07-23 | 0.0016667 | 4.1921 | 3.6551 | 3.6551 | -6.1474 | -6.1474 | 3997.5981 | 29902.0334 |  | 0
1993-07-24 | 0 | 0 | 0 | 0 | -6.6845 | -6.6845 | 3990.9136 | 29852.0334 |  | 0
1993-07-25 | 0 | 0 | 0 | 0 | -6.6845 | -6.6845 | 3984.2291 | 29802.0333 |  | 0
1993-07-26 | 0.0091667 | 23.0567 | 3.6551 | 3.6551 | 12.7172 | 12.7172 | 3996.9462 | 29897.1576 |  | 0
1993-07-27 | 0 | 0 | 0 | 0 | -6.6845 | -6.6845 | 3990.2617 | 29847.1576 |  | 0
1993-07-28 | 0 | 0 | 0 | 0 | -6.6845 | -6.6845 | 3983.5772 | 29797.1575 |  | 0
1993-07-29 | 0 | 0 | 0 | 0 | -6.6845 | -6.6845 | 3976.8927 | 29747.1574 |  | 0
1993-07-30 | 0 | 0 | 0 | 0 | -6.6845 | -6.6845 | 3970.2082 | 29697.1574 |  | 0
1993-07-31 | 0 | 0 | 0 | 0 | -6.6845 | -6.6845 | 3963.5237 | 29647.1573 |  | 0
1993-08-01 | 0 | 0 | 0 | 0 | -6.6845 | -6.6845 | 3956.8392 | 29597.1573 |  | 0
1993-08-02 | 0 | 0 | 0 | 0 | -6.6845 | -6.6845 | 3950.1547 | 29547.1572 |  | 0
1993-08-03 | 0 | 0 | 0 | 0 | -6.6845 | -6.6845 | 3943.4702 | 29497.1571 |  | 0
1993-08-04 | 0 | 0 | 0 | 0 | -6.6845 | -6.6845 | 3936.7857 | 29447.1571 |  | 0
1993-08-05 | 0 | 0 | 0 | 0 | -6.6845 | -6.6845 | 3930.1012 | 29397.157 |  | 0
1993-08-06 | 0 | 0 | 0 | 0 | -6.6845 | -6.6845 | 3923.4167 | 29347.157 |  | 0
1993-08-07 | 0.025833 | 64.9781 | 3.6551 | 3.6551 | 54.6385 | 54.6385 | 3978.0552 | 29755.8528 |  | 0
1993-08-08 | 0 | 0 | 0 | 0 | -6.6845 | -6.6845 | 3971.3707 | 29705.8528 |  | 0
1993-08-09 | 0 | 0 | 0 | 0 | -6.6845 | -6.6845 | 3964.6862 | 29655.8527 |  | 0
1993-08-10 | 0 | 0 | 0 | 0 | -6.6845 | -6.6845 | 3958.0017 | 29605.8527 |  | 0
1993-08-11 | 0 | 0 | 0 | 0 | -6.6845 | -6.6845 | 3951.3172 | 29555.8526 |  | 0
1993-08-12 | 0 | 0 | 0 | 0 | -6.6845 | -6.6845 | 3944.6327 | 29505.8525 |  | 0
1993-08-13 | 0 | 0 | 0 | 0 | -6.6845 | -6.6845 | 3937.9482 | 29455.8525 |  | 0
1993-08-14 | 0.014167 | 35.6331 | 3.6551 | 3.6551 | 25.2936 | 25.2936 | 3963.2417 | 29645.0483 |  | 0
1993-08-15 | 0 | 0 | 0 | 0 | -6.6845 | -6.6845 | 3956.5572 | 29595.0482 |  | 0
1993-08-16 | 0 | 0 | 0 | 0 | -6.6845 | -6.6845 | 3949.8727 | 29545.0481 |  | 0
1993-08-17 | 0 | 0 | 0 | 0 | -6.6845 | -6.6845 | 3943.1882 | 29495.0481 |  | 0
1993-08-18 | 0 | 0 | 0 | 0 | -6.6845 | -6.6845 | 3936.5037 | 29445.048 |  | 0
1993-08-19 | 0 | 0 | 0 | 0 | -6.6845 | -6.6845 | 3929.8192 | 29395.048 |  | 0
1993-08-20 | 0 | 0 | 0 | 0 | -6.6845 | -6.6845 | 3923.1347 | 29345.0479 |  | 0
1993-08-21 | 0 | 0 | 0 | 0 | -6.6845 | -6.6845 | 3916.4502 | 29295.0478 |  | 0
1993-08-22 | 0.041667 | 104.8033 | 3.6551 | 3.6551 | 94.4638 | 94.4638 | 4003.7455 | 29948.0163 |  | 0.484
1993-08-23 | 0.0083333 | 20.9607 | 3.6551 | 3.6551 | 10.6211 | 10.6211 | 4003.7455 | 29948.0163 |  | 3.9366
1993-08-24 | 0.0175 | 44.0174 | 3.6551 | 3.6551 | 33.6778 | 33.6778 | 4003.7455 | 29948.0163 |  | 26.9933
1993-08-25 | 0 | 0 | 0 | 0 | -6.6845 | -6.6845 | 3997.061 | 29898.0163 |  | 0
1993-08-26 | 0 | 0 | 0 | 0 | -6.6845 | -6.6845 | 3990.3765 | 29848.0162 |  | 0
1993-08-27 | 0 | 0 | 0 | 0 | -6.6845 | -6.6845 | 3983.692 | 29798.0162 |  | 0
1993-08-28 | 0.0125 | 31.441 | 3.6551 | 3.6551 | 21.1014 | 21.1014 | 4004.7934 | 29955.8548 |  | 0
1993-08-29 | 0.0016667 | 4.1921 | 3.6551 | 3.6551 | -6.1474 | -6.1474 | 3998.646 | 29909.8719 |  | 0
1993-08-30 | 0.020833 | 52.4017 | 3.6551 | 3.6551 | 42.0621 | 42.0621 | 4003.7455 | 29948.0163 |  | 30.2781
1993-08-31 | 0.026667 | 67.0741 | 3.6551 | 3.6551 | 56.7346 | 56.7346 | 4003.7455 | 29948.0163 |  | 50.0501
1993-09-01 | 0 | 0 | 0 | 0 | -6.6845 | -6.6845 | 3997.061 | 29898.0163 |  | 0
1993-09-02 | 0 | 0 | 0 | 0 | -6.6845 | -6.6845 | 3990.3765 | 29848.0162 |  | 0
1993-09-03 | 0 | 0 | 0 | 0 | -6.6845 | -6.6845 | 3983.692 | 29798.0162 |  | 0
1993-09-04 | 0 | 0 | 0 | 0 | -6.6845 | -6.6845 | 3977.0075 | 29748.0161 |  | 0
1993-09-05 | 0 | 0 | 0 | 0 | -6.6845 | -6.6845 | 3970.323 | 29698.016 |  | 0
1993-09-06 | 0 | 0 | 0 | 0 | -6.6845 | -6.6845 | 3963.6385 | 29648.016 |  | 0
1993-09-07 | 0 | 0 | 0 | 0 | -6.6845 | -6.6845 | 3956.954 | 29598.0159 |  | 0
1993-09-08 | 0 | 0 | 0 | 0 | -6.6845 | -6.6845 | 3950.2695 | 29548.0159 |  | 0
1993-09-09 | 0 | 0 | 0 | 0 | -6.6845 | -6.6845 | 3943.585 | 29498.0158 |  | 0
1993-09-10 | 0 | 0 | 0 | 0 | -6.6845 | -6.6845 | 3936.9005 | 29448.0157 |  | 0
1993-09-11 | 0 | 0 | 0 | 0 | -6.6845 | -6.6845 | 3930.216 | 29398.0157 |  | 0
1993-09-12 | 0.016667 | 41.9213 | 3.6551 | 3.6551 | 31.5818 | 31.5818 | 3961.7978 | 29634.2472 |  | 0
1993-09-13 | 0.016667 | 41.9213 | 3.6551 | 3.6551 | 31.5818 | 31.5818 | 3993.3795 | 29870.4787 |  | 0
1993-09-14 | 0 | 0 | 0 | 0 | -6.6845 | -6.6845 | 3986.695 | 29820.4786 |  | 0
1993-09-15 | 0 | 0 | 0 | 0 | -6.6845 | -6.6845 | 3980.0105 | 29770.4786 |  | 0
1993-09-16 | 0 | 0 | 0 | 0 | -6.6845 | -6.6845 | 3973.326 | 29720.4785 |  | 0
1993-09-17 | 0 | 0 | 0 | 0 | -6.6845 | -6.6845 | 3966.6415 | 29670.4785 |  | 0
1993-09-18 | 0 | 0 | 0 | 0 | -6.6845 | -6.6845 | 3959.957 | 29620.4784 |  | 0
1993-09-19 | 0 | 0 | 0 | 0 | -6.6845 | -6.6845 | 3953.2725 | 29570.4783 |  | 0
1993-09-20 | 0 | 0 | 0 | 0 | -6.6845 | -6.6845 | 3946.588 | 29520.4783 |  | 0
1993-09-21 | 0 | 0 | 0 | 0 | -6.6845 | -6.6845 | 3939.9035 | 29470.4782 |  | 0
1993-09-22 | 0 | 0 | 0 | 0 | -6.6845 | -6.6845 | 3933.219 | 29420.4782 |  | 0
1993-09-23 | 0 | 0 | 0 | 0 | -6.6845 | -6.6845 | 3926.5345 | 29370.4781 |  | 0
1993-09-24 | 0.0041667 | 10.4803 | 3.6551 | 3.6551 | 0.14075 | 0.14075 | 3926.6753 | 29371.5309 |  | 0
1993-09-25 | 0.0041667 | 10.4803 | 3.6551 | 3.6551 | 0.14075 | 0.14075 | 3926.816 | 29372.5838 |  | 0
1993-09-26 | 0 | 0 | 0 | 0 | -6.6845 | -6.6845 | 3920.1315 | 29322.5837 |  | 0
1993-09-27 | 0 | 0 | 0 | 0 | -6.6845 | -6.6845 | 3913.447 | 29272.5837 |  | 0
1993-09-28 | 0 | 0 | 0 | 0 | -6.6845 | -6.6845 | 3906.7625 | 29222.5836 |  | 0
1993-09-29 | 0 | 0 | 0 | 0 | -6.6845 | -6.6845 | 3900.078 | 29172.5835 |  | 0
1993-09-30 | 0 | 0 | 0 | 0 | -6.6845 | -6.6845 | 3893.3935 | 29122.5835 |  | 0
1993-10-01 | 0 | 0 | 0 | 0 | -6.6845 | -6.6845 | 3886.709 | 29072.5834 |  | 0
1993-10-02 | 0 | 0 | 0 | 0 | -6.6845 | -6.6845 | 3880.0245 | 29022.5834 |  | 0
1993-10-03 | 0 | 0 | 0 | 0 | -6.6845 | -6.6845 | 3873.34 | 28972.5833 |  | 0
1993-10-04 | 0 | 0 | 0 | 0 | -6.6845 | -6.6845 | 3866.6555 | 28922.5832 |  | 0
1993-10-05 | 0 | 0 | 0 | 0 | -6.6845 | -6.6845 | 3859.971 | 28872.5832 |  | 0
1993-10-06 | 0 | 0 | 0 | 0 | -6.6845 | -6.6845 | 3853.2865 | 28822.5831 |  | 0
1993-10-07 | 0.0025 | 6.2882 | 3.6551 | 3.6551 | -4.0514 | -4.0514 | 3849.2351 | 28792.2788 |  | 0
1993-10-08 | 0 | 0 | 0 | 0 | -6.6845 | -6.6845 | 3842.5506 | 28742.2787 |  | 0
1993-10-09 | 0 | 0 | 0 | 0 | -6.6845 | -6.6845 | 3835.8661 | 28692.2787 |  | 0
1993-10-10 | 0 | 0 | 0 | 0 | -6.6845 | -6.6845 | 3829.1816 | 28642.2786 |  | 0
1993-10-11 | 0 | 0 | 0 | 0 | -6.6845 | -6.6845 | 3822.4971 | 28592.2785 |  | 0
1993-10-12 | 0 | 0 | 0 | 0 | -6.6845 | -6.6845 | 3815.8126 | 28542.2785 |  | 0
1993-10-13 | 0 | 0 | 0 | 0 | -6.6845 | -6.6845 | 3809.1281 | 28492.2784 |  | 0
1993-10-14 | 0 | 0 | 0 | 0 | -6.6845 | -6.6845 | 3802.4436 | 28442.2784 |  | 0
1993-10-15 | 0 | 0 | 0 | 0 | -6.6845 | -6.6845 | 3795.7591 | 28392.2783 |  | 0
1993-10-16 | 0 | 0 | 0 | 0 | -6.6845 | -6.6845 | 3789.0746 | 28342.2782 |  | 0
1993-10-17 | 0 | 0 | 0 | 0 | -6.6845 | -6.6845 | 3782.3901 | 28292.2782 |  | 0
1993-10-18 | 0 | 0 | 0 | 0 | -6.6845 | -6.6845 | 3775.7056 | 28242.2781 |  | 0
1993-10-19 | 0.0083333 | 20.9607 | 3.6551 | 3.6551 | 10.6211 | 10.6211 | 3786.3267 | 28321.7239 |  | 0
1993-10-20 | 0 | 0 | 0 | 0 | -6.6845 | -6.6845 | 3779.6422 | 28271.7238 |  | 0
1993-10-21 | 0 | 0 | 0 | 0 | -6.6845 | -6.6845 | 3772.9577 | 28221.7237 |  | 0
1993-10-22 | 0 | 0 | 0 | 0 | -6.6845 | -6.6845 | 3766.2732 | 28171.7237 |  | 0
1993-10-23 | 0 | 0 | 0 | 0 | -6.6845 | -6.6845 | 3759.5887 | 28121.7236 |  | 0
1993-10-24 | 0 | 0 | 0 | 0 | -6.6845 | -6.6845 | 3752.9042 | 28071.7236 |  | 0
1993-10-25 | 0 | 0 | 0 | 0 | -6.6845 | -6.6845 | 3746.2197 | 28021.7235 |  | 0
1993-10-26 | 0 | 0 | 0 | 0 | -6.6845 | -6.6845 | 3739.5352 | 27971.7234 |  | 0
1993-10-27 | 0 | 0 | 0 | 0 | -6.6845 | -6.6845 | 3732.8507 | 27921.7234 |  | 0
1993-10-28 | 0 | 0 | 0 | 0 | -6.6845 | -6.6845 | 3726.1662 | 27871.7233 |  | 0
1993-10-29 | 0.014167 | 35.6331 | 3.6551 | 3.6551 | 25.2936 | 25.2936 | 3751.4598 | 28060.9191 |  | 0
1993-10-30 | 0 | 0 | 0 | 0 | -6.6845 | -6.6845 | 3744.7753 | 28010.919 |  | 0
1993-10-31 | 0 | 0 | 0 | 0 | -6.6845 | -6.6845 | 3738.0908 | 27960.919 |  | 0
1993-11-01 | 0 | 0 | 0 | 0 | -6.6845 | -6.6845 | 3731.4063 | 27910.9189 |  | 0
1993-11-02 | 0 | 0 | 0 | 0 | -6.6845 | -6.6845 | 3724.7218 | 27860.9189 |  | 0
1993-11-03 | 0 | 0 | 0 | 0 | -6.6845 | -6.6845 | 3718.0373 | 27810.9188 |  | 0
1993-11-04 | 0 | 0 | 0 | 0 | -6.6845 | -6.6845 | 3711.3528 | 27760.9187 |  | 0
1993-11-05 | 0 | 0 | 0 | 0 | -6.6845 | -6.6845 | 3704.6683 | 27710.9187 |  | 0
1993-11-06 | 0 | 0 | 0 | 0 | -6.6845 | -6.6845 | 3697.9838 | 27660.9186 |  | 0
1993-11-07 | 0 | 0 | 0 | 0 | -6.6845 | -6.6845 | 3691.2993 | 27610.9186 |  | 0
1993-11-08 | 0 | 0 | 0 | 0 | -6.6845 | -6.6845 | 3684.6148 | 27560.9185 |  | 0
1993-11-09 | 0 | 0 | 0 | 0 | -6.6845 | -6.6845 | 3677.9303 | 27510.9184 |  | 0
1993-11-10 | 0 | 0 | 0 | 0 | -6.6845 | -6.6845 | 3671.2458 | 27460.9184 |  | 0
1993-11-11 | 0 | 0 | 0 | 0 | -6.6845 | -6.6845 | 3664.5613 | 27410.9183 |  | 0
1993-11-12 | 0 | 0 | 0 | 0 | -6.6845 | -6.6845 | 3657.8768 | 27360.9183 |  | 0
1993-11-13 | 0 | 0 | 0 | 0 | -6.6845 | -6.6845 | 3651.1923 | 27310.9182 |  | 0
1993-11-14 | 0 | 0 | 0 | 0 | -6.6845 | -6.6845 | 3644.5078 | 27260.9181 |  | 0
1993-11-15 | 0 | 0 | 0 | 0 | -6.6845 | -6.6845 | 3637.8233 | 27210.9181 |  | 0
1993-11-16 | 0 | 0 | 0 | 0 | -6.6845 | -6.6845 | 3631.1388 | 27160.918 |  | 0
1993-11-17 | 0 | 0 | 0 | 0 | -6.6845 | -6.6845 | 3624.4543 | 27110.918 |  | 0
1993-11-18 | 0 | 0 | 0 | 0 | -6.6845 | -6.6845 | 3617.7698 | 27060.9179 |  | 0
1993-11-19 | 0 | 0 | 0 | 0 | -6.6845 | -6.6845 | 3611.0853 | 27010.9178 |  | 0
1993-11-20 | 0 | 0 | 0 | 0 | -6.6845 | -6.6845 | 3604.4008 | 26960.9178 |  | 0
1993-11-21 | 0 | 0 | 0 | 0 | -6.6845 | -6.6845 | 3597.7163 | 26910.9177 |  | 0
1993-11-22 | 0 | 0 | 0 | 0 | -6.6845 | -6.6845 | 3591.0318 | 26860.9177 |  | 0
1993-11-23 | 0 | 0 | 0 | 0 | -6.6845 | -6.6845 | 3584.3473 | 26810.9176 |  | 0
1993-11-24 | 0 | 0 | 0 | 0 | -6.6845 | -6.6845 | 3577.6628 | 26760.9175 |  | 0
1993-11-25 | 0 | 0 | 0 | 0 | -6.6845 | -6.6845 | 3570.9783 | 26710.9175 |  | 0
1993-11-26 | 0 | 0 | 0 | 0 | -6.6845 | -6.6845 | 3564.2938 | 26660.9174 |  | 0
1993-11-27 | 0 | 0 | 0 | 0 | -6.6845 | -6.6845 | 3557.6093 | 26610.9174 |  | 0
1993-11-28 | 0 | 0 | 0 | 0 | -6.6845 | -6.6845 | 3550.9248 | 26560.9173 |  | 0
1993-11-29 | 0 | 0 | 0 | 0 | -6.6845 | -6.6845 | 3544.2403 | 26510.9172 |  | 0
1993-11-30 | 0 | 0 | 0 | 0 | -6.6845 | -6.6845 | 3537.5558 | 26460.9172 |  | 0
1993-12-01 | 0 | 0 | 0 | 0 | -6.6845 | -6.6845 | 3530.8713 | 26410.9171 |  | 0
1993-12-02 | 0 | 0 | 0 | 0 | -6.6845 | -6.6845 | 3524.1868 | 26360.9171 |  | 0
1993-12-03 | 0 | 0 | 0 | 0 | -6.6845 | -6.6845 | 3517.5023 | 26310.917 |  | 0
1993-12-04 | 0 | 0 | 0 | 0 | -6.6845 | -6.6845 | 3510.8178 | 26260.9169 |  | 0
1993-12-05 | 0 | 0 | 0 | 0 | -6.6845 | -6.6845 | 3504.1333 | 26210.9169 |  | 0
1993-12-06 | 0 | 0 | 0 | 0 | -6.6845 | -6.6845 | 3497.4488 | 26160.9168 |  | 0
1993-12-07 | 0 | 0 | 0 | 0 | -6.6845 | -6.6845 | 3490.7643 | 26110.9168 |  | 0
1993-12-08 | 0 | 0 | 0 | 0 | -6.6845 | -6.6845 | 3484.0798 | 26060.9167 |  | 0
1993-12-09 | 0 | 0 | 0 | 0 | -6.6845 | -6.6845 | 3477.3953 | 26010.9166 |  | 0
1993-12-10 | 0 | 0 | 0 | 0 | -6.6845 | -6.6845 | 3470.7108 | 25960.9166 |  | 0
1993-12-11 | 0 | 0 | 0 | 0 | -6.6845 | -6.6845 | 3464.0263 | 25910.9165 |  | 0
1993-12-12 | 0 | 0 | 0 | 0 | -6.6845 | -6.6845 | 3457.3418 | 25860.9165 |  | 0
1993-12-13 | 0 | 0 | 0 | 0 | -6.6845 | -6.6845 | 3450.6573 | 25810.9164 |  | 0
1993-12-14 | 0 | 0 | 0 | 0 | -6.6845 | -6.6845 | 3443.9728 | 25760.9163 |  | 0
1993-12-15 | 0 | 0 | 0 | 0 | -6.6845 | -6.6845 | 3437.2883 | 25710.9163 |  | 0
1993-12-16 | 0 | 0 | 0 | 0 | -6.6845 | -6.6845 | 3430.6038 | 25660.9162 |  | 0
1993-12-17 | 0 | 0 | 0 | 0 | -6.6845 | -6.6845 | 3423.9193 | 25610.9162 |  | 0
1993-12-18 | 0 | 0 | 0 | 0 | -6.6845 | -6.6845 | 3417.2348 | 25560.9161 |  | 0
1993-12-19 | 0 | 0 | 0 | 0 | -6.6845 | -6.6845 | 3410.5503 | 25510.916 |  | 0
1993-12-20 | 0 | 0 | 0 | 0 | -6.6845 | -6.6845 | 3403.8658 | 25460.916 |  | 0
1993-12-21 | 0.17667 | 444.3661 | 3.6551 | 3.6551 | 434.0266 | 434.0266 | 3837.8923 | 28707.4346 |  | 0
1993-12-22 | 0.016667 | 41.9213 | 3.6551 | 3.6551 | 31.5818 | 31.5818 | 3869.4741 | 28943.6661 |  | 0
1993-12-23 | 0 | 0 | 0 | 0 | -6.6845 | -6.6845 | 3862.7896 | 28893.666 |  | 0
1993-12-24 | 0 | 0 | 0 | 0 | -6.6845 | -6.6845 | 3856.1051 | 28843.666 |  | 0
1993-12-25 | 0 | 0 | 0 | 0 | -6.6845 | -6.6845 | 3849.4206 | 28793.6659 |  | 0
1993-12-26 | 0 | 0 | 0 | 0 | -6.6845 | -6.6845 | 3842.7361 | 28743.6659 |  | 0
1993-12-27 | 0 | 0 | 0 | 0 | -6.6845 | -6.6845 | 3836.0516 | 28693.6658 |  | 0
1993-12-28 | 0 | 0 | 0 | 0 | -6.6845 | -6.6845 | 3829.3671 | 28643.6657 |  | 0
1993-12-29 | 0.0016667 | 4.1921 | 3.6551 | 3.6551 | -6.1474 | -6.1474 | 3823.2196 | 28597.6828 |  | 0
1993-12-30 | 0.024167 | 60.7859 | 3.6551 | 3.6551 | 50.4464 | 50.4464 | 3873.666 | 28975.0216 |  | 0
1993-12-31 | 0 | 0 | 0 | 0 | -6.6845 | -6.6845 | 3866.9815 | 28925.0215 |  | 0
1994-01-01 | 0 | 0 | 0 | 0 | -6.6845 | -6.6845 | 3860.297 | 28875.0214 |  | 0
1994-01-02 | 0 | 0 | 0 | 0 | -6.6845 | -6.6845 | 3853.6125 | 28825.0214 |  | 0
1994-01-03 | 0 | 0 | 0 | 0 | -6.6845 | -6.6845 | 3846.928 | 28775.0213 |  | 0
1994-01-04 | 0 | 0 | 0 | 0 | -6.6845 | -6.6845 | 3840.2435 | 28725.0213 |  | 0
1994-01-05 | 0 | 0 | 0 | 0 | -6.6845 | -6.6845 | 3833.559 | 28675.0212 |  | 0
1994-01-06 | 0 | 0 | 0 | 0 | -6.6845 | -6.6845 | 3826.8745 | 28625.0211 |  | 0
1994-01-07 | 0 | 0 | 0 | 0 | -6.6845 | -6.6845 | 3820.19 | 28575.0211 |  | 0
1994-01-08 | 0 | 0 | 0 | 0 | -6.6845 | -6.6845 | 3813.5055 | 28525.021 |  | 0
1994-01-09 | 0 | 0 | 0 | 0 | -6.6845 | -6.6845 | 3806.821 | 28475.021 |  | 0
1994-01-10 | 0 | 0 | 0 | 0 | -6.6845 | -6.6845 | 3800.1365 | 28425.0209 |  | 0
1994-01-11 | 0 | 0 | 0 | 0 | -6.6845 | -6.6845 | 3793.452 | 28375.0208 |  | 0
1994-01-12 | 0 | 0 | 0 | 0 | -6.6845 | -6.6845 | 3786.7675 | 28325.0208 |  | 0
1994-01-13 | 0 | 0 | 0 | 0 | -6.6845 | -6.6845 | 3780.083 | 28275.0207 |  | 0
1994-01-14 | 0 | 0 | 0 | 0 | -6.6845 | -6.6845 | 3773.3985 | 28225.0207 |  | 0
1994-01-15 | 0 | 0 | 0 | 0 | -6.6845 | -6.6845 | 3766.714 | 28175.0206 |  | 0
1994-01-16 | 0 | 0 | 0 | 0 | -6.6845 | -6.6845 | 3760.0295 | 28125.0205 |  | 0
1994-01-17 | 0 | 0 | 0 | 0 | -6.6845 | -6.6845 | 3753.345 | 28075.0205 |  | 0
1994-01-18 | 0 | 0 | 0 | 0 | -6.6845 | -6.6845 | 3746.6605 | 28025.0204 |  | 0
1994-01-19 | 0 | 0 | 0 | 0 | -6.6845 | -6.6845 | 3739.976 | 27975.0204 |  | 0
1994-01-20 | 0 | 0 | 0 | 0 | -6.6845 | -6.6845 | 3733.2915 | 27925.0203 |  | 0
1994-01-21 | 0.066667 | 167.6853 | 3.6551 | 3.6551 | 157.3458 | 157.3458 | 3890.6372 | 29101.9665 |  | 0
1994-01-22 | 0 | 0 | 0 | 0 | -6.6845 | -6.6845 | 3883.9527 | 29051.9665 |  | 0
1994-01-23 | 0.0041667 | 10.4803 | 3.6551 | 3.6551 | 0.14075 | 0.14075 | 3884.0935 | 29053.0193 |  | 0
1994-01-24 | 0 | 0 | 0 | 0 | -6.6845 | -6.6845 | 3877.409 | 29003.0192 |  | 0
1994-01-25 | 0 | 0 | 0 | 0 | -6.6845 | -6.6845 | 3870.7245 | 28953.0192 |  | 0
1994-01-26 | 0 | 0 | 0 | 0 | -6.6845 | -6.6845 | 3864.04 | 28903.0191 |  | 0
1994-01-27 | 0 | 0 | 0 | 0 | -6.6845 | -6.6845 | 3857.3555 | 28853.0191 |  | 0
1994-01-28 | 0 | 0 | 0 | 0 | -6.6845 | -6.6845 | 3850.671 | 28803.019 |  | 0
1994-01-29 | 0.01 | 25.1528 | 3.6551 | 3.6551 | 14.8132 | 14.8132 | 3865.4842 | 28913.8219 |  | 0
1994-01-30 | 0 | 0 | 0 | 0 | -6.6845 | -6.6845 | 3858.7997 | 28863.8218 |  | 0
1994-01-31 | 0 | 0 | 0 | 0 | -6.6845 | -6.6845 | 3852.1152 | 28813.8218 |  | 0
1994-02-01 | 0 | 0 | 0 | 0 | -6.6845 | -6.6845 | 3845.4307 | 28763.8217 |  | 0
1994-02-02 | 0 | 0 | 0 | 0 | -6.6845 | -6.6845 | 3838.7462 | 28713.8217 |  | 0
1994-02-03 | 0 | 0 | 0 | 0 | -6.6845 | -6.6845 | 3832.0617 | 28663.8216 |  | 0
1994-02-04 | 0 | 0 | 0 | 0 | -6.6845 | -6.6845 | 3825.3772 | 28613.8215 |  | 0
1994-02-05 | 0 | 0 | 0 | 0 | -6.6845 | -6.6845 | 3818.6927 | 28563.8215 |  | 0
1994-02-06 | 0 | 0 | 0 | 0 | -6.6845 | -6.6845 | 3812.0082 | 28513.8214 |  | 0
1994-02-07 | 0 | 0 | 0 | 0 | -6.6845 | -6.6845 | 3805.3237 | 28463.8214 |  | 0
1994-02-08 | 0 | 0 | 0 | 0 | -6.6845 | -6.6845 | 3798.6392 | 28413.8213 |  | 0
1994-02-09 | 0.015 | 37.7292 | 3.6551 | 3.6551 | 27.3896 | 27.3896 | 3826.0288 | 28618.6956 |  | 0
1994-02-10 | 0 | 0 | 0 | 0 | -6.6845 | -6.6845 | 3819.3443 | 28568.6956 |  | 0
1994-02-11 | 0 | 0 | 0 | 0 | -6.6845 | -6.6845 | 3812.6598 | 28518.6955 |  | 0
1994-02-12 | 0 | 0 | 0 | 0 | -6.6845 | -6.6845 | 3805.9753 | 28468.6955 |  | 0
1994-02-13 | 0 | 0 | 0 | 0 | -6.6845 | -6.6845 | 3799.2908 | 28418.6954 |  | 0
1994-02-14 | 0 | 0 | 0 | 0 | -6.6845 | -6.6845 | 3792.6063 | 28368.6953 |  | 0
1994-02-15 | 0 | 0 | 0 | 0 | -6.6845 | -6.6845 | 3785.9218 | 28318.6953 |  | 0
1994-02-16 | 0 | 0 | 0 | 0 | -6.6845 | -6.6845 | 3779.2373 | 28268.6952 |  | 0
1994-02-17 | 0 | 0 | 0 | 0 | -6.6845 | -6.6845 | 3772.5528 | 28218.6952 |  | 0
1994-02-18 | 0 | 0 | 0 | 0 | -6.6845 | -6.6845 | 3765.8683 | 28168.6951 |  | 0
1994-02-19 | 0 | 0 | 0 | 0 | -6.6845 | -6.6845 | 3759.1838 | 28118.695 |  | 0
1994-02-20 | 0 | 0 | 0 | 0 | -6.6845 | -6.6845 | 3752.4993 | 28068.695 |  | 0
1994-02-21 | 0 | 0 | 0 | 0 | -6.6845 | -6.6845 | 3745.8148 | 28018.6949 |  | 0
1994-02-22 | 0 | 0 | 0 | 0 | -6.6845 | -6.6845 | 3739.1303 | 27968.6949 |  | 0
1994-02-23 | 0 | 0 | 0 | 0 | -6.6845 | -6.6845 | 3732.4458 | 27918.6948 |  | 0
1994-02-24 | 0 | 0 | 0 | 0 | -6.6845 | -6.6845 | 3725.7613 | 27868.6947 |  | 0
1994-02-25 | 0 | 0 | 0 | 0 | -6.6845 | -6.6845 | 3719.0768 | 27818.6947 |  | 0
1994-02-26 | 0 | 0 | 0 | 0 | -6.6845 | -6.6845 | 3712.3923 | 27768.6946 |  | 0
1994-02-27 | 0 | 0 | 0 | 0 | -6.6845 | -6.6845 | 3705.7078 | 27718.6946 |  | 0
1994-02-28 | 0 | 0 | 0 | 0 | -6.6845 | -6.6845 | 3699.0233 | 27668.6945 |  | 0
1994-03-01 | 0 | 0 | 0 | 0 | -6.6845 | -6.6845 | 3692.3388 | 27618.6944 |  | 0
1994-03-02 | 0 | 0 | 0 | 0 | -6.6845 | -6.6845 | 3685.6543 | 27568.6944 |  | 0
1994-03-03 | 0 | 0 | 0 | 0 | -6.6845 | -6.6845 | 3678.9698 | 27518.6943 |  | 0
1994-03-04 | 0 | 0 | 0 | 0 | -6.6845 | -6.6845 | 3672.2853 | 27468.6943 |  | 0
1994-03-05 | 0 | 0 | 0 | 0 | -6.6845 | -6.6845 | 3665.6008 | 27418.6942 |  | 0
1994-03-06 | 0 | 0 | 0 | 0 | -6.6845 | -6.6845 | 3658.9163 | 27368.6941 |  | 0
1994-03-07 | 0 | 0 | 0 | 0 | -6.6845 | -6.6845 | 3652.2318 | 27318.6941 |  | 0
1994-03-08 | 0 | 0 | 0 | 0 | -6.6845 | -6.6845 | 3645.5473 | 27268.694 |  | 0
1994-03-09 | 0 | 0 | 0 | 0 | -6.6845 | -6.6845 | 3638.8628 | 27218.694 |  | 0
1994-03-10 | 0 | 0 | 0 | 0 | -6.6845 | -6.6845 | 3632.1783 | 27168.6939 |  | 0
1994-03-11 | 0 | 0 | 0 | 0 | -6.6845 | -6.6845 | 3625.4938 | 27118.6938 |  | 0
1994-03-12 | 0 | 0 | 0 | 0 | -6.6845 | -6.6845 | 3618.8093 | 27068.6938 |  | 0
1994-03-13 | 0 | 0 | 0 | 0 | -6.6845 | -6.6845 | 3612.1248 | 27018.6937 |  | 0
1994-03-14 | 0 | 0 | 0 | 0 | -6.6845 | -6.6845 | 3605.4403 | 26968.6937 |  | 0
1994-03-15 | 0.03 | 75.4584 | 3.6551 | 3.6551 | 65.1188 | 65.1188 | 3670.5591 | 27455.7824 |  | 0
1994-03-16 | 0.0125 | 31.441 | 3.6551 | 3.6551 | 21.1014 | 21.1014 | 3691.6606 | 27613.6211 |  | 0
1994-03-17 | 0 | 0 | 0 | 0 | -6.6845 | -6.6845 | 3684.9761 | 27563.621 |  | 0
1994-03-18 | 0 | 0 | 0 | 0 | -6.6845 | -6.6845 | 3678.2916 | 27513.6209 |  | 0
1994-03-19 | 0 | 0 | 0 | 0 | -6.6845 | -6.6845 | 3671.6071 | 27463.6209 |  | 0
1994-03-20 | 0 | 0 | 0 | 0 | -6.6845 | -6.6845 | 3664.9226 | 27413.6208 |  | 0
1994-03-21 | 0 | 0 | 0 | 0 | -6.6845 | -6.6845 | 3658.2381 | 27363.6208 |  | 0
1994-03-22 | 0 | 0 | 0 | 0 | -6.6845 | -6.6845 | 3651.5536 | 27313.6207 |  | 0
1994-03-23 | 0 | 0 | 0 | 0 | -6.6845 | -6.6845 | 3644.8691 | 27263.6206 |  | 0
1994-03-24 | 0 | 0 | 0 | 0 | -6.6845 | -6.6845 | 3638.1846 | 27213.6206 |  | 0
1994-03-25 | 0 | 0 | 0 | 0 | -6.6845 | -6.6845 | 3631.5001 | 27163.6205 |  | 0
1994-03-26 | 0 | 0 | 0 | 0 | -6.6845 | -6.6845 | 3624.8156 | 27113.6205 |  | 0
1994-03-27 | 0.0025 | 6.2882 | 3.6551 | 3.6551 | -4.0514 | -4.0514 | 3620.7642 | 27083.3161 |  | 0
1994-03-28 | 0.0033333 | 8.3843 | 3.6551 | 3.6551 | -1.9553 | -1.9553 | 3618.8089 | 27068.6904 |  | 0
1994-03-29 | 0 | 0 | 0 | 0 | -6.6845 | -6.6845 | 3612.1244 | 27018.6903 |  | 0
1994-03-30 | 0 | 0 | 0 | 0 | -6.6845 | -6.6845 | 3605.4399 | 26968.6903 |  | 0
1994-03-31 | 0 | 0 | 0 | 0 | -6.6845 | -6.6845 | 3598.7554 | 26918.6902 |  | 0
1994-04-01 | 0 | 0 | 0 | 0 | -6.6845 | -6.6845 | 3592.0709 | 26868.6902 |  | 0
1994-04-02 | 0 | 0 | 0 | 0 | -6.6845 | -6.6845 | 3585.3864 | 26818.6901 |  | 0
1994-04-03 | 0 | 0 | 0 | 0 | -6.6845 | -6.6845 | 3578.7019 | 26768.69 |  | 0
1994-04-04 | 0 | 0 | 0 | 0 | -6.6845 | -6.6845 | 3572.0174 | 26718.69 |  | 0
1994-04-05 | 0 | 0 | 0 | 0 | -6.6845 | -6.6845 | 3565.3329 | 26668.6899 |  | 0
1994-04-06 | 0 | 0 | 0 | 0 | -6.6845 | -6.6845 | 3558.6484 | 26618.6899 |  | 0
1994-04-07 | 0 | 0 | 0 | 0 | -6.6845 | -6.6845 | 3551.9639 | 26568.6898 |  | 0
1994-04-08 | 0 | 0 | 0 | 0 | -6.6845 | -6.6845 | 3545.2794 | 26518.6897 |  | 0
1994-04-09 | 0 | 0 | 0 | 0 | -6.6845 | -6.6845 | 3538.5949 | 26468.6897 |  | 0
1994-04-10 | 0 | 0 | 0 | 0 | -6.6845 | -6.6845 | 3531.9104 | 26418.6896 |  | 0
1994-04-11 | 0 | 0 | 0 | 0 | -6.6845 | -6.6845 | 3525.2259 | 26368.6896 |  | 0
1994-04-12 | 0 | 0 | 0 | 0 | -6.6845 | -6.6845 | 3518.5414 | 26318.6895 |  | 0
1994-04-13 | 0 | 0 | 0 | 0 | -6.6845 | -6.6845 | 3511.8569 | 26268.6894 |  | 0
1994-04-14 | 0 | 0 | 0 | 0 | -6.6845 | -6.6845 | 3505.1724 | 26218.6894 |  | 0
1994-04-15 | 0 | 0 | 0 | 0 | -6.6845 | -6.6845 | 3498.4879 | 26168.6893 |  | 0
1994-04-16 | 0 | 0 | 0 | 0 | -6.6845 | -6.6845 | 3491.8034 | 26118.6893 |  | 0
1994-04-17 | 0 | 0 | 0 | 0 | -6.6845 | -6.6845 | 3485.1189 | 26068.6892 |  | 0
1994-04-18 | 0 | 0 | 0 | 0 | -6.6845 | -6.6845 | 3478.4344 | 26018.6891 |  | 0
1994-04-19 | 0 | 0 | 0 | 0 | -6.6845 | -6.6845 | 3471.7499 | 25968.6891 |  | 0
1994-04-20 | 0 | 0 | 0 | 0 | -6.6845 | -6.6845 | 3465.0654 | 25918.689 |  | 0
1994-04-21 | 0 | 0 | 0 | 0 | -6.6845 | -6.6845 | 3458.3809 | 25868.689 |  | 0
1994-04-22 | 0 | 0 | 0 | 0 | -6.6845 | -6.6845 | 3451.6964 | 25818.6889 |  | 0
1994-04-23 | 0.01 | 25.1528 | 3.6551 | 3.6551 | 14.8132 | 14.8132 | 3466.5096 | 25929.4918 |  | 0
1994-04-24 | 0.0075 | 18.8646 | 3.6551 | 3.6551 | 8.525 | 8.525 | 3475.0346 | 25993.2589 |  | 0
1994-04-25 | 0 | 0 | 0 | 0 | -6.6845 | -6.6845 | 3468.3501 | 25943.2589 |  | 0
1994-04-26 | 0 | 0 | 0 | 0 | -6.6845 | -6.6845 | 3461.6656 | 25893.2588 |  | 0
1994-04-27 | 0 | 0 | 0 | 0 | -6.6845 | -6.6845 | 3454.9811 | 25843.2587 |  | 0
1994-04-28 | 0 | 0 | 0 | 0 | -6.6845 | -6.6845 | 3448.2966 | 25793.2587 |  | 0
1994-04-29 | 0 | 0 | 0 | 0 | -6.6845 | -6.6845 | 3441.6121 | 25743.2586 |  | 0
1994-04-30 | 0 | 0 | 0 | 0 | -6.6845 | -6.6845 | 3434.9276 | 25693.2586 |  | 0
1994-05-01 | 0 | 0 | 0 | 0 | -6.6845 | -6.6845 | 3428.2431 | 25643.2585 |  | 0
1994-05-02 | 0 | 0 | 0 | 0 | -6.6845 | -6.6845 | 3421.5586 | 25593.2584 |  | 0
1994-05-03 | 0 | 0 | 0 | 0 | -6.6845 | -6.6845 | 3414.8741 | 25543.2584 |  | 0
1994-05-04 | 0 | 0 | 0 | 0 | -6.6845 | -6.6845 | 3408.1896 | 25493.2583 |  | 0
1994-05-05 | 0 | 0 | 0 | 0 | -6.6845 | -6.6845 | 3401.5051 | 25443.2583 |  | 0
1994-05-06 | 0.035833 | 90.1309 | 3.6551 | 3.6551 | 79.7913 | 79.7913 | 3481.2964 | 26040.0971 |  | 0
1994-05-07 | 0 | 0 | 0 | 0 | -6.6845 | -6.6845 | 3474.6119 | 25990.097 |  | 0
1994-05-08 | 0 | 0 | 0 | 0 | -6.6845 | -6.6845 | 3467.9274 | 25940.097 |  | 0
1994-05-09 | 0.016667 | 41.9213 | 3.6551 | 3.6551 | 31.5818 | 31.5818 | 3499.5092 | 26176.3285 |  | 0
1994-05-10 | 0 | 0 | 0 | 0 | -6.6845 | -6.6845 | 3492.8247 | 26126.3284 |  | 0
1994-05-11 | 0 | 0 | 0 | 0 | -6.6845 | -6.6845 | 3486.1402 | 26076.3284 |  | 0
1994-05-12 | 0.00083333 | 2.0961 | 3.6551 | 2.0961 | -6.6845 | -6.6845 | 3479.4557 | 26026.3283 |  | 0
1994-05-13 | 0 | 0 | 0 | 0 | -6.6845 | -6.6845 | 3472.7712 | 25976.3282 |  | 0
1994-05-14 | 0 | 0 | 0 | 0 | -6.6845 | -6.6845 | 3466.0867 | 25926.3282 |  | 0
1994-05-15 | 0.0016667 | 4.1921 | 3.6551 | 3.6551 | -6.1474 | -6.1474 | 3459.9392 | 25880.3453 |  | 0
1994-05-16 | 0 | 0 | 0 | 0 | -6.6845 | -6.6845 | 3453.2547 | 25830.3452 |  | 0
1994-05-17 | 0 | 0 | 0 | 0 | -6.6845 | -6.6845 | 3446.5702 | 25780.3452 |  | 0
1994-05-18 | 0.0041667 | 10.4803 | 3.6551 | 3.6551 | 0.14075 | 0.14075 | 3446.711 | 25781.398 |  | 0
1994-05-19 | 0.16667 | 419.2133 | 3.6551 | 3.6551 | 408.8738 | 408.8738 | 3855.5847 | 28839.7737 |  | 0
1994-05-20 | 0.070833 | 178.1657 | 3.6551 | 3.6551 | 167.8261 | 167.8261 | 4003.7455 | 29948.0163 |  | 12.9808
1994-05-21 | 0.0016667 | 4.1921 | 3.6551 | 3.6551 | -6.1474 | -6.1474 | 3997.5981 | 29902.0334 |  | 0
1994-05-22 | 0.020833 | 52.4017 | 3.6551 | 3.6551 | 42.0621 | 42.0621 | 4003.7455 | 29948.0163 |  | 29.2301
1994-05-23 | 0 | 0 | 0 | 0 | -6.6845 | -6.6845 | 3997.061 | 29898.0163 |  | 0
1994-05-24 | 0.058333 | 146.7247 | 3.6551 | 3.6551 | 136.3851 | 136.3851 | 4003.7455 | 29948.0163 |  | 123.0161
1994-05-25 | 0.0083333 | 20.9607 | 3.6551 | 3.6551 | 10.6211 | 10.6211 | 4003.7455 | 29948.0163 |  | 3.9366
1994-05-26 | 0 | 0 | 0 | 0 | -6.6845 | -6.6845 | 3997.061 | 29898.0163 |  | 0
1994-05-27 | 0 | 0 | 0 | 0 | -6.6845 | -6.6845 | 3990.3765 | 29848.0162 |  | 0
1994-05-28 | 0 | 0 | 0 | 0 | -6.6845 | -6.6845 | 3983.692 | 29798.0162 |  | 0
1994-05-29 | 0 | 0 | 0 | 0 | -6.6845 | -6.6845 | 3977.0075 | 29748.0161 |  | 0
1994-05-30 | 0 | 0 | 0 | 0 | -6.6845 | -6.6845 | 3970.323 | 29698.016 |  | 0
1994-05-31 | 0 | 0 | 0 | 0 | -6.6845 | -6.6845 | 3963.6385 | 29648.016 |  | 0
1994-06-01 | 0 | 0 | 0 | 0 | -6.6845 | -6.6845 | 3956.954 | 29598.0159 |  | 0
1994-06-02 | 0.00083333 | 2.0961 | 3.6551 | 2.0961 | -6.6845 | -6.6845 | 3950.2695 | 29548.0159 |  | 0
1994-06-03 | 0.014167 | 35.6331 | 3.6551 | 3.6551 | 25.2936 | 25.2936 | 3975.5631 | 29737.2116 |  | 0
1994-06-04 | 0 | 0 | 0 | 0 | -6.6845 | -6.6845 | 3968.8786 | 29687.2116 |  | 0
1994-06-05 | 0 | 0 | 0 | 0 | -6.6845 | -6.6845 | 3962.1941 | 29637.2115 |  | 0
1994-06-06 | 0.0066667 | 16.7685 | 3.6551 | 3.6551 | 6.429 | 6.429 | 3968.623 | 29685.3001 |  | 0
1994-06-07 | 0 | 0 | 0 | 0 | -6.6845 | -6.6845 | 3961.9385 | 29635.3 |  | 0
1994-06-08 | 0 | 0 | 0 | 0 | -6.6845 | -6.6845 | 3955.254 | 29585.3 |  | 0
1994-06-09 | 0 | 0 | 0 | 0 | -6.6845 | -6.6845 | 3948.5695 | 29535.2999 |  | 0
1994-06-10 | 0 | 0 | 0 | 0 | -6.6845 | -6.6845 | 3941.885 | 29485.2998 |  | 0
1994-06-11 | 0 | 0 | 0 | 0 | -6.6845 | -6.6845 | 3935.2005 | 29435.2998 |  | 0
1994-06-12 | 0.0058333 | 14.6725 | 3.6551 | 3.6551 | 4.3329 | 4.3329 | 3939.5334 | 29467.7098 |  | 0
1994-06-13 | 0 | 0 | 0 | 0 | -6.6845 | -6.6845 | 3932.8489 | 29417.7097 |  | 0
1994-06-14 | 0.063333 | 159.3011 | 3.6551 | 3.6551 | 148.9615 | 148.9615 | 4003.7455 | 29948.0163 |  | 71.3804
1994-06-15 | 0 | 0 | 0 | 0 | -6.6845 | -6.6845 | 3997.061 | 29898.0163 |  | 0
1994-06-16 | 0 | 0 | 0 | 0 | -6.6845 | -6.6845 | 3990.3765 | 29848.0162 |  | 0
1994-06-17 | 0 | 0 | 0 | 0 | -6.6845 | -6.6845 | 3983.692 | 29798.0162 |  | 0
1994-06-18 | 0 | 0 | 0 | 0 | -6.6845 | -6.6845 | 3977.0075 | 29748.0161 |  | 0
1994-06-19 | 0 | 0 | 0 | 0 | -6.6845 | -6.6845 | 3970.323 | 29698.016 |  | 0
1994-06-20 | 0 | 0 | 0 | 0 | -6.6845 | -6.6845 | 3963.6385 | 29648.016 |  | 0
1994-06-21 | 0.0016667 | 4.1921 | 3.6551 | 3.6551 | -6.1474 | -6.1474 | 3957.4911 | 29602.0331 |  | 0
1994-06-22 | 0 | 0 | 0 | 0 | -6.6845 | -6.6845 | 3950.8066 | 29552.033 |  | 0
1994-06-23 | 0 | 0 | 0 | 0 | -6.6845 | -6.6845 | 3944.1221 | 29502.033 |  | 0
1994-06-24 | 0 | 0 | 0 | 0 | -6.6845 | -6.6845 | 3937.4376 | 29452.0329 |  | 0
1994-06-25 | 0 | 0 | 0 | 0 | -6.6845 | -6.6845 | 3930.7531 | 29402.0328 |  | 0
1994-06-26 | 0 | 0 | 0 | 0 | -6.6845 | -6.6845 | 3924.0686 | 29352.0328 |  | 0
1994-06-27 | 0 | 0 | 0 | 0 | -6.6845 | -6.6845 | 3917.3841 | 29302.0327 |  | 0
1994-06-28 | 0 | 0 | 0 | 0 | -6.6845 | -6.6845 | 3910.6996 | 29252.0327 |  | 0
1994-06-29 | 0 | 0 | 0 | 0 | -6.6845 | -6.6845 | 3904.0151 | 29202.0326 |  | 0
1994-06-30 | 0 | 0 | 0 | 0 | -6.6845 | -6.6845 | 3897.3306 | 29152.0325 |  | 0
1994-07-01 | 0 | 0 | 0 | 0 | -6.6845 | -6.6845 | 3890.6461 | 29102.0325 |  | 0
1994-07-02 | 0 | 0 | 0 | 0 | -6.6845 | -6.6845 | 3883.9616 | 29052.0324 |  | 0
1994-07-03 | 0 | 0 | 0 | 0 | -6.6845 | -6.6845 | 3877.2771 | 29002.0324 |  | 0
1994-07-04 | 0 | 0 | 0 | 0 | -6.6845 | -6.6845 | 3870.5926 | 28952.0323 |  | 0
1994-07-05 | 0 | 0 | 0 | 0 | -6.6845 | -6.6845 | 3863.9081 | 28902.0322 |  | 0
1994-07-06 | 0.005 | 12.5764 | 3.6551 | 3.6551 | 2.2368 | 2.2368 | 3866.1449 | 28918.7636 |  | 0
1994-07-07 | 0 | 0 | 0 | 0 | -6.6845 | -6.6845 | 3859.4604 | 28868.7636 |  | 0
1994-07-08 | 0 | 0 | 0 | 0 | -6.6845 | -6.6845 | 3852.7759 | 28818.7635 |  | 0
1994-07-09 | 0 | 0 | 0 | 0 | -6.6845 | -6.6845 | 3846.0914 | 28768.7635 |  | 0
1994-07-10 | 0 | 0 | 0 | 0 | -6.6845 | -6.6845 | 3839.4069 | 28718.7634 |  | 0
1994-07-11 | 0 | 0 | 0 | 0 | -6.6845 | -6.6845 | 3832.7224 | 28668.7633 |  | 0
1994-07-12 | 0 | 0 | 0 | 0 | -6.6845 | -6.6845 | 3826.0379 | 28618.7633 |  | 0
1994-07-13 | 0 | 0 | 0 | 0 | -6.6845 | -6.6845 | 3819.3534 | 28568.7632 |  | 0
1994-07-14 | 0.0041667 | 10.4803 | 3.6551 | 3.6551 | 0.14075 | 0.14075 | 3819.4941 | 28569.8161 |  | 0
1994-07-15 | 0 | 0 | 0 | 0 | -6.6845 | -6.6845 | 3812.8096 | 28519.816 |  | 0
1994-07-16 | 0.059167 | 148.8207 | 3.6551 | 3.6551 | 138.4812 | 138.4812 | 3951.2908 | 29555.655 |  | 0
1994-07-17 | 0.0041667 | 10.4803 | 3.6551 | 3.6551 | 0.14075 | 0.14075 | 3951.4315 | 29556.7079 |  | 0
1994-07-18 | 0 | 0 | 0 | 0 | -6.6845 | -6.6845 | 3944.747 | 29506.7078 |  | 0
1994-07-19 | 0 | 0 | 0 | 0 | -6.6845 | -6.6845 | 3938.0625 | 29456.7077 |  | 0
1994-07-20 | 0 | 0 | 0 | 0 | -6.6845 | -6.6845 | 3931.378 | 29406.7077 |  | 0
1994-07-21 | 0 | 0 | 0 | 0 | -6.6845 | -6.6845 | 3924.6935 | 29356.7076 |  | 0
1994-07-22 | 0 | 0 | 0 | 0 | -6.6845 | -6.6845 | 3918.009 | 29306.7076 |  | 0
1994-07-23 | 0 | 0 | 0 | 0 | -6.6845 | -6.6845 | 3911.3245 | 29256.7075 |  | 0
1994-07-24 | 0 | 0 | 0 | 0 | -6.6845 | -6.6845 | 3904.64 | 29206.7074 |  | 0
1994-07-25 | 0 | 0 | 0 | 0 | -6.6845 | -6.6845 | 3897.9555 | 29156.7074 |  | 0
1994-07-26 | 0 | 0 | 0 | 0 | -6.6845 | -6.6845 | 3891.271 | 29106.7073 |  | 0 | 1
1994-07-27 | 0 | 0 | 0 | 0 | -6.6845 | -6.6845 | 3884.5865 | 29056.7073 |  | 0
1994-07-28 | 0 | 0 | 0 | 0 | -6.6845 | -6.6845 | 3877.902 | 29006.7072 |  | 0
1994-07-29 | 0 | 0 | 0 | 0 | -6.6845 | -6.6845 | 3871.2175 | 28956.7071 |  | 0
1994-07-30 | 0 | 0 | 0 | 0 | -6.6845 | -6.6845 | 3864.533 | 28906.7071 |  | 0
1994-07-31 | 0 | 0 | 0 | 0 | -6.6845 | -6.6845 | 3857.8485 | 28856.707 |  | 0
1994-08-01 | 0 | 0 | 0 | 0 | -6.6845 | -6.6845 | 3851.164 | 28806.707 |  | 0
1994-08-02 | 0 | 0 | 0 | 0 | -6.6845 | -6.6845 | 3844.4795 | 28756.7069 |  | 0
1994-08-03 | 0 | 0 | 0 | 0 | -6.6845 | -6.6845 | 3837.795 | 28706.7068 |  | 0
1994-08-04 | 0 | 0 | 0 | 0 | -6.6845 | -6.6845 | 3831.1105 | 28656.7068 |  | 0
1994-08-05 | 0 | 0 | 0 | 0 | -6.6845 | -6.6845 | 3824.426 | 28606.7067 |  | 0
1994-08-06 | 0 | 0 | 0 | 0 | -6.6845 | -6.6845 | 3817.7415 | 28556.7067 |  | 0
1994-08-07 | 0 | 0 | 0 | 0 | -6.6845 | -6.6845 | 3811.057 | 28506.7066 |  | 0
1994-08-08 | 0 | 0 | 0 | 0 | -6.6845 | -6.6845 | 3804.3725 | 28456.7065 |  | 0
1994-08-09 | 0 | 0 | 0 | 0 | -6.6845 | -6.6845 | 3797.688 | 28406.7065 |  | 0
1994-08-10 | 0 | 0 | 0 | 0 | -6.6845 | -6.6845 | 3791.0035 | 28356.7064 |  | 0
1994-08-11 | 0 | 0 | 0 | 0 | -6.6845 | -6.6845 | 3784.319 | 28306.7064 |  | 0
1994-08-12 | 0 | 0 | 0 | 0 | -6.6845 | -6.6845 | 3777.6345 | 28256.7063 |  | 0
1994-08-13 | 0 | 0 | 0 | 0 | -6.6845 | -6.6845 | 3770.95 | 28206.7062 |  | 0
1994-08-14 | 0 | 0 | 0 | 0 | -6.6845 | -6.6845 | 3764.2655 | 28156.7062 |  | 0
1994-08-15 | 0 | 0 | 0 | 0 | -6.6845 | -6.6845 | 3757.581 | 28106.7061 |  | 0
1994-08-16 | 0 | 0 | 0 | 0 | -6.6845 | -6.6845 | 3750.8965 | 28056.7061 |  | 0
1994-08-17 | 0 | 0 | 0 | 0 | -6.6845 | -6.6845 | 3744.212 | 28006.706 |  | 0
1994-08-18 | 0 | 0 | 0 | 0 | -6.6845 | -6.6845 | 3737.5275 | 27956.7059 |  | 0
1994-08-19 | 0 | 0 | 0 | 0 | -6.6845 | -6.6845 | 3730.843 | 27906.7059 |  | 0
1994-08-20 | 0.0041667 | 10.4803 | 3.6551 | 3.6551 | 0.14075 | 0.14075 | 3730.9838 | 27907.7587 |  | 0
1994-08-21 | 0.0041667 | 10.4803 | 3.6551 | 3.6551 | 0.14075 | 0.14075 | 3731.1245 | 27908.8115 |  | 0
1994-08-22 | 0.0083333 | 20.9607 | 3.6551 | 3.6551 | 10.6211 | 10.6211 | 3741.7456 | 27988.2573 |  | 0
1994-08-23 | 0 | 0 | 0 | 0 | -6.6845 | -6.6845 | 3735.0611 | 27938.2572 |  | 0
1994-08-24 | 0 | 0 | 0 | 0 | -6.6845 | -6.6845 | 3728.3766 | 27888.2572 |  | 0
1994-08-25 | 0 | 0 | 0 | 0 | -6.6845 | -6.6845 | 3721.6921 | 27838.2571 |  | 0
1994-08-26 | 0 | 0 | 0 | 0 | -6.6845 | -6.6845 | 3715.0076 | 27788.257 |  | 0
1994-08-27 | 0 | 0 | 0 | 0 | -6.6845 | -6.6845 | 3708.3231 | 27738.257 |  | 0
1994-08-28 | 0 | 0 | 0 | 0 | -6.6845 | -6.6845 | 3701.6386 | 27688.2569 |  | 0
1994-08-29 | 0 | 0 | 0 | 0 | -6.6845 | -6.6845 | 3694.9541 | 27638.2569 |  | 0
1994-08-30 | 0 | 0 | 0 | 0 | -6.6845 | -6.6845 | 3688.2696 | 27588.2568 |  | 0
1994-08-31 | 0.091667 | 230.5673 | 3.6551 | 3.6551 | 220.2278 | 220.2278 | 3908.4974 | 29235.5604 |  | 0
1994-09-01 | 0.058333 | 146.7247 | 3.6551 | 3.6551 | 136.3851 | 136.3851 | 4003.7455 | 29948.0163 |  | 34.4525
1994-09-02 | 0 | 0 | 0 | 0 | -6.6845 | -6.6845 | 3997.061 | 29898.0163 |  | 0
1994-09-03 | 0 | 0 | 0 | 0 | -6.6845 | -6.6845 | 3990.3765 | 29848.0162 |  | 0
1994-09-04 | 0 | 0 | 0 | 0 | -6.6845 | -6.6845 | 3983.692 | 29798.0162 |  | 0
1994-09-05 | 0.00083333 | 2.0961 | 3.6551 | 2.0961 | -6.6845 | -6.6845 | 3977.0075 | 29748.0161 |  | 0
1994-09-06 | 0.03 | 75.4584 | 3.6551 | 3.6551 | 65.1188 | 65.1188 | 4003.7455 | 29948.0163 |  | 31.6963
1994-09-07 | 0 | 0 | 0 | 0 | -6.6845 | -6.6845 | 3997.061 | 29898.0163 |  | 0
1994-09-08 | 0 | 0 | 0 | 0 | -6.6845 | -6.6845 | 3990.3765 | 29848.0162 |  | 0
1994-09-09 | 0 | 0 | 0 | 0 | -6.6845 | -6.6845 | 3983.692 | 29798.0162 |  | 0
1994-09-10 | 0 | 0 | 0 | 0 | -6.6845 | -6.6845 | 3977.0075 | 29748.0161 |  | 0
1994-09-11 | 0 | 0 | 0 | 0 | -6.6845 | -6.6845 | 3970.323 | 29698.016 |  | 0
1994-09-12 | 0 | 0 | 0 | 0 | -6.6845 | -6.6845 | 3963.6385 | 29648.016 |  | 0
1994-09-13 | 0.0275 | 69.1702 | 3.6551 | 3.6551 | 58.8306 | 58.8306 | 4003.7455 | 29948.0163 |  | 12.0391
1994-09-14 | 0.026667 | 67.0741 | 3.6551 | 3.6551 | 56.7346 | 56.7346 | 4003.7455 | 29948.0163 |  | 50.0501
1994-09-15 | 0.01 | 25.1528 | 3.6551 | 3.6551 | 14.8132 | 14.8132 | 4003.7455 | 29948.0163 |  | 8.1287
1994-09-16 | 0.0083333 | 20.9607 | 3.6551 | 3.6551 | 10.6211 | 10.6211 | 4003.7455 | 29948.0163 |  | 3.9366
1994-09-17 | 0 | 0 | 0 | 0 | -6.6845 | -6.6845 | 3997.061 | 29898.0163 |  | 0
1994-09-18 | 0 | 0 | 0 | 0 | -6.6845 | -6.6845 | 3990.3765 | 29848.0162 |  | 0
1994-09-19 | 0 | 0 | 0 | 0 | -6.6845 | -6.6845 | 3983.692 | 29798.0162 |  | 0
1994-09-20 | 0 | 0 | 0 | 0 | -6.6845 | -6.6845 | 3977.0075 | 29748.0161 |  | 0
1994-09-21 | 0 | 0 | 0 | 0 | -6.6845 | -6.6845 | 3970.323 | 29698.016 |  | 0
1994-09-22 | 0.0033333 | 8.3843 | 3.6551 | 3.6551 | -1.9553 | -1.9553 | 3968.3677 | 29683.3903 |  | 0
1994-09-23 | 0 | 0 | 0 | 0 | -6.6845 | -6.6845 | 3961.6832 | 29633.3902 |  | 0
1994-09-24 | 0 | 0 | 0 | 0 | -6.6845 | -6.6845 | 3954.9987 | 29583.3902 |  | 0
1994-09-25 | 0 | 0 | 0 | 0 | -6.6845 | -6.6845 | 3948.3142 | 29533.3901 |  | 0
1994-09-26 | 0 | 0 | 0 | 0 | -6.6845 | -6.6845 | 3941.6297 | 29483.3901 |  | 0
1994-09-27 | 0.0075 | 18.8646 | 3.6551 | 3.6551 | 8.525 | 8.525 | 3950.1547 | 29547.1572 |  | 0
1994-09-28 | 0 | 0 | 0 | 0 | -6.6845 | -6.6845 | 3943.4702 | 29497.1571 |  | 0
1994-09-29 | 0 | 0 | 0 | 0 | -6.6845 | -6.6845 | 3936.7857 | 29447.1571 |  | 0
1994-09-30 | 0 | 0 | 0 | 0 | -6.6845 | -6.6845 | 3930.1012 | 29397.157 |  | 0
1994-10-01 | 0 | 0 | 0 | 0 | -6.6845 | -6.6845 | 3923.4167 | 29347.157 |  | 0
1994-10-02 | 0 | 0 | 0 | 0 | -6.6845 | -6.6845 | 3916.7322 | 29297.1569 |  | 0
1994-10-03 | 0 | 0 | 0 | 0 | -6.6845 | -6.6845 | 3910.0477 | 29247.1568 |  | 0
1994-10-04 | 0 | 0 | 0 | 0 | -6.6845 | -6.6845 | 3903.3632 | 29197.1568 |  | 0
1994-10-05 | 0 | 0 | 0 | 0 | -6.6845 | -6.6845 | 3896.6787 | 29147.1567 |  | 0
1994-10-06 | 0 | 0 | 0 | 0 | -6.6845 | -6.6845 | 3889.9942 | 29097.1567 |  | 0
1994-10-07 | 0.0041667 | 10.4803 | 3.6551 | 3.6551 | 0.14075 | 0.14075 | 3890.135 | 29098.2095 |  | 0
1994-10-08 | 0.018333 | 46.1135 | 3.6551 | 3.6551 | 35.7739 | 35.7739 | 3925.9088 | 29365.7982 |  | 0
1994-10-09 | 0.00083333 | 2.0961 | 3.6551 | 2.0961 | -6.6845 | -6.6845 | 3919.2243 | 29315.7981 |  | 0
1994-10-10 | 0 | 0 | 0 | 0 | -6.6845 | -6.6845 | 3912.5398 | 29265.798 |  | 0
1994-10-11 | 0 | 0 | 0 | 0 | -6.6845 | -6.6845 | 3905.8553 | 29215.798 |  | 0
1994-10-12 | 0 | 0 | 0 | 0 | -6.6845 | -6.6845 | 3899.1708 | 29165.7979 |  | 0
1994-10-13 | 0 | 0 | 0 | 0 | -6.6845 | -6.6845 | 3892.4863 | 29115.7979 |  | 0
1994-10-14 | 0.039167 | 98.5151 | 3.6551 | 3.6551 | 88.1756 | 88.1756 | 3980.6619 | 29775.351 |  | 0
1994-10-15 | 0.00083333 | 2.0961 | 3.6551 | 2.0961 | -6.6845 | -6.6845 | 3973.9774 | 29725.3509 |  | 0
1994-10-16 | 0 | 0 | 0 | 0 | -6.6845 | -6.6845 | 3967.2929 | 29675.3509 |  | 0
1994-10-17 | 0 | 0 | 0 | 0 | -6.6845 | -6.6845 | 3960.6084 | 29625.3508 |  | 0
1994-10-18 | 0 | 0 | 0 | 0 | -6.6845 | -6.6845 | 3953.9239 | 29575.3508 |  | 0
1994-10-19 | 0 | 0 | 0 | 0 | -6.6845 | -6.6845 | 3947.2394 | 29525.3507 |  | 0
1994-10-20 | 0 | 0 | 0 | 0 | -6.6845 | -6.6845 | 3940.5549 | 29475.3506 |  | 0
1994-10-21 | 0 | 0 | 0 | 0 | -6.6845 | -6.6845 | 3933.8704 | 29425.3506 |  | 0
1994-10-22 | 0 | 0 | 0 | 0 | -6.6845 | -6.6845 | 3927.1859 | 29375.3505 |  | 0
1994-10-23 | 0 | 0 | 0 | 0 | -6.6845 | -6.6845 | 3920.5014 | 29325.3505 |  | 0
1994-10-24 | 0 | 0 | 0 | 0 | -6.6845 | -6.6845 | 3913.8169 | 29275.3504 |  | 0
1994-10-25 | 0 | 0 | 0 | 0 | -6.6845 | -6.6845 | 3907.1324 | 29225.3503 |  | 0
1994-10-26 | 0.0041667 | 10.4803 | 3.6551 | 3.6551 | 0.14075 | 0.14075 | 3907.2732 | 29226.4032 |  | 0
1994-10-27 | 0.0083333 | 20.9607 | 3.6551 | 3.6551 | 10.6211 | 10.6211 | 3917.8942 | 29305.8489 |  | 0
1994-10-28 | 0 | 0 | 0 | 0 | -6.6845 | -6.6845 | 3911.2097 | 29255.8488 |  | 0
1994-10-29 | 0 | 0 | 0 | 0 | -6.6845 | -6.6845 | 3904.5252 | 29205.8488 |  | 0
1994-10-30 | 0 | 0 | 0 | 0 | -6.6845 | -6.6845 | 3897.8407 | 29155.8487 |  | 0
1994-10-31 | 0 | 0 | 0 | 0 | -6.6845 | -6.6845 | 3891.1562 | 29105.8487 |  | 0
1994-11-01 | 0 | 0 | 0 | 0 | -6.6845 | -6.6845 | 3884.4717 | 29055.8486 |  | 0
1994-11-02 | 0 | 0 | 0 | 0 | -6.6845 | -6.6845 | 3877.7872 | 29005.8485 |  | 0
1994-11-03 | 0 | 0 | 0 | 0 | -6.6845 | -6.6845 | 3871.1027 | 28955.8485 |  | 0
1994-11-04 | 0 | 0 | 0 | 0 | -6.6845 | -6.6845 | 3864.4182 | 28905.8484 |  | 0
1994-11-05 | 0 | 0 | 0 | 0 | -6.6845 | -6.6845 | 3857.7337 | 28855.8484 |  | 0
1994-11-06 | 0 | 0 | 0 | 0 | -6.6845 | -6.6845 | 3851.0492 | 28805.8483 |  | 0
1994-11-07 | 0 | 0 | 0 | 0 | -6.6845 | -6.6845 | 3844.3647 | 28755.8482 |  | 0
1994-11-08 | 0 | 0 | 0 | 0 | -6.6845 | -6.6845 | 3837.6802 | 28705.8482 |  | 0
1994-11-09 | 0 | 0 | 0 | 0 | -6.6845 | -6.6845 | 3830.9957 | 28655.8481 |  | 0
1994-11-10 | 0 | 0 | 0 | 0 | -6.6845 | -6.6845 | 3824.3112 | 28605.8481 |  | 0
1994-11-11 | 0 | 0 | 0 | 0 | -6.6845 | -6.6845 | 3817.6267 | 28555.848 |  | 0
1994-11-12 | 0 | 0 | 0 | 0 | -6.6845 | -6.6845 | 3810.9422 | 28505.8479 |  | 0
1994-11-13 | 0.0025 | 6.2882 | 3.6551 | 3.6551 | -4.0514 | -4.0514 | 3806.8909 | 28475.5436 |  | 0
1994-11-14 | 0 | 0 | 0 | 0 | -6.6845 | -6.6845 | 3800.2064 | 28425.5436 |  | 0
1994-11-15 | 0 | 0 | 0 | 0 | -6.6845 | -6.6845 | 3793.5219 | 28375.5435 |  | 0
1994-11-16 | 0 | 0 | 0 | 0 | -6.6845 | -6.6845 | 3786.8374 | 28325.5434 |  | 0
1994-11-17 | 0 | 0 | 0 | 0 | -6.6845 | -6.6845 | 3780.1529 | 28275.5434 |  | 0
1994-11-18 | 0 | 0 | 0 | 0 | -6.6845 | -6.6845 | 3773.4684 | 28225.5433 |  | 0
1994-11-19 | 0 | 0 | 0 | 0 | -6.6845 | -6.6845 | 3766.7839 | 28175.5433 |  | 0
1994-11-20 | 0 | 0 | 0 | 0 | -6.6845 | -6.6845 | 3760.0994 | 28125.5432 |  | 0
1994-11-21 | 0 | 0 | 0 | 0 | -6.6845 | -6.6845 | 3753.4149 | 28075.5431 |  | 0
1994-11-22 | 0 | 0 | 0 | 0 | -6.6845 | -6.6845 | 3746.7304 | 28025.5431 |  | 0
1994-11-23 | 0 | 0 | 0 | 0 | -6.6845 | -6.6845 | 3740.0459 | 27975.543 |  | 0
1994-11-24 | 0 | 0 | 0 | 0 | -6.6845 | -6.6845 | 3733.3614 | 27925.543 |  | 0
1994-11-25 | 0 | 0 | 0 | 0 | -6.6845 | -6.6845 | 3726.6769 | 27875.5429 |  | 0
1994-11-26 | 0 | 0 | 0 | 0 | -6.6845 | -6.6845 | 3719.9924 | 27825.5428 |  | 0
1994-11-27 | 0 | 0 | 0 | 0 | -6.6845 | -6.6845 | 3713.3079 | 27775.5428 |  | 0
1994-11-28 | 0 | 0 | 0 | 0 | -6.6845 | -6.6845 | 3706.6234 | 27725.5427 |  | 0
1994-11-29 | 0 | 0 | 0 | 0 | -6.6845 | -6.6845 | 3699.9389 | 27675.5427 |  | 0
1994-11-30 | 0 | 0 | 0 | 0 | -6.6845 | -6.6845 | 3693.2544 | 27625.5426 |  | 0
1994-12-01 | 0 | 0 | 0 | 0 | -6.6845 | -6.6845 | 3686.5699 | 27575.5425 |  | 0
1994-12-02 | 0 | 0 | 0 | 0 | -6.6845 | -6.6845 | 3679.8854 | 27525.5425 |  | 0
1994-12-03 | 0 | 0 | 0 | 0 | -6.6845 | -6.6845 | 3673.2009 | 27475.5424 |  | 0
1994-12-04 | 0 | 0 | 0 | 0 | -6.6845 | -6.6845 | 3666.5164 | 27425.5424 |  | 0
1994-12-05 | 0 | 0 | 0 | 0 | -6.6845 | -6.6845 | 3659.8319 | 27375.5423 |  | 0
1994-12-06 | 0 | 0 | 0 | 0 | -6.6845 | -6.6845 | 3653.1474 | 27325.5422 |  | 0
1994-12-07 | 0 | 0 | 0 | 0 | -6.6845 | -6.6845 | 3646.4629 | 27275.5422 |  | 0
1994-12-08 | 0 | 0 | 0 | 0 | -6.6845 | -6.6845 | 3639.7784 | 27225.5421 |  | 0
1994-12-09 | 0 | 0 | 0 | 0 | -6.6845 | -6.6845 | 3633.0939 | 27175.5421 |  | 0
1994-12-10 | 0 | 0 | 0 | 0 | -6.6845 | -6.6845 | 3626.4094 | 27125.542 |  | 0
1994-12-11 | 0 | 0 | 0 | 0 | -6.6845 | -6.6845 | 3619.7249 | 27075.5419 |  | 0
1994-12-12 | 0 | 0 | 0 | 0 | -6.6845 | -6.6845 | 3613.0404 | 27025.5419 |  | 0
1994-12-13 | 0 | 0 | 0 | 0 | -6.6845 | -6.6845 | 3606.3559 | 26975.5418 |  | 0
1994-12-14 | 0 | 0 | 0 | 0 | -6.6845 | -6.6845 | 3599.6714 | 26925.5418 |  | 0
1994-12-15 | 0 | 0 | 0 | 0 | -6.6845 | -6.6845 | 3592.9869 | 26875.5417 |  | 0
1994-12-16 | 0 | 0 | 0 | 0 | -6.6845 | -6.6845 | 3586.3024 | 26825.5416 |  | 0
1994-12-17 | 0 | 0 | 0 | 0 | -6.6845 | -6.6845 | 3579.6179 | 26775.5416 |  | 0
1994-12-18 | 0 | 0 | 0 | 0 | -6.6845 | -6.6845 | 3572.9334 | 26725.5415 |  | 0
1994-12-19 | 0 | 0 | 0 | 0 | -6.6845 | -6.6845 | 3566.2489 | 26675.5415 |  | 0
1994-12-20 | 0 | 0 | 0 | 0 | -6.6845 | -6.6845 | 3559.5644 | 26625.5414 |  | 0
1994-12-21 | 0 | 0 | 0 | 0 | -6.6845 | -6.6845 | 3552.8799 | 26575.5413 |  | 0
1994-12-22 | 0 | 0 | 0 | 0 | -6.6845 | -6.6845 | 3546.1954 | 26525.5413 |  | 0
1994-12-23 | 0.0016667 | 4.1921 | 3.6551 | 3.6551 | -6.1474 | -6.1474 | 3540.0479 | 26479.5584 |  | 0
1994-12-24 | 0.0075 | 18.8646 | 3.6551 | 3.6551 | 8.525 | 8.525 | 3548.5729 | 26543.3255 |  | 0
1994-12-25 | 0 | 0 | 0 | 0 | -6.6845 | -6.6845 | 3541.8884 | 26493.3255 |  | 0
1994-12-26 | 0.00083333 | 2.0961 | 3.6551 | 2.0961 | -6.6845 | -6.6845 | 3535.2039 | 26443.3254 |  | 0
1994-12-27 | 0.013333 | 33.5371 | 3.6551 | 3.6551 | 23.1975 | 23.1975 | 3558.4014 | 26616.8426 |  | 0
1994-12-28 | 0.0041667 | 10.4803 | 3.6551 | 3.6551 | 0.14075 | 0.14075 | 3558.5422 | 26617.8954 |  | 0
1994-12-29 | 0 | 0 | 0 | 0 | -6.6845 | -6.6845 | 3551.8577 | 26567.8954 |  | 0
1994-12-30 | 0 | 0 | 0 | 0 | -6.6845 | -6.6845 | 3545.1732 | 26517.8953 |  | 0
1994-12-31 | 0.00083333 | 2.0961 | 3.6551 | 2.0961 | -6.6845 | -6.6845 | 3538.4887 | 26467.8953 |  | 0
1995-01-01 | 0 | 0 | 0 | 0 | -6.6845 | -6.6845 | 3531.8042 | 26417.8952 |  | 0
1995-01-02 | 0.01 | 25.1528 | 3.6551 | 3.6551 | 14.8132 | 14.8132 | 3546.6174 | 26528.6981 |  | 0
1995-01-03 | 0.00083333 | 2.0961 | 3.6551 | 2.0961 | -6.6845 | -6.6845 | 3539.9329 | 26478.698 |  | 0
1995-01-04 | 0.00083333 | 2.0961 | 3.6551 | 2.0961 | -6.6845 | -6.6845 | 3533.2484 | 26428.698 |  | 0
1995-01-05 | 0 | 0 | 0 | 0 | -6.6845 | -6.6845 | 3526.5639 | 26378.6979 |  | 0
1995-01-06 | 0 | 0 | 0 | 0 | -6.6845 | -6.6845 | 3519.8794 | 26328.6978 |  | 0
1995-01-07 | 0.00083333 | 2.0961 | 3.6551 | 2.0961 | -6.6845 | -6.6845 | 3513.1949 | 26278.6978 |  | 0
1995-01-08 | 0 | 0 | 0 | 0 | -6.6845 | -6.6845 | 3506.5104 | 26228.6977 |  | 0
1995-01-09 | 0 | 0 | 0 | 0 | -6.6845 | -6.6845 | 3499.8259 | 26178.6977 |  | 0
1995-01-10 | 0 | 0 | 0 | 0 | -6.6845 | -6.6845 | 3493.1414 | 26128.6976 |  | 0
1995-01-11 | 0 | 0 | 0 | 0 | -6.6845 | -6.6845 | 3486.4569 | 26078.6975 |  | 0
1995-01-12 | 0 | 0 | 0 | 0 | -6.6845 | -6.6845 | 3479.7724 | 26028.6975 |  | 0
1995-01-13 | 0 | 0 | 0 | 0 | -6.6845 | -6.6845 | 3473.0879 | 25978.6974 |  | 0
1995-01-14 | 0 | 0 | 0 | 0 | -6.6845 | -6.6845 | 3466.4034 | 25928.6974 |  | 0
1995-01-15 | 0 | 0 | 0 | 0 | -6.6845 | -6.6845 | 3459.7189 | 25878.6973 |  | 0
1995-01-16 | 0 | 0 | 0 | 0 | -6.6845 | -6.6845 | 3453.0344 | 25828.6972 |  | 0
1995-01-17 | 0 | 0 | 0 | 0 | -6.6845 | -6.6845 | 3446.3499 | 25778.6972 |  | 0
1995-01-18 | 0.0016667 | 4.1921 | 3.6551 | 3.6551 | -6.1474 | -6.1474 | 3440.2024 | 25732.7143 |  | 0
1995-01-19 | 0 | 0 | 0 | 0 | -6.6845 | -6.6845 | 3433.5179 | 25682.7142 |  | 0
1995-01-20 | 0 | 0 | 0 | 0 | -6.6845 | -6.6845 | 3426.8334 | 25632.7142 |  | 0
1995-01-21 | 0 | 0 | 0 | 0 | -6.6845 | -6.6845 | 3420.1489 | 25582.7141 |  | 0
1995-01-22 | 0 | 0 | 0 | 0 | -6.6845 | -6.6845 | 3413.4644 | 25532.714 |  | 0
1995-01-23 | 0 | 0 | 0 | 0 | -6.6845 | -6.6845 | 3406.7799 | 25482.714 |  | 0
1995-01-24 | 0 | 0 | 0 | 0 | -6.6845 | -6.6845 | 3400.0954 | 25432.7139 |  | 0
1995-01-25 | 0 | 0 | 0 | 0 | -6.6845 | -6.6845 | 3393.4109 | 25382.7139 |  | 0
1995-01-26 | 0 | 0 | 0 | 0 | -6.6845 | -6.6845 | 3386.7264 | 25332.7138 |  | 0
1995-01-27 | 0 | 0 | 0 | 0 | -6.6845 | -6.6845 | 3380.0419 | 25282.7137 |  | 0
1995-01-28 | 0 | 0 | 0 | 0 | -6.6845 | -6.6845 | 3373.3574 | 25232.7137 |  | 0
1995-01-29 | 0 | 0 | 0 | 0 | -6.6845 | -6.6845 | 3366.6729 | 25182.7136 |  | 0
1995-01-30 | 0 | 0 | 0 | 0 | -6.6845 | -6.6845 | 3359.9884 | 25132.7136 |  | 0
1995-01-31 | 0 | 0 | 0 | 0 | -6.6845 | -6.6845 | 3353.3039 | 25082.7135 |  | 0
1995-02-01 | 0 | 0 | 0 | 0 | -6.6845 | -6.6845 | 3346.6194 | 25032.7134 |  | 0
1995-02-02 | 0 | 0 | 0 | 0 | -6.6845 | -6.6845 | 3339.9349 | 24982.7134 |  | 0
1995-02-03 | 0 | 0 | 0 | 0 | -6.6845 | -6.6845 | 3333.2504 | 24932.7133 |  | 0
1995-02-04 | 0 | 0 | 0 | 0 | -6.6845 | -6.6845 | 3326.5659 | 24882.7133 |  | 0
1995-02-05 | 0 | 0 | 0 | 0 | -6.6845 | -6.6845 | 3319.8814 | 24832.7132 |  | 0
1995-02-06 | 0 | 0 | 0 | 0 | -6.6845 | -6.6845 | 3313.1969 | 24782.7131 |  | 0
1995-02-07 | 0 | 0 | 0 | 0 | -6.6845 | -6.6845 | 3306.5124 | 24732.7131 |  | 0
1995-02-08 | 0 | 0 | 0 | 0 | -6.6845 | -6.6845 | 3299.8279 | 24682.713 |  | 0
1995-02-09 | 0 | 0 | 0 | 0 | -6.6845 | -6.6845 | 3293.1434 | 24632.713 |  | 0
1995-02-10 | 0 | 0 | 0 | 0 | -6.6845 | -6.6845 | 3286.4589 | 24582.7129 |  | 0
1995-02-11 | 0.00083333 | 2.0961 | 3.6551 | 2.0961 | -6.6845 | -6.6845 | 3279.7744 | 24532.7128 |  | 0
1995-02-12 | 0 | 0 | 0 | 0 | -6.6845 | -6.6845 | 3273.0899 | 24482.7128 |  | 0
1995-02-13 | 0 | 0 | 0 | 0 | -6.6845 | -6.6845 | 3266.4054 | 24432.7127 |  | 0
1995-02-14 | 0 | 0 | 0 | 0 | -6.6845 | -6.6845 | 3259.7209 | 24382.7127 |  | 0
1995-02-15 | 0 | 0 | 0 | 0 | -6.6845 | -6.6845 | 3253.0364 | 24332.7126 |  | 0
1995-02-16 | 0.0033333 | 8.3843 | 3.6551 | 3.6551 | -1.9553 | -1.9553 | 3251.0811 | 24318.0869 |  | 0
1995-02-17 | 0.013333 | 33.5371 | 3.6551 | 3.6551 | 23.1975 | 23.1975 | 3274.2786 | 24491.6041 |  | 0
1995-02-18 | 0 | 0 | 0 | 0 | -6.6845 | -6.6845 | 3267.5941 | 24441.604 |  | 0
1995-02-19 | 0 | 0 | 0 | 0 | -6.6845 | -6.6845 | 3260.9096 | 24391.6039 |  | 0
1995-02-20 | 0 | 0 | 0 | 0 | -6.6845 | -6.6845 | 3254.2251 | 24341.6039 |  | 0
1995-02-21 | 0 | 0 | 0 | 0 | -6.6845 | -6.6845 | 3247.5406 | 24291.6038 |  | 0
1995-02-22 | 0 | 0 | 0 | 0 | -6.6845 | -6.6845 | 3240.8561 | 24241.6038 |  | 0
1995-02-23 | 0 | 0 | 0 | 0 | -6.6845 | -6.6845 | 3234.1716 | 24191.6037 |  | 0
1995-02-24 | 0 | 0 | 0 | 0 | -6.6845 | -6.6845 | 3227.4871 | 24141.6036 |  | 0
1995-02-25 | 0 | 0 | 0 | 0 | -6.6845 | -6.6845 | 3220.8026 | 24091.6036 |  | 0
1995-02-26 | 0 | 0 | 0 | 0 | -6.6845 | -6.6845 | 3214.1181 | 24041.6035 |  | 0
1995-02-27 | 0 | 0 | 0 | 0 | -6.6845 | -6.6845 | 3207.4336 | 23991.6035 |  | 0
1995-02-28 | 0 | 0 | 0 | 0 | -6.6845 | -6.6845 | 3200.7491 | 23941.6034 |  | 0
1995-03-01 | 0.00083333 | 2.0961 | 3.6551 | 2.0961 | -6.6845 | -6.6845 | 3194.0646 | 23891.6033 |  | 0
1995-03-02 | 0 | 0 | 0 | 0 | -6.6845 | -6.6845 | 3187.3801 | 23841.6033 |  | 0
1995-03-03 | 0 | 0 | 0 | 0 | -6.6845 | -6.6845 | 3180.6956 | 23791.6032 |  | 0
1995-03-04 | 0 | 0 | 0 | 0 | -6.6845 | -6.6845 | 3174.0111 | 23741.6032 |  | 0
1995-03-05 | 0 | 0 | 0 | 0 | -6.6845 | -6.6845 | 3167.3266 | 23691.6031 |  | 0
1995-03-06 | 0 | 0 | 0 | 0 | -6.6845 | -6.6845 | 3160.6421 | 23641.603 |  | 0
1995-03-07 | 0.0025 | 6.2882 | 3.6551 | 3.6551 | -4.0514 | -4.0514 | 3156.5907 | 23611.2987 |  | 0
1995-03-08 | 0 | 0 | 0 | 0 | -6.6845 | -6.6845 | 3149.9062 | 23561.2986 |  | 0
1995-03-09 | 0 | 0 | 0 | 0 | -6.6845 | -6.6845 | 3143.2217 | 23511.2986 |  | 0
1995-03-10 | 0 | 0 | 0 | 0 | -6.6845 | -6.6845 | 3136.5372 | 23461.2985 |  | 0
1995-03-11 | 0 | 0 | 0 | 0 | -6.6845 | -6.6845 | 3129.8527 | 23411.2985 |  | 0
1995-03-12 | 0.013333 | 33.5371 | 3.6551 | 3.6551 | 23.1975 | 23.1975 | 3153.0502 | 23584.8157 |  | 0
1995-03-13 | 0 | 0 | 0 | 0 | -6.6845 | -6.6845 | 3146.3657 | 23534.8156 |  | 0
1995-03-14 | 0 | 0 | 0 | 0 | -6.6845 | -6.6845 | 3139.6812 | 23484.8155 |  | 0
1995-03-15 | 0 | 0 | 0 | 0 | -6.6845 | -6.6845 | 3132.9967 | 23434.8155 |  | 0
1995-03-16 | 0 | 0 | 0 | 0 | -6.6845 | -6.6845 | 3126.3122 | 23384.8154 |  | 0
1995-03-17 | 0 | 0 | 0 | 0 | -6.6845 | -6.6845 | 3119.6277 | 23334.8154 |  | 0
1995-03-18 | 0 | 0 | 0 | 0 | -6.6845 | -6.6845 | 3112.9432 | 23284.8153 |  | 0
1995-03-19 | 0 | 0 | 0 | 0 | -6.6845 | -6.6845 | 3106.2587 | 23234.8152 |  | 0
1995-03-20 | 0 | 0 | 0 | 0 | -6.6845 | -6.6845 | 3099.5742 | 23184.8152 |  | 0
1995-03-21 | 0 | 0 | 0 | 0 | -6.6845 | -6.6845 | 3092.8897 | 23134.8151 |  | 0
1995-03-22 | 0 | 0 | 0 | 0 | -6.6845 | -6.6845 | 3086.2052 | 23084.8151 |  | 0
1995-03-23 | 0 | 0 | 0 | 0 | -6.6845 | -6.6845 | 3079.5207 | 23034.815 |  | 0
1995-03-24 | 0 | 0 | 0 | 0 | -6.6845 | -6.6845 | 3072.8362 | 22984.8149 |  | 0
1995-03-25 | 0 | 0 | 0 | 0 | -6.6845 | -6.6845 | 3066.1517 | 22934.8149 |  | 0
1995-03-26 | 0 | 0 | 0 | 0 | -6.6845 | -6.6845 | 3059.4672 | 22884.8148 |  | 0
1995-03-27 | 0 | 0 | 0 | 0 | -6.6845 | -6.6845 | 3052.7827 | 22834.8148 |  | 0
1995-03-28 | 0 | 0 | 0 | 0 | -6.6845 | -6.6845 | 3046.0982 | 22784.8147 |  | 0
1995-03-29 | 0 | 0 | 0 | 0 | -6.6845 | -6.6845 | 3039.4137 | 22734.8146 |  | 0
1995-03-30 | 0 | 0 | 0 | 0 | -6.6845 | -6.6845 | 3032.7292 | 22684.8146 |  | 0
1995-03-31 | 0 | 0 | 0 | 0 | -6.6845 | -6.6845 | 3026.0447 | 22634.8145 |  | 0
1995-04-01 | 0 | 0 | 0 | 0 | -6.6845 | -6.6845 | 3019.3602 | 22584.8145 |  | 0
1995-04-02 | 0.00083333 | 2.0961 | 3.6551 | 2.0961 | -6.6845 | -6.6845 | 3012.6757 | 22534.8144 |  | 0
1995-04-03 | 0 | 0 | 0 | 0 | -6.6845 | -6.6845 | 3005.9912 | 22484.8143 |  | 0
1995-04-04 | 0.080833 | 203.3185 | 3.6551 | 3.6551 | 192.9789 | 192.9789 | 3198.9701 | 23928.2964 |  | 0
1995-04-05 | 0.0275 | 69.1702 | 3.6551 | 3.6551 | 58.8306 | 58.8306 | 3257.8007 | 24368.3495 |  | 0
1995-04-06 | 0 | 0 | 0 | 0 | -6.6845 | -6.6845 | 3251.1162 | 24318.3494 |  | 0
1995-04-07 | 0 | 0 | 0 | 0 | -6.6845 | -6.6845 | 3244.4317 | 24268.3493 |  | 0
1995-04-08 | 0 | 0 | 0 | 0 | -6.6845 | -6.6845 | 3237.7472 | 24218.3493 |  | 0
1995-04-09 | 0 | 0 | 0 | 0 | -6.6845 | -6.6845 | 3231.0627 | 24168.3492 |  | 0
1995-04-10 | 0 | 0 | 0 | 0 | -6.6845 | -6.6845 | 3224.3782 | 24118.3492 |  | 0
1995-04-11 | 0 | 0 | 0 | 0 | -6.6845 | -6.6845 | 3217.6937 | 24068.3491 |  | 0
1995-04-12 | 0 | 0 | 0 | 0 | -6.6845 | -6.6845 | 3211.0092 | 24018.349 |  | 0
1995-04-13 | 0 | 0 | 0 | 0 | -6.6845 | -6.6845 | 3204.3247 | 23968.349 |  | 0
1995-04-14 | 0 | 0 | 0 | 0 | -6.6845 | -6.6845 | 3197.6402 | 23918.3489 |  | 0
1995-04-15 | 0 | 0 | 0 | 0 | -6.6845 | -6.6845 | 3190.9557 | 23868.3489 |  | 0
1995-04-16 | 0 | 0 | 0 | 0 | -6.6845 | -6.6845 | 3184.2712 | 23818.3488 |  | 0
1995-04-17 | 0 | 0 | 0 | 0 | -6.6845 | -6.6845 | 3177.5867 | 23768.3487 |  | 0
1995-04-18 | 0 | 0 | 0 | 0 | -6.6845 | -6.6845 | 3170.9022 | 23718.3487 |  | 0
1995-04-19 | 0 | 0 | 0 | 0 | -6.6845 | -6.6845 | 3164.2177 | 23668.3486 |  | 0
1995-04-20 | 0 | 0 | 0 | 0 | -6.6845 | -6.6845 | 3157.5332 | 23618.3486 |  | 0
1995-04-21 | 0 | 0 | 0 | 0 | -6.6845 | -6.6845 | 3150.8487 | 23568.3485 |  | 0
1995-04-22 | 0 | 0 | 0 | 0 | -6.6845 | -6.6845 | 3144.1642 | 23518.3484 |  | 0
1995-04-23 | 0 | 0 | 0 | 0 | -6.6845 | -6.6845 | 3137.4797 | 23468.3484 |  | 0
1995-04-24 | 0 | 0 | 0 | 0 | -6.6845 | -6.6845 | 3130.7952 | 23418.3483 |  | 0
1995-04-25 | 0 | 0 | 0 | 0 | -6.6845 | -6.6845 | 3124.1107 | 23368.3483 |  | 0
1995-04-26 | 0 | 0 | 0 | 0 | -6.6845 | -6.6845 | 3117.4262 | 23318.3482 |  | 0
1995-04-27 | 0 | 0 | 0 | 0 | -6.6845 | -6.6845 | 3110.7417 | 23268.3481 |  | 0
1995-04-28 | 0 | 0 | 0 | 0 | -6.6845 | -6.6845 | 3104.0572 | 23218.3481 |  | 0
1995-04-29 | 0 | 0 | 0 | 0 | -6.6845 | -6.6845 | 3097.3727 | 23168.348 |  | 0
1995-04-30 | 0 | 0 | 0 | 0 | -6.6845 | -6.6845 | 3090.6882 | 23118.348 |  | 0
1995-05-01 | 0 | 0 | 0 | 0 | -6.6845 | -6.6845 | 3084.0037 | 23068.3479 |  | 0
1995-05-02 | 0 | 0 | 0 | 0 | -6.6845 | -6.6845 | 3077.3192 | 23018.3478 |  | 0
1995-05-03 | 0 | 0 | 0 | 0 | -6.6845 | -6.6845 | 3070.6347 | 22968.3478 |  | 0
1995-05-04 | 0 | 0 | 0 | 0 | -6.6845 | -6.6845 | 3063.9502 | 22918.3477 |  | 0
1995-05-05 | 0 | 0 | 0 | 0 | -6.6845 | -6.6845 | 3057.2657 | 22868.3477 |  | 0
1995-05-06 | 0 | 0 | 0 | 0 | -6.6845 | -6.6845 | 3050.5812 | 22818.3476 |  | 0
1995-05-07 | 0 | 0 | 0 | 0 | -6.6845 | -6.6845 | 3043.8967 | 22768.3475 |  | 0
1995-05-08 | 0 | 0 | 0 | 0 | -6.6845 | -6.6845 | 3037.2122 | 22718.3475 |  | 0
1995-05-09 | 0 | 0 | 0 | 0 | -6.6845 | -6.6845 | 3030.5277 | 22668.3474 |  | 0
1995-05-10 | 0 | 0 | 0 | 0 | -6.6845 | -6.6845 | 3023.8432 | 22618.3474 |  | 0
1995-05-11 | 0 | 0 | 0 | 0 | -6.6845 | -6.6845 | 3017.1587 | 22568.3473 |  | 0
1995-05-12 | 0 | 0 | 0 | 0 | -6.6845 | -6.6845 | 3010.4742 | 22518.3472 |  | 0
1995-05-13 | 0 | 0 | 0 | 0 | -6.6845 | -6.6845 | 3003.7897 | 22468.3472 |  | 0
1995-05-14 | 0 | 0 | 0 | 0 | -6.6845 | -6.6845 | 2997.1052 | 22418.3471 |  | 0
1995-05-15 | 0 | 0 | 0 | 0 | -6.6845 | -6.6845 | 2990.4207 | 22368.3471 |  | 0
1995-05-16 | 0 | 0 | 0 | 0 | -6.6845 | -6.6845 | 2983.7362 | 22318.347 |  | 0
1995-05-17 | 0 | 0 | 0 | 0 | -6.6845 | -6.6845 | 2977.0517 | 22268.3469 |  | 0
1995-05-18 | 0 | 0 | 0 | 0 | -6.6845 | -6.6845 | 2970.3672 | 22218.3469 |  | 0
1995-05-19 | 0 | 0 | 0 | 0 | -6.6845 | -6.6845 | 2963.6827 | 22168.3468 |  | 0
1995-05-20 | 0 | 0 | 0 | 0 | -6.6845 | -6.6845 | 2956.9982 | 22118.3468 |  | 0
1995-05-21 | 0 | 0 | 0 | 0 | -6.6845 | -6.6845 | 2950.3137 | 22068.3467 |  | 0
1995-05-22 | 0 | 0 | 0 | 0 | -6.6845 | -6.6845 | 2943.6292 | 22018.3466 |  | 0
1995-05-23 | 0.0016667 | 4.1921 | 3.6551 | 3.6551 | -6.1474 | -6.1474 | 2937.4818 | 21972.3637 |  | 0
1995-05-24 | 0 | 0 | 0 | 0 | -6.6845 | -6.6845 | 2930.7973 | 21922.3637 |  | 0
1995-05-25 | 0.050833 | 127.8601 | 3.6551 | 3.6551 | 117.5205 | 117.5205 | 3048.3178 | 22801.4169 |  | 0
1995-05-26 | 0.039167 | 98.5151 | 3.6551 | 3.6551 | 88.1756 | 88.1756 | 3136.4933 | 23460.97 |  | 0
1995-05-27 | 0 | 0 | 0 | 0 | -6.6845 | -6.6845 | 3129.8088 | 23410.97 |  | 0
1995-05-28 | 0 | 0 | 0 | 0 | -6.6845 | -6.6845 | 3123.1243 | 23360.9699 |  | 0
1995-05-29 | 0 | 0 | 0 | 0 | -6.6845 | -6.6845 | 3116.4398 | 23310.9699 |  | 0
1995-05-30 | 0 | 0 | 0 | 0 | -6.6845 | -6.6845 | 3109.7553 | 23260.9698 |  | 0
1995-05-31 | 0 | 0 | 0 | 0 | -6.6845 | -6.6845 | 3103.0708 | 23210.9697 |  | 0
1995-06-01 | 0 | 0 | 0 | 0 | -6.6845 | -6.6845 | 3096.3863 | 23160.9697 |  | 0
1995-06-02 | 0 | 0 | 0 | 0 | -6.6845 | -6.6845 | 3089.7018 | 23110.9696 |  | 0
1995-06-03 | 0 | 0 | 0 | 0 | -6.6845 | -6.6845 | 3083.0173 | 23060.9696 |  | 0
1995-06-04 | 0 | 0 | 0 | 0 | -6.6845 | -6.6845 | 3076.3328 | 23010.9695 |  | 0
1995-06-05 | 0 | 0 | 0 | 0 | -6.6845 | -6.6845 | 3069.6483 | 22960.9694 |  | 0
1995-06-06 | 0 | 0 | 0 | 0 | -6.6845 | -6.6845 | 3062.9638 | 22910.9694 |  | 0
1995-06-07 | 0 | 0 | 0 | 0 | -6.6845 | -6.6845 | 3056.2793 | 22860.9693 |  | 0
1995-06-08 | 0 | 0 | 0 | 0 | -6.6845 | -6.6845 | 3049.5948 | 22810.9693 |  | 0
1995-06-09 | 0 | 0 | 0 | 0 | -6.6845 | -6.6845 | 3042.9103 | 22760.9692 |  | 0
1995-06-10 | 0.054167 | 136.2443 | 3.6551 | 3.6551 | 125.9048 | 125.9048 | 3168.8151 | 23702.7368 |  | 0
1995-06-11 | 0 | 0 | 0 | 0 | -6.6845 | -6.6845 | 3162.1306 | 23652.7367 |  | 0
1995-06-12 | 0 | 0 | 0 | 0 | -6.6845 | -6.6845 | 3155.4461 | 23602.7366 |  | 0
1995-06-13 | 0 | 0 | 0 | 0 | -6.6845 | -6.6845 | 3148.7616 | 23552.7366 |  | 0
1995-06-14 | 0 | 0 | 0 | 0 | -6.6845 | -6.6845 | 3142.0771 | 23502.7365 |  | 0
1995-06-15 | 0 | 0 | 0 | 0 | -6.6845 | -6.6845 | 3135.3926 | 23452.7365 |  | 0
1995-06-16 | 0 | 0 | 0 | 0 | -6.6845 | -6.6845 | 3128.7081 | 23402.7364 |  | 0
1995-06-17 | 0 | 0 | 0 | 0 | -6.6845 | -6.6845 | 3122.0236 | 23352.7363 |  | 0
1995-06-18 | 0.023333 | 58.6899 | 3.6551 | 3.6551 | 48.3503 | 48.3503 | 3170.3739 | 23714.3965 |  | 0
1995-06-19 | 0 | 0 | 0 | 0 | -6.6845 | -6.6845 | 3163.6894 | 23664.3964 |  | 0
1995-06-20 | 0.080833 | 203.3185 | 3.6551 | 3.6551 | 192.9789 | 192.9789 | 3356.6682 | 25107.8785 |  | 0
1995-06-21 | 0.016667 | 41.9213 | 3.6551 | 3.6551 | 31.5818 | 31.5818 | 3388.25 | 25344.11 |  | 0
1995-06-22 | 0.0025 | 6.2882 | 3.6551 | 3.6551 | -4.0514 | -4.0514 | 3384.1986 | 25313.8057 |  | 0
1995-06-23 | 0.0066667 | 16.7685 | 3.6551 | 3.6551 | 6.429 | 6.429 | 3390.6276 | 25361.8943 |  | 0
1995-06-24 | 0 | 0 | 0 | 0 | -6.6845 | -6.6845 | 3383.9431 | 25311.8942 |  | 0
1995-06-25 | 0.00083333 | 2.0961 | 3.6551 | 2.0961 | -6.6845 | -6.6845 | 3377.2586 | 25261.8941 |  | 0
1995-06-26 | 0.0625 | 157.205 | 3.6551 | 3.6551 | 146.8654 | 146.8654 | 3524.124 | 26360.4475 |  | 0
1995-06-27 | 0.0075 | 18.8646 | 3.6551 | 3.6551 | 8.525 | 8.525 | 3532.649 | 26424.2146 |  | 0
1995-06-28 | 0.00083333 | 2.0961 | 3.6551 | 2.0961 | -6.6845 | -6.6845 | 3525.9645 | 26374.2146 |  | 0
1995-06-29 | 0 | 0 | 0 | 0 | -6.6845 | -6.6845 | 3519.28 | 26324.2145 |  | 0
1995-06-30 | 0.015 | 37.7292 | 3.6551 | 3.6551 | 27.3896 | 27.3896 | 3546.6696 | 26529.0889 |  | 0
1995-07-01 | 0.0058333 | 14.6725 | 3.6551 | 3.6551 | 4.3329 | 4.3329 | 3551.0025 | 26561.4988 |  | 0
1995-07-02 | 0.0083333 | 20.9607 | 3.6551 | 3.6551 | 10.6211 | 10.6211 | 3561.6236 | 26640.9446 |  | 0
1995-07-03 | 0.019167 | 48.2095 | 3.6551 | 3.6551 | 37.87 | 37.87 | 3599.4936 | 26924.2118 |  | 0
1995-07-04 | 0 | 0 | 0 | 0 | -6.6845 | -6.6845 | 3592.8091 | 26874.2118 |  | 0
1995-07-05 | 0 | 0 | 0 | 0 | -6.6845 | -6.6845 | 3586.1246 | 26824.2117 |  | 0
1995-07-06 | 0.0091667 | 23.0567 | 3.6551 | 3.6551 | 12.7172 | 12.7172 | 3598.8417 | 26919.336 |  | 0
1995-07-07 | 0 | 0 | 0 | 0 | -6.6845 | -6.6845 | 3592.1572 | 26869.3359 |  | 0
1995-07-08 | 0 | 0 | 0 | 0 | -6.6845 | -6.6845 | 3585.4727 | 26819.3359 |  | 0
1995-07-09 | 0 | 0 | 0 | 0 | -6.6845 | -6.6845 | 3578.7882 | 26769.3358 |  | 0
1995-07-10 | 0 | 0 | 0 | 0 | -6.6845 | -6.6845 | 3572.1037 | 26719.3358 |  | 0
1995-07-11 | 0 | 0 | 0 | 0 | -6.6845 | -6.6845 | 3565.4192 | 26669.3357 |  | 0
1995-07-12 | 0 | 0 | 0 | 0 | -6.6845 | -6.6845 | 3558.7347 | 26619.3356 |  | 0
1995-07-13 | 0 | 0 | 0 | 0 | -6.6845 | -6.6845 | 3552.0502 | 26569.3356 |  | 0
1995-07-14 | 0 | 0 | 0 | 0 | -6.6845 | -6.6845 | 3545.3657 | 26519.3355 |  | 0
1995-07-15 | 0.029167 | 73.3623 | 3.6551 | 3.6551 | 63.0228 | 63.0228 | 3608.3885 | 26990.7457 |  | 0
1995-07-16 | 0.00083333 | 2.0961 | 3.6551 | 2.0961 | -6.6845 | -6.6845 | 3601.704 | 26940.7457 |  | 0
1995-07-17 | 0 | 0 | 0 | 0 | -6.6845 | -6.6845 | 3595.0195 | 26890.7456 |  | 0
1995-07-18 | 0 | 0 | 0 | 0 | -6.6845 | -6.6845 | 3588.335 | 26840.7455 |  | 0
1995-07-19 | 0 | 0 | 0 | 0 | -6.6845 | -6.6845 | 3581.6505 | 26790.7455 |  | 0
1995-07-20 | 0.0041667 | 10.4803 | 3.6551 | 3.6551 | 0.14075 | 0.14075 | 3581.7912 | 26791.7983 |  | 0
1995-07-21 | 0.00083333 | 2.0961 | 3.6551 | 2.0961 | -6.6845 | -6.6845 | 3575.1067 | 26741.7983 |  | 0
1995-07-22 | 0.0016667 | 4.1921 | 3.6551 | 3.6551 | -6.1474 | -6.1474 | 3568.9593 | 26695.8154 |  | 0
1995-07-23 | 0 | 0 | 0 | 0 | -6.6845 | -6.6845 | 3562.2748 | 26645.8153 |  | 0
1995-07-24 | 0 | 0 | 0 | 0 | -6.6845 | -6.6845 | 3555.5903 | 26595.8152 |  | 0
1995-07-25 | 0 | 0 | 0 | 0 | -6.6845 | -6.6845 | 3548.9058 | 26545.8152 |  | 0
1995-07-26 | 0 | 0 | 0 | 0 | -6.6845 | -6.6845 | 3542.2213 | 26495.8151 |  | 0
1995-07-27 | 0 | 0 | 0 | 0 | -6.6845 | -6.6845 | 3535.5368 | 26445.8151 |  | 0
1995-07-28 | 0 | 0 | 0 | 0 | -6.6845 | -6.6845 | 3528.8523 | 26395.815 |  | 0
1995-07-29 | 0 | 0 | 0 | 0 | -6.6845 | -6.6845 | 3522.1678 | 26345.8149 |  | 0
1995-07-30 | 0 | 0 | 0 | 0 | -6.6845 | -6.6845 | 3515.4833 | 26295.8149 |  | 0
1995-07-31 | 0 | 0 | 0 | 0 | -6.6845 | -6.6845 | 3508.7988 | 26245.8148 |  | 0
1995-08-01 | 0 | 0 | 0 | 0 | -6.6845 | -6.6845 | 3502.1143 | 26195.8148 |  | 0
1995-08-02 | 0 | 0 | 0 | 0 | -6.6845 | -6.6845 | 3495.4298 | 26145.8147 |  | 0
1995-08-03 | 0 | 0 | 0 | 0 | -6.6845 | -6.6845 | 3488.7453 | 26095.8146 |  | 0
1995-08-04 | 0 | 0 | 0 | 0 | -6.6845 | -6.6845 | 3482.0608 | 26045.8146 |  | 0
1995-08-05 | 0.050833 | 127.8601 | 3.6551 | 3.6551 | 117.5205 | 117.5205 | 3599.5813 | 26924.8678 |  | 0
1995-08-06 | 0 | 0 | 0 | 0 | -6.6845 | -6.6845 | 3592.8968 | 26874.8678 |  | 0
1995-08-07 | 0 | 0 | 0 | 0 | -6.6845 | -6.6845 | 3586.2123 | 26824.8677 |  | 0
1995-08-08 | 0 | 0 | 0 | 0 | -6.6845 | -6.6845 | 3579.5278 | 26774.8676 |  | 0
1995-08-09 | 0 | 0 | 0 | 0 | -6.6845 | -6.6845 | 3572.8433 | 26724.8676 |  | 0
1995-08-10 | 0 | 0 | 0 | 0 | -6.6845 | -6.6845 | 3566.1588 | 26674.8675 |  | 0
1995-08-11 | 0 | 0 | 0 | 0 | -6.6845 | -6.6845 | 3559.4743 | 26624.8675 |  | 0
1995-08-12 | 0 | 0 | 0 | 0 | -6.6845 | -6.6845 | 3552.7898 | 26574.8674 |  | 0
1995-08-13 | 0 | 0 | 0 | 0 | -6.6845 | -6.6845 | 3546.1053 | 26524.8673 |  | 0
1995-08-14 | 0.0041667 | 10.4803 | 3.6551 | 3.6551 | 0.14075 | 0.14075 | 3546.246 | 26525.9202 |  | 0
1995-08-15 | 0.115 | 289.2572 | 3.6551 | 3.6551 | 278.9176 | 278.9176 | 3825.1636 | 28612.224 |  | 0
1995-08-16 | 0.0225 | 56.5938 | 3.6551 | 3.6551 | 46.2542 | 46.2542 | 3871.4179 | 28958.2055 |  | 0
1995-08-17 | 0 | 0 | 0 | 0 | -6.6845 | -6.6845 | 3864.7334 | 28908.2055 |  | 0
1995-08-18 | 0 | 0 | 0 | 0 | -6.6845 | -6.6845 | 3858.0489 | 28858.2054 |  | 0
1995-08-19 | 0 | 0 | 0 | 0 | -6.6845 | -6.6845 | 3851.3644 | 28808.2053 |  | 0
1995-08-20 | 0 | 0 | 0 | 0 | -6.6845 | -6.6845 | 3844.6799 | 28758.2053 |  | 0
1995-08-21 | 0 | 0 | 0 | 0 | -6.6845 | -6.6845 | 3837.9954 | 28708.2052 |  | 0
1995-08-22 | 0 | 0 | 0 | 0 | -6.6845 | -6.6845 | 3831.3109 | 28658.2052 |  | 0
1995-08-23 | 0 | 0 | 0 | 0 | -6.6845 | -6.6845 | 3824.6264 | 28608.2051 |  | 0
1995-08-24 | 0 | 0 | 0 | 0 | -6.6845 | -6.6845 | 3817.9419 | 28558.205 |  | 0
1995-08-25 | 0 | 0 | 0 | 0 | -6.6845 | -6.6845 | 3811.2574 | 28508.205 |  | 0
1995-08-26 | 0 | 0 | 0 | 0 | -6.6845 | -6.6845 | 3804.5729 | 28458.2049 |  | 0
1995-08-27 | 0 | 0 | 0 | 0 | -6.6845 | -6.6845 | 3797.8884 | 28408.2049 |  | 0
1995-08-28 | 0 | 0 | 0 | 0 | -6.6845 | -6.6845 | 3791.2039 | 28358.2048 |  | 0
1995-08-29 | 0 | 0 | 0 | 0 | -6.6845 | -6.6845 | 3784.5194 | 28308.2047 |  | 0
1995-08-30 | 0 | 0 | 0 | 0 | -6.6845 | -6.6845 | 3777.8349 | 28258.2047 |  | 0
1995-08-31 | 0 | 0 | 0 | 0 | -6.6845 | -6.6845 | 3771.1504 | 28208.2046 |  | 0
1995-09-01 | 0 | 0 | 0 | 0 | -6.6845 | -6.6845 | 3764.4659 | 28158.2046 |  | 0
1995-09-02 | 0 | 0 | 0 | 0 | -6.6845 | -6.6845 | 3757.7814 | 28108.2045 |  | 0
1995-09-03 | 0 | 0 | 0 | 0 | -6.6845 | -6.6845 | 3751.0969 | 28058.2044 |  | 0
1995-09-04 | 0 | 0 | 0 | 0 | -6.6845 | -6.6845 | 3744.4124 | 28008.2044 |  | 0
1995-09-05 | 0 | 0 | 0 | 0 | -6.6845 | -6.6845 | 3737.7279 | 27958.2043 |  | 0
1995-09-06 | 0 | 0 | 0 | 0 | -6.6845 | -6.6845 | 3731.0434 | 27908.2043 |  | 0
1995-09-07 | 0 | 0 | 0 | 0 | -6.6845 | -6.6845 | 3724.3589 | 27858.2042 |  | 0
1995-09-08 | 0 | 0 | 0 | 0 | -6.6845 | -6.6845 | 3717.6744 | 27808.2041 |  | 0
1995-09-09 | 0.073333 | 184.4539 | 3.6551 | 3.6551 | 174.1143 | 174.1143 | 3891.7886 | 29110.579 |  | 0
1995-09-10 | 0.023333 | 58.6899 | 3.6551 | 3.6551 | 48.3503 | 48.3503 | 3940.1389 | 29472.2391 |  | 0
1995-09-11 | 0.025 | 62.882 | 3.6551 | 3.6551 | 52.5424 | 52.5424 | 3992.6813 | 29865.2564 |  | 0
1995-09-12 | 0 | 0 | 0 | 0 | -6.6845 | -6.6845 | 3985.9968 | 29815.2564 |  | 0
1995-09-13 | 0.0091667 | 23.0567 | 3.6551 | 3.6551 | 12.7172 | 12.7172 | 3998.714 | 29910.3807 |  | 0
1995-09-14 | 0.040833 | 102.7073 | 3.6551 | 3.6551 | 92.3677 | 92.3677 | 4003.7455 | 29948.0163 |  | 80.6517
1995-09-15 | 0.079167 | 199.1263 | 3.6551 | 3.6551 | 188.7868 | 188.7868 | 4003.7455 | 29948.0163 |  | 182.1023
1995-09-16 | 0.0016667 | 4.1921 | 3.6551 | 3.6551 | -6.1474 | -6.1474 | 3997.5981 | 29902.0334 |  | 0
1995-09-17 | 0.0175 | 44.0174 | 3.6551 | 3.6551 | 33.6778 | 33.6778 | 4003.7455 | 29948.0163 |  | 20.8459
1995-09-18 | 0.01 | 25.1528 | 3.6551 | 3.6551 | 14.8132 | 14.8132 | 4003.7455 | 29948.0163 |  | 8.1287
1995-09-19 | 0.018333 | 46.1135 | 3.6551 | 3.6551 | 35.7739 | 35.7739 | 4003.7455 | 29948.0163 |  | 29.0894
1995-09-20 | 0.00083333 | 2.0961 | 3.6551 | 2.0961 | -6.6845 | -6.6845 | 3997.061 | 29898.0163 |  | 0
1995-09-21 | 0.0025 | 6.2882 | 3.6551 | 3.6551 | -4.0514 | -4.0514 | 3993.0096 | 29867.712 |  | 0
1995-09-22 | 0.0016667 | 4.1921 | 3.6551 | 3.6551 | -6.1474 | -6.1474 | 3986.8622 | 29821.7291 |  | 0
1995-09-23 | 0 | 0 | 0 | 0 | -6.6845 | -6.6845 | 3980.1777 | 29771.729 |  | 0
1995-09-24 | 0 | 0 | 0 | 0 | -6.6845 | -6.6845 | 3973.4932 | 29721.7289 |  | 0
1995-09-25 | 0 | 0 | 0 | 0 | -6.6845 | -6.6845 | 3966.8087 | 29671.7289 |  | 0
1995-09-26 | 0 | 0 | 0 | 0 | -6.6845 | -6.6845 | 3960.1242 | 29621.7288 |  | 0
1995-09-27 | 0 | 0 | 0 | 0 | -6.6845 | -6.6845 | 3953.4397 | 29571.7288 |  | 0
1995-09-28 | 0 | 0 | 0 | 0 | -6.6845 | -6.6845 | 3946.7552 | 29521.7287 |  | 0
1995-09-29 | 0 | 0 | 0 | 0 | -6.6845 | -6.6845 | 3940.0707 | 29471.7286 |  | 0
1995-09-30 | 0 | 0 | 0 | 0 | -6.6845 | -6.6845 | 3933.3862 | 29421.7286 |  | 0
1995-10-01 | 0.01 | 25.1528 | 3.6551 | 3.6551 | 14.8132 | 14.8132 | 3948.1994 | 29532.5315 |  | 0
1995-10-02 | 0.045 | 113.1876 | 3.6551 | 3.6551 | 102.848 | 102.848 | 4003.7455 | 29948.0163 |  | 40.6174
1995-10-03 | 0.0016667 | 4.1921 | 3.6551 | 3.6551 | -6.1474 | -6.1474 | 3997.5981 | 29902.0334 |  | 0
1995-10-04 | 0 | 0 | 0 | 0 | -6.6845 | -6.6845 | 3990.9136 | 29852.0334 |  | 0
1995-10-05 | 0 | 0 | 0 | 0 | -6.6845 | -6.6845 | 3984.2291 | 29802.0333 |  | 0
1995-10-06 | 0 | 0 | 0 | 0 | -6.6845 | -6.6845 | 3977.5446 | 29752.0333 |  | 0
1995-10-07 | 0 | 0 | 0 | 0 | -6.6845 | -6.6845 | 3970.8601 | 29702.0332 |  | 0
1995-10-08 | 0 | 0 | 0 | 0 | -6.6845 | -6.6845 | 3964.1756 | 29652.0331 |  | 0
1995-10-09 | 0 | 0 | 0 | 0 | -6.6845 | -6.6845 | 3957.4911 | 29602.0331 |  | 0
1995-10-10 | 0 | 0 | 0 | 0 | -6.6845 | -6.6845 | 3950.8066 | 29552.033 |  | 0
1995-10-11 | 0 | 0 | 0 | 0 | -6.6845 | -6.6845 | 3944.1221 | 29502.033 |  | 0
1995-10-12 | 0 | 0 | 0 | 0 | -6.6845 | -6.6845 | 3937.4376 | 29452.0329 |  | 0
1995-10-13 | 0 | 0 | 0 | 0 | -6.6845 | -6.6845 | 3930.7531 | 29402.0328 |  | 0
1995-10-14 | 0 | 0 | 0 | 0 | -6.6845 | -6.6845 | 3924.0686 | 29352.0328 |  | 0
1995-10-15 | 0 | 0 | 0 | 0 | -6.6845 | -6.6845 | 3917.3841 | 29302.0327 |  | 0
1995-10-16 | 0 | 0 | 0 | 0 | -6.6845 | -6.6845 | 3910.6996 | 29252.0327 |  | 0
1995-10-17 | 0 | 0 | 0 | 0 | -6.6845 | -6.6845 | 3904.0151 | 29202.0326 |  | 0
1995-10-18 | 0 | 0 | 0 | 0 | -6.6845 | -6.6845 | 3897.3306 | 29152.0325 |  | 0
1995-10-19 | 0 | 0 | 0 | 0 | -6.6845 | -6.6845 | 3890.6461 | 29102.0325 |  | 0
1995-10-20 | 0 | 0 | 0 | 0 | -6.6845 | -6.6845 | 3883.9616 | 29052.0324 |  | 0
1995-10-21 | 0 | 0 | 0 | 0 | -6.6845 | -6.6845 | 3877.2771 | 29002.0324 |  | 0
1995-10-22 | 0 | 0 | 0 | 0 | -6.6845 | -6.6845 | 3870.5926 | 28952.0323 |  | 0
1995-10-23 | 0 | 0 | 0 | 0 | -6.6845 | -6.6845 | 3863.9081 | 28902.0322 |  | 0
1995-10-24 | 0 | 0 | 0 | 0 | -6.6845 | -6.6845 | 3857.2236 | 28852.0322 |  | 0
1995-10-25 | 0 | 0 | 0 | 0 | -6.6845 | -6.6845 | 3850.5391 | 28802.0321 |  | 0
1995-10-26 | 0 | 0 | 0 | 0 | -6.6845 | -6.6845 | 3843.8546 | 28752.0321 |  | 0
1995-10-27 | 0 | 0 | 0 | 0 | -6.6845 | -6.6845 | 3837.1701 | 28702.032 |  | 0
1995-10-28 | 0 | 0 | 0 | 0 | -6.6845 | -6.6845 | 3830.4856 | 28652.0319 |  | 0
1995-10-29 | 0 | 0 | 0 | 0 | -6.6845 | -6.6845 | 3823.8011 | 28602.0319 |  | 0
1995-10-30 | 0 | 0 | 0 | 0 | -6.6845 | -6.6845 | 3817.1166 | 28552.0318 |  | 0
1995-10-31 | 0.036667 | 92.2269 | 3.6551 | 3.6551 | 81.8874 | 81.8874 | 3899.0039 | 29164.5492 |  | 0
1995-11-01 | 0 | 0 | 0 | 0 | -6.6845 | -6.6845 | 3892.3194 | 29114.5492 |  | 0
1995-11-02 | 0 | 0 | 0 | 0 | -6.6845 | -6.6845 | 3885.6349 | 29064.5491 |  | 0
1995-11-03 | 0 | 0 | 0 | 0 | -6.6845 | -6.6845 | 3878.9504 | 29014.549 |  | 0
1995-11-04 | 0 | 0 | 0 | 0 | -6.6845 | -6.6845 | 3872.2659 | 28964.549 |  | 0
1995-11-05 | 0 | 0 | 0 | 0 | -6.6845 | -6.6845 | 3865.5814 | 28914.5489 |  | 0
1995-11-06 | 0.0025 | 6.2882 | 3.6551 | 3.6551 | -4.0514 | -4.0514 | 3861.53 | 28884.2446 |  | 0
1995-11-07 | 0 | 0 | 0 | 0 | -6.6845 | -6.6845 | 3854.8455 | 28834.2445 |  | 0
1995-11-08 | 0 | 0 | 0 | 0 | -6.6845 | -6.6845 | 3848.161 | 28784.2445 |  | 0
1995-11-09 | 0 | 0 | 0 | 0 | -6.6845 | -6.6845 | 3841.4765 | 28734.2444 |  | 0
1995-11-10 | 0 | 0 | 0 | 0 | -6.6845 | -6.6845 | 3834.792 | 28684.2444 |  | 0
1995-11-11 | 0 | 0 | 0 | 0 | -6.6845 | -6.6845 | 3828.1075 | 28634.2443 |  | 0
1995-11-12 | 0 | 0 | 0 | 0 | -6.6845 | -6.6845 | 3821.423 | 28584.2442 |  | 0
1995-11-13 | 0 | 0 | 0 | 0 | -6.6845 | -6.6845 | 3814.7385 | 28534.2442 |  | 0
1995-11-14 | 0 | 0 | 0 | 0 | -6.6845 | -6.6845 | 3808.054 | 28484.2441 |  | 0
1995-11-15 | 0 | 0 | 0 | 0 | -6.6845 | -6.6845 | 3801.3695 | 28434.2441 |  | 0
1995-11-16 | 0.025 | 62.882 | 3.6551 | 3.6551 | 52.5424 | 52.5424 | 3853.9119 | 28827.2614 |  | 0
1995-11-17 | 0.02 | 50.3056 | 3.6551 | 3.6551 | 39.966 | 39.966 | 3893.878 | 29126.2072 |  | 0
1995-11-18 | 0 | 0 | 0 | 0 | -6.6845 | -6.6845 | 3887.1935 | 29076.2071 |  | 0
1995-11-19 | 0 | 0 | 0 | 0 | -6.6845 | -6.6845 | 3880.509 | 29026.2071 |  | 0
1995-11-20 | 0 | 0 | 0 | 0 | -6.6845 | -6.6845 | 3873.8245 | 28976.207 |  | 0
1995-11-21 | 0 | 0 | 0 | 0 | -6.6845 | -6.6845 | 3867.14 | 28926.2069 |  | 0
1995-11-22 | 0 | 0 | 0 | 0 | -6.6845 | -6.6845 | 3860.4555 | 28876.2069 |  | 0
1995-11-23 | 0 | 0 | 0 | 0 | -6.6845 | -6.6845 | 3853.771 | 28826.2068 |  | 0
1995-11-24 | 0 | 0 | 0 | 0 | -6.6845 | -6.6845 | 3847.0865 | 28776.2068 |  | 0
1995-11-25 | 0 | 0 | 0 | 0 | -6.6845 | -6.6845 | 3840.402 | 28726.2067 |  | 0
1995-11-26 | 0 | 0 | 0 | 0 | -6.6845 | -6.6845 | 3833.7175 | 28676.2066 |  | 0
1995-11-27 | 0 | 0 | 0 | 0 | -6.6845 | -6.6845 | 3827.033 | 28626.2066 |  | 0
1995-11-28 | 0 | 0 | 0 | 0 | -6.6845 | -6.6845 | 3820.3485 | 28576.2065 |  | 0
1995-11-29 | 0 | 0 | 0 | 0 | -6.6845 | -6.6845 | 3813.664 | 28526.2065 |  | 0
1995-11-30 | 0 | 0 | 0 | 0 | -6.6845 | -6.6845 | 3806.9795 | 28476.2064 |  | 0
1995-12-01 | 0 | 0 | 0 | 0 | -6.6845 | -6.6845 | 3800.295 | 28426.2063 |  | 0
1995-12-02 | 0 | 0 | 0 | 0 | -6.6845 | -6.6845 | 3793.6105 | 28376.2063 |  | 0
1995-12-03 | 0 | 0 | 0 | 0 | -6.6845 | -6.6845 | 3786.926 | 28326.2062 |  | 0
1995-12-04 | 0 | 0 | 0 | 0 | -6.6845 | -6.6845 | 3780.2415 | 28276.2062 |  | 0
1995-12-05 | 0 | 0 | 0 | 0 | -6.6845 | -6.6845 | 3773.557 | 28226.2061 |  | 0
1995-12-06 | 0 | 0 | 0 | 0 | -6.6845 | -6.6845 | 3766.8725 | 28176.206 |  | 0
1995-12-07 | 0 | 0 | 0 | 0 | -6.6845 | -6.6845 | 3760.188 | 28126.206 |  | 0
1995-12-08 | 0.00083333 | 2.0961 | 3.6551 | 2.0961 | -6.6845 | -6.6845 | 3753.5035 | 28076.2059 |  | 0
1995-12-09 | 0 | 0 | 0 | 0 | -6.6845 | -6.6845 | 3746.819 | 28026.2059 |  | 0
1995-12-10 | 0 | 0 | 0 | 0 | -6.6845 | -6.6845 | 3740.1345 | 27976.2058 |  | 0
1995-12-11 | 0 | 0 | 0 | 0 | -6.6845 | -6.6845 | 3733.45 | 27926.2057 |  | 0
1995-12-12 | 0 | 0 | 0 | 0 | -6.6845 | -6.6845 | 3726.7655 | 27876.2057 |  | 0
1995-12-13 | 0 | 0 | 0 | 0 | -6.6845 | -6.6845 | 3720.081 | 27826.2056 |  | 0
1995-12-14 | 0 | 0 | 0 | 0 | -6.6845 | -6.6845 | 3713.3965 | 27776.2056 |  | 0
1995-12-15 | 0 | 0 | 0 | 0 | -6.6845 | -6.6845 | 3706.712 | 27726.2055 |  | 0
1995-12-16 | 0 | 0 | 0 | 0 | -6.6845 | -6.6845 | 3700.0275 | 27676.2054 |  | 0
1995-12-17 | 0 | 0 | 0 | 0 | -6.6845 | -6.6845 | 3693.343 | 27626.2054 |  | 0
1995-12-18 | 0.0125 | 31.441 | 3.6551 | 3.6551 | 21.1014 | 21.1014 | 3714.4444 | 27784.044 |  | 0
1995-12-19 | 0 | 0 | 0 | 0 | -6.6845 | -6.6845 | 3707.7599 | 27734.0439 |  | 0
1995-12-20 | 0 | 0 | 0 | 0 | -6.6845 | -6.6845 | 3701.0754 | 27684.0439 |  | 0
1995-12-21 | 0.0033333 | 8.3843 | 3.6551 | 3.6551 | -1.9553 | -1.9553 | 3699.1201 | 27669.4181 |  | 0
1995-12-22 | 0.0016667 | 4.1921 | 3.6551 | 3.6551 | -6.1474 | -6.1474 | 3692.9726 | 27623.4352 |  | 0
1995-12-23 | 0.00083333 | 2.0961 | 3.6551 | 2.0961 | -6.6845 | -6.6845 | 3686.2881 | 27573.4352 |  | 0
1995-12-24 | 0 | 0 | 0 | 0 | -6.6845 | -6.6845 | 3679.6036 | 27523.4351 |  | 0
1995-12-25 | 0 | 0 | 0 | 0 | -6.6845 | -6.6845 | 3672.9191 | 27473.4351 |  | 0
1995-12-26 | 0 | 0 | 0 | 0 | -6.6845 | -6.6845 | 3666.2346 | 27423.435 |  | 0
1995-12-27 | 0 | 0 | 0 | 0 | -6.6845 | -6.6845 | 3659.5501 | 27373.4349 |  | 0
1995-12-28 | 0 | 0 | 0 | 0 | -6.6845 | -6.6845 | 3652.8656 | 27323.4349 |  | 0
1995-12-29 | 0 | 0 | 0 | 0 | -6.6845 | -6.6845 | 3646.1811 | 27273.4348 |  | 0
1995-12-30 | 0 | 0 | 0 | 0 | -6.6845 | -6.6845 | 3639.4966 | 27223.4348 |  | 0
1995-12-31 | 0 | 0 | 0 | 0 | -6.6845 | -6.6845 | 3632.8121 | 27173.4347 |  | 0
1996-01-01 | 0.0041667 | 10.4803 | 3.6551 | 3.6551 | 0.14075 | 0.14075 | 3632.9529 | 27174.4875 |  | 0
1996-01-02 | 0.011667 | 29.3449 | 3.6551 | 3.6551 | 19.0054 | 19.0054 | 3651.9582 | 27316.6476 |  | 0
1996-01-03 | 0 | 0 | 0 | 0 | -6.6845 | -6.6845 | 3645.2737 | 27266.6475 |  | 0
1996-01-04 | 0 | 0 | 0 | 0 | -6.6845 | -6.6845 | 3638.5892 | 27216.6474 |  | 0
1996-01-05 | 0 | 0 | 0 | 0 | -6.6845 | -6.6845 | 3631.9047 | 27166.6474 |  | 0
1996-01-06 | 0 | 0 | 0 | 0 | -6.6845 | -6.6845 | 3625.2202 | 27116.6473 |  | 0
1996-01-07 | 0 | 0 | 0 | 0 | -6.6845 | -6.6845 | 3618.5357 | 27066.6473 |  | 0
1996-01-08 | 0 | 0 | 0 | 0 | -6.6845 | -6.6845 | 3611.8512 | 27016.6472 |  | 0
1996-01-09 | 0 | 0 | 0 | 0 | -6.6845 | -6.6845 | 3605.1667 | 26966.6471 |  | 0
1996-01-10 | 0 | 0 | 0 | 0 | -6.6845 | -6.6845 | 3598.4822 | 26916.6471 |  | 0
1996-01-11 | 0 | 0 | 0 | 0 | -6.6845 | -6.6845 | 3591.7977 | 26866.647 |  | 0
1996-01-12 | 0 | 0 | 0 | 0 | -6.6845 | -6.6845 | 3585.1132 | 26816.647 |  | 0
1996-01-13 | 0 | 0 | 0 | 0 | -6.6845 | -6.6845 | 3578.4287 | 26766.6469 |  | 0
1996-01-14 | 0 | 0 | 0 | 0 | -6.6845 | -6.6845 | 3571.7442 | 26716.6468 |  | 0
1996-01-15 | 0 | 0 | 0 | 0 | -6.6845 | -6.6845 | 3565.0597 | 26666.6468 |  | 0
1996-01-16 | 0 | 0 | 0 | 0 | -6.6845 | -6.6845 | 3558.3752 | 26616.6467 |  | 0
1996-01-17 | 0 | 0 | 0 | 0 | -6.6845 | -6.6845 | 3551.6907 | 26566.6467 |  | 0
1996-01-18 | 0 | 0 | 0 | 0 | -6.6845 | -6.6845 | 3545.0062 | 26516.6466 |  | 0
1996-01-19 | 0 | 0 | 0 | 0 | -6.6845 | -6.6845 | 3538.3217 | 26466.6465 |  | 0
1996-01-20 | 0 | 0 | 0 | 0 | -6.6845 | -6.6845 | 3531.6372 | 26416.6465 |  | 0
1996-01-21 | 0 | 0 | 0 | 0 | -6.6845 | -6.6845 | 3524.9527 | 26366.6464 |  | 0
1996-01-22 | 0 | 0 | 0 | 0 | -6.6845 | -6.6845 | 3518.2682 | 26316.6464 |  | 0
1996-01-23 | 0 | 0 | 0 | 0 | -6.6845 | -6.6845 | 3511.5837 | 26266.6463 |  | 0
1996-01-24 | 0 | 0 | 0 | 0 | -6.6845 | -6.6845 | 3504.8992 | 26216.6462 |  | 0
1996-01-25 | 0 | 0 | 0 | 0 | -6.6845 | -6.6845 | 3498.2147 | 26166.6462 |  | 0
1996-01-26 | 0 | 0 | 0 | 0 | -6.6845 | -6.6845 | 3491.5302 | 26116.6461 |  | 0
1996-01-27 | 0 | 0 | 0 | 0 | -6.6845 | -6.6845 | 3484.8457 | 26066.6461 |  | 0
1996-01-28 | 0 | 0 | 0 | 0 | -6.6845 | -6.6845 | 3478.1612 | 26016.646 |  | 0
1996-01-29 | 0 | 0 | 0 | 0 | -6.6845 | -6.6845 | 3471.4767 | 25966.6459 |  | 0
1996-01-30 | 0 | 0 | 0 | 0 | -6.6845 | -6.6845 | 3464.7922 | 25916.6459 |  | 0
1996-01-31 | 0 | 0 | 0 | 0 | -6.6845 | -6.6845 | 3458.1077 | 25866.6458 |  | 0
1996-02-01 | 0.0058333 | 14.6725 | 3.6551 | 3.6551 | 4.3329 | 4.3329 | 3462.4406 | 25899.0558 |  | 0
1996-02-02 | 0.0041667 | 10.4803 | 3.6551 | 3.6551 | 0.14075 | 0.14075 | 3462.5814 | 25900.1087 |  | 0
1996-02-03 | 0 | 0 | 0 | 0 | -6.6845 | -6.6845 | 3455.8969 | 25850.1086 |  | 0
1996-02-04 | 0 | 0 | 0 | 0 | -6.6845 | -6.6845 | 3449.2124 | 25800.1085 |  | 0
1996-02-05 | 0 | 0 | 0 | 0 | -6.6845 | -6.6845 | 3442.5279 | 25750.1085 |  | 0
1996-02-06 | 0 | 0 | 0 | 0 | -6.6845 | -6.6845 | 3435.8434 | 25700.1084 |  | 0
1996-02-07 | 0 | 0 | 0 | 0 | -6.6845 | -6.6845 | 3429.1589 | 25650.1084 |  | 0
1996-02-08 | 0 | 0 | 0 | 0 | -6.6845 | -6.6845 | 3422.4744 | 25600.1083 |  | 0
1996-02-09 | 0 | 0 | 0 | 0 | -6.6845 | -6.6845 | 3415.7899 | 25550.1082 |  | 0
1996-02-10 | 0 | 0 | 0 | 0 | -6.6845 | -6.6845 | 3409.1054 | 25500.1082 |  | 0
1996-02-11 | 0 | 0 | 0 | 0 | -6.6845 | -6.6845 | 3402.4209 | 25450.1081 |  | 0
1996-02-12 | 0 | 0 | 0 | 0 | -6.6845 | -6.6845 | 3395.7364 | 25400.1081 |  | 0
1996-02-13 | 0 | 0 | 0 | 0 | -6.6845 | -6.6845 | 3389.0519 | 25350.108 |  | 0
1996-02-14 | 0 | 0 | 0 | 0 | -6.6845 | -6.6845 | 3382.3674 | 25300.1079 |  | 0
1996-02-15 | 0 | 0 | 0 | 0 | -6.6845 | -6.6845 | 3375.6829 | 25250.1079 |  | 0
1996-02-16 | 0 | 0 | 0 | 0 | -6.6845 | -6.6845 | 3368.9984 | 25200.1078 |  | 0
1996-02-17 | 0 | 0 | 0 | 0 | -6.6845 | -6.6845 | 3362.3139 | 25150.1078 |  | 0
1996-02-18 | 0 | 0 | 0 | 0 | -6.6845 | -6.6845 | 3355.6294 | 25100.1077 |  | 0
1996-02-19 | 0 | 0 | 0 | 0 | -6.6845 | -6.6845 | 3348.9449 | 25050.1076 |  | 0
1996-02-20 | 0 | 0 | 0 | 0 | -6.6845 | -6.6845 | 3342.2604 | 25000.1076 |  | 0
1996-02-21 | 0 | 0 | 0 | 0 | -6.6845 | -6.6845 | 3335.5759 | 24950.1075 |  | 0
1996-02-22 | 0 | 0 | 0 | 0 | -6.6845 | -6.6845 | 3328.8914 | 24900.1075 |  | 0
1996-02-23 | 0 | 0 | 0 | 0 | -6.6845 | -6.6845 | 3322.2069 | 24850.1074 |  | 0
1996-02-24 | 0 | 0 | 0 | 0 | -6.6845 | -6.6845 | 3315.5224 | 24800.1073 |  | 0
1996-02-25 | 0 | 0 | 0 | 0 | -6.6845 | -6.6845 | 3308.8379 | 24750.1073 |  | 0
1996-02-26 | 0 | 0 | 0 | 0 | -6.6845 | -6.6845 | 3302.1534 | 24700.1072 |  | 0
1996-02-27 | 0 | 0 | 0 | 0 | -6.6845 | -6.6845 | 3295.4689 | 24650.1072 |  | 0
1996-02-28 | 0 | 0 | 0 | 0 | -6.6845 | -6.6845 | 3288.7844 | 24600.1071 |  | 0
1996-02-29 | 0 | 0 | 0 | 0 | -6.6845 | -6.6845 | 3282.0999 | 24550.107 |  | 0
1996-03-01 | 0 | 0 | 0 | 0 | -6.6845 | -6.6845 | 3275.4154 | 24500.107 |  | 0
1996-03-02 | 0 | 0 | 0 | 0 | -6.6845 | -6.6845 | 3268.7309 | 24450.1069 |  | 0
1996-03-03 | 0 | 0 | 0 | 0 | -6.6845 | -6.6845 | 3262.0464 | 24400.1069 |  | 0
1996-03-04 | 0 | 0 | 0 | 0 | -6.6845 | -6.6845 | 3255.3619 | 24350.1068 |  | 0
1996-03-05 | 0 | 0 | 0 | 0 | -6.6845 | -6.6845 | 3248.6774 | 24300.1067 |  | 0
1996-03-06 | 0 | 0 | 0 | 0 | -6.6845 | -6.6845 | 3241.9929 | 24250.1067 |  | 0
1996-03-07 | 0 | 0 | 0 | 0 | -6.6845 | -6.6845 | 3235.3084 | 24200.1066 |  | 0
1996-03-08 | 0 | 0 | 0 | 0 | -6.6845 | -6.6845 | 3228.6239 | 24150.1066 |  | 0
1996-03-09 | 0 | 0 | 0 | 0 | -6.6845 | -6.6845 | 3221.9394 | 24100.1065 |  | 0
1996-03-10 | 0 | 0 | 0 | 0 | -6.6845 | -6.6845 | 3215.2549 | 24050.1064 |  | 0
1996-03-11 | 0 | 0 | 0 | 0 | -6.6845 | -6.6845 | 3208.5704 | 24000.1064 |  | 0
1996-03-12 | 0 | 0 | 0 | 0 | -6.6845 | -6.6845 | 3201.8859 | 23950.1063 |  | 0
1996-03-13 | 0 | 0 | 0 | 0 | -6.6845 | -6.6845 | 3195.2014 | 23900.1063 |  | 0
1996-03-14 | 0 | 0 | 0 | 0 | -6.6845 | -6.6845 | 3188.5169 | 23850.1062 |  | 0
1996-03-15 | 0 | 0 | 0 | 0 | -6.6845 | -6.6845 | 3181.8324 | 23800.1061 |  | 0
1996-03-16 | 0 | 0 | 0 | 0 | -6.6845 | -6.6845 | 3175.1479 | 23750.1061 |  | 0
1996-03-17 | 0 | 0 | 0 | 0 | -6.6845 | -6.6845 | 3168.4634 | 23700.106 |  | 0
1996-03-18 | 0 | 0 | 0 | 0 | -6.6845 | -6.6845 | 3161.7789 | 23650.106 |  | 0
1996-03-19 | 0 | 0 | 0 | 0 | -6.6845 | -6.6845 | 3155.0944 | 23600.1059 |  | 0
1996-03-20 | 0 | 0 | 0 | 0 | -6.6845 | -6.6845 | 3148.4099 | 23550.1058 |  | 0
1996-03-21 | 0 | 0 | 0 | 0 | -6.6845 | -6.6845 | 3141.7254 | 23500.1058 |  | 0
1996-03-22 | 0 | 0 | 0 | 0 | -6.6845 | -6.6845 | 3135.0409 | 23450.1057 |  | 0
1996-03-23 | 0 | 0 | 0 | 0 | -6.6845 | -6.6845 | 3128.3564 | 23400.1057 |  | 0
1996-03-24 | 0 | 0 | 0 | 0 | -6.6845 | -6.6845 | 3121.6719 | 23350.1056 |  | 0
1996-03-25 | 0 | 0 | 0 | 0 | -6.6845 | -6.6845 | 3114.9874 | 23300.1055 |  | 0
1996-03-26 | 0 | 0 | 0 | 0 | -6.6845 | -6.6845 | 3108.3029 | 23250.1055 |  | 0
1996-03-27 | 0.0083333 | 20.9607 | 3.6551 | 3.6551 | 10.6211 | 10.6211 | 3118.924 | 23329.5512 |  | 0
1996-03-28 | 0 | 0 | 0 | 0 | -6.6845 | -6.6845 | 3112.2395 | 23279.5511 |  | 0
1996-03-29 | 0 | 0 | 0 | 0 | -6.6845 | -6.6845 | 3105.555 | 23229.5511 |  | 0 | 1
1996-03-30 | 0 | 0 | 0 | 0 | -6.6845 | -6.6845 | 3098.8705 | 23179.551 |  | 0
1996-03-31 | 0 | 0 | 0 | 0 | -6.6845 | -6.6845 | 3092.186 | 23129.551 |  | 0
1996-04-01 | 0 | 0 | 0 | 0 | -6.6845 | -6.6845 | 3085.5015 | 23079.5509 |  | 0
1996-04-02 | 0 | 0 | 0 | 0 | -6.6845 | -6.6845 | 3078.817 | 23029.5508 |  | 0
1996-04-03 | 0.0058333 | 14.6725 | 3.6551 | 3.6551 | 4.3329 | 4.3329 | 3083.1498 | 23061.9608 |  | 0
1996-04-04 | 0 | 0 | 0 | 0 | -6.6845 | -6.6845 | 3076.4653 | 23011.9608 |  | 0
1996-04-05 | 0.0041667 | 10.4803 | 3.6551 | 3.6551 | 0.14075 | 0.14075 | 3076.6061 | 23013.0136 |  | 0
1996-04-06 | 0 | 0 | 0 | 0 | -6.6845 | -6.6845 | 3069.9216 | 22963.0135 |  | 0
1996-04-07 | 0 | 0 | 0 | 0 | -6.6845 | -6.6845 | 3063.2371 | 22913.0135 |  | 0
1996-04-08 | 0 | 0 | 0 | 0 | -6.6845 | -6.6845 | 3056.5526 | 22863.0134 |  | 0
1996-04-09 | 0 | 0 | 0 | 0 | -6.6845 | -6.6845 | 3049.8681 | 22813.0134 |  | 0
1996-04-10 | 0 | 0 | 0 | 0 | -6.6845 | -6.6845 | 3043.1836 | 22763.0133 |  | 0
1996-04-11 | 0 | 0 | 0 | 0 | -6.6845 | -6.6845 | 3036.4991 | 22713.0132 |  | 0
1996-04-12 | 0 | 0 | 0 | 0 | -6.6845 | -6.6845 | 3029.8146 | 22663.0132 |  | 0
1996-04-13 | 0 | 0 | 0 | 0 | -6.6845 | -6.6845 | 3023.1301 | 22613.0131 |  | 0
1996-04-14 | 0 | 0 | 0 | 0 | -6.6845 | -6.6845 | 3016.4456 | 22563.0131 |  | 0
1996-04-15 | 0 | 0 | 0 | 0 | -6.6845 | -6.6845 | 3009.7611 | 22513.013 |  | 0
1996-04-16 | 0 | 0 | 0 | 0 | -6.6845 | -6.6845 | 3003.0766 | 22463.0129 |  | 0
1996-04-17 | 0 | 0 | 0 | 0 | -6.6845 | -6.6845 | 2996.3921 | 22413.0129 |  | 0
1996-04-18 | 0 | 0 | 0 | 0 | -6.6845 | -6.6845 | 2989.7076 | 22363.0128 |  | 0
1996-04-19 | 0 | 0 | 0 | 0 | -6.6845 | -6.6845 | 2983.0231 | 22313.0128 |  | 0
1996-04-20 | 0 | 0 | 0 | 0 | -6.6845 | -6.6845 | 2976.3386 | 22263.0127 |  | 0
1996-04-21 | 0 | 0 | 0 | 0 | -6.6845 | -6.6845 | 2969.6541 | 22213.0126 |  | 0
1996-04-22 | 0 | 0 | 0 | 0 | -6.6845 | -6.6845 | 2962.9696 | 22163.0126 |  | 0
1996-04-23 | 0 | 0 | 0 | 0 | -6.6845 | -6.6845 | 2956.2851 | 22113.0125 |  | 0
1996-04-24 | 0 | 0 | 0 | 0 | -6.6845 | -6.6845 | 2949.6006 | 22063.0125 |  | 0
1996-04-25 | 0 | 0 | 0 | 0 | -6.6845 | -6.6845 | 2942.9161 | 22013.0124 |  | 0
1996-04-26 | 0 | 0 | 0 | 0 | -6.6845 | -6.6845 | 2936.2316 | 21963.0123 |  | 0
1996-04-27 | 0 | 0 | 0 | 0 | -6.6845 | -6.6845 | 2929.5471 | 21913.0123 |  | 0
1996-04-28 | 0 | 0 | 0 | 0 | -6.6845 | -6.6845 | 2922.8626 | 21863.0122 |  | 0
1996-04-29 | 0 | 0 | 0 | 0 | -6.6845 | -6.6845 | 2916.1781 | 21813.0122 |  | 0
1996-04-30 | 0 | 0 | 0 | 0 | -6.6845 | -6.6845 | 2909.4936 | 21763.0121 |  | 0
1996-05-01 | 0 | 0 | 0 | 0 | -6.6845 | -6.6845 | 2902.8091 | 21713.012 |  | 0
1996-05-02 | 0 | 0 | 0 | 0 | -6.6845 | -6.6845 | 2896.1246 | 21663.012 |  | 0
1996-05-03 | 0 | 0 | 0 | 0 | -6.6845 | -6.6845 | 2889.4401 | 21613.0119 |  | 0
1996-05-04 | 0 | 0 | 0 | 0 | -6.6845 | -6.6845 | 2882.7556 | 21563.0119 |  | 0
1996-05-05 | 0 | 0 | 0 | 0 | -6.6845 | -6.6845 | 2876.0711 | 21513.0118 |  | 0
1996-05-06 | 0 | 0 | 0 | 0 | -6.6845 | -6.6845 | 2869.3866 | 21463.0117 |  | 0
1996-05-07 | 0 | 0 | 0 | 0 | -6.6845 | -6.6845 | 2862.7021 | 21413.0117 |  | 0
1996-05-08 | 0 | 0 | 0 | 0 | -6.6845 | -6.6845 | 2856.0176 | 21363.0116 |  | 0
1996-05-09 | 0 | 0 | 0 | 0 | -6.6845 | -6.6845 | 2849.3331 | 21313.0116 |  | 0
1996-05-10 | 0 | 0 | 0 | 0 | -6.6845 | -6.6845 | 2842.6486 | 21263.0115 |  | 0
1996-05-11 | 0 | 0 | 0 | 0 | -6.6845 | -6.6845 | 2835.9641 | 21213.0114 |  | 0
1996-05-12 | 0 | 0 | 0 | 0 | -6.6845 | -6.6845 | 2829.2796 | 21163.0114 |  | 0
1996-05-13 | 0 | 0 | 0 | 0 | -6.6845 | -6.6845 | 2822.5951 | 21113.0113 |  | 0
1996-05-14 | 0.0016667 | 4.1921 | 3.6551 | 3.6551 | -6.1474 | -6.1474 | 2816.4476 | 21067.0284 |  | 0
1996-05-15 | 0 | 0 | 0 | 0 | -6.6845 | -6.6845 | 2809.7631 | 21017.0284 |  | 0
1996-05-16 | 0 | 0 | 0 | 0 | -6.6845 | -6.6845 | 2803.0786 | 20967.0283 |  | 0
1996-05-17 | 0 | 0 | 0 | 0 | -6.6845 | -6.6845 | 2796.3941 | 20917.0282 |  | 0
1996-05-18 | 0 | 0 | 0 | 0 | -6.6845 | -6.6845 | 2789.7096 | 20867.0282 |  | 0
1996-05-19 | 0 | 0 | 0 | 0 | -6.6845 | -6.6845 | 2783.0251 | 20817.0281 |  | 0
1996-05-20 | 0 | 0 | 0 | 0 | -6.6845 | -6.6845 | 2776.3406 | 20767.0281 |  | 0
1996-05-21 | 0 | 0 | 0 | 0 | -6.6845 | -6.6845 | 2769.6561 | 20717.028 |  | 0
1996-05-22 | 0 | 0 | 0 | 0 | -6.6845 | -6.6845 | 2762.9716 | 20667.0279 |  | 0
1996-05-23 | 0 | 0 | 0 | 0 | -6.6845 | -6.6845 | 2756.2871 | 20617.0279 |  | 0
1996-05-24 | 0 | 0 | 0 | 0 | -6.6845 | -6.6845 | 2749.6026 | 20567.0278 |  | 0
1996-05-25 | 0 | 0 | 0 | 0 | -6.6845 | -6.6845 | 2742.9181 | 20517.0278 |  | 0
1996-05-26 | 0 | 0 | 0 | 0 | -6.6845 | -6.6845 | 2736.2336 | 20467.0277 |  | 0
1996-05-27 | 0 | 0 | 0 | 0 | -6.6845 | -6.6845 | 2729.5491 | 20417.0276 |  | 0
1996-05-28 | 0 | 0 | 0 | 0 | -6.6845 | -6.6845 | 2722.8646 | 20367.0276 |  | 0
1996-05-29 | 0 | 0 | 0 | 0 | -6.6845 | -6.6845 | 2716.1801 | 20317.0275 |  | 0
1996-05-30 | 0 | 0 | 0 | 0 | -6.6845 | -6.6845 | 2709.4956 | 20267.0275 |  | 0
1996-05-31 | 0 | 0 | 0 | 0 | -6.6845 | -6.6845 | 2702.8111 | 20217.0274 |  | 0
1996-06-01 | 0 | 0 | 0 | 0 | -6.6845 | -6.6845 | 2696.1266 | 20167.0273 |  | 0
1996-06-02 | 0 | 0 | 0 | 0 | -6.6845 | -6.6845 | 2689.4421 | 20117.0273 |  | 0
1996-06-03 | 0 | 0 | 0 | 0 | -6.6845 | -6.6845 | 2682.7576 | 20067.0272 |  | 0
1996-06-04 | 0.0725 | 182.3578 | 3.6551 | 3.6551 | 172.0182 | 172.0182 | 2854.7759 | 21353.7235 |  | 0
1996-06-05 | 0.0025 | 6.2882 | 3.6551 | 3.6551 | -4.0514 | -4.0514 | 2850.7245 | 21323.4192 |  | 0
1996-06-06 | 0 | 0 | 0 | 0 | -6.6845 | -6.6845 | 2844.04 | 21273.4191 |  | 0
1996-06-07 | 0 | 0 | 0 | 0 | -6.6845 | -6.6845 | 2837.3555 | 21223.4191 |  | 0
1996-06-08 | 0 | 0 | 0 | 0 | -6.6845 | -6.6845 | 2830.671 | 21173.419 |  | 0
1996-06-09 | 0.0125 | 31.441 | 3.6551 | 3.6551 | 21.1014 | 21.1014 | 2851.7724 | 21331.2576 |  | 0
1996-06-10 | 0.014167 | 35.6331 | 3.6551 | 3.6551 | 25.2936 | 25.2936 | 2877.066 | 21520.4534 |  | 0
1996-06-11 | 0 | 0 | 0 | 0 | -6.6845 | -6.6845 | 2870.3815 | 21470.4533 |  | 0
1996-06-12 | 0.0058333 | 14.6725 | 3.6551 | 3.6551 | 4.3329 | 4.3329 | 2874.7143 | 21502.8633 |  | 0
1996-06-13 | 0.0083333 | 20.9607 | 3.6551 | 3.6551 | 10.6211 | 10.6211 | 2885.3354 | 21582.3091 |  | 0
1996-06-14 | 0.00083333 | 2.0961 | 3.6551 | 2.0961 | -6.6845 | -6.6845 | 2878.6509 | 21532.309 |  | 0
1996-06-15 | 0.0475 | 119.4758 | 3.6551 | 3.6551 | 109.1362 | 109.1362 | 2987.7872 | 22348.6479 |  | 0
1996-06-16 | 0.0066667 | 16.7685 | 3.6551 | 3.6551 | 6.429 | 6.429 | 2994.2161 | 22396.7365 |  | 0
1996-06-17 | 0 | 0 | 0 | 0 | -6.6845 | -6.6845 | 2987.5316 | 22346.7364 |  | 0
1996-06-18 | 0 | 0 | 0 | 0 | -6.6845 | -6.6845 | 2980.8471 | 22296.7364 |  | 0
1996-06-19 | 0 | 0 | 0 | 0 | -6.6845 | -6.6845 | 2974.1626 | 22246.7363 |  | 0
1996-06-20 | 0 | 0 | 0 | 0 | -6.6845 | -6.6845 | 2967.4781 | 22196.7362 |  | 0
1996-06-21 | 0 | 0 | 0 | 0 | -6.6845 | -6.6845 | 2960.7936 | 22146.7362 |  | 0
1996-06-22 | 0 | 0 | 0 | 0 | -6.6845 | -6.6845 | 2954.1091 | 22096.7361 |  | 0
1996-06-23 | 0.021667 | 54.4977 | 3.6551 | 3.6551 | 44.1582 | 44.1582 | 2998.2673 | 22427.0391 |  | 0
1996-06-24 | 0.0041667 | 10.4803 | 3.6551 | 3.6551 | 0.14075 | 0.14075 | 2998.408 | 22428.0919 |  | 0
1996-06-25 | 0 | 0 | 0 | 0 | -6.6845 | -6.6845 | 2991.7235 | 22378.0919 |  | 0
1996-06-26 | 0 | 0 | 0 | 0 | -6.6845 | -6.6845 | 2985.039 | 22328.0918 |  | 0
1996-06-27 | 0 | 0 | 0 | 0 | -6.6845 | -6.6845 | 2978.3545 | 22278.0918 |  | 0
1996-06-28 | 0 | 0 | 0 | 0 | -6.6845 | -6.6845 | 2971.67 | 22228.0917 |  | 0
1996-06-29 | 0.00083333 | 2.0961 | 3.6551 | 2.0961 | -6.6845 | -6.6845 | 2964.9855 | 22178.0916 |  | 0
1996-06-30 | 0 | 0 | 0 | 0 | -6.6845 | -6.6845 | 2958.301 | 22128.0916 |  | 0
1996-07-01 | 0 | 0 | 0 | 0 | -6.6845 | -6.6845 | 2951.6165 | 22078.0915 |  | 0
1996-07-02 | 0 | 0 | 0 | 0 | -6.6845 | -6.6845 | 2944.932 | 22028.0915 |  | 0
1996-07-03 | 0 | 0 | 0 | 0 | -6.6845 | -6.6845 | 2938.2475 | 21978.0914 |  | 0
1996-07-04 | 0.0016667 | 4.1921 | 3.6551 | 3.6551 | -6.1474 | -6.1474 | 2932.1001 | 21932.1085 |  | 0
1996-07-05 | 0 | 0 | 0 | 0 | -6.6845 | -6.6845 | 2925.4156 | 21882.1084 |  | 0
1996-07-06 | 0 | 0 | 0 | 0 | -6.6845 | -6.6845 | 2918.7311 | 21832.1084 |  | 0
1996-07-07 | 0 | 0 | 0 | 0 | -6.6845 | -6.6845 | 2912.0466 | 21782.1083 |  | 0
1996-07-08 | 0 | 0 | 0 | 0 | -6.6845 | -6.6845 | 2905.3621 | 21732.1083 |  | 0
1996-07-09 | 0 | 0 | 0 | 0 | -6.6845 | -6.6845 | 2898.6776 | 21682.1082 |  | 0
1996-07-10 | 0 | 0 | 0 | 0 | -6.6845 | -6.6845 | 2891.9931 | 21632.1081 |  | 0
1996-07-11 | 0.053333 | 134.1483 | 3.6551 | 3.6551 | 123.8087 | 123.8087 | 3015.8018 | 22558.1971 |  | 0
1996-07-12 | 0.00083333 | 2.0961 | 3.6551 | 2.0961 | -6.6845 | -6.6845 | 3009.1173 | 22508.1971 |  | 0
1996-07-13 | 0.00083333 | 2.0961 | 3.6551 | 2.0961 | -6.6845 | -6.6845 | 3002.4328 | 22458.197 |  | 0
1996-07-14 | 0.0033333 | 8.3843 | 3.6551 | 3.6551 | -1.9553 | -1.9553 | 3000.4774 | 22443.5713 |  | 0
1996-07-15 | 0.031667 | 79.6505 | 3.6551 | 3.6551 | 69.311 | 69.311 | 3069.7884 | 22962.0172 |  | 0
1996-07-16 | 0.0058333 | 14.6725 | 3.6551 | 3.6551 | 4.3329 | 4.3329 | 3074.1213 | 22994.4272 |  | 0
1996-07-17 | 0 | 0 | 0 | 0 | -6.6845 | -6.6845 | 3067.4368 | 22944.4271 |  | 0
1996-07-18 | 0.0083333 | 20.9607 | 3.6551 | 3.6551 | 10.6211 | 10.6211 | 3078.0579 | 23023.8728 |  | 0
1996-07-19 | 0.0041667 | 10.4803 | 3.6551 | 3.6551 | 0.14075 | 0.14075 | 3078.1986 | 23024.9257 |  | 0
1996-07-20 | 0 | 0 | 0 | 0 | -6.6845 | -6.6845 | 3071.5141 | 22974.9256 |  | 0
1996-07-21 | 0 | 0 | 0 | 0 | -6.6845 | -6.6845 | 3064.8296 | 22924.9256 |  | 0
1996-07-22 | 0 | 0 | 0 | 0 | -6.6845 | -6.6845 | 3058.1451 | 22874.9255 |  | 0
1996-07-23 | 0 | 0 | 0 | 0 | -6.6845 | -6.6845 | 3051.4606 | 22824.9254 |  | 0
1996-07-24 | 0.0275 | 69.1702 | 3.6551 | 3.6551 | 58.8306 | 58.8306 | 3110.2912 | 23264.9785 |  | 0
1996-07-25 | 0 | 0 | 0 | 0 | -6.6845 | -6.6845 | 3103.6067 | 23214.9784 |  | 0
1996-07-26 | 0 | 0 | 0 | 0 | -6.6845 | -6.6845 | 3096.9222 | 23164.9784 |  | 0
1996-07-27 | 0 | 0 | 0 | 0 | -6.6845 | -6.6845 | 3090.2377 | 23114.9783 |  | 0
1996-07-28 | 0 | 0 | 0 | 0 | -6.6845 | -6.6845 | 3083.5532 | 23064.9782 |  | 0
1996-07-29 | 0 | 0 | 0 | 0 | -6.6845 | -6.6845 | 3076.8687 | 23014.9782 |  | 0
1996-07-30 | 0 | 0 | 0 | 0 | -6.6845 | -6.6845 | 3070.1842 | 22964.9781 |  | 0
1996-07-31 | 0.0033333 | 8.3843 | 3.6551 | 3.6551 | -1.9553 | -1.9553 | 3068.2289 | 22950.3524 |  | 0
1996-08-01 | 0 | 0 | 0 | 0 | -6.6845 | -6.6845 | 3061.5444 | 22900.3523 |  | 0
1996-08-02 | 0 | 0 | 0 | 0 | -6.6845 | -6.6845 | 3054.8599 | 22850.3522 |  | 0
1996-08-03 | 0 | 0 | 0 | 0 | -6.6845 | -6.6845 | 3048.1754 | 22800.3522 |  | 0
1996-08-04 | 0 | 0 | 0 | 0 | -6.6845 | -6.6845 | 3041.4909 | 22750.3521 |  | 0
1996-08-05 | 0.045833 | 115.2837 | 3.6551 | 3.6551 | 104.9441 | 104.9441 | 3146.435 | 23535.3339 |  | 0
1996-08-06 | 0.09 | 226.3752 | 3.6551 | 3.6551 | 216.0356 | 216.0356 | 3362.4706 | 25151.2803 |  | 0
1996-08-07 | 0 | 0 | 0 | 0 | -6.6845 | -6.6845 | 3355.7861 | 25101.2803 |  | 0
1996-08-08 | 0.0575 | 144.6286 | 3.6551 | 3.6551 | 134.289 | 134.289 | 3490.0752 | 26105.7621 |  | 0
1996-08-09 | 0.00083333 | 2.0961 | 3.6551 | 2.0961 | -6.6845 | -6.6845 | 3483.3907 | 26055.7621 |  | 0
1996-08-10 | 0.0025 | 6.2882 | 3.6551 | 3.6551 | -4.0514 | -4.0514 | 3479.3393 | 26025.4578 |  | 0
1996-08-11 | 0 | 0 | 0 | 0 | -6.6845 | -6.6845 | 3472.6548 | 25975.4577 |  | 0
1996-08-12 | 0 | 0 | 0 | 0 | -6.6845 | -6.6845 | 3465.9703 | 25925.4576 |  | 0
1996-08-13 | 0 | 0 | 0 | 0 | -6.6845 | -6.6845 | 3459.2858 | 25875.4576 |  | 0
1996-08-14 | 0 | 0 | 0 | 0 | -6.6845 | -6.6845 | 3452.6013 | 25825.4575 |  | 0
1996-08-15 | 0 | 0 | 0 | 0 | -6.6845 | -6.6845 | 3445.9168 | 25775.4575 |  | 0
1996-08-16 | 0 | 0 | 0 | 0 | -6.6845 | -6.6845 | 3439.2323 | 25725.4574 |  | 0
1996-08-17 | 0.00083333 | 2.0961 | 3.6551 | 2.0961 | -6.6845 | -6.6845 | 3432.5478 | 25675.4573 |  | 0
1996-08-18 | 0.0041667 | 10.4803 | 3.6551 | 3.6551 | 0.14075 | 0.14075 | 3432.6885 | 25676.5102 |  | 0
1996-08-19 | 0 | 0 | 0 | 0 | -6.6845 | -6.6845 | 3426.004 | 25626.5101 |  | 0
1996-08-20 | 0.016667 | 41.9213 | 3.6551 | 3.6551 | 31.5818 | 31.5818 | 3457.5858 | 25862.7416 |  | 0
1996-08-21 | 0 | 0 | 0 | 0 | -6.6845 | -6.6845 | 3450.9013 | 25812.7416 |  | 0
1996-08-22 | 0 | 0 | 0 | 0 | -6.6845 | -6.6845 | 3444.2168 | 25762.7415 |  | 0
1996-08-23 | 0.0025 | 6.2882 | 3.6551 | 3.6551 | -4.0514 | -4.0514 | 3440.1654 | 25732.4372 |  | 0
1996-08-24 | 0.005 | 12.5764 | 3.6551 | 3.6551 | 2.2368 | 2.2368 | 3442.4022 | 25749.1686 |  | 0
1996-08-25 | 0.025833 | 64.9781 | 3.6551 | 3.6551 | 54.6385 | 54.6385 | 3497.0407 | 26157.8645 |  | 0
1996-08-26 | 0.061667 | 155.1089 | 3.6551 | 3.6551 | 144.7694 | 144.7694 | 3641.8101 | 27240.7392 |  | 0
1996-08-27 | 0.0041667 | 10.4803 | 3.6551 | 3.6551 | 0.14075 | 0.14075 | 3641.9508 | 27241.7921 |  | 0
1996-08-28 | 0.031667 | 79.6505 | 3.6551 | 3.6551 | 69.311 | 69.311 | 3711.2618 | 27760.238 |  | 0
1996-08-29 | 0.0041667 | 10.4803 | 3.6551 | 3.6551 | 0.14075 | 0.14075 | 3711.4025 | 27761.2908 |  | 0
1996-08-30 | 0.041667 | 104.8033 | 3.6551 | 3.6551 | 94.4638 | 94.4638 | 3805.8663 | 28467.8797 |  | 0
1996-08-31 | 0.016667 | 41.9213 | 3.6551 | 3.6551 | 31.5818 | 31.5818 | 3837.448 | 28704.1112 |  | 0
1996-09-01 | 0 | 0 | 0 | 0 | -6.6845 | -6.6845 | 3830.7635 | 28654.1111 |  | 0
1996-09-02 | 0.02 | 50.3056 | 3.6551 | 3.6551 | 39.966 | 39.966 | 3870.7295 | 28953.057 |  | 0
1996-09-03 | 0.0125 | 31.441 | 3.6551 | 3.6551 | 21.1014 | 21.1014 | 3891.831 | 29110.8956 |  | 0
1996-09-04 | 0.0125 | 31.441 | 3.6551 | 3.6551 | 21.1014 | 21.1014 | 3912.9324 | 29268.7342 |  | 0
1996-09-05 | 0.0075 | 18.8646 | 3.6551 | 3.6551 | 8.525 | 8.525 | 3921.4574 | 29332.5014 |  | 0
1996-09-06 | 0 | 0 | 0 | 0 | -6.6845 | -6.6845 | 3914.7729 | 29282.5013 |  | 0
1996-09-07 | 0.019167 | 48.2095 | 3.6551 | 3.6551 | 37.87 | 37.87 | 3952.6429 | 29565.7686 |  | 0
1996-09-08 | 0 | 0 | 0 | 0 | -6.6845 | -6.6845 | 3945.9584 | 29515.7685 |  | 0
1996-09-09 | 0 | 0 | 0 | 0 | -6.6845 | -6.6845 | 3939.2739 | 29465.7684 |  | 0
1996-09-10 | 0 | 0 | 0 | 0 | -6.6845 | -6.6845 | 3932.5894 | 29415.7684 |  | 0
1996-09-11 | 0.11417 | 287.1611 | 3.6551 | 3.6551 | 276.8216 | 276.8216 | 4003.7455 | 29948.0163 |  | 198.9809
1996-09-12 | 0.054167 | 136.2443 | 3.6551 | 3.6551 | 125.9048 | 125.9048 | 4003.7455 | 29948.0163 |  | 119.2203
1996-09-13 | 0.051667 | 129.9561 | 3.6551 | 3.6551 | 119.6166 | 119.6166 | 4003.7455 | 29948.0163 |  | 112.9321
1996-09-14 | 0.15 | 377.292 | 3.6551 | 3.6551 | 366.9524 | 366.9524 | 4003.7455 | 29948.0163 |  | 360.2679
1996-09-15 | 0.00083333 | 2.0961 | 3.6551 | 2.0961 | -6.6845 | -6.6845 | 3997.061 | 29898.0163 |  | 0
1996-09-16 | 0 | 0 | 0 | 0 | -6.6845 | -6.6845 | 3990.3765 | 29848.0162 |  | 0
1996-09-17 | 0 | 0 | 0 | 0 | -6.6845 | -6.6845 | 3983.692 | 29798.0162 |  | 0
1996-09-18 | 0 | 0 | 0 | 0 | -6.6845 | -6.6845 | 3977.0075 | 29748.0161 |  | 0
1996-09-19 | 0 | 0 | 0 | 0 | -6.6845 | -6.6845 | 3970.323 | 29698.016 |  | 0
1996-09-20 | 0 | 0 | 0 | 0 | -6.6845 | -6.6845 | 3963.6385 | 29648.016 |  | 0
1996-09-21 | 0 | 0 | 0 | 0 | -6.6845 | -6.6845 | 3956.954 | 29598.0159 |  | 0
1996-09-22 | 0 | 0 | 0 | 0 | -6.6845 | -6.6845 | 3950.2695 | 29548.0159 |  | 0
1996-09-23 | 0.043333 | 108.9955 | 3.6551 | 3.6551 | 98.6559 | 98.6559 | 4003.7455 | 29948.0163 |  | 38.4954
1996-09-24 | 0.005 | 12.5764 | 3.6551 | 3.6551 | 2.2368 | 2.2368 | 4005.9823 | 29964.7478 |  | 0
1996-09-25 | 0 | 0 | 0 | 0 | -6.6845 | -6.6845 | 3999.2978 | 29914.7477 |  | 0
1996-09-26 | 0.010833 | 27.2489 | 3.6551 | 3.6551 | 16.9093 | 16.9093 | 4003.7455 | 29948.0163 |  | 5.7771
1996-09-27 | 0 | 0 | 0 | 0 | -6.6845 | -6.6845 | 3997.061 | 29898.0163 |  | 0
1996-09-28 | 0 | 0 | 0 | 0 | -6.6845 | -6.6845 | 3990.3765 | 29848.0162 |  | 0
1996-09-29 | 0 | 0 | 0 | 0 | -6.6845 | -6.6845 | 3983.692 | 29798.0162 |  | 0
1996-09-30 | 0 | 0 | 0 | 0 | -6.6845 | -6.6845 | 3977.0075 | 29748.0161 |  | 0
1996-10-01 | 0 | 0 | 0 | 0 | -6.6845 | -6.6845 | 3970.323 | 29698.016 |  | 0
1996-10-02 | 0 | 0 | 0 | 0 | -6.6845 | -6.6845 | 3963.6385 | 29648.016 |  | 0
1996-10-03 | 0 | 0 | 0 | 0 | -6.6845 | -6.6845 | 3956.954 | 29598.0159 |  | 0
1996-10-04 | 0.0033333 | 8.3843 | 3.6551 | 3.6551 | -1.9553 | -1.9553 | 3954.9987 | 29583.3902 |  | 0
1996-10-05 | 0.0016667 | 4.1921 | 3.6551 | 3.6551 | -6.1474 | -6.1474 | 3948.8512 | 29537.4073 |  | 0
1996-10-06 | 0 | 0 | 0 | 0 | -6.6845 | -6.6845 | 3942.1667 | 29487.4072 |  | 0
1996-10-07 | 0 | 0 | 0 | 0 | -6.6845 | -6.6845 | 3935.4822 | 29437.4072 |  | 0
1996-10-08 | 0 | 0 | 0 | 0 | -6.6845 | -6.6845 | 3928.7977 | 29387.4071 |  | 0
1996-10-09 | 0 | 0 | 0 | 0 | -6.6845 | -6.6845 | 3922.1132 | 29337.407 |  | 0
1996-10-10 | 0 | 0 | 0 | 0 | -6.6845 | -6.6845 | 3915.4287 | 29287.407 |  | 0
1996-10-11 | 0 | 0 | 0 | 0 | -6.6845 | -6.6845 | 3908.7442 | 29237.4069 |  | 0
1996-10-12 | 0 | 0 | 0 | 0 | -6.6845 | -6.6845 | 3902.0597 | 29187.4069 |  | 0
1996-10-13 | 0 | 0 | 0 | 0 | -6.6845 | -6.6845 | 3895.3752 | 29137.4068 |  | 0
1996-10-14 | 0 | 0 | 0 | 0 | -6.6845 | -6.6845 | 3888.6907 | 29087.4067 |  | 0
1996-10-15 | 0.00083333 | 2.0961 | 3.6551 | 2.0961 | -6.6845 | -6.6845 | 3882.0062 | 29037.4067 |  | 0
1996-10-16 | 0.0091667 | 23.0567 | 3.6551 | 3.6551 | 12.7172 | 12.7172 | 3894.7234 | 29132.531 |  | 0
1996-10-17 | 0 | 0 | 0 | 0 | -6.6845 | -6.6845 | 3888.0389 | 29082.5309 |  | 0
1996-10-18 | 0 | 0 | 0 | 0 | -6.6845 | -6.6845 | 3881.3544 | 29032.5309 |  | 0
1996-10-19 | 0 | 0 | 0 | 0 | -6.6845 | -6.6845 | 3874.6699 | 28982.5308 |  | 0
1996-10-20 | 0 | 0 | 0 | 0 | -6.6845 | -6.6845 | 3867.9854 | 28932.5307 |  | 0
1996-10-21 | 0 | 0 | 0 | 0 | -6.6845 | -6.6845 | 3861.3009 | 28882.5307 |  | 0
1996-10-22 | 0 | 0 | 0 | 0 | -6.6845 | -6.6845 | 3854.6164 | 28832.5306 |  | 0
1996-10-23 | 0 | 0 | 0 | 0 | -6.6845 | -6.6845 | 3847.9319 | 28782.5306 |  | 0
1996-10-24 | 0 | 0 | 0 | 0 | -6.6845 | -6.6845 | 3841.2474 | 28732.5305 |  | 0
1996-10-25 | 0 | 0 | 0 | 0 | -6.6845 | -6.6845 | 3834.5629 | 28682.5304 |  | 0
1996-10-26 | 0 | 0 | 0 | 0 | -6.6845 | -6.6845 | 3827.8784 | 28632.5304 |  | 0
1996-10-27 | 0 | 0 | 0 | 0 | -6.6845 | -6.6845 | 3821.1939 | 28582.5303 |  | 0
1996-10-28 | 0 | 0 | 0 | 0 | -6.6845 | -6.6845 | 3814.5094 | 28532.5303 |  | 0
1996-10-29 | 0 | 0 | 0 | 0 | -6.6845 | -6.6845 | 3807.8249 | 28482.5302 |  | 0
1996-10-30 | 0 | 0 | 0 | 0 | -6.6845 | -6.6845 | 3801.1404 | 28432.5301 |  | 0
1996-10-31 | 0 | 0 | 0 | 0 | -6.6845 | -6.6845 | 3794.4559 | 28382.5301 |  | 0
1996-11-01 | 0 | 0 | 0 | 0 | -6.6845 | -6.6845 | 3787.7714 | 28332.53 |  | 0
1996-11-02 | 0 | 0 | 0 | 0 | -6.6845 | -6.6845 | 3781.0869 | 28282.53 |  | 0
1996-11-03 | 0 | 0 | 0 | 0 | -6.6845 | -6.6845 | 3774.4024 | 28232.5299 |  | 0
1996-11-04 | 0 | 0 | 0 | 0 | -6.6845 | -6.6845 | 3767.7179 | 28182.5298 |  | 0
1996-11-05 | 0 | 0 | 0 | 0 | -6.6845 | -6.6845 | 3761.0334 | 28132.5298 |  | 0
1996-11-06 | 0.0016667 | 4.1921 | 3.6551 | 3.6551 | -6.1474 | -6.1474 | 3754.8859 | 28086.5469 |  | 0
1996-11-07 | 0 | 0 | 0 | 0 | -6.6845 | -6.6845 | 3748.2014 | 28036.5468 |  | 0
1996-11-08 | 0 | 0 | 0 | 0 | -6.6845 | -6.6845 | 3741.5169 | 27986.5468 |  | 0
1996-11-09 | 0 | 0 | 0 | 0 | -6.6845 | -6.6845 | 3734.8324 | 27936.5467 |  | 0
1996-11-10 | 0 | 0 | 0 | 0 | -6.6845 | -6.6845 | 3728.1479 | 27886.5466 |  | 0
1996-11-11 | 0 | 0 | 0 | 0 | -6.6845 | -6.6845 | 3721.4634 | 27836.5466 |  | 0
1996-11-12 | 0 | 0 | 0 | 0 | -6.6845 | -6.6845 | 3714.7789 | 27786.5465 |  | 0
1996-11-13 | 0 | 0 | 0 | 0 | -6.6845 | -6.6845 | 3708.0944 | 27736.5465 |  | 0
1996-11-14 | 0 | 0 | 0 | 0 | -6.6845 | -6.6845 | 3701.4099 | 27686.5464 |  | 0
1996-11-15 | 0 | 0 | 0 | 0 | -6.6845 | -6.6845 | 3694.7254 | 27636.5463 |  | 0
1996-11-16 | 0 | 0 | 0 | 0 | -6.6845 | -6.6845 | 3688.0409 | 27586.5463 |  | 0
1996-11-17 | 0 | 0 | 0 | 0 | -6.6845 | -6.6845 | 3681.3564 | 27536.5462 |  | 0
1996-11-18 | 0 | 0 | 0 | 0 | -6.6845 | -6.6845 | 3674.6719 | 27486.5462 |  | 0
1996-11-19 | 0 | 0 | 0 | 0 | -6.6845 | -6.6845 | 3667.9874 | 27436.5461 |  | 0
1996-11-20 | 0 | 0 | 0 | 0 | -6.6845 | -6.6845 | 3661.3029 | 27386.546 |  | 0
1996-11-21 | 0 | 0 | 0 | 0 | -6.6845 | -6.6845 | 3654.6184 | 27336.546 |  | 0
1996-11-22 | 0 | 0 | 0 | 0 | -6.6845 | -6.6845 | 3647.9339 | 27286.5459 |  | 0
1996-11-23 | 0 | 0 | 0 | 0 | -6.6845 | -6.6845 | 3641.2494 | 27236.5459 |  | 0
1996-11-24 | 0.024167 | 60.7859 | 3.6551 | 3.6551 | 50.4464 | 50.4464 | 3691.6958 | 27613.8846 |  | 0
1996-11-25 | 0 | 0 | 0 | 0 | -6.6845 | -6.6845 | 3685.0113 | 27563.8845 |  | 0
1996-11-26 | 0 | 0 | 0 | 0 | -6.6845 | -6.6845 | 3678.3268 | 27513.8845 |  | 0
1996-11-27 | 0 | 0 | 0 | 0 | -6.6845 | -6.6845 | 3671.6423 | 27463.8844 |  | 0
1996-11-28 | 0.025833 | 64.9781 | 3.6551 | 3.6551 | 54.6385 | 54.6385 | 3726.2808 | 27872.5803 |  | 0
1996-11-29 | 0.024167 | 60.7859 | 3.6551 | 3.6551 | 50.4464 | 50.4464 | 3776.7271 | 28249.919 |  | 0
1996-11-30 | 0 | 0 | 0 | 0 | -6.6845 | -6.6845 | 3770.0426 | 28199.9189 |  | 0
1996-12-01 | 0 | 0 | 0 | 0 | -6.6845 | -6.6845 | 3763.3581 | 28149.9189 |  | 0
1996-12-02 | 0 | 0 | 0 | 0 | -6.6845 | -6.6845 | 3756.6736 | 28099.9188 |  | 0
1996-12-03 | 0 | 0 | 0 | 0 | -6.6845 | -6.6845 | 3749.9891 | 28049.9188 |  | 0
1996-12-04 | 0 | 0 | 0 | 0 | -6.6845 | -6.6845 | 3743.3046 | 27999.9187 |  | 0
1996-12-05 | 0 | 0 | 0 | 0 | -6.6845 | -6.6845 | 3736.6201 | 27949.9186 |  | 0
1996-12-06 | 0 | 0 | 0 | 0 | -6.6845 | -6.6845 | 3729.9356 | 27899.9186 |  | 0
1996-12-07 | 0 | 0 | 0 | 0 | -6.6845 | -6.6845 | 3723.2511 | 27849.9185 |  | 0
1996-12-08 | 0 | 0 | 0 | 0 | -6.6845 | -6.6845 | 3716.5666 | 27799.9185 |  | 0
1996-12-09 | 0 | 0 | 0 | 0 | -6.6845 | -6.6845 | 3709.8821 | 27749.9184 |  | 0
1996-12-10 | 0 | 0 | 0 | 0 | -6.6845 | -6.6845 | 3703.1976 | 27699.9183 |  | 0
1996-12-11 | 0 | 0 | 0 | 0 | -6.6845 | -6.6845 | 3696.5131 | 27649.9183 |  | 0
1996-12-12 | 0 | 0 | 0 | 0 | -6.6845 | -6.6845 | 3689.8286 | 27599.9182 |  | 0
1996-12-13 | 0 | 0 | 0 | 0 | -6.6845 | -6.6845 | 3683.1441 | 27549.9182 |  | 0
1996-12-14 | 0 | 0 | 0 | 0 | -6.6845 | -6.6845 | 3676.4596 | 27499.9181 |  | 0
1996-12-15 | 0 | 0 | 0 | 0 | -6.6845 | -6.6845 | 3669.7751 | 27449.918 |  | 0
1996-12-16 | 0 | 0 | 0 | 0 | -6.6845 | -6.6845 | 3663.0906 | 27399.918 |  | 0
1996-12-17 | 0.0041667 | 10.4803 | 3.6551 | 3.6551 | 0.14075 | 0.14075 | 3663.2314 | 27400.9708 |  | 0
1996-12-18 | 0 | 0 | 0 | 0 | -6.6845 | -6.6845 | 3656.5469 | 27350.9707 |  | 0
1996-12-19 | 0 | 0 | 0 | 0 | -6.6845 | -6.6845 | 3649.8624 | 27300.9707 |  | 0
1996-12-20 | 0.0016667 | 4.1921 | 3.6551 | 3.6551 | -6.1474 | -6.1474 | 3643.7149 | 27254.9878 |  | 0
1996-12-21 | 0 | 0 | 0 | 0 | -6.6845 | -6.6845 | 3637.0304 | 27204.9877 |  | 0
1996-12-22 | 0 | 0 | 0 | 0 | -6.6845 | -6.6845 | 3630.3459 | 27154.9877 |  | 0
1996-12-23 | 0 | 0 | 0 | 0 | -6.6845 | -6.6845 | 3623.6614 | 27104.9876 |  | 0
1996-12-24 | 0 | 0 | 0 | 0 | -6.6845 | -6.6845 | 3616.9769 | 27054.9875 |  | 0
1996-12-25 | 0 | 0 | 0 | 0 | -6.6845 | -6.6845 | 3610.2924 | 27004.9875 |  | 0
1996-12-26 | 0 | 0 | 0 | 0 | -6.6845 | -6.6845 | 3603.6079 | 26954.9874 |  | 0
1996-12-27 | 0 | 0 | 0 | 0 | -6.6845 | -6.6845 | 3596.9234 | 26904.9874 |  | 0
1996-12-28 | 0 | 0 | 0 | 0 | -6.6845 | -6.6845 | 3590.2389 | 26854.9873 |  | 0
1996-12-29 | 0 | 0 | 0 | 0 | -6.6845 | -6.6845 | 3583.5544 | 26804.9872 |  | 0
1996-12-30 | 0 | 0 | 0 | 0 | -6.6845 | -6.6845 | 3576.8699 | 26754.9872 |  | 0
1996-12-31 | 0 | 0 | 0 | 0 | -6.6845 | -6.6845 | 3570.1854 | 26704.9871 |  | 0
1997-01-01 | 0 | 0 | 0 | 0 | -6.6845 | -6.6845 | 3563.5009 | 26654.9871 |  | 0
1997-01-02 | 0 | 0 | 0 | 0 | -6.6845 | -6.6845 | 3556.8164 | 26604.987 |  | 0
1997-01-03 | 0 | 0 | 0 | 0 | -6.6845 | -6.6845 | 3550.1319 | 26554.9869 |  | 0
1997-01-04 | 0 | 0 | 0 | 0 | -6.6845 | -6.6845 | 3543.4474 | 26504.9869 |  | 0
1997-01-05 | 0 | 0 | 0 | 0 | -6.6845 | -6.6845 | 3536.7629 | 26454.9868 |  | 0
1997-01-06 | 0 | 0 | 0 | 0 | -6.6845 | -6.6845 | 3530.0784 | 26404.9868 |  | 0
1997-01-07 | 0.0083333 | 20.9607 | 3.6551 | 3.6551 | 10.6211 | 10.6211 | 3540.6995 | 26484.4325 |  | 0
1997-01-08 | 0.0083333 | 20.9607 | 3.6551 | 3.6551 | 10.6211 | 10.6211 | 3551.3206 | 26563.8782 |  | 0
1997-01-09 | 0 | 0 | 0 | 0 | -6.6845 | -6.6845 | 3544.6361 | 26513.8782 |  | 0
1997-01-10 | 0 | 0 | 0 | 0 | -6.6845 | -6.6845 | 3537.9516 | 26463.8781 |  | 0
1997-01-11 | 0 | 0 | 0 | 0 | -6.6845 | -6.6845 | 3531.2671 | 26413.878 |  | 0
1997-01-12 | 0 | 0 | 0 | 0 | -6.6845 | -6.6845 | 3524.5826 | 26363.878 |  | 0
1997-01-13 | 0.00083333 | 2.0961 | 3.6551 | 2.0961 | -6.6845 | -6.6845 | 3517.8981 | 26313.8779 |  | 0
1997-01-14 | 0 | 0 | 0 | 0 | -6.6845 | -6.6845 | 3511.2136 | 26263.8779 |  | 0
1997-01-15 | 0 | 0 | 0 | 0 | -6.6845 | -6.6845 | 3504.5291 | 26213.8778 |  | 0
1997-01-16 | 0 | 0 | 0 | 0 | -6.6845 | -6.6845 | 3497.8446 | 26163.8777 |  | 0
1997-01-17 | 0 | 0 | 0 | 0 | -6.6845 | -6.6845 | 3491.1601 | 26113.8777 |  | 0
1997-01-18 | 0 | 0 | 0 | 0 | -6.6845 | -6.6845 | 3484.4756 | 26063.8776 |  | 0
1997-01-19 | 0.0075 | 18.8646 | 3.6551 | 3.6551 | 8.525 | 8.525 | 3493.0006 | 26127.6448 |  | 0
1997-01-20 | 0.00083333 | 2.0961 | 3.6551 | 2.0961 | -6.6845 | -6.6845 | 3486.3161 | 26077.6447 |  | 0
1997-01-21 | 0 | 0 | 0 | 0 | -6.6845 | -6.6845 | 3479.6316 | 26027.6446 |  | 0
1997-01-22 | 0 | 0 | 0 | 0 | -6.6845 | -6.6845 | 3472.9471 | 25977.6446 |  | 0
1997-01-23 | 0 | 0 | 0 | 0 | -6.6845 | -6.6845 | 3466.2626 | 25927.6445 |  | 0
1997-01-24 | 0 | 0 | 0 | 0 | -6.6845 | -6.6845 | 3459.5781 | 25877.6445 |  | 0
1997-01-25 | 0 | 0 | 0 | 0 | -6.6845 | -6.6845 | 3452.8936 | 25827.6444 |  | 0
1997-01-26 | 0 | 0 | 0 | 0 | -6.6845 | -6.6845 | 3446.2091 | 25777.6443 |  | 0
1997-01-27 | 0 | 0 | 0 | 0 | -6.6845 | -6.6845 | 3439.5246 | 25727.6443 |  | 0
1997-01-28 | 0 | 0 | 0 | 0 | -6.6845 | -6.6845 | 3432.8401 | 25677.6442 |  | 0
1997-01-29 | 0 | 0 | 0 | 0 | -6.6845 | -6.6845 | 3426.1556 | 25627.6442 |  | 0
1997-01-30 | 0 | 0 | 0 | 0 | -6.6845 | -6.6845 | 3419.4711 | 25577.6441 |  | 0
1997-01-31 | 0 | 0 | 0 | 0 | -6.6845 | -6.6845 | 3412.7866 | 25527.644 |  | 0
1997-02-01 | 0 | 0 | 0 | 0 | -6.6845 | -6.6845 | 3406.1021 | 25477.644 |  | 0
1997-02-02 | 0 | 0 | 0 | 0 | -6.6845 | -6.6845 | 3399.4176 | 25427.6439 |  | 0
1997-02-03 | 0 | 0 | 0 | 0 | -6.6845 | -6.6845 | 3392.7331 | 25377.6439 |  | 0
1997-02-04 | 0 | 0 | 0 | 0 | -6.6845 | -6.6845 | 3386.0486 | 25327.6438 |  | 0
1997-02-05 | 0 | 0 | 0 | 0 | -6.6845 | -6.6845 | 3379.3641 | 25277.6437 |  | 0
1997-02-06 | 0.0075 | 18.8646 | 3.6551 | 3.6551 | 8.525 | 8.525 | 3387.8892 | 25341.4109 |  | 0
1997-02-07 | 0.00083333 | 2.0961 | 3.6551 | 2.0961 | -6.6845 | -6.6845 | 3381.2047 | 25291.4108 |  | 0
1997-02-08 | 0 | 0 | 0 | 0 | -6.6845 | -6.6845 | 3374.5202 | 25241.4108 |  | 0
1997-02-09 | 0 | 0 | 0 | 0 | -6.6845 | -6.6845 | 3367.8357 | 25191.4107 |  | 0
1997-02-10 | 0 | 0 | 0 | 0 | -6.6845 | -6.6845 | 3361.1512 | 25141.4107 |  | 0
1997-02-11 | 0 | 0 | 0 | 0 | -6.6845 | -6.6845 | 3354.4667 | 25091.4106 |  | 0
1997-02-12 | 0 | 0 | 0 | 0 | -6.6845 | -6.6845 | 3347.7822 | 25041.4105 |  | 0
1997-02-13 | 0 | 0 | 0 | 0 | -6.6845 | -6.6845 | 3341.0977 | 24991.4105 |  | 0
1997-02-14 | 0 | 0 | 0 | 0 | -6.6845 | -6.6845 | 3334.4132 | 24941.4104 |  | 0
1997-02-15 | 0 | 0 | 0 | 0 | -6.6845 | -6.6845 | 3327.7287 | 24891.4104 |  | 0
1997-02-16 | 0 | 0 | 0 | 0 | -6.6845 | -6.6845 | 3321.0442 | 24841.4103 |  | 0
1997-02-17 | 0 | 0 | 0 | 0 | -6.6845 | -6.6845 | 3314.3597 | 24791.4102 |  | 0
1997-02-18 | 0 | 0 | 0 | 0 | -6.6845 | -6.6845 | 3307.6752 | 24741.4102 |  | 0
1997-02-19 | 0 | 0 | 0 | 0 | -6.6845 | -6.6845 | 3300.9907 | 24691.4101 |  | 0
1997-02-20 | 0.058333 | 146.7247 | 3.6551 | 3.6551 | 136.3851 | 136.3851 | 3437.3757 | 25711.5706 |  | 0
1997-02-21 | 0 | 0 | 0 | 0 | -6.6845 | -6.6845 | 3430.6912 | 25661.5705 |  | 0
1997-02-22 | 0 | 0 | 0 | 0 | -6.6845 | -6.6845 | 3424.0067 | 25611.5704 |  | 0
1997-02-23 | 0 | 0 | 0 | 0 | -6.6845 | -6.6845 | 3417.3222 | 25561.5704 |  | 0
1997-02-24 | 0 | 0 | 0 | 0 | -6.6845 | -6.6845 | 3410.6377 | 25511.5703 |  | 0
1997-02-25 | 0 | 0 | 0 | 0 | -6.6845 | -6.6845 | 3403.9532 | 25461.5703 |  | 0
1997-02-26 | 0 | 0 | 0 | 0 | -6.6845 | -6.6845 | 3397.2687 | 25411.5702 |  | 0
1997-02-27 | 0 | 0 | 0 | 0 | -6.6845 | -6.6845 | 3390.5842 | 25361.5701 |  | 0
1997-02-28 | 0 | 0 | 0 | 0 | -6.6845 | -6.6845 | 3383.8997 | 25311.5701 |  | 0
1997-03-01 | 0.0041667 | 10.4803 | 3.6551 | 3.6551 | 0.14075 | 0.14075 | 3384.0405 | 25312.6229 |  | 0
1997-03-02 | 0 | 0 | 0 | 0 | -6.6845 | -6.6845 | 3377.356 | 25262.6229 |  | 0
1997-03-03 | 0 | 0 | 0 | 0 | -6.6845 | -6.6845 | 3370.6715 | 25212.6228 |  | 0
1997-03-04 | 0 | 0 | 0 | 0 | -6.6845 | -6.6845 | 3363.987 | 25162.6227 |  | 0
1997-03-05 | 0 | 0 | 0 | 0 | -6.6845 | -6.6845 | 3357.3025 | 25112.6227 |  | 0
1997-03-06 | 0 | 0 | 0 | 0 | -6.6845 | -6.6845 | 3350.618 | 25062.6226 |  | 0
1997-03-07 | 0 | 0 | 0 | 0 | -6.6845 | -6.6845 | 3343.9335 | 25012.6226 |  | 0
1997-03-08 | 0 | 0 | 0 | 0 | -6.6845 | -6.6845 | 3337.249 | 24962.6225 |  | 0
1997-03-09 | 0 | 0 | 0 | 0 | -6.6845 | -6.6845 | 3330.5645 | 24912.6224 |  | 0
1997-03-10 | 0 | 0 | 0 | 0 | -6.6845 | -6.6845 | 3323.88 | 24862.6224 |  | 0
1997-03-11 | 0 | 0 | 0 | 0 | -6.6845 | -6.6845 | 3317.1955 | 24812.6223 |  | 0
1997-03-12 | 0 | 0 | 0 | 0 | -6.6845 | -6.6845 | 3310.511 | 24762.6223 |  | 0
1997-03-13 | 0 | 0 | 0 | 0 | -6.6845 | -6.6845 | 3303.8265 | 24712.6222 |  | 0
1997-03-14 | 0 | 0 | 0 | 0 | -6.6845 | -6.6845 | 3297.142 | 24662.6221 |  | 0
1997-03-15 | 0 | 0 | 0 | 0 | -6.6845 | -6.6845 | 3290.4575 | 24612.6221 |  | 0
1997-03-16 | 0 | 0 | 0 | 0 | -6.6845 | -6.6845 | 3283.773 | 24562.622 |  | 0
1997-03-17 | 0 | 0 | 0 | 0 | -6.6845 | -6.6845 | 3277.0885 | 24512.622 |  | 0
1997-03-18 | 0 | 0 | 0 | 0 | -6.6845 | -6.6845 | 3270.404 | 24462.6219 |  | 0
1997-03-19 | 0 | 0 | 0 | 0 | -6.6845 | -6.6845 | 3263.7195 | 24412.6218 |  | 0
1997-03-20 | 0 | 0 | 0 | 0 | -6.6845 | -6.6845 | 3257.035 | 24362.6218 |  | 0
1997-03-21 | 0 | 0 | 0 | 0 | -6.6845 | -6.6845 | 3250.3505 | 24312.6217 |  | 0
1997-03-22 | 0 | 0 | 0 | 0 | -6.6845 | -6.6845 | 3243.666 | 24262.6217 |  | 0
1997-03-23 | 0 | 0 | 0 | 0 | -6.6845 | -6.6845 | 3236.9815 | 24212.6216 |  | 0
1997-03-24 | 0 | 0 | 0 | 0 | -6.6845 | -6.6845 | 3230.297 | 24162.6215 |  | 0
1997-03-25 | 0 | 0 | 0 | 0 | -6.6845 | -6.6845 | 3223.6125 | 24112.6215 |  | 0
1997-03-26 | 0 | 0 | 0 | 0 | -6.6845 | -6.6845 | 3216.928 | 24062.6214 |  | 0
1997-03-27 | 0 | 0 | 0 | 0 | -6.6845 | -6.6845 | 3210.2435 | 24012.6214 |  | 0
1997-03-28 | 0 | 0 | 0 | 0 | -6.6845 | -6.6845 | 3203.559 | 23962.6213 |  | 0
1997-03-29 | 0 | 0 | 0 | 0 | -6.6845 | -6.6845 | 3196.8745 | 23912.6212 |  | 0
1997-03-30 | 0 | 0 | 0 | 0 | -6.6845 | -6.6845 | 3190.19 | 23862.6212 |  | 0
1997-03-31 | 0.00083333 | 2.0961 | 3.6551 | 2.0961 | -6.6845 | -6.6845 | 3183.5055 | 23812.6211 |  | 0
1997-04-01 | 0.0058333 | 14.6725 | 3.6551 | 3.6551 | 4.3329 | 4.3329 | 3187.8384 | 23845.0311 |  | 0
1997-04-02 | 0 | 0 | 0 | 0 | -6.6845 | -6.6845 | 3181.1539 | 23795.031 |  | 0
1997-04-03 | 0.0091667 | 23.0567 | 3.6551 | 3.6551 | 12.7172 | 12.7172 | 3193.871 | 23890.1554 |  | 0
1997-04-04 | 0.01 | 25.1528 | 3.6551 | 3.6551 | 14.8132 | 14.8132 | 3208.6843 | 24000.9582 |  | 0
1997-04-05 | 0 | 0 | 0 | 0 | -6.6845 | -6.6845 | 3201.9998 | 23950.9582 |  | 0
1997-04-06 | 0 | 0 | 0 | 0 | -6.6845 | -6.6845 | 3195.3153 | 23900.9581 |  | 0
1997-04-07 | 0 | 0 | 0 | 0 | -6.6845 | -6.6845 | 3188.6308 | 23850.9581 |  | 0
1997-04-08 | 0 | 0 | 0 | 0 | -6.6845 | -6.6845 | 3181.9463 | 23800.958 |  | 0
1997-04-09 | 0 | 0 | 0 | 0 | -6.6845 | -6.6845 | 3175.2618 | 23750.9579 |  | 0
1997-04-10 | 0.0041667 | 10.4803 | 3.6551 | 3.6551 | 0.14075 | 0.14075 | 3175.4025 | 23752.0108 |  | 0
1997-04-11 | 0 | 0 | 0 | 0 | -6.6845 | -6.6845 | 3168.718 | 23702.0107 |  | 0
1997-04-12 | 0 | 0 | 0 | 0 | -6.6845 | -6.6845 | 3162.0335 | 23652.0106 |  | 0
1997-04-13 | 0 | 0 | 0 | 0 | -6.6845 | -6.6845 | 3155.349 | 23602.0106 |  | 0
1997-04-14 | 0 | 0 | 0 | 0 | -6.6845 | -6.6845 | 3148.6645 | 23552.0105 |  | 0
1997-04-15 | 0 | 0 | 0 | 0 | -6.6845 | -6.6845 | 3141.98 | 23502.0105 |  | 0
1997-04-16 | 0 | 0 | 0 | 0 | -6.6845 | -6.6845 | 3135.2955 | 23452.0104 |  | 0
1997-04-17 | 0.020833 | 52.4017 | 3.6551 | 3.6551 | 42.0621 | 42.0621 | 3177.3576 | 23766.6348 |  | 0
1997-04-18 | 0.070833 | 178.1657 | 3.6551 | 3.6551 | 167.8261 | 167.8261 | 3345.1837 | 25021.9739 |  | 0
1997-04-19 | 0 | 0 | 0 | 0 | -6.6845 | -6.6845 | 3338.4992 | 24971.9739 |  | 0
1997-04-20 | 0 | 0 | 0 | 0 | -6.6845 | -6.6845 | 3331.8147 | 24921.9738 |  | 0
1997-04-21 | 0 | 0 | 0 | 0 | -6.6845 | -6.6845 | 3325.1302 | 24871.9738 |  | 0
1997-04-22 | 0 | 0 | 0 | 0 | -6.6845 | -6.6845 | 3318.4457 | 24821.9737 |  | 0
1997-04-23 | 0 | 0 | 0 | 0 | -6.6845 | -6.6845 | 3311.7612 | 24771.9736 |  | 0
1997-04-24 | 0 | 0 | 0 | 0 | -6.6845 | -6.6845 | 3305.0767 | 24721.9736 |  | 0
1997-04-25 | 0.0041667 | 10.4803 | 3.6551 | 3.6551 | 0.14075 | 0.14075 | 3305.2174 | 24723.0264 |  | 0
1997-04-26 | 0.0175 | 44.0174 | 3.6551 | 3.6551 | 33.6778 | 33.6778 | 3338.8953 | 24974.9365 |  | 0
1997-04-27 | 0.0033333 | 8.3843 | 3.6551 | 3.6551 | -1.9553 | -1.9553 | 3336.9399 | 24960.3108 |  | 0
1997-04-28 | 0 | 0 | 0 | 0 | -6.6845 | -6.6845 | 3330.2554 | 24910.3107 |  | 0
1997-04-29 | 0 | 0 | 0 | 0 | -6.6845 | -6.6845 | 3323.5709 | 24860.3106 |  | 0
1997-04-30 | 0 | 0 | 0 | 0 | -6.6845 | -6.6845 | 3316.8864 | 24810.3106 |  | 0
1997-05-01 | 0 | 0 | 0 | 0 | -6.6845 | -6.6845 | 3310.2019 | 24760.3105 |  | 0
1997-05-02 | 0 | 0 | 0 | 0 | -6.6845 | -6.6845 | 3303.5174 | 24710.3105 |  | 0
1997-05-03 | 0 | 0 | 0 | 0 | -6.6845 | -6.6845 | 3296.8329 | 24660.3104 |  | 0
1997-05-04 | 0 | 0 | 0 | 0 | -6.6845 | -6.6845 | 3290.1484 | 24610.3103 |  | 0
1997-05-05 | 0 | 0 | 0 | 0 | -6.6845 | -6.6845 | 3283.4639 | 24560.3103 |  | 0
1997-05-06 | 0 | 0 | 0 | 0 | -6.6845 | -6.6845 | 3276.7794 | 24510.3102 |  | 0
1997-05-07 | 0 | 0 | 0 | 0 | -6.6845 | -6.6845 | 3270.0949 | 24460.3102 |  | 0
1997-05-08 | 0.0016667 | 4.1921 | 3.6551 | 3.6551 | -6.1474 | -6.1474 | 3263.9475 | 24414.3273 |  | 0
1997-05-09 | 0.0016667 | 4.1921 | 3.6551 | 3.6551 | -6.1474 | -6.1474 | 3257.8 | 24368.3444 |  | 0
1997-05-10 | 0 | 0 | 0 | 0 | -6.6845 | -6.6845 | 3251.1155 | 24318.3443 |  | 0
1997-05-11 | 0.00083333 | 2.0961 | 3.6551 | 2.0961 | -6.6845 | -6.6845 | 3244.431 | 24268.3442 |  | 0
1997-05-12 | 0.055 | 138.3404 | 3.6551 | 3.6551 | 128.0008 | 128.0008 | 3372.4319 | 25225.7904 |  | 0
1997-05-13 | 0.0025 | 6.2882 | 3.6551 | 3.6551 | -4.0514 | -4.0514 | 3368.3805 | 25195.486 |  | 0
1997-05-14 | 0 | 0 | 0 | 0 | -6.6845 | -6.6845 | 3361.696 | 25145.486 |  | 0
1997-05-15 | 0 | 0 | 0 | 0 | -6.6845 | -6.6845 | 3355.0115 | 25095.4859 |  | 0
1997-05-16 | 0 | 0 | 0 | 0 | -6.6845 | -6.6845 | 3348.327 | 25045.4859 |  | 0
1997-05-17 | 0.0016667 | 4.1921 | 3.6551 | 3.6551 | -6.1474 | -6.1474 | 3342.1795 | 24999.503 |  | 0
1997-05-18 | 0 | 0 | 0 | 0 | -6.6845 | -6.6845 | 3335.495 | 24949.5029 |  | 0
1997-05-19 | 0 | 0 | 0 | 0 | -6.6845 | -6.6845 | 3328.8105 | 24899.5028 |  | 0
1997-05-20 | 0.0033333 | 8.3843 | 3.6551 | 3.6551 | -1.9553 | -1.9553 | 3326.8552 | 24884.8771 |  | 0
1997-05-21 | 0.075 | 188.646 | 3.6551 | 3.6551 | 178.3064 | 178.3064 | 3505.1616 | 26218.6091 |  | 0
1997-05-22 | 0.071667 | 180.2617 | 3.6551 | 3.6551 | 169.9222 | 169.9222 | 3675.0838 | 27489.6268 |  | 0
1997-05-23 | 0.0066667 | 16.7685 | 3.6551 | 3.6551 | 6.429 | 6.429 | 3681.5128 | 27537.7154 |  | 0
1997-05-24 | 0 | 0 | 0 | 0 | -6.6845 | -6.6845 | 3674.8283 | 27487.7153 |  | 0
1997-05-25 | 0 | 0 | 0 | 0 | -6.6845 | -6.6845 | 3668.1438 | 27437.7153 |  | 0
1997-05-26 | 0 | 0 | 0 | 0 | -6.6845 | -6.6845 | 3661.4593 | 27387.7152 |  | 0
1997-05-27 | 0 | 0 | 0 | 0 | -6.6845 | -6.6845 | 3654.7748 | 27337.7152 |  | 0
1997-05-28 | 0.0041667 | 10.4803 | 3.6551 | 3.6551 | 0.14075 | 0.14075 | 3654.9155 | 27338.768 |  | 0
1997-05-29 | 0.005 | 12.5764 | 3.6551 | 3.6551 | 2.2368 | 2.2368 | 3657.1523 | 27355.4994 |  | 0
1997-05-30 | 0.0025 | 6.2882 | 3.6551 | 3.6551 | -4.0514 | -4.0514 | 3653.1009 | 27325.1951 |  | 0
1997-05-31 | 0 | 0 | 0 | 0 | -6.6845 | -6.6845 | 3646.4164 | 27275.195 |  | 0
1997-06-01 | 0.016667 | 41.9213 | 3.6551 | 3.6551 | 31.5818 | 31.5818 | 3677.9982 | 27511.4265 |  | 0
1997-06-02 | 0 | 0 | 0 | 0 | -6.6845 | -6.6845 | 3671.3137 | 27461.4265 |  | 0
1997-06-03 | 0 | 0 | 0 | 0 | -6.6845 | -6.6845 | 3664.6292 | 27411.4264 |  | 0
1997-06-04 | 0 | 0 | 0 | 0 | -6.6845 | -6.6845 | 3657.9447 | 27361.4263 |  | 0
1997-06-05 | 0 | 0 | 0 | 0 | -6.6845 | -6.6845 | 3651.2602 | 27311.4263 |  | 0
1997-06-06 | 0.0083333 | 20.9607 | 3.6551 | 3.6551 | 10.6211 | 10.6211 | 3661.8813 | 27390.872 |  | 0
1997-06-07 | 0 | 0 | 0 | 0 | -6.6845 | -6.6845 | 3655.1968 | 27340.872 |  | 0
1997-06-08 | 0 | 0 | 0 | 0 | -6.6845 | -6.6845 | 3648.5123 | 27290.8719 |  | 0
1997-06-09 | 0 | 0 | 0 | 0 | -6.6845 | -6.6845 | 3641.8278 | 27240.8718 |  | 0
1997-06-10 | 0 | 0 | 0 | 0 | -6.6845 | -6.6845 | 3635.1433 | 27190.8718 |  | 0
1997-06-11 | 0.0066667 | 16.7685 | 3.6551 | 3.6551 | 6.429 | 6.429 | 3641.5722 | 27238.9603 |  | 0
1997-06-12 | 0 | 0 | 0 | 0 | -6.6845 | -6.6845 | 3634.8877 | 27188.9603 |  | 0
1997-06-13 | 0 | 0 | 0 | 0 | -6.6845 | -6.6845 | 3628.2032 | 27138.9602 |  | 0
1997-06-14 | 0 | 0 | 0 | 0 | -6.6845 | -6.6845 | 3621.5187 | 27088.9602 |  | 0
1997-06-15 | 0.019167 | 48.2095 | 3.6551 | 3.6551 | 37.87 | 37.87 | 3659.3887 | 27372.2274 |  | 0
1997-06-16 | 0.061667 | 155.1089 | 3.6551 | 3.6551 | 144.7694 | 144.7694 | 3804.158 | 28455.1022 |  | 0
1997-06-17 | 0 | 0 | 0 | 0 | -6.6845 | -6.6845 | 3797.4735 | 28405.1021 |  | 0
1997-06-18 | 0 | 0 | 0 | 0 | -6.6845 | -6.6845 | 3790.789 | 28355.1021 |  | 0
1997-06-19 | 0 | 0 | 0 | 0 | -6.6845 | -6.6845 | 3784.1045 | 28305.102 |  | 0
1997-06-20 | 0 | 0 | 0 | 0 | -6.6845 | -6.6845 | 3777.42 | 28255.1019 |  | 0
1997-06-21 | 0 | 0 | 0 | 0 | -6.6845 | -6.6845 | 3770.7355 | 28205.1019 |  | 0
1997-06-22 | 0 | 0 | 0 | 0 | -6.6845 | -6.6845 | 3764.051 | 28155.1018 |  | 0
1997-06-23 | 0 | 0 | 0 | 0 | -6.6845 | -6.6845 | 3757.3665 | 28105.1018 |  | 0
1997-06-24 | 0 | 0 | 0 | 0 | -6.6845 | -6.6845 | 3750.682 | 28055.1017 |  | 0
1997-06-25 | 0 | 0 | 0 | 0 | -6.6845 | -6.6845 | 3743.9975 | 28005.1016 |  | 0
1997-06-26 | 0 | 0 | 0 | 0 | -6.6845 | -6.6845 | 3737.313 | 27955.1016 |  | 0
1997-06-27 | 0.0125 | 31.441 | 3.6551 | 3.6551 | 21.1014 | 21.1014 | 3758.4145 | 28112.9402 |  | 0
1997-06-28 | 0.0033333 | 8.3843 | 3.6551 | 3.6551 | -1.9553 | -1.9553 | 3756.4592 | 28098.3144 |  | 0
1997-06-29 | 0 | 0 | 0 | 0 | -6.6845 | -6.6845 | 3749.7747 | 28048.3144 |  | 0
1997-06-30 | 0 | 0 | 0 | 0 | -6.6845 | -6.6845 | 3743.0902 | 27998.3143 |  | 0
1997-07-01 | 0 | 0 | 0 | 0 | -6.6845 | -6.6845 | 3736.4057 | 27948.3143 |  | 0
1997-07-02 | 0 | 0 | 0 | 0 | -6.6845 | -6.6845 | 3729.7212 | 27898.3142 |  | 0
1997-07-03 | 0 | 0 | 0 | 0 | -6.6845 | -6.6845 | 3723.0367 | 27848.3141 |  | 0
1997-07-04 | 0 | 0 | 0 | 0 | -6.6845 | -6.6845 | 3716.3522 | 27798.3141 |  | 0
1997-07-05 | 0 | 0 | 0 | 0 | -6.6845 | -6.6845 | 3709.6677 | 27748.314 |  | 0
1997-07-06 | 0.0058333 | 14.6725 | 3.6551 | 3.6551 | 4.3329 | 4.3329 | 3714.0005 | 27780.724 |  | 0
1997-07-07 | 0.00083333 | 2.0961 | 3.6551 | 2.0961 | -6.6845 | -6.6845 | 3707.316 | 27730.724 |  | 0
1997-07-08 | 0.0016667 | 4.1921 | 3.6551 | 3.6551 | -6.1474 | -6.1474 | 3701.1686 | 27684.7411 |  | 0
1997-07-09 | 0 | 0 | 0 | 0 | -6.6845 | -6.6845 | 3694.4841 | 27634.741 |  | 0
1997-07-10 | 0.0058333 | 14.6725 | 3.6551 | 3.6551 | 4.3329 | 4.3329 | 3698.817 | 27667.151 |  | 0
1997-07-11 | 0.044167 | 111.0915 | 3.6551 | 3.6551 | 100.752 | 100.752 | 3799.5689 | 28420.7756 |  | 0
1997-07-12 | 0 | 0 | 0 | 0 | -6.6845 | -6.6845 | 3792.8844 | 28370.7755 |  | 0
1997-07-13 | 0 | 0 | 0 | 0 | -6.6845 | -6.6845 | 3786.1999 | 28320.7755 |  | 0
1997-07-14 | 0 | 0 | 0 | 0 | -6.6845 | -6.6845 | 3779.5154 | 28270.7754 |  | 0
1997-07-15 | 0 | 0 | 0 | 0 | -6.6845 | -6.6845 | 3772.8309 | 28220.7754 |  | 0
1997-07-16 | 0 | 0 | 0 | 0 | -6.6845 | -6.6845 | 3766.1464 | 28170.7753 |  | 0
1997-07-17 | 0 | 0 | 0 | 0 | -6.6845 | -6.6845 | 3759.4619 | 28120.7752 |  | 0
1997-07-18 | 0 | 0 | 0 | 0 | -6.6845 | -6.6845 | 3752.7774 | 28070.7752 |  | 0
1997-07-19 | 0 | 0 | 0 | 0 | -6.6845 | -6.6845 | 3746.0929 | 28020.7751 |  | 0
1997-07-20 | 0 | 0 | 0 | 0 | -6.6845 | -6.6845 | 3739.4084 | 27970.7751 |  | 0
1997-07-21 | 0.125 | 314.41 | 3.6551 | 3.6551 | 304.0704 | 304.0704 | 4003.7455 | 29948.0163 |  | 33.0488
1997-07-22 | 0.0083333 | 20.9607 | 3.6551 | 3.6551 | 10.6211 | 10.6211 | 4003.7455 | 29948.0163 |  | 3.9366
1997-07-23 | 0.071667 | 180.2617 | 3.6551 | 3.6551 | 169.9222 | 169.9222 | 4003.7455 | 29948.0163 |  | 163.2377
1997-07-24 | 0.0275 | 69.1702 | 3.6551 | 3.6551 | 58.8306 | 58.8306 | 4003.7455 | 29948.0163 |  | 52.1461
1997-07-25 | 0 | 0 | 0 | 0 | -6.6845 | -6.6845 | 3997.061 | 29898.0163 |  | 0
1997-07-26 | 0 | 0 | 0 | 0 | -6.6845 | -6.6845 | 3990.3765 | 29848.0162 |  | 0
1997-07-27 | 0 | 0 | 0 | 0 | -6.6845 | -6.6845 | 3983.692 | 29798.0162 |  | 0
1997-07-28 | 0.00083333 | 2.0961 | 3.6551 | 2.0961 | -6.6845 | -6.6845 | 3977.0075 | 29748.0161 |  | 0
1997-07-29 | 0 | 0 | 0 | 0 | -6.6845 | -6.6845 | 3970.323 | 29698.016 |  | 0
1997-07-30 | 0 | 0 | 0 | 0 | -6.6845 | -6.6845 | 3963.6385 | 29648.016 |  | 0
1997-07-31 | 0 | 0 | 0 | 0 | -6.6845 | -6.6845 | 3956.954 | 29598.0159 |  | 0
1997-08-01 | 0 | 0 | 0 | 0 | -6.6845 | -6.6845 | 3950.2695 | 29548.0159 |  | 0
1997-08-02 | 0 | 0 | 0 | 0 | -6.6845 | -6.6845 | 3943.585 | 29498.0158 |  | 0
1997-08-03 | 0 | 0 | 0 | 0 | -6.6845 | -6.6845 | 3936.9005 | 29448.0157 |  | 0
1997-08-04 | 0 | 0 | 0 | 0 | -6.6845 | -6.6845 | 3930.216 | 29398.0157 |  | 0
1997-08-05 | 0.036667 | 92.2269 | 3.6551 | 3.6551 | 81.8874 | 81.8874 | 4003.7455 | 29948.0163 |  | 1.6734
1997-08-06 | 0.0625 | 157.205 | 3.6551 | 3.6551 | 146.8654 | 146.8654 | 4003.7455 | 29948.0163 |  | 140.1809
1997-08-07 | 0.0041667 | 10.4803 | 3.6551 | 3.6551 | 0.14075 | 0.14075 | 4003.8863 | 29949.0692 |  | 0
1997-08-08 | 0 | 0 | 0 | 0 | -6.6845 | -6.6845 | 3997.2018 | 29899.0691 |  | 0
1997-08-09 | 0 | 0 | 0 | 0 | -6.6845 | -6.6845 | 3990.5173 | 29849.0691 |  | 0
1997-08-10 | 0.020833 | 52.4017 | 3.6551 | 3.6551 | 42.0621 | 42.0621 | 4003.7455 | 29948.0163 |  | 22.1493
1997-08-11 | 0.0041667 | 10.4803 | 3.6551 | 3.6551 | 0.14075 | 0.14075 | 4003.8863 | 29949.0692 |  | 0
1997-08-12 | 0.030833 | 77.5545 | 3.6551 | 3.6551 | 67.2149 | 67.2149 | 4003.7455 | 29948.0163 |  | 60.6711
1997-08-13 | 0 | 0 | 0 | 0 | -6.6845 | -6.6845 | 3997.061 | 29898.0163 |  | 0
1997-08-14 | 0.00083333 | 2.0961 | 3.6551 | 2.0961 | -6.6845 | -6.6845 | 3990.3765 | 29848.0162 |  | 0
1997-08-15 | 0.018333 | 46.1135 | 3.6551 | 3.6551 | 35.7739 | 35.7739 | 4003.7455 | 29948.0163 |  | 15.7204
1997-08-16 | 0 | 0 | 0 | 0 | -6.6845 | -6.6845 | 3997.061 | 29898.0163 |  | 0
1997-08-17 | 0.0625 | 157.205 | 3.6551 | 3.6551 | 146.8654 | 146.8654 | 4003.7455 | 29948.0163 |  | 133.4964
1997-08-18 | 0.00083333 | 2.0961 | 3.6551 | 2.0961 | -6.6845 | -6.6845 | 3997.061 | 29898.0163 |  | 0
1997-08-19 | 0.0091667 | 23.0567 | 3.6551 | 3.6551 | 12.7172 | 12.7172 | 4009.7782 | 29993.1406 |  | 0
1997-08-20 | 0.031667 | 79.6505 | 3.6551 | 3.6551 | 69.311 | 69.311 | 4003.7455 | 29948.0163 |  | 68.6591
1997-08-21 | 0 | 0 | 0 | 0 | -6.6845 | -6.6845 | 3997.061 | 29898.0163 |  | 0
1997-08-22 | 0 | 0 | 0 | 0 | -6.6845 | -6.6845 | 3990.3765 | 29848.0162 |  | 0
1997-08-23 | 0 | 0 | 0 | 0 | -6.6845 | -6.6845 | 3983.692 | 29798.0162 |  | 0
1997-08-24 | 0.0925 | 232.6634 | 3.6551 | 3.6551 | 222.3238 | 222.3238 | 4003.7455 | 29948.0163 |  | 195.5858
1997-08-25 | 0 | 0 | 0 | 0 | -6.6845 | -6.6845 | 3997.061 | 29898.0163 |  | 0
1997-08-26 | 0 | 0 | 0 | 0 | -6.6845 | -6.6845 | 3990.3765 | 29848.0162 |  | 0
1997-08-27 | 0 | 0 | 0 | 0 | -6.6845 | -6.6845 | 3983.692 | 29798.0162 |  | 0
1997-08-28 | 0 | 0 | 0 | 0 | -6.6845 | -6.6845 | 3977.0075 | 29748.0161 |  | 0
1997-08-29 | 0 | 0 | 0 | 0 | -6.6845 | -6.6845 | 3970.323 | 29698.016 |  | 0
1997-08-30 | 0 | 0 | 0 | 0 | -6.6845 | -6.6845 | 3963.6385 | 29648.016 |  | 0
1997-08-31 | 0 | 0 | 0 | 0 | -6.6845 | -6.6845 | 3956.954 | 29598.0159 |  | 0
1997-09-01 | 0 | 0 | 0 | 0 | -6.6845 | -6.6845 | 3950.2695 | 29548.0159 |  | 0
1997-09-02 | 0 | 0 | 0 | 0 | -6.6845 | -6.6845 | 3943.585 | 29498.0158 |  | 0
1997-09-03 | 0 | 0 | 0 | 0 | -6.6845 | -6.6845 | 3936.9005 | 29448.0157 |  | 0
1997-09-04 | 0 | 0 | 0 | 0 | -6.6845 | -6.6845 | 3930.216 | 29398.0157 |  | 0
1997-09-05 | 0 | 0 | 0 | 0 | -6.6845 | -6.6845 | 3923.5315 | 29348.0156 |  | 0
1997-09-06 | 0.0016667 | 4.1921 | 3.6551 | 3.6551 | -6.1474 | -6.1474 | 3917.3841 | 29302.0327 |  | 0
1997-09-07 | 0 | 0 | 0 | 0 | -6.6845 | -6.6845 | 3910.6996 | 29252.0327 |  | 0
1997-09-08 | 0 | 0 | 0 | 0 | -6.6845 | -6.6845 | 3904.0151 | 29202.0326 |  | 0
1997-09-09 | 0 | 0 | 0 | 0 | -6.6845 | -6.6845 | 3897.3306 | 29152.0325 |  | 0
1997-09-10 | 0 | 0 | 0 | 0 | -6.6845 | -6.6845 | 3890.6461 | 29102.0325 |  | 0
1997-09-11 | 0 | 0 | 0 | 0 | -6.6845 | -6.6845 | 3883.9616 | 29052.0324 |  | 0
1997-09-12 | 0.029167 | 73.3623 | 3.6551 | 3.6551 | 63.0228 | 63.0228 | 3946.9843 | 29523.4426 |  | 0
1997-09-13 | 0.0125 | 31.441 | 3.6551 | 3.6551 | 21.1014 | 21.1014 | 3968.0857 | 29681.2812 |  | 0
1997-09-14 | 0 | 0 | 0 | 0 | -6.6845 | -6.6845 | 3961.4012 | 29631.2812 |  | 0
1997-09-15 | 0 | 0 | 0 | 0 | -6.6845 | -6.6845 | 3954.7167 | 29581.2811 |  | 0
1997-09-16 | 0.0075 | 18.8646 | 3.6551 | 3.6551 | 8.525 | 8.525 | 3963.2417 | 29645.0483 |  | 0
1997-09-17 | 0.0041667 | 10.4803 | 3.6551 | 3.6551 | 0.14075 | 0.14075 | 3963.3825 | 29646.1011 |  | 0
1997-09-18 | 0 | 0 | 0 | 0 | -6.6845 | -6.6845 | 3956.698 | 29596.101 |  | 0
1997-09-19 | 0 | 0 | 0 | 0 | -6.6845 | -6.6845 | 3950.0135 | 29546.101 |  | 0
1997-09-20 | 0.005 | 12.5764 | 3.6551 | 3.6551 | 2.2368 | 2.2368 | 3952.2503 | 29562.8324 |  | 0
1997-09-21 | 0.00083333 | 2.0961 | 3.6551 | 2.0961 | -6.6845 | -6.6845 | 3945.5658 | 29512.8323 |  | 0
1997-09-22 | 0 | 0 | 0 | 0 | -6.6845 | -6.6845 | 3938.8813 | 29462.8323 |  | 0
1997-09-23 | 0 | 0 | 0 | 0 | -6.6845 | -6.6845 | 3932.1968 | 29412.8322 |  | 0
1997-09-24 | 0 | 0 | 0 | 0 | -6.6845 | -6.6845 | 3925.5123 | 29362.8321 |  | 0
1997-09-25 | 0 | 0 | 0 | 0 | -6.6845 | -6.6845 | 3918.8278 | 29312.8321 |  | 0
1997-09-26 | 0 | 0 | 0 | 0 | -6.6845 | -6.6845 | 3912.1433 | 29262.832 |  | 0
1997-09-27 | 0 | 0 | 0 | 0 | -6.6845 | -6.6845 | 3905.4588 | 29212.832 |  | 0
1997-09-28 | 0 | 0 | 0 | 0 | -6.6845 | -6.6845 | 3898.7743 | 29162.8319 |  | 0
1997-09-29 | 0 | 0 | 0 | 0 | -6.6845 | -6.6845 | 3892.0898 | 29112.8318 |  | 0
1997-09-30 | 0 | 0 | 0 | 0 | -6.6845 | -6.6845 | 3885.4053 | 29062.8318 |  | 0
1997-10-01 | 0 | 0 | 0 | 0 | -6.6845 | -6.6845 | 3878.7208 | 29012.8317 |  | 0
1997-10-02 | 0 | 0 | 0 | 0 | -6.6845 | -6.6845 | 3872.0363 | 28962.8317 |  | 0
1997-10-03 | 0 | 0 | 0 | 0 | -6.6845 | -6.6845 | 3865.3518 | 28912.8316 |  | 0
1997-10-04 | 0 | 0 | 0 | 0 | -6.6845 | -6.6845 | 3858.6673 | 28862.8315 |  | 0
1997-10-05 | 0.005 | 12.5764 | 3.6551 | 3.6551 | 2.2368 | 2.2368 | 3860.9041 | 28879.563 |  | 0
1997-10-06 | 0.0058333 | 14.6725 | 3.6551 | 3.6551 | 4.3329 | 4.3329 | 3865.237 | 28911.9729 |  | 0
1997-10-07 | 0.015 | 37.7292 | 3.6551 | 3.6551 | 27.3896 | 27.3896 | 3892.6266 | 29116.8473 |  | 0
1997-10-08 | 0 | 0 | 0 | 0 | -6.6845 | -6.6845 | 3885.9421 | 29066.8472 |  | 0
1997-10-09 | 0 | 0 | 0 | 0 | -6.6845 | -6.6845 | 3879.2576 | 29016.8472 |  | 0
1997-10-10 | 0.00083333 | 2.0961 | 3.6551 | 2.0961 | -6.6845 | -6.6845 | 3872.5731 | 28966.8471 |  | 0
1997-10-11 | 0.00083333 | 2.0961 | 3.6551 | 2.0961 | -6.6845 | -6.6845 | 3865.8886 | 28916.8471 |  | 0
1997-10-12 | 0 | 0 | 0 | 0 | -6.6845 | -6.6845 | 3859.2041 | 28866.847 |  | 0
1997-10-13 | 0 | 0 | 0 | 0 | -6.6845 | -6.6845 | 3852.5196 | 28816.8469 |  | 0
1997-10-14 | 0 | 0 | 0 | 0 | -6.6845 | -6.6845 | 3845.8351 | 28766.8469 |  | 0
1997-10-15 | 0 | 0 | 0 | 0 | -6.6845 | -6.6845 | 3839.1506 | 28716.8468 |  | 0
1997-10-16 | 0 | 0 | 0 | 0 | -6.6845 | -6.6845 | 3832.4661 | 28666.8468 |  | 0
1997-10-17 | 0 | 0 | 0 | 0 | -6.6845 | -6.6845 | 3825.7816 | 28616.8467 |  | 0
1997-10-18 | 0 | 0 | 0 | 0 | -6.6845 | -6.6845 | 3819.0971 | 28566.8466 |  | 0
1997-10-19 | 0 | 0 | 0 | 0 | -6.6845 | -6.6845 | 3812.4126 | 28516.8466 |  | 0
1997-10-20 | 0 | 0 | 0 | 0 | -6.6845 | -6.6845 | 3805.7281 | 28466.8465 |  | 0
1997-10-21 | 0 | 0 | 0 | 0 | -6.6845 | -6.6845 | 3799.0436 | 28416.8465 |  | 0
1997-10-22 | 0.00083333 | 2.0961 | 3.6551 | 2.0961 | -6.6845 | -6.6845 | 3792.3591 | 28366.8464 |  | 0
1997-10-23 | 0 | 0 | 0 | 0 | -6.6845 | -6.6845 | 3785.6746 | 28316.8463 |  | 0
1997-10-24 | 0 | 0 | 0 | 0 | -6.6845 | -6.6845 | 3778.9901 | 28266.8463 |  | 0
1997-10-25 | 0 | 0 | 0 | 0 | -6.6845 | -6.6845 | 3772.3056 | 28216.8462 |  | 0
1997-10-26 | 0 | 0 | 0 | 0 | -6.6845 | -6.6845 | 3765.6211 | 28166.8462 |  | 0
1997-10-27 | 0 | 0 | 0 | 0 | -6.6845 | -6.6845 | 3758.9366 | 28116.8461 |  | 0
1997-10-28 | 0 | 0 | 0 | 0 | -6.6845 | -6.6845 | 3752.2521 | 28066.846 |  | 0
1997-10-29 | 0 | 0 | 0 | 0 | -6.6845 | -6.6845 | 3745.5676 | 28016.846 |  | 0
1997-10-30 | 0 | 0 | 0 | 0 | -6.6845 | -6.6845 | 3738.8831 | 27966.8459 |  | 0
1997-10-31 | 0 | 0 | 0 | 0 | -6.6845 | -6.6845 | 3732.1986 | 27916.8459 |  | 0
1997-11-01 | 0 | 0 | 0 | 0 | -6.6845 | -6.6845 | 3725.5141 | 27866.8458 |  | 0
1997-11-02 | 0 | 0 | 0 | 0 | -6.6845 | -6.6845 | 3718.8296 | 27816.8457 |  | 0
1997-11-03 | 0 | 0 | 0 | 0 | -6.6845 | -6.6845 | 3712.1451 | 27766.8457 |  | 0
1997-11-04 | 0 | 0 | 0 | 0 | -6.6845 | -6.6845 | 3705.4606 | 27716.8456 |  | 0
1997-11-05 | 0 | 0 | 0 | 0 | -6.6845 | -6.6845 | 3698.7761 | 27666.8456 |  | 0
1997-11-06 | 0 | 0 | 0 | 0 | -6.6845 | -6.6845 | 3692.0916 | 27616.8455 |  | 0
1997-11-07 | 0 | 0 | 0 | 0 | -6.6845 | -6.6845 | 3685.4071 | 27566.8454 |  | 0
1997-11-08 | 0 | 0 | 0 | 0 | -6.6845 | -6.6845 | 3678.7226 | 27516.8454 |  | 0
1997-11-09 | 0 | 0 | 0 | 0 | -6.6845 | -6.6845 | 3672.0381 | 27466.8453 |  | 0
1997-11-10 | 0 | 0 | 0 | 0 | -6.6845 | -6.6845 | 3665.3536 | 27416.8453 |  | 0
1997-11-11 | 0 | 0 | 0 | 0 | -6.6845 | -6.6845 | 3658.6691 | 27366.8452 |  | 0
1997-11-12 | 0.055 | 138.3404 | 3.6551 | 3.6551 | 128.0008 | 128.0008 | 3786.67 | 28324.2913 |  | 0
1997-11-13 | 0.00083333 | 2.0961 | 3.6551 | 2.0961 | -6.6845 | -6.6845 | 3779.9855 | 28274.2913 |  | 0
1997-11-14 | 0 | 0 | 0 | 0 | -6.6845 | -6.6845 | 3773.301 | 28224.2912 |  | 0
1997-11-15 | 0.0016667 | 4.1921 | 3.6551 | 3.6551 | -6.1474 | -6.1474 | 3767.1535 | 28178.3083 |  | 0
1997-11-16 | 0 | 0 | 0 | 0 | -6.6845 | -6.6845 | 3760.469 | 28128.3083 |  | 0
1997-11-17 | 0.00083333 | 2.0961 | 3.6551 | 2.0961 | -6.6845 | -6.6845 | 3753.7845 | 28078.3082 |  | 0
1997-11-18 | 0 | 0 | 0 | 0 | -6.6845 | -6.6845 | 3747.1 | 28028.3081 |  | 0
1997-11-19 | 0 | 0 | 0 | 0 | -6.6845 | -6.6845 | 3740.4155 | 27978.3081 |  | 0
1997-11-20 | 0 | 0 | 0 | 0 | -6.6845 | -6.6845 | 3733.731 | 27928.308 |  | 0
1997-11-21 | 0 | 0 | 0 | 0 | -6.6845 | -6.6845 | 3727.0465 | 27878.308 |  | 0
1997-11-22 | 0 | 0 | 0 | 0 | -6.6845 | -6.6845 | 3720.362 | 27828.3079 |  | 0
1997-11-23 | 0 | 0 | 0 | 0 | -6.6845 | -6.6845 | 3713.6775 | 27778.3078 |  | 0
1997-11-24 | 0 | 0 | 0 | 0 | -6.6845 | -6.6845 | 3706.993 | 27728.3078 |  | 0
1997-11-25 | 0 | 0 | 0 | 0 | -6.6845 | -6.6845 | 3700.3085 | 27678.3077 |  | 0
1997-11-26 | 0 | 0 | 0 | 0 | -6.6845 | -6.6845 | 3693.624 | 27628.3077 |  | 0
1997-11-27 | 0 | 0 | 0 | 0 | -6.6845 | -6.6845 | 3686.9395 | 27578.3076 |  | 0
1997-11-28 | 0 | 0 | 0 | 0 | -6.6845 | -6.6845 | 3680.255 | 27528.3075 |  | 0
1997-11-29 | 0 | 0 | 0 | 0 | -6.6845 | -6.6845 | 3673.5705 | 27478.3075 |  | 0
1997-11-30 | 0 | 0 | 0 | 0 | -6.6845 | -6.6845 | 3666.886 | 27428.3074 |  | 0
1997-12-01 | 0 | 0 | 0 | 0 | -6.6845 | -6.6845 | 3660.2015 | 27378.3074 |  | 0
1997-12-02 | 0.0041667 | 10.4803 | 3.6551 | 3.6551 | 0.14075 | 0.14075 | 3660.3423 | 27379.3602 |  | 0
1997-12-03 | 0 | 0 | 0 | 0 | -6.6845 | -6.6845 | 3653.6578 | 27329.3601 |  | 0
1997-12-04 | 0 | 0 | 0 | 0 | -6.6845 | -6.6845 | 3646.9733 | 27279.3601 |  | 0
1997-12-05 | 0 | 0 | 0 | 0 | -6.6845 | -6.6845 | 3640.2888 | 27229.36 |  | 0
1997-12-06 | 0 | 0 | 0 | 0 | -6.6845 | -6.6845 | 3633.6043 | 27179.3599 |  | 0
1997-12-07 | 0.00083333 | 2.0961 | 3.6551 | 2.0961 | -6.6845 | -6.6845 | 3626.9198 | 27129.3599 |  | 0
1997-12-08 | 0 | 0 | 0 | 0 | -6.6845 | -6.6845 | 3620.2353 | 27079.3598 |  | 0
1997-12-09 | 0 | 0 | 0 | 0 | -6.6845 | -6.6845 | 3613.5508 | 27029.3598 |  | 0
1997-12-10 | 0 | 0 | 0 | 0 | -6.6845 | -6.6845 | 3606.8663 | 26979.3597 |  | 0
1997-12-11 | 0.0041667 | 10.4803 | 3.6551 | 3.6551 | 0.14075 | 0.14075 | 3607.007 | 26980.4125 |  | 0
1997-12-12 | 0 | 0 | 0 | 0 | -6.6845 | -6.6845 | 3600.3225 | 26930.4125 |  | 0
1997-12-13 | 0 | 0 | 0 | 0 | -6.6845 | -6.6845 | 3593.638 | 26880.4124 |  | 0
1997-12-14 | 0 | 0 | 0 | 0 | -6.6845 | -6.6845 | 3586.9535 | 26830.4124 |  | 0
1997-12-15 | 0 | 0 | 0 | 0 | -6.6845 | -6.6845 | 3580.269 | 26780.4123 |  | 0
1997-12-16 | 0 | 0 | 0 | 0 | -6.6845 | -6.6845 | 3573.5845 | 26730.4122 |  | 0
1997-12-17 | 0 | 0 | 0 | 0 | -6.6845 | -6.6845 | 3566.9 | 26680.4122 |  | 0
1997-12-18 | 0 | 0 | 0 | 0 | -6.6845 | -6.6845 | 3560.2155 | 26630.4121 |  | 0
1997-12-19 | 0 | 0 | 0 | 0 | -6.6845 | -6.6845 | 3553.531 | 26580.4121 |  | 0
1997-12-20 | 0.0475 | 119.4758 | 3.6551 | 3.6551 | 109.1362 | 109.1362 | 3662.6672 | 27396.751 |  | 0
1997-12-21 | 0 | 0 | 0 | 0 | -6.6845 | -6.6845 | 3655.9827 | 27346.7509 |  | 0
1997-12-22 | 0 | 0 | 0 | 0 | -6.6845 | -6.6845 | 3649.2982 | 27296.7509 |  | 0
1997-12-23 | 0.030833 | 77.5545 | 3.6551 | 3.6551 | 67.2149 | 67.2149 | 3716.5131 | 27799.5182 |  | 0
1997-12-24 | 0.0016667 | 4.1921 | 3.6551 | 3.6551 | -6.1474 | -6.1474 | 3710.3657 | 27753.5353 |  | 0
1997-12-25 | 0 | 0 | 0 | 0 | -6.6845 | -6.6845 | 3703.6812 | 27703.5353 |  | 0
1997-12-26 | 0.0075 | 18.8646 | 3.6551 | 3.6551 | 8.525 | 8.525 | 3712.2062 | 27767.3024 |  | 0
1997-12-27 | 0 | 0 | 0 | 0 | -6.6845 | -6.6845 | 3705.5217 | 27717.3023 |  | 0
1997-12-28 | 0 | 0 | 0 | 0 | -6.6845 | -6.6845 | 3698.8372 | 27667.3023 |  | 0
1997-12-29 | 0 | 0 | 0 | 0 | -6.6845 | -6.6845 | 3692.1527 | 27617.3022 |  | 0
1997-12-30 | 0 | 0 | 0 | 0 | -6.6845 | -6.6845 | 3685.4682 | 27567.3022 |  | 0
1997-12-31 | 0 | 0 | 0 | 0 | -6.6845 | -6.6845 | 3678.7837 | 27517.3021 |  | 0
1998-01-01 | 0 | 0 | 0 | 0 | -6.6845 | -6.6845 | 3672.0992 | 27467.302 |  | 0
1998-01-02 | 0 | 0 | 0 | 0 | -6.6845 | -6.6845 | 3665.4147 | 27417.302 |  | 0
1998-01-03 | 0 | 0 | 0 | 0 | -6.6845 | -6.6845 | 3658.7302 | 27367.3019 |  | 0
1998-01-04 | 0 | 0 | 0 | 0 | -6.6845 | -6.6845 | 3652.0457 | 27317.3019 |  | 0
1998-01-05 | 0 | 0 | 0 | 0 | -6.6845 | -6.6845 | 3645.3612 | 27267.3018 |  | 0
1998-01-06 | 0 | 0 | 0 | 0 | -6.6845 | -6.6845 | 3638.6767 | 27217.3017 |  | 0
1998-01-07 | 0 | 0 | 0 | 0 | -6.6845 | -6.6845 | 3631.9922 | 27167.3017 |  | 0
1998-01-08 | 0 | 0 | 0 | 0 | -6.6845 | -6.6845 | 3625.3077 | 27117.3016 |  | 0
1998-01-09 | 0 | 0 | 0 | 0 | -6.6845 | -6.6845 | 3618.6232 | 27067.3016 |  | 0
1998-01-10 | 0 | 0 | 0 | 0 | -6.6845 | -6.6845 | 3611.9387 | 27017.3015 |  | 0
1998-01-11 | 0 | 0 | 0 | 0 | -6.6845 | -6.6845 | 3605.2542 | 26967.3014 |  | 0
1998-01-12 | 0 | 0 | 0 | 0 | -6.6845 | -6.6845 | 3598.5697 | 26917.3014 |  | 0
1998-01-13 | 0 | 0 | 0 | 0 | -6.6845 | -6.6845 | 3591.8852 | 26867.3013 |  | 0
1998-01-14 | 0 | 0 | 0 | 0 | -6.6845 | -6.6845 | 3585.2007 | 26817.3013 |  | 0
1998-01-15 | 0 | 0 | 0 | 0 | -6.6845 | -6.6845 | 3578.5162 | 26767.3012 |  | 0
1998-01-16 | 0 | 0 | 0 | 0 | -6.6845 | -6.6845 | 3571.8317 | 26717.3011 |  | 0
1998-01-17 | 0 | 0 | 0 | 0 | -6.6845 | -6.6845 | 3565.1472 | 26667.3011 |  | 0
1998-01-18 | 0 | 0 | 0 | 0 | -6.6845 | -6.6845 | 3558.4627 | 26617.301 |  | 0
1998-01-19 | 0 | 0 | 0 | 0 | -6.6845 | -6.6845 | 3551.7782 | 26567.301 |  | 0
1998-01-20 | 0 | 0 | 0 | 0 | -6.6845 | -6.6845 | 3545.0937 | 26517.3009 |  | 0
1998-01-21 | 0 | 0 | 0 | 0 | -6.6845 | -6.6845 | 3538.4092 | 26467.3008 |  | 0
1998-01-22 | 0.00083333 | 2.0961 | 3.6551 | 2.0961 | -6.6845 | -6.6845 | 3531.7247 | 26417.3008 |  | 0
1998-01-23 | 0 | 0 | 0 | 0 | -6.6845 | -6.6845 | 3525.0402 | 26367.3007 |  | 0
1998-01-24 | 0 | 0 | 0 | 0 | -6.6845 | -6.6845 | 3518.3557 | 26317.3007 |  | 0
1998-01-25 | 0 | 0 | 0 | 0 | -6.6845 | -6.6845 | 3511.6712 | 26267.3006 |  | 0
1998-01-26 | 0 | 0 | 0 | 0 | -6.6845 | -6.6845 | 3504.9867 | 26217.3005 |  | 0
1998-01-27 | 0 | 0 | 0 | 0 | -6.6845 | -6.6845 | 3498.3022 | 26167.3005 |  | 0
1998-01-28 | 0 | 0 | 0 | 0 | -6.6845 | -6.6845 | 3491.6177 | 26117.3004 |  | 0
1998-01-29 | 0 | 0 | 0 | 0 | -6.6845 | -6.6845 | 3484.9332 | 26067.3004 |  | 0
1998-01-30 | 0 | 0 | 0 | 0 | -6.6845 | -6.6845 | 3478.2487 | 26017.3003 |  | 0
1998-01-31 | 0 | 0 | 0 | 0 | -6.6845 | -6.6845 | 3471.5642 | 25967.3002 |  | 0
1998-02-01 | 0 | 0 | 0 | 0 | -6.6845 | -6.6845 | 3464.8797 | 25917.3002 |  | 0
1998-02-02 | 0 | 0 | 0 | 0 | -6.6845 | -6.6845 | 3458.1952 | 25867.3001 |  | 0
1998-02-03 | 0 | 0 | 0 | 0 | -6.6845 | -6.6845 | 3451.5107 | 25817.3001 |  | 0
1998-02-04 | 0.0041667 | 10.4803 | 3.6551 | 3.6551 | 0.14075 | 0.14075 | 3451.6515 | 25818.3529 |  | 0
1998-02-05 | 0 | 0 | 0 | 0 | -6.6845 | -6.6845 | 3444.967 | 25768.3528 |  | 0
1998-02-06 | 0 | 0 | 0 | 0 | -6.6845 | -6.6845 | 3438.2825 | 25718.3528 |  | 0
1998-02-07 | 0 | 0 | 0 | 0 | -6.6845 | -6.6845 | 3431.598 | 25668.3527 |  | 0
1998-02-08 | 0 | 0 | 0 | 0 | -6.6845 | -6.6845 | 3424.9135 | 25618.3527 |  | 0
1998-02-09 | 0 | 0 | 0 | 0 | -6.6845 | -6.6845 | 3418.229 | 25568.3526 |  | 0
1998-02-10 | 0 | 0 | 0 | 0 | -6.6845 | -6.6845 | 3411.5445 | 25518.3525 |  | 0
1998-02-11 | 0 | 0 | 0 | 0 | -6.6845 | -6.6845 | 3404.86 | 25468.3525 |  | 0
1998-02-12 | 0 | 0 | 0 | 0 | -6.6845 | -6.6845 | 3398.1755 | 25418.3524 |  | 0
1998-02-13 | 0 | 0 | 0 | 0 | -6.6845 | -6.6845 | 3391.491 | 25368.3524 |  | 0
1998-02-14 | 0 | 0 | 0 | 0 | -6.6845 | -6.6845 | 3384.8065 | 25318.3523 |  | 0
1998-02-15 | 0 | 0 | 0 | 0 | -6.6845 | -6.6845 | 3378.122 | 25268.3522 |  | 0
1998-02-16 | 0 | 0 | 0 | 0 | -6.6845 | -6.6845 | 3371.4375 | 25218.3522 |  | 0
1998-02-17 | 0 | 0 | 0 | 0 | -6.6845 | -6.6845 | 3364.753 | 25168.3521 |  | 0
1998-02-18 | 0 | 0 | 0 | 0 | -6.6845 | -6.6845 | 3358.0685 | 25118.3521 |  | 0
1998-02-19 | 0 | 0 | 0 | 0 | -6.6845 | -6.6845 | 3351.384 | 25068.352 |  | 0
1998-02-20 | 0 | 0 | 0 | 0 | -6.6845 | -6.6845 | 3344.6995 | 25018.3519 |  | 0
1998-02-21 | 0 | 0 | 0 | 0 | -6.6845 | -6.6845 | 3338.015 | 24968.3519 |  | 0
1998-02-22 | 0 | 0 | 0 | 0 | -6.6845 | -6.6845 | 3331.3305 | 24918.3518 |  | 0
1998-02-23 | 0 | 0 | 0 | 0 | -6.6845 | -6.6845 | 3324.646 | 24868.3518 |  | 0
1998-02-24 | 0 | 0 | 0 | 0 | -6.6845 | -6.6845 | 3317.9615 | 24818.3517 |  | 0
1998-02-25 | 0 | 0 | 0 | 0 | -6.6845 | -6.6845 | 3311.277 | 24768.3516 |  | 0
1998-02-26 | 0 | 0 | 0 | 0 | -6.6845 | -6.6845 | 3304.5925 | 24718.3516 |  | 0
1998-02-27 | 0 | 0 | 0 | 0 | -6.6845 | -6.6845 | 3297.908 | 24668.3515 |  | 0
1998-02-28 | 0 | 0 | 0 | 0 | -6.6845 | -6.6845 | 3291.2235 | 24618.3515 |  | 0
1998-03-01 | 0 | 0 | 0 | 0 | -6.6845 | -6.6845 | 3284.539 | 24568.3514 |  | 0
1998-03-02 | 0 | 0 | 0 | 0 | -6.6845 | -6.6845 | 3277.8545 | 24518.3513 |  | 0
1998-03-03 | 0 | 0 | 0 | 0 | -6.6845 | -6.6845 | 3271.17 | 24468.3513 |  | 0
1998-03-04 | 0 | 0 | 0 | 0 | -6.6845 | -6.6845 | 3264.4855 | 24418.3512 |  | 0
1998-03-05 | 0 | 0 | 0 | 0 | -6.6845 | -6.6845 | 3257.801 | 24368.3512 |  | 0
1998-03-06 | 0 | 0 | 0 | 0 | -6.6845 | -6.6845 | 3251.1165 | 24318.3511 |  | 0
1998-03-07 | 0.014167 | 35.6331 | 3.6551 | 3.6551 | 25.2936 | 25.2936 | 3276.41 | 24507.5469 |  | 0
1998-03-08 | 0.00083333 | 2.0961 | 3.6551 | 2.0961 | -6.6845 | -6.6845 | 3269.7255 | 24457.5468 |  | 0
1998-03-09 | 0 | 0 | 0 | 0 | -6.6845 | -6.6845 | 3263.041 | 24407.5467 |  | 0
1998-03-10 | 0 | 0 | 0 | 0 | -6.6845 | -6.6845 | 3256.3565 | 24357.5467 |  | 0
1998-03-11 | 0 | 0 | 0 | 0 | -6.6845 | -6.6845 | 3249.672 | 24307.5466 |  | 0
1998-03-12 | 0 | 0 | 0 | 0 | -6.6845 | -6.6845 | 3242.9875 | 24257.5466 |  | 0
1998-03-13 | 0 | 0 | 0 | 0 | -6.6845 | -6.6845 | 3236.303 | 24207.5465 |  | 0
1998-03-14 | 0 | 0 | 0 | 0 | -6.6845 | -6.6845 | 3229.6185 | 24157.5464 |  | 0
1998-03-15 | 0 | 0 | 0 | 0 | -6.6845 | -6.6845 | 3222.934 | 24107.5464 |  | 0
1998-03-16 | 0 | 0 | 0 | 0 | -6.6845 | -6.6845 | 3216.2495 | 24057.5463 |  | 0
1998-03-17 | 0 | 0 | 0 | 0 | -6.6845 | -6.6845 | 3209.565 | 24007.5463 |  | 0
1998-03-18 | 0 | 0 | 0 | 0 | -6.6845 | -6.6845 | 3202.8805 | 23957.5462 |  | 0
1998-03-19 | 0 | 0 | 0 | 0 | -6.6845 | -6.6845 | 3196.196 | 23907.5461 |  | 0
1998-03-20 | 0 | 0 | 0 | 0 | -6.6845 | -6.6845 | 3189.5115 | 23857.5461 |  | 0
1998-03-21 | 0 | 0 | 0 | 0 | -6.6845 | -6.6845 | 3182.827 | 23807.546 |  | 0
1998-03-22 | 0 | 0 | 0 | 0 | -6.6845 | -6.6845 | 3176.1425 | 23757.546 |  | 0
1998-03-23 | 0 | 0 | 0 | 0 | -6.6845 | -6.6845 | 3169.458 | 23707.5459 |  | 0
1998-03-24 | 0 | 0 | 0 | 0 | -6.6845 | -6.6845 | 3162.7735 | 23657.5458 |  | 0
1998-03-25 | 0 | 0 | 0 | 0 | -6.6845 | -6.6845 | 3156.089 | 23607.5458 |  | 0
1998-03-26 | 0 | 0 | 0 | 0 | -6.6845 | -6.6845 | 3149.4045 | 23557.5457 |  | 0
1998-03-27 | 0 | 0 | 0 | 0 | -6.6845 | -6.6845 | 3142.72 | 23507.5457 |  | 0
1998-03-28 | 0 | 0 | 0 | 0 | -6.6845 | -6.6845 | 3136.0355 | 23457.5456 |  | 0
1998-03-29 | 0 | 0 | 0 | 0 | -6.6845 | -6.6845 | 3129.351 | 23407.5455 |  | 0
1998-03-30 | 0 | 0 | 0 | 0 | -6.6845 | -6.6845 | 3122.6665 | 23357.5455 |  | 0
1998-03-31 | 0 | 0 | 0 | 0 | -6.6845 | -6.6845 | 3115.982 | 23307.5454 |  | 0
1998-04-01 | 0 | 0 | 0 | 0 | -6.6845 | -6.6845 | 3109.2975 | 23257.5454 |  | 0
1998-04-02 | 0 | 0 | 0 | 0 | -6.6845 | -6.6845 | 3102.613 | 23207.5453 |  | 0
1998-04-03 | 0 | 0 | 0 | 0 | -6.6845 | -6.6845 | 3095.9285 | 23157.5452 |  | 0
1998-04-04 | 0 | 0 | 0 | 0 | -6.6845 | -6.6845 | 3089.244 | 23107.5452 |  | 0
1998-04-05 | 0 | 0 | 0 | 0 | -6.6845 | -6.6845 | 3082.5595 | 23057.5451 |  | 0
1998-04-06 | 0 | 0 | 0 | 0 | -6.6845 | -6.6845 | 3075.875 | 23007.5451 |  | 0
1998-04-07 | 0 | 0 | 0 | 0 | -6.6845 | -6.6845 | 3069.1905 | 22957.545 |  | 0
1998-04-08 | 0 | 0 | 0 | 0 | -6.6845 | -6.6845 | 3062.506 | 22907.5449 |  | 0
1998-04-09 | 0 | 0 | 0 | 0 | -6.6845 | -6.6845 | 3055.8215 | 22857.5449 |  | 0
1998-04-10 | 0 | 0 | 0 | 0 | -6.6845 | -6.6845 | 3049.137 | 22807.5448 |  | 0
1998-04-11 | 0 | 0 | 0 | 0 | -6.6845 | -6.6845 | 3042.4525 | 22757.5448 |  | 0
1998-04-12 | 0 | 0 | 0 | 0 | -6.6845 | -6.6845 | 3035.768 | 22707.5447 |  | 0
1998-04-13 | 0 | 0 | 0 | 0 | -6.6845 | -6.6845 | 3029.0835 | 22657.5446 |  | 0
1998-04-14 | 0 | 0 | 0 | 0 | -6.6845 | -6.6845 | 3022.399 | 22607.5446 |  | 0
1998-04-15 | 0 | 0 | 0 | 0 | -6.6845 | -6.6845 | 3015.7145 | 22557.5445 |  | 0
1998-04-16 | 0 | 0 | 0 | 0 | -6.6845 | -6.6845 | 3009.03 | 22507.5445 |  | 0
1998-04-17 | 0 | 0 | 0 | 0 | -6.6845 | -6.6845 | 3002.3455 | 22457.5444 |  | 0
1998-04-18 | 0 | 0 | 0 | 0 | -6.6845 | -6.6845 | 2995.661 | 22407.5443 |  | 0
1998-04-19 | 0 | 0 | 0 | 0 | -6.6845 | -6.6845 | 2988.9765 | 22357.5443 |  | 0
1998-04-20 | 0 | 0 | 0 | 0 | -6.6845 | -6.6845 | 2982.292 | 22307.5442 |  | 0
1998-04-21 | 0 | 0 | 0 | 0 | -6.6845 | -6.6845 | 2975.6075 | 22257.5442 |  | 0
1998-04-22 | 0 | 0 | 0 | 0 | -6.6845 | -6.6845 | 2968.923 | 22207.5441 |  | 0
1998-04-23 | 0 | 0 | 0 | 0 | -6.6845 | -6.6845 | 2962.2385 | 22157.544 |  | 0
1998-04-24 | 0 | 0 | 0 | 0 | -6.6845 | -6.6845 | 2955.554 | 22107.544 |  | 0
1998-04-25 | 0 | 0 | 0 | 0 | -6.6845 | -6.6845 | 2948.8695 | 22057.5439 |  | 0
1998-04-26 | 0 | 0 | 0 | 0 | -6.6845 | -6.6845 | 2942.185 | 22007.5439 |  | 0
1998-04-27 | 0 | 0 | 0 | 0 | -6.6845 | -6.6845 | 2935.5005 | 21957.5438 |  | 0
1998-04-28 | 0 | 0 | 0 | 0 | -6.6845 | -6.6845 | 2928.816 | 21907.5437 |  | 0
1998-04-29 | 0 | 0 | 0 | 0 | -6.6845 | -6.6845 | 2922.1315 | 21857.5437 |  | 0
1998-04-30 | 0 | 0 | 0 | 0 | -6.6845 | -6.6845 | 2915.447 | 21807.5436 |  | 0
1998-05-01 | 0 | 0 | 0 | 0 | -6.6845 | -6.6845 | 2908.7625 | 21757.5436 |  | 0
1998-05-02 | 0 | 0 | 0 | 0 | -6.6845 | -6.6845 | 2902.078 | 21707.5435 |  | 0
1998-05-03 | 0 | 0 | 0 | 0 | -6.6845 | -6.6845 | 2895.3935 | 21657.5434 |  | 0
1998-05-04 | 0 | 0 | 0 | 0 | -6.6845 | -6.6845 | 2888.709 | 21607.5434 |  | 0
1998-05-05 | 0 | 0 | 0 | 0 | -6.6845 | -6.6845 | 2882.0245 | 21557.5433 |  | 0
1998-05-06 | 0 | 0 | 0 | 0 | -6.6845 | -6.6845 | 2875.34 | 21507.5433 |  | 0
1998-05-07 | 0 | 0 | 0 | 0 | -6.6845 | -6.6845 | 2868.6555 | 21457.5432 |  | 0
1998-05-08 | 0 | 0 | 0 | 0 | -6.6845 | -6.6845 | 2861.971 | 21407.5431 |  | 0
1998-05-09 | 0 | 0 | 0 | 0 | -6.6845 | -6.6845 | 2855.2865 | 21357.5431 |  | 0
1998-05-10 | 0 | 0 | 0 | 0 | -6.6845 | -6.6845 | 2848.602 | 21307.543 |  | 0
1998-05-11 | 0 | 0 | 0 | 0 | -6.6845 | -6.6845 | 2841.9175 | 21257.543 |  | 0
1998-05-12 | 0 | 0 | 0 | 0 | -6.6845 | -6.6845 | 2835.233 | 21207.5429 |  | 0
1998-05-13 | 0 | 0 | 0 | 0 | -6.6845 | -6.6845 | 2828.5485 | 21157.5428 |  | 0
1998-05-14 | 0 | 0 | 0 | 0 | -6.6845 | -6.6845 | 2821.864 | 21107.5428 |  | 0
1998-05-15 | 0 | 0 | 0 | 0 | -6.6845 | -6.6845 | 2815.1795 | 21057.5427 |  | 0
1998-05-16 | 0 | 0 | 0 | 0 | -6.6845 | -6.6845 | 2808.495 | 21007.5427 |  | 0
1998-05-17 | 0 | 0 | 0 | 0 | -6.6845 | -6.6845 | 2801.8105 | 20957.5426 |  | 0
1998-05-18 | 0 | 0 | 0 | 0 | -6.6845 | -6.6845 | 2795.126 | 20907.5425 |  | 0
1998-05-19 | 0.0075 | 18.8646 | 3.6551 | 3.6551 | 8.525 | 8.525 | 2803.651 | 20971.3097 |  | 0
1998-05-20 | 0.005 | 12.5764 | 3.6551 | 3.6551 | 2.2368 | 2.2368 | 2805.8878 | 20988.0411 |  | 0
1998-05-21 | 0 | 0 | 0 | 0 | -6.6845 | -6.6845 | 2799.2033 | 20938.041 |  | 0
1998-05-22 | 0 | 0 | 0 | 0 | -6.6845 | -6.6845 | 2792.5188 | 20888.041 |  | 0
1998-05-23 | 0 | 0 | 0 | 0 | -6.6845 | -6.6845 | 2785.8343 | 20838.0409 |  | 0
1998-05-24 | 0 | 0 | 0 | 0 | -6.6845 | -6.6845 | 2779.1498 | 20788.0409 |  | 0
1998-05-25 | 0 | 0 | 0 | 0 | -6.6845 | -6.6845 | 2772.4653 | 20738.0408 |  | 0
1998-05-26 | 0.0016667 | 4.1921 | 3.6551 | 3.6551 | -6.1474 | -6.1474 | 2766.3179 | 20692.0579 |  | 0
1998-05-27 | 0.00083333 | 2.0961 | 3.6551 | 2.0961 | -6.6845 | -6.6845 | 2759.6334 | 20642.0578 |  | 0
1998-05-28 | 0 | 0 | 0 | 0 | -6.6845 | -6.6845 | 2752.9489 | 20592.0578 |  | 0
1998-05-29 | 0 | 0 | 0 | 0 | -6.6845 | -6.6845 | 2746.2644 | 20542.0577 |  | 0
1998-05-30 | 0 | 0 | 0 | 0 | -6.6845 | -6.6845 | 2739.5799 | 20492.0577 |  | 0
1998-05-31 | 0 | 0 | 0 | 0 | -6.6845 | -6.6845 | 2732.8954 | 20442.0576 |  | 0
1998-06-01 | 0 | 0 | 0 | 0 | -6.6845 | -6.6845 | 2726.2109 | 20392.0575 |  | 0
1998-06-02 | 0 | 0 | 0 | 0 | -6.6845 | -6.6845 | 2719.5264 | 20342.0575 |  | 0
1998-06-03 | 0 | 0 | 0 | 0 | -6.6845 | -6.6845 | 2712.8419 | 20292.0574 |  | 0
1998-06-04 | 0 | 0 | 0 | 0 | -6.6845 | -6.6845 | 2706.1574 | 20242.0574 |  | 0
1998-06-05 | 0 | 0 | 0 | 0 | -6.6845 | -6.6845 | 2699.4729 | 20192.0573 |  | 0
1998-06-06 | 0 | 0 | 0 | 0 | -6.6845 | -6.6845 | 2692.7884 | 20142.0572 |  | 0
1998-06-07 | 0 | 0 | 0 | 0 | -6.6845 | -6.6845 | 2686.1039 | 20092.0572 |  | 0
1998-06-08 | 0 | 0 | 0 | 0 | -6.6845 | -6.6845 | 2679.4194 | 20042.0571 |  | 0
1998-06-09 | 0 | 0 | 0 | 0 | -6.6845 | -6.6845 | 2672.7349 | 19992.0571 |  | 0
1998-06-10 | 0.0033333 | 8.3843 | 3.6551 | 3.6551 | -1.9553 | -1.9553 | 2670.7796 | 19977.4313 |  | 0
1998-06-11 | 0 | 0 | 0 | 0 | -6.6845 | -6.6845 | 2664.0951 | 19927.4313 |  | 0
1998-06-12 | 0.0016667 | 4.1921 | 3.6551 | 3.6551 | -6.1474 | -6.1474 | 2657.9476 | 19881.4484 |  | 0
1998-06-13 | 0.0091667 | 23.0567 | 3.6551 | 3.6551 | 12.7172 | 12.7172 | 2670.6648 | 19976.5727 |  | 0
1998-06-14 | 0 | 0 | 0 | 0 | -6.6845 | -6.6845 | 2663.9803 | 19926.5726 |  | 0
1998-06-15 | 0 | 0 | 0 | 0 | -6.6845 | -6.6845 | 2657.2958 | 19876.5725 |  | 0
1998-06-16 | 0 | 0 | 0 | 0 | -6.6845 | -6.6845 | 2650.6113 | 19826.5725 |  | 0
1998-06-17 | 0 | 0 | 0 | 0 | -6.6845 | -6.6845 | 2643.9268 | 19776.5724 |  | 0
1998-06-18 | 0 | 0 | 0 | 0 | -6.6845 | -6.6845 | 2637.2423 | 19726.5724 |  | 0
1998-06-19 | 0 | 0 | 0 | 0 | -6.6845 | -6.6845 | 2630.5578 | 19676.5723 |  | 0
1998-06-20 | 0 | 0 | 0 | 0 | -6.6845 | -6.6845 | 2623.8733 | 19626.5722 |  | 0
1998-06-21 | 0 | 0 | 0 | 0 | -6.6845 | -6.6845 | 2617.1888 | 19576.5722 |  | 0
1998-06-22 | 0 | 0 | 0 | 0 | -6.6845 | -6.6845 | 2610.5043 | 19526.5721 |  | 0
1998-06-23 | 0 | 0 | 0 | 0 | -6.6845 | -6.6845 | 2603.8198 | 19476.5721 |  | 0
1998-06-24 | 0 | 0 | 0 | 0 | -6.6845 | -6.6845 | 2597.1353 | 19426.572 |  | 0
1998-06-25 | 0 | 0 | 0 | 0 | -6.6845 | -6.6845 | 2590.4508 | 19376.5719 |  | 0
1998-06-26 | 0 | 0 | 0 | 0 | -6.6845 | -6.6845 | 2583.7663 | 19326.5719 |  | 0
1998-06-27 | 0 | 0 | 0 | 0 | -6.6845 | -6.6845 | 2577.0818 | 19276.5718 |  | 0
1998-06-28 | 0 | 0 | 0 | 0 | -6.6845 | -6.6845 | 2570.3973 | 19226.5718 |  | 0
1998-06-29 | 0 | 0 | 0 | 0 | -6.6845 | -6.6845 | 2563.7128 | 19176.5717 |  | 0
1998-06-30 | 0.013333 | 33.5371 | 3.6551 | 3.6551 | 23.1975 | 23.1975 | 2586.9103 | 19350.0889 |  | 0
1998-07-01 | 0.016667 | 41.9213 | 3.6551 | 3.6551 | 31.5818 | 31.5818 | 2618.492 | 19586.3204 |  | 0
1998-07-02 | 0.0033333 | 8.3843 | 3.6551 | 3.6551 | -1.9553 | -1.9553 | 2616.5367 | 19571.6947 |  | 0
1998-07-03 | 0 | 0 | 0 | 0 | -6.6845 | -6.6845 | 2609.8522 | 19521.6946 |  | 0
1998-07-04 | 0 | 0 | 0 | 0 | -6.6845 | -6.6845 | 2603.1677 | 19471.6946 |  | 0
1998-07-05 | 0.065 | 163.4932 | 3.6551 | 3.6551 | 153.1536 | 153.1536 | 2756.3213 | 20617.2836 |  | 0
1998-07-06 | 0 | 0 | 0 | 0 | -6.6845 | -6.6845 | 2749.6368 | 20567.2836 |  | 0
1998-07-07 | 0 | 0 | 0 | 0 | -6.6845 | -6.6845 | 2742.9523 | 20517.2835 |  | 0
1998-07-08 | 0 | 0 | 0 | 0 | -6.6845 | -6.6845 | 2736.2678 | 20467.2834 |  | 0
1998-07-09 | 0 | 0 | 0 | 0 | -6.6845 | -6.6845 | 2729.5833 | 20417.2834 |  | 0
1998-07-10 | 0 | 0 | 0 | 0 | -6.6845 | -6.6845 | 2722.8988 | 20367.2833 |  | 0
1998-07-11 | 0.0033333 | 8.3843 | 3.6551 | 3.6551 | -1.9553 | -1.9553 | 2720.9435 | 20352.6576 |  | 0
1998-07-12 | 0.005 | 12.5764 | 3.6551 | 3.6551 | 2.2368 | 2.2368 | 2723.1803 | 20369.389 |  | 0
1998-07-13 | 0.00083333 | 2.0961 | 3.6551 | 2.0961 | -6.6845 | -6.6845 | 2716.4958 | 20319.3889 |  | 0
1998-07-14 | 0.00083333 | 2.0961 | 3.6551 | 2.0961 | -6.6845 | -6.6845 | 2709.8113 | 20269.3889 |  | 0
1998-07-15 | 0.013333 | 33.5371 | 3.6551 | 3.6551 | 23.1975 | 23.1975 | 2733.0088 | 20442.9061 |  | 0
1998-07-16 | 0.0016667 | 4.1921 | 3.6551 | 3.6551 | -6.1474 | -6.1474 | 2726.8614 | 20396.9232 |  | 0
1998-07-17 | 0.0025 | 6.2882 | 3.6551 | 3.6551 | -4.0514 | -4.0514 | 2722.81 | 20366.6188 |  | 0
1998-07-18 | 0 | 0 | 0 | 0 | -6.6845 | -6.6845 | 2716.1255 | 20316.6188 |  | 0
1998-07-19 | 0 | 0 | 0 | 0 | -6.6845 | -6.6845 | 2709.441 | 20266.6187 |  | 0
1998-07-20 | 0.00083333 | 2.0961 | 3.6551 | 2.0961 | -6.6845 | -6.6845 | 2702.7565 | 20216.6187 |  | 0
1998-07-21 | 0 | 0 | 0 | 0 | -6.6845 | -6.6845 | 2696.072 | 20166.6186 |  | 0
1998-07-22 | 0.010833 | 27.2489 | 3.6551 | 3.6551 | 16.9093 | 16.9093 | 2712.9813 | 20293.1001 |  | 0
1998-07-23 | 0.0425 | 106.8994 | 3.6551 | 3.6551 | 96.5598 | 96.5598 | 2809.5411 | 21015.3675 |  | 0
1998-07-24 | 0.07 | 176.0696 | 3.6551 | 3.6551 | 165.73 | 165.73 | 2975.2711 | 22255.0281 |  | 0
1998-07-25 | 0.0066667 | 16.7685 | 3.6551 | 3.6551 | 6.429 | 6.429 | 2981.7001 | 22303.1166 |  | 0
1998-07-26 | 0.025833 | 64.9781 | 3.6551 | 3.6551 | 54.6385 | 54.6385 | 3036.3386 | 22711.8125 |  | 0
1998-07-27 | 0 | 0 | 0 | 0 | -6.6845 | -6.6845 | 3029.6541 | 22661.8125 |  | 0
1998-07-28 | 0 | 0 | 0 | 0 | -6.6845 | -6.6845 | 3022.9696 | 22611.8124 |  | 0
1998-07-29 | 0.0041667 | 10.4803 | 3.6551 | 3.6551 | 0.14075 | 0.14075 | 3023.1103 | 22612.8652 |  | 0
1998-07-30 | 0.015 | 37.7292 | 3.6551 | 3.6551 | 27.3896 | 27.3896 | 3050.4999 | 22817.7396 |  | 0
1998-07-31 | 0 | 0 | 0 | 0 | -6.6845 | -6.6845 | 3043.8154 | 22767.7395 |  | 0
1998-08-01 | 0 | 0 | 0 | 0 | -6.6845 | -6.6845 | 3037.1309 | 22717.7395 |  | 0
1998-08-02 | 0 | 0 | 0 | 0 | -6.6845 | -6.6845 | 3030.4464 | 22667.7394 |  | 0
1998-08-03 | 0 | 0 | 0 | 0 | -6.6845 | -6.6845 | 3023.7619 | 22617.7393 |  | 0
1998-08-04 | 0 | 0 | 0 | 0 | -6.6845 | -6.6845 | 3017.0774 | 22567.7393 |  | 0
1998-08-05 | 0 | 0 | 0 | 0 | -6.6845 | -6.6845 | 3010.3929 | 22517.7392 |  | 0
1998-08-06 | 0.028333 | 71.2663 | 3.6551 | 3.6551 | 60.9267 | 60.9267 | 3071.3196 | 22973.4708 |  | 0
1998-08-07 | 0 | 0 | 0 | 0 | -6.6845 | -6.6845 | 3064.6351 | 22923.4708 |  | 0
1998-08-08 | 0 | 0 | 0 | 0 | -6.6845 | -6.6845 | 3057.9506 | 22873.4707 |  | 0
1998-08-09 | 0 | 0 | 0 | 0 | -6.6845 | -6.6845 | 3051.2661 | 22823.4707 |  | 0
1998-08-10 | 0 | 0 | 0 | 0 | -6.6845 | -6.6845 | 3044.5816 | 22773.4706 |  | 0
1998-08-11 | 0 | 0 | 0 | 0 | -6.6845 | -6.6845 | 3037.8971 | 22723.4705 |  | 0
1998-08-12 | 0 | 0 | 0 | 0 | -6.6845 | -6.6845 | 3031.2126 | 22673.4705 |  | 0
1998-08-13 | 0.00083333 | 2.0961 | 3.6551 | 2.0961 | -6.6845 | -6.6845 | 3024.5281 | 22623.4704 |  | 0
1998-08-14 | 0.064167 | 161.3971 | 3.6551 | 3.6551 | 151.0576 | 151.0576 | 3175.5857 | 23753.3809 |  | 0
1998-08-15 | 0 | 0 | 0 | 0 | -6.6845 | -6.6845 | 3168.9012 | 23703.3809 |  | 0
1998-08-16 | 0 | 0 | 0 | 0 | -6.6845 | -6.6845 | 3162.2167 | 23653.3808 |  | 0
1998-08-17 | 0 | 0 | 0 | 0 | -6.6845 | -6.6845 | 3155.5322 | 23603.3807 |  | 0
1998-08-18 | 0.0016667 | 4.1921 | 3.6551 | 3.6551 | -6.1474 | -6.1474 | 3149.3847 | 23557.3978 |  | 0
1998-08-19 | 0.08 | 201.2224 | 3.6551 | 3.6551 | 190.8828 | 190.8828 | 3340.2676 | 24985.2013 |  | 0
1998-08-20 | 0.0033333 | 8.3843 | 3.6551 | 3.6551 | -1.9553 | -1.9553 | 3338.3122 | 24970.5756 |  | 0
1998-08-21 | 0 | 0 | 0 | 0 | -6.6845 | -6.6845 | 3331.6277 | 24920.5755 |  | 0
1998-08-22 | 0 | 0 | 0 | 0 | -6.6845 | -6.6845 | 3324.9432 | 24870.5755 |  | 0
1998-08-23 | 0 | 0 | 0 | 0 | -6.6845 | -6.6845 | 3318.2587 | 24820.5754 |  | 0
1998-08-24 | 0 | 0 | 0 | 0 | -6.6845 | -6.6845 | 3311.5742 | 24770.5753 |  | 0
1998-08-25 | 0 | 0 | 0 | 0 | -6.6845 | -6.6845 | 3304.8897 | 24720.5753 |  | 0
1998-08-26 | 0 | 0 | 0 | 0 | -6.6845 | -6.6845 | 3298.2052 | 24670.5752 |  | 0
1998-08-27 | 0 | 0 | 0 | 0 | -6.6845 | -6.6845 | 3291.5207 | 24620.5752 |  | 0
1998-08-28 | 0 | 0 | 0 | 0 | -6.6845 | -6.6845 | 3284.8362 | 24570.5751 |  | 0
1998-08-29 | 0.013333 | 33.5371 | 3.6551 | 3.6551 | 23.1975 | 23.1975 | 3308.0337 | 24744.0923 |  | 0
1998-08-30 | 0 | 0 | 0 | 0 | -6.6845 | -6.6845 | 3301.3492 | 24694.0922 |  | 0
1998-08-31 | 0 | 0 | 0 | 0 | -6.6845 | -6.6845 | 3294.6647 | 24644.0922 |  | 0
1998-09-01 | 0 | 0 | 0 | 0 | -6.6845 | -6.6845 | 3287.9802 | 24594.0921 |  | 0
1998-09-02 | 0 | 0 | 0 | 0 | -6.6845 | -6.6845 | 3281.2957 | 24544.0921 |  | 0
1998-09-03 | 0 | 0 | 0 | 0 | -6.6845 | -6.6845 | 3274.6112 | 24494.092 |  | 0
1998-09-04 | 0 | 0 | 0 | 0 | -6.6845 | -6.6845 | 3267.9267 | 24444.0919 |  | 0
1998-09-05 | 0 | 0 | 0 | 0 | -6.6845 | -6.6845 | 3261.2422 | 24394.0919 |  | 0
1998-09-06 | 0 | 0 | 0 | 0 | -6.6845 | -6.6845 | 3254.5577 | 24344.0918 |  | 0
1998-09-07 | 0 | 0 | 0 | 0 | -6.6845 | -6.6845 | 3247.8732 | 24294.0918 |  | 0
1998-09-08 | 0 | 0 | 0 | 0 | -6.6845 | -6.6845 | 3241.1887 | 24244.0917 |  | 0
1998-09-09 | 0 | 0 | 0 | 0 | -6.6845 | -6.6845 | 3234.5042 | 24194.0916 |  | 0
1998-09-10 | 0 | 0 | 0 | 0 | -6.6845 | -6.6845 | 3227.8197 | 24144.0916 |  | 0
1998-09-11 | 0 | 0 | 0 | 0 | -6.6845 | -6.6845 | 3221.1352 | 24094.0915 |  | 0
1998-09-12 | 0 | 0 | 0 | 0 | -6.6845 | -6.6845 | 3214.4507 | 24044.0915 |  | 0
1998-09-13 | 0 | 0 | 0 | 0 | -6.6845 | -6.6845 | 3207.7662 | 23994.0914 |  | 0
1998-09-14 | 0 | 0 | 0 | 0 | -6.6845 | -6.6845 | 3201.0817 | 23944.0913 |  | 0
1998-09-15 | 0.028333 | 71.2663 | 3.6551 | 3.6551 | 60.9267 | 60.9267 | 3262.0084 | 24399.823 |  | 0
1998-09-16 | 0 | 0 | 0 | 0 | -6.6845 | -6.6845 | 3255.3239 | 24349.8229 |  | 0
1998-09-17 | 0 | 0 | 0 | 0 | -6.6845 | -6.6845 | 3248.6394 | 24299.8228 |  | 0
1998-09-18 | 0 | 0 | 0 | 0 | -6.6845 | -6.6845 | 3241.9549 | 24249.8228 |  | 0
1998-09-19 | 0 | 0 | 0 | 0 | -6.6845 | -6.6845 | 3235.2704 | 24199.8227 |  | 0
1998-09-20 | 0 | 0 | 0 | 0 | -6.6845 | -6.6845 | 3228.5859 | 24149.8227 |  | 0
1998-09-21 | 0.0016667 | 4.1921 | 3.6551 | 3.6551 | -6.1474 | -6.1474 | 3222.4385 | 24103.8398 |  | 0
1998-09-22 | 0.0041667 | 10.4803 | 3.6551 | 3.6551 | 0.14075 | 0.14075 | 3222.5792 | 24104.8926 |  | 0
1998-09-23 | 0 | 0 | 0 | 0 | -6.6845 | -6.6845 | 3215.8947 | 24054.8925 |  | 0
1998-09-24 | 0 | 0 | 0 | 0 | -6.6845 | -6.6845 | 3209.2102 | 24004.8925 |  | 0
1998-09-25 | 0 | 0 | 0 | 0 | -6.6845 | -6.6845 | 3202.5257 | 23954.8924 |  | 0
1998-09-26 | 0.00083333 | 2.0961 | 3.6551 | 2.0961 | -6.6845 | -6.6845 | 3195.8412 | 23904.8923 |  | 0
1998-09-27 | 0.015 | 37.7292 | 3.6551 | 3.6551 | 27.3896 | 27.3896 | 3223.2308 | 24109.7667 |  | 0
1998-09-28 | 0 | 0 | 0 | 0 | -6.6845 | -6.6845 | 3216.5463 | 24059.7666 |  | 0
1998-09-29 | 0 | 0 | 0 | 0 | -6.6845 | -6.6845 | 3209.8618 | 24009.7666 |  | 0
1998-09-30 | 0 | 0 | 0 | 0 | -6.6845 | -6.6845 | 3203.1773 | 23959.7665 |  | 0
1998-10-01 | 0 | 0 | 0 | 0 | -6.6845 | -6.6845 | 3196.4928 | 23909.7665 |  | 0
1998-10-02 | 0.0016667 | 4.1921 | 3.6551 | 3.6551 | -6.1474 | -6.1474 | 3190.3454 | 23863.7836 |  | 0
1998-10-03 | 0 | 0 | 0 | 0 | -6.6845 | -6.6845 | 3183.6609 | 23813.7835 |  | 0
1998-10-04 | 0 | 0 | 0 | 0 | -6.6845 | -6.6845 | 3176.9764 | 23763.7834 |  | 0
1998-10-05 | 0 | 0 | 0 | 0 | -6.6845 | -6.6845 | 3170.2919 | 23713.7834 |  | 0
1998-10-06 | 0.00083333 | 2.0961 | 3.6551 | 2.0961 | -6.6845 | -6.6845 | 3163.6074 | 23663.7833 |  | 0
1998-10-07 | 0 | 0 | 0 | 0 | -6.6845 | -6.6845 | 3156.9229 | 23613.7833 |  | 0
1998-10-08 | 0 | 0 | 0 | 0 | -6.6845 | -6.6845 | 3150.2384 | 23563.7832 |  | 0
1998-10-09 | 0 | 0 | 0 | 0 | -6.6845 | -6.6845 | 3143.5539 | 23513.7831 |  | 0
1998-10-10 | 0 | 0 | 0 | 0 | -6.6845 | -6.6845 | 3136.8694 | 23463.7831 |  | 0
1998-10-11 | 0 | 0 | 0 | 0 | -6.6845 | -6.6845 | 3130.1849 | 23413.783 |  | 0
1998-10-12 | 0 | 0 | 0 | 0 | -6.6845 | -6.6845 | 3123.5004 | 23363.783 |  | 0
1998-10-13 | 0 | 0 | 0 | 0 | -6.6845 | -6.6845 | 3116.8159 | 23313.7829 |  | 0
1998-10-14 | 0 | 0 | 0 | 0 | -6.6845 | -6.6845 | 3110.1314 | 23263.7828 |  | 0
1998-10-15 | 0 | 0 | 0 | 0 | -6.6845 | -6.6845 | 3103.4469 | 23213.7828 |  | 0
1998-10-16 | 0 | 0 | 0 | 0 | -6.6845 | -6.6845 | 3096.7624 | 23163.7827 |  | 0
1998-10-17 | 0 | 0 | 0 | 0 | -6.6845 | -6.6845 | 3090.0779 | 23113.7827 |  | 0
1998-10-18 | 0 | 0 | 0 | 0 | -6.6845 | -6.6845 | 3083.3934 | 23063.7826 |  | 0
1998-10-19 | 0 | 0 | 0 | 0 | -6.6845 | -6.6845 | 3076.7089 | 23013.7825 |  | 0
1998-10-20 | 0.0375 | 94.323 | 3.6551 | 3.6551 | 83.9834 | 83.9834 | 3160.6923 | 23641.9785 |  | 0
1998-10-21 | 0.1 | 251.528 | 3.6551 | 3.6551 | 241.1884 | 241.1884 | 3401.8807 | 25446.0679 |  | 0
1998-10-22 | 0.0066667 | 16.7685 | 3.6551 | 3.6551 | 6.429 | 6.429 | 3408.3097 | 25494.1565 |  | 0
1998-10-23 | 0 | 0 | 0 | 0 | -6.6845 | -6.6845 | 3401.6252 | 25444.1564 |  | 0
1998-10-24 | 0 | 0 | 0 | 0 | -6.6845 | -6.6845 | 3394.9407 | 25394.1563 |  | 0
1998-10-25 | 0 | 0 | 0 | 0 | -6.6845 | -6.6845 | 3388.2562 | 25344.1563 |  | 0
1998-10-26 | 0 | 0 | 0 | 0 | -6.6845 | -6.6845 | 3381.5717 | 25294.1562 |  | 0
1998-10-27 | 0 | 0 | 0 | 0 | -6.6845 | -6.6845 | 3374.8872 | 25244.1562 |  | 0
1998-10-28 | 0.005 | 12.5764 | 3.6551 | 3.6551 | 2.2368 | 2.2368 | 3377.124 | 25260.8876 |  | 0
1998-10-29 | 0 | 0 | 0 | 0 | -6.6845 | -6.6845 | 3370.4395 | 25210.8875 |  | 0
1998-10-30 | 0 | 0 | 0 | 0 | -6.6845 | -6.6845 | 3363.755 | 25160.8875 |  | 0
1998-10-31 | 0.0041667 | 10.4803 | 3.6551 | 3.6551 | 0.14075 | 0.14075 | 3363.8958 | 25161.9403 |  | 0
1998-11-01 | 0.0066667 | 16.7685 | 3.6551 | 3.6551 | 6.429 | 6.429 | 3370.3247 | 25210.0289 |  | 0
1998-11-02 | 0 | 0 | 0 | 0 | -6.6845 | -6.6845 | 3363.6402 | 25160.0288 |  | 0
1998-11-03 | 0 | 0 | 0 | 0 | -6.6845 | -6.6845 | 3356.9557 | 25110.0287 |  | 0
1998-11-04 | 0 | 0 | 0 | 0 | -6.6845 | -6.6845 | 3350.2712 | 25060.0287 |  | 0
1998-11-05 | 0 | 0 | 0 | 0 | -6.6845 | -6.6845 | 3343.5867 | 25010.0286 |  | 0
1998-11-06 | 0 | 0 | 0 | 0 | -6.6845 | -6.6845 | 3336.9022 | 24960.0286 |  | 0
1998-11-07 | 0 | 0 | 0 | 0 | -6.6845 | -6.6845 | 3330.2177 | 24910.0285 |  | 0
1998-11-08 | 0 | 0 | 0 | 0 | -6.6845 | -6.6845 | 3323.5332 | 24860.0284 |  | 0
1998-11-09 | 0 | 0 | 0 | 0 | -6.6845 | -6.6845 | 3316.8487 | 24810.0284 |  | 0
1998-11-10 | 0 | 0 | 0 | 0 | -6.6845 | -6.6845 | 3310.1642 | 24760.0283 |  | 0
1998-11-11 | 0 | 0 | 0 | 0 | -6.6845 | -6.6845 | 3303.4797 | 24710.0283 |  | 0
1998-11-12 | 0 | 0 | 0 | 0 | -6.6845 | -6.6845 | 3296.7952 | 24660.0282 |  | 0
1998-11-13 | 0.0091667 | 23.0567 | 3.6551 | 3.6551 | 12.7172 | 12.7172 | 3309.5124 | 24755.1525 |  | 0
1998-11-14 | 0 | 0 | 0 | 0 | -6.6845 | -6.6845 | 3302.8279 | 24705.1524 |  | 0
1998-11-15 | 0 | 0 | 0 | 0 | -6.6845 | -6.6845 | 3296.1434 | 24655.1524 |  | 0
1998-11-16 | 0 | 0 | 0 | 0 | -6.6845 | -6.6845 | 3289.4589 | 24605.1523 |  | 0
1998-11-17 | 0 | 0 | 0 | 0 | -6.6845 | -6.6845 | 3282.7744 | 24555.1523 |  | 0
1998-11-18 | 0 | 0 | 0 | 0 | -6.6845 | -6.6845 | 3276.0899 | 24505.1522 |  | 0
1998-11-19 | 0 | 0 | 0 | 0 | -6.6845 | -6.6845 | 3269.4054 | 24455.1521 |  | 0
1998-11-20 | 0 | 0 | 0 | 0 | -6.6845 | -6.6845 | 3262.7209 | 24405.1521 |  | 0
1998-11-21 | 0 | 0 | 0 | 0 | -6.6845 | -6.6845 | 3256.0364 | 24355.152 |  | 0
1998-11-22 | 0 | 0 | 0 | 0 | -6.6845 | -6.6845 | 3249.3519 | 24305.152 |  | 0
1998-11-23 | 0 | 0 | 0 | 0 | -6.6845 | -6.6845 | 3242.6674 | 24255.1519 |  | 0
1998-11-24 | 0 | 0 | 0 | 0 | -6.6845 | -6.6845 | 3235.9829 | 24205.1518 |  | 0
1998-11-25 | 0 | 0 | 0 | 0 | -6.6845 | -6.6845 | 3229.2984 | 24155.1518 |  | 0
1998-11-26 | 0 | 0 | 0 | 0 | -6.6845 | -6.6845 | 3222.6139 | 24105.1517 |  | 0
1998-11-27 | 0 | 0 | 0 | 0 | -6.6845 | -6.6845 | 3215.9294 | 24055.1517 |  | 0
1998-11-28 | 0 | 0 | 0 | 0 | -6.6845 | -6.6845 | 3209.2449 | 24005.1516 |  | 0
1998-11-29 | 0.00083333 | 2.0961 | 3.6551 | 2.0961 | -6.6845 | -6.6845 | 3202.5604 | 23955.1515 |  | 0
1998-11-30 | 0 | 0 | 0 | 0 | -6.6845 | -6.6845 | 3195.8759 | 23905.1515 |  | 0
1998-12-01 | 0 | 0 | 0 | 0 | -6.6845 | -6.6845 | 3189.1914 | 23855.1514 |  | 0
1998-12-02 | 0 | 0 | 0 | 0 | -6.6845 | -6.6845 | 3182.5069 | 23805.1514 |  | 0
1998-12-03 | 0 | 0 | 0 | 0 | -6.6845 | -6.6845 | 3175.8224 | 23755.1513 |  | 0
1998-12-04 | 0 | 0 | 0 | 0 | -6.6845 | -6.6845 | 3169.1379 | 23705.1512 |  | 0
1998-12-05 | 0 | 0 | 0 | 0 | -6.6845 | -6.6845 | 3162.4534 | 23655.1512 |  | 0
1998-12-06 | 0 | 0 | 0 | 0 | -6.6845 | -6.6845 | 3155.7689 | 23605.1511 |  | 0
1998-12-07 | 0 | 0 | 0 | 0 | -6.6845 | -6.6845 | 3149.0844 | 23555.1511 |  | 0
1998-12-08 | 0 | 0 | 0 | 0 | -6.6845 | -6.6845 | 3142.3999 | 23505.151 |  | 0
1998-12-09 | 0 | 0 | 0 | 0 | -6.6845 | -6.6845 | 3135.7154 | 23455.1509 |  | 0
1998-12-10 | 0 | 0 | 0 | 0 | -6.6845 | -6.6845 | 3129.0309 | 23405.1509 |  | 0
1998-12-11 | 0.0058333 | 14.6725 | 3.6551 | 3.6551 | 4.3329 | 4.3329 | 3133.3638 | 23437.5609 |  | 0
1998-12-12 | 0 | 0 | 0 | 0 | -6.6845 | -6.6845 | 3126.6793 | 23387.5608 |  | 0
1998-12-13 | 0 | 0 | 0 | 0 | -6.6845 | -6.6845 | 3119.9948 | 23337.5608 |  | 0
1998-12-14 | 0 | 0 | 0 | 0 | -6.6845 | -6.6845 | 3113.3103 | 23287.5607 |  | 0
1998-12-15 | 0 | 0 | 0 | 0 | -6.6845 | -6.6845 | 3106.6258 | 23237.5606 |  | 0
1998-12-16 | 0 | 0 | 0 | 0 | -6.6845 | -6.6845 | 3099.9413 | 23187.5606 |  | 0
1998-12-17 | 0 | 0 | 0 | 0 | -6.6845 | -6.6845 | 3093.2568 | 23137.5605 |  | 0
1998-12-18 | 0 | 0 | 0 | 0 | -6.6845 | -6.6845 | 3086.5723 | 23087.5605 |  | 0
1998-12-19 | 0 | 0 | 0 | 0 | -6.6845 | -6.6845 | 3079.8878 | 23037.5604 |  | 0
1998-12-20 | 0 | 0 | 0 | 0 | -6.6845 | -6.6845 | 3073.2033 | 22987.5603 |  | 0
1998-12-21 | 0 | 0 | 0 | 0 | -6.6845 | -6.6845 | 3066.5188 | 22937.5603 |  | 0
1998-12-22 | 0 | 0 | 0 | 0 | -6.6845 | -6.6845 | 3059.8343 | 22887.5602 |  | 0
1998-12-23 | 0 | 0 | 0 | 0 | -6.6845 | -6.6845 | 3053.1498 | 22837.5602 |  | 0
1998-12-24 | 0 | 0 | 0 | 0 | -6.6845 | -6.6845 | 3046.4653 | 22787.5601 |  | 0
1998-12-25 | 0 | 0 | 0 | 0 | -6.6845 | -6.6845 | 3039.7808 | 22737.56 |  | 0
1998-12-26 | 0 | 0 | 0 | 0 | -6.6845 | -6.6845 | 3033.0963 | 22687.56 |  | 0
1998-12-27 | 0 | 0 | 0 | 0 | -6.6845 | -6.6845 | 3026.4118 | 22637.5599 |  | 0
1998-12-28 | 0 | 0 | 0 | 0 | -6.6845 | -6.6845 | 3019.7273 | 22587.5599 |  | 0
1998-12-29 | 0 | 0 | 0 | 0 | -6.6845 | -6.6845 | 3013.0428 | 22537.5598 |  | 0
1998-12-30 | 0 | 0 | 0 | 0 | -6.6845 | -6.6845 | 3006.3583 | 22487.5597 |  | 0
1998-12-31 | 0 | 0 | 0 | 0 | -6.6845 | -6.6845 | 2999.6738 | 22437.5597 |  | 0
1999-01-01 | 0 | 0 | 0 | 0 | -6.6845 | -6.6845 | 2992.9893 | 22387.5596 |  | 0
1999-01-02 | 0 | 0 | 0 | 0 | -6.6845 | -6.6845 | 2986.3048 | 22337.5596 |  | 0
1999-01-03 | 0 | 0 | 0 | 0 | -6.6845 | -6.6845 | 2979.6203 | 22287.5595 |  | 0
1999-01-04 | 0 | 0 | 0 | 0 | -6.6845 | -6.6845 | 2972.9358 | 22237.5594 |  | 0
1999-01-05 | 0 | 0 | 0 | 0 | -6.6845 | -6.6845 | 2966.2513 | 22187.5594 |  | 0
1999-01-06 | 0 | 0 | 0 | 0 | -6.6845 | -6.6845 | 2959.5668 | 22137.5593 |  | 0
1999-01-07 | 0 | 0 | 0 | 0 | -6.6845 | -6.6845 | 2952.8823 | 22087.5593 |  | 0
1999-01-08 | 0 | 0 | 0 | 0 | -6.6845 | -6.6845 | 2946.1978 | 22037.5592 |  | 0
1999-01-09 | 0 | 0 | 0 | 0 | -6.6845 | -6.6845 | 2939.5133 | 21987.5591 |  | 0
1999-01-10 | 0 | 0 | 0 | 0 | -6.6845 | -6.6845 | 2932.8288 | 21937.5591 |  | 0
1999-01-11 | 0 | 0 | 0 | 0 | -6.6845 | -6.6845 | 2926.1443 | 21887.559 |  | 0
1999-01-12 | 0 | 0 | 0 | 0 | -6.6845 | -6.6845 | 2919.4598 | 21837.559 |  | 0
1999-01-13 | 0 | 0 | 0 | 0 | -6.6845 | -6.6845 | 2912.7753 | 21787.5589 |  | 0
1999-01-14 | 0 | 0 | 0 | 0 | -6.6845 | -6.6845 | 2906.0908 | 21737.5588 |  | 0
1999-01-15 | 0 | 0 | 0 | 0 | -6.6845 | -6.6845 | 2899.4063 | 21687.5588 |  | 0
1999-01-16 | 0 | 0 | 0 | 0 | -6.6845 | -6.6845 | 2892.7218 | 21637.5587 |  | 0
1999-01-17 | 0 | 0 | 0 | 0 | -6.6845 | -6.6845 | 2886.0373 | 21587.5587 |  | 0
1999-01-18 | 0 | 0 | 0 | 0 | -6.6845 | -6.6845 | 2879.3528 | 21537.5586 |  | 0
1999-01-19 | 0 | 0 | 0 | 0 | -6.6845 | -6.6845 | 2872.6683 | 21487.5585 |  | 0
1999-01-20 | 0 | 0 | 0 | 0 | -6.6845 | -6.6845 | 2865.9838 | 21437.5585 |  | 0
1999-01-21 | 0 | 0 | 0 | 0 | -6.6845 | -6.6845 | 2859.2993 | 21387.5584 |  | 0
1999-01-22 | 0.0016667 | 4.1921 | 3.6551 | 3.6551 | -6.1474 | -6.1474 | 2853.1518 | 21341.5755 |  | 0
1999-01-23 | 0 | 0 | 0 | 0 | -6.6845 | -6.6845 | 2846.4673 | 21291.5755 |  | 0
1999-01-24 | 0 | 0 | 0 | 0 | -6.6845 | -6.6845 | 2839.7828 | 21241.5754 |  | 0
1999-01-25 | 0 | 0 | 0 | 0 | -6.6845 | -6.6845 | 2833.0983 | 21191.5753 |  | 0
1999-01-26 | 0 | 0 | 0 | 0 | -6.6845 | -6.6845 | 2826.4138 | 21141.5753 |  | 0
1999-01-27 | 0 | 0 | 0 | 0 | -6.6845 | -6.6845 | 2819.7293 | 21091.5752 |  | 0
1999-01-28 | 0 | 0 | 0 | 0 | -6.6845 | -6.6845 | 2813.0448 | 21041.5752 |  | 0
1999-01-29 | 0 | 0 | 0 | 0 | -6.6845 | -6.6845 | 2806.3603 | 20991.5751 |  | 0
1999-01-30 | 0 | 0 | 0 | 0 | -6.6845 | -6.6845 | 2799.6758 | 20941.575 |  | 0
1999-01-31 | 0 | 0 | 0 | 0 | -6.6845 | -6.6845 | 2792.9913 | 20891.575 |  | 0
1999-02-01 | 0 | 0 | 0 | 0 | -6.6845 | -6.6845 | 2786.3068 | 20841.5749 |  | 0
1999-02-02 | 0 | 0 | 0 | 0 | -6.6845 | -6.6845 | 2779.6223 | 20791.5749 |  | 0
1999-02-03 | 0 | 0 | 0 | 0 | -6.6845 | -6.6845 | 2772.9378 | 20741.5748 |  | 0
1999-02-04 | 0 | 0 | 0 | 0 | -6.6845 | -6.6845 | 2766.2533 | 20691.5747 |  | 0
1999-02-05 | 0 | 0 | 0 | 0 | -6.6845 | -6.6845 | 2759.5688 | 20641.5747 |  | 0
1999-02-06 | 0 | 0 | 0 | 0 | -6.6845 | -6.6845 | 2752.8843 | 20591.5746 |  | 0
1999-02-07 | 0 | 0 | 0 | 0 | -6.6845 | -6.6845 | 2746.1998 | 20541.5746 |  | 0
1999-02-08 | 0 | 0 | 0 | 0 | -6.6845 | -6.6845 | 2739.5153 | 20491.5745 |  | 0
1999-02-09 | 0 | 0 | 0 | 0 | -6.6845 | -6.6845 | 2732.8308 | 20441.5744 |  | 0
1999-02-10 | 0 | 0 | 0 | 0 | -6.6845 | -6.6845 | 2726.1463 | 20391.5744 |  | 0
1999-02-11 | 0 | 0 | 0 | 0 | -6.6845 | -6.6845 | 2719.4618 | 20341.5743 |  | 0
1999-02-12 | 0 | 0 | 0 | 0 | -6.6845 | -6.6845 | 2712.7773 | 20291.5743 |  | 0
1999-02-13 | 0 | 0 | 0 | 0 | -6.6845 | -6.6845 | 2706.0928 | 20241.5742 |  | 0
1999-02-14 | 0 | 0 | 0 | 0 | -6.6845 | -6.6845 | 2699.4083 | 20191.5741 |  | 0
1999-02-15 | 0 | 0 | 0 | 0 | -6.6845 | -6.6845 | 2692.7238 | 20141.5741 |  | 0
1999-02-16 | 0 | 0 | 0 | 0 | -6.6845 | -6.6845 | 2686.0393 | 20091.574 |  | 0
1999-02-17 | 0 | 0 | 0 | 0 | -6.6845 | -6.6845 | 2679.3548 | 20041.574 |  | 0
1999-02-18 | 0 | 0 | 0 | 0 | -6.6845 | -6.6845 | 2672.6703 | 19991.5739 |  | 0
1999-02-19 | 0 | 0 | 0 | 0 | -6.6845 | -6.6845 | 2665.9858 | 19941.5738 |  | 0
1999-02-20 | 0 | 0 | 0 | 0 | -6.6845 | -6.6845 | 2659.3013 | 19891.5738 |  | 0
1999-02-21 | 0 | 0 | 0 | 0 | -6.6845 | -6.6845 | 2652.6168 | 19841.5737 |  | 0
1999-02-22 | 0 | 0 | 0 | 0 | -6.6845 | -6.6845 | 2645.9323 | 19791.5737 |  | 0
1999-02-23 | 0 | 0 | 0 | 0 | -6.6845 | -6.6845 | 2639.2478 | 19741.5736 |  | 0
1999-02-24 | 0 | 0 | 0 | 0 | -6.6845 | -6.6845 | 2632.5633 | 19691.5735 |  | 0
1999-02-25 | 0 | 0 | 0 | 0 | -6.6845 | -6.6845 | 2625.8788 | 19641.5735 |  | 0
1999-02-26 | 0 | 0 | 0 | 0 | -6.6845 | -6.6845 | 2619.1943 | 19591.5734 |  | 0
1999-02-27 | 0 | 0 | 0 | 0 | -6.6845 | -6.6845 | 2612.5098 | 19541.5734 |  | 0
1999-02-28 | 0 | 0 | 0 | 0 | -6.6845 | -6.6845 | 2605.8253 | 19491.5733 |  | 0
1999-03-01 | 0 | 0 | 0 | 0 | -6.6845 | -6.6845 | 2599.1408 | 19441.5732 |  | 0
1999-03-02 | 0 | 0 | 0 | 0 | -6.6845 | -6.6845 | 2592.4563 | 19391.5732 |  | 0
1999-03-03 | 0 | 0 | 0 | 0 | -6.6845 | -6.6845 | 2585.7718 | 19341.5731 |  | 0
1999-03-04 | 0 | 0 | 0 | 0 | -6.6845 | -6.6845 | 2579.0873 | 19291.5731 |  | 0
1999-03-05 | 0 | 0 | 0 | 0 | -6.6845 | -6.6845 | 2572.4028 | 19241.573 |  | 0
1999-03-06 | 0 | 0 | 0 | 0 | -6.6845 | -6.6845 | 2565.7183 | 19191.5729 |  | 0
1999-03-07 | 0 | 0 | 0 | 0 | -6.6845 | -6.6845 | 2559.0338 | 19141.5729 |  | 0
1999-03-08 | 0 | 0 | 0 | 0 | -6.6845 | -6.6845 | 2552.3493 | 19091.5728 |  | 0
1999-03-09 | 0 | 0 | 0 | 0 | -6.6845 | -6.6845 | 2545.6648 | 19041.5728 |  | 0
1999-03-10 | 0 | 0 | 0 | 0 | -6.6845 | -6.6845 | 2538.9803 | 18991.5727 |  | 0
1999-03-11 | 0 | 0 | 0 | 0 | -6.6845 | -6.6845 | 2532.2958 | 18941.5726 |  | 0
1999-03-12 | 0 | 0 | 0 | 0 | -6.6845 | -6.6845 | 2525.6113 | 18891.5726 |  | 0
1999-03-13 | 0 | 0 | 0 | 0 | -6.6845 | -6.6845 | 2518.9268 | 18841.5725 |  | 0
1999-03-14 | 0 | 0 | 0 | 0 | -6.6845 | -6.6845 | 2512.2423 | 18791.5725 |  | 0
1999-03-15 | 0 | 0 | 0 | 0 | -6.6845 | -6.6845 | 2505.5578 | 18741.5724 |  | 0
1999-03-16 | 0 | 0 | 0 | 0 | -6.6845 | -6.6845 | 2498.8733 | 18691.5723 |  | 0
1999-03-17 | 0 | 0 | 0 | 0 | -6.6845 | -6.6845 | 2492.1888 | 18641.5723 |  | 0
1999-03-18 | 0 | 0 | 0 | 0 | -6.6845 | -6.6845 | 2485.5043 | 18591.5722 |  | 0
1999-03-19 | 0 | 0 | 0 | 0 | -6.6845 | -6.6845 | 2478.8198 | 18541.5722 |  | 0
1999-03-20 | 0 | 0 | 0 | 0 | -6.6845 | -6.6845 | 2472.1353 | 18491.5721 |  | 0
1999-03-21 | 0 | 0 | 0 | 0 | -6.6845 | -6.6845 | 2465.4508 | 18441.572 |  | 0
1999-03-22 | 0 | 0 | 0 | 0 | -6.6845 | -6.6845 | 2458.7663 | 18391.572 |  | 0
1999-03-23 | 0 | 0 | 0 | 0 | -6.6845 | -6.6845 | 2452.0818 | 18341.5719 |  | 0
1999-03-24 | 0 | 0 | 0 | 0 | -6.6845 | -6.6845 | 2445.3973 | 18291.5719 |  | 0
1999-03-25 | 0 | 0 | 0 | 0 | -6.6845 | -6.6845 | 2438.7128 | 18241.5718 |  | 0
1999-03-26 | 0.026667 | 67.0741 | 3.6551 | 3.6551 | 56.7346 | 56.7346 | 2495.4474 | 18665.9463 |  | 0
1999-03-27 | 0 | 0 | 0 | 0 | -6.6845 | -6.6845 | 2488.7629 | 18615.9462 |  | 0
1999-03-28 | 0 | 0 | 0 | 0 | -6.6845 | -6.6845 | 2482.0784 | 18565.9461 |  | 0
1999-03-29 | 0 | 0 | 0 | 0 | -6.6845 | -6.6845 | 2475.3939 | 18515.9461 |  | 0
1999-03-30 | 0 | 0 | 0 | 0 | -6.6845 | -6.6845 | 2468.7094 | 18465.946 |  | 0
1999-03-31 | 0 | 0 | 0 | 0 | -6.6845 | -6.6845 | 2462.0249 | 18415.946 |  | 0
1999-04-01 | 0 | 0 | 0 | 0 | -6.6845 | -6.6845 | 2455.3404 | 18365.9459 |  | 0
1999-04-02 | 0 | 0 | 0 | 0 | -6.6845 | -6.6845 | 2448.6559 | 18315.9458 |  | 0
1999-04-03 | 0 | 0 | 0 | 0 | -6.6845 | -6.6845 | 2441.9714 | 18265.9458 |  | 0
1999-04-04 | 0 | 0 | 0 | 0 | -6.6845 | -6.6845 | 2435.2869 | 18215.9457 |  | 0
1999-04-05 | 0 | 0 | 0 | 0 | -6.6845 | -6.6845 | 2428.6024 | 18165.9457 |  | 0
1999-04-06 | 0 | 0 | 0 | 0 | -6.6845 | -6.6845 | 2421.9179 | 18115.9456 |  | 0
1999-04-07 | 0 | 0 | 0 | 0 | -6.6845 | -6.6845 | 2415.2334 | 18065.9455 |  | 0
1999-04-08 | 0 | 0 | 0 | 0 | -6.6845 | -6.6845 | 2408.5489 | 18015.9455 |  | 0
1999-04-09 | 0 | 0 | 0 | 0 | -6.6845 | -6.6845 | 2401.8644 | 17965.9454 |  | 0
1999-04-10 | 0 | 0 | 0 | 0 | -6.6845 | -6.6845 | 2395.1799 | 17915.9454 |  | 0
1999-04-11 | 0 | 0 | 0 | 0 | -6.6845 | -6.6845 | 2388.4954 | 17865.9453 |  | 0
1999-04-12 | 0 | 0 | 0 | 0 | -6.6845 | -6.6845 | 2381.8109 | 17815.9452 |  | 0
1999-04-13 | 0 | 0 | 0 | 0 | -6.6845 | -6.6845 | 2375.1264 | 17765.9452 |  | 0
1999-04-14 | 0 | 0 | 0 | 0 | -6.6845 | -6.6845 | 2368.4419 | 17715.9451 |  | 0
1999-04-15 | 0 | 0 | 0 | 0 | -6.6845 | -6.6845 | 2361.7574 | 17665.9451 |  | 0
1999-04-16 | 0 | 0 | 0 | 0 | -6.6845 | -6.6845 | 2355.0729 | 17615.945 |  | 0
1999-04-17 | 0 | 0 | 0 | 0 | -6.6845 | -6.6845 | 2348.3884 | 17565.9449 |  | 0
1999-04-18 | 0 | 0 | 0 | 0 | -6.6845 | -6.6845 | 2341.7039 | 17515.9449 |  | 0
1999-04-19 | 0 | 0 | 0 | 0 | -6.6845 | -6.6845 | 2335.0194 | 17465.9448 |  | 0
1999-04-20 | 0 | 0 | 0 | 0 | -6.6845 | -6.6845 | 2328.3349 | 17415.9448 |  | 0
1999-04-21 | 0 | 0 | 0 | 0 | -6.6845 | -6.6845 | 2321.6504 | 17365.9447 |  | 0
1999-04-22 | 0 | 0 | 0 | 0 | -6.6845 | -6.6845 | 2314.9659 | 17315.9446 |  | 0
1999-04-23 | 0 | 0 | 0 | 0 | -6.6845 | -6.6845 | 2308.2814 | 17265.9446 |  | 0
1999-04-24 | 0.00083333 | 2.0961 | 3.6551 | 2.0961 | -6.6845 | -6.6845 | 2301.5969 | 17215.9445 |  | 0
1999-04-25 | 0 | 0 | 0 | 0 | -6.6845 | -6.6845 | 2294.9124 | 17165.9445 |  | 0
1999-04-26 | 0 | 0 | 0 | 0 | -6.6845 | -6.6845 | 2288.2279 | 17115.9444 |  | 0
1999-04-27 | 0 | 0 | 0 | 0 | -6.6845 | -6.6845 | 2281.5434 | 17065.9443 |  | 0
1999-04-28 | 0 | 0 | 0 | 0 | -6.6845 | -6.6845 | 2274.8589 | 17015.9443 |  | 0
1999-04-29 | 0 | 0 | 0 | 0 | -6.6845 | -6.6845 | 2268.1744 | 16965.9442 |  | 0
1999-04-30 | 0 | 0 | 0 | 0 | -6.6845 | -6.6845 | 2261.4899 | 16915.9442 |  | 0
1999-05-01 | 0 | 0 | 0 | 0 | -6.6845 | -6.6845 | 2254.8054 | 16865.9441 |  | 0
1999-05-02 | 0 | 0 | 0 | 0 | -6.6845 | -6.6845 | 2248.1209 | 16815.944 |  | 0
1999-05-03 | 0 | 0 | 0 | 0 | -6.6845 | -6.6845 | 2241.4364 | 16765.944 |  | 0
1999-05-04 | 0 | 0 | 0 | 0 | -6.6845 | -6.6845 | 2234.7519 | 16715.9439 |  | 0
1999-05-05 | 0 | 0 | 0 | 0 | -6.6845 | -6.6845 | 2228.0674 | 16665.9439 |  | 0
1999-05-06 | 0 | 0 | 0 | 0 | -6.6845 | -6.6845 | 2221.3829 | 16615.9438 |  | 0
1999-05-07 | 0 | 0 | 0 | 0 | -6.6845 | -6.6845 | 2214.6984 | 16565.9437 |  | 0
1999-05-08 | 0 | 0 | 0 | 0 | -6.6845 | -6.6845 | 2208.0139 | 16515.9437 |  | 0
1999-05-09 | 0 | 0 | 0 | 0 | -6.6845 | -6.6845 | 2201.3294 | 16465.9436 |  | 0
1999-05-10 | 0 | 0 | 0 | 0 | -6.6845 | -6.6845 | 2194.6449 | 16415.9436 |  | 0
1999-05-11 | 0 | 0 | 0 | 0 | -6.6845 | -6.6845 | 2187.9604 | 16365.9435 |  | 0
1999-05-12 | 0 | 0 | 0 | 0 | -6.6845 | -6.6845 | 2181.2759 | 16315.9434 |  | 0
1999-05-13 | 0 | 0 | 0 | 0 | -6.6845 | -6.6845 | 2174.5914 | 16265.9434 |  | 0
1999-05-14 | 0 | 0 | 0 | 0 | -6.6845 | -6.6845 | 2167.9069 | 16215.9433 |  | 0
1999-05-15 | 0 | 0 | 0 | 0 | -6.6845 | -6.6845 | 2161.2224 | 16165.9433 |  | 0
1999-05-16 | 0 | 0 | 0 | 0 | -6.6845 | -6.6845 | 2154.5379 | 16115.9432 |  | 0
1999-05-17 | 0 | 0 | 0 | 0 | -6.6845 | -6.6845 | 2147.8534 | 16065.9431 |  | 0
1999-05-18 | 0 | 0 | 0 | 0 | -6.6845 | -6.6845 | 2141.1689 | 16015.9431 |  | 0
1999-05-19 | 0 | 0 | 0 | 0 | -6.6845 | -6.6845 | 2134.4844 | 15965.943 |  | 0
1999-05-20 | 0 | 0 | 0 | 0 | -6.6845 | -6.6845 | 2127.7999 | 15915.943 |  | 0
1999-05-21 | 0.060833 | 153.0129 | 3.6551 | 3.6551 | 142.6733 | 142.6733 | 2270.4731 | 16983.1391 |  | 0
1999-05-22 | 0.0525 | 132.0522 | 3.6551 | 3.6551 | 121.7126 | 121.7126 | 2392.1858 | 17893.5495 |  | 0
1999-05-23 | 0.030833 | 77.5545 | 3.6551 | 3.6551 | 67.2149 | 67.2149 | 2459.4007 | 18396.3169 |  | 0
1999-05-24 | 0.0016667 | 4.1921 | 3.6551 | 3.6551 | -6.1474 | -6.1474 | 2453.2532 | 18350.334 |  | 0
1999-05-25 | 0.013333 | 33.5371 | 3.6551 | 3.6551 | 23.1975 | 23.1975 | 2476.4507 | 18523.8512 |  | 0
1999-05-26 | 0 | 0 | 0 | 0 | -6.6845 | -6.6845 | 2469.7662 | 18473.8511 |  | 0
1999-05-27 | 0.0066667 | 16.7685 | 3.6551 | 3.6551 | 6.429 | 6.429 | 2476.1951 | 18521.9397 |  | 0
1999-05-28 | 0 | 0 | 0 | 0 | -6.6845 | -6.6845 | 2469.5106 | 18471.9396 |  | 0
1999-05-29 | 0.065 | 163.4932 | 3.6551 | 3.6551 | 153.1536 | 153.1536 | 2622.6643 | 19617.5287 |  | 0
1999-05-30 | 0 | 0 | 0 | 0 | -6.6845 | -6.6845 | 2615.9798 | 19567.5286 |  | 0
1999-05-31 | 0 | 0 | 0 | 0 | -6.6845 | -6.6845 | 2609.2953 | 19517.5286 |  | 0
1999-06-01 | 0 | 0 | 0 | 0 | -6.6845 | -6.6845 | 2602.6108 | 19467.5285 |  | 0
1999-06-02 | 0 | 0 | 0 | 0 | -6.6845 | -6.6845 | 2595.9263 | 19417.5285 |  | 0
1999-06-03 | 0 | 0 | 0 | 0 | -6.6845 | -6.6845 | 2589.2418 | 19367.5284 |  | 0
1999-06-04 | 0 | 0 | 0 | 0 | -6.6845 | -6.6845 | 2582.5573 | 19317.5283 |  | 0
1999-06-05 | 0 | 0 | 0 | 0 | -6.6845 | -6.6845 | 2575.8728 | 19267.5283 |  | 0
1999-06-06 | 0.00083333 | 2.0961 | 3.6551 | 2.0961 | -6.6845 | -6.6845 | 2569.1883 | 19217.5282 |  | 0
1999-06-07 | 0.0041667 | 10.4803 | 3.6551 | 3.6551 | 0.14075 | 0.14075 | 2569.329 | 19218.5811 |  | 0
1999-06-08 | 0.0033333 | 8.3843 | 3.6551 | 3.6551 | -1.9553 | -1.9553 | 2567.3737 | 19203.9553 |  | 0
1999-06-09 | 0.035 | 88.0348 | 3.6551 | 3.6551 | 77.6952 | 77.6952 | 2645.0689 | 19785.1156 |  | 0
1999-06-10 | 0 | 0 | 0 | 0 | -6.6845 | -6.6845 | 2638.3844 | 19735.1155 |  | 0
1999-06-11 | 0 | 0 | 0 | 0 | -6.6845 | -6.6845 | 2631.6999 | 19685.1154 |  | 0
1999-06-12 | 0 | 0 | 0 | 0 | -6.6845 | -6.6845 | 2625.0154 | 19635.1154 |  | 0
1999-06-13 | 0 | 0 | 0 | 0 | -6.6845 | -6.6845 | 2618.3309 | 19585.1153 |  | 0
1999-06-14 | 0.0325 | 81.7466 | 3.6551 | 3.6551 | 71.407 | 71.407 | 2689.7379 | 20119.2398 |  | 0
1999-06-15 | 0.00083333 | 2.0961 | 3.6551 | 2.0961 | -6.6845 | -6.6845 | 2683.0534 | 20069.2398 |  | 0
1999-06-16 | 0 | 0 | 0 | 0 | -6.6845 | -6.6845 | 2676.3689 | 20019.2397 |  | 0
1999-06-17 | 0 | 0 | 0 | 0 | -6.6845 | -6.6845 | 2669.6844 | 19969.2396 |  | 0
1999-06-18 | 0.013333 | 33.5371 | 3.6551 | 3.6551 | 23.1975 | 23.1975 | 2692.8819 | 20142.7568 |  | 0
1999-06-19 | 0.02 | 50.3056 | 3.6551 | 3.6551 | 39.966 | 39.966 | 2732.848 | 20441.7027 |  | 0
1999-06-20 | 0.0083333 | 20.9607 | 3.6551 | 3.6551 | 10.6211 | 10.6211 | 2743.469 | 20521.1484 |  | 0
1999-06-21 | 0.016667 | 41.9213 | 3.6551 | 3.6551 | 31.5818 | 31.5818 | 2775.0508 | 20757.3799 |  | 0
1999-06-22 | 0.073333 | 184.4539 | 3.6551 | 3.6551 | 174.1143 | 174.1143 | 2949.1651 | 22059.7548 |  | 0
1999-06-23 | 0.033333 | 83.8427 | 3.6551 | 3.6551 | 73.5031 | 73.5031 | 3022.6682 | 22609.5579 |  | 0
1999-06-24 | 0 | 0 | 0 | 0 | -6.6845 | -6.6845 | 3015.9837 | 22559.5578 |  | 0
1999-06-25 | 0 | 0 | 0 | 0 | -6.6845 | -6.6845 | 3009.2992 | 22509.5577 |  | 0
1999-06-26 | 0 | 0 | 0 | 0 | -6.6845 | -6.6845 | 3002.6147 | 22459.5577 |  | 0
1999-06-27 | 0 | 0 | 0 | 0 | -6.6845 | -6.6845 | 2995.9302 | 22409.5576 |  | 0
1999-06-28 | 0 | 0 | 0 | 0 | -6.6845 | -6.6845 | 2989.2457 | 22359.5576 |  | 0
1999-06-29 | 0 | 0 | 0 | 0 | -6.6845 | -6.6845 | 2982.5612 | 22309.5575 |  | 0
1999-06-30 | 0.0025 | 6.2882 | 3.6551 | 3.6551 | -4.0514 | -4.0514 | 2978.5098 | 22279.2532 |  | 0
1999-07-01 | 0 | 0 | 0 | 0 | -6.6845 | -6.6845 | 2971.8253 | 22229.2531 |  | 0
1999-07-02 | 0 | 0 | 0 | 0 | -6.6845 | -6.6845 | 2965.1408 | 22179.2531 |  | 0
1999-07-03 | 0 | 0 | 0 | 0 | -6.6845 | -6.6845 | 2958.4563 | 22129.253 |  | 0
1999-07-04 | 0 | 0 | 0 | 0 | -6.6845 | -6.6845 | 2951.7718 | 22079.2529 |  | 0
1999-07-05 | 0 | 0 | 0 | 0 | -6.6845 | -6.6845 | 2945.0873 | 22029.2529 |  | 0
1999-07-06 | 0 | 0 | 0 | 0 | -6.6845 | -6.6845 | 2938.4028 | 21979.2528 |  | 0
1999-07-07 | 0 | 0 | 0 | 0 | -6.6845 | -6.6845 | 2931.7183 | 21929.2528 |  | 0
1999-07-08 | 0 | 0 | 0 | 0 | -6.6845 | -6.6845 | 2925.0338 | 21879.2527 |  | 0
1999-07-09 | 0 | 0 | 0 | 0 | -6.6845 | -6.6845 | 2918.3493 | 21829.2526 |  | 0
1999-07-10 | 0 | 0 | 0 | 0 | -6.6845 | -6.6845 | 2911.6648 | 21779.2526 |  | 0
1999-07-11 | 0.099167 | 249.4319 | 3.6551 | 3.6551 | 239.0924 | 239.0924 | 3150.7571 | 23567.6634 |  | 0
1999-07-12 | 0.00083333 | 2.0961 | 3.6551 | 2.0961 | -6.6845 | -6.6845 | 3144.0726 | 23517.6633 |  | 0
1999-07-13 | 0.015 | 37.7292 | 3.6551 | 3.6551 | 27.3896 | 27.3896 | 3171.4623 | 23722.5377 |  | 0
1999-07-14 | 0.015833 | 39.8253 | 3.6551 | 3.6551 | 29.4857 | 29.4857 | 3200.9479 | 23943.0906 |  | 0
1999-07-15 | 0 | 0 | 0 | 0 | -6.6845 | -6.6845 | 3194.2634 | 23893.0905 |  | 0
1999-07-16 | 0 | 0 | 0 | 0 | -6.6845 | -6.6845 | 3187.5789 | 23843.0905 |  | 0
1999-07-17 | 0.0525 | 132.0522 | 3.6551 | 3.6551 | 121.7126 | 121.7126 | 3309.2916 | 24753.5009 |  | 0
1999-07-18 | 0.013333 | 33.5371 | 3.6551 | 3.6551 | 23.1975 | 23.1975 | 3332.489 | 24927.0181 |  | 0
1999-07-19 | 0.080833 | 203.3185 | 3.6551 | 3.6551 | 192.9789 | 192.9789 | 3525.4679 | 26370.5002 |  | 0
1999-07-20 | 0.0016667 | 4.1921 | 3.6551 | 3.6551 | -6.1474 | -6.1474 | 3519.3205 | 26324.5173 |  | 0
1999-07-21 | 0.0125 | 31.441 | 3.6551 | 3.6551 | 21.1014 | 21.1014 | 3540.4219 | 26482.3559 |  | 0
1999-07-22 | 0.014167 | 35.6331 | 3.6551 | 3.6551 | 25.2936 | 25.2936 | 3565.7155 | 26671.5516 |  | 0
1999-07-23 | 0 | 0 | 0 | 0 | -6.6845 | -6.6845 | 3559.031 | 26621.5516 |  | 0
1999-07-24 | 0 | 0 | 0 | 0 | -6.6845 | -6.6845 | 3552.3465 | 26571.5515 |  | 0
1999-07-25 | 0 | 0 | 0 | 0 | -6.6845 | -6.6845 | 3545.662 | 26521.5515 |  | 0
1999-07-26 | 0 | 0 | 0 | 0 | -6.6845 | -6.6845 | 3538.9775 | 26471.5514 |  | 0
1999-07-27 | 0 | 0 | 0 | 0 | -6.6845 | -6.6845 | 3532.293 | 26421.5513 |  | 0
1999-07-28 | 0.0083333 | 20.9607 | 3.6551 | 3.6551 | 10.6211 | 10.6211 | 3542.914 | 26500.9971 |  | 0
1999-07-29 | 0.025 | 62.882 | 3.6551 | 3.6551 | 52.5424 | 52.5424 | 3595.4565 | 26894.0144 |  | 0
1999-07-30 | 0 | 0 | 0 | 0 | -6.6845 | -6.6845 | 3588.772 | 26844.0143 |  | 0
1999-07-31 | 0.015 | 37.7292 | 3.6551 | 3.6551 | 27.3896 | 27.3896 | 3616.1616 | 27048.8887 |  | 0
1999-08-01 | 0 | 0 | 0 | 0 | -6.6845 | -6.6845 | 3609.4771 | 26998.8886 |  | 0
1999-08-02 | 0.10167 | 255.7201 | 3.6551 | 3.6551 | 245.3806 | 245.3806 | 3854.8576 | 28834.3351 |  | 0
1999-08-03 | 0.01 | 25.1528 | 3.6551 | 3.6551 | 14.8132 | 14.8132 | 3869.6709 | 28945.138 |  | 0
1999-08-04 | 0 | 0 | 0 | 0 | -6.6845 | -6.6845 | 3862.9864 | 28895.138 |  | 0
1999-08-05 | 0 | 0 | 0 | 0 | -6.6845 | -6.6845 | 3856.3019 | 28845.1379 |  | 0
1999-08-06 | 0 | 0 | 0 | 0 | -6.6845 | -6.6845 | 3849.6174 | 28795.1379 |  | 0
1999-08-07 | 0 | 0 | 0 | 0 | -6.6845 | -6.6845 | 3842.9329 | 28745.1378 |  | 0
1999-08-08 | 0 | 0 | 0 | 0 | -6.6845 | -6.6845 | 3836.2484 | 28695.1377 |  | 0
1999-08-09 | 0 | 0 | 0 | 0 | -6.6845 | -6.6845 | 3829.5639 | 28645.1377 |  | 0
1999-08-10 | 0 | 0 | 0 | 0 | -6.6845 | -6.6845 | 3822.8794 | 28595.1376 |  | 0
1999-08-11 | 0.0775 | 194.9342 | 3.6551 | 3.6551 | 184.5946 | 184.5946 | 4007.474 | 29975.9054 |  | 0
1999-08-12 | 0.0033333 | 8.3843 | 3.6551 | 3.6551 | -1.9553 | -1.9553 | 4005.5187 | 29961.2796 |  | 0
1999-08-13 | 0 | 0 | 0 | 0 | -6.6845 | -6.6845 | 3998.8342 | 29911.2796 |  | 0
1999-08-14 | 0 | 0 | 0 | 0 | -6.6845 | -6.6845 | 3992.1497 | 29861.2795 |  | 0
1999-08-15 | 0 | 0 | 0 | 0 | -6.6845 | -6.6845 | 3985.4652 | 29811.2794 |  | 0
1999-08-16 | 0 | 0 | 0 | 0 | -6.6845 | -6.6845 | 3978.7807 | 29761.2794 |  | 0
1999-08-17 | 0 | 0 | 0 | 0 | -6.6845 | -6.6845 | 3972.0962 | 29711.2793 |  | 0
1999-08-18 | 0 | 0 | 0 | 0 | -6.6845 | -6.6845 | 3965.4117 | 29661.2793 |  | 0
1999-08-19 | 0 | 0 | 0 | 0 | -6.6845 | -6.6845 | 3958.7272 | 29611.2792 |  | 0
1999-08-20 | 0 | 0 | 0 | 0 | -6.6845 | -6.6845 | 3952.0427 | 29561.2791 |  | 0
1999-08-21 | 0 | 0 | 0 | 0 | -6.6845 | -6.6845 | 3945.3582 | 29511.2791 |  | 0
1999-08-22 | 0 | 0 | 0 | 0 | -6.6845 | -6.6845 | 3938.6737 | 29461.279 |  | 0
1999-08-23 | 0 | 0 | 0 | 0 | -6.6845 | -6.6845 | 3931.9892 | 29411.279 |  | 0
1999-08-24 | 0 | 0 | 0 | 0 | -6.6845 | -6.6845 | 3925.3047 | 29361.2789 |  | 0
1999-08-25 | 0.023333 | 58.6899 | 3.6551 | 3.6551 | 48.3503 | 48.3503 | 3973.655 | 29722.939 |  | 0
1999-08-26 | 0 | 0 | 0 | 0 | -6.6845 | -6.6845 | 3966.9705 | 29672.939 |  | 0
1999-08-27 | 0 | 0 | 0 | 0 | -6.6845 | -6.6845 | 3960.286 | 29622.9389 |  | 0
1999-08-28 | 0 | 0 | 0 | 0 | -6.6845 | -6.6845 | 3953.6015 | 29572.9389 |  | 0
1999-08-29 | 0 | 0 | 0 | 0 | -6.6845 | -6.6845 | 3946.917 | 29522.9388 |  | 0
1999-08-30 | 0 | 0 | 0 | 0 | -6.6845 | -6.6845 | 3940.2325 | 29472.9387 |  | 0
1999-08-31 | 0 | 0 | 0 | 0 | -6.6845 | -6.6845 | 3933.548 | 29422.9387 |  | 0
1999-09-01 | 0.0016667 | 4.1921 | 3.6551 | 3.6551 | -6.1474 | -6.1474 | 3927.4005 | 29376.9558 |  | 0
1999-09-02 | 0 | 0 | 0 | 0 | -6.6845 | -6.6845 | 3920.716 | 29326.9557 |  | 0
1999-09-03 | 0.0058333 | 14.6725 | 3.6551 | 3.6551 | 4.3329 | 4.3329 | 3925.0489 | 29359.3657 |  | 0
1999-09-04 | 0.0016667 | 4.1921 | 3.6551 | 3.6551 | -6.1474 | -6.1474 | 3918.9014 | 29313.3828 |  | 0
1999-09-05 | 0.00083333 | 2.0961 | 3.6551 | 2.0961 | -6.6845 | -6.6845 | 3912.2169 | 29263.3828 |  | 0
1999-09-06 | 0 | 0 | 0 | 0 | -6.6845 | -6.6845 | 3905.5324 | 29213.3827 |  | 0
1999-09-07 | 0.0066667 | 16.7685 | 3.6551 | 3.6551 | 6.429 | 6.429 | 3911.9614 | 29261.4713 |  | 0
1999-09-08 | 0 | 0 | 0 | 0 | -6.6845 | -6.6845 | 3905.2769 | 29211.4712 |  | 0
1999-09-09 | 0.0016667 | 4.1921 | 3.6551 | 3.6551 | -6.1474 | -6.1474 | 3899.1295 | 29165.4883 |  | 0
1999-09-10 | 0 | 0 | 0 | 0 | -6.6845 | -6.6845 | 3892.445 | 29115.4882 |  | 0
1999-09-11 | 0.01 | 25.1528 | 3.6551 | 3.6551 | 14.8132 | 14.8132 | 3907.2582 | 29226.2911 |  | 0
1999-09-12 | 0.0016667 | 4.1921 | 3.6551 | 3.6551 | -6.1474 | -6.1474 | 3901.1107 | 29180.3082 |  | 0
1999-09-13 | 0.0033333 | 8.3843 | 3.6551 | 3.6551 | -1.9553 | -1.9553 | 3899.1554 | 29165.6825 |  | 0
1999-09-14 | 0 | 0 | 0 | 0 | -6.6845 | -6.6845 | 3892.4709 | 29115.6824 |  | 0
1999-09-15 | 0 | 0 | 0 | 0 | -6.6845 | -6.6845 | 3885.7864 | 29065.6824 |  | 0
1999-09-16 | 0.0083333 | 20.9607 | 3.6551 | 3.6551 | 10.6211 | 10.6211 | 3896.4075 | 29145.1281 |  | 0
1999-09-17 | 0 | 0 | 0 | 0 | -6.6845 | -6.6845 | 3889.723 | 29095.128 |  | 0
1999-09-18 | 0 | 0 | 0 | 0 | -6.6845 | -6.6845 | 3883.0385 | 29045.128 |  | 0
1999-09-19 | 0 | 0 | 0 | 0 | -6.6845 | -6.6845 | 3876.354 | 28995.1279 |  | 0
1999-09-20 | 0 | 0 | 0 | 0 | -6.6845 | -6.6845 | 3869.6695 | 28945.1278 |  | 0
1999-09-21 | 0.0016667 | 4.1921 | 3.6551 | 3.6551 | -6.1474 | -6.1474 | 3863.5221 | 28899.1449 |  | 0
1999-09-22 | 0.00083333 | 2.0961 | 3.6551 | 2.0961 | -6.6845 | -6.6845 | 3856.8376 | 28849.1449 |  | 0
1999-09-23 | 0 | 0 | 0 | 0 | -6.6845 | -6.6845 | 3850.1531 | 28799.1448 |  | 0
1999-09-24 | 0 | 0 | 0 | 0 | -6.6845 | -6.6845 | 3843.4686 | 28749.1448 |  | 0
1999-09-25 | 0 | 0 | 0 | 0 | -6.6845 | -6.6845 | 3836.7841 | 28699.1447 |  | 0
1999-09-26 | 0 | 0 | 0 | 0 | -6.6845 | -6.6845 | 3830.0996 | 28649.1446 |  | 0
1999-09-27 | 0 | 0 | 0 | 0 | -6.6845 | -6.6845 | 3823.4151 | 28599.1446 |  | 0
1999-09-28 | 0 | 0 | 0 | 0 | -6.6845 | -6.6845 | 3816.7306 | 28549.1445 |  | 0
1999-09-29 | 0 | 0 | 0 | 0 | -6.6845 | -6.6845 | 3810.0461 | 28499.1445 |  | 0
1999-09-30 | 0 | 0 | 0 | 0 | -6.6845 | -6.6845 | 3803.3616 | 28449.1444 |  | 0
1999-10-01 | 0 | 0 | 0 | 0 | -6.6845 | -6.6845 | 3796.6771 | 28399.1443 |  | 0
1999-10-02 | 0 | 0 | 0 | 0 | -6.6845 | -6.6845 | 3789.9926 | 28349.1443 |  | 0
1999-10-03 | 0 | 0 | 0 | 0 | -6.6845 | -6.6845 | 3783.3081 | 28299.1442 |  | 0
1999-10-04 | 0 | 0 | 0 | 0 | -6.6845 | -6.6845 | 3776.6236 | 28249.1442 |  | 0
1999-10-05 | 0 | 0 | 0 | 0 | -6.6845 | -6.6845 | 3769.9391 | 28199.1441 |  | 0
1999-10-06 | 0 | 0 | 0 | 0 | -6.6845 | -6.6845 | 3763.2546 | 28149.144 |  | 0
1999-10-07 | 0 | 0 | 0 | 0 | -6.6845 | -6.6845 | 3756.5701 | 28099.144 |  | 0
1999-10-08 | 0 | 0 | 0 | 0 | -6.6845 | -6.6845 | 3749.8856 | 28049.1439 |  | 0
1999-10-09 | 0 | 0 | 0 | 0 | -6.6845 | -6.6845 | 3743.2011 | 27999.1439 |  | 0
1999-10-10 | 0 | 0 | 0 | 0 | -6.6845 | -6.6845 | 3736.5166 | 27949.1438 |  | 0
1999-10-11 | 0 | 0 | 0 | 0 | -6.6845 | -6.6845 | 3729.8321 | 27899.1437 |  | 0
1999-10-12 | 0 | 0 | 0 | 0 | -6.6845 | -6.6845 | 3723.1476 | 27849.1437 |  | 0
1999-10-13 | 0 | 0 | 0 | 0 | -6.6845 | -6.6845 | 3716.4631 | 27799.1436 |  | 0
1999-10-14 | 0 | 0 | 0 | 0 | -6.6845 | -6.6845 | 3709.7786 | 27749.1436 |  | 0
1999-10-15 | 0 | 0 | 0 | 0 | -6.6845 | -6.6845 | 3703.0941 | 27699.1435 |  | 0
1999-10-16 | 0 | 0 | 0 | 0 | -6.6845 | -6.6845 | 3696.4096 | 27649.1434 |  | 0
1999-10-17 | 0 | 0 | 0 | 0 | -6.6845 | -6.6845 | 3689.7251 | 27599.1434 |  | 0
1999-10-18 | 0.0083333 | 20.9607 | 3.6551 | 3.6551 | 10.6211 | 10.6211 | 3700.3461 | 27678.5891 |  | 0
1999-10-19 | 0 | 0 | 0 | 0 | -6.6845 | -6.6845 | 3693.6616 | 27628.589 |  | 0
1999-10-20 | 0 | 0 | 0 | 0 | -6.6845 | -6.6845 | 3686.9771 | 27578.589 |  | 0
1999-10-21 | 0 | 0 | 0 | 0 | -6.6845 | -6.6845 | 3680.2926 | 27528.5889 |  | 0
1999-10-22 | 0 | 0 | 0 | 0 | -6.6845 | -6.6845 | 3673.6081 | 27478.5889 |  | 0
1999-10-23 | 0 | 0 | 0 | 0 | -6.6845 | -6.6845 | 3666.9236 | 27428.5888 |  | 0
1999-10-24 | 0 | 0 | 0 | 0 | -6.6845 | -6.6845 | 3660.2391 | 27378.5887 |  | 0
1999-10-25 | 0 | 0 | 0 | 0 | -6.6845 | -6.6845 | 3653.5546 | 27328.5887 |  | 0
1999-10-26 | 0 | 0 | 0 | 0 | -6.6845 | -6.6845 | 3646.8701 | 27278.5886 |  | 0
1999-10-27 | 0 | 0 | 0 | 0 | -6.6845 | -6.6845 | 3640.1856 | 27228.5886 |  | 0
1999-10-28 | 0 | 0 | 0 | 0 | -6.6845 | -6.6845 | 3633.5011 | 27178.5885 |  | 0
1999-10-29 | 0 | 0 | 0 | 0 | -6.6845 | -6.6845 | 3626.8166 | 27128.5884 |  | 0
1999-10-30 | 0 | 0 | 0 | 0 | -6.6845 | -6.6845 | 3620.1321 | 27078.5884 |  | 0
1999-10-31 | 0 | 0 | 0 | 0 | -6.6845 | -6.6845 | 3613.4476 | 27028.5883 |  | 0
1999-11-01 | 0 | 0 | 0 | 0 | -6.6845 | -6.6845 | 3606.7631 | 26978.5883 |  | 0
1999-11-02 | 0 | 0 | 0 | 0 | -6.6845 | -6.6845 | 3600.0786 | 26928.5882 |  | 0
1999-11-03 | 0 | 0 | 0 | 0 | -6.6845 | -6.6845 | 3593.3941 | 26878.5881 |  | 0
1999-11-04 | 0 | 0 | 0 | 0 | -6.6845 | -6.6845 | 3586.7096 | 26828.5881 |  | 0
1999-11-05 | 0 | 0 | 0 | 0 | -6.6845 | -6.6845 | 3580.0251 | 26778.588 |  | 0
1999-11-06 | 0 | 0 | 0 | 0 | -6.6845 | -6.6845 | 3573.3406 | 26728.588 |  | 0
1999-11-07 | 0 | 0 | 0 | 0 | -6.6845 | -6.6845 | 3566.6561 | 26678.5879 |  | 0
1999-11-08 | 0 | 0 | 0 | 0 | -6.6845 | -6.6845 | 3559.9716 | 26628.5878 |  | 0
1999-11-09 | 0 | 0 | 0 | 0 | -6.6845 | -6.6845 | 3553.2871 | 26578.5878 |  | 0
1999-11-10 | 0 | 0 | 0 | 0 | -6.6845 | -6.6845 | 3546.6026 | 26528.5877 |  | 0
1999-11-11 | 0 | 0 | 0 | 0 | -6.6845 | -6.6845 | 3539.9181 | 26478.5877 |  | 0
1999-11-12 | 0 | 0 | 0 | 0 | -6.6845 | -6.6845 | 3533.2336 | 26428.5876 |  | 0
1999-11-13 | 0 | 0 | 0 | 0 | -6.6845 | -6.6845 | 3526.5491 | 26378.5875 |  | 0
1999-11-14 | 0 | 0 | 0 | 0 | -6.6845 | -6.6845 | 3519.8646 | 26328.5875 |  | 0
1999-11-15 | 0 | 0 | 0 | 0 | -6.6845 | -6.6845 | 3513.1801 | 26278.5874 |  | 0
1999-11-16 | 0 | 0 | 0 | 0 | -6.6845 | -6.6845 | 3506.4956 | 26228.5874 |  | 0
1999-11-17 | 0 | 0 | 0 | 0 | -6.6845 | -6.6845 | 3499.8111 | 26178.5873 |  | 0
1999-11-18 | 0 | 0 | 0 | 0 | -6.6845 | -6.6845 | 3493.1266 | 26128.5872 |  | 0
1999-11-19 | 0 | 0 | 0 | 0 | -6.6845 | -6.6845 | 3486.4421 | 26078.5872 |  | 0
1999-11-20 | 0 | 0 | 0 | 0 | -6.6845 | -6.6845 | 3479.7576 | 26028.5871 |  | 0
1999-11-21 | 0 | 0 | 0 | 0 | -6.6845 | -6.6845 | 3473.0731 | 25978.5871 |  | 0
1999-11-22 | 0 | 0 | 0 | 0 | -6.6845 | -6.6845 | 3466.3886 | 25928.587 |  | 0
1999-11-23 | 0 | 0 | 0 | 0 | -6.6845 | -6.6845 | 3459.7041 | 25878.5869 |  | 0
1999-11-24 | 0 | 0 | 0 | 0 | -6.6845 | -6.6845 | 3453.0196 | 25828.5869 |  | 0
1999-11-25 | 0 | 0 | 0 | 0 | -6.6845 | -6.6845 | 3446.3351 | 25778.5868 |  | 0
1999-11-26 | 0 | 0 | 0 | 0 | -6.6845 | -6.6845 | 3439.6506 | 25728.5868 |  | 0
1999-11-27 | 0 | 0 | 0 | 0 | -6.6845 | -6.6845 | 3432.9661 | 25678.5867 |  | 0
1999-11-28 | 0 | 0 | 0 | 0 | -6.6845 | -6.6845 | 3426.2816 | 25628.5866 |  | 0
1999-11-29 | 0 | 0 | 0 | 0 | -6.6845 | -6.6845 | 3419.5971 | 25578.5866 |  | 0
1999-11-30 | 0 | 0 | 0 | 0 | -6.6845 | -6.6845 | 3412.9126 | 25528.5865 |  | 0
1999-12-01 | 0 | 0 | 0 | 0 | -6.6845 | -6.6845 | 3406.2281 | 25478.5865 |  | 0
1999-12-02 | 0 | 0 | 0 | 0 | -6.6845 | -6.6845 | 3399.5436 | 25428.5864 |  | 0
1999-12-03 | 0 | 0 | 0 | 0 | -6.6845 | -6.6845 | 3392.8591 | 25378.5863 |  | 0
1999-12-04 | 0 | 0 | 0 | 0 | -6.6845 | -6.6845 | 3386.1746 | 25328.5863 |  | 0
1999-12-05 | 0 | 0 | 0 | 0 | -6.6845 | -6.6845 | 3379.4901 | 25278.5862 |  | 0
1999-12-06 | 0 | 0 | 0 | 0 | -6.6845 | -6.6845 | 3372.8056 | 25228.5862 |  | 0
1999-12-07 | 0 | 0 | 0 | 0 | -6.6845 | -6.6845 | 3366.1211 | 25178.5861 |  | 0
1999-12-08 | 0 | 0 | 0 | 0 | -6.6845 | -6.6845 | 3359.4366 | 25128.586 |  | 0
1999-12-09 | 0 | 0 | 0 | 0 | -6.6845 | -6.6845 | 3352.7521 | 25078.586 |  | 0
1999-12-10 | 0 | 0 | 0 | 0 | -6.6845 | -6.6845 | 3346.0676 | 25028.5859 |  | 0
1999-12-11 | 0 | 0 | 0 | 0 | -6.6845 | -6.6845 | 3339.3831 | 24978.5859 |  | 0
1999-12-12 | 0 | 0 | 0 | 0 | -6.6845 | -6.6845 | 3332.6986 | 24928.5858 |  | 0
1999-12-13 | 0 | 0 | 0 | 0 | -6.6845 | -6.6845 | 3326.0141 | 24878.5857 |  | 0
1999-12-14 | 0 | 0 | 0 | 0 | -6.6845 | -6.6845 | 3319.3296 | 24828.5857 |  | 0
1999-12-15 | 0 | 0 | 0 | 0 | -6.6845 | -6.6845 | 3312.6451 | 24778.5856 |  | 0
1999-12-16 | 0 | 0 | 0 | 0 | -6.6845 | -6.6845 | 3305.9606 | 24728.5856 |  | 0
1999-12-17 | 0 | 0 | 0 | 0 | -6.6845 | -6.6845 | 3299.2761 | 24678.5855 |  | 0
1999-12-18 | 0 | 0 | 0 | 0 | -6.6845 | -6.6845 | 3292.5916 | 24628.5854 |  | 0
1999-12-19 | 0 | 0 | 0 | 0 | -6.6845 | -6.6845 | 3285.9071 | 24578.5854 |  | 0
1999-12-20 | 0 | 0 | 0 | 0 | -6.6845 | -6.6845 | 3279.2226 | 24528.5853 |  | 0
1999-12-21 | 0 | 0 | 0 | 0 | -6.6845 | -6.6845 | 3272.5381 | 24478.5853 |  | 0
1999-12-22 | 0 | 0 | 0 | 0 | -6.6845 | -6.6845 | 3265.8536 | 24428.5852 |  | 0
1999-12-23 | 0 | 0 | 0 | 0 | -6.6845 | -6.6845 | 3259.1691 | 24378.5851 |  | 0
1999-12-24 | 0.0125 | 31.441 | 3.6551 | 3.6551 | 21.1014 | 21.1014 | 3280.2706 | 24536.4238 |  | 0
1999-12-25 | 0.016667 | 41.9213 | 3.6551 | 3.6551 | 31.5818 | 31.5818 | 3311.8523 | 24772.6553 |  | 0
1999-12-26 | 0.0016667 | 4.1921 | 3.6551 | 3.6551 | -6.1474 | -6.1474 | 3305.7049 | 24726.6724 |  | 0
1999-12-27 | 0 | 0 | 0 | 0 | -6.6845 | -6.6845 | 3299.0204 | 24676.6723 |  | 0
1999-12-28 | 0 | 0 | 0 | 0 | -6.6845 | -6.6845 | 3292.3359 | 24626.6723 |  | 0
1999-12-29 | 0 | 0 | 0 | 0 | -6.6845 | -6.6845 | 3285.6514 | 24576.6722 |  | 0
1999-12-30 | 0 | 0 | 0 | 0 | -6.6845 | -6.6845 | 3278.9669 | 24526.6721 |  | 0
1999-12-31 | 0 | 0 | 0 | 0 | -6.6845 | -6.6845 | 3272.2824 | 24476.6721 |  | 0
2000-01-01 | 0 | 0 | 0 | 0 | -6.6845 | -6.6845 | 3265.5979 | 24426.672 |  | 0
2000-01-02 | 0 | 0 | 0 | 0 | -6.6845 | -6.6845 | 3258.9134 | 24376.672 |  | 0
2000-01-03 | 0 | 0 | 0 | 0 | -6.6845 | -6.6845 | 3252.2289 | 24326.6719 |  | 0
2000-01-04 | 0 | 0 | 0 | 0 | -6.6845 | -6.6845 | 3245.5444 | 24276.6718 |  | 0
2000-01-05 | 0 | 0 | 0 | 0 | -6.6845 | -6.6845 | 3238.8599 | 24226.6718 |  | 0
2000-01-06 | 0 | 0 | 0 | 0 | -6.6845 | -6.6845 | 3232.1754 | 24176.6717 |  | 0
2000-01-07 | 0 | 0 | 0 | 0 | -6.6845 | -6.6845 | 3225.4909 | 24126.6717 |  | 0
2000-01-08 | 0 | 0 | 0 | 0 | -6.6845 | -6.6845 | 3218.8064 | 24076.6716 |  | 0
2000-01-09 | 0 | 0 | 0 | 0 | -6.6845 | -6.6845 | 3212.1219 | 24026.6715 |  | 0
2000-01-10 | 0 | 0 | 0 | 0 | -6.6845 | -6.6845 | 3205.4374 | 23976.6715 |  | 0
2000-01-11 | 0 | 0 | 0 | 0 | -6.6845 | -6.6845 | 3198.7529 | 23926.6714 |  | 0
2000-01-12 | 0 | 0 | 0 | 0 | -6.6845 | -6.6845 | 3192.0684 | 23876.6714 |  | 0
2000-01-13 | 0 | 0 | 0 | 0 | -6.6845 | -6.6845 | 3185.3839 | 23826.6713 |  | 0
2000-01-14 | 0 | 0 | 0 | 0 | -6.6845 | -6.6845 | 3178.6994 | 23776.6712 |  | 0
2000-01-15 | 0 | 0 | 0 | 0 | -6.6845 | -6.6845 | 3172.0149 | 23726.6712 |  | 0
2000-01-16 | 0 | 0 | 0 | 0 | -6.6845 | -6.6845 | 3165.3304 | 23676.6711 |  | 0
2000-01-17 | 0 | 0 | 0 | 0 | -6.6845 | -6.6845 | 3158.6459 | 23626.6711 |  | 0
2000-01-18 | 0 | 0 | 0 | 0 | -6.6845 | -6.6845 | 3151.9614 | 23576.671 |  | 0
2000-01-19 | 0 | 0 | 0 | 0 | -6.6845 | -6.6845 | 3145.2769 | 23526.6709 |  | 0
2000-01-20 | 0 | 0 | 0 | 0 | -6.6845 | -6.6845 | 3138.5924 | 23476.6709 |  | 0
2000-01-21 | 0 | 0 | 0 | 0 | -6.6845 | -6.6845 | 3131.9079 | 23426.6708 |  | 0
2000-01-22 | 0 | 0 | 0 | 0 | -6.6845 | -6.6845 | 3125.2234 | 23376.6708 |  | 0
2000-01-23 | 0 | 0 | 0 | 0 | -6.6845 | -6.6845 | 3118.5389 | 23326.6707 |  | 0
2000-01-24 | 0 | 0 | 0 | 0 | -6.6845 | -6.6845 | 3111.8544 | 23276.6706 |  | 0
2000-01-25 | 0 | 0 | 0 | 0 | -6.6845 | -6.6845 | 3105.1699 | 23226.6706 |  | 0
2000-01-26 | 0 | 0 | 0 | 0 | -6.6845 | -6.6845 | 3098.4854 | 23176.6705 |  | 0
2000-01-27 | 0 | 0 | 0 | 0 | -6.6845 | -6.6845 | 3091.8009 | 23126.6705 |  | 0
2000-01-28 | 0 | 0 | 0 | 0 | -6.6845 | -6.6845 | 3085.1164 | 23076.6704 |  | 0
2000-01-29 | 0 | 0 | 0 | 0 | -6.6845 | -6.6845 | 3078.4319 | 23026.6703 |  | 0
2000-01-30 | 0 | 0 | 0 | 0 | -6.6845 | -6.6845 | 3071.7474 | 22976.6703 |  | 0
2000-01-31 | 0 | 0 | 0 | 0 | -6.6845 | -6.6845 | 3065.0629 | 22926.6702 |  | 0
2000-02-01 | 0 | 0 | 0 | 0 | -6.6845 | -6.6845 | 3058.3784 | 22876.6702 |  | 0
2000-02-02 | 0.0041667 | 10.4803 | 3.6551 | 3.6551 | 0.14075 | 0.14075 | 3058.5191 | 22877.723 |  | 0
2000-02-03 | 0 | 0 | 0 | 0 | -6.6845 | -6.6845 | 3051.8346 | 22827.7229 |  | 0
2000-02-04 | 0 | 0 | 0 | 0 | -6.6845 | -6.6845 | 3045.1501 | 22777.7229 |  | 0
2000-02-05 | 0 | 0 | 0 | 0 | -6.6845 | -6.6845 | 3038.4656 | 22727.7228 |  | 0
2000-02-06 | 0 | 0 | 0 | 0 | -6.6845 | -6.6845 | 3031.7811 | 22677.7227 |  | 0
2000-02-07 | 0 | 0 | 0 | 0 | -6.6845 | -6.6845 | 3025.0966 | 22627.7227 |  | 0
2000-02-08 | 0 | 0 | 0 | 0 | -6.6845 | -6.6845 | 3018.4121 | 22577.7226 |  | 0
2000-02-09 | 0 | 0 | 0 | 0 | -6.6845 | -6.6845 | 3011.7276 | 22527.7226 |  | 0
2000-02-10 | 0 | 0 | 0 | 0 | -6.6845 | -6.6845 | 3005.0431 | 22477.7225 |  | 0
2000-02-11 | 0 | 0 | 0 | 0 | -6.6845 | -6.6845 | 2998.3586 | 22427.7224 |  | 0
2000-02-12 | 0 | 0 | 0 | 0 | -6.6845 | -6.6845 | 2991.6741 | 22377.7224 |  | 0
2000-02-13 | 0 | 0 | 0 | 0 | -6.6845 | -6.6845 | 2984.9896 | 22327.7223 |  | 0
2000-02-14 | 0 | 0 | 0 | 0 | -6.6845 | -6.6845 | 2978.3051 | 22277.7223 |  | 0
2000-02-15 | 0 | 0 | 0 | 0 | -6.6845 | -6.6845 | 2971.6206 | 22227.7222 |  | 0
2000-02-16 | 0 | 0 | 0 | 0 | -6.6845 | -6.6845 | 2964.9361 | 22177.7221 |  | 0
2000-02-17 | 0 | 0 | 0 | 0 | -6.6845 | -6.6845 | 2958.2516 | 22127.7221 |  | 0
2000-02-18 | 0 | 0 | 0 | 0 | -6.6845 | -6.6845 | 2951.5671 | 22077.722 |  | 0
2000-02-19 | 0 | 0 | 0 | 0 | -6.6845 | -6.6845 | 2944.8826 | 22027.722 |  | 0
2000-02-20 | 0 | 0 | 0 | 0 | -6.6845 | -6.6845 | 2938.1981 | 21977.7219 |  | 0
2000-02-21 | 0 | 0 | 0 | 0 | -6.6845 | -6.6845 | 2931.5136 | 21927.7218 |  | 0
2000-02-22 | 0 | 0 | 0 | 0 | -6.6845 | -6.6845 | 2924.8291 | 21877.7218 |  | 0
2000-02-23 | 0 | 0 | 0 | 0 | -6.6845 | -6.6845 | 2918.1446 | 21827.7217 |  | 0
2000-02-24 | 0 | 0 | 0 | 0 | -6.6845 | -6.6845 | 2911.4601 | 21777.7217 |  | 0
2000-02-25 | 0 | 0 | 0 | 0 | -6.6845 | -6.6845 | 2904.7756 | 21727.7216 |  | 0
2000-02-26 | 0 | 0 | 0 | 0 | -6.6845 | -6.6845 | 2898.0911 | 21677.7215 |  | 0
2000-02-27 | 0 | 0 | 0 | 0 | -6.6845 | -6.6845 | 2891.4066 | 21627.7215 |  | 0
2000-02-28 | 0 | 0 | 0 | 0 | -6.6845 | -6.6845 | 2884.7221 | 21577.7214 |  | 0
2000-02-29 | 0 | 0 | 0 | 0 | -6.6845 | -6.6845 | 2878.0376 | 21527.7214 |  | 0
2000-03-01 | 0 | 0 | 0 | 0 | -6.6845 | -6.6845 | 2871.3531 | 21477.7213 |  | 0
2000-03-02 | 0 | 0 | 0 | 0 | -6.6845 | -6.6845 | 2864.6686 | 21427.7212 |  | 0
2000-03-03 | 0 | 0 | 0 | 0 | -6.6845 | -6.6845 | 2857.9841 | 21377.7212 |  | 0
2000-03-04 | 0 | 0 | 0 | 0 | -6.6845 | -6.6845 | 2851.2996 | 21327.7211 |  | 0
2000-03-05 | 0 | 0 | 0 | 0 | -6.6845 | -6.6845 | 2844.6151 | 21277.7211 |  | 0
2000-03-06 | 0 | 0 | 0 | 0 | -6.6845 | -6.6845 | 2837.9306 | 21227.721 |  | 0
2000-03-07 | 0 | 0 | 0 | 0 | -6.6845 | -6.6845 | 2831.2461 | 21177.7209 |  | 0
2000-03-08 | 0 | 0 | 0 | 0 | -6.6845 | -6.6845 | 2824.5616 | 21127.7209 |  | 0
2000-03-09 | 0 | 0 | 0 | 0 | -6.6845 | -6.6845 | 2817.8771 | 21077.7208 |  | 0
2000-03-10 | 0 | 0 | 0 | 0 | -6.6845 | -6.6845 | 2811.1926 | 21027.7208 |  | 0
2000-03-11 | 0 | 0 | 0 | 0 | -6.6845 | -6.6845 | 2804.5081 | 20977.7207 |  | 0
2000-03-12 | 0 | 0 | 0 | 0 | -6.6845 | -6.6845 | 2797.8236 | 20927.7206 |  | 0
2000-03-13 | 0 | 0 | 0 | 0 | -6.6845 | -6.6845 | 2791.1391 | 20877.7206 |  | 0
2000-03-14 | 0 | 0 | 0 | 0 | -6.6845 | -6.6845 | 2784.4546 | 20827.7205 |  | 0
2000-03-15 | 0 | 0 | 0 | 0 | -6.6845 | -6.6845 | 2777.7701 | 20777.7205 |  | 0
2000-03-16 | 0 | 0 | 0 | 0 | -6.6845 | -6.6845 | 2771.0856 | 20727.7204 |  | 0
2000-03-17 | 0 | 0 | 0 | 0 | -6.6845 | -6.6845 | 2764.4011 | 20677.7203 |  | 0
2000-03-18 | 0 | 0 | 0 | 0 | -6.6845 | -6.6845 | 2757.7166 | 20627.7203 |  | 0
2000-03-19 | 0 | 0 | 0 | 0 | -6.6845 | -6.6845 | 2751.0321 | 20577.7202 |  | 0
2000-03-20 | 0 | 0 | 0 | 0 | -6.6845 | -6.6845 | 2744.3476 | 20527.7202 |  | 0
2000-03-21 | 0 | 0 | 0 | 0 | -6.6845 | -6.6845 | 2737.6631 | 20477.7201 |  | 0
2000-03-22 | 0 | 0 | 0 | 0 | -6.6845 | -6.6845 | 2730.9786 | 20427.72 |  | 0
2000-03-23 | 0 | 0 | 0 | 0 | -6.6845 | -6.6845 | 2724.2941 | 20377.72 |  | 0
2000-03-24 | 0 | 0 | 0 | 0 | -6.6845 | -6.6845 | 2717.6096 | 20327.7199 |  | 0
2000-03-25 | 0 | 0 | 0 | 0 | -6.6845 | -6.6845 | 2710.9251 | 20277.7199 |  | 0
2000-03-26 | 0 | 0 | 0 | 0 | -6.6845 | -6.6845 | 2704.2406 | 20227.7198 |  | 0
2000-03-27 | 0 | 0 | 0 | 0 | -6.6845 | -6.6845 | 2697.5561 | 20177.7197 |  | 0
2000-03-28 | 0 | 0 | 0 | 0 | -6.6845 | -6.6845 | 2690.8716 | 20127.7197 |  | 0
2000-03-29 | 0 | 0 | 0 | 0 | -6.6845 | -6.6845 | 2684.1871 | 20077.7196 |  | 0
2000-03-30 | 0 | 0 | 0 | 0 | -6.6845 | -6.6845 | 2677.5026 | 20027.7196 |  | 0
2000-03-31 | 0 | 0 | 0 | 0 | -6.6845 | -6.6845 | 2670.8181 | 19977.7195 |  | 0
2000-04-01 | 0 | 0 | 0 | 0 | -6.6845 | -6.6845 | 2664.1336 | 19927.7194 |  | 0
2000-04-02 | 0 | 0 | 0 | 0 | -6.6845 | -6.6845 | 2657.4491 | 19877.7194 |  | 0
2000-04-03 | 0 | 0 | 0 | 0 | -6.6845 | -6.6845 | 2650.7646 | 19827.7193 |  | 0
2000-04-04 | 0 | 0 | 0 | 0 | -6.6845 | -6.6845 | 2644.0801 | 19777.7193 |  | 0
2000-04-05 | 0 | 0 | 0 | 0 | -6.6845 | -6.6845 | 2637.3956 | 19727.7192 |  | 0
2000-04-06 | 0 | 0 | 0 | 0 | -6.6845 | -6.6845 | 2630.7111 | 19677.7191 |  | 0
2000-04-07 | 0 | 0 | 0 | 0 | -6.6845 | -6.6845 | 2624.0266 | 19627.7191 |  | 0
2000-04-08 | 0 | 0 | 0 | 0 | -6.6845 | -6.6845 | 2617.3421 | 19577.719 |  | 0
2000-04-09 | 0 | 0 | 0 | 0 | -6.6845 | -6.6845 | 2610.6576 | 19527.719 |  | 0
2000-04-10 | 0 | 0 | 0 | 0 | -6.6845 | -6.6845 | 2603.9731 | 19477.7189 |  | 0
2000-04-11 | 0 | 0 | 0 | 0 | -6.6845 | -6.6845 | 2597.2886 | 19427.7188 |  | 0
2000-04-12 | 0 | 0 | 0 | 0 | -6.6845 | -6.6845 | 2590.6041 | 19377.7188 |  | 0
2000-04-13 | 0 | 0 | 0 | 0 | -6.6845 | -6.6845 | 2583.9196 | 19327.7187 |  | 0
2000-04-14 | 0 | 0 | 0 | 0 | -6.6845 | -6.6845 | 2577.2351 | 19277.7187 |  | 0
2000-04-15 | 0 | 0 | 0 | 0 | -6.6845 | -6.6845 | 2570.5506 | 19227.7186 |  | 0
2000-04-16 | 0 | 0 | 0 | 0 | -6.6845 | -6.6845 | 2563.8661 | 19177.7185 |  | 0
2000-04-17 | 0 | 0 | 0 | 0 | -6.6845 | -6.6845 | 2557.1816 | 19127.7185 |  | 0
2000-04-18 | 0 | 0 | 0 | 0 | -6.6845 | -6.6845 | 2550.4971 | 19077.7184 |  | 0
2000-04-19 | 0 | 0 | 0 | 0 | -6.6845 | -6.6845 | 2543.8126 | 19027.7184 |  | 0
2000-04-20 | 0 | 0 | 0 | 0 | -6.6845 | -6.6845 | 2537.1281 | 18977.7183 |  | 0
2000-04-21 | 0 | 0 | 0 | 0 | -6.6845 | -6.6845 | 2530.4436 | 18927.7182 |  | 0
2000-04-22 | 0 | 0 | 0 | 0 | -6.6845 | -6.6845 | 2523.7591 | 18877.7182 |  | 0
2000-04-23 | 0 | 0 | 0 | 0 | -6.6845 | -6.6845 | 2517.0746 | 18827.7181 |  | 0
2000-04-24 | 0 | 0 | 0 | 0 | -6.6845 | -6.6845 | 2510.3901 | 18777.7181 |  | 0
2000-04-25 | 0 | 0 | 0 | 0 | -6.6845 | -6.6845 | 2503.7056 | 18727.718 |  | 0
2000-04-26 | 0.0041667 | 10.4803 | 3.6551 | 3.6551 | 0.14075 | 0.14075 | 2503.8464 | 18728.7708 |  | 0
2000-04-27 | 0 | 0 | 0 | 0 | -6.6845 | -6.6845 | 2497.1619 | 18678.7708 |  | 0
2000-04-28 | 0 | 0 | 0 | 0 | -6.6845 | -6.6845 | 2490.4774 | 18628.7707 |  | 0
2000-04-29 | 0 | 0 | 0 | 0 | -6.6845 | -6.6845 | 2483.7929 | 18578.7707 |  | 0
2000-04-30 | 0 | 0 | 0 | 0 | -6.6845 | -6.6845 | 2477.1084 | 18528.7706 |  | 0
2000-05-01 | 0 | 0 | 0 | 0 | -6.6845 | -6.6845 | 2470.4239 | 18478.7705 |  | 0
2000-05-02 | 0 | 0 | 0 | 0 | -6.6845 | -6.6845 | 2463.7394 | 18428.7705 |  | 0
2000-05-03 | 0 | 0 | 0 | 0 | -6.6845 | -6.6845 | 2457.0549 | 18378.7704 |  | 0
2000-05-04 | 0 | 0 | 0 | 0 | -6.6845 | -6.6845 | 2450.3704 | 18328.7704 |  | 0
2000-05-05 | 0 | 0 | 0 | 0 | -6.6845 | -6.6845 | 2443.6859 | 18278.7703 |  | 0
2000-05-06 | 0 | 0 | 0 | 0 | -6.6845 | -6.6845 | 2437.0014 | 18228.7702 |  | 0
2000-05-07 | 0 | 0 | 0 | 0 | -6.6845 | -6.6845 | 2430.3169 | 18178.7702 |  | 0
2000-05-08 | 0 | 0 | 0 | 0 | -6.6845 | -6.6845 | 2423.6324 | 18128.7701 |  | 0
2000-05-09 | 0 | 0 | 0 | 0 | -6.6845 | -6.6845 | 2416.9479 | 18078.7701 |  | 0
2000-05-10 | 0 | 0 | 0 | 0 | -6.6845 | -6.6845 | 2410.2634 | 18028.77 |  | 0
2000-05-11 | 0 | 0 | 0 | 0 | -6.6845 | -6.6845 | 2403.5789 | 17978.7699 |  | 0
2000-05-12 | 0 | 0 | 0 | 0 | -6.6845 | -6.6845 | 2396.8944 | 17928.7699 |  | 0
2000-05-13 | 0 | 0 | 0 | 0 | -6.6845 | -6.6845 | 2390.2099 | 17878.7698 |  | 0
2000-05-14 | 0 | 0 | 0 | 0 | -6.6845 | -6.6845 | 2383.5254 | 17828.7698 |  | 0
2000-05-15 | 0 | 0 | 0 | 0 | -6.6845 | -6.6845 | 2376.8409 | 17778.7697 |  | 0
2000-05-16 | 0 | 0 | 0 | 0 | -6.6845 | -6.6845 | 2370.1564 | 17728.7696 |  | 0
2000-05-17 | 0 | 0 | 0 | 0 | -6.6845 | -6.6845 | 2363.4719 | 17678.7696 |  | 0
2000-05-18 | 0 | 0 | 0 | 0 | -6.6845 | -6.6845 | 2356.7874 | 17628.7695 |  | 0
2000-05-19 | 0 | 0 | 0 | 0 | -6.6845 | -6.6845 | 2350.1029 | 17578.7695 |  | 0
2000-05-20 | 0 | 0 | 0 | 0 | -6.6845 | -6.6845 | 2343.4184 | 17528.7694 |  | 0
2000-05-21 | 0 | 0 | 0 | 0 | -6.6845 | -6.6845 | 2336.7339 | 17478.7693 |  | 0
2000-05-22 | 0 | 0 | 0 | 0 | -6.6845 | -6.6845 | 2330.0494 | 17428.7693 |  | 0
2000-05-23 | 0 | 0 | 0 | 0 | -6.6845 | -6.6845 | 2323.3649 | 17378.7692 |  | 0
2000-05-24 | 0 | 0 | 0 | 0 | -6.6845 | -6.6845 | 2316.6804 | 17328.7692 |  | 0
2000-05-25 | 0 | 0 | 0 | 0 | -6.6845 | -6.6845 | 2309.9959 | 17278.7691 |  | 0
2000-05-26 | 0 | 0 | 0 | 0 | -6.6845 | -6.6845 | 2303.3114 | 17228.769 |  | 0
2000-05-27 | 0 | 0 | 0 | 0 | -6.6845 | -6.6845 | 2296.6269 | 17178.769 |  | 0
2000-05-28 | 0 | 0 | 0 | 0 | -6.6845 | -6.6845 | 2289.9424 | 17128.7689 |  | 0
2000-05-29 | 0 | 0 | 0 | 0 | -6.6845 | -6.6845 | 2283.2579 | 17078.7689 |  | 0
2000-05-30 | 0 | 0 | 0 | 0 | -6.6845 | -6.6845 | 2276.5734 | 17028.7688 |  | 0
2000-05-31 | 0.0058333 | 14.6725 | 3.6551 | 3.6551 | 4.3329 | 4.3329 | 2280.9063 | 17061.1788 |  | 0
2000-06-01 | 0.041667 | 104.8033 | 3.6551 | 3.6551 | 94.4638 | 94.4638 | 2375.37 | 17767.7677 |  | 0
2000-06-02 | 0.0825 | 207.5106 | 3.6551 | 3.6551 | 197.171 | 197.171 | 2572.541 | 19242.6069 |  | 0
2000-06-03 | 0.021667 | 54.4977 | 3.6551 | 3.6551 | 44.1582 | 44.1582 | 2616.6992 | 19572.9099 |  | 0
2000-06-04 | 0.056667 | 142.5325 | 3.6551 | 3.6551 | 132.193 | 132.193 | 2748.8921 | 20561.7132 |  | 0
2000-06-05 | 0 | 0 | 0 | 0 | -6.6845 | -6.6845 | 2742.2076 | 20511.7131 |  | 0
2000-06-06 | 0 | 0 | 0 | 0 | -6.6845 | -6.6845 | 2735.5231 | 20461.713 |  | 0
2000-06-07 | 0 | 0 | 0 | 0 | -6.6845 | -6.6845 | 2728.8386 | 20411.713 |  | 0
2000-06-08 | 0 | 0 | 0 | 0 | -6.6845 | -6.6845 | 2722.1541 | 20361.7129 |  | 0
2000-06-09 | 0 | 0 | 0 | 0 | -6.6845 | -6.6845 | 2715.4696 | 20311.7129 |  | 0
2000-06-10 | 0.0125 | 31.441 | 3.6551 | 3.6551 | 21.1014 | 21.1014 | 2736.5711 | 20469.5515 |  | 0
2000-06-11 | 0.015 | 37.7292 | 3.6551 | 3.6551 | 27.3896 | 27.3896 | 2763.9607 | 20674.4258 |  | 0
2000-06-12 | 0.023333 | 58.6899 | 3.6551 | 3.6551 | 48.3503 | 48.3503 | 2812.311 | 21036.086 |  | 0
2000-06-13 | 0 | 0 | 0 | 0 | -6.6845 | -6.6845 | 2805.6265 | 20986.0859 |  | 0
2000-06-14 | 0 | 0 | 0 | 0 | -6.6845 | -6.6845 | 2798.942 | 20936.0859 |  | 0
2000-06-15 | 0 | 0 | 0 | 0 | -6.6845 | -6.6845 | 2792.2575 | 20886.0858 |  | 0
2000-06-16 | 0.025 | 62.882 | 3.6551 | 3.6551 | 52.5424 | 52.5424 | 2844.7999 | 21279.1031 |  | 0
2000-06-17 | 0.01 | 25.1528 | 3.6551 | 3.6551 | 14.8132 | 14.8132 | 2859.6131 | 21389.906 |  | 0
2000-06-18 | 0.0225 | 56.5938 | 3.6551 | 3.6551 | 46.2542 | 46.2542 | 2905.8673 | 21735.8876 |  | 0
2000-06-19 | 0 | 0 | 0 | 0 | -6.6845 | -6.6845 | 2899.1828 | 21685.8875 |  | 0
2000-06-20 | 0.044167 | 111.0915 | 3.6551 | 3.6551 | 100.752 | 100.752 | 2999.9348 | 22439.5121 |  | 0
2000-06-21 | 0.0475 | 119.4758 | 3.6551 | 3.6551 | 109.1362 | 109.1362 | 3109.071 | 23255.851 |  | 0
2000-06-22 | 0.051667 | 129.9561 | 3.6551 | 3.6551 | 119.6166 | 119.6166 | 3228.6875 | 24150.5828 |  | 0
2000-06-23 | 0.026667 | 67.0741 | 3.6551 | 3.6551 | 56.7346 | 56.7346 | 3285.4221 | 24574.9573 |  | 0
2000-06-24 | 0 | 0 | 0 | 0 | -6.6845 | -6.6845 | 3278.7376 | 24524.9572 |  | 0
2000-06-25 | 0 | 0 | 0 | 0 | -6.6845 | -6.6845 | 3272.0531 | 24474.9572 |  | 0
2000-06-26 | 0 | 0 | 0 | 0 | -6.6845 | -6.6845 | 3265.3686 | 24424.9571 |  | 0
2000-06-27 | 0 | 0 | 0 | 0 | -6.6845 | -6.6845 | 3258.6841 | 24374.9571 |  | 0
2000-06-28 | 0.0016667 | 4.1921 | 3.6551 | 3.6551 | -6.1474 | -6.1474 | 3252.5367 | 24328.9742 |  | 0
2000-06-29 | 0.066667 | 167.6853 | 3.6551 | 3.6551 | 157.3458 | 157.3458 | 3409.8824 | 25505.9204 |  | 0
2000-06-30 | 0 | 0 | 0 | 0 | -6.6845 | -6.6845 | 3403.1979 | 25455.9203 |  | 0
2000-07-01 | 0 | 0 | 0 | 0 | -6.6845 | -6.6845 | 3396.5134 | 25405.9203 |  | 0
2000-07-02 | 0.023333 | 58.6899 | 3.6551 | 3.6551 | 48.3503 | 48.3503 | 3444.8637 | 25767.5804 |  | 0
2000-07-03 | 0.02 | 50.3056 | 3.6551 | 3.6551 | 39.966 | 39.966 | 3484.8297 | 26066.5262 |  | 0
2000-07-04 | 0.00083333 | 2.0961 | 3.6551 | 2.0961 | -6.6845 | -6.6845 | 3478.1452 | 26016.5262 |  | 0
2000-07-05 | 0 | 0 | 0 | 0 | -6.6845 | -6.6845 | 3471.4607 | 25966.5261 |  | 0
2000-07-06 | 0.0041667 | 10.4803 | 3.6551 | 3.6551 | 0.14075 | 0.14075 | 3471.6015 | 25967.579 |  | 0
2000-07-07 | 0 | 0 | 0 | 0 | -6.6845 | -6.6845 | 3464.917 | 25917.5789 |  | 0
2000-07-08 | 0 | 0 | 0 | 0 | -6.6845 | -6.6845 | 3458.2325 | 25867.5788 |  | 0
2000-07-09 | 0 | 0 | 0 | 0 | -6.6845 | -6.6845 | 3451.548 | 25817.5788 |  | 0
2000-07-10 | 0 | 0 | 0 | 0 | -6.6845 | -6.6845 | 3444.8635 | 25767.5787 |  | 0
2000-07-11 | 0.0025 | 6.2882 | 3.6551 | 3.6551 | -4.0514 | -4.0514 | 3440.8121 | 25737.2744 |  | 0
2000-07-12 | 0.0058333 | 14.6725 | 3.6551 | 3.6551 | 4.3329 | 4.3329 | 3445.145 | 25769.6844 |  | 0
2000-07-13 | 0 | 0 | 0 | 0 | -6.6845 | -6.6845 | 3438.4605 | 25719.6843 |  | 0
2000-07-14 | 0 | 0 | 0 | 0 | -6.6845 | -6.6845 | 3431.776 | 25669.6843 |  | 0
2000-07-15 | 0 | 0 | 0 | 0 | -6.6845 | -6.6845 | 3425.0915 | 25619.6842 |  | 0
2000-07-16 | 0.066667 | 167.6853 | 3.6551 | 3.6551 | 157.3458 | 157.3458 | 3582.4372 | 26796.6304 |  | 0
2000-07-17 | 0 | 0 | 0 | 0 | -6.6845 | -6.6845 | 3575.7527 | 26746.6304 |  | 0
2000-07-18 | 0 | 0 | 0 | 0 | -6.6845 | -6.6845 | 3569.0682 | 26696.6303 |  | 0
2000-07-19 | 0 | 0 | 0 | 0 | -6.6845 | -6.6845 | 3562.3837 | 26646.6303 |  | 0
2000-07-20 | 0 | 0 | 0 | 0 | -6.6845 | -6.6845 | 3555.6992 | 26596.6302 |  | 0
2000-07-21 | 0 | 0 | 0 | 0 | -6.6845 | -6.6845 | 3549.0147 | 26546.6301 |  | 0
2000-07-22 | 0 | 0 | 0 | 0 | -6.6845 | -6.6845 | 3542.3302 | 26496.6301 |  | 0
2000-07-23 | 0 | 0 | 0 | 0 | -6.6845 | -6.6845 | 3535.6457 | 26446.63 |  | 0
2000-07-24 | 0 | 0 | 0 | 0 | -6.6845 | -6.6845 | 3528.9612 | 26396.63 |  | 0
2000-07-25 | 0 | 0 | 0 | 0 | -6.6845 | -6.6845 | 3522.2767 | 26346.6299 |  | 0
2000-07-26 | 0.010833 | 27.2489 | 3.6551 | 3.6551 | 16.9093 | 16.9093 | 3539.186 | 26473.1114 |  | 0
2000-07-27 | 0 | 0 | 0 | 0 | -6.6845 | -6.6845 | 3532.5015 | 26423.1113 |  | 0
2000-07-28 | 0 | 0 | 0 | 0 | -6.6845 | -6.6845 | 3525.817 | 26373.1112 |  | 0
2000-07-29 | 0 | 0 | 0 | 0 | -6.6845 | -6.6845 | 3519.1325 | 26323.1112 |  | 0
2000-07-30 | 0.025 | 62.882 | 3.6551 | 3.6551 | 52.5424 | 52.5424 | 3571.6749 | 26716.1285 |  | 0
2000-07-31 | 0 | 0 | 0 | 0 | -6.6845 | -6.6845 | 3564.9904 | 26666.1284 |  | 0
2000-08-01 | 0 | 0 | 0 | 0 | -6.6845 | -6.6845 | 3558.3059 | 26616.1284 |  | 0
2000-08-02 | 0 | 0 | 0 | 0 | -6.6845 | -6.6845 | 3551.6214 | 26566.1283 |  | 0
2000-08-03 | 0 | 0 | 0 | 0 | -6.6845 | -6.6845 | 3544.9369 | 26516.1282 |  | 0
2000-08-04 | 0 | 0 | 0 | 0 | -6.6845 | -6.6845 | 3538.2524 | 26466.1282 |  | 0
2000-08-05 | 0 | 0 | 0 | 0 | -6.6845 | -6.6845 | 3531.5679 | 26416.1281 |  | 0
2000-08-06 | 0.0033333 | 8.3843 | 3.6551 | 3.6551 | -1.9553 | -1.9553 | 3529.6126 | 26401.5024 |  | 0
2000-08-07 | 0 | 0 | 0 | 0 | -6.6845 | -6.6845 | 3522.9281 | 26351.5023 |  | 0
2000-08-08 | 0.041667 | 104.8033 | 3.6551 | 3.6551 | 94.4638 | 94.4638 | 3617.3919 | 27058.0912 |  | 0
2000-08-09 | 0.0075 | 18.8646 | 3.6551 | 3.6551 | 8.525 | 8.525 | 3625.9169 | 27121.8583 |  | 0
2000-08-10 | 0 | 0 | 0 | 0 | -6.6845 | -6.6845 | 3619.2324 | 27071.8583 |  | 0
2000-08-11 | 0 | 0 | 0 | 0 | -6.6845 | -6.6845 | 3612.5479 | 27021.8582 |  | 0
2000-08-12 | 0 | 0 | 0 | 0 | -6.6845 | -6.6845 | 3605.8634 | 26971.8582 |  | 0
2000-08-13 | 0 | 0 | 0 | 0 | -6.6845 | -6.6845 | 3599.1789 | 26921.8581 |  | 0
2000-08-14 | 0 | 0 | 0 | 0 | -6.6845 | -6.6845 | 3592.4944 | 26871.858 |  | 0
2000-08-15 | 0 | 0 | 0 | 0 | -6.6845 | -6.6845 | 3585.8099 | 26821.858 |  | 0
2000-08-16 | 0.058333 | 146.7247 | 3.6551 | 3.6551 | 136.3851 | 136.3851 | 3722.195 | 27842.0184 |  | 0
2000-08-17 | 0 | 0 | 0 | 0 | -6.6845 | -6.6845 | 3715.5105 | 27792.0184 |  | 0
2000-08-18 | 0 | 0 | 0 | 0 | -6.6845 | -6.6845 | 3708.826 | 27742.0183 |  | 0
2000-08-19 | 0 | 0 | 0 | 0 | -6.6845 | -6.6845 | 3702.1415 | 27692.0182 |  | 0
2000-08-20 | 0 | 0 | 0 | 0 | -6.6845 | -6.6845 | 3695.457 | 27642.0182 |  | 0
2000-08-21 | 0 | 0 | 0 | 0 | -6.6845 | -6.6845 | 3688.7725 | 27592.0181 |  | 0
2000-08-22 | 0.00083333 | 2.0961 | 3.6551 | 2.0961 | -6.6845 | -6.6845 | 3682.088 | 27542.0181 |  | 0
2000-08-23 | 0.0083333 | 20.9607 | 3.6551 | 3.6551 | 10.6211 | 10.6211 | 3692.7091 | 27621.4638 |  | 0
2000-08-24 | 0 | 0 | 0 | 0 | -6.6845 | -6.6845 | 3686.0246 | 27571.4637 |  | 0
2000-08-25 | 0 | 0 | 0 | 0 | -6.6845 | -6.6845 | 3679.3401 | 27521.4637 |  | 0
2000-08-26 | 0 | 0 | 0 | 0 | -6.6845 | -6.6845 | 3672.6556 | 27471.4636 |  | 0
2000-08-27 | 0 | 0 | 0 | 0 | -6.6845 | -6.6845 | 3665.9711 | 27421.4635 |  | 0
2000-08-28 | 0 | 0 | 0 | 0 | -6.6845 | -6.6845 | 3659.2866 | 27371.4635 |  | 0
2000-08-29 | 0.0083333 | 20.9607 | 3.6551 | 3.6551 | 10.6211 | 10.6211 | 3669.9076 | 27450.9092 |  | 0
2000-08-30 | 0.0475 | 119.4758 | 3.6551 | 3.6551 | 109.1362 | 109.1362 | 3779.0439 | 28267.2481 |  | 0
2000-08-31 | 0 | 0 | 0 | 0 | -6.6845 | -6.6845 | 3772.3594 | 28217.2481 |  | 0
2000-09-01 | 0.0025 | 6.2882 | 3.6551 | 3.6551 | -4.0514 | -4.0514 | 3768.308 | 28186.9438 |  | 0
2000-09-02 | 0 | 0 | 0 | 0 | -6.6845 | -6.6845 | 3761.6235 | 28136.9437 |  | 0
2000-09-03 | 0 | 0 | 0 | 0 | -6.6845 | -6.6845 | 3754.939 | 28086.9436 |  | 0
2000-09-04 | 0 | 0 | 0 | 0 | -6.6845 | -6.6845 | 3748.2545 | 28036.9436 |  | 0
2000-09-05 | 0 | 0 | 0 | 0 | -6.6845 | -6.6845 | 3741.57 | 27986.9435 |  | 0
2000-09-06 | 0 | 0 | 0 | 0 | -6.6845 | -6.6845 | 3734.8855 | 27936.9435 |  | 0
2000-09-07 | 0 | 0 | 0 | 0 | -6.6845 | -6.6845 | 3728.201 | 27886.9434 |  | 0
2000-09-08 | 0 | 0 | 0 | 0 | -6.6845 | -6.6845 | 3721.5165 | 27836.9433 |  | 0
2000-09-09 | 0 | 0 | 0 | 0 | -6.6845 | -6.6845 | 3714.832 | 27786.9433 |  | 0
2000-09-10 | 0 | 0 | 0 | 0 | -6.6845 | -6.6845 | 3708.1475 | 27736.9432 |  | 0
2000-09-11 | 0 | 0 | 0 | 0 | -6.6845 | -6.6845 | 3701.463 | 27686.9432 |  | 0
2000-09-12 | 0 | 0 | 0 | 0 | -6.6845 | -6.6845 | 3694.7785 | 27636.9431 |  | 0
2000-09-13 | 0 | 0 | 0 | 0 | -6.6845 | -6.6845 | 3688.094 | 27586.943 |  | 0
2000-09-14 | 0 | 0 | 0 | 0 | -6.6845 | -6.6845 | 3681.4095 | 27536.943 |  | 0
2000-09-15 | 0.005 | 12.5764 | 3.6551 | 3.6551 | 2.2368 | 2.2368 | 3683.6463 | 27553.6744 |  | 0
2000-09-16 | 0 | 0 | 0 | 0 | -6.6845 | -6.6845 | 3676.9618 | 27503.6743 |  | 0
2000-09-17 | 0 | 0 | 0 | 0 | -6.6845 | -6.6845 | 3670.2773 | 27453.6743 |  | 0
2000-09-18 | 0 | 0 | 0 | 0 | -6.6845 | -6.6845 | 3663.5928 | 27403.6742 |  | 0
2000-09-19 | 0 | 0 | 0 | 0 | -6.6845 | -6.6845 | 3656.9083 | 27353.6741 |  | 0
2000-09-20 | 0 | 0 | 0 | 0 | -6.6845 | -6.6845 | 3650.2238 | 27303.6741 |  | 0
2000-09-21 | 0 | 0 | 0 | 0 | -6.6845 | -6.6845 | 3643.5393 | 27253.674 |  | 0
2000-09-22 | 0 | 0 | 0 | 0 | -6.6845 | -6.6845 | 3636.8548 | 27203.674 |  | 0
2000-09-23 | 0 | 0 | 0 | 0 | -6.6845 | -6.6845 | 3630.1703 | 27153.6739 |  | 0
2000-09-24 | 0 | 0 | 0 | 0 | -6.6845 | -6.6845 | 3623.4858 | 27103.6738 |  | 0
2000-09-25 | 0 | 0 | 0 | 0 | -6.6845 | -6.6845 | 3616.8013 | 27053.6738 |  | 0
2000-09-26 | 0 | 0 | 0 | 0 | -6.6845 | -6.6845 | 3610.1168 | 27003.6737 |  | 0
2000-09-27 | 0 | 0 | 0 | 0 | -6.6845 | -6.6845 | 3603.4323 | 26953.6737 |  | 0
2000-09-28 | 0 | 0 | 0 | 0 | -6.6845 | -6.6845 | 3596.7478 | 26903.6736 |  | 0
2000-09-29 | 0 | 0 | 0 | 0 | -6.6845 | -6.6845 | 3590.0633 | 26853.6735 |  | 0
2000-09-30 | 0 | 0 | 0 | 0 | -6.6845 | -6.6845 | 3583.3788 | 26803.6735 |  | 0
2000-10-01 | 0 | 0 | 0 | 0 | -6.6845 | -6.6845 | 3576.6943 | 26753.6734 |  | 0
2000-10-02 | 0 | 0 | 0 | 0 | -6.6845 | -6.6845 | 3570.0098 | 26703.6734 |  | 0
2000-10-03 | 0 | 0 | 0 | 0 | -6.6845 | -6.6845 | 3563.3253 | 26653.6733 |  | 0
2000-10-04 | 0 | 0 | 0 | 0 | -6.6845 | -6.6845 | 3556.6408 | 26603.6732 |  | 0
2000-10-05 | 0 | 0 | 0 | 0 | -6.6845 | -6.6845 | 3549.9563 | 26553.6732 |  | 0
2000-10-06 | 0 | 0 | 0 | 0 | -6.6845 | -6.6845 | 3543.2718 | 26503.6731 |  | 0
2000-10-07 | 0.0025 | 6.2882 | 3.6551 | 3.6551 | -4.0514 | -4.0514 | 3539.2204 | 26473.3688 |  | 0
2000-10-08 | 0.068333 | 171.8775 | 3.6551 | 3.6551 | 161.5379 | 161.5379 | 3700.7583 | 27681.6722 |  | 0
2000-10-09 | 0.05 | 125.764 | 3.6551 | 3.6551 | 115.4244 | 115.4244 | 3816.1827 | 28545.0469 |  | 0
2000-10-10 | 0.00083333 | 2.0961 | 3.6551 | 2.0961 | -6.6845 | -6.6845 | 3809.4982 | 28495.0468 |  | 0
2000-10-11 | 0 | 0 | 0 | 0 | -6.6845 | -6.6845 | 3802.8137 | 28445.0467 |  | 0
2000-10-12 | 0 | 0 | 0 | 0 | -6.6845 | -6.6845 | 3796.1292 | 28395.0467 |  | 0
2000-10-13 | 0 | 0 | 0 | 0 | -6.6845 | -6.6845 | 3789.4447 | 28345.0466 |  | 0
2000-10-14 | 0.034167 | 85.9387 | 3.6551 | 3.6551 | 75.5992 | 75.5992 | 3865.0439 | 28910.5283 |  | 0
2000-10-15 | 0.0041667 | 10.4803 | 3.6551 | 3.6551 | 0.14075 | 0.14075 | 3865.1846 | 28911.5811 |  | 0
2000-10-16 | 0.0016667 | 4.1921 | 3.6551 | 3.6551 | -6.1474 | -6.1474 | 3859.0372 | 28865.5982 |  | 0
2000-10-17 | 0.026667 | 67.0741 | 3.6551 | 3.6551 | 56.7346 | 56.7346 | 3915.7717 | 29289.9727 |  | 0
2000-10-18 | 0.0016667 | 4.1921 | 3.6551 | 3.6551 | -6.1474 | -6.1474 | 3909.6243 | 29243.9898 |  | 0
2000-10-19 | 0.064167 | 161.3971 | 3.6551 | 3.6551 | 151.0576 | 151.0576 | 4003.7455 | 29948.0163 |  | 50.2519
2000-10-20 | 0.005 | 12.5764 | 3.6551 | 3.6551 | 2.2368 | 2.2368 | 4005.9823 | 29964.7478 |  | 0
2000-10-21 | 0.0125 | 31.441 | 3.6551 | 3.6551 | 21.1014 | 21.1014 | 4003.7455 | 29948.0163 |  | 16.6537
2000-10-22 | 0.0025 | 6.2882 | 3.6551 | 3.6551 | -4.0514 | -4.0514 | 3999.6941 | 29917.712 |  | 0
2000-10-23 | 0 | 0 | 0 | 0 | -6.6845 | -6.6845 | 3993.0096 | 29867.712 |  | 0
2000-10-24 | 0.00083333 | 2.0961 | 3.6551 | 2.0961 | -6.6845 | -6.6845 | 3986.3251 | 29817.7119 |  | 0
2000-10-25 | 0 | 0 | 0 | 0 | -6.6845 | -6.6845 | 3979.6406 | 29767.7118 |  | 0
2000-10-26 | 0 | 0 | 0 | 0 | -6.6845 | -6.6845 | 3972.9561 | 29717.7118 |  | 0
2000-10-27 | 0 | 0 | 0 | 0 | -6.6845 | -6.6845 | 3966.2716 | 29667.7117 |  | 0
2000-10-28 | 0.0091667 | 23.0567 | 3.6551 | 3.6551 | 12.7172 | 12.7172 | 3978.9888 | 29762.836 |  | 0
2000-10-29 | 0 | 0 | 0 | 0 | -6.6845 | -6.6845 | 3972.3043 | 29712.836 |  | 0
2000-10-30 | 0 | 0 | 0 | 0 | -6.6845 | -6.6845 | 3965.6198 | 29662.8359 |  | 0
2000-10-31 | 0 | 0 | 0 | 0 | -6.6845 | -6.6845 | 3958.9353 | 29612.8358 |  | 0
2000-11-01 | 0 | 0 | 0 | 0 | -6.6845 | -6.6845 | 3952.2508 | 29562.8358 |  | 0
2000-11-02 | 0 | 0 | 0 | 0 | -6.6845 | -6.6845 | 3945.5663 | 29512.8357 |  | 0
2000-11-03 | 0.014167 | 35.6331 | 3.6551 | 3.6551 | 25.2936 | 25.2936 | 3970.8598 | 29702.0315 |  | 0
2000-11-04 | 0.04 | 100.6112 | 3.6551 | 3.6551 | 90.2716 | 90.2716 | 4003.7455 | 29948.0163 |  | 50.7014
2000-11-05 | 0.0033333 | 8.3843 | 3.6551 | 3.6551 | -1.9553 | -1.9553 | 4001.7902 | 29933.3906 |  | 0
2000-11-06 | 0 | 0 | 0 | 0 | -6.6845 | -6.6845 | 3995.1057 | 29883.3905 |  | 0
2000-11-07 | 0.00083333 | 2.0961 | 3.6551 | 2.0961 | -6.6845 | -6.6845 | 3988.4212 | 29833.3905 |  | 0
2000-11-08 | 0.018333 | 46.1135 | 3.6551 | 3.6551 | 35.7739 | 35.7739 | 4003.7455 | 29948.0163 |  | 13.7651
2000-11-09 | 0.00083333 | 2.0961 | 3.6551 | 2.0961 | -6.6845 | -6.6845 | 3997.061 | 29898.0163 |  | 0
2000-11-10 | 0 | 0 | 0 | 0 | -6.6845 | -6.6845 | 3990.3765 | 29848.0162 |  | 0
2000-11-11 | 0 | 0 | 0 | 0 | -6.6845 | -6.6845 | 3983.692 | 29798.0162 |  | 0
2000-11-12 | 0 | 0 | 0 | 0 | -6.6845 | -6.6845 | 3977.0075 | 29748.0161 |  | 0
2000-11-13 | 0 | 0 | 0 | 0 | -6.6845 | -6.6845 | 3970.323 | 29698.016 |  | 0
2000-11-14 | 0 | 0 | 0 | 0 | -6.6845 | -6.6845 | 3963.6385 | 29648.016 |  | 0
2000-11-15 | 0 | 0 | 0 | 0 | -6.6845 | -6.6845 | 3956.954 | 29598.0159 |  | 0
2000-11-16 | 0 | 0 | 0 | 0 | -6.6845 | -6.6845 | 3950.2695 | 29548.0159 |  | 0
2000-11-17 | 0 | 0 | 0 | 0 | -6.6845 | -6.6845 | 3943.585 | 29498.0158 |  | 0
2000-11-18 | 0 | 0 | 0 | 0 | -6.6845 | -6.6845 | 3936.9005 | 29448.0157 |  | 0
2000-11-19 | 0.01 | 25.1528 | 3.6551 | 3.6551 | 14.8132 | 14.8132 | 3951.7137 | 29558.8186 |  | 0
2000-11-20 | 0 | 0 | 0 | 0 | -6.6845 | -6.6845 | 3945.0292 | 29508.8186 |  | 0
2000-11-21 | 0 | 0 | 0 | 0 | -6.6845 | -6.6845 | 3938.3447 | 29458.8185 |  | 0
2000-11-22 | 0 | 0 | 0 | 0 | -6.6845 | -6.6845 | 3931.6602 | 29408.8184 |  | 0
2000-11-23 | 0 | 0 | 0 | 0 | -6.6845 | -6.6845 | 3924.9757 | 29358.8184 |  | 0
2000-11-24 | 0 | 0 | 0 | 0 | -6.6845 | -6.6845 | 3918.2912 | 29308.8183 |  | 0
2000-11-25 | 0 | 0 | 0 | 0 | -6.6845 | -6.6845 | 3911.6067 | 29258.8183 |  | 0
2000-11-26 | 0 | 0 | 0 | 0 | -6.6845 | -6.6845 | 3904.9222 | 29208.8182 |  | 0
2000-11-27 | 0 | 0 | 0 | 0 | -6.6845 | -6.6845 | 3898.2377 | 29158.8181 |  | 0
2000-11-28 | 0 | 0 | 0 | 0 | -6.6845 | -6.6845 | 3891.5532 | 29108.8181 |  | 0
2000-11-29 | 0 | 0 | 0 | 0 | -6.6845 | -6.6845 | 3884.8687 | 29058.818 |  | 0
2000-11-30 | 0 | 0 | 0 | 0 | -6.6845 | -6.6845 | 3878.1842 | 29008.818 |  | 0
2000-12-01 | 0 | 0 | 0 | 0 | -6.6845 | -6.6845 | 3871.4997 | 28958.8179 |  | 0
2000-12-02 | 0 | 0 | 0 | 0 | -6.6845 | -6.6845 | 3864.8152 | 28908.8178 |  | 0
2000-12-03 | 0 | 0 | 0 | 0 | -6.6845 | -6.6845 | 3858.1307 | 28858.8178 |  | 0
2000-12-04 | 0 | 0 | 0 | 0 | -6.6845 | -6.6845 | 3851.4462 | 28808.8177 |  | 0
2000-12-05 | 0 | 0 | 0 | 0 | -6.6845 | -6.6845 | 3844.7617 | 28758.8177 |  | 0
2000-12-06 | 0 | 0 | 0 | 0 | -6.6845 | -6.6845 | 3838.0772 | 28708.8176 |  | 0
2000-12-07 | 0 | 0 | 0 | 0 | -6.6845 | -6.6845 | 3831.3927 | 28658.8175 |  | 0
2000-12-08 | 0 | 0 | 0 | 0 | -6.6845 | -6.6845 | 3824.7082 | 28608.8175 |  | 0
2000-12-09 | 0 | 0 | 0 | 0 | -6.6845 | -6.6845 | 3818.0237 | 28558.8174 |  | 0
2000-12-10 | 0 | 0 | 0 | 0 | -6.6845 | -6.6845 | 3811.3392 | 28508.8174 |  | 0
2000-12-11 | 0 | 0 | 0 | 0 | -6.6845 | -6.6845 | 3804.6547 | 28458.8173 |  | 0
2000-12-12 | 0 | 0 | 0 | 0 | -6.6845 | -6.6845 | 3797.9702 | 28408.8172 |  | 0
2000-12-13 | 0 | 0 | 0 | 0 | -6.6845 | -6.6845 | 3791.2857 | 28358.8172 |  | 0
2000-12-14 | 0 | 0 | 0 | 0 | -6.6845 | -6.6845 | 3784.6012 | 28308.8171 |  | 0
2000-12-15 | 0 | 0 | 0 | 0 | -6.6845 | -6.6845 | 3777.9167 | 28258.8171 |  | 0
2000-12-16 | 0 | 0 | 0 | 0 | -6.6845 | -6.6845 | 3771.2322 | 28208.817 |  | 0
2000-12-17 | 0 | 0 | 0 | 0 | -6.6845 | -6.6845 | 3764.5477 | 28158.8169 |  | 0
2000-12-18 | 0 | 0 | 0 | 0 | -6.6845 | -6.6845 | 3757.8632 | 28108.8169 |  | 0
2000-12-19 | 0 | 0 | 0 | 0 | -6.6845 | -6.6845 | 3751.1787 | 28058.8168 |  | 0
2000-12-20 | 0 | 0 | 0 | 0 | -6.6845 | -6.6845 | 3744.4942 | 28008.8168 |  | 0
2000-12-21 | 0 | 0 | 0 | 0 | -6.6845 | -6.6845 | 3737.8097 | 27958.8167 |  | 0
2000-12-22 | 0 | 0 | 0 | 0 | -6.6845 | -6.6845 | 3731.1252 | 27908.8166 |  | 0
2000-12-23 | 0 | 0 | 0 | 0 | -6.6845 | -6.6845 | 3724.4407 | 27858.8166 |  | 0
2000-12-24 | 0 | 0 | 0 | 0 | -6.6845 | -6.6845 | 3717.7562 | 27808.8165 |  | 0
2000-12-25 | 0 | 0 | 0 | 0 | -6.6845 | -6.6845 | 3711.0717 | 27758.8165 |  | 0
2000-12-26 | 0 | 0 | 0 | 0 | -6.6845 | -6.6845 | 3704.3872 | 27708.8164 |  | 0
2000-12-27 | 0 | 0 | 0 | 0 | -6.6845 | -6.6845 | 3697.7027 | 27658.8163 |  | 0
2000-12-28 | 0 | 0 | 0 | 0 | -6.6845 | -6.6845 | 3691.0182 | 27608.8163 |  | 0
2000-12-29 | 0 | 0 | 0 | 0 | -6.6845 | -6.6845 | 3684.3337 | 27558.8162 |  | 0
2000-12-30 | 0 | 0 | 0 | 0 | -6.6845 | -6.6845 | 3677.6492 | 27508.8162 |  | 0
2000-12-31 | 0 | 0 | 0 | 0 | -6.6845 | -6.6845 | 3670.9647 | 27458.8161 |  | 0
2001-01-01 | 0 | 0 | 0 | 0 | -6.6845 | -6.6845 | 3664.2802 | 27408.816 |  | 0
2001-01-02 | 0 | 0 | 0 | 0 | -6.6845 | -6.6845 | 3657.5957 | 27358.816 |  | 0
2001-01-03 | 0 | 0 | 0 | 0 | -6.6845 | -6.6845 | 3650.9112 | 27308.8159 |  | 0
2001-01-04 | 0 | 0 | 0 | 0 | -6.6845 | -6.6845 | 3644.2267 | 27258.8159 |  | 0
2001-01-05 | 0 | 0 | 0 | 0 | -6.6845 | -6.6845 | 3637.5422 | 27208.8158 |  | 0
2001-01-06 | 0 | 0 | 0 | 0 | -6.6845 | -6.6845 | 3630.8577 | 27158.8157 |  | 0
2001-01-07 | 0.0058333 | 14.6725 | 3.6551 | 3.6551 | 4.3329 | 4.3329 | 3635.1906 | 27191.2257 |  | 0
2001-01-08 | 0 | 0 | 0 | 0 | -6.6845 | -6.6845 | 3628.5061 | 27141.2257 |  | 0
2001-01-09 | 0 | 0 | 0 | 0 | -6.6845 | -6.6845 | 3621.8216 | 27091.2256 |  | 0
2001-01-10 | 0.015 | 37.7292 | 3.6551 | 3.6551 | 27.3896 | 27.3896 | 3649.2112 | 27296.1 |  | 0
2001-01-11 | 0 | 0 | 0 | 0 | -6.6845 | -6.6845 | 3642.5267 | 27246.0999 |  | 0
2001-01-12 | 0 | 0 | 0 | 0 | -6.6845 | -6.6845 | 3635.8422 | 27196.0999 |  | 0
2001-01-13 | 0 | 0 | 0 | 0 | -6.6845 | -6.6845 | 3629.1577 | 27146.0998 |  | 0
2001-01-14 | 0 | 0 | 0 | 0 | -6.6845 | -6.6845 | 3622.4732 | 27096.0997 |  | 0
2001-01-15 | 0 | 0 | 0 | 0 | -6.6845 | -6.6845 | 3615.7887 | 27046.0997 |  | 0
2001-01-16 | 0 | 0 | 0 | 0 | -6.6845 | -6.6845 | 3609.1042 | 26996.0996 |  | 0
2001-01-17 | 0 | 0 | 0 | 0 | -6.6845 | -6.6845 | 3602.4197 | 26946.0996 |  | 0
2001-01-18 | 0.016667 | 41.9213 | 3.6551 | 3.6551 | 31.5818 | 31.5818 | 3634.0015 | 27182.3311 |  | 0
2001-01-19 | 0 | 0 | 0 | 0 | -6.6845 | -6.6845 | 3627.317 | 27132.331 |  | 0
2001-01-20 | 0 | 0 | 0 | 0 | -6.6845 | -6.6845 | 3620.6325 | 27082.3309 |  | 0
2001-01-21 | 0 | 0 | 0 | 0 | -6.6845 | -6.6845 | 3613.948 | 27032.3309 |  | 0
2001-01-22 | 0 | 0 | 0 | 0 | -6.6845 | -6.6845 | 3607.2635 | 26982.3308 |  | 0
2001-01-23 | 0 | 0 | 0 | 0 | -6.6845 | -6.6845 | 3600.579 | 26932.3308 |  | 0
2001-01-24 | 0 | 0 | 0 | 0 | -6.6845 | -6.6845 | 3593.8945 | 26882.3307 |  | 0
2001-01-25 | 0 | 0 | 0 | 0 | -6.6845 | -6.6845 | 3587.21 | 26832.3306 |  | 0
2001-01-26 | 0 | 0 | 0 | 0 | -6.6845 | -6.6845 | 3580.5255 | 26782.3306 |  | 0
2001-01-27 | 0 | 0 | 0 | 0 | -6.6845 | -6.6845 | 3573.841 | 26732.3305 |  | 0
2001-01-28 | 0.0041667 | 10.4803 | 3.6551 | 3.6551 | 0.14075 | 0.14075 | 3573.9817 | 26733.3834 |  | 0
2001-01-29 | 0 | 0 | 0 | 0 | -6.6845 | -6.6845 | 3567.2972 | 26683.3833 |  | 0
2001-01-30 | 0 | 0 | 0 | 0 | -6.6845 | -6.6845 | 3560.6127 | 26633.3832 |  | 0
2001-01-31 | 0 | 0 | 0 | 0 | -6.6845 | -6.6845 | 3553.9282 | 26583.3832 |  | 0
2001-02-01 | 0 | 0 | 0 | 0 | -6.6845 | -6.6845 | 3547.2437 | 26533.3831 |  | 0
2001-02-02 | 0 | 0 | 0 | 0 | -6.6845 | -6.6845 | 3540.5592 | 26483.3831 |  | 0
2001-02-03 | 0 | 0 | 0 | 0 | -6.6845 | -6.6845 | 3533.8747 | 26433.383 |  | 0
2001-02-04 | 0 | 0 | 0 | 0 | -6.6845 | -6.6845 | 3527.1902 | 26383.3829 |  | 0
2001-02-05 | 0 | 0 | 0 | 0 | -6.6845 | -6.6845 | 3520.5057 | 26333.3829 |  | 0
2001-02-06 | 0 | 0 | 0 | 0 | -6.6845 | -6.6845 | 3513.8212 | 26283.3828 |  | 0
2001-02-07 | 0 | 0 | 0 | 0 | -6.6845 | -6.6845 | 3507.1367 | 26233.3828 |  | 0
2001-02-08 | 0.01 | 25.1528 | 3.6551 | 3.6551 | 14.8132 | 14.8132 | 3521.95 | 26344.1856 |  | 0
2001-02-09 | 0 | 0 | 0 | 0 | -6.6845 | -6.6845 | 3515.2655 | 26294.1856 |  | 0
2001-02-10 | 0 | 0 | 0 | 0 | -6.6845 | -6.6845 | 3508.581 | 26244.1855 |  | 0
2001-02-11 | 0 | 0 | 0 | 0 | -6.6845 | -6.6845 | 3501.8965 | 26194.1855 |  | 0
2001-02-12 | 0 | 0 | 0 | 0 | -6.6845 | -6.6845 | 3495.212 | 26144.1854 |  | 0
2001-02-13 | 0.11667 | 293.4493 | 3.6551 | 3.6551 | 283.1098 | 283.1098 | 3778.3217 | 28261.8464 |  | 0
2001-02-14 | 0.0041667 | 10.4803 | 3.6551 | 3.6551 | 0.14075 | 0.14075 | 3778.4625 | 28262.8992 |  | 0
2001-02-15 | 0.010833 | 27.2489 | 3.6551 | 3.6551 | 16.9093 | 16.9093 | 3795.3717 | 28389.3807 |  | 0
2001-02-16 | 0 | 0 | 0 | 0 | -6.6845 | -6.6845 | 3788.6872 | 28339.3806 |  | 0
2001-02-17 | 0 | 0 | 0 | 0 | -6.6845 | -6.6845 | 3782.0027 | 28289.3805 |  | 0
2001-02-18 | 0 | 0 | 0 | 0 | -6.6845 | -6.6845 | 3775.3182 | 28239.3805 |  | 0
2001-02-19 | 0 | 0 | 0 | 0 | -6.6845 | -6.6845 | 3768.6337 | 28189.3804 |  | 0
2001-02-20 | 0 | 0 | 0 | 0 | -6.6845 | -6.6845 | 3761.9492 | 28139.3804 |  | 0
2001-02-21 | 0 | 0 | 0 | 0 | -6.6845 | -6.6845 | 3755.2647 | 28089.3803 |  | 0
2001-02-22 | 0 | 0 | 0 | 0 | -6.6845 | -6.6845 | 3748.5802 | 28039.3802 |  | 0
2001-02-23 | 0 | 0 | 0 | 0 | -6.6845 | -6.6845 | 3741.8957 | 27989.3802 |  | 0
2001-02-24 | 0 | 0 | 0 | 0 | -6.6845 | -6.6845 | 3735.2112 | 27939.3801 |  | 0
2001-02-25 | 0 | 0 | 0 | 0 | -6.6845 | -6.6845 | 3728.5267 | 27889.3801 |  | 0
2001-02-26 | 0 | 0 | 0 | 0 | -6.6845 | -6.6845 | 3721.8422 | 27839.38 |  | 0
2001-02-27 | 0 | 0 | 0 | 0 | -6.6845 | -6.6845 | 3715.1577 | 27789.3799 |  | 0
2001-02-28 | 0.00083333 | 2.0961 | 3.6551 | 2.0961 | -6.6845 | -6.6845 | 3708.4732 | 27739.3799 |  | 0
2001-03-01 | 0 | 0 | 0 | 0 | -6.6845 | -6.6845 | 3701.7887 | 27689.3798 |  | 0
2001-03-02 | 0.015 | 37.7292 | 3.6551 | 3.6551 | 27.3896 | 27.3896 | 3729.1784 | 27894.2542 |  | 0
2001-03-03 | 0.00083333 | 2.0961 | 3.6551 | 2.0961 | -6.6845 | -6.6845 | 3722.4939 | 27844.2541 |  | 0
2001-03-04 | 0 | 0 | 0 | 0 | -6.6845 | -6.6845 | 3715.8094 | 27794.254 |  | 0
2001-03-05 | 0 | 0 | 0 | 0 | -6.6845 | -6.6845 | 3709.1249 | 27744.254 |  | 0
2001-03-06 | 0 | 0 | 0 | 0 | -6.6845 | -6.6845 | 3702.4404 | 27694.2539 |  | 0
2001-03-07 | 0 | 0 | 0 | 0 | -6.6845 | -6.6845 | 3695.7559 | 27644.2539 |  | 0
2001-03-08 | 0.0033333 | 8.3843 | 3.6551 | 3.6551 | -1.9553 | -1.9553 | 3693.8006 | 27629.6281 |  | 0
2001-03-09 | 0 | 0 | 0 | 0 | -6.6845 | -6.6845 | 3687.1161 | 27579.6281 |  | 0
2001-03-10 | 0 | 0 | 0 | 0 | -6.6845 | -6.6845 | 3680.4316 | 27529.628 |  | 0
2001-03-11 | 0 | 0 | 0 | 0 | -6.6845 | -6.6845 | 3673.7471 | 27479.6279 |  | 0
2001-03-12 | 0 | 0 | 0 | 0 | -6.6845 | -6.6845 | 3667.0626 | 27429.6279 |  | 0
2001-03-13 | 0 | 0 | 0 | 0 | -6.6845 | -6.6845 | 3660.3781 | 27379.6278 |  | 0
2001-03-14 | 0 | 0 | 0 | 0 | -6.6845 | -6.6845 | 3653.6936 | 27329.6278 |  | 0
2001-03-15 | 0 | 0 | 0 | 0 | -6.6845 | -6.6845 | 3647.0091 | 27279.6277 |  | 0
2001-03-16 | 0 | 0 | 0 | 0 | -6.6845 | -6.6845 | 3640.3246 | 27229.6276 |  | 0
2001-03-17 | 0 | 0 | 0 | 0 | -6.6845 | -6.6845 | 3633.6401 | 27179.6276 |  | 0
2001-03-18 | 0 | 0 | 0 | 0 | -6.6845 | -6.6845 | 3626.9556 | 27129.6275 |  | 0
2001-03-19 | 0 | 0 | 0 | 0 | -6.6845 | -6.6845 | 3620.2711 | 27079.6275 |  | 0
2001-03-20 | 0 | 0 | 0 | 0 | -6.6845 | -6.6845 | 3613.5866 | 27029.6274 |  | 0
2001-03-21 | 0 | 0 | 0 | 0 | -6.6845 | -6.6845 | 3606.9021 | 26979.6273 |  | 0
2001-03-22 | 0 | 0 | 0 | 0 | -6.6845 | -6.6845 | 3600.2176 | 26929.6273 |  | 0
2001-03-23 | 0 | 0 | 0 | 0 | -6.6845 | -6.6845 | 3593.5331 | 26879.6272 |  | 0
2001-03-24 | 0 | 0 | 0 | 0 | -6.6845 | -6.6845 | 3586.8486 | 26829.6272 |  | 0
2001-03-25 | 0 | 0 | 0 | 0 | -6.6845 | -6.6845 | 3580.1641 | 26779.6271 |  | 0
2001-03-26 | 0 | 0 | 0 | 0 | -6.6845 | -6.6845 | 3573.4796 | 26729.627 |  | 0
2001-03-27 | 0 | 0 | 0 | 0 | -6.6845 | -6.6845 | 3566.7951 | 26679.627 |  | 0
2001-03-28 | 0 | 0 | 0 | 0 | -6.6845 | -6.6845 | 3560.1106 | 26629.6269 |  | 0
2001-03-29 | 0 | 0 | 0 | 0 | -6.6845 | -6.6845 | 3553.4261 | 26579.6269 |  | 0
2001-03-30 | 0 | 0 | 0 | 0 | -6.6845 | -6.6845 | 3546.7416 | 26529.6268 |  | 0
2001-03-31 | 0 | 0 | 0 | 0 | -6.6845 | -6.6845 | 3540.0571 | 26479.6267 |  | 0
2001-04-01 | 0 | 0 | 0 | 0 | -6.6845 | -6.6845 | 3533.3726 | 26429.6267 |  | 0
2001-04-02 | 0 | 0 | 0 | 0 | -6.6845 | -6.6845 | 3526.6881 | 26379.6266 |  | 0
2001-04-03 | 0 | 0 | 0 | 0 | -6.6845 | -6.6845 | 3520.0036 | 26329.6266 |  | 0
2001-04-04 | 0 | 0 | 0 | 0 | -6.6845 | -6.6845 | 3513.3191 | 26279.6265 |  | 0
2001-04-05 | 0 | 0 | 0 | 0 | -6.6845 | -6.6845 | 3506.6346 | 26229.6264 |  | 0
2001-04-06 | 0 | 0 | 0 | 0 | -6.6845 | -6.6845 | 3499.9501 | 26179.6264 |  | 0
2001-04-07 | 0 | 0 | 0 | 0 | -6.6845 | -6.6845 | 3493.2656 | 26129.6263 |  | 0
2001-04-08 | 0 | 0 | 0 | 0 | -6.6845 | -6.6845 | 3486.5811 | 26079.6263 |  | 0
2001-04-09 | 0 | 0 | 0 | 0 | -6.6845 | -6.6845 | 3479.8966 | 26029.6262 |  | 0
2001-04-10 | 0 | 0 | 0 | 0 | -6.6845 | -6.6845 | 3473.2121 | 25979.6261 |  | 0
2001-04-11 | 0 | 0 | 0 | 0 | -6.6845 | -6.6845 | 3466.5276 | 25929.6261 |  | 0
2001-04-12 | 0 | 0 | 0 | 0 | -6.6845 | -6.6845 | 3459.8431 | 25879.626 |  | 0
2001-04-13 | 0 | 0 | 0 | 0 | -6.6845 | -6.6845 | 3453.1586 | 25829.626 |  | 0
2001-04-14 | 0 | 0 | 0 | 0 | -6.6845 | -6.6845 | 3446.4741 | 25779.6259 |  | 0
2001-04-15 | 0 | 0 | 0 | 0 | -6.6845 | -6.6845 | 3439.7896 | 25729.6258 |  | 0
2001-04-16 | 0 | 0 | 0 | 0 | -6.6845 | -6.6845 | 3433.1051 | 25679.6258 |  | 0
2001-04-17 | 0 | 0 | 0 | 0 | -6.6845 | -6.6845 | 3426.4206 | 25629.6257 |  | 0
2001-04-18 | 0 | 0 | 0 | 0 | -6.6845 | -6.6845 | 3419.7361 | 25579.6257 |  | 0
2001-04-19 | 0 | 0 | 0 | 0 | -6.6845 | -6.6845 | 3413.0516 | 25529.6256 |  | 0
2001-04-20 | 0 | 0 | 0 | 0 | -6.6845 | -6.6845 | 3406.3671 | 25479.6255 |  | 0
2001-04-21 | 0 | 0 | 0 | 0 | -6.6845 | -6.6845 | 3399.6826 | 25429.6255 |  | 0
2001-04-22 | 0 | 0 | 0 | 0 | -6.6845 | -6.6845 | 3392.9981 | 25379.6254 |  | 0
2001-04-23 | 0 | 0 | 0 | 0 | -6.6845 | -6.6845 | 3386.3136 | 25329.6254 |  | 0
2001-04-24 | 0 | 0 | 0 | 0 | -6.6845 | -6.6845 | 3379.6291 | 25279.6253 |  | 0
2001-04-25 | 0 | 0 | 0 | 0 | -6.6845 | -6.6845 | 3372.9446 | 25229.6252 |  | 0
2001-04-26 | 0 | 0 | 0 | 0 | -6.6845 | -6.6845 | 3366.2601 | 25179.6252 |  | 0
2001-04-27 | 0 | 0 | 0 | 0 | -6.6845 | -6.6845 | 3359.5756 | 25129.6251 |  | 0
2001-04-28 | 0.0125 | 31.441 | 3.6551 | 3.6551 | 21.1014 | 21.1014 | 3380.677 | 25287.4637 |  | 0
2001-04-29 | 0.0041667 | 10.4803 | 3.6551 | 3.6551 | 0.14075 | 0.14075 | 3380.8177 | 25288.5166 |  | 0
2001-04-30 | 0.045833 | 115.2837 | 3.6551 | 3.6551 | 104.9441 | 104.9441 | 3485.7618 | 26073.4983 |  | 0
2001-05-01 | 0 | 0 | 0 | 0 | -6.6845 | -6.6845 | 3479.0773 | 26023.4983 |  | 0
2001-05-02 | 0 | 0 | 0 | 0 | -6.6845 | -6.6845 | 3472.3928 | 25973.4982 |  | 0
2001-05-03 | 0 | 0 | 0 | 0 | -6.6845 | -6.6845 | 3465.7083 | 25923.4982 |  | 0
2001-05-04 | 0.0033333 | 8.3843 | 3.6551 | 3.6551 | -1.9553 | -1.9553 | 3463.753 | 25908.8724 |  | 0
2001-05-05 | 0 | 0 | 0 | 0 | -6.6845 | -6.6845 | 3457.0685 | 25858.8724 |  | 0
2001-05-06 | 0 | 0 | 0 | 0 | -6.6845 | -6.6845 | 3450.384 | 25808.8723 |  | 0
2001-05-07 | 0 | 0 | 0 | 0 | -6.6845 | -6.6845 | 3443.6995 | 25758.8722 |  | 0
2001-05-08 | 0 | 0 | 0 | 0 | -6.6845 | -6.6845 | 3437.015 | 25708.8722 |  | 0
2001-05-09 | 0 | 0 | 0 | 0 | -6.6845 | -6.6845 | 3430.3305 | 25658.8721 |  | 0
2001-05-10 | 0.01 | 25.1528 | 3.6551 | 3.6551 | 14.8132 | 14.8132 | 3445.1437 | 25769.675 |  | 0
2001-05-11 | 0 | 0 | 0 | 0 | -6.6845 | -6.6845 | 3438.4592 | 25719.6749 |  | 0
2001-05-12 | 0.0016667 | 4.1921 | 3.6551 | 3.6551 | -6.1474 | -6.1474 | 3432.3118 | 25673.692 |  | 0
2001-05-13 | 0.05 | 125.764 | 3.6551 | 3.6551 | 115.4244 | 115.4244 | 3547.7362 | 26537.0667 |  | 0
2001-05-14 | 0.00083333 | 2.0961 | 3.6551 | 2.0961 | -6.6845 | -6.6845 | 3541.0517 | 26487.0666 |  | 0
2001-05-15 | 0 | 0 | 0 | 0 | -6.6845 | -6.6845 | 3534.3672 | 26437.0666 |  | 0
2001-05-16 | 0 | 0 | 0 | 0 | -6.6845 | -6.6845 | 3527.6827 | 26387.0665 |  | 0
2001-05-17 | 0 | 0 | 0 | 0 | -6.6845 | -6.6845 | 3520.9982 | 26337.0665 |  | 0
2001-05-18 | 0 | 0 | 0 | 0 | -6.6845 | -6.6845 | 3514.3137 | 26287.0664 |  | 0
2001-05-19 | 0 | 0 | 0 | 0 | -6.6845 | -6.6845 | 3507.6292 | 26237.0663 |  | 0
2001-05-20 | 0 | 0 | 0 | 0 | -6.6845 | -6.6845 | 3500.9447 | 26187.0663 |  | 0
2001-05-21 | 0 | 0 | 0 | 0 | -6.6845 | -6.6845 | 3494.2602 | 26137.0662 |  | 0
2001-05-22 | 0 | 0 | 0 | 0 | -6.6845 | -6.6845 | 3487.5757 | 26087.0662 |  | 0
2001-05-23 | 0 | 0 | 0 | 0 | -6.6845 | -6.6845 | 3480.8912 | 26037.0661 |  | 0
2001-05-24 | 0 | 0 | 0 | 0 | -6.6845 | -6.6845 | 3474.2067 | 25987.066 |  | 0
2001-05-25 | 0 | 0 | 0 | 0 | -6.6845 | -6.6845 | 3467.5222 | 25937.066 |  | 0
2001-05-26 | 0 | 0 | 0 | 0 | -6.6845 | -6.6845 | 3460.8377 | 25887.0659 |  | 0
2001-05-27 | 0 | 0 | 0 | 0 | -6.6845 | -6.6845 | 3454.1532 | 25837.0659 |  | 0
2001-05-28 | 0 | 0 | 0 | 0 | -6.6845 | -6.6845 | 3447.4687 | 25787.0658 |  | 0
2001-05-29 | 0 | 0 | 0 | 0 | -6.6845 | -6.6845 | 3440.7842 | 25737.0657 |  | 0
2001-05-30 | 0 | 0 | 0 | 0 | -6.6845 | -6.6845 | 3434.0997 | 25687.0657 |  | 0
2001-05-31 | 0.023333 | 58.6899 | 3.6551 | 3.6551 | 48.3503 | 48.3503 | 3482.45 | 26048.7258 |  | 0
2001-06-01 | 0 | 0 | 0 | 0 | -6.6845 | -6.6845 | 3475.7655 | 25998.7258 |  | 0
2001-06-02 | 0 | 0 | 0 | 0 | -6.6845 | -6.6845 | 3469.081 | 25948.7257 |  | 0
2001-06-03 | 0 | 0 | 0 | 0 | -6.6845 | -6.6845 | 3462.3965 | 25898.7256 |  | 0
2001-06-04 | 0 | 0 | 0 | 0 | -6.6845 | -6.6845 | 3455.712 | 25848.7256 |  | 0
2001-06-05 | 0 | 0 | 0 | 0 | -6.6845 | -6.6845 | 3449.0275 | 25798.7255 |  | 0
2001-06-06 | 0 | 0 | 0 | 0 | -6.6845 | -6.6845 | 3442.343 | 25748.7255 |  | 0
2001-06-07 | 0 | 0 | 0 | 0 | -6.6845 | -6.6845 | 3435.6585 | 25698.7254 |  | 0
2001-06-08 | 0 | 0 | 0 | 0 | -6.6845 | -6.6845 | 3428.974 | 25648.7253 |  | 0
2001-06-09 | 0 | 0 | 0 | 0 | -6.6845 | -6.6845 | 3422.2895 | 25598.7253 |  | 0
2001-06-10 | 0 | 0 | 0 | 0 | -6.6845 | -6.6845 | 3415.605 | 25548.7252 |  | 0
2001-06-11 | 0 | 0 | 0 | 0 | -6.6845 | -6.6845 | 3408.9205 | 25498.7252 |  | 0
2001-06-12 | 0 | 0 | 0 | 0 | -6.6845 | -6.6845 | 3402.236 | 25448.7251 |  | 0
2001-06-13 | 0.016667 | 41.9213 | 3.6551 | 3.6551 | 31.5818 | 31.5818 | 3433.8177 | 25684.9566 |  | 0
2001-06-14 | 0 | 0 | 0 | 0 | -6.6845 | -6.6845 | 3427.1332 | 25634.9566 |  | 0
2001-06-15 | 0 | 0 | 0 | 0 | -6.6845 | -6.6845 | 3420.4487 | 25584.9565 |  | 0
2001-06-16 | 0 | 0 | 0 | 0 | -6.6845 | -6.6845 | 3413.7642 | 25534.9564 |  | 0
2001-06-17 | 0 | 0 | 0 | 0 | -6.6845 | -6.6845 | 3407.0797 | 25484.9564 |  | 0
2001-06-18 | 0 | 0 | 0 | 0 | -6.6845 | -6.6845 | 3400.3952 | 25434.9563 |  | 0
2001-06-19 | 0 | 0 | 0 | 0 | -6.6845 | -6.6845 | 3393.7107 | 25384.9563 |  | 0
2001-06-20 | 0.015 | 37.7292 | 3.6551 | 3.6551 | 27.3896 | 27.3896 | 3421.1003 | 25589.8306 |  | 0
2001-06-21 | 0 | 0 | 0 | 0 | -6.6845 | -6.6845 | 3414.4158 | 25539.8305 |  | 0
2001-06-22 | 0 | 0 | 0 | 0 | -6.6845 | -6.6845 | 3407.7313 | 25489.8305 |  | 0
2001-06-23 | 0.0033333 | 8.3843 | 3.6551 | 3.6551 | -1.9553 | -1.9553 | 3405.776 | 25475.2047 |  | 0
2001-06-24 | 0 | 0 | 0 | 0 | -6.6845 | -6.6845 | 3399.0915 | 25425.2047 |  | 0
2001-06-25 | 0.0025 | 6.2882 | 3.6551 | 3.6551 | -4.0514 | -4.0514 | 3395.0402 | 25394.9004 |  | 0
2001-06-26 | 0 | 0 | 0 | 0 | -6.6845 | -6.6845 | 3388.3557 | 25344.9003 |  | 0
2001-06-27 | 0 | 0 | 0 | 0 | -6.6845 | -6.6845 | 3381.6712 | 25294.9002 |  | 0
2001-06-28 | 0 | 0 | 0 | 0 | -6.6845 | -6.6845 | 3374.9867 | 25244.9002 |  | 0
2001-06-29 | 0 | 0 | 0 | 0 | -6.6845 | -6.6845 | 3368.3022 | 25194.9001 |  | 0
2001-06-30 | 0 | 0 | 0 | 0 | -6.6845 | -6.6845 | 3361.6177 | 25144.9001 |  | 0
2001-07-01 | 0 | 0 | 0 | 0 | -6.6845 | -6.6845 | 3354.9332 | 25094.9 |  | 0
2001-07-02 | 0 | 0 | 0 | 0 | -6.6845 | -6.6845 | 3348.2487 | 25044.8999 |  | 0
2001-07-03 | 0 | 0 | 0 | 0 | -6.6845 | -6.6845 | 3341.5642 | 24994.8999 |  | 0
2001-07-04 | 0 | 0 | 0 | 0 | -6.6845 | -6.6845 | 3334.8797 | 24944.8998 |  | 0
2001-07-05 | 0 | 0 | 0 | 0 | -6.6845 | -6.6845 | 3328.1952 | 24894.8998 |  | 0
2001-07-06 | 0.0041667 | 10.4803 | 3.6551 | 3.6551 | 0.14075 | 0.14075 | 3328.3359 | 24895.9526 |  | 0
2001-07-07 | 0 | 0 | 0 | 0 | -6.6845 | -6.6845 | 3321.6514 | 24845.9525 |  | 0
2001-07-08 | 0 | 0 | 0 | 0 | -6.6845 | -6.6845 | 3314.9669 | 24795.9525 |  | 0
2001-07-09 | 0.0083333 | 20.9607 | 3.6551 | 3.6551 | 10.6211 | 10.6211 | 3325.588 | 24875.3982 |  | 0
2001-07-10 | 0.0083333 | 20.9607 | 3.6551 | 3.6551 | 10.6211 | 10.6211 | 3336.2091 | 24954.8439 |  | 0
2001-07-11 | 0.0058333 | 14.6725 | 3.6551 | 3.6551 | 4.3329 | 4.3329 | 3340.542 | 24987.2539 |  | 0
2001-07-12 | 0 | 0 | 0 | 0 | -6.6845 | -6.6845 | 3333.8575 | 24937.2539 |  | 0
2001-07-13 | 0 | 0 | 0 | 0 | -6.6845 | -6.6845 | 3327.173 | 24887.2538 |  | 0
2001-07-14 | 0 | 0 | 0 | 0 | -6.6845 | -6.6845 | 3320.4885 | 24837.2537 |  | 0
2001-07-15 | 0.0016667 | 4.1921 | 3.6551 | 3.6551 | -6.1474 | -6.1474 | 3314.341 | 24791.2708 |  | 0
2001-07-16 | 0 | 0 | 0 | 0 | -6.6845 | -6.6845 | 3307.6565 | 24741.2708 |  | 0
2001-07-17 | 0.0025 | 6.2882 | 3.6551 | 3.6551 | -4.0514 | -4.0514 | 3303.6051 | 24710.9665 |  | 0
2001-07-18 | 0.10833 | 272.4887 | 3.6551 | 3.6551 | 262.1491 | 262.1491 | 3565.7542 | 26671.8416 |  | 0
2001-07-19 | 0.0016667 | 4.1921 | 3.6551 | 3.6551 | -6.1474 | -6.1474 | 3559.6068 | 26625.8587 |  | 0
2001-07-20 | 0.070833 | 178.1657 | 3.6551 | 3.6551 | 167.8261 | 167.8261 | 3727.4329 | 27881.1978 |  | 0
2001-07-21 | 0 | 0 | 0 | 0 | -6.6845 | -6.6845 | 3720.7484 | 27831.1978 |  | 0
2001-07-22 | 0 | 0 | 0 | 0 | -6.6845 | -6.6845 | 3714.0639 | 27781.1977 |  | 0
2001-07-23 | 0 | 0 | 0 | 0 | -6.6845 | -6.6845 | 3707.3794 | 27731.1977 |  | 0
2001-07-24 | 0 | 0 | 0 | 0 | -6.6845 | -6.6845 | 3700.6949 | 27681.1976 |  | 0
2001-07-25 | 0 | 0 | 0 | 0 | -6.6845 | -6.6845 | 3694.0104 | 27631.1975 |  | 0
2001-07-26 | 0 | 0 | 0 | 0 | -6.6845 | -6.6845 | 3687.3259 | 27581.1975 |  | 0
2001-07-27 | 0 | 0 | 0 | 0 | -6.6845 | -6.6845 | 3680.6414 | 27531.1974 |  | 0
2001-07-28 | 0 | 0 | 0 | 0 | -6.6845 | -6.6845 | 3673.9569 | 27481.1974 |  | 0
2001-07-29 | 0 | 0 | 0 | 0 | -6.6845 | -6.6845 | 3667.2724 | 27431.1973 |  | 0
2001-07-30 | 0 | 0 | 0 | 0 | -6.6845 | -6.6845 | 3660.5879 | 27381.1972 |  | 0
2001-07-31 | 0 | 0 | 0 | 0 | -6.6845 | -6.6845 | 3653.9034 | 27331.1972 |  | 0
2001-08-01 | 0 | 0 | 0 | 0 | -6.6845 | -6.6845 | 3647.2189 | 27281.1971 |  | 0
2001-08-02 | 0.0033333 | 8.3843 | 3.6551 | 3.6551 | -1.9553 | -1.9553 | 3645.2636 | 27266.5714 |  | 0
2001-08-03 | 0 | 0 | 0 | 0 | -6.6845 | -6.6845 | 3638.5791 | 27216.5713 |  | 0
2001-08-04 | 0 | 0 | 0 | 0 | -6.6845 | -6.6845 | 3631.8946 | 27166.5713 |  | 0
2001-08-05 | 0 | 0 | 0 | 0 | -6.6845 | -6.6845 | 3625.2101 | 27116.5712 |  | 0
2001-08-06 | 0 | 0 | 0 | 0 | -6.6845 | -6.6845 | 3618.5256 | 27066.5711 |  | 0
2001-08-07 | 0 | 0 | 0 | 0 | -6.6845 | -6.6845 | 3611.8411 | 27016.5711 |  | 0
2001-08-08 | 0 | 0 | 0 | 0 | -6.6845 | -6.6845 | 3605.1566 | 26966.571 |  | 0
2001-08-09 | 0 | 0 | 0 | 0 | -6.6845 | -6.6845 | 3598.4721 | 26916.571 |  | 0
2001-08-10 | 0.0016667 | 4.1921 | 3.6551 | 3.6551 | -6.1474 | -6.1474 | 3592.3246 | 26870.5881 |  | 0
2001-08-11 | 0.0025 | 6.2882 | 3.6551 | 3.6551 | -4.0514 | -4.0514 | 3588.2732 | 26840.2837 |  | 0
2001-08-12 | 0 | 0 | 0 | 0 | -6.6845 | -6.6845 | 3581.5887 | 26790.2837 |  | 0
2001-08-13 | 0 | 0 | 0 | 0 | -6.6845 | -6.6845 | 3574.9042 | 26740.2836 |  | 0
2001-08-14 | 0 | 0 | 0 | 0 | -6.6845 | -6.6845 | 3568.2197 | 26690.2835 |  | 0
2001-08-15 | 0 | 0 | 0 | 0 | -6.6845 | -6.6845 | 3561.5352 | 26640.2835 |  | 0
2001-08-16 | 0.0025 | 6.2882 | 3.6551 | 3.6551 | -4.0514 | -4.0514 | 3557.4838 | 26609.9792 |  | 0
2001-08-17 | 0.0025 | 6.2882 | 3.6551 | 3.6551 | -4.0514 | -4.0514 | 3553.4325 | 26579.6748 |  | 0
2001-08-18 | 0.00083333 | 2.0961 | 3.6551 | 2.0961 | -6.6845 | -6.6845 | 3546.748 | 26529.6748 |  | 0
2001-08-19 | 0.0025 | 6.2882 | 3.6551 | 3.6551 | -4.0514 | -4.0514 | 3542.6966 | 26499.3705 |  | 0
2001-08-20 | 0 | 0 | 0 | 0 | -6.6845 | -6.6845 | 3536.0121 | 26449.3704 |  | 0
2001-08-21 | 0.0041667 | 10.4803 | 3.6551 | 3.6551 | 0.14075 | 0.14075 | 3536.1528 | 26450.4232 |  | 0
2001-08-22 | 0.0041667 | 10.4803 | 3.6551 | 3.6551 | 0.14075 | 0.14075 | 3536.2936 | 26451.4761 |  | 0
2001-08-23 | 0.01 | 25.1528 | 3.6551 | 3.6551 | 14.8132 | 14.8132 | 3551.1068 | 26562.2789 |  | 0
2001-08-24 | 0 | 0 | 0 | 0 | -6.6845 | -6.6845 | 3544.4223 | 26512.2789 |  | 0
2001-08-25 | 0 | 0 | 0 | 0 | -6.6845 | -6.6845 | 3537.7378 | 26462.2788 |  | 0
2001-08-26 | 0.0025 | 6.2882 | 3.6551 | 3.6551 | -4.0514 | -4.0514 | 3533.6864 | 26431.9745 |  | 0
2001-08-27 | 0 | 0 | 0 | 0 | -6.6845 | -6.6845 | 3527.0019 | 26381.9744 |  | 0
2001-08-28 | 0 | 0 | 0 | 0 | -6.6845 | -6.6845 | 3520.3174 | 26331.9744 |  | 0
2001-08-29 | 0 | 0 | 0 | 0 | -6.6845 | -6.6845 | 3513.6329 | 26281.9743 |  | 0
2001-08-30 | 0.0125 | 31.441 | 3.6551 | 3.6551 | 21.1014 | 21.1014 | 3534.7344 | 26439.8129 |  | 0
2001-08-31 | 0.01 | 25.1528 | 3.6551 | 3.6551 | 14.8132 | 14.8132 | 3549.5476 | 26550.6158 |  | 0
2001-09-01 | 0 | 0 | 0 | 0 | -6.6845 | -6.6845 | 3542.8631 | 26500.6158 |  | 0
2001-09-02 | 0 | 0 | 0 | 0 | -6.6845 | -6.6845 | 3536.1786 | 26450.6157 |  | 0
2001-09-03 | 0 | 0 | 0 | 0 | -6.6845 | -6.6845 | 3529.4941 | 26400.6156 |  | 0
2001-09-04 | 0 | 0 | 0 | 0 | -6.6845 | -6.6845 | 3522.8096 | 26350.6156 |  | 0
2001-09-05 | 0.0025 | 6.2882 | 3.6551 | 3.6551 | -4.0514 | -4.0514 | 3518.7582 | 26320.3113 |  | 0
2001-09-06 | 0 | 0 | 0 | 0 | -6.6845 | -6.6845 | 3512.0737 | 26270.3112 |  | 0
2001-09-07 | 0 | 0 | 0 | 0 | -6.6845 | -6.6845 | 3505.3892 | 26220.3111 |  | 0
2001-09-08 | 0 | 0 | 0 | 0 | -6.6845 | -6.6845 | 3498.7047 | 26170.3111 |  | 0
2001-09-09 | 0 | 0 | 0 | 0 | -6.6845 | -6.6845 | 3492.0202 | 26120.311 |  | 0
2001-09-10 | 0 | 0 | 0 | 0 | -6.6845 | -6.6845 | 3485.3357 | 26070.311 |  | 0
2001-09-11 | 0 | 0 | 0 | 0 | -6.6845 | -6.6845 | 3478.6512 | 26020.3109 |  | 0
2001-09-12 | 0 | 0 | 0 | 0 | -6.6845 | -6.6845 | 3471.9667 | 25970.3108 |  | 0
2001-09-13 | 0 | 0 | 0 | 0 | -6.6845 | -6.6845 | 3465.2822 | 25920.3108 |  | 0
2001-09-14 | 0 | 0 | 0 | 0 | -6.6845 | -6.6845 | 3458.5977 | 25870.3107 |  | 0
2001-09-15 | 0.0016667 | 4.1921 | 3.6551 | 3.6551 | -6.1474 | -6.1474 | 3452.4502 | 25824.3278 |  | 0
2001-09-16 | 0.079167 | 199.1263 | 3.6551 | 3.6551 | 188.7868 | 188.7868 | 3641.237 | 27236.4527 |  | 0
2001-09-17 | 0 | 0 | 0 | 0 | -6.6845 | -6.6845 | 3634.5525 | 27186.4527 |  | 0
2001-09-18 | 0.0025 | 6.2882 | 3.6551 | 3.6551 | -4.0514 | -4.0514 | 3630.5011 | 27156.1484 |  | 0
2001-09-19 | 0 | 0 | 0 | 0 | -6.6845 | -6.6845 | 3623.8166 | 27106.1483 |  | 0
2001-09-20 | 0.0041667 | 10.4803 | 3.6551 | 3.6551 | 0.14075 | 0.14075 | 3623.9574 | 27107.2011 |  | 0
2001-09-21 | 0 | 0 | 0 | 0 | -6.6845 | -6.6845 | 3617.2729 | 27057.2011 |  | 0
2001-09-22 | 0.00083333 | 2.0961 | 3.6551 | 2.0961 | -6.6845 | -6.6845 | 3610.5884 | 27007.201 |  | 0
2001-09-23 | 0 | 0 | 0 | 0 | -6.6845 | -6.6845 | 3603.9039 | 26957.2009 |  | 0
2001-09-24 | 0.0016667 | 4.1921 | 3.6551 | 3.6551 | -6.1474 | -6.1474 | 3597.7564 | 26911.218 |  | 0
2001-09-25 | 0 | 0 | 0 | 0 | -6.6845 | -6.6845 | 3591.0719 | 26861.218 |  | 0
2001-09-26 | 0 | 0 | 0 | 0 | -6.6845 | -6.6845 | 3584.3874 | 26811.2179 |  | 0
2001-09-27 | 0 | 0 | 0 | 0 | -6.6845 | -6.6845 | 3577.7029 | 26761.2179 |  | 0
2001-09-28 | 0 | 0 | 0 | 0 | -6.6845 | -6.6845 | 3571.0184 | 26711.2178 |  | 0
2001-09-29 | 0 | 0 | 0 | 0 | -6.6845 | -6.6845 | 3564.3339 | 26661.2177 |  | 0
2001-09-30 | 0 | 0 | 0 | 0 | -6.6845 | -6.6845 | 3557.6494 | 26611.2177 |  | 0
2001-10-01 | 0 | 0 | 0 | 0 | -6.6845 | -6.6845 | 3550.9649 | 26561.2176 |  | 0
2001-10-02 | 0 | 0 | 0 | 0 | -6.6845 | -6.6845 | 3544.2804 | 26511.2176 |  | 0
2001-10-03 | 0 | 0 | 0 | 0 | -6.6845 | -6.6845 | 3537.5959 | 26461.2175 |  | 0
2001-10-04 | 0.0041667 | 10.4803 | 3.6551 | 3.6551 | 0.14075 | 0.14075 | 3537.7367 | 26462.2703 |  | 0
2001-10-05 | 0.0041667 | 10.4803 | 3.6551 | 3.6551 | 0.14075 | 0.14075 | 3537.8774 | 26463.3232 |  | 0
2001-10-06 | 0 | 0 | 0 | 0 | -6.6845 | -6.6845 | 3531.1929 | 26413.3231 |  | 0
2001-10-07 | 0 | 0 | 0 | 0 | -6.6845 | -6.6845 | 3524.5084 | 26363.323 |  | 0
2001-10-08 | 0 | 0 | 0 | 0 | -6.6845 | -6.6845 | 3517.8239 | 26313.323 |  | 0
2001-10-09 | 0 | 0 | 0 | 0 | -6.6845 | -6.6845 | 3511.1394 | 26263.3229 |  | 0
2001-10-10 | 0 | 0 | 0 | 0 | -6.6845 | -6.6845 | 3504.4549 | 26213.3229 |  | 0
2001-10-11 | 0 | 0 | 0 | 0 | -6.6845 | -6.6845 | 3497.7704 | 26163.3228 |  | 0
2001-10-12 | 0 | 0 | 0 | 0 | -6.6845 | -6.6845 | 3491.0859 | 26113.3227 |  | 0
2001-10-13 | 0 | 0 | 0 | 0 | -6.6845 | -6.6845 | 3484.4014 | 26063.3227 |  | 0
2001-10-14 | 0 | 0 | 0 | 0 | -6.6845 | -6.6845 | 3477.7169 | 26013.3226 |  | 0
2001-10-15 | 0 | 0 | 0 | 0 | -6.6845 | -6.6845 | 3471.0324 | 25963.3226 |  | 0
2001-10-16 | 0 | 0 | 0 | 0 | -6.6845 | -6.6845 | 3464.3479 | 25913.3225 |  | 0
2001-10-17 | 0 | 0 | 0 | 0 | -6.6845 | -6.6845 | 3457.6634 | 25863.3224 |  | 0
2001-10-18 | 0 | 0 | 0 | 0 | -6.6845 | -6.6845 | 3450.9789 | 25813.3224 |  | 0
2001-10-19 | 0 | 0 | 0 | 0 | -6.6845 | -6.6845 | 3444.2944 | 25763.3223 |  | 0
2001-10-20 | 0 | 0 | 0 | 0 | -6.6845 | -6.6845 | 3437.6099 | 25713.3223 |  | 0
2001-10-21 | 0 | 0 | 0 | 0 | -6.6845 | -6.6845 | 3430.9254 | 25663.3222 |  | 0
2001-10-22 | 0 | 0 | 0 | 0 | -6.6845 | -6.6845 | 3424.2409 | 25613.3221 |  | 0
2001-10-23 | 0 | 0 | 0 | 0 | -6.6845 | -6.6845 | 3417.5564 | 25563.3221 |  | 0
2001-10-24 | 0 | 0 | 0 | 0 | -6.6845 | -6.6845 | 3410.8719 | 25513.322 |  | 0
2001-10-25 | 0 | 0 | 0 | 0 | -6.6845 | -6.6845 | 3404.1874 | 25463.322 |  | 0
2001-10-26 | 0 | 0 | 0 | 0 | -6.6845 | -6.6845 | 3397.5029 | 25413.3219 |  | 0
2001-10-27 | 0 | 0 | 0 | 0 | -6.6845 | -6.6845 | 3390.8184 | 25363.3218 |  | 0
2001-10-28 | 0 | 0 | 0 | 0 | -6.6845 | -6.6845 | 3384.1339 | 25313.3218 |  | 0
2001-10-29 | 0 | 0 | 0 | 0 | -6.6845 | -6.6845 | 3377.4494 | 25263.3217 |  | 0
2001-10-30 | 0 | 0 | 0 | 0 | -6.6845 | -6.6845 | 3370.7649 | 25213.3217 |  | 0
2001-10-31 | 0 | 0 | 0 | 0 | -6.6845 | -6.6845 | 3364.0804 | 25163.3216 |  | 0
2001-11-01 | 0 | 0 | 0 | 0 | -6.6845 | -6.6845 | 3357.3959 | 25113.3215 |  | 0
2001-11-02 | 0 | 0 | 0 | 0 | -6.6845 | -6.6845 | 3350.7114 | 25063.3215 |  | 0
2001-11-03 | 0 | 0 | 0 | 0 | -6.6845 | -6.6845 | 3344.0269 | 25013.3214 |  | 0
2001-11-04 | 0 | 0 | 0 | 0 | -6.6845 | -6.6845 | 3337.3424 | 24963.3214 |  | 0
2001-11-05 | 0 | 0 | 0 | 0 | -6.6845 | -6.6845 | 3330.6579 | 24913.3213 |  | 0
2001-11-06 | 0 | 0 | 0 | 0 | -6.6845 | -6.6845 | 3323.9734 | 24863.3212 |  | 0
2001-11-07 | 0.00083333 | 2.0961 | 3.6551 | 2.0961 | -6.6845 | -6.6845 | 3317.2889 | 24813.3212 |  | 0
2001-11-08 | 0 | 0 | 0 | 0 | -6.6845 | -6.6845 | 3310.6044 | 24763.3211 |  | 0
2001-11-09 | 0 | 0 | 0 | 0 | -6.6845 | -6.6845 | 3303.9199 | 24713.3211 |  | 0
2001-11-10 | 0 | 0 | 0 | 0 | -6.6845 | -6.6845 | 3297.2354 | 24663.321 |  | 0
2001-11-11 | 0 | 0 | 0 | 0 | -6.6845 | -6.6845 | 3290.5509 | 24613.3209 |  | 0
2001-11-12 | 0 | 0 | 0 | 0 | -6.6845 | -6.6845 | 3283.8664 | 24563.3209 |  | 0
2001-11-13 | 0 | 0 | 0 | 0 | -6.6845 | -6.6845 | 3277.1819 | 24513.3208 |  | 0
2001-11-14 | 0.018333 | 46.1135 | 3.6551 | 3.6551 | 35.7739 | 35.7739 | 3312.9558 | 24780.9095 |  | 0
2001-11-15 | 0.07 | 176.0696 | 3.6551 | 3.6551 | 165.73 | 165.73 | 3478.6858 | 26020.57 |  | 0
2001-11-16 | 0 | 0 | 0 | 0 | -6.6845 | -6.6845 | 3472.0013 | 25970.57 |  | 0
2001-11-17 | 0 | 0 | 0 | 0 | -6.6845 | -6.6845 | 3465.3168 | 25920.5699 |  | 0
2001-11-18 | 0 | 0 | 0 | 0 | -6.6845 | -6.6845 | 3458.6323 | 25870.5699 |  | 0
2001-11-19 | 0 | 0 | 0 | 0 | -6.6845 | -6.6845 | 3451.9478 | 25820.5698 |  | 0
2001-11-20 | 0 | 0 | 0 | 0 | -6.6845 | -6.6845 | 3445.2633 | 25770.5697 |  | 0
2001-11-21 | 0 | 0 | 0 | 0 | -6.6845 | -6.6845 | 3438.5788 | 25720.5697 |  | 0
2001-11-22 | 0 | 0 | 0 | 0 | -6.6845 | -6.6845 | 3431.8943 | 25670.5696 |  | 0
2001-11-23 | 0 | 0 | 0 | 0 | -6.6845 | -6.6845 | 3425.2098 | 25620.5696 |  | 0
2001-11-24 | 0 | 0 | 0 | 0 | -6.6845 | -6.6845 | 3418.5253 | 25570.5695 |  | 0
2001-11-25 | 0 | 0 | 0 | 0 | -6.6845 | -6.6845 | 3411.8408 | 25520.5694 |  | 0
2001-11-26 | 0 | 0 | 0 | 0 | -6.6845 | -6.6845 | 3405.1563 | 25470.5694 |  | 0
2001-11-27 | 0 | 0 | 0 | 0 | -6.6845 | -6.6845 | 3398.4718 | 25420.5693 |  | 0
2001-11-28 | 0.0125 | 31.441 | 3.6551 | 3.6551 | 21.1014 | 21.1014 | 3419.5733 | 25578.4079 |  | 0
2001-11-29 | 0.021667 | 54.4977 | 3.6551 | 3.6551 | 44.1582 | 44.1582 | 3463.7314 | 25908.7109 |  | 0
2001-11-30 | 0 | 0 | 0 | 0 | -6.6845 | -6.6845 | 3457.0469 | 25858.7109 |  | 0
2001-12-01 | 0 | 0 | 0 | 0 | -6.6845 | -6.6845 | 3450.3624 | 25808.7108 |  | 0
2001-12-02 | 0 | 0 | 0 | 0 | -6.6845 | -6.6845 | 3443.6779 | 25758.7108 |  | 0
2001-12-03 | 0 | 0 | 0 | 0 | -6.6845 | -6.6845 | 3436.9934 | 25708.7107 |  | 0
2001-12-04 | 0 | 0 | 0 | 0 | -6.6845 | -6.6845 | 3430.3089 | 25658.7106 |  | 0
2001-12-05 | 0 | 0 | 0 | 0 | -6.6845 | -6.6845 | 3423.6244 | 25608.7106 |  | 0
2001-12-06 | 0 | 0 | 0 | 0 | -6.6845 | -6.6845 | 3416.9399 | 25558.7105 |  | 0
2001-12-07 | 0 | 0 | 0 | 0 | -6.6845 | -6.6845 | 3410.2554 | 25508.7105 |  | 0
2001-12-08 | 0 | 0 | 0 | 0 | -6.6845 | -6.6845 | 3403.5709 | 25458.7104 |  | 0
2001-12-09 | 0 | 0 | 0 | 0 | -6.6845 | -6.6845 | 3396.8864 | 25408.7103 |  | 0
2001-12-10 | 0 | 0 | 0 | 0 | -6.6845 | -6.6845 | 3390.2019 | 25358.7103 |  | 0
2001-12-11 | 0 | 0 | 0 | 0 | -6.6845 | -6.6845 | 3383.5174 | 25308.7102 |  | 0
2001-12-12 | 0 | 0 | 0 | 0 | -6.6845 | -6.6845 | 3376.8329 | 25258.7102 |  | 0
2001-12-13 | 0.0033333 | 8.3843 | 3.6551 | 3.6551 | -1.9553 | -1.9553 | 3374.8776 | 25244.0844 |  | 0
2001-12-14 | 0 | 0 | 0 | 0 | -6.6845 | -6.6845 | 3368.1931 | 25194.0843 |  | 0
2001-12-15 | 0 | 0 | 0 | 0 | -6.6845 | -6.6845 | 3361.5086 | 25144.0843 |  | 0
2001-12-16 | 0 | 0 | 0 | 0 | -6.6845 | -6.6845 | 3354.8241 | 25094.0842 |  | 0
2001-12-17 | 0 | 0 | 0 | 0 | -6.6845 | -6.6845 | 3348.1396 | 25044.0842 |  | 0
2001-12-18 | 0 | 0 | 0 | 0 | -6.6845 | -6.6845 | 3341.4551 | 24994.0841 |  | 0
2001-12-19 | 0 | 0 | 0 | 0 | -6.6845 | -6.6845 | 3334.7706 | 24944.084 |  | 0
2001-12-20 | 0 | 0 | 0 | 0 | -6.6845 | -6.6845 | 3328.0861 | 24894.084 |  | 0
2001-12-21 | 0 | 0 | 0 | 0 | -6.6845 | -6.6845 | 3321.4016 | 24844.0839 |  | 0
2001-12-22 | 0 | 0 | 0 | 0 | -6.6845 | -6.6845 | 3314.7171 | 24794.0839 |  | 0
2001-12-23 | 0 | 0 | 0 | 0 | -6.6845 | -6.6845 | 3308.0326 | 24744.0838 |  | 0
2001-12-24 | 0 | 0 | 0 | 0 | -6.6845 | -6.6845 | 3301.3481 | 24694.0837 |  | 0
2001-12-25 | 0 | 0 | 0 | 0 | -6.6845 | -6.6845 | 3294.6636 | 24644.0837 |  | 0
2001-12-26 | 0 | 0 | 0 | 0 | -6.6845 | -6.6845 | 3287.9791 | 24594.0836 |  | 0
2001-12-27 | 0 | 0 | 0 | 0 | -6.6845 | -6.6845 | 3281.2946 | 24544.0836 |  | 0
2001-12-28 | 0 | 0 | 0 | 0 | -6.6845 | -6.6845 | 3274.6101 | 24494.0835 |  | 0
2001-12-29 | 0 | 0 | 0 | 0 | -6.6845 | -6.6845 | 3267.9256 | 24444.0834 |  | 0
2001-12-30 | 0 | 0 | 0 | 0 | -6.6845 | -6.6845 | 3261.2411 | 24394.0834 |  | 0
2001-12-31 | 0 | 0 | 0 | 0 | -6.6845 | -6.6845 | 3254.5566 | 24344.0833 |  | 0
2002-01-01 | 0.0025 | 6.2882 | 3.6551 | 3.6551 | -4.0514 | -4.0514 | 3250.5052 | 24313.779 |  | 0
2002-01-02 | 0 | 0 | 0 | 0 | -6.6845 | -6.6845 | 3243.8207 | 24263.7789 |  | 0
2002-01-03 | 0 | 0 | 0 | 0 | -6.6845 | -6.6845 | 3237.1362 | 24213.7789 |  | 0
2002-01-04 | 0 | 0 | 0 | 0 | -6.6845 | -6.6845 | 3230.4517 | 24163.7788 |  | 0
2002-01-05 | 0 | 0 | 0 | 0 | -6.6845 | -6.6845 | 3223.7672 | 24113.7788 |  | 0
2002-01-06 | 0 | 0 | 0 | 0 | -6.6845 | -6.6845 | 3217.0827 | 24063.7787 |  | 0
2002-01-07 | 0 | 0 | 0 | 0 | -6.6845 | -6.6845 | 3210.3982 | 24013.7786 |  | 0
2002-01-08 | 0 | 0 | 0 | 0 | -6.6845 | -6.6845 | 3203.7137 | 23963.7786 |  | 0
2002-01-09 | 0 | 0 | 0 | 0 | -6.6845 | -6.6845 | 3197.0292 | 23913.7785 |  | 0
2002-01-10 | 0 | 0 | 0 | 0 | -6.6845 | -6.6845 | 3190.3447 | 23863.7785 |  | 0
2002-01-11 | 0 | 0 | 0 | 0 | -6.6845 | -6.6845 | 3183.6602 | 23813.7784 |  | 0
2002-01-12 | 0 | 0 | 0 | 0 | -6.6845 | -6.6845 | 3176.9757 | 23763.7783 |  | 0
2002-01-13 | 0 | 0 | 0 | 0 | -6.6845 | -6.6845 | 3170.2912 | 23713.7783 |  | 0
2002-01-14 | 0 | 0 | 0 | 0 | -6.6845 | -6.6845 | 3163.6067 | 23663.7782 |  | 0
2002-01-15 | 0 | 0 | 0 | 0 | -6.6845 | -6.6845 | 3156.9222 | 23613.7782 |  | 0
2002-01-16 | 0 | 0 | 0 | 0 | -6.6845 | -6.6845 | 3150.2377 | 23563.7781 |  | 0
2002-01-17 | 0 | 0 | 0 | 0 | -6.6845 | -6.6845 | 3143.5532 | 23513.778 |  | 0
2002-01-18 | 0 | 0 | 0 | 0 | -6.6845 | -6.6845 | 3136.8687 | 23463.778 |  | 0
2002-01-19 | 0 | 0 | 0 | 0 | -6.6845 | -6.6845 | 3130.1842 | 23413.7779 |  | 0
2002-01-20 | 0 | 0 | 0 | 0 | -6.6845 | -6.6845 | 3123.4997 | 23363.7779 |  | 0
2002-01-21 | 0 | 0 | 0 | 0 | -6.6845 | -6.6845 | 3116.8152 | 23313.7778 |  | 0
2002-01-22 | 0 | 0 | 0 | 0 | -6.6845 | -6.6845 | 3110.1307 | 23263.7777 |  | 0
2002-01-23 | 0 | 0 | 0 | 0 | -6.6845 | -6.6845 | 3103.4462 | 23213.7777 |  | 0
2002-01-24 | 0 | 0 | 0 | 0 | -6.6845 | -6.6845 | 3096.7617 | 23163.7776 |  | 0
2002-01-25 | 0 | 0 | 0 | 0 | -6.6845 | -6.6845 | 3090.0772 | 23113.7776 |  | 0
2002-01-26 | 0 | 0 | 0 | 0 | -6.6845 | -6.6845 | 3083.3927 | 23063.7775 |  | 0
2002-01-27 | 0 | 0 | 0 | 0 | -6.6845 | -6.6845 | 3076.7082 | 23013.7774 |  | 0
2002-01-28 | 0 | 0 | 0 | 0 | -6.6845 | -6.6845 | 3070.0237 | 22963.7774 |  | 0
2002-01-29 | 0 | 0 | 0 | 0 | -6.6845 | -6.6845 | 3063.3392 | 22913.7773 |  | 0
2002-01-30 | 0.011667 | 29.3449 | 3.6551 | 3.6551 | 19.0054 | 19.0054 | 3082.3446 | 23055.9374 |  | 0
2002-01-31 | 0 | 0 | 0 | 0 | -6.6845 | -6.6845 | 3075.6601 | 23005.9373 |  | 0
2002-02-01 | 0 | 0 | 0 | 0 | -6.6845 | -6.6845 | 3068.9756 | 22955.9372 |  | 0
2002-02-02 | 0 | 0 | 0 | 0 | -6.6845 | -6.6845 | 3062.2911 | 22905.9372 |  | 0
2002-02-03 | 0 | 0 | 0 | 0 | -6.6845 | -6.6845 | 3055.6066 | 22855.9371 |  | 0
2002-02-04 | 0.0525 | 132.0522 | 3.6551 | 3.6551 | 121.7126 | 121.7126 | 3177.3192 | 23766.3475 |  | 0
2002-02-05 | 0.038333 | 96.4191 | 3.6551 | 3.6551 | 86.0795 | 86.0795 | 3263.3987 | 24410.2221 |  | 0
2002-02-06 | 0.0016667 | 4.1921 | 3.6551 | 3.6551 | -6.1474 | -6.1474 | 3257.2512 | 24364.2392 |  | 0
2002-02-07 | 0 | 0 | 0 | 0 | -6.6845 | -6.6845 | 3250.5667 | 24314.2391 |  | 0
2002-02-08 | 0 | 0 | 0 | 0 | -6.6845 | -6.6845 | 3243.8822 | 24264.2391 |  | 0
2002-02-09 | 0 | 0 | 0 | 0 | -6.6845 | -6.6845 | 3237.1977 | 24214.239 |  | 0
2002-02-10 | 0 | 0 | 0 | 0 | -6.6845 | -6.6845 | 3230.5132 | 24164.2389 |  | 0
2002-02-11 | 0 | 0 | 0 | 0 | -6.6845 | -6.6845 | 3223.8287 | 24114.2389 |  | 0
2002-02-12 | 0 | 0 | 0 | 0 | -6.6845 | -6.6845 | 3217.1442 | 24064.2388 |  | 0
2002-02-13 | 0 | 0 | 0 | 0 | -6.6845 | -6.6845 | 3210.4597 | 24014.2388 |  | 0
2002-02-14 | 0 | 0 | 0 | 0 | -6.6845 | -6.6845 | 3203.7752 | 23964.2387 |  | 0
2002-02-15 | 0 | 0 | 0 | 0 | -6.6845 | -6.6845 | 3197.0907 | 23914.2386 |  | 0
2002-02-16 | 0 | 0 | 0 | 0 | -6.6845 | -6.6845 | 3190.4062 | 23864.2386 |  | 0
2002-02-17 | 0 | 0 | 0 | 0 | -6.6845 | -6.6845 | 3183.7217 | 23814.2385 |  | 0
2002-02-18 | 0 | 0 | 0 | 0 | -6.6845 | -6.6845 | 3177.0372 | 23764.2385 |  | 0
2002-02-19 | 0 | 0 | 0 | 0 | -6.6845 | -6.6845 | 3170.3527 | 23714.2384 |  | 0
2002-02-20 | 0 | 0 | 0 | 0 | -6.6845 | -6.6845 | 3163.6682 | 23664.2383 |  | 0
2002-02-21 | 0 | 0 | 0 | 0 | -6.6845 | -6.6845 | 3156.9837 | 23614.2383 |  | 0
2002-02-22 | 0 | 0 | 0 | 0 | -6.6845 | -6.6845 | 3150.2992 | 23564.2382 |  | 0
2002-02-23 | 0 | 0 | 0 | 0 | -6.6845 | -6.6845 | 3143.6147 | 23514.2382 |  | 0
2002-02-24 | 0 | 0 | 0 | 0 | -6.6845 | -6.6845 | 3136.9302 | 23464.2381 |  | 0
2002-02-25 | 0 | 0 | 0 | 0 | -6.6845 | -6.6845 | 3130.2457 | 23414.238 |  | 0
2002-02-26 | 0 | 0 | 0 | 0 | -6.6845 | -6.6845 | 3123.5612 | 23364.238 |  | 0
2002-02-27 | 0 | 0 | 0 | 0 | -6.6845 | -6.6845 | 3116.8767 | 23314.2379 |  | 0
2002-02-28 | 0 | 0 | 0 | 0 | -6.6845 | -6.6845 | 3110.1922 | 23264.2379 |  | 0
2002-03-01 | 0 | 0 | 0 | 0 | -6.6845 | -6.6845 | 3103.5077 | 23214.2378 |  | 0
2002-03-02 | 0 | 0 | 0 | 0 | -6.6845 | -6.6845 | 3096.8232 | 23164.2377 |  | 0
2002-03-03 | 0 | 0 | 0 | 0 | -6.6845 | -6.6845 | 3090.1387 | 23114.2377 |  | 0
2002-03-04 | 0 | 0 | 0 | 0 | -6.6845 | -6.6845 | 3083.4542 | 23064.2376 |  | 0
2002-03-05 | 0 | 0 | 0 | 0 | -6.6845 | -6.6845 | 3076.7697 | 23014.2376 |  | 0
2002-03-06 | 0 | 0 | 0 | 0 | -6.6845 | -6.6845 | 3070.0852 | 22964.2375 |  | 0
2002-03-07 | 0 | 0 | 0 | 0 | -6.6845 | -6.6845 | 3063.4007 | 22914.2374 |  | 0
2002-03-08 | 0 | 0 | 0 | 0 | -6.6845 | -6.6845 | 3056.7162 | 22864.2374 |  | 0
2002-03-09 | 0 | 0 | 0 | 0 | -6.6845 | -6.6845 | 3050.0317 | 22814.2373 |  | 0
2002-03-10 | 0 | 0 | 0 | 0 | -6.6845 | -6.6845 | 3043.3472 | 22764.2373 |  | 0
2002-03-11 | 0 | 0 | 0 | 0 | -6.6845 | -6.6845 | 3036.6627 | 22714.2372 |  | 0
2002-03-12 | 0 | 0 | 0 | 0 | -6.6845 | -6.6845 | 3029.9782 | 22664.2371 |  | 0
2002-03-13 | 0 | 0 | 0 | 0 | -6.6845 | -6.6845 | 3023.2937 | 22614.2371 |  | 0
2002-03-14 | 0 | 0 | 0 | 0 | -6.6845 | -6.6845 | 3016.6092 | 22564.237 |  | 0
2002-03-15 | 0 | 0 | 0 | 0 | -6.6845 | -6.6845 | 3009.9247 | 22514.237 |  | 0
2002-03-16 | 0 | 0 | 0 | 0 | -6.6845 | -6.6845 | 3003.2402 | 22464.2369 |  | 0
2002-03-17 | 0 | 0 | 0 | 0 | -6.6845 | -6.6845 | 2996.5557 | 22414.2368 |  | 0
2002-03-18 | 0.019167 | 48.2095 | 3.6551 | 3.6551 | 37.87 | 37.87 | 3034.4257 | 22697.5041 |  | 0
2002-03-19 | 0.0025 | 6.2882 | 3.6551 | 3.6551 | -4.0514 | -4.0514 | 3030.3743 | 22667.1998 |  | 0
2002-03-20 | 0 | 0 | 0 | 0 | -6.6845 | -6.6845 | 3023.6898 | 22617.1997 |  | 0
2002-03-21 | 0 | 0 | 0 | 0 | -6.6845 | -6.6845 | 3017.0053 | 22567.1996 |  | 0
2002-03-22 | 0 | 0 | 0 | 0 | -6.6845 | -6.6845 | 3010.3208 | 22517.1996 |  | 0
2002-03-23 | 0 | 0 | 0 | 0 | -6.6845 | -6.6845 | 3003.6363 | 22467.1995 |  | 0
2002-03-24 | 0 | 0 | 0 | 0 | -6.6845 | -6.6845 | 2996.9518 | 22417.1995 |  | 0
2002-03-25 | 0 | 0 | 0 | 0 | -6.6845 | -6.6845 | 2990.2673 | 22367.1994 |  | 0
2002-03-26 | 0 | 0 | 0 | 0 | -6.6845 | -6.6845 | 2983.5828 | 22317.1993 |  | 0
2002-03-27 | 0 | 0 | 0 | 0 | -6.6845 | -6.6845 | 2976.8983 | 22267.1993 |  | 0
2002-03-28 | 0 | 0 | 0 | 0 | -6.6845 | -6.6845 | 2970.2138 | 22217.1992 |  | 0
2002-03-29 | 0 | 0 | 0 | 0 | -6.6845 | -6.6845 | 2963.5293 | 22167.1992 |  | 0
2002-03-30 | 0.0041667 | 10.4803 | 3.6551 | 3.6551 | 0.14075 | 0.14075 | 2963.6701 | 22168.252 |  | 0
2002-03-31 | 0 | 0 | 0 | 0 | -6.6845 | -6.6845 | 2956.9856 | 22118.2519 |  | 0
2002-04-01 | 0 | 0 | 0 | 0 | -6.6845 | -6.6845 | 2950.3011 | 22068.2519 |  | 0
2002-04-02 | 0 | 0 | 0 | 0 | -6.6845 | -6.6845 | 2943.6166 | 22018.2518 |  | 0
2002-04-03 | 0 | 0 | 0 | 0 | -6.6845 | -6.6845 | 2936.9321 | 21968.2518 |  | 0
2002-04-04 | 0 | 0 | 0 | 0 | -6.6845 | -6.6845 | 2930.2476 | 21918.2517 |  | 0
2002-04-05 | 0 | 0 | 0 | 0 | -6.6845 | -6.6845 | 2923.5631 | 21868.2516 |  | 0
2002-04-06 | 0 | 0 | 0 | 0 | -6.6845 | -6.6845 | 2916.8786 | 21818.2516 |  | 0
2002-04-07 | 0 | 0 | 0 | 0 | -6.6845 | -6.6845 | 2910.1941 | 21768.2515 |  | 0
2002-04-08 | 0 | 0 | 0 | 0 | -6.6845 | -6.6845 | 2903.5096 | 21718.2515 |  | 0
2002-04-09 | 0 | 0 | 0 | 0 | -6.6845 | -6.6845 | 2896.8251 | 21668.2514 |  | 0
2002-04-10 | 0 | 0 | 0 | 0 | -6.6845 | -6.6845 | 2890.1406 | 21618.2513 |  | 0
2002-04-11 | 0 | 0 | 0 | 0 | -6.6845 | -6.6845 | 2883.4561 | 21568.2513 |  | 0
2002-04-12 | 0 | 0 | 0 | 0 | -6.6845 | -6.6845 | 2876.7716 | 21518.2512 |  | 0
2002-04-13 | 0 | 0 | 0 | 0 | -6.6845 | -6.6845 | 2870.0871 | 21468.2512 |  | 0
2002-04-14 | 0.0016667 | 4.1921 | 3.6551 | 3.6551 | -6.1474 | -6.1474 | 2863.9396 | 21422.2683 |  | 0
2002-04-15 | 0.0066667 | 16.7685 | 3.6551 | 3.6551 | 6.429 | 6.429 | 2870.3686 | 21470.3568 |  | 0
2002-04-16 | 0 | 0 | 0 | 0 | -6.6845 | -6.6845 | 2863.6841 | 21420.3568 |  | 0
2002-04-17 | 0 | 0 | 0 | 0 | -6.6845 | -6.6845 | 2856.9996 | 21370.3567 |  | 0
2002-04-18 | 0 | 0 | 0 | 0 | -6.6845 | -6.6845 | 2850.3151 | 21320.3566 |  | 0
2002-04-19 | 0 | 0 | 0 | 0 | -6.6845 | -6.6845 | 2843.6306 | 21270.3566 |  | 0
2002-04-20 | 0 | 0 | 0 | 0 | -6.6845 | -6.6845 | 2836.9461 | 21220.3565 |  | 0
2002-04-21 | 0 | 0 | 0 | 0 | -6.6845 | -6.6845 | 2830.2616 | 21170.3565 |  | 0
2002-04-22 | 0 | 0 | 0 | 0 | -6.6845 | -6.6845 | 2823.5771 | 21120.3564 |  | 0
2002-04-23 | 0 | 0 | 0 | 0 | -6.6845 | -6.6845 | 2816.8926 | 21070.3563 |  | 0
2002-04-24 | 0 | 0 | 0 | 0 | -6.6845 | -6.6845 | 2810.2081 | 21020.3563 |  | 0
2002-04-25 | 0 | 0 | 0 | 0 | -6.6845 | -6.6845 | 2803.5236 | 20970.3562 |  | 0
2002-04-26 | 0.0083333 | 20.9607 | 3.6551 | 3.6551 | 10.6211 | 10.6211 | 2814.1446 | 21049.8019 |  | 0
2002-04-27 | 0 | 0 | 0 | 0 | -6.6845 | -6.6845 | 2807.4601 | 20999.8019 |  | 0
2002-04-28 | 0 | 0 | 0 | 0 | -6.6845 | -6.6845 | 2800.7756 | 20949.8018 |  | 0
2002-04-29 | 0 | 0 | 0 | 0 | -6.6845 | -6.6845 | 2794.0911 | 20899.8018 |  | 0
2002-04-30 | 0 | 0 | 0 | 0 | -6.6845 | -6.6845 | 2787.4066 | 20849.8017 |  | 0
2002-05-01 | 0 | 0 | 0 | 0 | -6.6845 | -6.6845 | 2780.7221 | 20799.8016 |  | 0
2002-05-02 | 0 | 0 | 0 | 0 | -6.6845 | -6.6845 | 2774.0376 | 20749.8016 |  | 0
2002-05-03 | 0 | 0 | 0 | 0 | -6.6845 | -6.6845 | 2767.3531 | 20699.8015 |  | 0
2002-05-04 | 0 | 0 | 0 | 0 | -6.6845 | -6.6845 | 2760.6686 | 20649.8015 |  | 0
2002-05-05 | 0 | 0 | 0 | 0 | -6.6845 | -6.6845 | 2753.9841 | 20599.8014 |  | 0
2002-05-06 | 0 | 0 | 0 | 0 | -6.6845 | -6.6845 | 2747.2996 | 20549.8013 |  | 0
2002-05-07 | 0 | 0 | 0 | 0 | -6.6845 | -6.6845 | 2740.6151 | 20499.8013 |  | 0
2002-05-08 | 0 | 0 | 0 | 0 | -6.6845 | -6.6845 | 2733.9306 | 20449.8012 |  | 0
2002-05-09 | 0 | 0 | 0 | 0 | -6.6845 | -6.6845 | 2727.2461 | 20399.8012 |  | 0
2002-05-10 | 0 | 0 | 0 | 0 | -6.6845 | -6.6845 | 2720.5616 | 20349.8011 |  | 0
2002-05-11 | 0 | 0 | 0 | 0 | -6.6845 | -6.6845 | 2713.8771 | 20299.801 |  | 0
2002-05-12 | 0 | 0 | 0 | 0 | -6.6845 | -6.6845 | 2707.1926 | 20249.801 |  | 0
2002-05-13 | 0 | 0 | 0 | 0 | -6.6845 | -6.6845 | 2700.5081 | 20199.8009 |  | 0
2002-05-14 | 0 | 0 | 0 | 0 | -6.6845 | -6.6845 | 2693.8236 | 20149.8009 |  | 0
2002-05-15 | 0 | 0 | 0 | 0 | -6.6845 | -6.6845 | 2687.1391 | 20099.8008 |  | 0
2002-05-16 | 0 | 0 | 0 | 0 | -6.6845 | -6.6845 | 2680.4546 | 20049.8007 |  | 0
2002-05-17 | 0 | 0 | 0 | 0 | -6.6845 | -6.6845 | 2673.7701 | 19999.8007 |  | 0
2002-05-18 | 0 | 0 | 0 | 0 | -6.6845 | -6.6845 | 2667.0856 | 19949.8006 |  | 0
2002-05-19 | 0 | 0 | 0 | 0 | -6.6845 | -6.6845 | 2660.4011 | 19899.8006 |  | 0
2002-05-20 | 0.024167 | 60.7859 | 3.6551 | 3.6551 | 50.4464 | 50.4464 | 2710.8475 | 20277.1393 |  | 0
2002-05-21 | 0 | 0 | 0 | 0 | -6.6845 | -6.6845 | 2704.163 | 20227.1392 |  | 0
2002-05-22 | 0 | 0 | 0 | 0 | -6.6845 | -6.6845 | 2697.4785 | 20177.1392 |  | 0
2002-05-23 | 0 | 0 | 0 | 0 | -6.6845 | -6.6845 | 2690.794 | 20127.1391 |  | 0
2002-05-24 | 0 | 0 | 0 | 0 | -6.6845 | -6.6845 | 2684.1095 | 20077.139 |  | 0
2002-05-25 | 0 | 0 | 0 | 0 | -6.6845 | -6.6845 | 2677.425 | 20027.139 |  | 0
2002-05-26 | 0 | 0 | 0 | 0 | -6.6845 | -6.6845 | 2670.7405 | 19977.1389 |  | 0
2002-05-27 | 0.0075 | 18.8646 | 3.6551 | 3.6551 | 8.525 | 8.525 | 2679.2655 | 20040.9061 |  | 0
2002-05-28 | 0 | 0 | 0 | 0 | -6.6845 | -6.6845 | 2672.581 | 19990.906 |  | 0
2002-05-29 | 0 | 0 | 0 | 0 | -6.6845 | -6.6845 | 2665.8965 | 19940.906 |  | 0
2002-05-30 | 0 | 0 | 0 | 0 | -6.6845 | -6.6845 | 2659.212 | 19890.9059 |  | 0
2002-05-31 | 0 | 0 | 0 | 0 | -6.6845 | -6.6845 | 2652.5275 | 19840.9058 |  | 0
2002-06-01 | 0 | 0 | 0 | 0 | -6.6845 | -6.6845 | 2645.843 | 19790.9058 |  | 0
2002-06-02 | 0 | 0 | 0 | 0 | -6.6845 | -6.6845 | 2639.1585 | 19740.9057 |  | 0
2002-06-03 | 0 | 0 | 0 | 0 | -6.6845 | -6.6845 | 2632.474 | 19690.9057 |  | 0
2002-06-04 | 0 | 0 | 0 | 0 | -6.6845 | -6.6845 | 2625.7895 | 19640.9056 |  | 0
2002-06-05 | 0.0825 | 207.5106 | 3.6551 | 3.6551 | 197.171 | 197.171 | 2822.9605 | 21115.7448 |  | 0
2002-06-06 | 0 | 0 | 0 | 0 | -6.6845 | -6.6845 | 2816.276 | 21065.7448 |  | 0
2002-06-07 | 0 | 0 | 0 | 0 | -6.6845 | -6.6845 | 2809.5915 | 21015.7447 |  | 0
2002-06-08 | 0 | 0 | 0 | 0 | -6.6845 | -6.6845 | 2802.907 | 20965.7446 |  | 0
2002-06-09 | 0.0016667 | 4.1921 | 3.6551 | 3.6551 | -6.1474 | -6.1474 | 2796.7596 | 20919.7617 |  | 0
2002-06-10 | 0.0125 | 31.441 | 3.6551 | 3.6551 | 21.1014 | 21.1014 | 2817.861 | 21077.6004 |  | 0
2002-06-11 | 0 | 0 | 0 | 0 | -6.6845 | -6.6845 | 2811.1765 | 21027.6003 |  | 0
2002-06-12 | 0 | 0 | 0 | 0 | -6.6845 | -6.6845 | 2804.492 | 20977.6002 |  | 0
2002-06-13 | 0.01 | 25.1528 | 3.6551 | 3.6551 | 14.8132 | 14.8132 | 2819.3052 | 21088.4031 |  | 0
2002-06-14 | 0.0125 | 31.441 | 3.6551 | 3.6551 | 21.1014 | 21.1014 | 2840.4067 | 21246.2417 |  | 0
2002-06-15 | 0 | 0 | 0 | 0 | -6.6845 | -6.6845 | 2833.7222 | 21196.2417 |  | 0
2002-06-16 | 0 | 0 | 0 | 0 | -6.6845 | -6.6845 | 2827.0377 | 21146.2416 |  | 0
2002-06-17 | 0 | 0 | 0 | 0 | -6.6845 | -6.6845 | 2820.3532 | 21096.2416 |  | 0
2002-06-18 | 0 | 0 | 0 | 0 | -6.6845 | -6.6845 | 2813.6687 | 21046.2415 |  | 0
2002-06-19 | 0 | 0 | 0 | 0 | -6.6845 | -6.6845 | 2806.9842 | 20996.2414 |  | 0
2002-06-20 | 0.013333 | 33.5371 | 3.6551 | 3.6551 | 23.1975 | 23.1975 | 2830.1816 | 21169.7586 |  | 0
2002-06-21 | 0 | 0 | 0 | 0 | -6.6845 | -6.6845 | 2823.4971 | 21119.7586 |  | 0
2002-06-22 | 0 | 0 | 0 | 0 | -6.6845 | -6.6845 | 2816.8126 | 21069.7585 |  | 0
2002-06-23 | 0 | 0 | 0 | 0 | -6.6845 | -6.6845 | 2810.1281 | 21019.7585 |  | 0
2002-06-24 | 0 | 0 | 0 | 0 | -6.6845 | -6.6845 | 2803.4436 | 20969.7584 |  | 0
2002-06-25 | 0 | 0 | 0 | 0 | -6.6845 | -6.6845 | 2796.7591 | 20919.7583 |  | 0
2002-06-26 | 0 | 0 | 0 | 0 | -6.6845 | -6.6845 | 2790.0746 | 20869.7583 |  | 0
2002-06-27 | 0 | 0 | 0 | 0 | -6.6845 | -6.6845 | 2783.3901 | 20819.7582 |  | 0
2002-06-28 | 0 | 0 | 0 | 0 | -6.6845 | -6.6845 | 2776.7056 | 20769.7582 |  | 0
2002-06-29 | 0 | 0 | 0 | 0 | -6.6845 | -6.6845 | 2770.0211 | 20719.7581 |  | 0
2002-06-30 | 0 | 0 | 0 | 0 | -6.6845 | -6.6845 | 2763.3366 | 20669.758 |  | 0
2002-07-01 | 0 | 0 | 0 | 0 | -6.6845 | -6.6845 | 2756.6521 | 20619.758 |  | 0
2002-07-02 | 0 | 0 | 0 | 0 | -6.6845 | -6.6845 | 2749.9676 | 20569.7579 |  | 0
2002-07-03 | 0 | 0 | 0 | 0 | -6.6845 | -6.6845 | 2743.2831 | 20519.7579 |  | 0
2002-07-04 | 0 | 0 | 0 | 0 | -6.6845 | -6.6845 | 2736.5986 | 20469.7578 |  | 0
2002-07-05 | 0.043333 | 108.9955 | 3.6551 | 3.6551 | 98.6559 | 98.6559 | 2835.2545 | 21207.7038 |  | 0
2002-07-06 | 0 | 0 | 0 | 0 | -6.6845 | -6.6845 | 2828.57 | 21157.7038 |  | 0
2002-07-07 | 0.018333 | 46.1135 | 3.6551 | 3.6551 | 35.7739 | 35.7739 | 2864.3439 | 21425.2924 |  | 0
2002-07-08 | 0 | 0 | 0 | 0 | -6.6845 | -6.6845 | 2857.6594 | 21375.2924 |  | 0
2002-07-09 | 0 | 0 | 0 | 0 | -6.6845 | -6.6845 | 2850.9749 | 21325.2923 |  | 0
2002-07-10 | 0 | 0 | 0 | 0 | -6.6845 | -6.6845 | 2844.2904 | 21275.2923 |  | 0
2002-07-11 | 0 | 0 | 0 | 0 | -6.6845 | -6.6845 | 2837.6059 | 21225.2922 |  | 0
2002-07-12 | 0.070833 | 178.1657 | 3.6551 | 3.6551 | 167.8261 | 167.8261 | 3005.432 | 22480.6313 |  | 0
2002-07-13 | 0.0016667 | 4.1921 | 3.6551 | 3.6551 | -6.1474 | -6.1474 | 2999.2845 | 22434.6484 |  | 0
2002-07-14 | 0 | 0 | 0 | 0 | -6.6845 | -6.6845 | 2992.6 | 22384.6484 |  | 0
2002-07-15 | 0 | 0 | 0 | 0 | -6.6845 | -6.6845 | 2985.9155 | 22334.6483 |  | 0
2002-07-16 | 0 | 0 | 0 | 0 | -6.6845 | -6.6845 | 2979.231 | 22284.6483 |  | 0
2002-07-17 | 0.038333 | 96.4191 | 3.6551 | 3.6551 | 86.0795 | 86.0795 | 3065.3105 | 22928.5228 |  | 0
2002-07-18 | 0.0083333 | 20.9607 | 3.6551 | 3.6551 | 10.6211 | 10.6211 | 3075.9316 | 23007.9685 |  | 0
2002-07-19 | 0.005 | 12.5764 | 3.6551 | 3.6551 | 2.2368 | 2.2368 | 3078.1684 | 23024.6999 |  | 0
2002-07-20 | 0.0058333 | 14.6725 | 3.6551 | 3.6551 | 4.3329 | 4.3329 | 3082.5013 | 23057.1099 |  | 0
2002-07-21 | 0 | 0 | 0 | 0 | -6.6845 | -6.6845 | 3075.8168 | 23007.1099 |  | 0
2002-07-22 | 0.0025 | 6.2882 | 3.6551 | 3.6551 | -4.0514 | -4.0514 | 3071.7654 | 22976.8056 |  | 0
2002-07-23 | 0.019167 | 48.2095 | 3.6551 | 3.6551 | 37.87 | 37.87 | 3109.6354 | 23260.0728 |  | 0
2002-07-24 | 0 | 0 | 0 | 0 | -6.6845 | -6.6845 | 3102.9509 | 23210.0727 |  | 0
2002-07-25 | 0 | 0 | 0 | 0 | -6.6845 | -6.6845 | 3096.2664 | 23160.0727 |  | 0
2002-07-26 | 0.020833 | 52.4017 | 3.6551 | 3.6551 | 42.0621 | 42.0621 | 3138.3285 | 23474.6971 |  | 0
2002-07-27 | 0 | 0 | 0 | 0 | -6.6845 | -6.6845 | 3131.644 | 23424.697 |  | 0
2002-07-28 | 0.0016667 | 4.1921 | 3.6551 | 3.6551 | -6.1474 | -6.1474 | 3125.4965 | 23378.7141 |  | 0
2002-07-29 | 0.0025 | 6.2882 | 3.6551 | 3.6551 | -4.0514 | -4.0514 | 3121.4452 | 23348.4098 |  | 0
2002-07-30 | 0.0066667 | 16.7685 | 3.6551 | 3.6551 | 6.429 | 6.429 | 3127.8741 | 23396.4984 |  | 0
2002-07-31 | 0.033333 | 83.8427 | 3.6551 | 3.6551 | 73.5031 | 73.5031 | 3201.3772 | 23946.3015 |  | 0
2002-08-01 | 0 | 0 | 0 | 0 | -6.6845 | -6.6845 | 3194.6927 | 23896.3014 |  | 0
2002-08-02 | 0.0033333 | 8.3843 | 3.6551 | 3.6551 | -1.9553 | -1.9553 | 3192.7374 | 23881.6757 |  | 0
2002-08-03 | 0 | 0 | 0 | 0 | -6.6845 | -6.6845 | 3186.0529 | 23831.6756 |  | 0
2002-08-04 | 0 | 0 | 0 | 0 | -6.6845 | -6.6845 | 3179.3684 | 23781.6755 |  | 0
2002-08-05 | 0 | 0 | 0 | 0 | -6.6845 | -6.6845 | 3172.6839 | 23731.6755 |  | 0
2002-08-06 | 0 | 0 | 0 | 0 | -6.6845 | -6.6845 | 3165.9994 | 23681.6754 |  | 0
2002-08-07 | 0.0041667 | 10.4803 | 3.6551 | 3.6551 | 0.14075 | 0.14075 | 3166.1401 | 23682.7282 |  | 0
2002-08-08 | 0.00083333 | 2.0961 | 3.6551 | 2.0961 | -6.6845 | -6.6845 | 3159.4556 | 23632.7282 |  | 0
2002-08-09 | 0 | 0 | 0 | 0 | -6.6845 | -6.6845 | 3152.7711 | 23582.7281 |  | 0
2002-08-10 | 0 | 0 | 0 | 0 | -6.6845 | -6.6845 | 3146.0866 | 23532.7281 |  | 0
2002-08-11 | 0.005 | 12.5764 | 3.6551 | 3.6551 | 2.2368 | 2.2368 | 3148.3235 | 23549.4595 |  | 0
2002-08-12 | 0.0033333 | 8.3843 | 3.6551 | 3.6551 | -1.9553 | -1.9553 | 3146.3681 | 23534.8337 |  | 0
2002-08-13 | 0.0075 | 18.8646 | 3.6551 | 3.6551 | 8.525 | 8.525 | 3154.8932 | 23598.6009 |  | 0
2002-08-14 | 0 | 0 | 0 | 0 | -6.6845 | -6.6845 | 3148.2087 | 23548.6008 |  | 0
2002-08-15 | 0 | 0 | 0 | 0 | -6.6845 | -6.6845 | 3141.5242 | 23498.6008 |  | 0
2002-08-16 | 0 | 0 | 0 | 0 | -6.6845 | -6.6845 | 3134.8397 | 23448.6007 |  | 0
2002-08-17 | 0.0075 | 18.8646 | 3.6551 | 3.6551 | 8.525 | 8.525 | 3143.3647 | 23512.3679 |  | 0
2002-08-18 | 0.025833 | 64.9781 | 3.6551 | 3.6551 | 54.6385 | 54.6385 | 3198.0032 | 23921.0637 |  | 0
2002-08-19 | 0 | 0 | 0 | 0 | -6.6845 | -6.6845 | 3191.3187 | 23871.0637 |  | 0
2002-08-20 | 0 | 0 | 0 | 0 | -6.6845 | -6.6845 | 3184.6342 | 23821.0636 |  | 0
2002-08-21 | 0 | 0 | 0 | 0 | -6.6845 | -6.6845 | 3177.9497 | 23771.0635 |  | 0
2002-08-22 | 0.0075 | 18.8646 | 3.6551 | 3.6551 | 8.525 | 8.525 | 3186.4747 | 23834.8307 |  | 0
2002-08-23 | 0 | 0 | 0 | 0 | -6.6845 | -6.6845 | 3179.7902 | 23784.8306 |  | 0
2002-08-24 | 0 | 0 | 0 | 0 | -6.6845 | -6.6845 | 3173.1057 | 23734.8306 |  | 0
2002-08-25 | 0 | 0 | 0 | 0 | -6.6845 | -6.6845 | 3166.4212 | 23684.8305 |  | 0
2002-08-26 | 0 | 0 | 0 | 0 | -6.6845 | -6.6845 | 3159.7367 | 23634.8305 |  | 0
2002-08-27 | 0 | 0 | 0 | 0 | -6.6845 | -6.6845 | 3153.0522 | 23584.8304 |  | 0
2002-08-28 | 0 | 0 | 0 | 0 | -6.6845 | -6.6845 | 3146.3677 | 23534.8303 |  | 0
2002-08-29 | 0 | 0 | 0 | 0 | -6.6845 | -6.6845 | 3139.6832 | 23484.8303 |  | 0
2002-08-30 | 0 | 0 | 0 | 0 | -6.6845 | -6.6845 | 3132.9987 | 23434.8302 |  | 0
2002-08-31 | 0 | 0 | 0 | 0 | -6.6845 | -6.6845 | 3126.3142 | 23384.8302 |  | 0
2002-09-01 | 0 | 0 | 0 | 0 | -6.6845 | -6.6845 | 3119.6297 | 23334.8301 |  | 0
2002-09-02 | 0 | 0 | 0 | 0 | -6.6845 | -6.6845 | 3112.9452 | 23284.83 |  | 0
2002-09-03 | 0 | 0 | 0 | 0 | -6.6845 | -6.6845 | 3106.2607 | 23234.83 |  | 0
2002-09-04 | 0 | 0 | 0 | 0 | -6.6845 | -6.6845 | 3099.5762 | 23184.8299 |  | 0
2002-09-05 | 0 | 0 | 0 | 0 | -6.6845 | -6.6845 | 3092.8917 | 23134.8299 |  | 0
2002-09-06 | 0 | 0 | 0 | 0 | -6.6845 | -6.6845 | 3086.2072 | 23084.8298 |  | 0
2002-09-07 | 0 | 0 | 0 | 0 | -6.6845 | -6.6845 | 3079.5227 | 23034.8297 |  | 0
2002-09-08 | 0 | 0 | 0 | 0 | -6.6845 | -6.6845 | 3072.8382 | 22984.8297 |  | 0
2002-09-09 | 0 | 0 | 0 | 0 | -6.6845 | -6.6845 | 3066.1537 | 22934.8296 |  | 0
2002-09-10 | 0 | 0 | 0 | 0 | -6.6845 | -6.6845 | 3059.4692 | 22884.8296 |  | 0
2002-09-11 | 0 | 0 | 0 | 0 | -6.6845 | -6.6845 | 3052.7847 | 22834.8295 |  | 0
2002-09-12 | 0 | 0 | 0 | 0 | -6.6845 | -6.6845 | 3046.1002 | 22784.8294 |  | 0
2002-09-13 | 0.0033333 | 8.3843 | 3.6551 | 3.6551 | -1.9553 | -1.9553 | 3044.1449 | 22770.2037 |  | 0
2002-09-14 | 0.0275 | 69.1702 | 3.6551 | 3.6551 | 58.8306 | 58.8306 | 3102.9755 | 23210.2567 |  | 0
2002-09-15 | 0 | 0 | 0 | 0 | -6.6845 | -6.6845 | 3096.291 | 23160.2567 |  | 0
2002-09-16 | 0 | 0 | 0 | 0 | -6.6845 | -6.6845 | 3089.6065 | 23110.2566 |  | 0
2002-09-17 | 0 | 0 | 0 | 0 | -6.6845 | -6.6845 | 3082.922 | 23060.2565 |  | 0
2002-09-18 | 0 | 0 | 0 | 0 | -6.6845 | -6.6845 | 3076.2375 | 23010.2565 |  | 0
2002-09-19 | 0.0016667 | 4.1921 | 3.6551 | 3.6551 | -6.1474 | -6.1474 | 3070.0901 | 22964.2736 |  | 0
2002-09-20 | 0 | 0 | 0 | 0 | -6.6845 | -6.6845 | 3063.4056 | 22914.2735 |  | 0
2002-09-21 | 0 | 0 | 0 | 0 | -6.6845 | -6.6845 | 3056.7211 | 22864.2735 |  | 0
2002-09-22 | 0 | 0 | 0 | 0 | -6.6845 | -6.6845 | 3050.0366 | 22814.2734 |  | 0
2002-09-23 | 0 | 0 | 0 | 0 | -6.6845 | -6.6845 | 3043.3521 | 22764.2733 |  | 0
2002-09-24 | 0 | 0 | 0 | 0 | -6.6845 | -6.6845 | 3036.6676 | 22714.2733 |  | 0
2002-09-25 | 0 | 0 | 0 | 0 | -6.6845 | -6.6845 | 3029.9831 | 22664.2732 |  | 0
2002-09-26 | 0 | 0 | 0 | 0 | -6.6845 | -6.6845 | 3023.2986 | 22614.2732 |  | 0
2002-09-27 | 0 | 0 | 0 | 0 | -6.6845 | -6.6845 | 3016.6141 | 22564.2731 |  | 0
2002-09-28 | 0 | 0 | 0 | 0 | -6.6845 | -6.6845 | 3009.9296 | 22514.273 |  | 0
2002-09-29 | 0 | 0 | 0 | 0 | -6.6845 | -6.6845 | 3003.2451 | 22464.273 |  | 0
2002-09-30 | 0 | 0 | 0 | 0 | -6.6845 | -6.6845 | 2996.5606 | 22414.2729 |  | 0
2002-10-01 | 0 | 0 | 0 | 0 | -6.6845 | -6.6845 | 2989.8761 | 22364.2729 |  | 0
2002-10-02 | 0 | 0 | 0 | 0 | -6.6845 | -6.6845 | 2983.1916 | 22314.2728 |  | 0
2002-10-03 | 0 | 0 | 0 | 0 | -6.6845 | -6.6845 | 2976.5071 | 22264.2727 |  | 0
2002-10-04 | 0 | 0 | 0 | 0 | -6.6845 | -6.6845 | 2969.8226 | 22214.2727 |  | 0
2002-10-05 | 0 | 0 | 0 | 0 | -6.6845 | -6.6845 | 2963.1381 | 22164.2726 |  | 0
2002-10-06 | 0 | 0 | 0 | 0 | -6.6845 | -6.6845 | 2956.4536 | 22114.2726 |  | 0
2002-10-07 | 0.0625 | 157.205 | 3.6551 | 3.6551 | 146.8654 | 146.8654 | 3103.319 | 23212.8259 |  | 0
2002-10-08 | 0.00083333 | 2.0961 | 3.6551 | 2.0961 | -6.6845 | -6.6845 | 3096.6345 | 23162.8258 |  | 0
2002-10-09 | 0 | 0 | 0 | 0 | -6.6845 | -6.6845 | 3089.95 | 23112.8258 |  | 0
2002-10-10 | 0 | 0 | 0 | 0 | -6.6845 | -6.6845 | 3083.2655 | 23062.8257 |  | 0
2002-10-11 | 0 | 0 | 0 | 0 | -6.6845 | -6.6845 | 3076.581 | 23012.8257 |  | 0
2002-10-12 | 0 | 0 | 0 | 0 | -6.6845 | -6.6845 | 3069.8965 | 22962.8256 |  | 0
2002-10-13 | 0 | 0 | 0 | 0 | -6.6845 | -6.6845 | 3063.212 | 22912.8255 |  | 0
2002-10-14 | 0.05 | 125.764 | 3.6551 | 3.6551 | 115.4244 | 115.4244 | 3178.6364 | 23776.2002 |  | 0
2002-10-15 | 0 | 0 | 0 | 0 | -6.6845 | -6.6845 | 3171.9519 | 23726.2001 |  | 0
2002-10-16 | 0.0016667 | 4.1921 | 3.6551 | 3.6551 | -6.1474 | -6.1474 | 3165.8044 | 23680.2172 |  | 0
2002-10-17 | 0 | 0 | 0 | 0 | -6.6845 | -6.6845 | 3159.1199 | 23630.2172 |  | 0
2002-10-18 | 0.0016667 | 4.1921 | 3.6551 | 3.6551 | -6.1474 | -6.1474 | 3152.9725 | 23584.2343 |  | 0
2002-10-19 | 0.005 | 12.5764 | 3.6551 | 3.6551 | 2.2368 | 2.2368 | 3155.2093 | 23600.9657 |  | 0
2002-10-20 | 0.0025 | 6.2882 | 3.6551 | 3.6551 | -4.0514 | -4.0514 | 3151.1579 | 23570.6614 |  | 0
2002-10-21 | 0 | 0 | 0 | 0 | -6.6845 | -6.6845 | 3144.4734 | 23520.6613 |  | 0
2002-10-22 | 0.0033333 | 8.3843 | 3.6551 | 3.6551 | -1.9553 | -1.9553 | 3142.5181 | 23506.0356 |  | 0
2002-10-23 | 0 | 0 | 0 | 0 | -6.6845 | -6.6845 | 3135.8336 | 23456.0355 |  | 0
2002-10-24 | 0.010833 | 27.2489 | 3.6551 | 3.6551 | 16.9093 | 16.9093 | 3152.7429 | 23582.517 |  | 0
2002-10-25 | 0.016667 | 41.9213 | 3.6551 | 3.6551 | 31.5818 | 31.5818 | 3184.3247 | 23818.7485 |  | 0
2002-10-26 | 0 | 0 | 0 | 0 | -6.6845 | -6.6845 | 3177.6402 | 23768.7484 |  | 0
2002-10-27 | 0.0025 | 6.2882 | 3.6551 | 3.6551 | -4.0514 | -4.0514 | 3173.5888 | 23738.4441 |  | 0
2002-10-28 | 0.018333 | 46.1135 | 3.6551 | 3.6551 | 35.7739 | 35.7739 | 3209.3627 | 24006.0328 |  | 0
2002-10-29 | 0.00083333 | 2.0961 | 3.6551 | 2.0961 | -6.6845 | -6.6845 | 3202.6782 | 23956.0327 |  | 0
2002-10-30 | 0 | 0 | 0 | 0 | -6.6845 | -6.6845 | 3195.9937 | 23906.0326 |  | 0
2002-10-31 | 0.00083333 | 2.0961 | 3.6551 | 2.0961 | -6.6845 | -6.6845 | 3189.3092 | 23856.0326 |  | 0
2002-11-01 | 0.0016667 | 4.1921 | 3.6551 | 3.6551 | -6.1474 | -6.1474 | 3183.1617 | 23810.0497 |  | 0
2002-11-02 | 0.0016667 | 4.1921 | 3.6551 | 3.6551 | -6.1474 | -6.1474 | 3177.0143 | 23764.0668 |  | 0
2002-11-03 | 0 | 0 | 0 | 0 | -6.6845 | -6.6845 | 3170.3298 | 23714.0667 |  | 0
2002-11-04 | 0.0225 | 56.5938 | 3.6551 | 3.6551 | 46.2542 | 46.2542 | 3216.584 | 24060.0483 |  | 0
2002-11-05 | 0.00083333 | 2.0961 | 3.6551 | 2.0961 | -6.6845 | -6.6845 | 3209.8995 | 24010.0482 |  | 0
2002-11-06 | 0 | 0 | 0 | 0 | -6.6845 | -6.6845 | 3203.215 | 23960.0482 |  | 0
2002-11-07 | 0 | 0 | 0 | 0 | -6.6845 | -6.6845 | 3196.5305 | 23910.0481 |  | 0
2002-11-08 | 0 | 0 | 0 | 0 | -6.6845 | -6.6845 | 3189.846 | 23860.048 |  | 0
2002-11-09 | 0 | 0 | 0 | 0 | -6.6845 | -6.6845 | 3183.1615 | 23810.048 |  | 0
2002-11-10 | 0 | 0 | 0 | 0 | -6.6845 | -6.6845 | 3176.477 | 23760.0479 |  | 0
2002-11-11 | 0 | 0 | 0 | 0 | -6.6845 | -6.6845 | 3169.7925 | 23710.0479 |  | 0
2002-11-12 | 0 | 0 | 0 | 0 | -6.6845 | -6.6845 | 3163.108 | 23660.0478 |  | 0
2002-11-13 | 0 | 0 | 0 | 0 | -6.6845 | -6.6845 | 3156.4235 | 23610.0477 |  | 0
2002-11-14 | 0 | 0 | 0 | 0 | -6.6845 | -6.6845 | 3149.739 | 23560.0477 |  | 0
2002-11-15 | 0 | 0 | 0 | 0 | -6.6845 | -6.6845 | 3143.0545 | 23510.0476 |  | 0
2002-11-16 | 0.00083333 | 2.0961 | 3.6551 | 2.0961 | -6.6845 | -6.6845 | 3136.37 | 23460.0476 |  | 0
2002-11-17 | 0 | 0 | 0 | 0 | -6.6845 | -6.6845 | 3129.6855 | 23410.0475 |  | 0
2002-11-18 | 0 | 0 | 0 | 0 | -6.6845 | -6.6845 | 3123.001 | 23360.0474 |  | 0
2002-11-19 | 0 | 0 | 0 | 0 | -6.6845 | -6.6845 | 3116.3165 | 23310.0474 |  | 0
2002-11-20 | 0 | 0 | 0 | 0 | -6.6845 | -6.6845 | 3109.632 | 23260.0473 |  | 0
2002-11-21 | 0 | 0 | 0 | 0 | -6.6845 | -6.6845 | 3102.9475 | 23210.0473 |  | 0
2002-11-22 | 0 | 0 | 0 | 0 | -6.6845 | -6.6845 | 3096.263 | 23160.0472 |  | 0
2002-11-23 | 0 | 0 | 0 | 0 | -6.6845 | -6.6845 | 3089.5785 | 23110.0471 |  | 0
2002-11-24 | 0 | 0 | 0 | 0 | -6.6845 | -6.6845 | 3082.894 | 23060.0471 |  | 0
2002-11-25 | 0 | 0 | 0 | 0 | -6.6845 | -6.6845 | 3076.2095 | 23010.047 |  | 0
2002-11-26 | 0 | 0 | 0 | 0 | -6.6845 | -6.6845 | 3069.525 | 22960.047 |  | 0
2002-11-27 | 0 | 0 | 0 | 0 | -6.6845 | -6.6845 | 3062.8405 | 22910.0469 |  | 0
2002-11-28 | 0 | 0 | 0 | 0 | -6.6845 | -6.6845 | 3056.156 | 22860.0468 |  | 0
2002-11-29 | 0 | 0 | 0 | 0 | -6.6845 | -6.6845 | 3049.4715 | 22810.0468 |  | 0
2002-11-30 | 0 | 0 | 0 | 0 | -6.6845 | -6.6845 | 3042.787 | 22760.0467 |  | 0
2002-12-01 | 0 | 0 | 0 | 0 | -6.6845 | -6.6845 | 3036.1025 | 22710.0467 |  | 0
2002-12-02 | 0 | 0 | 0 | 0 | -6.6845 | -6.6845 | 3029.418 | 22660.0466 |  | 0
2002-12-03 | 0.0058333 | 14.6725 | 3.6551 | 3.6551 | 4.3329 | 4.3329 | 3033.7509 | 22692.4566 |  | 0
2002-12-04 | 0 | 0 | 0 | 0 | -6.6845 | -6.6845 | 3027.0664 | 22642.4565 |  | 0
2002-12-05 | 0 | 0 | 0 | 0 | -6.6845 | -6.6845 | 3020.3819 | 22592.4565 |  | 0
2002-12-06 | 0 | 0 | 0 | 0 | -6.6845 | -6.6845 | 3013.6974 | 22542.4564 |  | 0
2002-12-07 | 0 | 0 | 0 | 0 | -6.6845 | -6.6845 | 3007.0129 | 22492.4564 |  | 0
2002-12-08 | 0 | 0 | 0 | 0 | -6.6845 | -6.6845 | 3000.3284 | 22442.4563 |  | 0
2002-12-09 | 0 | 0 | 0 | 0 | -6.6845 | -6.6845 | 2993.6439 | 22392.4562 |  | 0
2002-12-10 | 0 | 0 | 0 | 0 | -6.6845 | -6.6845 | 2986.9594 | 22342.4562 |  | 0
2002-12-11 | 0 | 0 | 0 | 0 | -6.6845 | -6.6845 | 2980.2749 | 22292.4561 |  | 0
2002-12-12 | 0 | 0 | 0 | 0 | -6.6845 | -6.6845 | 2973.5904 | 22242.4561 |  | 0
2002-12-13 | 0 | 0 | 0 | 0 | -6.6845 | -6.6845 | 2966.9059 | 22192.456 |  | 0
2002-12-14 | 0 | 0 | 0 | 0 | -6.6845 | -6.6845 | 2960.2214 | 22142.4559 |  | 0
2002-12-15 | 0 | 0 | 0 | 0 | -6.6845 | -6.6845 | 2953.5369 | 22092.4559 |  | 0
2002-12-16 | 0 | 0 | 0 | 0 | -6.6845 | -6.6845 | 2946.8524 | 22042.4558 |  | 0
2002-12-17 | 0 | 0 | 0 | 0 | -6.6845 | -6.6845 | 2940.1679 | 21992.4558 |  | 0
2002-12-18 | 0.00083333 | 2.0961 | 3.6551 | 2.0961 | -6.6845 | -6.6845 | 2933.4834 | 21942.4557 |  | 0
2002-12-19 | 0 | 0 | 0 | 0 | -6.6845 | -6.6845 | 2926.7989 | 21892.4556 |  | 0
2002-12-20 | 0 | 0 | 0 | 0 | -6.6845 | -6.6845 | 2920.1144 | 21842.4556 |  | 0
2002-12-21 | 0 | 0 | 0 | 0 | -6.6845 | -6.6845 | 2913.4299 | 21792.4555 |  | 0
2002-12-22 | 0 | 0 | 0 | 0 | -6.6845 | -6.6845 | 2906.7454 | 21742.4555 |  | 0
2002-12-23 | 0 | 0 | 0 | 0 | -6.6845 | -6.6845 | 2900.0609 | 21692.4554 |  | 0
2002-12-24 | 0.0041667 | 10.4803 | 3.6551 | 3.6551 | 0.14075 | 0.14075 | 2900.2016 | 21693.5082 |  | 0
2002-12-25 | 0 | 0 | 0 | 0 | -6.6845 | -6.6845 | 2893.5171 | 21643.5082 |  | 0
2002-12-26 | 0 | 0 | 0 | 0 | -6.6845 | -6.6845 | 2886.8326 | 21593.5081 |  | 0
2002-12-27 | 0 | 0 | 0 | 0 | -6.6845 | -6.6845 | 2880.1481 | 21543.508 |  | 0
2002-12-28 | 0 | 0 | 0 | 0 | -6.6845 | -6.6845 | 2873.4636 | 21493.508 |  | 0
2002-12-29 | 0 | 0 | 0 | 0 | -6.6845 | -6.6845 | 2866.7791 | 21443.5079 |  | 0
2002-12-30 | 0 | 0 | 0 | 0 | -6.6845 | -6.6845 | 2860.0946 | 21393.5079 |  | 0
2002-12-31 | 0 | 0 | 0 | 0 | -6.6845 | -6.6845 | 2853.4101 | 21343.5078 |  | 0
2003-01-01 | 0 | 0 | 0 | 0 | -6.6845 | -6.6845 | 2846.7256 | 21293.5077 |  | 0
2003-01-02 | 0 | 0 | 0 | 0 | -6.6845 | -6.6845 | 2840.0411 | 21243.5077 |  | 0
2003-01-03 | 0 | 0 | 0 | 0 | -6.6845 | -6.6845 | 2833.3566 | 21193.5076 |  | 0
2003-01-04 | 0 | 0 | 0 | 0 | -6.6845 | -6.6845 | 2826.6721 | 21143.5076 |  | 0
2003-01-05 | 0 | 0 | 0 | 0 | -6.6845 | -6.6845 | 2819.9876 | 21093.5075 |  | 0
2003-01-06 | 0 | 0 | 0 | 0 | -6.6845 | -6.6845 | 2813.3031 | 21043.5074 |  | 0
2003-01-07 | 0 | 0 | 0 | 0 | -6.6845 | -6.6845 | 2806.6186 | 20993.5074 |  | 0
2003-01-08 | 0 | 0 | 0 | 0 | -6.6845 | -6.6845 | 2799.9341 | 20943.5073 |  | 0
2003-01-09 | 0 | 0 | 0 | 0 | -6.6845 | -6.6845 | 2793.2496 | 20893.5073 |  | 0
2003-01-10 | 0 | 0 | 0 | 0 | -6.6845 | -6.6845 | 2786.5651 | 20843.5072 |  | 0
2003-01-11 | 0 | 0 | 0 | 0 | -6.6845 | -6.6845 | 2779.8806 | 20793.5071 |  | 0
2003-01-12 | 0.0025 | 6.2882 | 3.6551 | 3.6551 | -4.0514 | -4.0514 | 2775.8293 | 20763.2028 |  | 0
2003-01-13 | 0 | 0 | 0 | 0 | -6.6845 | -6.6845 | 2769.1448 | 20713.2028 |  | 0
2003-01-14 | 0 | 0 | 0 | 0 | -6.6845 | -6.6845 | 2762.4603 | 20663.2027 |  | 0
2003-01-15 | 0 | 0 | 0 | 0 | -6.6845 | -6.6845 | 2755.7758 | 20613.2026 |  | 0
2003-01-16 | 0 | 0 | 0 | 0 | -6.6845 | -6.6845 | 2749.0913 | 20563.2026 |  | 0
2003-01-17 | 0 | 0 | 0 | 0 | -6.6845 | -6.6845 | 2742.4068 | 20513.2025 |  | 0
2003-01-18 | 0 | 0 | 0 | 0 | -6.6845 | -6.6845 | 2735.7223 | 20463.2025 |  | 0
2003-01-19 | 0 | 0 | 0 | 0 | -6.6845 | -6.6845 | 2729.0378 | 20413.2024 |  | 0
2003-01-20 | 0 | 0 | 0 | 0 | -6.6845 | -6.6845 | 2722.3533 | 20363.2023 |  | 0
2003-01-21 | 0 | 0 | 0 | 0 | -6.6845 | -6.6845 | 2715.6688 | 20313.2023 |  | 0
2003-01-22 | 0 | 0 | 0 | 0 | -6.6845 | -6.6845 | 2708.9843 | 20263.2022 |  | 0
2003-01-23 | 0 | 0 | 0 | 0 | -6.6845 | -6.6845 | 2702.2998 | 20213.2022 |  | 0
2003-01-24 | 0 | 0 | 0 | 0 | -6.6845 | -6.6845 | 2695.6153 | 20163.2021 |  | 0
2003-01-25 | 0 | 0 | 0 | 0 | -6.6845 | -6.6845 | 2688.9308 | 20113.202 |  | 0
2003-01-26 | 0 | 0 | 0 | 0 | -6.6845 | -6.6845 | 2682.2463 | 20063.202 |  | 0
2003-01-27 | 0 | 0 | 0 | 0 | -6.6845 | -6.6845 | 2675.5618 | 20013.2019 |  | 0
2003-01-28 | 0 | 0 | 0 | 0 | -6.6845 | -6.6845 | 2668.8773 | 19963.2019 |  | 0
2003-01-29 | 0 | 0 | 0 | 0 | -6.6845 | -6.6845 | 2662.1928 | 19913.2018 |  | 0
2003-01-30 | 0 | 0 | 0 | 0 | -6.6845 | -6.6845 | 2655.5083 | 19863.2017 |  | 0
2003-01-31 | 0 | 0 | 0 | 0 | -6.6845 | -6.6845 | 2648.8238 | 19813.2017 |  | 0
2003-02-01 | 0 | 0 | 0 | 0 | -6.6845 | -6.6845 | 2642.1393 | 19763.2016 |  | 0
2003-02-02 | 0 | 0 | 0 | 0 | -6.6845 | -6.6845 | 2635.4548 | 19713.2016 |  | 0
2003-02-03 | 0 | 0 | 0 | 0 | -6.6845 | -6.6845 | 2628.7703 | 19663.2015 |  | 0
2003-02-04 | 0 | 0 | 0 | 0 | -6.6845 | -6.6845 | 2622.0858 | 19613.2014 |  | 0
2003-02-05 | 0 | 0 | 0 | 0 | -6.6845 | -6.6845 | 2615.4013 | 19563.2014 |  | 0
2003-02-06 | 0 | 0 | 0 | 0 | -6.6845 | -6.6845 | 2608.7168 | 19513.2013 |  | 0
2003-02-07 | 0.005 | 12.5764 | 3.6551 | 3.6551 | 2.2368 | 2.2368 | 2610.9536 | 19529.9327 |  | 0
2003-02-08 | 0.0041667 | 10.4803 | 3.6551 | 3.6551 | 0.14075 | 0.14075 | 2611.0943 | 19530.9856 |  | 0
2003-02-09 | 0.01 | 25.1528 | 3.6551 | 3.6551 | 14.8132 | 14.8132 | 2625.9075 | 19641.7885 |  | 0
2003-02-10 | 0 | 0 | 0 | 0 | -6.6845 | -6.6845 | 2619.223 | 19591.7884 |  | 0
2003-02-11 | 0 | 0 | 0 | 0 | -6.6845 | -6.6845 | 2612.5385 | 19541.7883 |  | 0
2003-02-12 | 0 | 0 | 0 | 0 | -6.6845 | -6.6845 | 2605.854 | 19491.7883 |  | 0
2003-02-13 | 0 | 0 | 0 | 0 | -6.6845 | -6.6845 | 2599.1695 | 19441.7882 |  | 0
2003-02-14 | 0.0083333 | 20.9607 | 3.6551 | 3.6551 | 10.6211 | 10.6211 | 2609.7906 | 19521.2339 |  | 0
2003-02-15 | 0 | 0 | 0 | 0 | -6.6845 | -6.6845 | 2603.1061 | 19471.2339 |  | 0
2003-02-16 | 0 | 0 | 0 | 0 | -6.6845 | -6.6845 | 2596.4216 | 19421.2338 |  | 0
2003-02-17 | 0 | 0 | 0 | 0 | -6.6845 | -6.6845 | 2589.7371 | 19371.2338 |  | 0
2003-02-18 | 0 | 0 | 0 | 0 | -6.6845 | -6.6845 | 2583.0526 | 19321.2337 |  | 0
2003-02-19 | 0 | 0 | 0 | 0 | -6.6845 | -6.6845 | 2576.3681 | 19271.2336 |  | 0
2003-02-20 | 0 | 0 | 0 | 0 | -6.6845 | -6.6845 | 2569.6836 | 19221.2336 |  | 0
2003-02-21 | 0.1 | 251.528 | 3.6551 | 3.6551 | 241.1884 | 241.1884 | 2810.8721 | 21025.323 |  | 0
2003-02-22 | 0.0033333 | 8.3843 | 3.6551 | 3.6551 | -1.9553 | -1.9553 | 2808.9167 | 21010.6972 |  | 0
2003-02-23 | 0 | 0 | 0 | 0 | -6.6845 | -6.6845 | 2802.2322 | 20960.6972 |  | 0
2003-02-24 | 0 | 0 | 0 | 0 | -6.6845 | -6.6845 | 2795.5477 | 20910.6971 |  | 0
2003-02-25 | 0 | 0 | 0 | 0 | -6.6845 | -6.6845 | 2788.8632 | 20860.697 |  | 0
2003-02-26 | 0 | 0 | 0 | 0 | -6.6845 | -6.6845 | 2782.1787 | 20810.697 |  | 0
2003-02-27 | 0 | 0 | 0 | 0 | -6.6845 | -6.6845 | 2775.4942 | 20760.6969 |  | 0
2003-02-28 | 0 | 0 | 0 | 0 | -6.6845 | -6.6845 | 2768.8097 | 20710.6969 |  | 0
2003-03-01 | 0 | 0 | 0 | 0 | -6.6845 | -6.6845 | 2762.1252 | 20660.6968 |  | 0
2003-03-02 | 0 | 0 | 0 | 0 | -6.6845 | -6.6845 | 2755.4407 | 20610.6967 |  | 0
2003-03-03 | 0 | 0 | 0 | 0 | -6.6845 | -6.6845 | 2748.7562 | 20560.6967 |  | 0
2003-03-04 | 0 | 0 | 0 | 0 | -6.6845 | -6.6845 | 2742.0717 | 20510.6966 |  | 0
2003-03-05 | 0 | 0 | 0 | 0 | -6.6845 | -6.6845 | 2735.3872 | 20460.6966 |  | 0
2003-03-06 | 0 | 0 | 0 | 0 | -6.6845 | -6.6845 | 2728.7027 | 20410.6965 |  | 0
2003-03-07 | 0 | 0 | 0 | 0 | -6.6845 | -6.6845 | 2722.0182 | 20360.6964 |  | 0
2003-03-08 | 0 | 0 | 0 | 0 | -6.6845 | -6.6845 | 2715.3337 | 20310.6964 |  | 0
2003-03-09 | 0 | 0 | 0 | 0 | -6.6845 | -6.6845 | 2708.6492 | 20260.6963 |  | 0
2003-03-10 | 0 | 0 | 0 | 0 | -6.6845 | -6.6845 | 2701.9647 | 20210.6963 |  | 0
2003-03-11 | 0 | 0 | 0 | 0 | -6.6845 | -6.6845 | 2695.2802 | 20160.6962 |  | 0
2003-03-12 | 0 | 0 | 0 | 0 | -6.6845 | -6.6845 | 2688.5957 | 20110.6961 |  | 0
2003-03-13 | 0 | 0 | 0 | 0 | -6.6845 | -6.6845 | 2681.9112 | 20060.6961 |  | 0
2003-03-14 | 0 | 0 | 0 | 0 | -6.6845 | -6.6845 | 2675.2267 | 20010.696 |  | 0
2003-03-15 | 0.046667 | 117.3797 | 3.6551 | 3.6551 | 107.0402 | 107.0402 | 2782.2669 | 20811.3564 |  | 0
2003-03-16 | 0 | 0 | 0 | 0 | -6.6845 | -6.6845 | 2775.5824 | 20761.3563 |  | 0
2003-03-17 | 0 | 0 | 0 | 0 | -6.6845 | -6.6845 | 2768.8979 | 20711.3562 |  | 0
2003-03-18 | 0.0033333 | 8.3843 | 3.6551 | 3.6551 | -1.9553 | -1.9553 | 2766.9426 | 20696.7305 |  | 0
2003-03-19 | 0.00083333 | 2.0961 | 3.6551 | 2.0961 | -6.6845 | -6.6845 | 2760.2581 | 20646.7304 |  | 0
2003-03-20 | 0 | 0 | 0 | 0 | -6.6845 | -6.6845 | 2753.5736 | 20596.7304 |  | 0
2003-03-21 | 0.005 | 12.5764 | 3.6551 | 3.6551 | 2.2368 | 2.2368 | 2755.8104 | 20613.4618 |  | 0
2003-03-22 | 0.0041667 | 10.4803 | 3.6551 | 3.6551 | 0.14075 | 0.14075 | 2755.9512 | 20614.5146 |  | 0
2003-03-23 | 0 | 0 | 0 | 0 | -6.6845 | -6.6845 | 2749.2667 | 20564.5146 |  | 0
2003-03-24 | 0 | 0 | 0 | 0 | -6.6845 | -6.6845 | 2742.5822 | 20514.5145 |  | 0
2003-03-25 | 0 | 0 | 0 | 0 | -6.6845 | -6.6845 | 2735.8977 | 20464.5144 |  | 0
2003-03-26 | 0 | 0 | 0 | 0 | -6.6845 | -6.6845 | 2729.2132 | 20414.5144 |  | 0
2003-03-27 | 0 | 0 | 0 | 0 | -6.6845 | -6.6845 | 2722.5287 | 20364.5143 |  | 0
2003-03-28 | 0 | 0 | 0 | 0 | -6.6845 | -6.6845 | 2715.8442 | 20314.5143 |  | 0
2003-03-29 | 0 | 0 | 0 | 0 | -6.6845 | -6.6845 | 2709.1597 | 20264.5142 |  | 0
2003-03-30 | 0 | 0 | 0 | 0 | -6.6845 | -6.6845 | 2702.4752 | 20214.5141 |  | 0
2003-03-31 | 0 | 0 | 0 | 0 | -6.6845 | -6.6845 | 2695.7907 | 20164.5141 |  | 0
2003-04-01 | 0 | 0 | 0 | 0 | -6.6845 | -6.6845 | 2689.1062 | 20114.514 |  | 0
2003-04-02 | 0 | 0 | 0 | 0 | -6.6845 | -6.6845 | 2682.4217 | 20064.514 |  | 0
2003-04-03 | 0 | 0 | 0 | 0 | -6.6845 | -6.6845 | 2675.7372 | 20014.5139 |  | 0
2003-04-04 | 0 | 0 | 0 | 0 | -6.6845 | -6.6845 | 2669.0527 | 19964.5138 |  | 0
2003-04-05 | 0 | 0 | 0 | 0 | -6.6845 | -6.6845 | 2662.3682 | 19914.5138 |  | 0
2003-04-06 | 0 | 0 | 0 | 0 | -6.6845 | -6.6845 | 2655.6837 | 19864.5137 |  | 0
2003-04-07 | 0 | 0 | 0 | 0 | -6.6845 | -6.6845 | 2648.9992 | 19814.5137 |  | 0
2003-04-08 | 0 | 0 | 0 | 0 | -6.6845 | -6.6845 | 2642.3147 | 19764.5136 |  | 0
2003-04-09 | 0 | 0 | 0 | 0 | -6.6845 | -6.6845 | 2635.6302 | 19714.5135 |  | 0
2003-04-10 | 0 | 0 | 0 | 0 | -6.6845 | -6.6845 | 2628.9457 | 19664.5135 |  | 0
2003-04-11 | 0 | 0 | 0 | 0 | -6.6845 | -6.6845 | 2622.2612 | 19614.5134 |  | 0
2003-04-12 | 0 | 0 | 0 | 0 | -6.6845 | -6.6845 | 2615.5767 | 19564.5134 |  | 0
2003-04-13 | 0 | 0 | 0 | 0 | -6.6845 | -6.6845 | 2608.8922 | 19514.5133 |  | 0
2003-04-14 | 0 | 0 | 0 | 0 | -6.6845 | -6.6845 | 2602.2077 | 19464.5132 |  | 0
2003-04-15 | 0 | 0 | 0 | 0 | -6.6845 | -6.6845 | 2595.5232 | 19414.5132 |  | 0
2003-04-16 | 0 | 0 | 0 | 0 | -6.6845 | -6.6845 | 2588.8387 | 19364.5131 |  | 0
2003-04-17 | 0 | 0 | 0 | 0 | -6.6845 | -6.6845 | 2582.1542 | 19314.5131 |  | 0
2003-04-18 | 0 | 0 | 0 | 0 | -6.6845 | -6.6845 | 2575.4697 | 19264.513 |  | 0
2003-04-19 | 0 | 0 | 0 | 0 | -6.6845 | -6.6845 | 2568.7852 | 19214.5129 |  | 0
2003-04-20 | 0 | 0 | 0 | 0 | -6.6845 | -6.6845 | 2562.1007 | 19164.5129 |  | 0
2003-04-21 | 0 | 0 | 0 | 0 | -6.6845 | -6.6845 | 2555.4162 | 19114.5128 |  | 0
2003-04-22 | 0 | 0 | 0 | 0 | -6.6845 | -6.6845 | 2548.7317 | 19064.5128 |  | 0
2003-04-23 | 0 | 0 | 0 | 0 | -6.6845 | -6.6845 | 2542.0472 | 19014.5127 |  | 0
2003-04-24 | 0 | 0 | 0 | 0 | -6.6845 | -6.6845 | 2535.3627 | 18964.5126 |  | 0
2003-04-25 | 0 | 0 | 0 | 0 | -6.6845 | -6.6845 | 2528.6782 | 18914.5126 |  | 0
2003-04-26 | 0 | 0 | 0 | 0 | -6.6845 | -6.6845 | 2521.9937 | 18864.5125 |  | 0
2003-04-27 | 0 | 0 | 0 | 0 | -6.6845 | -6.6845 | 2515.3092 | 18814.5125 |  | 0
2003-04-28 | 0 | 0 | 0 | 0 | -6.6845 | -6.6845 | 2508.6247 | 18764.5124 |  | 0
2003-04-29 | 0 | 0 | 0 | 0 | -6.6845 | -6.6845 | 2501.9402 | 18714.5123 |  | 0
2003-04-30 | 0 | 0 | 0 | 0 | -6.6845 | -6.6845 | 2495.2557 | 18664.5123 |  | 0
2003-05-01 | 0 | 0 | 0 | 0 | -6.6845 | -6.6845 | 2488.5712 | 18614.5122 |  | 0
2003-05-02 | 0 | 0 | 0 | 0 | -6.6845 | -6.6845 | 2481.8867 | 18564.5122 |  | 0
2003-05-03 | 0 | 0 | 0 | 0 | -6.6845 | -6.6845 | 2475.2022 | 18514.5121 |  | 0
2003-05-04 | 0 | 0 | 0 | 0 | -6.6845 | -6.6845 | 2468.5177 | 18464.512 |  | 0
2003-05-05 | 0 | 0 | 0 | 0 | -6.6845 | -6.6845 | 2461.8332 | 18414.512 |  | 0
2003-05-06 | 0 | 0 | 0 | 0 | -6.6845 | -6.6845 | 2455.1487 | 18364.5119 |  | 0
2003-05-07 | 0 | 0 | 0 | 0 | -6.6845 | -6.6845 | 2448.4642 | 18314.5119 |  | 0
2003-05-08 | 0 | 0 | 0 | 0 | -6.6845 | -6.6845 | 2441.7797 | 18264.5118 |  | 0
2003-05-09 | 0 | 0 | 0 | 0 | -6.6845 | -6.6845 | 2435.0952 | 18214.5117 |  | 0
2003-05-10 | 0 | 0 | 0 | 0 | -6.6845 | -6.6845 | 2428.4107 | 18164.5117 |  | 0
2003-05-11 | 0 | 0 | 0 | 0 | -6.6845 | -6.6845 | 2421.7262 | 18114.5116 |  | 0
2003-05-12 | 0.005 | 12.5764 | 3.6551 | 3.6551 | 2.2368 | 2.2368 | 2423.963 | 18131.243 |  | 0
2003-05-13 | 0 | 0 | 0 | 0 | -6.6845 | -6.6845 | 2417.2785 | 18081.243 |  | 0
2003-05-14 | 0 | 0 | 0 | 0 | -6.6845 | -6.6845 | 2410.594 | 18031.2429 |  | 0
2003-05-15 | 0 | 0 | 0 | 0 | -6.6845 | -6.6845 | 2403.9095 | 17981.2429 |  | 0
2003-05-16 | 0 | 0 | 0 | 0 | -6.6845 | -6.6845 | 2397.225 | 17931.2428 |  | 0
2003-05-17 | 0 | 0 | 0 | 0 | -6.6845 | -6.6845 | 2390.5405 | 17881.2427 |  | 0
2003-05-18 | 0 | 0 | 0 | 0 | -6.6845 | -6.6845 | 2383.856 | 17831.2427 |  | 0
2003-05-19 | 0 | 0 | 0 | 0 | -6.6845 | -6.6845 | 2377.1715 | 17781.2426 |  | 0
2003-05-20 | 0 | 0 | 0 | 0 | -6.6845 | -6.6845 | 2370.487 | 17731.2426 |  | 0
2003-05-21 | 0 | 0 | 0 | 0 | -6.6845 | -6.6845 | 2363.8025 | 17681.2425 |  | 0
2003-05-22 | 0 | 0 | 0 | 0 | -6.6845 | -6.6845 | 2357.118 | 17631.2424 |  | 0
2003-05-23 | 0 | 0 | 0 | 0 | -6.6845 | -6.6845 | 2350.4335 | 17581.2424 |  | 0
2003-05-24 | 0.00083333 | 2.0961 | 3.6551 | 2.0961 | -6.6845 | -6.6845 | 2343.749 | 17531.2423 |  | 0
2003-05-25 | 0.034167 | 85.9387 | 3.6551 | 3.6551 | 75.5992 | 75.5992 | 2419.3481 | 18096.724 |  | 0
2003-05-26 | 0 | 0 | 0 | 0 | -6.6845 | -6.6845 | 2412.6636 | 18046.7239 |  | 0
2003-05-27 | 0 | 0 | 0 | 0 | -6.6845 | -6.6845 | 2405.9791 | 17996.7239 |  | 0
2003-05-28 | 0 | 0 | 0 | 0 | -6.6845 | -6.6845 | 2399.2946 | 17946.7238 |  | 0
2003-05-29 | 0 | 0 | 0 | 0 | -6.6845 | -6.6845 | 2392.6101 | 17896.7237 |  | 0
2003-05-30 | 0 | 0 | 0 | 0 | -6.6845 | -6.6845 | 2385.9256 | 17846.7237 |  | 0
2003-05-31 | 0 | 0 | 0 | 0 | -6.6845 | -6.6845 | 2379.2411 | 17796.7236 |  | 0
2003-06-01 | 0 | 0 | 0 | 0 | -6.6845 | -6.6845 | 2372.5566 | 17746.7236 |  | 0
2003-06-02 | 0 | 0 | 0 | 0 | -6.6845 | -6.6845 | 2365.8721 | 17696.7235 |  | 0
2003-06-03 | 0 | 0 | 0 | 0 | -6.6845 | -6.6845 | 2359.1876 | 17646.7234 |  | 0
2003-06-04 | 0 | 0 | 0 | 0 | -6.6845 | -6.6845 | 2352.5031 | 17596.7234 |  | 0
2003-06-05 | 0.036667 | 92.2269 | 3.6551 | 3.6551 | 81.8874 | 81.8874 | 2434.3905 | 18209.2408 |  | 0
2003-06-06 | 0.0016667 | 4.1921 | 3.6551 | 3.6551 | -6.1474 | -6.1474 | 2428.243 | 18163.2579 |  | 0
2003-06-07 | 0 | 0 | 0 | 0 | -6.6845 | -6.6845 | 2421.5585 | 18113.2578 |  | 0
2003-06-08 | 0.0033333 | 8.3843 | 3.6551 | 3.6551 | -1.9553 | -1.9553 | 2419.6032 | 18098.6321 |  | 0
2003-06-09 | 0 | 0 | 0 | 0 | -6.6845 | -6.6845 | 2412.9187 | 18048.632 |  | 0
2003-06-10 | 0 | 0 | 0 | 0 | -6.6845 | -6.6845 | 2406.2342 | 17998.632 |  | 0
2003-06-11 | 0 | 0 | 0 | 0 | -6.6845 | -6.6845 | 2399.5497 | 17948.6319 |  | 0
2003-06-12 | 0 | 0 | 0 | 0 | -6.6845 | -6.6845 | 2392.8652 | 17898.6318 |  | 0
2003-06-13 | 0 | 0 | 0 | 0 | -6.6845 | -6.6845 | 2386.1807 | 17848.6318 |  | 0
2003-06-14 | 0.0016667 | 4.1921 | 3.6551 | 3.6551 | -6.1474 | -6.1474 | 2380.0333 | 17802.6489 |  | 0
2003-06-15 | 0 | 0 | 0 | 0 | -6.6845 | -6.6845 | 2373.3488 | 17752.6488 |  | 0
2003-06-16 | 0 | 0 | 0 | 0 | -6.6845 | -6.6845 | 2366.6643 | 17702.6487 |  | 0
2003-06-17 | 0 | 0 | 0 | 0 | -6.6845 | -6.6845 | 2359.9798 | 17652.6487 |  | 0
2003-06-18 | 0.0041667 | 10.4803 | 3.6551 | 3.6551 | 0.14075 | 0.14075 | 2360.1205 | 17653.7015 |  | 0
2003-06-19 | 0.0041667 | 10.4803 | 3.6551 | 3.6551 | 0.14075 | 0.14075 | 2360.2613 | 17654.7544 |  | 0
2003-06-20 | 0.0016667 | 4.1921 | 3.6551 | 3.6551 | -6.1474 | -6.1474 | 2354.1138 | 17608.7715 |  | 0
2003-06-21 | 0.07 | 176.0696 | 3.6551 | 3.6551 | 165.73 | 165.73 | 2519.8439 | 18848.432 |  | 0
2003-06-22 | 0 | 0 | 0 | 0 | -6.6845 | -6.6845 | 2513.1594 | 18798.4319 |  | 0
2003-06-23 | 0 | 0 | 0 | 0 | -6.6845 | -6.6845 | 2506.4749 | 18748.4319 |  | 0
2003-06-24 | 0 | 0 | 0 | 0 | -6.6845 | -6.6845 | 2499.7904 | 18698.4318 |  | 0
2003-06-25 | 0.069167 | 173.9735 | 3.6551 | 3.6551 | 163.634 | 163.634 | 2663.4243 | 19922.4138 |  | 0
2003-06-26 | 0 | 0 | 0 | 0 | -6.6845 | -6.6845 | 2656.7398 | 19872.4137 |  | 0
2003-06-27 | 0 | 0 | 0 | 0 | -6.6845 | -6.6845 | 2650.0553 | 19822.4137 |  | 0
2003-06-28 | 0.0016667 | 4.1921 | 3.6551 | 3.6551 | -6.1474 | -6.1474 | 2643.9079 | 19776.4308 |  | 0
2003-06-29 | 0.0475 | 119.4758 | 3.6551 | 3.6551 | 109.1362 | 109.1362 | 2753.0441 | 20592.7697 |  | 0
2003-06-30 | 0 | 0 | 0 | 0 | -6.6845 | -6.6845 | 2746.3596 | 20542.7696 |  | 0
2003-07-01 | 0 | 0 | 0 | 0 | -6.6845 | -6.6845 | 2739.6751 | 20492.7696 |  | 0
2003-07-02 | 0 | 0 | 0 | 0 | -6.6845 | -6.6845 | 2732.9906 | 20442.7695 |  | 0
2003-07-03 | 0 | 0 | 0 | 0 | -6.6845 | -6.6845 | 2726.3061 | 20392.7695 |  | 0
2003-07-04 | 0 | 0 | 0 | 0 | -6.6845 | -6.6845 | 2719.6216 | 20342.7694 |  | 0
2003-07-05 | 0 | 0 | 0 | 0 | -6.6845 | -6.6845 | 2712.9371 | 20292.7693 |  | 0
2003-07-06 | 0 | 0 | 0 | 0 | -6.6845 | -6.6845 | 2706.2526 | 20242.7693 |  | 0
2003-07-07 | 0.10167 | 255.7201 | 3.6551 | 3.6551 | 245.3806 | 245.3806 | 2951.6331 | 22078.2158 |  | 0
2003-07-08 | 0 | 0 | 0 | 0 | -6.6845 | -6.6845 | 2944.9486 | 22028.2157 |  | 0
2003-07-09 | 0.029167 | 73.3623 | 3.6551 | 3.6551 | 63.0228 | 63.0228 | 3007.9714 | 22499.6259 |  | 0
2003-07-10 | 0 | 0 | 0 | 0 | -6.6845 | -6.6845 | 3001.2869 | 22449.6259 |  | 0
2003-07-11 | 0 | 0 | 0 | 0 | -6.6845 | -6.6845 | 2994.6024 | 22399.6258 |  | 0
2003-07-12 | 0 | 0 | 0 | 0 | -6.6845 | -6.6845 | 2987.9179 | 22349.6258 |  | 0
2003-07-13 | 0 | 0 | 0 | 0 | -6.6845 | -6.6845 | 2981.2334 | 22299.6257 |  | 0
2003-07-14 | 0 | 0 | 0 | 0 | -6.6845 | -6.6845 | 2974.5489 | 22249.6256 |  | 0
2003-07-15 | 0 | 0 | 0 | 0 | -6.6845 | -6.6845 | 2967.8644 | 22199.6256 |  | 0
2003-07-16 | 0.050833 | 127.8601 | 3.6551 | 3.6551 | 117.5205 | 117.5205 | 3085.3849 | 23078.6788 |  | 0
2003-07-17 | 0.070833 | 178.1657 | 3.6551 | 3.6551 | 167.8261 | 167.8261 | 3253.211 | 24334.0179 |  | 0
2003-07-18 | 0 | 0 | 0 | 0 | -6.6845 | -6.6845 | 3246.5265 | 24284.0179 |  | 0
2003-07-19 | 0 | 0 | 0 | 0 | -6.6845 | -6.6845 | 3239.842 | 24234.0178 |  | 0
2003-07-20 | 0 | 0 | 0 | 0 | -6.6845 | -6.6845 | 3233.1575 | 24184.0178 |  | 0
2003-07-21 | 0 | 0 | 0 | 0 | -6.6845 | -6.6845 | 3226.473 | 24134.0177 |  | 0
2003-07-22 | 0 | 0 | 0 | 0 | -6.6845 | -6.6845 | 3219.7885 | 24084.0176 |  | 0
2003-07-23 | 0 | 0 | 0 | 0 | -6.6845 | -6.6845 | 3213.104 | 24034.0176 |  | 0
2003-07-24 | 0 | 0 | 0 | 0 | -6.6845 | -6.6845 | 3206.4195 | 23984.0175 |  | 0
2003-07-25 | 0 | 0 | 0 | 0 | -6.6845 | -6.6845 | 3199.735 | 23934.0175 |  | 0
2003-07-26 | 0 | 0 | 0 | 0 | -6.6845 | -6.6845 | 3193.0505 | 23884.0174 |  | 0
2003-07-27 | 0 | 0 | 0 | 0 | -6.6845 | -6.6845 | 3186.366 | 23834.0173 |  | 0
2003-07-28 | 0.00083333 | 2.0961 | 3.6551 | 2.0961 | -6.6845 | -6.6845 | 3179.6815 | 23784.0173 |  | 0
2003-07-29 | 0.0016667 | 4.1921 | 3.6551 | 3.6551 | -6.1474 | -6.1474 | 3173.534 | 23738.0344 |  | 0
2003-07-30 | 0 | 0 | 0 | 0 | -6.6845 | -6.6845 | 3166.8495 | 23688.0343 |  | 0
2003-07-31 | 0 | 0 | 0 | 0 | -6.6845 | -6.6845 | 3160.165 | 23638.0343 |  | 0
2003-08-01 | 0 | 0 | 0 | 0 | -6.6845 | -6.6845 | 3153.4805 | 23588.0342 |  | 0
2003-08-02 | 0 | 0 | 0 | 0 | -6.6845 | -6.6845 | 3146.796 | 23538.0341 |  | 0
2003-08-03 | 0.016667 | 41.9213 | 3.6551 | 3.6551 | 31.5818 | 31.5818 | 3178.3778 | 23774.2657 |  | 0
2003-08-04 | 0 | 0 | 0 | 0 | -6.6845 | -6.6845 | 3171.6933 | 23724.2656 |  | 0
2003-08-05 | 0 | 0 | 0 | 0 | -6.6845 | -6.6845 | 3165.0088 | 23674.2655 |  | 0
2003-08-06 | 0 | 0 | 0 | 0 | -6.6845 | -6.6845 | 3158.3243 | 23624.2655 |  | 0
2003-08-07 | 0 | 0 | 0 | 0 | -6.6845 | -6.6845 | 3151.6398 | 23574.2654 |  | 0
2003-08-08 | 0 | 0 | 0 | 0 | -6.6845 | -6.6845 | 3144.9553 | 23524.2654 |  | 0
2003-08-09 | 0 | 0 | 0 | 0 | -6.6845 | -6.6845 | 3138.2708 | 23474.2653 |  | 0
2003-08-10 | 0 | 0 | 0 | 0 | -6.6845 | -6.6845 | 3131.5863 | 23424.2652 |  | 0
2003-08-11 | 0 | 0 | 0 | 0 | -6.6845 | -6.6845 | 3124.9018 | 23374.2652 |  | 0
2003-08-12 | 0 | 0 | 0 | 0 | -6.6845 | -6.6845 | 3118.2173 | 23324.2651 |  | 0
2003-08-13 | 0 | 0 | 0 | 0 | -6.6845 | -6.6845 | 3111.5328 | 23274.2651 |  | 0
2003-08-14 | 0.00083333 | 2.0961 | 3.6551 | 2.0961 | -6.6845 | -6.6845 | 3104.8483 | 23224.265 |  | 0
2003-08-15 | 0.00083333 | 2.0961 | 3.6551 | 2.0961 | -6.6845 | -6.6845 | 3098.1638 | 23174.2649 |  | 0
2003-08-16 | 0 | 0 | 0 | 0 | -6.6845 | -6.6845 | 3091.4793 | 23124.2649 |  | 0
2003-08-17 | 0 | 0 | 0 | 0 | -6.6845 | -6.6845 | 3084.7948 | 23074.2648 |  | 0
2003-08-18 | 0 | 0 | 0 | 0 | -6.6845 | -6.6845 | 3078.1103 | 23024.2648 |  | 0
2003-08-19 | 0 | 0 | 0 | 0 | -6.6845 | -6.6845 | 3071.4258 | 22974.2647 |  | 0
2003-08-20 | 0 | 0 | 0 | 0 | -6.6845 | -6.6845 | 3064.7413 | 22924.2646 |  | 0
2003-08-21 | 0 | 0 | 0 | 0 | -6.6845 | -6.6845 | 3058.0568 | 22874.2646 |  | 0
2003-08-22 | 0 | 0 | 0 | 0 | -6.6845 | -6.6845 | 3051.3723 | 22824.2645 |  | 0
2003-08-23 | 0.018333 | 46.1135 | 3.6551 | 3.6551 | 35.7739 | 35.7739 | 3087.1461 | 23091.8532 |  | 0
2003-08-24 | 0.0041667 | 10.4803 | 3.6551 | 3.6551 | 0.14075 | 0.14075 | 3087.2869 | 23092.906 |  | 0
2003-08-25 | 0.045833 | 115.2837 | 3.6551 | 3.6551 | 104.9441 | 104.9441 | 3192.231 | 23877.8878 |  | 0
2003-08-26 | 0.015 | 37.7292 | 3.6551 | 3.6551 | 27.3896 | 27.3896 | 3219.6206 | 24082.7621 |  | 0
2003-08-27 | 0 | 0 | 0 | 0 | -6.6845 | -6.6845 | 3212.9361 | 24032.7621 |  | 0
2003-08-28 | 0 | 0 | 0 | 0 | -6.6845 | -6.6845 | 3206.2516 | 23982.762 |  | 0
2003-08-29 | 0.0083333 | 20.9607 | 3.6551 | 3.6551 | 10.6211 | 10.6211 | 3216.8727 | 24062.2078 |  | 0
2003-08-30 | 0 | 0 | 0 | 0 | -6.6845 | -6.6845 | 3210.1882 | 24012.2077 |  | 0
2003-08-31 | 0.029167 | 73.3623 | 3.6551 | 3.6551 | 63.0228 | 63.0228 | 3273.2109 | 24483.6179 |  | 0
2003-09-01 | 0.0016667 | 4.1921 | 3.6551 | 3.6551 | -6.1474 | -6.1474 | 3267.0635 | 24437.635 |  | 0
2003-09-02 | 0 | 0 | 0 | 0 | -6.6845 | -6.6845 | 3260.379 | 24387.6349 |  | 0
2003-09-03 | 0 | 0 | 0 | 0 | -6.6845 | -6.6845 | 3253.6945 | 24337.6349 |  | 0
2003-09-04 | 0 | 0 | 0 | 0 | -6.6845 | -6.6845 | 3247.01 | 24287.6348 |  | 0
2003-09-05 | 0 | 0 | 0 | 0 | -6.6845 | -6.6845 | 3240.3255 | 24237.6347 |  | 0
2003-09-06 | 0 | 0 | 0 | 0 | -6.6845 | -6.6845 | 3233.641 | 24187.6347 |  | 0
2003-09-07 | 0 | 0 | 0 | 0 | -6.6845 | -6.6845 | 3226.9565 | 24137.6346 |  | 0
2003-09-08 | 0.0033333 | 8.3843 | 3.6551 | 3.6551 | -1.9553 | -1.9553 | 3225.0012 | 24123.0089 |  | 0
2003-09-09 | 0 | 0 | 0 | 0 | -6.6845 | -6.6845 | 3218.3167 | 24073.0088 |  | 0
2003-09-10 | 0 | 0 | 0 | 0 | -6.6845 | -6.6845 | 3211.6322 | 24023.0088 |  | 0
2003-09-11 | 0.0066667 | 16.7685 | 3.6551 | 3.6551 | 6.429 | 6.429 | 3218.0611 | 24071.0973 |  | 0
2003-09-12 | 0.04 | 100.6112 | 3.6551 | 3.6551 | 90.2716 | 90.2716 | 3308.3328 | 24746.329 |  | 0
2003-09-13 | 0 | 0 | 0 | 0 | -6.6845 | -6.6845 | 3301.6483 | 24696.329 |  | 0
2003-09-14 | 0 | 0 | 0 | 0 | -6.6845 | -6.6845 | 3294.9638 | 24646.3289 |  | 0
2003-09-15 | 0 | 0 | 0 | 0 | -6.6845 | -6.6845 | 3288.2793 | 24596.3289 |  | 0
2003-09-16 | 0 | 0 | 0 | 0 | -6.6845 | -6.6845 | 3281.5948 | 24546.3288 |  | 0
2003-09-17 | 0 | 0 | 0 | 0 | -6.6845 | -6.6845 | 3274.9103 | 24496.3287 |  | 0
2003-09-18 | 0 | 0 | 0 | 0 | -6.6845 | -6.6845 | 3268.2258 | 24446.3287 |  | 0
2003-09-19 | 0 | 0 | 0 | 0 | -6.6845 | -6.6845 | 3261.5413 | 24396.3286 |  | 0
2003-09-20 | 0 | 0 | 0 | 0 | -6.6845 | -6.6845 | 3254.8568 | 24346.3286 |  | 0
2003-09-21 | 0 | 0 | 0 | 0 | -6.6845 | -6.6845 | 3248.1723 | 24296.3285 |  | 0
2003-09-22 | 0 | 0 | 0 | 0 | -6.6845 | -6.6845 | 3241.4878 | 24246.3284 |  | 0
2003-09-23 | 0.0325 | 81.7466 | 3.6551 | 3.6551 | 71.407 | 71.407 | 3312.8948 | 24780.4529 |  | 0
2003-09-24 | 0 | 0 | 0 | 0 | -6.6845 | -6.6845 | 3306.2103 | 24730.4529 |  | 0
2003-09-25 | 0.016667 | 41.9213 | 3.6551 | 3.6551 | 31.5818 | 31.5818 | 3337.792 | 24966.6844 |  | 0
2003-09-26 | 0 | 0 | 0 | 0 | -6.6845 | -6.6845 | 3331.1075 | 24916.6843 |  | 0
2003-09-27 | 0 | 0 | 0 | 0 | -6.6845 | -6.6845 | 3324.423 | 24866.6843 |  | 0
2003-09-28 | 0 | 0 | 0 | 0 | -6.6845 | -6.6845 | 3317.7385 | 24816.6842 |  | 0
2003-09-29 | 0 | 0 | 0 | 0 | -6.6845 | -6.6845 | 3311.054 | 24766.6842 |  | 0
2003-09-30 | 0 | 0 | 0 | 0 | -6.6845 | -6.6845 | 3304.3695 | 24716.6841 |  | 0
2003-10-01 | 0 | 0 | 0 | 0 | -6.6845 | -6.6845 | 3297.685 | 24666.684 |  | 0
2003-10-02 | 0 | 0 | 0 | 0 | -6.6845 | -6.6845 | 3291.0005 | 24616.684 |  | 0
2003-10-03 | 0.0016667 | 4.1921 | 3.6551 | 3.6551 | -6.1474 | -6.1474 | 3284.8531 | 24570.7011 |  | 0
2003-10-04 | 0 | 0 | 0 | 0 | -6.6845 | -6.6845 | 3278.1686 | 24520.701 |  | 0
2003-10-05 | 0.036667 | 92.2269 | 3.6551 | 3.6551 | 81.8874 | 81.8874 | 3360.0559 | 25133.2184 |  | 0
2003-10-06 | 0.00083333 | 2.0961 | 3.6551 | 2.0961 | -6.6845 | -6.6845 | 3353.3714 | 25083.2184 |  | 0
2003-10-07 | 0 | 0 | 0 | 0 | -6.6845 | -6.6845 | 3346.6869 | 25033.2183 |  | 0
2003-10-08 | 0.040833 | 102.7073 | 3.6551 | 3.6551 | 92.3677 | 92.3677 | 3439.0546 | 25724.1286 |  | 0
2003-10-09 | 0.0016667 | 4.1921 | 3.6551 | 3.6551 | -6.1474 | -6.1474 | 3432.9072 | 25678.1457 |  | 0
2003-10-10 | 0.0083333 | 20.9607 | 3.6551 | 3.6551 | 10.6211 | 10.6211 | 3443.5283 | 25757.5914 |  | 0
2003-10-11 | 0.0375 | 94.323 | 3.6551 | 3.6551 | 83.9834 | 83.9834 | 3527.5117 | 26385.7874 |  | 0
2003-10-12 | 0.06 | 150.9168 | 3.6551 | 3.6551 | 140.5772 | 140.5772 | 3668.0889 | 27437.305 |  | 0
2003-10-13 | 0 | 0 | 0 | 0 | -6.6845 | -6.6845 | 3661.4044 | 27387.3049 |  | 0
2003-10-14 | 0 | 0 | 0 | 0 | -6.6845 | -6.6845 | 3654.7199 | 27337.3049 |  | 0
2003-10-15 | 0 | 0 | 0 | 0 | -6.6845 | -6.6845 | 3648.0354 | 27287.3048 |  | 0
2003-10-16 | 0 | 0 | 0 | 0 | -6.6845 | -6.6845 | 3641.3509 | 27237.3048 |  | 0
2003-10-17 | 0 | 0 | 0 | 0 | -6.6845 | -6.6845 | 3634.6664 | 27187.3047 |  | 0
2003-10-18 | 0 | 0 | 0 | 0 | -6.6845 | -6.6845 | 3627.9819 | 27137.3046 |  | 0
2003-10-19 | 0 | 0 | 0 | 0 | -6.6845 | -6.6845 | 3621.2974 | 27087.3046 |  | 0
2003-10-20 | 0 | 0 | 0 | 0 | -6.6845 | -6.6845 | 3614.6129 | 27037.3045 |  | 0
2003-10-21 | 0 | 0 | 0 | 0 | -6.6845 | -6.6845 | 3607.9284 | 26987.3045 |  | 0
2003-10-22 | 0 | 0 | 0 | 0 | -6.6845 | -6.6845 | 3601.2439 | 26937.3044 |  | 0
2003-10-23 | 0 | 0 | 0 | 0 | -6.6845 | -6.6845 | 3594.5594 | 26887.3043 |  | 0
2003-10-24 | 0 | 0 | 0 | 0 | -6.6845 | -6.6845 | 3587.8749 | 26837.3043 |  | 0
2003-10-25 | 0 | 0 | 0 | 0 | -6.6845 | -6.6845 | 3581.1904 | 26787.3042 |  | 0
2003-10-26 | 0.026667 | 67.0741 | 3.6551 | 3.6551 | 56.7346 | 56.7346 | 3637.925 | 27211.6787 |  | 0
2003-10-27 | 0 | 0 | 0 | 0 | -6.6845 | -6.6845 | 3631.2405 | 27161.6786 |  | 0
2003-10-28 | 0 | 0 | 0 | 0 | -6.6845 | -6.6845 | 3624.556 | 27111.6786 |  | 0
2003-10-29 | 0 | 0 | 0 | 0 | -6.6845 | -6.6845 | 3617.8715 | 27061.6785 |  | 0
2003-10-30 | 0 | 0 | 0 | 0 | -6.6845 | -6.6845 | 3611.187 | 27011.6784 |  | 0
2003-10-31 | 0 | 0 | 0 | 0 | -6.6845 | -6.6845 | 3604.5025 | 26961.6784 |  | 0
2003-11-01 | 0 | 0 | 0 | 0 | -6.6845 | -6.6845 | 3597.818 | 26911.6783 |  | 0
2003-11-02 | 0 | 0 | 0 | 0 | -6.6845 | -6.6845 | 3591.1335 | 26861.6783 |  | 0
2003-11-03 | 0 | 0 | 0 | 0 | -6.6845 | -6.6845 | 3584.449 | 26811.6782 |  | 0
2003-11-04 | 0 | 0 | 0 | 0 | -6.6845 | -6.6845 | 3577.7645 | 26761.6781 |  | 0
2003-11-05 | 0 | 0 | 0 | 0 | -6.6845 | -6.6845 | 3571.08 | 26711.6781 |  | 0
2003-11-06 | 0 | 0 | 0 | 0 | -6.6845 | -6.6845 | 3564.3955 | 26661.678 |  | 0
2003-11-07 | 0.0016667 | 4.1921 | 3.6551 | 3.6551 | -6.1474 | -6.1474 | 3558.248 | 26615.6951 |  | 0
2003-11-08 | 0 | 0 | 0 | 0 | -6.6845 | -6.6845 | 3551.5635 | 26565.6951 |  | 0
2003-11-09 | 0 | 0 | 0 | 0 | -6.6845 | -6.6845 | 3544.879 | 26515.695 |  | 0
2003-11-10 | 0 | 0 | 0 | 0 | -6.6845 | -6.6845 | 3538.1945 | 26465.6949 |  | 0
2003-11-11 | 0 | 0 | 0 | 0 | -6.6845 | -6.6845 | 3531.51 | 26415.6949 |  | 0
2003-11-12 | 0 | 0 | 0 | 0 | -6.6845 | -6.6845 | 3524.8255 | 26365.6948 |  | 0
2003-11-13 | 0 | 0 | 0 | 0 | -6.6845 | -6.6845 | 3518.141 | 26315.6948 |  | 0
2003-11-14 | 0 | 0 | 0 | 0 | -6.6845 | -6.6845 | 3511.4565 | 26265.6947 |  | 0
2003-11-15 | 0 | 0 | 0 | 0 | -6.6845 | -6.6845 | 3504.772 | 26215.6946 |  | 0
2003-11-16 | 0 | 0 | 0 | 0 | -6.6845 | -6.6845 | 3498.0875 | 26165.6946 |  | 0
2003-11-17 | 0 | 0 | 0 | 0 | -6.6845 | -6.6845 | 3491.403 | 26115.6945 |  | 0
2003-11-18 | 0 | 0 | 0 | 0 | -6.6845 | -6.6845 | 3484.7185 | 26065.6945 |  | 0
2003-11-19 | 0 | 0 | 0 | 0 | -6.6845 | -6.6845 | 3478.034 | 26015.6944 |  | 0
2003-11-20 | 0 | 0 | 0 | 0 | -6.6845 | -6.6845 | 3471.3495 | 25965.6943 |  | 0
2003-11-21 | 0 | 0 | 0 | 0 | -6.6845 | -6.6845 | 3464.665 | 25915.6943 |  | 0
2003-11-22 | 0 | 0 | 0 | 0 | -6.6845 | -6.6845 | 3457.9805 | 25865.6942 |  | 0
2003-11-23 | 0 | 0 | 0 | 0 | -6.6845 | -6.6845 | 3451.296 | 25815.6942 |  | 0
2003-11-24 | 0 | 0 | 0 | 0 | -6.6845 | -6.6845 | 3444.6115 | 25765.6941 |  | 0
2003-11-25 | 0 | 0 | 0 | 0 | -6.6845 | -6.6845 | 3437.927 | 25715.694 |  | 0
2003-11-26 | 0 | 0 | 0 | 0 | -6.6845 | -6.6845 | 3431.2425 | 25665.694 |  | 0
2003-11-27 | 0 | 0 | 0 | 0 | -6.6845 | -6.6845 | 3424.558 | 25615.6939 |  | 0
2003-11-28 | 0 | 0 | 0 | 0 | -6.6845 | -6.6845 | 3417.8735 | 25565.6939 |  | 0
2003-11-29 | 0 | 0 | 0 | 0 | -6.6845 | -6.6845 | 3411.189 | 25515.6938 |  | 0
2003-11-30 | 0 | 0 | 0 | 0 | -6.6845 | -6.6845 | 3404.5045 | 25465.6937 |  | 0
2003-12-01 | 0 | 0 | 0 | 0 | -6.6845 | -6.6845 | 3397.82 | 25415.6937 |  | 0
2003-12-02 | 0 | 0 | 0 | 0 | -6.6845 | -6.6845 | 3391.1355 | 25365.6936 |  | 0
2003-12-03 | 0 | 0 | 0 | 0 | -6.6845 | -6.6845 | 3384.451 | 25315.6936 |  | 0
2003-12-04 | 0 | 0 | 0 | 0 | -6.6845 | -6.6845 | 3377.7665 | 25265.6935 |  | 0
2003-12-05 | 0 | 0 | 0 | 0 | -6.6845 | -6.6845 | 3371.082 | 25215.6934 |  | 0
2003-12-06 | 0 | 0 | 0 | 0 | -6.6845 | -6.6845 | 3364.3975 | 25165.6934 |  | 0
2003-12-07 | 0 | 0 | 0 | 0 | -6.6845 | -6.6845 | 3357.713 | 25115.6933 |  | 0
2003-12-08 | 0 | 0 | 0 | 0 | -6.6845 | -6.6845 | 3351.0285 | 25065.6933 |  | 0
2003-12-09 | 0 | 0 | 0 | 0 | -6.6845 | -6.6845 | 3344.344 | 25015.6932 |  | 0
2003-12-10 | 0 | 0 | 0 | 0 | -6.6845 | -6.6845 | 3337.6595 | 24965.6931 |  | 0
2003-12-11 | 0 | 0 | 0 | 0 | -6.6845 | -6.6845 | 3330.975 | 24915.6931 |  | 0
2003-12-12 | 0 | 0 | 0 | 0 | -6.6845 | -6.6845 | 3324.2905 | 24865.693 |  | 0
2003-12-13 | 0 | 0 | 0 | 0 | -6.6845 | -6.6845 | 3317.606 | 24815.693 |  | 0
2003-12-14 | 0 | 0 | 0 | 0 | -6.6845 | -6.6845 | 3310.9215 | 24765.6929 |  | 0
2003-12-15 | 0 | 0 | 0 | 0 | -6.6845 | -6.6845 | 3304.237 | 24715.6928 |  | 0
2003-12-16 | 0 | 0 | 0 | 0 | -6.6845 | -6.6845 | 3297.5525 | 24665.6928 |  | 0
2003-12-17 | 0 | 0 | 0 | 0 | -6.6845 | -6.6845 | 3290.868 | 24615.6927 |  | 0
2003-12-18 | 0 | 0 | 0 | 0 | -6.6845 | -6.6845 | 3284.1835 | 24565.6927 |  | 0
2003-12-19 | 0 | 0 | 0 | 0 | -6.6845 | -6.6845 | 3277.499 | 24515.6926 |  | 0
2003-12-20 | 0 | 0 | 0 | 0 | -6.6845 | -6.6845 | 3270.8145 | 24465.6925 |  | 0
2003-12-21 | 0 | 0 | 0 | 0 | -6.6845 | -6.6845 | 3264.13 | 24415.6925 |  | 0
2003-12-22 | 0 | 0 | 0 | 0 | -6.6845 | -6.6845 | 3257.4455 | 24365.6924 |  | 0
2003-12-23 | 0 | 0 | 0 | 0 | -6.6845 | -6.6845 | 3250.761 | 24315.6924 |  | 0
2003-12-24 | 0 | 0 | 0 | 0 | -6.6845 | -6.6845 | 3244.0765 | 24265.6923 |  | 0
2003-12-25 | 0 | 0 | 0 | 0 | -6.6845 | -6.6845 | 3237.392 | 24215.6922 |  | 0
2003-12-26 | 0 | 0 | 0 | 0 | -6.6845 | -6.6845 | 3230.7075 | 24165.6922 |  | 0
2003-12-27 | 0 | 0 | 0 | 0 | -6.6845 | -6.6845 | 3224.023 | 24115.6921 |  | 0
2003-12-28 | 0 | 0 | 0 | 0 | -6.6845 | -6.6845 | 3217.3385 | 24065.6921 |  | 0
2003-12-29 | 0 | 0 | 0 | 0 | -6.6845 | -6.6845 | 3210.654 | 24015.692 |  | 0
2003-12-30 | 0 | 0 | 0 | 0 | -6.6845 | -6.6845 | 3203.9695 | 23965.6919 |  | 0
2003-12-31 | 0 | 0 | 0 | 0 | -6.6845 | -6.6845 | 3197.285 | 23915.6919 |  | 0
2004-01-01 | 0 | 0 | 0 | 0 | -6.6845 | -6.6845 | 3190.6005 | 23865.6918 |  | 0
2004-01-02 | 0 | 0 | 0 | 0 | -6.6845 | -6.6845 | 3183.916 | 23815.6918 |  | 0
2004-01-03 | 0 | 0 | 0 | 0 | -6.6845 | -6.6845 | 3177.2315 | 23765.6917 |  | 0
2004-01-04 | 0 | 0 | 0 | 0 | -6.6845 | -6.6845 | 3170.547 | 23715.6916 |  | 0
2004-01-05 | 0 | 0 | 0 | 0 | -6.6845 | -6.6845 | 3163.8625 | 23665.6916 |  | 0
2004-01-06 | 0 | 0 | 0 | 0 | -6.6845 | -6.6845 | 3157.178 | 23615.6915 |  | 0
2004-01-07 | 0 | 0 | 0 | 0 | -6.6845 | -6.6845 | 3150.4935 | 23565.6915 |  | 0
2004-01-08 | 0 | 0 | 0 | 0 | -6.6845 | -6.6845 | 3143.809 | 23515.6914 |  | 0
2004-01-09 | 0 | 0 | 0 | 0 | -6.6845 | -6.6845 | 3137.1245 | 23465.6913 |  | 0
2004-01-10 | 0 | 0 | 0 | 0 | -6.6845 | -6.6845 | 3130.44 | 23415.6913 |  | 0
2004-01-11 | 0 | 0 | 0 | 0 | -6.6845 | -6.6845 | 3123.7555 | 23365.6912 |  | 0
2004-01-12 | 0.00083333 | 2.0961 | 3.6551 | 2.0961 | -6.6845 | -6.6845 | 3117.071 | 23315.6912 |  | 0
2004-01-13 | 0 | 0 | 0 | 0 | -6.6845 | -6.6845 | 3110.3865 | 23265.6911 |  | 0
2004-01-14 | 0.019167 | 48.2095 | 3.6551 | 3.6551 | 37.87 | 37.87 | 3148.2565 | 23548.9583 |  | 0
2004-01-15 | 0.03 | 75.4584 | 3.6551 | 3.6551 | 65.1188 | 65.1188 | 3213.3753 | 24036.0471 |  | 0
2004-01-16 | 0.06 | 150.9168 | 3.6551 | 3.6551 | 140.5772 | 140.5772 | 3353.9525 | 25087.5647 |  | 0
2004-01-17 | 0 | 0 | 0 | 0 | -6.6845 | -6.6845 | 3347.268 | 25037.5647 |  | 0
2004-01-18 | 0 | 0 | 0 | 0 | -6.6845 | -6.6845 | 3340.5835 | 24987.5646 |  | 0
2004-01-19 | 0 | 0 | 0 | 0 | -6.6845 | -6.6845 | 3333.899 | 24937.5645 |  | 0
2004-01-20 | 0 | 0 | 0 | 0 | -6.6845 | -6.6845 | 3327.2145 | 24887.5645 |  | 0
2004-01-21 | 0 | 0 | 0 | 0 | -6.6845 | -6.6845 | 3320.53 | 24837.5644 |  | 0
2004-01-22 | 0 | 0 | 0 | 0 | -6.6845 | -6.6845 | 3313.8455 | 24787.5644 |  | 0
2004-01-23 | 0 | 0 | 0 | 0 | -6.6845 | -6.6845 | 3307.161 | 24737.5643 |  | 0
2004-01-24 | 0 | 0 | 0 | 0 | -6.6845 | -6.6845 | 3300.4765 | 24687.5642 |  | 0
2004-01-25 | 0 | 0 | 0 | 0 | -6.6845 | -6.6845 | 3293.792 | 24637.5642 |  | 0
2004-01-26 | 0.0041667 | 10.4803 | 3.6551 | 3.6551 | 0.14075 | 0.14075 | 3293.9328 | 24638.617 |  | 0
2004-01-27 | 0 | 0 | 0 | 0 | -6.6845 | -6.6845 | 3287.2483 | 24588.617 |  | 0
2004-01-28 | 0 | 0 | 0 | 0 | -6.6845 | -6.6845 | 3280.5638 | 24538.6169 |  | 0
2004-01-29 | 0 | 0 | 0 | 0 | -6.6845 | -6.6845 | 3273.8793 | 24488.6168 |  | 0
2004-01-30 | 0 | 0 | 0 | 0 | -6.6845 | -6.6845 | 3267.1948 | 24438.6168 |  | 0
2004-01-31 | 0 | 0 | 0 | 0 | -6.6845 | -6.6845 | 3260.5103 | 24388.6167 |  | 0
2004-02-01 | 0 | 0 | 0 | 0 | -6.6845 | -6.6845 | 3253.8258 | 24338.6167 |  | 0
2004-02-02 | 0 | 0 | 0 | 0 | -6.6845 | -6.6845 | 3247.1413 | 24288.6166 |  | 0
2004-02-03 | 0 | 0 | 0 | 0 | -6.6845 | -6.6845 | 3240.4568 | 24238.6165 |  | 0
2004-02-04 | 0.0025 | 6.2882 | 3.6551 | 3.6551 | -4.0514 | -4.0514 | 3236.4054 | 24208.3122 |  | 0
2004-02-05 | 0 | 0 | 0 | 0 | -6.6845 | -6.6845 | 3229.7209 | 24158.3122 |  | 0
2004-02-06 | 0 | 0 | 0 | 0 | -6.6845 | -6.6845 | 3223.0364 | 24108.3121 |  | 0
2004-02-07 | 0 | 0 | 0 | 0 | -6.6845 | -6.6845 | 3216.3519 | 24058.312 |  | 0
2004-02-08 | 0 | 0 | 0 | 0 | -6.6845 | -6.6845 | 3209.6674 | 24008.312 |  | 0
2004-02-09 | 0 | 0 | 0 | 0 | -6.6845 | -6.6845 | 3202.9829 | 23958.3119 |  | 0
2004-02-10 | 0.00083333 | 2.0961 | 3.6551 | 2.0961 | -6.6845 | -6.6845 | 3196.2984 | 23908.3119 |  | 0
2004-02-11 | 0.0016667 | 4.1921 | 3.6551 | 3.6551 | -6.1474 | -6.1474 | 3190.1509 | 23862.329 |  | 0
2004-02-12 | 0 | 0 | 0 | 0 | -6.6845 | -6.6845 | 3183.4664 | 23812.3289 |  | 0
2004-02-13 | 0 | 0 | 0 | 0 | -6.6845 | -6.6845 | 3176.7819 | 23762.3288 |  | 0
2004-02-14 | 0 | 0 | 0 | 0 | -6.6845 | -6.6845 | 3170.0974 | 23712.3288 |  | 0
2004-02-15 | 0 | 0 | 0 | 0 | -6.6845 | -6.6845 | 3163.4129 | 23662.3287 |  | 0
2004-02-16 | 0 | 0 | 0 | 0 | -6.6845 | -6.6845 | 3156.7284 | 23612.3287 |  | 0
2004-02-17 | 0 | 0 | 0 | 0 | -6.6845 | -6.6845 | 3150.0439 | 23562.3286 |  | 0
2004-02-18 | 0 | 0 | 0 | 0 | -6.6845 | -6.6845 | 3143.3594 | 23512.3285 |  | 0
2004-02-19 | 0 | 0 | 0 | 0 | -6.6845 | -6.6845 | 3136.6749 | 23462.3285 |  | 0
2004-02-20 | 0 | 0 | 0 | 0 | -6.6845 | -6.6845 | 3129.9904 | 23412.3284 |  | 0
2004-02-21 | 0 | 0 | 0 | 0 | -6.6845 | -6.6845 | 3123.3059 | 23362.3284 |  | 0
2004-02-22 | 0 | 0 | 0 | 0 | -6.6845 | -6.6845 | 3116.6214 | 23312.3283 |  | 0
2004-02-23 | 0.0075 | 18.8646 | 3.6551 | 3.6551 | 8.525 | 8.525 | 3125.1464 | 23376.0954 |  | 0
2004-02-24 | 0.011667 | 29.3449 | 3.6551 | 3.6551 | 19.0054 | 19.0054 | 3144.1518 | 23518.2555 |  | 0
2004-02-25 | 0.0091667 | 23.0567 | 3.6551 | 3.6551 | 12.7172 | 12.7172 | 3156.869 | 23613.3798 |  | 0
2004-02-26 | 0 | 0 | 0 | 0 | -6.6845 | -6.6845 | 3150.1845 | 23563.3797 |  | 0
2004-02-27 | 0 | 0 | 0 | 0 | -6.6845 | -6.6845 | 3143.5 | 23513.3797 |  | 0
2004-02-28 | 0 | 0 | 0 | 0 | -6.6845 | -6.6845 | 3136.8155 | 23463.3796 |  | 0
2004-02-29 | 0 | 0 | 0 | 0 | -6.6845 | -6.6845 | 3130.131 | 23413.3795 |  | 0
2004-03-01 | 0 | 0 | 0 | 0 | -6.6845 | -6.6845 | 3123.4465 | 23363.3795 |  | 0
2004-03-02 | 0 | 0 | 0 | 0 | -6.6845 | -6.6845 | 3116.762 | 23313.3794 |  | 0
2004-03-03 | 0 | 0 | 0 | 0 | -6.6845 | -6.6845 | 3110.0775 | 23263.3794 |  | 0
2004-03-04 | 0 | 0 | 0 | 0 | -6.6845 | -6.6845 | 3103.393 | 23213.3793 |  | 0
2004-03-05 | 0 | 0 | 0 | 0 | -6.6845 | -6.6845 | 3096.7085 | 23163.3792 |  | 0
2004-03-06 | 0 | 0 | 0 | 0 | -6.6845 | -6.6845 | 3090.024 | 23113.3792 |  | 0
2004-03-07 | 0 | 0 | 0 | 0 | -6.6845 | -6.6845 | 3083.3395 | 23063.3791 |  | 0
2004-03-08 | 0 | 0 | 0 | 0 | -6.6845 | -6.6845 | 3076.655 | 23013.3791 |  | 0
2004-03-09 | 0 | 0 | 0 | 0 | -6.6845 | -6.6845 | 3069.9705 | 22963.379 |  | 0
2004-03-10 | 0 | 0 | 0 | 0 | -6.6845 | -6.6845 | 3063.286 | 22913.3789 |  | 0
2004-03-11 | 0.041667 | 104.8033 | 3.6551 | 3.6551 | 94.4638 | 94.4638 | 3157.7497 | 23619.9678 |  | 0
2004-03-12 | 0.12 | 301.8336 | 3.6551 | 3.6551 | 291.494 | 291.494 | 3449.2437 | 25800.3431 |  | 0
2004-03-13 | 0.00083333 | 2.0961 | 3.6551 | 2.0961 | -6.6845 | -6.6845 | 3442.5592 | 25750.343 |  | 0
2004-03-14 | 0 | 0 | 0 | 0 | -6.6845 | -6.6845 | 3435.8747 | 25700.343 |  | 0
2004-03-15 | 0 | 0 | 0 | 0 | -6.6845 | -6.6845 | 3429.1902 | 25650.3429 |  | 0
2004-03-16 | 0 | 0 | 0 | 0 | -6.6845 | -6.6845 | 3422.5057 | 25600.3428 |  | 0
2004-03-17 | 0 | 0 | 0 | 0 | -6.6845 | -6.6845 | 3415.8212 | 25550.3428 |  | 0
2004-03-18 | 0 | 0 | 0 | 0 | -6.6845 | -6.6845 | 3409.1367 | 25500.3427 |  | 0
2004-03-19 | 0 | 0 | 0 | 0 | -6.6845 | -6.6845 | 3402.4522 | 25450.3427 |  | 0
2004-03-20 | 0 | 0 | 0 | 0 | -6.6845 | -6.6845 | 3395.7677 | 25400.3426 |  | 0
2004-03-21 | 0.0041667 | 10.4803 | 3.6551 | 3.6551 | 0.14075 | 0.14075 | 3395.9085 | 25401.3954 |  | 0
2004-03-22 | 0.00083333 | 2.0961 | 3.6551 | 2.0961 | -6.6845 | -6.6845 | 3389.224 | 25351.3954 |  | 0
2004-03-23 | 0 | 0 | 0 | 0 | -6.6845 | -6.6845 | 3382.5395 | 25301.3953 |  | 0
2004-03-24 | 0 | 0 | 0 | 0 | -6.6845 | -6.6845 | 3375.855 | 25251.3953 |  | 0
2004-03-25 | 0 | 0 | 0 | 0 | -6.6845 | -6.6845 | 3369.1705 | 25201.3952 |  | 0
2004-03-26 | 0 | 0 | 0 | 0 | -6.6845 | -6.6845 | 3362.486 | 25151.3951 |  | 0
2004-03-27 | 0 | 0 | 0 | 0 | -6.6845 | -6.6845 | 3355.8015 | 25101.3951 |  | 0
2004-03-28 | 0 | 0 | 0 | 0 | -6.6845 | -6.6845 | 3349.117 | 25051.395 |  | 0
2004-03-29 | 0 | 0 | 0 | 0 | -6.6845 | -6.6845 | 3342.4325 | 25001.395 |  | 0
2004-03-30 | 0 | 0 | 0 | 0 | -6.6845 | -6.6845 | 3335.748 | 24951.3949 |  | 0
2004-03-31 | 0 | 0 | 0 | 0 | -6.6845 | -6.6845 | 3329.0635 | 24901.3948 |  | 0
2004-04-01 | 0 | 0 | 0 | 0 | -6.6845 | -6.6845 | 3322.379 | 24851.3948 |  | 0
2004-04-02 | 0.016667 | 41.9213 | 3.6551 | 3.6551 | 31.5818 | 31.5818 | 3353.9607 | 25087.6263 |  | 0
2004-04-03 | 0 | 0 | 0 | 0 | -6.6845 | -6.6845 | 3347.2762 | 25037.6262 |  | 0
2004-04-04 | 0.20833 | 524.0167 | 3.6551 | 3.6551 | 513.6771 | 513.6771 | 3860.9533 | 28879.9308 |  | 0
2004-04-05 | 0.021667 | 54.4977 | 3.6551 | 3.6551 | 44.1582 | 44.1582 | 3905.1115 | 29210.2338 |  | 0
2004-04-06 | 0.02 | 50.3056 | 3.6551 | 3.6551 | 39.966 | 39.966 | 3945.0775 | 29509.1797 |  | 0
2004-04-07 | 0 | 0 | 0 | 0 | -6.6845 | -6.6845 | 3938.393 | 29459.1796 |  | 0
2004-04-08 | 0 | 0 | 0 | 0 | -6.6845 | -6.6845 | 3931.7085 | 29409.1795 |  | 0
2004-04-09 | 0.015 | 37.7292 | 3.6551 | 3.6551 | 27.3896 | 27.3896 | 3959.0981 | 29614.0539 |  | 0
2004-04-10 | 0 | 0 | 0 | 0 | -6.6845 | -6.6845 | 3952.4136 | 29564.0538 |  | 0
2004-04-11 | 0.045833 | 115.2837 | 3.6551 | 3.6551 | 104.9441 | 104.9441 | 4003.7455 | 29948.0163 |  | 46.9277
2004-04-12 | 0 | 0 | 0 | 0 | -6.6845 | -6.6845 | 3997.061 | 29898.0163 |  | 0
2004-04-13 | 0 | 0 | 0 | 0 | -6.6845 | -6.6845 | 3990.3765 | 29848.0162 |  | 0
2004-04-14 | 0 | 0 | 0 | 0 | -6.6845 | -6.6845 | 3983.692 | 29798.0162 |  | 0
2004-04-15 | 0 | 0 | 0 | 0 | -6.6845 | -6.6845 | 3977.0075 | 29748.0161 |  | 0
2004-04-16 | 0 | 0 | 0 | 0 | -6.6845 | -6.6845 | 3970.323 | 29698.016 |  | 0
2004-04-17 | 0 | 0 | 0 | 0 | -6.6845 | -6.6845 | 3963.6385 | 29648.016 |  | 0
2004-04-18 | 0 | 0 | 0 | 0 | -6.6845 | -6.6845 | 3956.954 | 29598.0159 |  | 0
2004-04-19 | 0 | 0 | 0 | 0 | -6.6845 | -6.6845 | 3950.2695 | 29548.0159 |  | 0
2004-04-20 | 0 | 0 | 0 | 0 | -6.6845 | -6.6845 | 3943.585 | 29498.0158 |  | 0
2004-04-21 | 0 | 0 | 0 | 0 | -6.6845 | -6.6845 | 3936.9005 | 29448.0157 |  | 0
2004-04-22 | 0 | 0 | 0 | 0 | -6.6845 | -6.6845 | 3930.216 | 29398.0157 |  | 0
2004-04-23 | 0 | 0 | 0 | 0 | -6.6845 | -6.6845 | 3923.5315 | 29348.0156 |  | 0
2004-04-24 | 0 | 0 | 0 | 0 | -6.6845 | -6.6845 | 3916.847 | 29298.0156 |  | 0
2004-04-25 | 0 | 0 | 0 | 0 | -6.6845 | -6.6845 | 3910.1625 | 29248.0155 |  | 0
2004-04-26 | 0 | 0 | 0 | 0 | -6.6845 | -6.6845 | 3903.478 | 29198.0154 |  | 0
2004-04-27 | 0 | 0 | 0 | 0 | -6.6845 | -6.6845 | 3896.7935 | 29148.0154 |  | 0
2004-04-28 | 0.0083333 | 20.9607 | 3.6551 | 3.6551 | 10.6211 | 10.6211 | 3907.4146 | 29227.4611 |  | 0
2004-04-29 | 0 | 0 | 0 | 0 | -6.6845 | -6.6845 | 3900.7301 | 29177.461 |  | 0
2004-04-30 | 0 | 0 | 0 | 0 | -6.6845 | -6.6845 | 3894.0456 | 29127.461 |  | 0
2004-05-01 | 0 | 0 | 0 | 0 | -6.6845 | -6.6845 | 3887.3611 | 29077.4609 |  | 0
2004-05-02 | 0 | 0 | 0 | 0 | -6.6845 | -6.6845 | 3880.6766 | 29027.4609 |  | 0
2004-05-03 | 0 | 0 | 0 | 0 | -6.6845 | -6.6845 | 3873.9921 | 28977.4608 |  | 0
2004-05-04 | 0 | 0 | 0 | 0 | -6.6845 | -6.6845 | 3867.3076 | 28927.4607 |  | 0
2004-05-05 | 0 | 0 | 0 | 0 | -6.6845 | -6.6845 | 3860.6231 | 28877.4607 |  | 0
2004-05-06 | 0 | 0 | 0 | 0 | -6.6845 | -6.6845 | 3853.9386 | 28827.4606 |  | 0
2004-05-07 | 0 | 0 | 0 | 0 | -6.6845 | -6.6845 | 3847.2541 | 28777.4606 |  | 0
2004-05-08 | 0 | 0 | 0 | 0 | -6.6845 | -6.6845 | 3840.5696 | 28727.4605 |  | 0
2004-05-09 | 0.0025 | 6.2882 | 3.6551 | 3.6551 | -4.0514 | -4.0514 | 3836.5182 | 28697.1562 |  | 0
2004-05-10 | 0.015 | 37.7292 | 3.6551 | 3.6551 | 27.3896 | 27.3896 | 3863.9078 | 28902.0305 |  | 0
2004-05-11 | 0.025 | 62.882 | 3.6551 | 3.6551 | 52.5424 | 52.5424 | 3916.4502 | 29295.0478 |  | 0
2004-05-12 | 0 | 0 | 0 | 0 | -6.6845 | -6.6845 | 3909.7657 | 29245.0478 |  | 0
2004-05-13 | 0 | 0 | 0 | 0 | -6.6845 | -6.6845 | 3903.0812 | 29195.0477 |  | 0
2004-05-14 | 0 | 0 | 0 | 0 | -6.6845 | -6.6845 | 3896.3967 | 29145.0477 |  | 0
2004-05-15 | 0 | 0 | 0 | 0 | -6.6845 | -6.6845 | 3889.7122 | 29095.0476 |  | 0
2004-05-16 | 0.0075 | 18.8646 | 3.6551 | 3.6551 | 8.525 | 8.525 | 3898.2373 | 29158.8147 |  | 0
2004-05-17 | 0.023333 | 58.6899 | 3.6551 | 3.6551 | 48.3503 | 48.3503 | 3946.5876 | 29520.4749 |  | 0
2004-05-18 | 0 | 0 | 0 | 0 | -6.6845 | -6.6845 | 3939.9031 | 29470.4748 |  | 0
2004-05-19 | 0 | 0 | 0 | 0 | -6.6845 | -6.6845 | 3933.2186 | 29420.4748 |  | 0
2004-05-20 | 0 | 0 | 0 | 0 | -6.6845 | -6.6845 | 3926.5341 | 29370.4747 |  | 0
2004-05-21 | 0.0325 | 81.7466 | 3.6551 | 3.6551 | 71.407 | 71.407 | 3997.9411 | 29904.5992 |  | 0
2004-05-22 | 0 | 0 | 0 | 0 | -6.6845 | -6.6845 | 3991.2566 | 29854.5992 |  | 0
2004-05-23 | 0 | 0 | 0 | 0 | -6.6845 | -6.6845 | 3984.5721 | 29804.5991 |  | 0
2004-05-24 | 0 | 0 | 0 | 0 | -6.6845 | -6.6845 | 3977.8876 | 29754.599 |  | 0
2004-05-25 | 0 | 0 | 0 | 0 | -6.6845 | -6.6845 | 3971.2031 | 29704.599 |  | 0
2004-05-26 | 0 | 0 | 0 | 0 | -6.6845 | -6.6845 | 3964.5186 | 29654.5989 |  | 0
2004-05-27 | 0 | 0 | 0 | 0 | -6.6845 | -6.6845 | 3957.8341 | 29604.5989 |  | 0
2004-05-28 | 0 | 0 | 0 | 0 | -6.6845 | -6.6845 | 3951.1496 | 29554.5988 |  | 0
2004-05-29 | 0 | 0 | 0 | 0 | -6.6845 | -6.6845 | 3944.4651 | 29504.5987 |  | 0
2004-05-30 | 0 | 0 | 0 | 0 | -6.6845 | -6.6845 | 3937.7806 | 29454.5987 |  | 0
2004-05-31 | 0 | 0 | 0 | 0 | -6.6845 | -6.6845 | 3931.0961 | 29404.5986 |  | 0
2004-06-01 | 0 | 0 | 0 | 0 | -6.6845 | -6.6845 | 3924.4116 | 29354.5986 |  | 0
2004-06-02 | 0 | 0 | 0 | 0 | -6.6845 | -6.6845 | 3917.7271 | 29304.5985 |  | 0
2004-06-03 | 0 | 0 | 0 | 0 | -6.6845 | -6.6845 | 3911.0426 | 29254.5984 |  | 0
2004-06-04 | 0 | 0 | 0 | 0 | -6.6845 | -6.6845 | 3904.3581 | 29204.5984 |  | 0
2004-06-05 | 0.016667 | 41.9213 | 3.6551 | 3.6551 | 31.5818 | 31.5818 | 3935.9398 | 29440.8299 |  | 0
2004-06-06 | 0.029167 | 73.3623 | 3.6551 | 3.6551 | 63.0228 | 63.0228 | 3998.9626 | 29912.2401 |  | 0
2004-06-07 | 0 | 0 | 0 | 0 | -6.6845 | -6.6845 | 3992.2781 | 29862.24 |  | 0
2004-06-08 | 0.010833 | 27.2489 | 3.6551 | 3.6551 | 16.9093 | 16.9093 | 4009.1874 | 29988.7215 |  | 0
2004-06-09 | 0 | 0 | 0 | 0 | -6.6845 | -6.6845 | 4002.5029 | 29938.7214 |  | 0
2004-06-10 | 0 | 0 | 0 | 0 | -6.6845 | -6.6845 | 3995.8184 | 29888.7214 |  | 0
2004-06-11 | 0 | 0 | 0 | 0 | -6.6845 | -6.6845 | 3989.1339 | 29838.7213 |  | 0
2004-06-12 | 0.0025 | 6.2882 | 3.6551 | 3.6551 | -4.0514 | -4.0514 | 3985.0825 | 29808.417 |  | 0
2004-06-13 | 0 | 0 | 0 | 0 | -6.6845 | -6.6845 | 3978.398 | 29758.4169 |  | 0
2004-06-14 | 0 | 0 | 0 | 0 | -6.6845 | -6.6845 | 3971.7135 | 29708.4169 |  | 0
2004-06-15 | 0 | 0 | 0 | 0 | -6.6845 | -6.6845 | 3965.029 | 29658.4168 |  | 0
2004-06-16 | 0.00083333 | 2.0961 | 3.6551 | 2.0961 | -6.6845 | -6.6845 | 3958.3445 | 29608.4167 |  | 0
2004-06-17 | 0.020833 | 52.4017 | 3.6551 | 3.6551 | 42.0621 | 42.0621 | 4000.4066 | 29923.0411 |  | 0
2004-06-18 | 0 | 0 | 0 | 0 | -6.6845 | -6.6845 | 3993.7221 | 29873.0411 |  | 0
2004-06-19 | 0.0125 | 31.441 | 3.6551 | 3.6551 | 21.1014 | 21.1014 | 4003.7455 | 29948.0163 |  | 4.3935
2004-06-20 | 0.016667 | 41.9213 | 3.6551 | 3.6551 | 31.5818 | 31.5818 | 4003.7455 | 29948.0163 |  | 24.8973
2004-06-21 | 0.015 | 37.7292 | 3.6551 | 3.6551 | 27.3896 | 27.3896 | 4003.7455 | 29948.0163 |  | 20.7051
2004-06-22 | 0.0025 | 6.2882 | 3.6551 | 3.6551 | -4.0514 | -4.0514 | 3999.6941 | 29917.712 |  | 0
2004-06-23 | 0.00083333 | 2.0961 | 3.6551 | 2.0961 | -6.6845 | -6.6845 | 3993.0096 | 29867.712 |  | 0
2004-06-24 | 0.025 | 62.882 | 3.6551 | 3.6551 | 52.5424 | 52.5424 | 4003.7455 | 29948.0163 |  | 35.122
2004-06-25 | 0 | 0 | 0 | 0 | -6.6845 | -6.6845 | 3997.061 | 29898.0163 |  | 0
2004-06-26 | 0 | 0 | 0 | 0 | -6.6845 | -6.6845 | 3990.3765 | 29848.0162 |  | 0
2004-06-27 | 0.10667 | 268.2965 | 3.6551 | 3.6551 | 257.957 | 257.957 | 4003.7455 | 29948.0163 |  | 237.9035
2004-06-28 | 0 | 0 | 0 | 0 | -6.6845 | -6.6845 | 3997.061 | 29898.0163 |  | 0
2004-06-29 | 0 | 0 | 0 | 0 | -6.6845 | -6.6845 | 3990.3765 | 29848.0162 |  | 0
2004-06-30 | 0 | 0 | 0 | 0 | -6.6845 | -6.6845 | 3983.692 | 29798.0162 |  | 0
2004-07-01 | 0 | 0 | 0 | 0 | -6.6845 | -6.6845 | 3977.0075 | 29748.0161 |  | 0
2004-07-02 | 0 | 0 | 0 | 0 | -6.6845 | -6.6845 | 3970.323 | 29698.016 |  | 0
2004-07-03 | 0.0041667 | 10.4803 | 3.6551 | 3.6551 | 0.14075 | 0.14075 | 3970.4638 | 29699.0689 |  | 0
2004-07-04 | 0 | 0 | 0 | 0 | -6.6845 | -6.6845 | 3963.7793 | 29649.0688 |  | 0
2004-07-05 | 0 | 0 | 0 | 0 | -6.6845 | -6.6845 | 3957.0948 | 29599.0688 |  | 0
2004-07-06 | 0 | 0 | 0 | 0 | -6.6845 | -6.6845 | 3950.4103 | 29549.0687 |  | 0
2004-07-07 | 0.016667 | 41.9213 | 3.6551 | 3.6551 | 31.5818 | 31.5818 | 3981.992 | 29785.3002 |  | 0
2004-07-08 | 0 | 0 | 0 | 0 | -6.6845 | -6.6845 | 3975.3075 | 29735.3001 |  | 0
2004-07-09 | 0 | 0 | 0 | 0 | -6.6845 | -6.6845 | 3968.623 | 29685.3001 |  | 0
2004-07-10 | 0.075 | 188.646 | 3.6551 | 3.6551 | 178.3064 | 178.3064 | 4003.7455 | 29948.0163 |  | 136.4994
2004-07-11 | 0 | 0 | 0 | 0 | -6.6845 | -6.6845 | 3997.061 | 29898.0163 |  | 0
2004-07-12 | 0 | 0 | 0 | 0 | -6.6845 | -6.6845 | 3990.3765 | 29848.0162 |  | 0
2004-07-13 | 0.0016667 | 4.1921 | 3.6551 | 3.6551 | -6.1474 | -6.1474 | 3984.2291 | 29802.0333 |  | 0
2004-07-14 | 0 | 0 | 0 | 0 | -6.6845 | -6.6845 | 3977.5446 | 29752.0333 |  | 0
2004-07-15 | 0 | 0 | 0 | 0 | -6.6845 | -6.6845 | 3970.8601 | 29702.0332 |  | 0
2004-07-16 | 0 | 0 | 0 | 0 | -6.6845 | -6.6845 | 3964.1756 | 29652.0331 |  | 0
2004-07-17 | 0 | 0 | 0 | 0 | -6.6845 | -6.6845 | 3957.4911 | 29602.0331 |  | 0
2004-07-18 | 0 | 0 | 0 | 0 | -6.6845 | -6.6845 | 3950.8066 | 29552.033 |  | 0
2004-07-19 | 0 | 0 | 0 | 0 | -6.6845 | -6.6845 | 3944.1221 | 29502.033 |  | 0
2004-07-20 | 0.00083333 | 2.0961 | 3.6551 | 2.0961 | -6.6845 | -6.6845 | 3937.4376 | 29452.0329 |  | 0
2004-07-21 | 0.020833 | 52.4017 | 3.6551 | 3.6551 | 42.0621 | 42.0621 | 3979.4996 | 29766.6573 |  | 0
2004-07-22 | 0 | 0 | 0 | 0 | -6.6845 | -6.6845 | 3972.8151 | 29716.6572 |  | 0
2004-07-23 | 0 | 0 | 0 | 0 | -6.6845 | -6.6845 | 3966.1306 | 29666.6572 |  | 0
2004-07-24 | 0.013333 | 33.5371 | 3.6551 | 3.6551 | 23.1975 | 23.1975 | 3989.3281 | 29840.1744 |  | 0
2004-07-25 | 0.0475 | 119.4758 | 3.6551 | 3.6551 | 109.1362 | 109.1362 | 4003.7455 | 29948.0163 |  | 88.0343
2004-07-26 | 0.044167 | 111.0915 | 3.6551 | 3.6551 | 100.752 | 100.752 | 4003.7455 | 29948.0163 |  | 94.0675
2004-07-27 | 0.0275 | 69.1702 | 3.6551 | 3.6551 | 58.8306 | 58.8306 | 4003.7455 | 29948.0163 |  | 52.1461
2004-07-28 | 0.064167 | 161.3971 | 3.6551 | 3.6551 | 151.0576 | 151.0576 | 4003.7455 | 29948.0163 |  | 144.3731
2004-07-29 | 0 | 0 | 0 | 0 | -6.6845 | -6.6845 | 3997.061 | 29898.0163 |  | 0
2004-07-30 | 0 | 0 | 0 | 0 | -6.6845 | -6.6845 | 3990.3765 | 29848.0162 |  | 0
2004-07-31 | 0 | 0 | 0 | 0 | -6.6845 | -6.6845 | 3983.692 | 29798.0162 |  | 0
2004-08-01 | 0 | 0 | 0 | 0 | -6.6845 | -6.6845 | 3977.0075 | 29748.0161 |  | 0
2004-08-02 | 0 | 0 | 0 | 0 | -6.6845 | -6.6845 | 3970.323 | 29698.016 |  | 0
2004-08-03 | 0.014167 | 35.6331 | 3.6551 | 3.6551 | 25.2936 | 25.2936 | 3995.6166 | 29887.2118 |  | 0
2004-08-04 | 0 | 0 | 0 | 0 | -6.6845 | -6.6845 | 3988.9321 | 29837.2118 |  | 0
2004-08-05 | 0 | 0 | 0 | 0 | -6.6845 | -6.6845 | 3982.2476 | 29787.2117 |  | 0
2004-08-06 | 0 | 0 | 0 | 0 | -6.6845 | -6.6845 | 3975.5631 | 29737.2116 |  | 0
2004-08-07 | 0 | 0 | 0 | 0 | -6.6845 | -6.6845 | 3968.8786 | 29687.2116 |  | 0
2004-08-08 | 0.0025 | 6.2882 | 3.6551 | 3.6551 | -4.0514 | -4.0514 | 3964.8272 | 29656.9073 |  | 0
2004-08-09 | 0.035 | 88.0348 | 3.6551 | 3.6551 | 77.6952 | 77.6952 | 4003.7455 | 29948.0163 |  | 32.0924
2004-08-10 | 0 | 0 | 0 | 0 | -6.6845 | -6.6845 | 3997.061 | 29898.0163 |  | 0
2004-08-11 | 0 | 0 | 0 | 0 | -6.6845 | -6.6845 | 3990.3765 | 29848.0162 |  | 0
2004-08-12 | 0.10583 | 266.2005 | 3.6551 | 3.6551 | 255.8609 | 255.8609 | 4003.7455 | 29948.0163 |  | 235.8074
2004-08-13 | 0 | 0 | 0 | 0 | -6.6845 | -6.6845 | 3997.061 | 29898.0163 |  | 0
2004-08-14 | 0.06 | 150.9168 | 3.6551 | 3.6551 | 140.5772 | 140.5772 | 4003.7455 | 29948.0163 |  | 127.2082
2004-08-15 | 0.035833 | 90.1309 | 3.6551 | 3.6551 | 79.7913 | 79.7913 | 4003.7455 | 29948.0163 |  | 73.1068
2004-08-16 | 0.0083333 | 20.9607 | 3.6551 | 3.6551 | 10.6211 | 10.6211 | 4003.7455 | 29948.0163 |  | 3.9366
2004-08-17 | 0.095833 | 241.0477 | 3.6551 | 3.6551 | 230.7081 | 230.7081 | 4003.7455 | 29948.0163 |  | 224.0236
2004-08-18 | 0.025 | 62.882 | 3.6551 | 3.6551 | 52.5424 | 52.5424 | 4003.7455 | 29948.0163 |  | 45.8579
2004-08-19 | 0 | 0 | 0 | 0 | -6.6845 | -6.6845 | 3997.061 | 29898.0163 |  | 0
2004-08-20 | 0 | 0 | 0 | 0 | -6.6845 | -6.6845 | 3990.3765 | 29848.0162 |  | 0
2004-08-21 | 0 | 0 | 0 | 0 | -6.6845 | -6.6845 | 3983.692 | 29798.0162 |  | 0
2004-08-22 | 0.050833 | 127.8601 | 3.6551 | 3.6551 | 117.5205 | 117.5205 | 4003.7455 | 29948.0163 |  | 90.7825
2004-08-23 | 0 | 0 | 0 | 0 | -6.6845 | -6.6845 | 3997.061 | 29898.0163 |  | 0
2004-08-24 | 0 | 0 | 0 | 0 | -6.6845 | -6.6845 | 3990.3765 | 29848.0162 |  | 0
2004-08-25 | 0 | 0 | 0 | 0 | -6.6845 | -6.6845 | 3983.692 | 29798.0162 |  | 0
2004-08-26 | 0.058333 | 146.7247 | 3.6551 | 3.6551 | 136.3851 | 136.3851 | 4003.7455 | 29948.0163 |  | 109.6471
2004-08-27 | 0 | 0 | 0 | 0 | -6.6845 | -6.6845 | 3997.061 | 29898.0163 |  | 0
2004-08-28 | 0 | 0 | 0 | 0 | -6.6845 | -6.6845 | 3990.3765 | 29848.0162 |  | 0
2004-08-29 | 0 | 0 | 0 | 0 | -6.6845 | -6.6845 | 3983.692 | 29798.0162 |  | 0
2004-08-30 | 0.0325 | 81.7466 | 3.6551 | 3.6551 | 71.407 | 71.407 | 4003.7455 | 29948.0163 |  | 44.669
2004-08-31 | 0 | 0 | 0 | 0 | -6.6845 | -6.6845 | 3997.061 | 29898.0163 |  | 0
2004-09-01 | 0.028333 | 71.2663 | 3.6551 | 3.6551 | 60.9267 | 60.9267 | 4003.7455 | 29948.0163 |  | 47.5577
2004-09-02 | 0 | 0 | 0 | 0 | -6.6845 | -6.6845 | 3997.061 | 29898.0163 |  | 0
2004-09-03 | 0 | 0 | 0 | 0 | -6.6845 | -6.6845 | 3990.3765 | 29848.0162 |  | 0
2004-09-04 | 0.0041667 | 10.4803 | 3.6551 | 3.6551 | 0.14075 | 0.14075 | 3990.5173 | 29849.0691 |  | 0
2004-09-05 | 0 | 0 | 0 | 0 | -6.6845 | -6.6845 | 3983.8328 | 29799.069 |  | 0
2004-09-06 | 0 | 0 | 0 | 0 | -6.6845 | -6.6845 | 3977.1483 | 29749.0689 |  | 0
2004-09-07 | 0 | 0 | 0 | 0 | -6.6845 | -6.6845 | 3970.4638 | 29699.0689 |  | 0
2004-09-08 | 0 | 0 | 0 | 0 | -6.6845 | -6.6845 | 3963.7793 | 29649.0688 |  | 0
2004-09-09 | 0 | 0 | 0 | 0 | -6.6845 | -6.6845 | 3957.0948 | 29599.0688 |  | 0
2004-09-10 | 0 | 0 | 0 | 0 | -6.6845 | -6.6845 | 3950.4103 | 29549.0687 |  | 0
2004-09-11 | 0 | 0 | 0 | 0 | -6.6845 | -6.6845 | 3943.7258 | 29499.0686 |  | 0
2004-09-12 | 0 | 0 | 0 | 0 | -6.6845 | -6.6845 | 3937.0413 | 29449.0686 |  | 0
2004-09-13 | 0 | 0 | 0 | 0 | -6.6845 | -6.6845 | 3930.3568 | 29399.0685 |  | 0
2004-09-14 | 0 | 0 | 0 | 0 | -6.6845 | -6.6845 | 3923.6723 | 29349.0685 |  | 0
2004-09-15 | 0.00083333 | 2.0961 | 3.6551 | 2.0961 | -6.6845 | -6.6845 | 3916.9878 | 29299.0684 |  | 0
2004-09-16 | 0 | 0 | 0 | 0 | -6.6845 | -6.6845 | 3910.3033 | 29249.0683 |  | 0
2004-09-17 | 0 | 0 | 0 | 0 | -6.6845 | -6.6845 | 3903.6188 | 29199.0683 |  | 0
2004-09-18 | 0 | 0 | 0 | 0 | -6.6845 | -6.6845 | 3896.9343 | 29149.0682 |  | 0
2004-09-19 | 0 | 0 | 0 | 0 | -6.6845 | -6.6845 | 3890.2498 | 29099.0682 |  | 0
2004-09-20 | 0.049167 | 123.6679 | 3.6551 | 3.6551 | 113.3284 | 113.3284 | 4003.5781 | 29946.7642 |  | 0
2004-09-21 | 0.03 | 75.4584 | 3.6551 | 3.6551 | 65.1188 | 65.1188 | 4003.7455 | 29948.0163 |  | 58.2669
2004-09-22 | 0.025833 | 64.9781 | 3.6551 | 3.6551 | 54.6385 | 54.6385 | 4003.7455 | 29948.0163 |  | 47.954
2004-09-23 | 0 | 0 | 0 | 0 | -6.6845 | -6.6845 | 3997.061 | 29898.0163 |  | 0
2004-09-24 | 0 | 0 | 0 | 0 | -6.6845 | -6.6845 | 3990.3765 | 29848.0162 |  | 0
2004-09-25 | 0.063333 | 159.3011 | 3.6551 | 3.6551 | 148.9615 | 148.9615 | 4003.7455 | 29948.0163 |  | 128.908
2004-09-26 | 0.15167 | 381.4841 | 3.6551 | 3.6551 | 371.1446 | 371.1446 | 4003.7455 | 29948.0163 |  | 364.4601
2004-09-27 | 0.0016667 | 4.1921 | 3.6551 | 3.6551 | -6.1474 | -6.1474 | 3997.5981 | 29902.0334 |  | 0
2004-09-28 | 0.013333 | 33.5371 | 3.6551 | 3.6551 | 23.1975 | 23.1975 | 4003.7455 | 29948.0163 |  | 10.3655
2004-09-29 | 0 | 0 | 0 | 0 | -6.6845 | -6.6845 | 3997.061 | 29898.0163 |  | 0
2004-09-30 | 0.070833 | 178.1657 | 3.6551 | 3.6551 | 167.8261 | 167.8261 | 4003.7455 | 29948.0163 |  | 154.4571
2004-10-01 | 0 | 0 | 0 | 0 | -6.6845 | -6.6845 | 3997.061 | 29898.0163 |  | 0
2004-10-02 | 0.0041667 | 10.4803 | 3.6551 | 3.6551 | 0.14075 | 0.14075 | 3997.2018 | 29899.0691 |  | 0
2004-10-03 | 0 | 0 | 0 | 0 | -6.6845 | -6.6845 | 3990.5173 | 29849.0691 |  | 0
2004-10-04 | 0.011667 | 29.3449 | 3.6551 | 3.6551 | 19.0054 | 19.0054 | 4009.5226 | 29991.2291 |  | 0
2004-10-05 | 0 | 0 | 0 | 0 | -6.6845 | -6.6845 | 4002.8381 | 29941.229 |  | 0
2004-10-06 | 0.014167 | 35.6331 | 3.6551 | 3.6551 | 25.2936 | 25.2936 | 4003.7455 | 29948.0163 |  | 17.7017
2004-10-07 | 0.045 | 113.1876 | 3.6551 | 3.6551 | 102.848 | 102.848 | 4003.7455 | 29948.0163 |  | 96.1635
2004-10-08 | 0.0175 | 44.0174 | 3.6551 | 3.6551 | 33.6778 | 33.6778 | 4003.7455 | 29948.0163 |  | 26.9933
2004-10-09 | 0.0041667 | 10.4803 | 3.6551 | 3.6551 | 0.14075 | 0.14075 | 4003.8863 | 29949.0692 |  | 0
2004-10-10 | 0 | 0 | 0 | 0 | -6.6845 | -6.6845 | 3997.2018 | 29899.0691 |  | 0
2004-10-11 | 0.0066667 | 16.7685 | 3.6551 | 3.6551 | 6.429 | 6.429 | 4003.6307 | 29947.1577 |  | 0
2004-10-12 | 0 | 0 | 0 | 0 | -6.6845 | -6.6845 | 3996.9462 | 29897.1576 |  | 0
2004-10-13 | 0 | 0 | 0 | 0 | -6.6845 | -6.6845 | 3990.2617 | 29847.1576 |  | 0
2004-10-14 | 0 | 0 | 0 | 0 | -6.6845 | -6.6845 | 3983.5772 | 29797.1575 |  | 0
2004-10-15 | 0 | 0 | 0 | 0 | -6.6845 | -6.6845 | 3976.8927 | 29747.1574 |  | 0
2004-10-16 | 0 | 0 | 0 | 0 | -6.6845 | -6.6845 | 3970.2082 | 29697.1574 |  | 0
2004-10-17 | 0 | 0 | 0 | 0 | -6.6845 | -6.6845 | 3963.5237 | 29647.1573 |  | 0
2004-10-18 | 0 | 0 | 0 | 0 | -6.6845 | -6.6845 | 3956.8392 | 29597.1573 |  | 0
2004-10-19 | 0 | 0 | 0 | 0 | -6.6845 | -6.6845 | 3950.1547 | 29547.1572 |  | 0
2004-10-20 | 0 | 0 | 0 | 0 | -6.6845 | -6.6845 | 3943.4702 | 29497.1571 |  | 0
2004-10-21 | 0 | 0 | 0 | 0 | -6.6845 | -6.6845 | 3936.7857 | 29447.1571 |  | 0
2004-10-22 | 0.019167 | 48.2095 | 3.6551 | 3.6551 | 37.87 | 37.87 | 3974.6557 | 29730.4243 |  | 0
2004-10-23 | 0 | 0 | 0 | 0 | -6.6845 | -6.6845 | 3967.9712 | 29680.4243 |  | 0
2004-10-24 | 0 | 0 | 0 | 0 | -6.6845 | -6.6845 | 3961.2867 | 29630.4242 |  | 0
2004-10-25 | 0 | 0 | 0 | 0 | -6.6845 | -6.6845 | 3954.6022 | 29580.4242 |  | 0
2004-10-26 | 0 | 0 | 0 | 0 | -6.6845 | -6.6845 | 3947.9177 | 29530.4241 |  | 0
2004-10-27 | 0.016667 | 41.9213 | 3.6551 | 3.6551 | 31.5818 | 31.5818 | 3979.4994 | 29766.6556 |  | 0
2004-10-28 | 0 | 0 | 0 | 0 | -6.6845 | -6.6845 | 3972.8149 | 29716.6555 |  | 0
2004-10-29 | 0 | 0 | 0 | 0 | -6.6845 | -6.6845 | 3966.1304 | 29666.6555 |  | 0
2004-10-30 | 0 | 0 | 0 | 0 | -6.6845 | -6.6845 | 3959.4459 | 29616.6554 |  | 0
2004-10-31 | 0 | 0 | 0 | 0 | -6.6845 | -6.6845 | 3952.7614 | 29566.6554 |  | 0
2004-11-01 | 0.030833 | 77.5545 | 3.6551 | 3.6551 | 67.2149 | 67.2149 | 4003.7455 | 29948.0163 |  | 9.5463
2004-11-02 | 0.005 | 12.5764 | 3.6551 | 3.6551 | 2.2368 | 2.2368 | 4005.9823 | 29964.7478 |  | 0
2004-11-03 | 0 | 0 | 0 | 0 | -6.6845 | -6.6845 | 3999.2978 | 29914.7477 |  | 0
2004-11-04 | 0 | 0 | 0 | 0 | -6.6845 | -6.6845 | 3992.6133 | 29864.7476 |  | 0
2004-11-05 | 0 | 0 | 0 | 0 | -6.6845 | -6.6845 | 3985.9288 | 29814.7476 |  | 0
2004-11-06 | 0 | 0 | 0 | 0 | -6.6845 | -6.6845 | 3979.2443 | 29764.7475 |  | 0
2004-11-07 | 0 | 0 | 0 | 0 | -6.6845 | -6.6845 | 3972.5598 | 29714.7475 |  | 0
2004-11-08 | 0 | 0 | 0 | 0 | -6.6845 | -6.6845 | 3965.8753 | 29664.7474 |  | 0
2004-11-09 | 0 | 0 | 0 | 0 | -6.6845 | -6.6845 | 3959.1908 | 29614.7473 |  | 0
2004-11-10 | 0 | 0 | 0 | 0 | -6.6845 | -6.6845 | 3952.5063 | 29564.7473 |  | 0
2004-11-11 | 0 | 0 | 0 | 0 | -6.6845 | -6.6845 | 3945.8218 | 29514.7472 |  | 0
2004-11-12 | 0 | 0 | 0 | 0 | -6.6845 | -6.6845 | 3939.1373 | 29464.7472 |  | 0
2004-11-13 | 0.0058333 | 14.6725 | 3.6551 | 3.6551 | 4.3329 | 4.3329 | 3943.4702 | 29497.1571 |  | 0
2004-11-14 | 0.0375 | 94.323 | 3.6551 | 3.6551 | 83.9834 | 83.9834 | 4003.7455 | 29948.0163 |  | 17.0236
2004-11-15 | 0.096667 | 243.1437 | 3.6551 | 3.6551 | 232.8042 | 232.8042 | 4003.7455 | 29948.0163 |  | 226.1197
2004-11-16 | 0.12333 | 310.2179 | 3.6551 | 3.6551 | 299.8783 | 299.8783 | 4003.7455 | 29948.0163 |  | 293.1938
2004-11-17 | 0 | 0 | 0 | 0 | -6.6845 | -6.6845 | 3997.061 | 29898.0163 |  | 0
2004-11-18 | 0 | 0 | 0 | 0 | -6.6845 | -6.6845 | 3990.3765 | 29848.0162 |  | 0
2004-11-19 | 0 | 0 | 0 | 0 | -6.6845 | -6.6845 | 3983.692 | 29798.0162 |  | 0
2004-11-20 | 0 | 0 | 0 | 0 | -6.6845 | -6.6845 | 3977.0075 | 29748.0161 |  | 0
2004-11-21 | 0.0041667 | 10.4803 | 3.6551 | 3.6551 | 0.14075 | 0.14075 | 3977.1483 | 29749.0689 |  | 0
2004-11-22 | 0.0041667 | 10.4803 | 3.6551 | 3.6551 | 0.14075 | 0.14075 | 3977.289 | 29750.1218 |  | 0
2004-11-23 | 0.0083333 | 20.9607 | 3.6551 | 3.6551 | 10.6211 | 10.6211 | 3987.9101 | 29829.5675 |  | 0
2004-11-24 | 0 | 0 | 0 | 0 | -6.6845 | -6.6845 | 3981.2256 | 29779.5674 |  | 0
2004-11-25 | 0 | 0 | 0 | 0 | -6.6845 | -6.6845 | 3974.5411 | 29729.5674 |  | 0
2004-11-26 | 0 | 0 | 0 | 0 | -6.6845 | -6.6845 | 3967.8566 | 29679.5673 |  | 0
2004-11-27 | 0 | 0 | 0 | 0 | -6.6845 | -6.6845 | 3961.1721 | 29629.5673 |  | 0
2004-11-28 | 0 | 0 | 0 | 0 | -6.6845 | -6.6845 | 3954.4876 | 29579.5672 |  | 0
2004-11-29 | 0 | 0 | 0 | 0 | -6.6845 | -6.6845 | 3947.8031 | 29529.5671 |  | 0
2004-11-30 | 0 | 0 | 0 | 0 | -6.6845 | -6.6845 | 3941.1186 | 29479.5671 |  | 0
2004-12-01 | 0 | 0 | 0 | 0 | -6.6845 | -6.6845 | 3934.4341 | 29429.567 |  | 0
2004-12-02 | 0 | 0 | 0 | 0 | -6.6845 | -6.6845 | 3927.7496 | 29379.567 |  | 0
2004-12-03 | 0 | 0 | 0 | 0 | -6.6845 | -6.6845 | 3921.0651 | 29329.5669 |  | 0
2004-12-04 | 0.0025 | 6.2882 | 3.6551 | 3.6551 | -4.0514 | -4.0514 | 3917.0137 | 29299.2626 |  | 0
2004-12-05 | 0 | 0 | 0 | 0 | -6.6845 | -6.6845 | 3910.3292 | 29249.2625 |  | 0
2004-12-06 | 0 | 0 | 0 | 0 | -6.6845 | -6.6845 | 3903.6447 | 29199.2624 |  | 0
2004-12-07 | 0 | 0 | 0 | 0 | -6.6845 | -6.6845 | 3896.9602 | 29149.2624 |  | 0
2004-12-08 | 0 | 0 | 0 | 0 | -6.6845 | -6.6845 | 3890.2757 | 29099.2623 |  | 0
2004-12-09 | 0 | 0 | 0 | 0 | -6.6845 | -6.6845 | 3883.5912 | 29049.2623 |  | 0
2004-12-10 | 0 | 0 | 0 | 0 | -6.6845 | -6.6845 | 3876.9067 | 28999.2622 |  | 0
2004-12-11 | 0 | 0 | 0 | 0 | -6.6845 | -6.6845 | 3870.2222 | 28949.2621 |  | 0
2004-12-12 | 0 | 0 | 0 | 0 | -6.6845 | -6.6845 | 3863.5377 | 28899.2621 |  | 0
2004-12-13 | 0 | 0 | 0 | 0 | -6.6845 | -6.6845 | 3856.8532 | 28849.262 |  | 0
2004-12-14 | 0 | 0 | 0 | 0 | -6.6845 | -6.6845 | 3850.1687 | 28799.262 |  | 0
2004-12-15 | 0 | 0 | 0 | 0 | -6.6845 | -6.6845 | 3843.4842 | 28749.2619 |  | 0
2004-12-16 | 0 | 0 | 0 | 0 | -6.6845 | -6.6845 | 3836.7997 | 28699.2618 |  | 0
2004-12-17 | 0 | 0 | 0 | 0 | -6.6845 | -6.6845 | 3830.1152 | 28649.2618 |  | 0
2004-12-18 | 0 | 0 | 0 | 0 | -6.6845 | -6.6845 | 3823.4307 | 28599.2617 |  | 0
2004-12-19 | 0 | 0 | 0 | 0 | -6.6845 | -6.6845 | 3816.7462 | 28549.2617 |  | 0
2004-12-20 | 0 | 0 | 0 | 0 | -6.6845 | -6.6845 | 3810.0617 | 28499.2616 |  | 0
2004-12-21 | 0 | 0 | 0 | 0 | -6.6845 | -6.6845 | 3803.3772 | 28449.2615 |  | 0
2004-12-22 | 0.011667 | 29.3449 | 3.6551 | 3.6551 | 19.0054 | 19.0054 | 3822.3826 | 28591.4216 |  | 0
2004-12-23 | 0 | 0 | 0 | 0 | -6.6845 | -6.6845 | 3815.6981 | 28541.4215 |  | 0
2004-12-24 | 0.0041667 | 10.4803 | 3.6551 | 3.6551 | 0.14075 | 0.14075 | 3815.8388 | 28542.4744 |  | 0
2004-12-26 | 0 | 0 | 0 | 0 | -6.6845 | -6.6845 | 3809.1543 | 28492.4743 |  | 0
2004-12-27 | 0 | 0 | 0 | 0 | -6.6845 | -6.6845 | 3802.4698 | 28442.4742 |  | 0
2004-12-28 | 0 | 0 | 0 | 0 | -6.6845 | -6.6845 | 3795.7853 | 28392.4742 |  | 0
2004-12-29 | 0 | 0 | 0 | 0 | -6.6845 | -6.6845 | 3789.1008 | 28342.4741 |  | 0
2004-12-30 | 0 | 0 | 0 | 0 | -6.6845 | -6.6845 | 3782.4163 | 28292.4741 |  | 0
2004-12-31 | 0 | 0 | 0 | 0 | -6.6845 | -6.6845 | 3775.7318 | 28242.474 |  | 0
2005-01-02 | 0 | 0 | 0 | 0 | -6.6845 | -6.6845 | 3769.0473 | 28192.4739 |  | 0
2005-01-03 | 0 | 0 | 0 | 0 | -6.6845 | -6.6845 | 3762.3628 | 28142.4739 |  | 0
2005-01-04 | 0 | 0 | 0 | 0 | -6.6845 | -6.6845 | 3755.6783 | 28092.4738 |  | 0
2005-01-05 | 0 | 0 | 0 | 0 | -6.6845 | -6.6845 | 3748.9938 | 28042.4738 |  | 0
2005-01-06 | 0 | 0 | 0 | 0 | -6.6845 | -6.6845 | 3742.3093 | 27992.4737 |  | 0
2005-01-07 | 0 | 0 | 0 | 0 | -6.6845 | -6.6845 | 3735.6248 | 27942.4736 |  | 0
2005-01-08 | 0 | 0 | 0 | 0 | -6.6845 | -6.6845 | 3728.9403 | 27892.4736 |  | 0
2005-01-09 | 0 | 0 | 0 | 0 | -6.6845 | -6.6845 | 3722.2558 | 27842.4735 |  | 0
2005-01-10 | 0 | 0 | 0 | 0 | -6.6845 | -6.6845 | 3715.5713 | 27792.4735 |  | 0
2005-01-11 | 0 | 0 | 0 | 0 | -6.6845 | -6.6845 | 3708.8868 | 27742.4734 |  | 0
2005-01-12 | 0 | 0 | 0 | 0 | -6.6845 | -6.6845 | 3702.2023 | 27692.4733 |  | 0
2005-01-13 | 0 | 0 | 0 | 0 | -6.6845 | -6.6845 | 3695.5178 | 27642.4733 |  | 0
2005-01-14 | 0 | 0 | 0 | 0 | -6.6845 | -6.6845 | 3688.8333 | 27592.4732 |  | 0
2005-01-15 | 0 | 0 | 0 | 0 | -6.6845 | -6.6845 | 3682.1488 | 27542.4732 |  | 0
2005-01-16 | 0 | 0 | 0 | 0 | -6.6845 | -6.6845 | 3675.4643 | 27492.4731 |  | 0
2005-01-17 | 0 | 0 | 0 | 0 | -6.6845 | -6.6845 | 3668.7798 | 27442.473 |  | 0
2005-01-18 | 0 | 0 | 0 | 0 | -6.6845 | -6.6845 | 3662.0953 | 27392.473 |  | 0
2005-01-19 | 0 | 0 | 0 | 0 | -6.6845 | -6.6845 | 3655.4108 | 27342.4729 |  | 0
2005-01-20 | 0 | 0 | 0 | 0 | -6.6845 | -6.6845 | 3648.7263 | 27292.4729 |  | 0
2005-01-21 | 0 | 0 | 0 | 0 | -6.6845 | -6.6845 | 3642.0418 | 27242.4728 |  | 0
2005-01-22 | 0.0025 | 6.2882 | 3.6551 | 3.6551 | -4.0514 | -4.0514 | 3637.9904 | 27212.1685 |  | 0
2005-01-23 | 0 | 0 | 0 | 0 | -6.6845 | -6.6845 | 3631.3059 | 27162.1684 |  | 0
2005-01-24 | 0 | 0 | 0 | 0 | -6.6845 | -6.6845 | 3624.6214 | 27112.1684 |  | 0
2005-01-25 | 0 | 0 | 0 | 0 | -6.6845 | -6.6845 | 3617.9369 | 27062.1683 |  | 0
2005-01-26 | 0.0033333 | 8.3843 | 3.6551 | 3.6551 | -1.9553 | -1.9553 | 3615.9816 | 27047.5426 |  | 0
2005-01-27 | 0.025 | 62.882 | 3.6551 | 3.6551 | 52.5424 | 52.5424 | 3668.524 | 27440.5599 |  | 0
2005-01-28 | 0 | 0 | 0 | 0 | -6.6845 | -6.6845 | 3661.8395 | 27390.5598 |  | 0
2005-01-29 | 0 | 0 | 0 | 0 | -6.6845 | -6.6845 | 3655.155 | 27340.5597 |  | 0
2005-01-30 | 0 | 0 | 0 | 0 | -6.6845 | -6.6845 | 3648.4705 | 27290.5597 |  | 0
2005-01-31 | 0 | 0 | 0 | 0 | -6.6845 | -6.6845 | 3641.786 | 27240.5596 |  | 0
2005-02-01 | 0.020833 | 52.4017 | 3.6551 | 3.6551 | 42.0621 | 42.0621 | 3683.8481 | 27555.184 |  | 0
2005-02-02 | 0 | 0 | 0 | 0 | -6.6845 | -6.6845 | 3677.1636 | 27505.184 |  | 0
2005-02-03 | 0 | 0 | 0 | 0 | -6.6845 | -6.6845 | 3670.4791 | 27455.1839 |  | 0
2005-02-04 | 0 | 0 | 0 | 0 | -6.6845 | -6.6845 | 3663.7946 | 27405.1838 |  | 0
2005-02-05 | 0.0125 | 31.441 | 3.6551 | 3.6551 | 21.1014 | 21.1014 | 3684.8961 | 27563.0225 |  | 0
2005-02-06 | 0.070833 | 178.1657 | 3.6551 | 3.6551 | 167.8261 | 167.8261 | 3852.7221 | 28818.3616 |  | 0
2005-02-07 | 0 | 0 | 0 | 0 | -6.6845 | -6.6845 | 3846.0376 | 28768.3615 |  | 0
2005-02-08 | 0 | 0 | 0 | 0 | -6.6845 | -6.6845 | 3839.3531 | 28718.3615 |  | 0
2005-02-09 | 0 | 0 | 0 | 0 | -6.6845 | -6.6845 | 3832.6686 | 28668.3614 |  | 0
2005-02-10 | 0 | 0 | 0 | 0 | -6.6845 | -6.6845 | 3825.9841 | 28618.3613 |  | 0
2005-02-11 | 0 | 0 | 0 | 0 | -6.6845 | -6.6845 | 3819.2996 | 28568.3613 |  | 0
2005-02-12 | 0.0075 | 18.8646 | 3.6551 | 3.6551 | 8.525 | 8.525 | 3827.8247 | 28632.1284 |  | 0
2005-02-13 | 0.0016667 | 4.1921 | 3.6551 | 3.6551 | -6.1474 | -6.1474 | 3821.6772 | 28586.1455 |  | 0
2005-02-14 | 0 | 0 | 0 | 0 | -6.6845 | -6.6845 | 3814.9927 | 28536.1455 |  | 0
2005-02-15 | 0 | 0 | 0 | 0 | -6.6845 | -6.6845 | 3808.3082 | 28486.1454 |  | 0
2005-02-16 | 0 | 0 | 0 | 0 | -6.6845 | -6.6845 | 3801.6237 | 28436.1454 |  | 0
2005-02-17 | 0 | 0 | 0 | 0 | -6.6845 | -6.6845 | 3794.9392 | 28386.1453 |  | 0
2005-02-18 | 0 | 0 | 0 | 0 | -6.6845 | -6.6845 | 3788.2547 | 28336.1452 |  | 0
2005-02-19 | 0 | 0 | 0 | 0 | -6.6845 | -6.6845 | 3781.5702 | 28286.1452 |  | 0
2005-02-20 | 0 | 0 | 0 | 0 | -6.6845 | -6.6845 | 3774.8857 | 28236.1451 |  | 0
2005-02-21 | 0 | 0 | 0 | 0 | -6.6845 | -6.6845 | 3768.2012 | 28186.1451 |  | 0
2005-02-22 | 0 | 0 | 0 | 0 | -6.6845 | -6.6845 | 3761.5167 | 28136.145 |  | 0
2005-02-23 | 0 | 0 | 0 | 0 | -6.6845 | -6.6845 | 3754.8322 | 28086.1449 |  | 0
2005-02-24 | 0.016667 | 41.9213 | 3.6551 | 3.6551 | 31.5818 | 31.5818 | 3786.414 | 28322.3764 |  | 0
2005-02-25 | 0 | 0 | 0 | 0 | -6.6845 | -6.6845 | 3779.7295 | 28272.3764 |  | 0
2005-02-26 | 0.061667 | 155.1089 | 3.6551 | 3.6551 | 144.7694 | 144.7694 | 3924.4988 | 29355.2511 |  | 0
2005-02-27 | 0 | 0 | 0 | 0 | -6.6845 | -6.6845 | 3917.8143 | 29305.2511 |  | 0
2005-02-28 | 0 | 0 | 0 | 0 | -6.6845 | -6.6845 | 3911.1298 | 29255.251 |  | 0
2005-03-01 | 0 | 0 | 0 | 0 | -6.6845 | -6.6845 | 3904.4453 | 29205.251 |  | 0
2005-03-02 | 0 | 0 | 0 | 0 | -6.6845 | -6.6845 | 3897.7608 | 29155.2509 |  | 0
2005-03-03 | 0 | 0 | 0 | 0 | -6.6845 | -6.6845 | 3891.0763 | 29105.2508 |  | 0
2005-03-04 | 0 | 0 | 0 | 0 | -6.6845 | -6.6845 | 3884.3918 | 29055.2508 |  | 0
2005-03-05 | 0 | 0 | 0 | 0 | -6.6845 | -6.6845 | 3877.7073 | 29005.2507 |  | 0
2005-03-06 | 0 | 0 | 0 | 0 | -6.6845 | -6.6845 | 3871.0228 | 28955.2507 |  | 0
2005-03-07 | 0 | 0 | 0 | 0 | -6.6845 | -6.6845 | 3864.3383 | 28905.2506 |  | 0
2005-03-08 | 0 | 0 | 0 | 0 | -6.6845 | -6.6845 | 3857.6538 | 28855.2505 |  | 0
2005-03-09 | 0 | 0 | 0 | 0 | -6.6845 | -6.6845 | 3850.9693 | 28805.2505 |  | 0
2005-03-10 | 0 | 0 | 0 | 0 | -6.6845 | -6.6845 | 3844.2848 | 28755.2504 |  | 0
2005-03-11 | 0 | 0 | 0 | 0 | -6.6845 | -6.6845 | 3837.6003 | 28705.2504 |  | 0
2005-03-12 | 0 | 0 | 0 | 0 | -6.6845 | -6.6845 | 3830.9158 | 28655.2503 |  | 0
2005-03-13 | 0 | 0 | 0 | 0 | -6.6845 | -6.6845 | 3824.2313 | 28605.2502 |  | 0
2005-03-14 | 0 | 0 | 0 | 0 | -6.6845 | -6.6845 | 3817.5468 | 28555.2502 |  | 0
2005-03-15 | 0.0041667 | 10.4803 | 3.6551 | 3.6551 | 0.14075 | 0.14075 | 3817.6876 | 28556.303 |  | 0
2005-03-16 | 0 | 0 | 0 | 0 | -6.6845 | -6.6845 | 3811.0031 | 28506.303 |  | 0
2005-03-17 | 0 | 0 | 0 | 0 | -6.6845 | -6.6845 | 3804.3186 | 28456.3029 |  | 0
2005-03-18 | 0 | 0 | 0 | 0 | -6.6845 | -6.6845 | 3797.6341 | 28406.3028 |  | 0
2005-03-19 | 0 | 0 | 0 | 0 | -6.6845 | -6.6845 | 3790.9496 | 28356.3028 |  | 0
2005-03-20 | 0 | 0 | 0 | 0 | -6.6845 | -6.6845 | 3784.2651 | 28306.3027 |  | 0
2005-03-21 | 0 | 0 | 0 | 0 | -6.6845 | -6.6845 | 3777.5806 | 28256.3027 |  | 0
2005-03-22 | 0 | 0 | 0 | 0 | -6.6845 | -6.6845 | 3770.8961 | 28206.3026 |  | 0
2005-03-23 | 0 | 0 | 0 | 0 | -6.6845 | -6.6845 | 3764.2116 | 28156.3025 |  | 0
2005-03-24 | 0 | 0 | 0 | 0 | -6.6845 | -6.6845 | 3757.5271 | 28106.3025 |  | 0
2005-03-25 | 0 | 0 | 0 | 0 | -6.6845 | -6.6845 | 3750.8426 | 28056.3024 |  | 0
2005-03-26 | 0.00083333 | 2.0961 | 3.6551 | 2.0961 | -6.6845 | -6.6845 | 3744.1581 | 28006.3024 |  | 0
2005-03-27 | 0 | 0 | 0 | 0 | -6.6845 | -6.6845 | 3737.4736 | 27956.3023 |  | 0
2005-03-28 | 0 | 0 | 0 | 0 | -6.6845 | -6.6845 | 3730.7891 | 27906.3022 |  | 0
2005-03-29 | 0 | 0 | 0 | 0 | -6.6845 | -6.6845 | 3724.1046 | 27856.3022 |  | 0
2005-03-30 | 0 | 0 | 0 | 0 | -6.6845 | -6.6845 | 3717.4201 | 27806.3021 |  | 0
2005-03-31 | 0 | 0 | 0 | 0 | -6.6845 | -6.6845 | 3710.7356 | 27756.3021 |  | 0
2005-04-01 | 0 | 0 | 0 | 0 | -6.6845 | -6.6845 | 3704.0511 | 27706.302 |  | 0
2005-04-02 | 0 | 0 | 0 | 0 | -6.6845 | -6.6845 | 3697.3666 | 27656.3019 |  | 0
2005-04-03 | 0 | 0 | 0 | 0 | -6.6845 | -6.6845 | 3690.6821 | 27606.3019 |  | 0
2005-04-04 | 0 | 0 | 0 | 0 | -6.6845 | -6.6845 | 3683.9976 | 27556.3018 |  | 0
2005-04-05 | 0 | 0 | 0 | 0 | -6.6845 | -6.6845 | 3677.3131 | 27506.3018 |  | 0
2005-04-06 | 0 | 0 | 0 | 0 | -6.6845 | -6.6845 | 3670.6286 | 27456.3017 |  | 0
2005-04-07 | 0 | 0 | 0 | 0 | -6.6845 | -6.6845 | 3663.9441 | 27406.3016 |  | 0
2005-04-08 | 0 | 0 | 0 | 0 | -6.6845 | -6.6845 | 3657.2596 | 27356.3016 |  | 0
2005-04-09 | 0 | 0 | 0 | 0 | -6.6845 | -6.6845 | 3650.5751 | 27306.3015 |  | 0
2005-04-10 | 0 | 0 | 0 | 0 | -6.6845 | -6.6845 | 3643.8906 | 27256.3015 |  | 0
2005-04-11 | 0 | 0 | 0 | 0 | -6.6845 | -6.6845 | 3637.2061 | 27206.3014 |  | 0
2005-04-12 | 0 | 0 | 0 | 0 | -6.6845 | -6.6845 | 3630.5216 | 27156.3013 |  | 0
2005-04-13 | 0 | 0 | 0 | 0 | -6.6845 | -6.6845 | 3623.8371 | 27106.3013 |  | 0
2005-04-14 | 0 | 0 | 0 | 0 | -6.6845 | -6.6845 | 3617.1526 | 27056.3012 |  | 0
2005-04-15 | 0 | 0 | 0 | 0 | -6.6845 | -6.6845 | 3610.4681 | 27006.3012 |  | 0
2005-04-16 | 0 | 0 | 0 | 0 | -6.6845 | -6.6845 | 3603.7836 | 26956.3011 |  | 0
2005-04-17 | 0 | 0 | 0 | 0 | -6.6845 | -6.6845 | 3597.0991 | 26906.301 |  | 0
2005-04-18 | 0.0066667 | 16.7685 | 3.6551 | 3.6551 | 6.429 | 6.429 | 3603.528 | 26954.3896 |  | 0
2005-04-19 | 0 | 0 | 0 | 0 | -6.6845 | -6.6845 | 3596.8435 | 26904.3896 |  | 0
2005-04-20 | 0 | 0 | 0 | 0 | -6.6845 | -6.6845 | 3590.159 | 26854.3895 |  | 0
2005-04-21 | 0 | 0 | 0 | 0 | -6.6845 | -6.6845 | 3583.4745 | 26804.3894 |  | 0
2005-04-22 | 0 | 0 | 0 | 0 | -6.6845 | -6.6845 | 3576.79 | 26754.3894 |  | 0
2005-04-23 | 0 | 0 | 0 | 0 | -6.6845 | -6.6845 | 3570.1055 | 26704.3893 |  | 0
2005-04-24 | 0 | 0 | 0 | 0 | -6.6845 | -6.6845 | 3563.421 | 26654.3893 |  | 0
2005-04-25 | 0 | 0 | 0 | 0 | -6.6845 | -6.6845 | 3556.7365 | 26604.3892 |  | 0
2005-04-26 | 0 | 0 | 0 | 0 | -6.6845 | -6.6845 | 3550.052 | 26554.3891 |  | 0
2005-04-27 | 0 | 0 | 0 | 0 | -6.6845 | -6.6845 | 3543.3675 | 26504.3891 |  | 0
2005-04-28 | 0 | 0 | 0 | 0 | -6.6845 | -6.6845 | 3536.683 | 26454.389 |  | 0
2005-04-29 | 0 | 0 | 0 | 0 | -6.6845 | -6.6845 | 3529.9985 | 26404.389 |  | 0
2005-04-30 | 0 | 0 | 0 | 0 | -6.6845 | -6.6845 | 3523.314 | 26354.3889 |  | 0
2005-05-01 | 0 | 0 | 0 | 0 | -6.6845 | -6.6845 | 3516.6295 | 26304.3888 |  | 0
2005-05-02 | 0 | 0 | 0 | 0 | -6.6845 | -6.6845 | 3509.945 | 26254.3888 |  | 0
2005-05-03 | 0.00083333 | 2.0961 | 3.6551 | 2.0961 | -6.6845 | -6.6845 | 3503.2605 | 26204.3887 |  | 0
2005-05-04 | 0 | 0 | 0 | 0 | -6.6845 | -6.6845 | 3496.576 | 26154.3887 |  | 0
2005-05-05 | 0 | 0 | 0 | 0 | -6.6845 | -6.6845 | 3489.8915 | 26104.3886 |  | 0
2005-05-06 | 0 | 0 | 0 | 0 | -6.6845 | -6.6845 | 3483.207 | 26054.3885 |  | 0
2005-05-07 | 0 | 0 | 0 | 0 | -6.6845 | -6.6845 | 3476.5225 | 26004.3885 |  | 0
2005-05-08 | 0 | 0 | 0 | 0 | -6.6845 | -6.6845 | 3469.838 | 25954.3884 |  | 0
2005-05-09 | 0 | 0 | 0 | 0 | -6.6845 | -6.6845 | 3463.1535 | 25904.3884 |  | 0
2005-05-10 | 0 | 0 | 0 | 0 | -6.6845 | -6.6845 | 3456.469 | 25854.3883 |  | 0
2005-05-11 | 0 | 0 | 0 | 0 | -6.6845 | -6.6845 | 3449.7845 | 25804.3882 |  | 0
2005-05-12 | 0 | 0 | 0 | 0 | -6.6845 | -6.6845 | 3443.1 | 25754.3882 |  | 0
2005-05-13 | 0 | 0 | 0 | 0 | -6.6845 | -6.6845 | 3436.4155 | 25704.3881 |  | 0
2005-05-14 | 0 | 0 | 0 | 0 | -6.6845 | -6.6845 | 3429.731 | 25654.3881 |  | 0
2005-05-15 | 0 | 0 | 0 | 0 | -6.6845 | -6.6845 | 3423.0465 | 25604.388 |  | 0
2005-05-16 | 0 | 0 | 0 | 0 | -6.6845 | -6.6845 | 3416.362 | 25554.3879 |  | 0
2005-05-17 | 0 | 0 | 0 | 0 | -6.6845 | -6.6845 | 3409.6775 | 25504.3879 |  | 0
2005-05-18 | 0 | 0 | 0 | 0 | -6.6845 | -6.6845 | 3402.993 | 25454.3878 |  | 0
2005-05-19 | 0 | 0 | 0 | 0 | -6.6845 | -6.6845 | 3396.3085 | 25404.3878 |  | 0
2005-05-20 | 0 | 0 | 0 | 0 | -6.6845 | -6.6845 | 3389.624 | 25354.3877 |  | 0
2005-05-21 | 0 | 0 | 0 | 0 | -6.6845 | -6.6845 | 3382.9395 | 25304.3876 |  | 0
2005-05-22 | 0 | 0 | 0 | 0 | -6.6845 | -6.6845 | 3376.255 | 25254.3876 |  | 0
2005-05-23 | 0 | 0 | 0 | 0 | -6.6845 | -6.6845 | 3369.5705 | 25204.3875 |  | 0
2005-05-24 | 0 | 0 | 0 | 0 | -6.6845 | -6.6845 | 3362.886 | 25154.3875 |  | 0
2005-05-25 | 0 | 0 | 0 | 0 | -6.6845 | -6.6845 | 3356.2015 | 25104.3874 |  | 0
2005-05-26 | 0 | 0 | 0 | 0 | -6.6845 | -6.6845 | 3349.517 | 25054.3873 |  | 0
2005-05-27 | 0 | 0 | 0 | 0 | -6.6845 | -6.6845 | 3342.8325 | 25004.3873 |  | 0
2005-05-28 | 0.0066667 | 16.7685 | 3.6551 | 3.6551 | 6.429 | 6.429 | 3349.2615 | 25052.4758 |  | 0
2005-05-29 | 0 | 0 | 0 | 0 | -6.6845 | -6.6845 | 3342.577 | 25002.4758 |  | 0
2005-05-30 | 0 | 0 | 0 | 0 | -6.6845 | -6.6845 | 3335.8925 | 24952.4757 |  | 0
2005-05-31 | 0 | 0 | 0 | 0 | -6.6845 | -6.6845 | 3329.208 | 24902.4757 |  | 0
2005-06-01 | 0 | 0 | 0 | 0 | -6.6845 | -6.6845 | 3322.5235 | 24852.4756 |  | 0
2005-06-02 | 0 | 0 | 0 | 0 | -6.6845 | -6.6845 | 3315.839 | 24802.4755 |  | 0
2005-06-03 | 0.048333 | 121.5719 | 3.6551 | 3.6551 | 111.2323 | 111.2323 | 3427.0713 | 25634.493 |  | 0
2005-06-04 | 0 | 0 | 0 | 0 | -6.6845 | -6.6845 | 3420.3868 | 25584.493 |  | 0
2005-06-05 | 0 | 0 | 0 | 0 | -6.6845 | -6.6845 | 3413.7023 | 25534.4929 |  | 0
2005-06-06 | 0 | 0 | 0 | 0 | -6.6845 | -6.6845 | 3407.0178 | 25484.4929 |  | 0
2005-06-07 | 0.015 | 37.7292 | 3.6551 | 3.6551 | 27.3896 | 27.3896 | 3434.4074 | 25689.3672 |  | 0
2005-06-08 | 0 | 0 | 0 | 0 | -6.6845 | -6.6845 | 3427.7229 | 25639.3672 |  | 0
2005-06-09 | 0 | 0 | 0 | 0 | -6.6845 | -6.6845 | 3421.0384 | 25589.3671 |  | 0
2005-06-10 | 0 | 0 | 0 | 0 | -6.6845 | -6.6845 | 3414.3539 | 25539.367 |  | 0
2005-06-11 | 0 | 0 | 0 | 0 | -6.6845 | -6.6845 | 3407.6694 | 25489.367 |  | 0
2005-06-12 | 0 | 0 | 0 | 0 | -6.6845 | -6.6845 | 3400.9849 | 25439.3669 |  | 0
2005-06-13 | 0 | 0 | 0 | 0 | -6.6845 | -6.6845 | 3394.3004 | 25389.3669 |  | 0
2005-06-14 | 0.19583 | 492.5757 | 3.6551 | 3.6551 | 482.2361 | 482.2361 | 3876.5365 | 28996.4928 |  | 0
2005-06-15 | 0 | 0 | 0 | 0 | -6.6845 | -6.6845 | 3869.852 | 28946.4927 |  | 0
2005-06-16 | 0 | 0 | 0 | 0 | -6.6845 | -6.6845 | 3863.1675 | 28896.4927 |  | 0
2005-06-17 | 0 | 0 | 0 | 0 | -6.6845 | -6.6845 | 3856.483 | 28846.4926 |  | 0
2005-06-18 | 0 | 0 | 0 | 0 | -6.6845 | -6.6845 | 3849.7985 | 28796.4925 |  | 0
2005-06-19 | 0.053333 | 134.1483 | 3.6551 | 3.6551 | 123.8087 | 123.8087 | 3973.6072 | 29722.5815 |  | 0
2005-06-20 | 0.0041667 | 10.4803 | 3.6551 | 3.6551 | 0.14075 | 0.14075 | 3973.7479 | 29723.6344 |  | 0
2005-06-21 | 0 | 0 | 0 | 0 | -6.6845 | -6.6845 | 3967.0634 | 29673.6343 |  | 0
2005-06-22 | 0 | 0 | 0 | 0 | -6.6845 | -6.6845 | 3960.3789 | 29623.6342 |  | 0
2005-06-23 | 0 | 0 | 0 | 0 | -6.6845 | -6.6845 | 3953.6944 | 29573.6342 |  | 0
2005-06-24 | 0 | 0 | 0 | 0 | -6.6845 | -6.6845 | 3947.0099 | 29523.6341 |  | 0
2005-06-25 | 0 | 0 | 0 | 0 | -6.6845 | -6.6845 | 3940.3254 | 29473.6341 |  | 0
2005-06-26 | 0 | 0 | 0 | 0 | -6.6845 | -6.6845 | 3933.6409 | 29423.634 |  | 0
2005-06-27 | 0.0083333 | 20.9607 | 3.6551 | 3.6551 | 10.6211 | 10.6211 | 3944.262 | 29503.0797 |  | 0
2005-06-28 | 0 | 0 | 0 | 0 | -6.6845 | -6.6845 | 3937.5775 | 29453.0797 |  | 0
2005-06-29 | 0 | 0 | 0 | 0 | -6.6845 | -6.6845 | 3930.893 | 29403.0796 |  | 0
2005-06-30 | 0 | 0 | 0 | 0 | -6.6845 | -6.6845 | 3924.2085 | 29353.0795 |  | 0
2005-07-01 | 0 | 0 | 0 | 0 | -6.6845 | -6.6845 | 3917.524 | 29303.0795 |  | 0
2005-07-02 | 0.1125 | 282.969 | 3.6551 | 3.6551 | 272.6294 | 272.6294 | 4003.7455 | 29948.0163 |  | 179.7234
2005-07-03 | 0 | 0 | 0 | 0 | -6.6845 | -6.6845 | 3997.061 | 29898.0163 |  | 0
2005-07-04 | 0 | 0 | 0 | 0 | -6.6845 | -6.6845 | 3990.3765 | 29848.0162 |  | 0
2005-07-05 | 0 | 0 | 0 | 0 | -6.6845 | -6.6845 | 3983.692 | 29798.0162 |  | 0
2005-07-06 | 0 | 0 | 0 | 0 | -6.6845 | -6.6845 | 3977.0075 | 29748.0161 |  | 0
2005-07-07 | 0.041667 | 104.8033 | 3.6551 | 3.6551 | 94.4638 | 94.4638 | 4003.7455 | 29948.0163 |  | 61.0413
2005-07-08 | 0.0025 | 6.2882 | 3.6551 | 3.6551 | -4.0514 | -4.0514 | 3999.6941 | 29917.712 |  | 0
2005-07-09 | 0.00083333 | 2.0961 | 3.6551 | 2.0961 | -6.6845 | -6.6845 | 3993.0096 | 29867.712 |  | 0
2005-07-10 | 0.0083333 | 20.9607 | 3.6551 | 3.6551 | 10.6211 | 10.6211 | 4003.6307 | 29947.1577 |  | 0
2005-07-11 | 0.01 | 25.1528 | 3.6551 | 3.6551 | 14.8132 | 14.8132 | 4003.7455 | 29948.0163 |  | 8.0139
2005-07-12 | 0.019167 | 48.2095 | 3.6551 | 3.6551 | 37.87 | 37.87 | 4003.7455 | 29948.0163 |  | 31.1855
2005-07-13 | 0 | 0 | 0 | 0 | -6.6845 | -6.6845 | 3997.061 | 29898.0163 |  | 0
2005-07-14 | 0 | 0 | 0 | 0 | -6.6845 | -6.6845 | 3990.3765 | 29848.0162 |  | 0
2005-07-15 | 0 | 0 | 0 | 0 | -6.6845 | -6.6845 | 3983.692 | 29798.0162 |  | 0
2005-07-16 | 0 | 0 | 0 | 0 | -6.6845 | -6.6845 | 3977.0075 | 29748.0161 |  | 0
2005-07-17 | 0 | 0 | 0 | 0 | -6.6845 | -6.6845 | 3970.323 | 29698.016 |  | 0
2005-07-18 | 0 | 0 | 0 | 0 | -6.6845 | -6.6845 | 3963.6385 | 29648.016 |  | 0
2005-07-19 | 0 | 0 | 0 | 0 | -6.6845 | -6.6845 | 3956.954 | 29598.0159 |  | 0
2005-07-20 | 0 | 0 | 0 | 0 | -6.6845 | -6.6845 | 3950.2695 | 29548.0159 |  | 0
2005-07-21 | 0 | 0 | 0 | 0 | -6.6845 | -6.6845 | 3943.585 | 29498.0158 |  | 0
2005-07-22 | 0 | 0 | 0 | 0 | -6.6845 | -6.6845 | 3936.9005 | 29448.0157 |  | 0
2005-07-23 | 0 | 0 | 0 | 0 | -6.6845 | -6.6845 | 3930.216 | 29398.0157 |  | 0
2005-07-24 | 0 | 0 | 0 | 0 | -6.6845 | -6.6845 | 3923.5315 | 29348.0156 |  | 0
2005-07-25 | 0 | 0 | 0 | 0 | -6.6845 | -6.6845 | 3916.847 | 29298.0156 |  | 0
2005-07-26 | 0.0025 | 6.2882 | 3.6551 | 3.6551 | -4.0514 | -4.0514 | 3912.7956 | 29267.7112 |  | 0
2005-07-27 | 0.026667 | 67.0741 | 3.6551 | 3.6551 | 56.7346 | 56.7346 | 3969.5302 | 29692.0857 |  | 0
2005-07-28 | 0.0033333 | 8.3843 | 3.6551 | 3.6551 | -1.9553 | -1.9553 | 3967.5749 | 29677.4599 |  | 0
2005-07-29 | 0 | 0 | 0 | 0 | -6.6845 | -6.6845 | 3960.8904 | 29627.4599 |  | 0
2005-07-30 | 0 | 0 | 0 | 0 | -6.6845 | -6.6845 | 3954.2059 | 29577.4598 |  | 0
2005-07-31 | 0 | 0 | 0 | 0 | -6.6845 | -6.6845 | 3947.5214 | 29527.4598 |  | 0
2005-08-01 | 0 | 0 | 0 | 0 | -6.6845 | -6.6845 | 3940.8369 | 29477.4597 |  | 0
2005-08-02 | 0 | 0 | 0 | 0 | -6.6845 | -6.6845 | 3934.1524 | 29427.4596 |  | 0
2005-08-03 | 0 | 0 | 0 | 0 | -6.6845 | -6.6845 | 3927.4679 | 29377.4596 |  | 0
2005-08-04 | 0.0125 | 31.441 | 3.6551 | 3.6551 | 21.1014 | 21.1014 | 3948.5693 | 29535.2982 |  | 0
2005-08-05 | 0.0025 | 6.2882 | 3.6551 | 3.6551 | -4.0514 | -4.0514 | 3944.5179 | 29504.9939 |  | 0
2005-08-06 | 0.0016667 | 4.1921 | 3.6551 | 3.6551 | -6.1474 | -6.1474 | 3938.3705 | 29459.011 |  | 0
2005-08-07 | 0.059167 | 148.8207 | 3.6551 | 3.6551 | 138.4812 | 138.4812 | 4003.7455 | 29948.0163 |  | 66.4216
2005-08-08 | 0 | 0 | 0 | 0 | -6.6845 | -6.6845 | 3997.061 | 29898.0163 |  | 0
2005-08-09 | 0 | 0 | 0 | 0 | -6.6845 | -6.6845 | 3990.3765 | 29848.0162 |  | 0
2005-08-10 | 0 | 0 | 0 | 0 | -6.6845 | -6.6845 | 3983.692 | 29798.0162 |  | 0
2005-08-11 | 0 | 0 | 0 | 0 | -6.6845 | -6.6845 | 3977.0075 | 29748.0161 |  | 0
2005-08-12 | 0 | 0 | 0 | 0 | -6.6845 | -6.6845 | 3970.323 | 29698.016 |  | 0
2005-08-13 | 0.030833 | 77.5545 | 3.6551 | 3.6551 | 67.2149 | 67.2149 | 4003.7455 | 29948.0163 |  | 27.1079
2005-08-14 | 0.0125 | 31.441 | 3.6551 | 3.6551 | 21.1014 | 21.1014 | 4003.7455 | 29948.0163 |  | 14.4169
2005-08-15 | 0.014167 | 35.6331 | 3.6551 | 3.6551 | 25.2936 | 25.2936 | 4003.7455 | 29948.0163 |  | 18.6091
2005-08-16 | 0 | 0 | 0 | 0 | -6.6845 | -6.6845 | 3997.061 | 29898.0163 |  | 0
2005-08-17 | 0.054167 | 136.2443 | 3.6551 | 3.6551 | 125.9048 | 125.9048 | 4003.7455 | 29948.0163 |  | 112.5358
2005-08-18 | 0.0375 | 94.323 | 3.6551 | 3.6551 | 83.9834 | 83.9834 | 4003.7455 | 29948.0163 |  | 77.2989
2005-08-19 | 0 | 0 | 0 | 0 | -6.6845 | -6.6845 | 3997.061 | 29898.0163 |  | 0
2005-08-20 | 0.0025 | 6.2882 | 3.6551 | 3.6551 | -4.0514 | -4.0514 | 3993.0096 | 29867.712 |  | 0
2005-08-21 | 0.011667 | 29.3449 | 3.6551 | 3.6551 | 19.0054 | 19.0054 | 4003.7455 | 29948.0163 |  | 1.585
2005-08-22 | 0 | 0 | 0 | 0 | -6.6845 | -6.6845 | 3997.061 | 29898.0163 |  | 0
2005-08-23 | 0.023333 | 58.6899 | 3.6551 | 3.6551 | 48.3503 | 48.3503 | 4003.7455 | 29948.0163 |  | 34.9813
2005-08-24 | 0 | 0 | 0 | 0 | -6.6845 | -6.6845 | 3997.061 | 29898.0163 |  | 0
2005-08-25 | 0 | 0 | 0 | 0 | -6.6845 | -6.6845 | 3990.3765 | 29848.0162 |  | 0
2005-08-26 | 0 | 0 | 0 | 0 | -6.6845 | -6.6845 | 3983.692 | 29798.0162 |  | 0
2005-08-27 | 0 | 0 | 0 | 0 | -6.6845 | -6.6845 | 3977.0075 | 29748.0161 |  | 0
2005-08-28 | 0 | 0 | 0 | 0 | -6.6845 | -6.6845 | 3970.323 | 29698.016 |  | 0
2005-08-29 | 0 | 0 | 0 | 0 | -6.6845 | -6.6845 | 3963.6385 | 29648.016 |  | 0
2005-08-30 | 0 | 0 | 0 | 0 | -6.6845 | -6.6845 | 3956.954 | 29598.0159 |  | 0
2005-08-31 | 0 | 0 | 0 | 0 | -6.6845 | -6.6845 | 3950.2695 | 29548.0159 |  | 0
2005-09-01 | 0.041667 | 104.8033 | 3.6551 | 3.6551 | 94.4638 | 94.4638 | 4003.7455 | 29948.0163 |  | 34.3033
2005-09-02 | 0 | 0 | 0 | 0 | -6.6845 | -6.6845 | 3997.061 | 29898.0163 |  | 0
2005-09-03 | 0.044167 | 111.0915 | 3.6551 | 3.6551 | 100.752 | 100.752 | 4003.7455 | 29948.0163 |  | 87.383
2005-09-04 | 0.05 | 125.764 | 3.6551 | 3.6551 | 115.4244 | 115.4244 | 4003.7455 | 29948.0163 |  | 108.7399
2005-09-05 | 0.04 | 100.6112 | 3.6551 | 3.6551 | 90.2716 | 90.2716 | 4003.7455 | 29948.0163 |  | 83.5871
2005-09-06 | 0.0175 | 44.0174 | 3.6551 | 3.6551 | 33.6778 | 33.6778 | 4003.7455 | 29948.0163 |  | 26.9933
2005-09-07 | 0 | 0 | 0 | 0 | -6.6845 | -6.6845 | 3997.061 | 29898.0163 |  | 0
2005-09-08 | 0 | 0 | 0 | 0 | -6.6845 | -6.6845 | 3990.3765 | 29848.0162 |  | 0
2005-09-09 | 0 | 0 | 0 | 0 | -6.6845 | -6.6845 | 3983.692 | 29798.0162 |  | 0
2005-09-10 | 0.051667 | 129.9561 | 3.6551 | 3.6551 | 119.6166 | 119.6166 | 4003.7455 | 29948.0163 |  | 92.8786
2005-09-11 | 0.070833 | 178.1657 | 3.6551 | 3.6551 | 167.8261 | 167.8261 | 4003.7455 | 29948.0163 |  | 161.1416
2005-09-12 | 0.0025 | 6.2882 | 3.6551 | 3.6551 | -4.0514 | -4.0514 | 3999.6941 | 29917.712 |  | 0
2005-09-13 | 0 | 0 | 0 | 0 | -6.6845 | -6.6845 | 3993.0096 | 29867.712 |  | 0
2005-09-14 | 0 | 0 | 0 | 0 | -6.6845 | -6.6845 | 3986.3251 | 29817.7119 |  | 0
2005-09-15 | 0 | 0 | 0 | 0 | -6.6845 | -6.6845 | 3979.6406 | 29767.7118 |  | 0
2005-09-16 | 0 | 0 | 0 | 0 | -6.6845 | -6.6845 | 3972.9561 | 29717.7118 |  | 0
2005-09-17 | 0 | 0 | 0 | 0 | -6.6845 | -6.6845 | 3966.2716 | 29667.7117 |  | 0
2005-09-18 | 0 | 0 | 0 | 0 | -6.6845 | -6.6845 | 3959.5871 | 29617.7117 |  | 0
2005-09-19 | 0 | 0 | 0 | 0 | -6.6845 | -6.6845 | 3952.9026 | 29567.7116 |  | 0
2005-09-20 | 0 | 0 | 0 | 0 | -6.6845 | -6.6845 | 3946.2181 | 29517.7115 |  | 0
2005-09-21 | 0 | 0 | 0 | 0 | -6.6845 | -6.6845 | 3939.5336 | 29467.7115 |  | 0
2005-09-22 | 0 | 0 | 0 | 0 | -6.6845 | -6.6845 | 3932.8491 | 29417.7114 |  | 0
2005-09-23 | 0 | 0 | 0 | 0 | -6.6845 | -6.6845 | 3926.1646 | 29367.7114 |  | 0
2005-09-24 | 0 | 0 | 0 | 0 | -6.6845 | -6.6845 | 3919.4801 | 29317.7113 |  | 0
2005-09-25 | 0 | 0 | 0 | 0 | -6.6845 | -6.6845 | 3912.7956 | 29267.7112 |  | 0
2005-09-26 | 0 | 0 | 0 | 0 | -6.6845 | -6.6845 | 3906.1111 | 29217.7112 |  | 0
2005-09-27 | 0 | 0 | 0 | 0 | -6.6845 | -6.6845 | 3899.4266 | 29167.7111 |  | 0
2005-09-28 | 0 | 0 | 0 | 0 | -6.6845 | -6.6845 | 3892.7421 | 29117.7111 |  | 0
2005-09-29 | 0 | 0 | 0 | 0 | -6.6845 | -6.6845 | 3886.0576 | 29067.711 |  | 0
2005-09-30 | 0 | 0 | 0 | 0 | -6.6845 | -6.6845 | 3879.3731 | 29017.7109 |  | 0
2005-10-01 | 0 | 0 | 0 | 0 | -6.6845 | -6.6845 | 3872.6886 | 28967.7109 |  | 0
2005-10-02 | 0 | 0 | 0 | 0 | -6.6845 | -6.6845 | 3866.0041 | 28917.7108 |  | 0
2005-10-03 | 0 | 0 | 0 | 0 | -6.6845 | -6.6845 | 3859.3196 | 28867.7108 |  | 0
2005-10-04 | 0 | 0 | 0 | 0 | -6.6845 | -6.6845 | 3852.6351 | 28817.7107 |  | 0
2005-10-05 | 0 | 0 | 0 | 0 | -6.6845 | -6.6845 | 3845.9506 | 28767.7106 |  | 0
2005-10-06 | 0.075 | 188.646 | 3.6551 | 3.6551 | 178.3064 | 178.3064 | 4003.7455 | 29948.0163 |  | 13.827
2005-10-07 | 0 | 0 | 0 | 0 | -6.6845 | -6.6845 | 3997.061 | 29898.0163 |  | 0
2005-10-08 | 0 | 0 | 0 | 0 | -6.6845 | -6.6845 | 3990.3765 | 29848.0162 |  | 0
2005-10-09 | 0.0225 | 56.5938 | 3.6551 | 3.6551 | 46.2542 | 46.2542 | 4003.7455 | 29948.0163 |  | 26.2007
2005-10-10 | 0.0058333 | 14.6725 | 3.6551 | 3.6551 | 4.3329 | 4.3329 | 4008.0784 | 29980.4263 |  | 0
2005-10-11 | 0 | 0 | 0 | 0 | -6.6845 | -6.6845 | 4001.3939 | 29930.4263 |  | 0
2005-10-12 | 0 | 0 | 0 | 0 | -6.6845 | -6.6845 | 3994.7094 | 29880.4262 |  | 0
2005-10-13 | 0.175 | 440.174 | 3.6551 | 3.6551 | 429.8344 | 429.8344 | 4003.7455 | 29948.0163 |  | 414.1138
2005-10-14 | 0.083333 | 209.6067 | 3.6551 | 3.6551 | 199.2671 | 199.2671 | 4003.7455 | 29948.0163 |  | 192.5826
2005-10-15 | 0.033333 | 83.8427 | 3.6551 | 3.6551 | 73.5031 | 73.5031 | 4003.7455 | 29948.0163 |  | 66.8186
2005-10-16 | 0.011667 | 29.3449 | 3.6551 | 3.6551 | 19.0054 | 19.0054 | 4003.7455 | 29948.0163 |  | 12.3209
2005-10-17 | 0 | 0 | 0 | 0 | -6.6845 | -6.6845 | 3997.061 | 29898.0163 |  | 0
2005-10-18 | 0 | 0 | 0 | 0 | -6.6845 | -6.6845 | 3990.3765 | 29848.0162 |  | 0
2005-10-19 | 0 | 0 | 0 | 0 | -6.6845 | -6.6845 | 3983.692 | 29798.0162 |  | 0
2005-10-20 | 0 | 0 | 0 | 0 | -6.6845 | -6.6845 | 3977.0075 | 29748.0161 |  | 0
2005-10-21 | 0 | 0 | 0 | 0 | -6.6845 | -6.6845 | 3970.323 | 29698.016 |  | 0
2005-10-22 | 0 | 0 | 0 | 0 | -6.6845 | -6.6845 | 3963.6385 | 29648.016 |  | 0
2005-10-23 | 0 | 0 | 0 | 0 | -6.6845 | -6.6845 | 3956.954 | 29598.0159 |  | 0
2005-10-24 | 0 | 0 | 0 | 0 | -6.6845 | -6.6845 | 3950.2695 | 29548.0159 |  | 0
2005-10-25 | 0 | 0 | 0 | 0 | -6.6845 | -6.6845 | 3943.585 | 29498.0158 |  | 0
2005-10-26 | 0 | 0 | 0 | 0 | -6.6845 | -6.6845 | 3936.9005 | 29448.0157 |  | 0
2005-10-27 | 0 | 0 | 0 | 0 | -6.6845 | -6.6845 | 3930.216 | 29398.0157 |  | 0
2005-10-28 | 0 | 0 | 0 | 0 | -6.6845 | -6.6845 | 3923.5315 | 29348.0156 |  | 0
2005-10-29 | 0 | 0 | 0 | 0 | -6.6845 | -6.6845 | 3916.847 | 29298.0156 |  | 0
2005-10-30 | 0 | 0 | 0 | 0 | -6.6845 | -6.6845 | 3910.1625 | 29248.0155 |  | 0
2005-10-31 | 0 | 0 | 0 | 0 | -6.6845 | -6.6845 | 3903.478 | 29198.0154 |  | 0
2005-11-01 | 0 | 0 | 0 | 0 | -6.6845 | -6.6845 | 3896.7935 | 29148.0154 |  | 0
2005-11-02 | 0 | 0 | 0 | 0 | -6.6845 | -6.6845 | 3890.109 | 29098.0153 |  | 0
2005-11-03 | 0 | 0 | 0 | 0 | -6.6845 | -6.6845 | 3883.4245 | 29048.0153 |  | 0
2005-11-04 | 0 | 0 | 0 | 0 | -6.6845 | -6.6845 | 3876.74 | 28998.0152 |  | 0
2005-11-05 | 0 | 0 | 0 | 0 | -6.6845 | -6.6845 | 3870.0555 | 28948.0151 |  | 0
2005-11-06 | 0 | 0 | 0 | 0 | -6.6845 | -6.6845 | 3863.371 | 28898.0151 |  | 0
2005-11-07 | 0 | 0 | 0 | 0 | -6.6845 | -6.6845 | 3856.6865 | 28848.015 |  | 0
2005-11-08 | 0 | 0 | 0 | 0 | -6.6845 | -6.6845 | 3850.002 | 28798.015 |  | 0
2005-11-09 | 0 | 0 | 0 | 0 | -6.6845 | -6.6845 | 3843.3175 | 28748.0149 |  | 0
2005-11-10 | 0 | 0 | 0 | 0 | -6.6845 | -6.6845 | 3836.633 | 28698.0148 |  | 0
2005-11-11 | 0 | 0 | 0 | 0 | -6.6845 | -6.6845 | 3829.9485 | 28648.0148 |  | 0
2005-11-12 | 0 | 0 | 0 | 0 | -6.6845 | -6.6845 | 3823.264 | 28598.0147 |  | 0
2005-11-13 | 0 | 0 | 0 | 0 | -6.6845 | -6.6845 | 3816.5795 | 28548.0147 |  | 0
2005-11-14 | 0 | 0 | 0 | 0 | -6.6845 | -6.6845 | 3809.895 | 28498.0146 |  | 0
2005-11-15 | 0 | 0 | 0 | 0 | -6.6845 | -6.6845 | 3803.2105 | 28448.0145 |  | 0
2005-11-16 | 0 | 0 | 0 | 0 | -6.6845 | -6.6845 | 3796.526 | 28398.0145 |  | 0
2005-11-17 | 0 | 0 | 0 | 0 | -6.6845 | -6.6845 | 3789.8415 | 28348.0144 |  | 0
2005-11-18 | 0 | 0 | 0 | 0 | -6.6845 | -6.6845 | 3783.157 | 28298.0144 |  | 0
2005-11-19 | 0 | 0 | 0 | 0 | -6.6845 | -6.6845 | 3776.4725 | 28248.0143 |  | 0
2005-11-20 | 0 | 0 | 0 | 0 | -6.6845 | -6.6845 | 3769.788 | 28198.0142 |  | 0
2005-11-21 | 0 | 0 | 0 | 0 | -6.6845 | -6.6845 | 3763.1035 | 28148.0142 |  | 0
2005-11-22 | 0 | 0 | 0 | 0 | -6.6845 | -6.6845 | 3756.419 | 28098.0141 |  | 0
2005-11-23 | 0 | 0 | 0 | 0 | -6.6845 | -6.6845 | 3749.7345 | 28048.0141 |  | 0
2005-11-24 | 0 | 0 | 0 | 0 | -6.6845 | -6.6845 | 3743.05 | 27998.014 |  | 0
2005-11-25 | 0 | 0 | 0 | 0 | -6.6845 | -6.6845 | 3736.3655 | 27948.0139 |  | 0
2005-11-26 | 0 | 0 | 0 | 0 | -6.6845 | -6.6845 | 3729.681 | 27898.0139 |  | 0
2005-11-27 | 0 | 0 | 0 | 0 | -6.6845 | -6.6845 | 3722.9965 | 27848.0138 |  | 0
2005-11-28 | 0 | 0 | 0 | 0 | -6.6845 | -6.6845 | 3716.312 | 27798.0138 |  | 0
2005-11-29 | 0 | 0 | 0 | 0 | -6.6845 | -6.6845 | 3709.6275 | 27748.0137 |  | 0
2005-11-30 | 0 | 0 | 0 | 0 | -6.6845 | -6.6845 | 3702.943 | 27698.0136 |  | 0
2005-12-01 | 0 | 0 | 0 | 0 | -6.6845 | -6.6845 | 3696.2585 | 27648.0136 |  | 0
2005-12-02 | 0 | 0 | 0 | 0 | -6.6845 | -6.6845 | 3689.574 | 27598.0135 |  | 0
2005-12-03 | 0 | 0 | 0 | 0 | -6.6845 | -6.6845 | 3682.8895 | 27548.0135 |  | 0
2005-12-04 | 0 | 0 | 0 | 0 | -6.6845 | -6.6845 | 3676.205 | 27498.0134 |  | 0
2005-12-05 | 0 | 0 | 0 | 0 | -6.6845 | -6.6845 | 3669.5205 | 27448.0133 |  | 0
2005-12-06 | 0 | 0 | 0 | 0 | -6.6845 | -6.6845 | 3662.836 | 27398.0133 |  | 0
2005-12-07 | 0 | 0 | 0 | 0 | -6.6845 | -6.6845 | 3656.1515 | 27348.0132 |  | 0
2005-12-08 | 0 | 0 | 0 | 0 | -6.6845 | -6.6845 | 3649.467 | 27298.0132 |  | 0
2005-12-09 | 0 | 0 | 0 | 0 | -6.6845 | -6.6845 | 3642.7825 | 27248.0131 |  | 0
2005-12-10 | 0 | 0 | 0 | 0 | -6.6845 | -6.6845 | 3636.098 | 27198.013 |  | 0
2005-12-11 | 0 | 0 | 0 | 0 | -6.6845 | -6.6845 | 3629.4135 | 27148.013 |  | 0
2005-12-12 | 0 | 0 | 0 | 0 | -6.6845 | -6.6845 | 3622.729 | 27098.0129 |  | 0
2005-12-13 | 0 | 0 | 0 | 0 | -6.6845 | -6.6845 | 3616.0445 | 27048.0129 |  | 0
2005-12-14 | 0.0025 | 6.2882 | 3.6551 | 3.6551 | -4.0514 | -4.0514 | 3611.9931 | 27017.7085 |  | 0
2005-12-15 | 0 | 0 | 0 | 0 | -6.6845 | -6.6845 | 3605.3086 | 26967.7085 |  | 0
2005-12-16 | 0.0041667 | 10.4803 | 3.6551 | 3.6551 | 0.14075 | 0.14075 | 3605.4494 | 26968.7613 |  | 0
2005-12-17 | 0 | 0 | 0 | 0 | -6.6845 | -6.6845 | 3598.7649 | 26918.7612 |  | 0
2005-12-18 | 0 | 0 | 0 | 0 | -6.6845 | -6.6845 | 3592.0804 | 26868.7612 |  | 0
2005-12-19 | 0 | 0 | 0 | 0 | -6.6845 | -6.6845 | 3585.3959 | 26818.7611 |  | 0
2005-12-20 | 0 | 0 | 0 | 0 | -6.6845 | -6.6845 | 3578.7114 | 26768.7611 |  | 0
2005-12-21 | 0 | 0 | 0 | 0 | -6.6845 | -6.6845 | 3572.0269 | 26718.761 |  | 0
2005-12-22 | 0 | 0 | 0 | 0 | -6.6845 | -6.6845 | 3565.3424 | 26668.7609 |  | 0
2005-12-23 | 0 | 0 | 0 | 0 | -6.6845 | -6.6845 | 3558.6579 | 26618.7609 |  | 0
2005-12-24 | 0 | 0 | 0 | 0 | -6.6845 | -6.6845 | 3551.9734 | 26568.7608 |  | 0
2005-12-25 | 0 | 0 | 0 | 0 | -6.6845 | -6.6845 | 3545.2889 | 26518.7608 |  | 0
2005-12-26 | 0 | 0 | 0 | 0 | -6.6845 | -6.6845 | 3538.6044 | 26468.7607 |  | 0
2005-12-27 | 0 | 0 | 0 | 0 | -6.6845 | -6.6845 | 3531.9199 | 26418.7606 |  | 0
2005-12-28 | 0 | 0 | 0 | 0 | -6.6845 | -6.6845 | 3525.2354 | 26368.7606 |  | 0
2005-12-29 | 0 | 0 | 0 | 0 | -6.6845 | -6.6845 | 3518.5509 | 26318.7605 |  | 0
2005-12-30 | 0 | 0 | 0 | 0 | -6.6845 | -6.6845 | 3511.8664 | 26268.7605 |  | 0
2005-12-31 | 0 | 0 | 0 | 0 | -6.6845 | -6.6845 | 3505.1819 | 26218.7604 |  | 0
2006-01-01 | 0 | 0 | 0 | 0 | -6.6845 | -6.6845 | 3498.4974 | 26168.7603 |  | 0
2006-01-02 | 0 | 0 | 0 | 0 | -6.6845 | -6.6845 | 3491.8129 | 26118.7603 |  | 0
2006-01-03 | 0 | 0 | 0 | 0 | -6.6845 | -6.6845 | 3485.1284 | 26068.7602 |  | 0
2006-01-04 | 0 | 0 | 0 | 0 | -6.6845 | -6.6845 | 3478.4439 | 26018.7602 |  | 0
2006-01-05 | 0 | 0 | 0 | 0 | -6.6845 | -6.6845 | 3471.7594 | 25968.7601 |  | 0
2006-01-06 | 0 | 0 | 0 | 0 | -6.6845 | -6.6845 | 3465.0749 | 25918.76 |  | 0
2006-01-07 | 0 | 0 | 0 | 0 | -6.6845 | -6.6845 | 3458.3904 | 25868.76 |  | 0
2006-01-08 | 0 | 0 | 0 | 0 | -6.6845 | -6.6845 | 3451.7059 | 25818.7599 |  | 0
2006-01-09 | 0 | 0 | 0 | 0 | -6.6845 | -6.6845 | 3445.0214 | 25768.7599 |  | 0
2006-01-10 | 0 | 0 | 0 | 0 | -6.6845 | -6.6845 | 3438.3369 | 25718.7598 |  | 0
2006-01-11 | 0 | 0 | 0 | 0 | -6.6845 | -6.6845 | 3431.6524 | 25668.7597 |  | 0
2006-01-12 | 0 | 0 | 0 | 0 | -6.6845 | -6.6845 | 3424.9679 | 25618.7597 |  | 0
2006-01-13 | 0 | 0 | 0 | 0 | -6.6845 | -6.6845 | 3418.2834 | 25568.7596 |  | 0
2006-01-14 | 0 | 0 | 0 | 0 | -6.6845 | -6.6845 | 3411.5989 | 25518.7596 |  | 0
2006-01-15 | 0 | 0 | 0 | 0 | -6.6845 | -6.6845 | 3404.9144 | 25468.7595 |  | 0
2006-01-16 | 0 | 0 | 0 | 0 | -6.6845 | -6.6845 | 3398.2299 | 25418.7594 |  | 0
2006-01-17 | 0 | 0 | 0 | 0 | -6.6845 | -6.6845 | 3391.5454 | 25368.7594 |  | 0
2006-01-18 | 0 | 0 | 0 | 0 | -6.6845 | -6.6845 | 3384.8609 | 25318.7593 |  | 0
2006-01-19 | 0 | 0 | 0 | 0 | -6.6845 | -6.6845 | 3378.1764 | 25268.7593 |  | 0
2006-01-20 | 0 | 0 | 0 | 0 | -6.6845 | -6.6845 | 3371.4919 | 25218.7592 |  | 0
2006-01-21 | 0 | 0 | 0 | 0 | -6.6845 | -6.6845 | 3364.8074 | 25168.7591 |  | 0
2006-01-22 | 0 | 0 | 0 | 0 | -6.6845 | -6.6845 | 3358.1229 | 25118.7591 |  | 0
2006-01-23 | 0 | 0 | 0 | 0 | -6.6845 | -6.6845 | 3351.4384 | 25068.759 |  | 0
2006-01-24 | 0 | 0 | 0 | 0 | -6.6845 | -6.6845 | 3344.7539 | 25018.759 |  | 0
2006-01-25 | 0 | 0 | 0 | 0 | -6.6845 | -6.6845 | 3338.0694 | 24968.7589 |  | 0
2006-01-26 | 0 | 0 | 0 | 0 | -6.6845 | -6.6845 | 3331.3849 | 24918.7588 |  | 0
2006-01-27 | 0 | 0 | 0 | 0 | -6.6845 | -6.6845 | 3324.7004 | 24868.7588 |  | 0
2006-01-28 | 0 | 0 | 0 | 0 | -6.6845 | -6.6845 | 3318.0159 | 24818.7587 |  | 0
2006-01-29 | 0 | 0 | 0 | 0 | -6.6845 | -6.6845 | 3311.3314 | 24768.7587 |  | 0
2006-01-30 | 0 | 0 | 0 | 0 | -6.6845 | -6.6845 | 3304.6469 | 24718.7586 |  | 0
2006-01-31 | 0 | 0 | 0 | 0 | -6.6845 | -6.6845 | 3297.9624 | 24668.7585 |  | 0
2006-02-01 | 0 | 0 | 0 | 0 | -6.6845 | -6.6845 | 3291.2779 | 24618.7585 |  | 0
2006-02-02 | 0 | 0 | 0 | 0 | -6.6845 | -6.6845 | 3284.5934 | 24568.7584 |  | 0
2006-02-03 | 0 | 0 | 0 | 0 | -6.6845 | -6.6845 | 3277.9089 | 24518.7584 |  | 0
2006-02-04 | 0 | 0 | 0 | 0 | -6.6845 | -6.6845 | 3271.2244 | 24468.7583 |  | 0
2006-02-05 | 0 | 0 | 0 | 0 | -6.6845 | -6.6845 | 3264.5399 | 24418.7582 |  | 0
2006-02-06 | 0 | 0 | 0 | 0 | -6.6845 | -6.6845 | 3257.8554 | 24368.7582 |  | 0
2006-02-07 | 0 | 0 | 0 | 0 | -6.6845 | -6.6845 | 3251.1709 | 24318.7581 |  | 0
2006-02-08 | 0 | 0 | 0 | 0 | -6.6845 | -6.6845 | 3244.4864 | 24268.7581 |  | 0
2006-02-09 | 0 | 0 | 0 | 0 | -6.6845 | -6.6845 | 3237.8019 | 24218.758 |  | 0
2006-02-10 | 0 | 0 | 0 | 0 | -6.6845 | -6.6845 | 3231.1174 | 24168.7579 |  | 0
2006-02-11 | 0 | 0 | 0 | 0 | -6.6845 | -6.6845 | 3224.4329 | 24118.7579 |  | 0
2006-02-12 | 0 | 0 | 0 | 0 | -6.6845 | -6.6845 | 3217.7484 | 24068.7578 |  | 0
2006-02-13 | 0 | 0 | 0 | 0 | -6.6845 | -6.6845 | 3211.0639 | 24018.7578 |  | 0
2006-02-14 | 0 | 0 | 0 | 0 | -6.6845 | -6.6845 | 3204.3794 | 23968.7577 |  | 0
2006-02-15 | 0 | 0 | 0 | 0 | -6.6845 | -6.6845 | 3197.6949 | 23918.7576 |  | 0
2006-02-16 | 0 | 0 | 0 | 0 | -6.6845 | -6.6845 | 3191.0104 | 23868.7576 |  | 0
2006-02-17 | 0 | 0 | 0 | 0 | -6.6845 | -6.6845 | 3184.3259 | 23818.7575 |  | 0
2006-02-18 | 0 | 0 | 0 | 0 | -6.6845 | -6.6845 | 3177.6414 | 23768.7575 |  | 0
2006-02-19 | 0 | 0 | 0 | 0 | -6.6845 | -6.6845 | 3170.9569 | 23718.7574 |  | 0
2006-02-20 | 0 | 0 | 0 | 0 | -6.6845 | -6.6845 | 3164.2724 | 23668.7573 |  | 0
2006-02-21 | 0 | 0 | 0 | 0 | -6.6845 | -6.6845 | 3157.5879 | 23618.7573 |  | 0
2006-02-22 | 0 | 0 | 0 | 0 | -6.6845 | -6.6845 | 3150.9034 | 23568.7572 |  | 0
2006-02-23 | 0 | 0 | 0 | 0 | -6.6845 | -6.6845 | 3144.2189 | 23518.7572 |  | 0
2006-02-24 | 0 | 0 | 0 | 0 | -6.6845 | -6.6845 | 3137.5344 | 23468.7571 |  | 0
2006-02-25 | 0 | 0 | 0 | 0 | -6.6845 | -6.6845 | 3130.8499 | 23418.757 |  | 0
2006-02-26 | 0 | 0 | 0 | 0 | -6.6845 | -6.6845 | 3124.1654 | 23368.757 |  | 0
2006-02-27 | 0 | 0 | 0 | 0 | -6.6845 | -6.6845 | 3117.4809 | 23318.7569 |  | 0
2006-02-28 | 0 | 0 | 0 | 0 | -6.6845 | -6.6845 | 3110.7964 | 23268.7569 |  | 0
2006-03-01 | 0 | 0 | 0 | 0 | -6.6845 | -6.6845 | 3104.1119 | 23218.7568 |  | 0
2006-03-02 | 0 | 0 | 0 | 0 | -6.6845 | -6.6845 | 3097.4274 | 23168.7567 |  | 0
2006-03-03 | 0 | 0 | 0 | 0 | -6.6845 | -6.6845 | 3090.7429 | 23118.7567 |  | 0
2006-03-04 | 0 | 0 | 0 | 0 | -6.6845 | -6.6845 | 3084.0584 | 23068.7566 |  | 0
2006-03-05 | 0 | 0 | 0 | 0 | -6.6845 | -6.6845 | 3077.3739 | 23018.7566 |  | 0
2006-03-06 | 0 | 0 | 0 | 0 | -6.6845 | -6.6845 | 3070.6894 | 22968.7565 |  | 0
2006-03-07 | 0 | 0 | 0 | 0 | -6.6845 | -6.6845 | 3064.0049 | 22918.7564 |  | 0
2006-03-08 | 0 | 0 | 0 | 0 | -6.6845 | -6.6845 | 3057.3204 | 22868.7564 |  | 0
2006-03-09 | 0 | 0 | 0 | 0 | -6.6845 | -6.6845 | 3050.6359 | 22818.7563 |  | 0
2006-03-10 | 0 | 0 | 0 | 0 | -6.6845 | -6.6845 | 3043.9514 | 22768.7563 |  | 0
2006-03-11 | 0 | 0 | 0 | 0 | -6.6845 | -6.6845 | 3037.2669 | 22718.7562 |  | 0
2006-03-12 | 0 | 0 | 0 | 0 | -6.6845 | -6.6845 | 3030.5824 | 22668.7561 |  | 0
2006-03-13 | 0 | 0 | 0 | 0 | -6.6845 | -6.6845 | 3023.8979 | 22618.7561 |  | 0
2006-03-14 | 0 | 0 | 0 | 0 | -6.6845 | -6.6845 | 3017.2134 | 22568.756 |  | 0
2006-03-15 | 0 | 0 | 0 | 0 | -6.6845 | -6.6845 | 3010.5289 | 22518.756 |  | 0
2006-03-16 | 0 | 0 | 0 | 0 | -6.6845 | -6.6845 | 3003.8444 | 22468.7559 |  | 0
2006-03-17 | 0 | 0 | 0 | 0 | -6.6845 | -6.6845 | 2997.1599 | 22418.7558 |  | 0
2006-03-18 | 0 | 0 | 0 | 0 | -6.6845 | -6.6845 | 2990.4754 | 22368.7558 |  | 0
2006-03-19 | 0.005 | 12.5764 | 3.6551 | 3.6551 | 2.2368 | 2.2368 | 2992.7122 | 22385.4872 |  | 0
2006-03-20 | 0 | 0 | 0 | 0 | -6.6845 | -6.6845 | 2986.0277 | 22335.4871 |  | 0
2006-03-21 | 0 | 0 | 0 | 0 | -6.6845 | -6.6845 | 2979.3432 | 22285.4871 |  | 0
2006-03-22 | 0 | 0 | 0 | 0 | -6.6845 | -6.6845 | 2972.6587 | 22235.487 |  | 0
2006-03-23 | 0 | 0 | 0 | 0 | -6.6845 | -6.6845 | 2965.9742 | 22185.487 |  | 0
2006-03-24 | 0 | 0 | 0 | 0 | -6.6845 | -6.6845 | 2959.2897 | 22135.4869 |  | 0
2006-03-25 | 0 | 0 | 0 | 0 | -6.6845 | -6.6845 | 2952.6052 | 22085.4868 |  | 0
2006-03-26 | 0 | 0 | 0 | 0 | -6.6845 | -6.6845 | 2945.9207 | 22035.4868 |  | 0
2006-03-27 | 0 | 0 | 0 | 0 | -6.6845 | -6.6845 | 2939.2362 | 21985.4867 |  | 0
2006-03-28 | 0 | 0 | 0 | 0 | -6.6845 | -6.6845 | 2932.5517 | 21935.4867 |  | 0
2006-03-29 | 0 | 0 | 0 | 0 | -6.6845 | -6.6845 | 2925.8672 | 21885.4866 |  | 0
2006-03-30 | 0 | 0 | 0 | 0 | -6.6845 | -6.6845 | 2919.1827 | 21835.4865 |  | 0
2006-03-31 | 0 | 0 | 0 | 0 | -6.6845 | -6.6845 | 2912.4982 | 21785.4865 |  | 0
2006-04-01 | 0 | 0 | 0 | 0 | -6.6845 | -6.6845 | 2905.8137 | 21735.4864 |  | 0
2006-04-02 | 0 | 0 | 0 | 0 | -6.6845 | -6.6845 | 2899.1292 | 21685.4864 |  | 0
2006-04-03 | 0 | 0 | 0 | 0 | -6.6845 | -6.6845 | 2892.4447 | 21635.4863 |  | 0
2006-04-04 | 0 | 0 | 0 | 0 | -6.6845 | -6.6845 | 2885.7602 | 21585.4862 |  | 0
2006-04-05 | 0 | 0 | 0 | 0 | -6.6845 | -6.6845 | 2879.0757 | 21535.4862 |  | 0
2006-04-06 | 0 | 0 | 0 | 0 | -6.6845 | -6.6845 | 2872.3912 | 21485.4861 |  | 0
2006-04-07 | 0 | 0 | 0 | 0 | -6.6845 | -6.6845 | 2865.7067 | 21435.4861 |  | 0
2006-04-08 | 0 | 0 | 0 | 0 | -6.6845 | -6.6845 | 2859.0222 | 21385.486 |  | 0
2006-04-09 | 0 | 0 | 0 | 0 | -6.6845 | -6.6845 | 2852.3377 | 21335.4859 |  | 0
2006-04-10 | 0 | 0 | 0 | 0 | -6.6845 | -6.6845 | 2845.6532 | 21285.4859 |  | 0
2006-04-11 | 0 | 0 | 0 | 0 | -6.6845 | -6.6845 | 2838.9687 | 21235.4858 |  | 0
2006-04-12 | 0 | 0 | 0 | 0 | -6.6845 | -6.6845 | 2832.2842 | 21185.4858 |  | 0
2006-04-13 | 0 | 0 | 0 | 0 | -6.6845 | -6.6845 | 2825.5997 | 21135.4857 |  | 0
2006-04-14 | 0 | 0 | 0 | 0 | -6.6845 | -6.6845 | 2818.9152 | 21085.4856 |  | 0
2006-04-15 | 0 | 0 | 0 | 0 | -6.6845 | -6.6845 | 2812.2307 | 21035.4856 |  | 0
2006-04-16 | 0 | 0 | 0 | 0 | -6.6845 | -6.6845 | 2805.5462 | 20985.4855 |  | 0
2006-04-17 | 0 | 0 | 0 | 0 | -6.6845 | -6.6845 | 2798.8617 | 20935.4855 |  | 0
2006-04-18 | 0 | 0 | 0 | 0 | -6.6845 | -6.6845 | 2792.1772 | 20885.4854 |  | 0
2006-04-19 | 0 | 0 | 0 | 0 | -6.6845 | -6.6845 | 2785.4927 | 20835.4853 |  | 0
2006-04-20 | 0 | 0 | 0 | 0 | -6.6845 | -6.6845 | 2778.8082 | 20785.4853 |  | 0
2006-04-21 | 0 | 0 | 0 | 0 | -6.6845 | -6.6845 | 2772.1237 | 20735.4852 |  | 0
2006-04-22 | 0 | 0 | 0 | 0 | -6.6845 | -6.6845 | 2765.4392 | 20685.4852 |  | 0
2006-04-23 | 0 | 0 | 0 | 0 | -6.6845 | -6.6845 | 2758.7547 | 20635.4851 |  | 0
2006-04-24 | 0 | 0 | 0 | 0 | -6.6845 | -6.6845 | 2752.0702 | 20585.485 |  | 0
2006-04-25 | 0 | 0 | 0 | 0 | -6.6845 | -6.6845 | 2745.3857 | 20535.485 |  | 0
2006-04-26 | 0 | 0 | 0 | 0 | -6.6845 | -6.6845 | 2738.7012 | 20485.4849 |  | 0
2006-04-27 | 0 | 0 | 0 | 0 | -6.6845 | -6.6845 | 2732.0167 | 20435.4849 |  | 0
2006-04-28 | 0 | 0 | 0 | 0 | -6.6845 | -6.6845 | 2725.3322 | 20385.4848 |  | 0
2006-04-29 | 0 | 0 | 0 | 0 | -6.6845 | -6.6845 | 2718.6477 | 20335.4847 |  | 0
2006-04-30 | 0 | 0 | 0 | 0 | -6.6845 | -6.6845 | 2711.9632 | 20285.4847 |  | 0
2006-05-01 | 0 | 0 | 0 | 0 | -6.6845 | -6.6845 | 2705.2787 | 20235.4846 |  | 0
2006-05-02 | 0 | 0 | 0 | 0 | -6.6845 | -6.6845 | 2698.5942 | 20185.4846 |  | 0
2006-05-03 | 0 | 0 | 0 | 0 | -6.6845 | -6.6845 | 2691.9097 | 20135.4845 |  | 0
2006-05-04 | 0 | 0 | 0 | 0 | -6.6845 | -6.6845 | 2685.2252 | 20085.4844 |  | 0
2006-05-05 | 0 | 0 | 0 | 0 | -6.6845 | -6.6845 | 2678.5407 | 20035.4844 |  | 0
2006-05-06 | 0 | 0 | 0 | 0 | -6.6845 | -6.6845 | 2671.8562 | 19985.4843 |  | 0
2006-05-07 | 0 | 0 | 0 | 0 | -6.6845 | -6.6845 | 2665.1717 | 19935.4843 |  | 0
2006-05-08 | 0 | 0 | 0 | 0 | -6.6845 | -6.6845 | 2658.4872 | 19885.4842 |  | 0
2006-05-09 | 0 | 0 | 0 | 0 | -6.6845 | -6.6845 | 2651.8027 | 19835.4841 |  | 0
2006-05-10 | 0 | 0 | 0 | 0 | -6.6845 | -6.6845 | 2645.1182 | 19785.4841 |  | 0
2006-05-11 | 0 | 0 | 0 | 0 | -6.6845 | -6.6845 | 2638.4337 | 19735.484 |  | 0
2006-05-12 | 0 | 0 | 0 | 0 | -6.6845 | -6.6845 | 2631.7492 | 19685.484 |  | 0
2006-05-13 | 0 | 0 | 0 | 0 | -6.6845 | -6.6845 | 2625.0647 | 19635.4839 |  | 0
2006-05-14 | 0 | 0 | 0 | 0 | -6.6845 | -6.6845 | 2618.3802 | 19585.4838 |  | 0
2006-05-15 | 0 | 0 | 0 | 0 | -6.6845 | -6.6845 | 2611.6957 | 19535.4838 |  | 0
2006-05-16 | 0 | 0 | 0 | 0 | -6.6845 | -6.6845 | 2605.0112 | 19485.4837 |  | 0
2006-05-17 | 0 | 0 | 0 | 0 | -6.6845 | -6.6845 | 2598.3267 | 19435.4837 |  | 0
2006-05-18 | 0 | 0 | 0 | 0 | -6.6845 | -6.6845 | 2591.6422 | 19385.4836 |  | 0
2006-05-19 | 0 | 0 | 0 | 0 | -6.6845 | -6.6845 | 2584.9577 | 19335.4835 |  | 0
2006-05-20 | 0 | 0 | 0 | 0 | -6.6845 | -6.6845 | 2578.2732 | 19285.4835 |  | 0
2006-05-21 | 0 | 0 | 0 | 0 | -6.6845 | -6.6845 | 2571.5887 | 19235.4834 |  | 0
2006-05-22 | 0 | 0 | 0 | 0 | -6.6845 | -6.6845 | 2564.9042 | 19185.4834 |  | 0
2006-05-23 | 0 | 0 | 0 | 0 | -6.6845 | -6.6845 | 2558.2197 | 19135.4833 |  | 0
2006-05-24 | 0 | 0 | 0 | 0 | -6.6845 | -6.6845 | 2551.5352 | 19085.4832 |  | 0
2006-05-25 | 0 | 0 | 0 | 0 | -6.6845 | -6.6845 | 2544.8507 | 19035.4832 |  | 0
2006-05-26 | 0 | 0 | 0 | 0 | -6.6845 | -6.6845 | 2538.1662 | 18985.4831 |  | 0
2006-05-27 | 0 | 0 | 0 | 0 | -6.6845 | -6.6845 | 2531.4817 | 18935.4831 |  | 0
2006-05-28 | 0 | 0 | 0 | 0 | -6.6845 | -6.6845 | 2524.7972 | 18885.483 |  | 0
2006-05-29 | 0 | 0 | 0 | 0 | -6.6845 | -6.6845 | 2518.1127 | 18835.4829 |  | 0
2006-05-30 | 0 | 0 | 0 | 0 | -6.6845 | -6.6845 | 2511.4282 | 18785.4829 |  | 0
2006-05-31 | 0 | 0 | 0 | 0 | -6.6845 | -6.6845 | 2504.7437 | 18735.4828 |  | 0
2006-06-01 | 0 | 0 | 0 | 0 | -6.6845 | -6.6845 | 2498.0592 | 18685.4828 |  | 0
2006-06-02 | 0 | 0 | 0 | 0 | -6.6845 | -6.6845 | 2491.3747 | 18635.4827 |  | 0
2006-06-03 | 0 | 0 | 0 | 0 | -6.6845 | -6.6845 | 2484.6902 | 18585.4826 |  | 0
2006-06-04 | 0 | 0 | 0 | 0 | -6.6845 | -6.6845 | 2478.0057 | 18535.4826 |  | 0
2006-06-05 | 0 | 0 | 0 | 0 | -6.6845 | -6.6845 | 2471.3212 | 18485.4825 |  | 0
2006-06-06 | 0 | 0 | 0 | 0 | -6.6845 | -6.6845 | 2464.6367 | 18435.4825 |  | 0
2006-06-07 | 0 | 0 | 0 | 0 | -6.6845 | -6.6845 | 2457.9522 | 18385.4824 |  | 0
2006-06-08 | 0 | 0 | 0 | 0 | -6.6845 | -6.6845 | 2451.2677 | 18335.4823 |  | 0
2006-06-09 | 0 | 0 | 0 | 0 | -6.6845 | -6.6845 | 2444.5832 | 18285.4823 |  | 0
2006-06-10 | 0.0033333 | 8.3843 | 3.6551 | 3.6551 | -1.9553 | -1.9553 | 2442.6279 | 18270.8565 |  | 0
2006-06-11 | 0 | 0 | 0 | 0 | -6.6845 | -6.6845 | 2435.9434 | 18220.8565 |  | 0
2006-06-12 | 0 | 0 | 0 | 0 | -6.6845 | -6.6845 | 2429.2589 | 18170.8564 |  | 0
2006-06-13 | 0 | 0 | 0 | 0 | -6.6845 | -6.6845 | 2422.5744 | 18120.8564 |  | 0
2006-06-14 | 0 | 0 | 0 | 0 | -6.6845 | -6.6845 | 2415.8899 | 18070.8563 |  | 0
2006-06-15 | 0 | 0 | 0 | 0 | -6.6845 | -6.6845 | 2409.2054 | 18020.8562 |  | 0
2006-06-16 | 0 | 0 | 0 | 0 | -6.6845 | -6.6845 | 2402.5209 | 17970.8562 |  | 0
2006-06-17 | 0 | 0 | 0 | 0 | -6.6845 | -6.6845 | 2395.8364 | 17920.8561 |  | 0
2006-06-18 | 0 | 0 | 0 | 0 | -6.6845 | -6.6845 | 2389.1519 | 17870.8561 |  | 0
2006-06-19 | 0 | 0 | 0 | 0 | -6.6845 | -6.6845 | 2382.4674 | 17820.856 |  | 0
2006-06-20 | 0 | 0 | 0 | 0 | -6.6845 | -6.6845 | 2375.7829 | 17770.8559 |  | 0
2006-06-21 | 0 | 0 | 0 | 0 | -6.6845 | -6.6845 | 2369.0984 | 17720.8559 |  | 0
2006-06-22 | 0 | 0 | 0 | 0 | -6.6845 | -6.6845 | 2362.4139 | 17670.8558 |  | 0
2006-06-23 | 0 | 0 | 0 | 0 | -6.6845 | -6.6845 | 2355.7294 | 17620.8558 |  | 0
2006-06-24 | 0 | 0 | 0 | 0 | -6.6845 | -6.6845 | 2349.0449 | 17570.8557 |  | 0
2006-06-25 | 0 | 0 | 0 | 0 | -6.6845 | -6.6845 | 2342.3604 | 17520.8556 |  | 0
2006-06-26 | 0 | 0 | 0 | 0 | -6.6845 | -6.6845 | 2335.6759 | 17470.8556 |  | 0
2006-06-27 | 0 | 0 | 0 | 0 | -6.6845 | -6.6845 | 2328.9914 | 17420.8555 |  | 0
2006-06-28 | 0.0175 | 44.0174 | 3.6551 | 3.6551 | 33.6778 | 33.6778 | 2362.6692 | 17672.7656 |  | 0
2006-06-29 | 0.030833 | 77.5545 | 3.6551 | 3.6551 | 67.2149 | 67.2149 | 2429.8841 | 18175.533 |  | 0
2006-06-30 | 0 | 0 | 0 | 0 | -6.6845 | -6.6845 | 2423.1996 | 18125.5329 |  | 0
2006-07-01 | 0 | 0 | 0 | 0 | -6.6845 | -6.6845 | 2416.5151 | 18075.5328 |  | 0
2006-07-02 | 0 | 0 | 0 | 0 | -6.6845 | -6.6845 | 2409.8306 | 18025.5328 |  | 0
2006-07-03 | 0 | 0 | 0 | 0 | -6.6845 | -6.6845 | 2403.1461 | 17975.5327 |  | 0
2006-07-04 | 0 | 0 | 0 | 0 | -6.6845 | -6.6845 | 2396.4616 | 17925.5327 |  | 0
2006-07-05 | 0 | 0 | 0 | 0 | -6.6845 | -6.6845 | 2389.7771 | 17875.5326 |  | 0
2006-07-06 | 0.015 | 37.7292 | 3.6551 | 3.6551 | 27.3896 | 27.3896 | 2417.1667 | 18080.407 |  | 0
2006-07-07 | 0 | 0 | 0 | 0 | -6.6845 | -6.6845 | 2410.4822 | 18030.4069 |  | 0
2006-07-08 | 0 | 0 | 0 | 0 | -6.6845 | -6.6845 | 2403.7977 | 17980.4068 |  | 0
2006-07-09 | 0 | 0 | 0 | 0 | -6.6845 | -6.6845 | 2397.1132 | 17930.4068 |  | 0
2006-07-10 | 0.01 | 25.1528 | 3.6551 | 3.6551 | 14.8132 | 14.8132 | 2411.9264 | 18041.2097 |  | 0
2006-07-11 | 0 | 0 | 0 | 0 | -6.6845 | -6.6845 | 2405.2419 | 17991.2096 |  | 0
2006-07-12 | 0 | 0 | 0 | 0 | -6.6845 | -6.6845 | 2398.5574 | 17941.2095 |  | 0
2006-07-13 | 0 | 0 | 0 | 0 | -6.6845 | -6.6845 | 2391.8729 | 17891.2095 |  | 0
2006-07-14 | 0 | 0 | 0 | 0 | -6.6845 | -6.6845 | 2385.1884 | 17841.2094 |  | 0
2006-07-15 | 0.025 | 62.882 | 3.6551 | 3.6551 | 52.5424 | 52.5424 | 2437.7308 | 18234.2267 |  | 0
2006-07-16 | 0 | 0 | 0 | 0 | -6.6845 | -6.6845 | 2431.0463 | 18184.2267 |  | 0
2006-07-17 | 0 | 0 | 0 | 0 | -6.6845 | -6.6845 | 2424.3618 | 18134.2266 |  | 0
2006-07-18 | 0 | 0 | 0 | 0 | -6.6845 | -6.6845 | 2417.6773 | 18084.2265 |  | 0
2006-07-19 | 0 | 0 | 0 | 0 | -6.6845 | -6.6845 | 2410.9928 | 18034.2265 |  | 0
2006-07-20 | 0 | 0 | 0 | 0 | -6.6845 | -6.6845 | 2404.3083 | 17984.2264 |  | 0
2006-07-21 | 0 | 0 | 0 | 0 | -6.6845 | -6.6845 | 2397.6238 | 17934.2264 |  | 0
2006-07-22 | 0.00083333 | 2.0961 | 3.6551 | 2.0961 | -6.6845 | -6.6845 | 2390.9393 | 17884.2263 |  | 0
2006-07-23 | 0 | 0 | 0 | 0 | -6.6845 | -6.6845 | 2384.2548 | 17834.2262 |  | 0
2006-07-24 | 0 | 0 | 0 | 0 | -6.6845 | -6.6845 | 2377.5703 | 17784.2262 |  | 0
2006-07-25 | 0 | 0 | 0 | 0 | -6.6845 | -6.6845 | 2370.8858 | 17734.2261 |  | 0
2006-07-26 | 0 | 0 | 0 | 0 | -6.6845 | -6.6845 | 2364.2013 | 17684.2261 |  | 0
2006-07-27 | 0 | 0 | 0 | 0 | -6.6845 | -6.6845 | 2357.5168 | 17634.226 |  | 0
2006-07-28 | 0.0083333 | 20.9607 | 3.6551 | 3.6551 | 10.6211 | 10.6211 | 2368.1379 | 17713.6717 |  | 0
2006-07-29 | 0 | 0 | 0 | 0 | -6.6845 | -6.6845 | 2361.4534 | 17663.6717 |  | 0
2006-07-30 | 0 | 0 | 0 | 0 | -6.6845 | -6.6845 | 2354.7689 | 17613.6716 |  | 0
2006-07-31 | 0 | 0 | 0 | 0 | -6.6845 | -6.6845 | 2348.0844 | 17563.6715 |  | 0
2006-09-01 | 0.025 | 62.882 | 3.6551 | 3.6551 | 52.5424 | 52.5424 | 2400.6269 | 17956.6888 |  | 0
2006-09-02 | 0.01 | 25.1528 | 3.6551 | 3.6551 | 14.8132 | 14.8132 | 2415.4401 | 18067.4917 |  | 0
2006-09-03 | 0.018333 | 46.1135 | 3.6551 | 3.6551 | 35.7739 | 35.7739 | 2451.214 | 18335.0804 |  | 0
2006-09-04 | 0.0083333 | 20.9607 | 3.6551 | 3.6551 | 10.6211 | 10.6211 | 2461.835 | 18414.5261 |  | 0
2006-09-05 | 0.016667 | 41.9213 | 3.6551 | 3.6551 | 31.5818 | 31.5818 | 2493.4168 | 18650.7576 |  | 0
2006-09-06 | 0 | 0 | 0 | 0 | -6.6845 | -6.6845 | 2486.7323 | 18600.7576 |  | 0
2006-09-07 | 0 | 0 | 0 | 0 | -6.6845 | -6.6845 | 2480.0478 | 18550.7575 |  | 0
2006-09-08 | 0.013333 | 33.5371 | 3.6551 | 3.6551 | 23.1975 | 23.1975 | 2503.2453 | 18724.2747 |  | 0
2006-09-09 | 0.0016667 | 4.1921 | 3.6551 | 3.6551 | -6.1474 | -6.1474 | 2497.0978 | 18678.2918 |  | 0
2006-09-10 | 0.011667 | 29.3449 | 3.6551 | 3.6551 | 19.0054 | 19.0054 | 2516.1032 | 18820.4519 |  | 0
2006-09-11 | 0 | 0 | 0 | 0 | -6.6845 | -6.6845 | 2509.4187 | 18770.4518 |  | 0
2006-09-12 | 0 | 0 | 0 | 0 | -6.6845 | -6.6845 | 2502.7342 | 18720.4517 |  | 0
2006-09-13 | 0.029167 | 73.3623 | 3.6551 | 3.6551 | 63.0228 | 63.0228 | 2565.7569 | 19191.8619 |  | 0
2006-09-14 | 0.025833 | 64.9781 | 3.6551 | 3.6551 | 54.6385 | 54.6385 | 2620.3954 | 19600.5578 |  | 0
2006-09-15 | 0 | 0 | 0 | 0 | -6.6845 | -6.6845 | 2613.7109 | 19550.5577 |  | 0
2006-09-16 | 0 | 0 | 0 | 0 | -6.6845 | -6.6845 | 2607.0264 | 19500.5577 |  | 0
2006-09-17 | 0.015 | 37.7292 | 3.6551 | 3.6551 | 27.3896 | 27.3896 | 2634.416 | 19705.432 |  | 0
2006-09-18 | 0 | 0 | 0 | 0 | -6.6845 | -6.6845 | 2627.7315 | 19655.432 |  | 0
2006-09-19 | 0 | 0 | 0 | 0 | -6.6845 | -6.6845 | 2621.047 | 19605.4319 |  | 0
2006-09-20 | 0 | 0 | 0 | 0 | -6.6845 | -6.6845 | 2614.3625 | 19555.4319 |  | 0
2006-09-21 | 0 | 0 | 0 | 0 | -6.6845 | -6.6845 | 2607.678 | 19505.4318 |  | 0
2006-09-22 | 0 | 0 | 0 | 0 | -6.6845 | -6.6845 | 2600.9935 | 19455.4317 |  | 0
2006-09-23 | 0 | 0 | 0 | 0 | -6.6845 | -6.6845 | 2594.309 | 19405.4317 |  | 0
2006-09-24 | 0 | 0 | 0 | 0 | -6.6845 | -6.6845 | 2587.6245 | 19355.4316 |  | 0
2006-09-25 | 0 | 0 | 0 | 0 | -6.6845 | -6.6845 | 2580.94 | 19305.4316 |  | 0
2006-09-26 | 0 | 0 | 0 | 0 | -6.6845 | -6.6845 | 2574.2555 | 19255.4315 |  | 0
2006-09-27 | 0 | 0 | 0 | 0 | -6.6845 | -6.6845 | 2567.571 | 19205.4314 |  | 0
2006-09-28 | 0 | 0 | 0 | 0 | -6.6845 | -6.6845 | 2560.8865 | 19155.4314 |  | 0
2006-09-29 | 0 | 0 | 0 | 0 | -6.6845 | -6.6845 | 2554.202 | 19105.4313 |  | 0
2006-09-30 | 0 | 0 | 0 | 0 | -6.6845 | -6.6845 | 2547.5175 | 19055.4313 |  | 0
2006-10-01 | 0 | 0 | 0 | 0 | -6.6845 | -6.6845 | 2540.833 | 19005.4312 |  | 0
2006-10-02 | 0 | 0 | 0 | 0 | -6.6845 | -6.6845 | 2534.1485 | 18955.4311 |  | 0
2006-10-03 | 0 | 0 | 0 | 0 | -6.6845 | -6.6845 | 2527.464 | 18905.4311 |  | 0
2006-10-04 | 0 | 0 | 0 | 0 | -6.6845 | -6.6845 | 2520.7795 | 18855.431 |  | 0
2006-10-05 | 0 | 0 | 0 | 0 | -6.6845 | -6.6845 | 2514.095 | 18805.431 |  | 0
2006-10-06 | 0 | 0 | 0 | 0 | -6.6845 | -6.6845 | 2507.4105 | 18755.4309 |  | 0
2006-10-07 | 0 | 0 | 0 | 0 | -6.6845 | -6.6845 | 2500.726 | 18705.4308 |  | 0
2006-10-08 | 0 | 0 | 0 | 0 | -6.6845 | -6.6845 | 2494.0415 | 18655.4308 |  | 0
2006-10-09 | 0.0016667 | 4.1921 | 3.6551 | 3.6551 | -6.1474 | -6.1474 | 2487.8941 | 18609.4479 |  | 0
2006-10-10 | 0.0025 | 6.2882 | 3.6551 | 3.6551 | -4.0514 | -4.0514 | 2483.8427 | 18579.1436 |  | 0
2006-10-11 | 0 | 0 | 0 | 0 | -6.6845 | -6.6845 | 2477.1582 | 18529.1435 |  | 0
2006-10-12 | 0 | 0 | 0 | 0 | -6.6845 | -6.6845 | 2470.4737 | 18479.1434 |  | 0
2006-10-13 | 0 | 0 | 0 | 0 | -6.6845 | -6.6845 | 2463.7892 | 18429.1434 |  | 0
2006-10-14 | 0.0033333 | 8.3843 | 3.6551 | 3.6551 | -1.9553 | -1.9553 | 2461.8339 | 18414.5176 |  | 0
2006-10-15 | 0.19333 | 486.2875 | 3.6551 | 3.6551 | 475.9479 | 475.9479 | 2937.7818 | 21974.6078 |  | 0
2006-10-16 | 0.033333 | 83.8427 | 3.6551 | 3.6551 | 73.5031 | 73.5031 | 3011.2849 | 22524.4109 |  | 0
2006-10-17 | 0 | 0 | 0 | 0 | -6.6845 | -6.6845 | 3004.6004 | 22474.4109 |  | 0
2006-10-18 | 0 | 0 | 0 | 0 | -6.6845 | -6.6845 | 2997.9159 | 22424.4108 |  | 0
2006-10-19 | 0 | 0 | 0 | 0 | -6.6845 | -6.6845 | 2991.2314 | 22374.4107 |  | 0
2006-10-20 | 0 | 0 | 0 | 0 | -6.6845 | -6.6845 | 2984.5469 | 22324.4107 |  | 0
2006-10-21 | 0 | 0 | 0 | 0 | -6.6845 | -6.6845 | 2977.8624 | 22274.4106 |  | 0
2006-10-22 | 0 | 0 | 0 | 0 | -6.6845 | -6.6845 | 2971.1779 | 22224.4106 |  | 0
2006-10-23 | 0 | 0 | 0 | 0 | -6.6845 | -6.6845 | 2964.4934 | 22174.4105 |  | 0
2006-10-24 | 0 | 0 | 0 | 0 | -6.6845 | -6.6845 | 2957.8089 | 22124.4104 |  | 0
2006-10-25 | 0 | 0 | 0 | 0 | -6.6845 | -6.6845 | 2951.1244 | 22074.4104 |  | 0
2006-10-26 | 0 | 0 | 0 | 0 | -6.6845 | -6.6845 | 2944.4399 | 22024.4103 |  | 0
2006-10-27 | 0 | 0 | 0 | 0 | -6.6845 | -6.6845 | 2937.7554 | 21974.4103 |  | 0
2006-10-28 | 0 | 0 | 0 | 0 | -6.6845 | -6.6845 | 2931.0709 | 21924.4102 |  | 0
2006-10-29 | 0 | 0 | 0 | 0 | -6.6845 | -6.6845 | 2924.3864 | 21874.4101 |  | 0
2006-10-30 | 0 | 0 | 0 | 0 | -6.6845 | -6.6845 | 2917.7019 | 21824.4101 |  | 0
2006-10-31 | 0 | 0 | 0 | 0 | -6.6845 | -6.6845 | 2911.0174 | 21774.41 |  | 0
2006-11-01 | 0 | 0 | 0 | 0 | -6.6845 | -6.6845 | 2904.3329 | 21724.41 |  | 0
2006-11-02 | 0 | 0 | 0 | 0 | -6.6845 | -6.6845 | 2897.6484 | 21674.4099 |  | 0
2006-11-03 | 0 | 0 | 0 | 0 | -6.6845 | -6.6845 | 2890.9639 | 21624.4098 |  | 0
2006-11-04 | 0 | 0 | 0 | 0 | -6.6845 | -6.6845 | 2884.2794 | 21574.4098 |  | 0
2006-11-05 | 0 | 0 | 0 | 0 | -6.6845 | -6.6845 | 2877.5949 | 21524.4097 |  | 0
2006-11-06 | 0 | 0 | 0 | 0 | -6.6845 | -6.6845 | 2870.9104 | 21474.4097 |  | 0
2006-11-07 | 0 | 0 | 0 | 0 | -6.6845 | -6.6845 | 2864.2259 | 21424.4096 |  | 0
2006-11-08 | 0 | 0 | 0 | 0 | -6.6845 | -6.6845 | 2857.5414 | 21374.4095 |  | 0
2006-11-09 | 0 | 0 | 0 | 0 | -6.6845 | -6.6845 | 2850.8569 | 21324.4095 |  | 0
2006-11-10 | 0 | 0 | 0 | 0 | -6.6845 | -6.6845 | 2844.1724 | 21274.4094 |  | 0
2006-11-11 | 0 | 0 | 0 | 0 | -6.6845 | -6.6845 | 2837.4879 | 21224.4094 |  | 0
2006-11-12 | 0 | 0 | 0 | 0 | -6.6845 | -6.6845 | 2830.8034 | 21174.4093 |  | 0
2006-11-13 | 0 | 0 | 0 | 0 | -6.6845 | -6.6845 | 2824.1189 | 21124.4092 |  | 0
2006-11-14 | 0 | 0 | 0 | 0 | -6.6845 | -6.6845 | 2817.4344 | 21074.4092 |  | 0
2006-11-15 | 0 | 0 | 0 | 0 | -6.6845 | -6.6845 | 2810.7499 | 21024.4091 |  | 0
2006-11-16 | 0 | 0 | 0 | 0 | -6.6845 | -6.6845 | 2804.0654 | 20974.4091 |  | 0
2006-11-17 | 0 | 0 | 0 | 0 | -6.6845 | -6.6845 | 2797.3809 | 20924.409 |  | 0
2006-11-18 | 0 | 0 | 0 | 0 | -6.6845 | -6.6845 | 2790.6964 | 20874.4089 |  | 0
2006-11-19 | 0 | 0 | 0 | 0 | -6.6845 | -6.6845 | 2784.0119 | 20824.4089 |  | 0
2006-11-20 | 0 | 0 | 0 | 0 | -6.6845 | -6.6845 | 2777.3274 | 20774.4088 |  | 0
2006-11-21 | 0 | 0 | 0 | 0 | -6.6845 | -6.6845 | 2770.6429 | 20724.4088 |  | 0
2006-11-22 | 0 | 0 | 0 | 0 | -6.6845 | -6.6845 | 2763.9584 | 20674.4087 |  | 0
2006-11-24 | 0 | 0 | 0 | 0 | -6.6845 | -6.6845 | 2757.2739 | 20624.4086 |  | 0
2006-11-25 | 0 | 0 | 0 | 0 | -6.6845 | -6.6845 | 2750.5894 | 20574.4086 |  | 0
2006-11-26 | 0 | 0 | 0 | 0 | -6.6845 | -6.6845 | 2743.9049 | 20524.4085 |  | 0
2006-11-27 | 0 | 0 | 0 | 0 | -6.6845 | -6.6845 | 2737.2204 | 20474.4085 |  | 0
2006-11-28 | 0 | 0 | 0 | 0 | -6.6845 | -6.6845 | 2730.5359 | 20424.4084 |  | 0
2006-11-29 | 0 | 0 | 0 | 0 | -6.6845 | -6.6845 | 2723.8514 | 20374.4083 |  | 0
2006-11-30 | 0 | 0 | 0 | 0 | -6.6845 | -6.6845 | 2717.1669 | 20324.4083 |  | 0
2006-12-01 | 0 | 0 | 0 | 0 | -6.6845 | -6.6845 | 2710.4824 | 20274.4082 |  | 0
2006-12-02 | 0 | 0 | 0 | 0 | -6.6845 | -6.6845 | 2703.7979 | 20224.4082 |  | 0
2006-12-03 | 0 | 0 | 0 | 0 | -6.6845 | -6.6845 | 2697.1134 | 20174.4081 |  | 0
2006-12-04 | 0 | 0 | 0 | 0 | -6.6845 | -6.6845 | 2690.4289 | 20124.408 |  | 0
2006-12-05 | 0 | 0 | 0 | 0 | -6.6845 | -6.6845 | 2683.7444 | 20074.408 |  | 0
2006-12-06 | 0 | 0 | 0 | 0 | -6.6845 | -6.6845 | 2677.0599 | 20024.4079 |  | 0
2006-12-07 | 0 | 0 | 0 | 0 | -6.6845 | -6.6845 | 2670.3754 | 19974.4079 |  | 0
2006-12-08 | 0 | 0 | 0 | 0 | -6.6845 | -6.6845 | 2663.6909 | 19924.4078 |  | 0
2006-12-09 | 0 | 0 | 0 | 0 | -6.6845 | -6.6845 | 2657.0064 | 19874.4077 |  | 0
2006-12-10 | 0 | 0 | 0 | 0 | -6.6845 | -6.6845 | 2650.3219 | 19824.4077 |  | 0
2006-12-11 | 0 | 0 | 0 | 0 | -6.6845 | -6.6845 | 2643.6374 | 19774.4076 |  | 0
2006-12-12 | 0 | 0 | 0 | 0 | -6.6845 | -6.6845 | 2636.9529 | 19724.4076 |  | 0
2006-12-13 | 0 | 0 | 0 | 0 | -6.6845 | -6.6845 | 2630.2684 | 19674.4075 |  | 0
2006-12-14 | 0 | 0 | 0 | 0 | -6.6845 | -6.6845 | 2623.5839 | 19624.4074 |  | 0
2006-12-15 | 0 | 0 | 0 | 0 | -6.6845 | -6.6845 | 2616.8994 | 19574.4074 |  | 0
2006-12-16 | 0 | 0 | 0 | 0 | -6.6845 | -6.6845 | 2610.2149 | 19524.4073 |  | 0
2006-12-17 | 0 | 0 | 0 | 0 | -6.6845 | -6.6845 | 2603.5304 | 19474.4073 |  | 0
2006-12-18 | 0 | 0 | 0 | 0 | -6.6845 | -6.6845 | 2596.8459 | 19424.4072 |  | 0
2006-12-19 | 0 | 0 | 0 | 0 | -6.6845 | -6.6845 | 2590.1614 | 19374.4071 |  | 0
2006-12-20 | 0 | 0 | 0 | 0 | -6.6845 | -6.6845 | 2583.4769 | 19324.4071 |  | 0
2006-12-21 | 0 | 0 | 0 | 0 | -6.6845 | -6.6845 | 2576.7924 | 19274.407 |  | 0
2006-12-22 | 0.034167 | 85.9387 | 3.6551 | 3.6551 | 75.5992 | 75.5992 | 2652.3915 | 19839.8887 |  | 0
2006-12-23 | 0 | 0 | 0 | 0 | -6.6845 | -6.6845 | 2645.707 | 19789.8886 |  | 0
2006-12-24 | 0.0041667 | 10.4803 | 3.6551 | 3.6551 | 0.14075 | 0.14075 | 2645.8478 | 19790.9414 |  | 0
2006-12-25 | 0 | 0 | 0 | 0 | -6.6845 | -6.6845 | 2639.1633 | 19740.9414 |  | 0
2006-12-26 | 0 | 0 | 0 | 0 | -6.6845 | -6.6845 | 2632.4788 | 19690.9413 |  | 0
2006-12-27 | 0 | 0 | 0 | 0 | -6.6845 | -6.6845 | 2625.7943 | 19640.9413 |  | 0
2006-12-28 | 0 | 0 | 0 | 0 | -6.6845 | -6.6845 | 2619.1098 | 19590.9412 |  | 0
2006-12-29 | 0.035833 | 90.1309 | 3.6551 | 3.6551 | 79.7913 | 79.7913 | 2698.9011 | 20187.78 |  | 0
2006-12-30 | 0 | 0 | 0 | 0 | -6.6845 | -6.6845 | 2692.2166 | 20137.78 |  | 0
2006-12-31 | 0 | 0 | 0 | 0 | -6.6845 | -6.6845 | 2685.5321 | 20087.7799 |  | 0
2007-01-01 | 0 | 0 | 0 | 0 | -6.6845 | -6.6845 | 2678.8476 | 20037.7799 |  | 0
2007-01-02 | 0 | 0 | 0 | 0 | -6.6845 | -6.6845 | 2672.1631 | 19987.7798 |  | 0
2007-01-03 | 0 | 0 | 0 | 0 | -6.6845 | -6.6845 | 2665.4786 | 19937.7797 |  | 0
2007-01-04 | 0 | 0 | 0 | 0 | -6.6845 | -6.6845 | 2658.7941 | 19887.7797 |  | 0
2007-01-05 | 0 | 0 | 0 | 0 | -6.6845 | -6.6845 | 2652.1096 | 19837.7796 |  | 0
2007-01-06 | 0 | 0 | 0 | 0 | -6.6845 | -6.6845 | 2645.4251 | 19787.7796 |  | 0
2007-01-07 | 0 | 0 | 0 | 0 | -6.6845 | -6.6845 | 2638.7406 | 19737.7795 |  | 0
2007-01-08 | 0 | 0 | 0 | 0 | -6.6845 | -6.6845 | 2632.0561 | 19687.7794 |  | 0
2007-01-09 | 0 | 0 | 0 | 0 | -6.6845 | -6.6845 | 2625.3716 | 19637.7794 |  | 0
2007-01-10 | 0 | 0 | 0 | 0 | -6.6845 | -6.6845 | 2618.6871 | 19587.7793 |  | 0
2007-01-11 | 0 | 0 | 0 | 0 | -6.6845 | -6.6845 | 2612.0026 | 19537.7793 |  | 0
2007-01-12 | 0 | 0 | 0 | 0 | -6.6845 | -6.6845 | 2605.3181 | 19487.7792 |  | 0
2007-01-13 | 0 | 0 | 0 | 0 | -6.6845 | -6.6845 | 2598.6336 | 19437.7791 |  | 0
2007-01-14 | 0 | 0 | 0 | 0 | -6.6845 | -6.6845 | 2591.9491 | 19387.7791 |  | 0
2007-01-16 | 0 | 0 | 0 | 0 | -6.6845 | -6.6845 | 2585.2646 | 19337.779 |  | 0
2007-01-17 | 0 | 0 | 0 | 0 | -6.6845 | -6.6845 | 2578.5801 | 19287.779 |  | 0
2007-01-18 | 0.036667 | 92.2269 | 3.6551 | 3.6551 | 81.8874 | 81.8874 | 2660.4674 | 19900.2964 |  | 0
2007-01-19 | 0.051667 | 129.9561 | 3.6551 | 3.6551 | 119.6166 | 119.6166 | 2780.084 | 20795.0282 |  | 0
2007-01-20 | 0.0425 | 106.8994 | 3.6551 | 3.6551 | 96.5598 | 96.5598 | 2876.6438 | 21517.2956 |  | 0
2007-01-21 | 0 | 0 | 0 | 0 | -6.6845 | -6.6845 | 2869.9593 | 21467.2956 |  | 0
2007-01-22 | 0 | 0 | 0 | 0 | -6.6845 | -6.6845 | 2863.2748 | 21417.2955 |  | 0
2007-01-23 | 0 | 0 | 0 | 0 | -6.6845 | -6.6845 | 2856.5903 | 21367.2954 |  | 0
2007-01-24 | 0 | 0 | 0 | 0 | -6.6845 | -6.6845 | 2849.9058 | 21317.2954 |  | 0
2007-01-25 | 0.018333 | 46.1135 | 3.6551 | 3.6551 | 35.7739 | 35.7739 | 2885.6797 | 21584.8841 |  | 0
2007-01-26 | 0 | 0 | 0 | 0 | -6.6845 | -6.6845 | 2878.9952 | 21534.884 |  | 0
2007-01-27 | 0 | 0 | 0 | 0 | -6.6845 | -6.6845 | 2872.3107 | 21484.8839 |  | 0
2007-01-28 | 0 | 0 | 0 | 0 | -6.6845 | -6.6845 | 2865.6262 | 21434.8839 |  | 0
2007-01-29 | 0 | 0 | 0 | 0 | -6.6845 | -6.6845 | 2858.9417 | 21384.8838 |  | 0
2007-01-30 | 0 | 0 | 0 | 0 | -6.6845 | -6.6845 | 2852.2572 | 21334.8838 |  | 0
2007-01-31 | 0.014167 | 35.6331 | 3.6551 | 3.6551 | 25.2936 | 25.2936 | 2877.5507 | 21524.0795 |  | 0
2007-02-01 | 0.0083333 | 20.9607 | 3.6551 | 3.6551 | 10.6211 | 10.6211 | 2888.1718 | 21603.5253 |  | 0
2007-02-02 | 0 | 0 | 0 | 0 | -6.6845 | -6.6845 | 2881.4873 | 21553.5252 |  | 0
2007-02-03 | 0 | 0 | 0 | 0 | -6.6845 | -6.6845 | 2874.8028 | 21503.5251 |  | 0
2007-02-04 | 0 | 0 | 0 | 0 | -6.6845 | -6.6845 | 2868.1183 | 21453.5251 |  | 0
2007-02-05 | 0 | 0 | 0 | 0 | -6.6845 | -6.6845 | 2861.4338 | 21403.525 |  | 0
2007-02-06 | 0 | 0 | 0 | 0 | -6.6845 | -6.6845 | 2854.7493 | 21353.525 |  | 0
2007-02-07 | 0 | 0 | 0 | 0 | -6.6845 | -6.6845 | 2848.0648 | 21303.5249 |  | 0
2007-02-08 | 0 | 0 | 0 | 0 | -6.6845 | -6.6845 | 2841.3803 | 21253.5248 |  | 0
2007-02-09 | 0 | 0 | 0 | 0 | -6.6845 | -6.6845 | 2834.6958 | 21203.5248 |  | 0
2007-02-10 | 0 | 0 | 0 | 0 | -6.6845 | -6.6845 | 2828.0113 | 21153.5247 |  | 0
2007-02-11 | 0 | 0 | 0 | 0 | -6.6845 | -6.6845 | 2821.3268 | 21103.5247 |  | 0
2007-02-12 | 0 | 0 | 0 | 0 | -6.6845 | -6.6845 | 2814.6423 | 21053.5246 |  | 0
2007-02-13 | 0 | 0 | 0 | 0 | -6.6845 | -6.6845 | 2807.9578 | 21003.5245 |  | 0
2007-02-14 | 0.00083333 | 2.0961 | 3.6551 | 2.0961 | -6.6845 | -6.6845 | 2801.2733 | 20953.5245 |  | 0
2007-02-15 | 0 | 0 | 0 | 0 | -6.6845 | -6.6845 | 2794.5888 | 20903.5244 |  | 0
2007-02-16 | 0 | 0 | 0 | 0 | -6.6845 | -6.6845 | 2787.9043 | 20853.5244 |  | 0
2007-02-17 | 0 | 0 | 0 | 0 | -6.6845 | -6.6845 | 2781.2198 | 20803.5243 |  | 0
2007-02-18 | 0 | 0 | 0 | 0 | -6.6845 | -6.6845 | 2774.5353 | 20753.5242 |  | 0
2007-02-19 | 0 | 0 | 0 | 0 | -6.6845 | -6.6845 | 2767.8508 | 20703.5242 |  | 0
2007-02-20 | 0 | 0 | 0 | 0 | -6.6845 | -6.6845 | 2761.1663 | 20653.5241 |  | 0
2007-02-21 | 0 | 0 | 0 | 0 | -6.6845 | -6.6845 | 2754.4818 | 20603.5241 |  | 0
2007-02-22 | 0 | 0 | 0 | 0 | -6.6845 | -6.6845 | 2747.7973 | 20553.524 |  | 0
2007-02-23 | 0 | 0 | 0 | 0 | -6.6845 | -6.6845 | 2741.1128 | 20503.5239 |  | 0
2007-02-24 | 0 | 0 | 0 | 0 | -6.6845 | -6.6845 | 2734.4283 | 20453.5239 |  | 0
2007-02-25 | 0 | 0 | 0 | 0 | -6.6845 | -6.6845 | 2727.7438 | 20403.5238 |  | 0
2007-02-26 | 0 | 0 | 0 | 0 | -6.6845 | -6.6845 | 2721.0593 | 20353.5238 |  | 0
2007-02-27 | 0 | 0 | 0 | 0 | -6.6845 | -6.6845 | 2714.3748 | 20303.5237 |  | 0
2007-02-28 | 0 | 0 | 0 | 0 | -6.6845 | -6.6845 | 2707.6903 | 20253.5236 |  | 0
2007-03-01 | 0 | 0 | 0 | 0 | -6.6845 | -6.6845 | 2701.0058 | 20203.5236 |  | 0
2007-03-02 | 0 | 0 | 0 | 0 | -6.6845 | -6.6845 | 2694.3213 | 20153.5235 |  | 0
2007-03-03 | 0 | 0 | 0 | 0 | -6.6845 | -6.6845 | 2687.6368 | 20103.5235 |  | 0
2007-03-04 | 0 | 0 | 0 | 0 | -6.6845 | -6.6845 | 2680.9523 | 20053.5234 |  | 0
2007-03-05 | 0 | 0 | 0 | 0 | -6.6845 | -6.6845 | 2674.2678 | 20003.5233 |  | 0
2007-03-06 | 0 | 0 | 0 | 0 | -6.6845 | -6.6845 | 2667.5833 | 19953.5233 |  | 0
2007-03-07 | 0 | 0 | 0 | 0 | -6.6845 | -6.6845 | 2660.8988 | 19903.5232 |  | 0
2007-03-08 | 0 | 0 | 0 | 0 | -6.6845 | -6.6845 | 2654.2143 | 19853.5232 |  | 0
2007-03-09 | 0 | 0 | 0 | 0 | -6.6845 | -6.6845 | 2647.5298 | 19803.5231 |  | 0
2007-03-10 | 0 | 0 | 0 | 0 | -6.6845 | -6.6845 | 2640.8453 | 19753.523 |  | 0
2007-03-11 | 0.0041667 | 10.4803 | 3.6551 | 3.6551 | 0.14075 | 0.14075 | 2640.9861 | 19754.5759 |  | 0
2007-03-12 | 0.01 | 25.1528 | 3.6551 | 3.6551 | 14.8132 | 14.8132 | 2655.7993 | 19865.3788 |  | 0
2007-03-13 | 0.0033333 | 8.3843 | 3.6551 | 3.6551 | -1.9553 | -1.9553 | 2653.844 | 19850.753 |  | 0
2007-03-14 | 0 | 0 | 0 | 0 | -6.6845 | -6.6845 | 2647.1595 | 19800.7529 |  | 0
2007-03-15 | 0 | 0 | 0 | 0 | -6.6845 | -6.6845 | 2640.475 | 19750.7529 |  | 0
2007-03-16 | 0 | 0 | 0 | 0 | -6.6845 | -6.6845 | 2633.7905 | 19700.7528 |  | 0
2007-03-17 | 0 | 0 | 0 | 0 | -6.6845 | -6.6845 | 2627.106 | 19650.7528 |  | 0
2007-03-18 | 0 | 0 | 0 | 0 | -6.6845 | -6.6845 | 2620.4215 | 19600.7527 |  | 0
2007-03-19 | 0 | 0 | 0 | 0 | -6.6845 | -6.6845 | 2613.737 | 19550.7526 |  | 0
2007-03-20 | 0 | 0 | 0 | 0 | -6.6845 | -6.6845 | 2607.0525 | 19500.7526 |  | 0
2007-03-21 | 0 | 0 | 0 | 0 | -6.6845 | -6.6845 | 2600.368 | 19450.7525 |  | 0
2007-03-22 | 0 | 0 | 0 | 0 | -6.6845 | -6.6845 | 2593.6835 | 19400.7525 |  | 0
2007-03-23 | 0 | 0 | 0 | 0 | -6.6845 | -6.6845 | 2586.999 | 19350.7524 |  | 0
2007-03-24 | 0.018333 | 46.1135 | 3.6551 | 3.6551 | 35.7739 | 35.7739 | 2622.7729 | 19618.3411 |  | 0
2007-03-25 | 0.0091667 | 23.0567 | 3.6551 | 3.6551 | 12.7172 | 12.7172 | 2635.49 | 19713.4654 |  | 0
2007-03-26 | 0.04 | 100.6112 | 3.6551 | 3.6551 | 90.2716 | 90.2716 | 2725.7616 | 20388.6971 |  | 0
2007-03-27 | 0 | 0 | 0 | 0 | -6.6845 | -6.6845 | 2719.0771 | 20338.697 |  | 0
2007-03-28 | 0 | 0 | 0 | 0 | -6.6845 | -6.6845 | 2712.3926 | 20288.697 |  | 0
2007-03-29 | 0 | 0 | 0 | 0 | -6.6845 | -6.6845 | 2705.7081 | 20238.6969 |  | 0
2007-03-30 | 0 | 0 | 0 | 0 | -6.6845 | -6.6845 | 2699.0236 | 20188.6969 |  | 0
2007-03-31 | 0 | 0 | 0 | 0 | -6.6845 | -6.6845 | 2692.3391 | 20138.6968 |  | 0
2007-04-01 | 0 | 0 | 0 | 0 | -6.6845 | -6.6845 | 2685.6546 | 20088.6967 |  | 0
2007-04-02 | 0 | 0 | 0 | 0 | -6.6845 | -6.6845 | 2678.9701 | 20038.6967 |  | 0
2007-04-03 | 0 | 0 | 0 | 0 | -6.6845 | -6.6845 | 2672.2856 | 19988.6966 |  | 0
2007-04-04 | 0 | 0 | 0 | 0 | -6.6845 | -6.6845 | 2665.6011 | 19938.6966 |  | 0
2007-04-05 | 0 | 0 | 0 | 0 | -6.6845 | -6.6845 | 2658.9166 | 19888.6965 |  | 0
2007-04-06 | 0 | 0 | 0 | 0 | -6.6845 | -6.6845 | 2652.2321 | 19838.6964 |  | 0
2007-04-07 | 0.0016667 | 4.1921 | 3.6551 | 3.6551 | -6.1474 | -6.1474 | 2646.0847 | 19792.7135 |  | 0
2007-04-08 | 0.0025 | 6.2882 | 3.6551 | 3.6551 | -4.0514 | -4.0514 | 2642.0333 | 19762.4092 |  | 0
2007-04-09 | 0 | 0 | 0 | 0 | -6.6845 | -6.6845 | 2635.3488 | 19712.4092 |  | 0
2007-04-10 | 0 | 0 | 0 | 0 | -6.6845 | -6.6845 | 2628.6643 | 19662.4091 |  | 0
2007-04-11 | 0 | 0 | 0 | 0 | -6.6845 | -6.6845 | 2621.9798 | 19612.409 |  | 0
2007-04-12 | 0 | 0 | 0 | 0 | -6.6845 | -6.6845 | 2615.2953 | 19562.409 |  | 0
2007-04-13 | 0 | 0 | 0 | 0 | -6.6845 | -6.6845 | 2608.6108 | 19512.4089 |  | 0
2007-04-14 | 0 | 0 | 0 | 0 | -6.6845 | -6.6845 | 2601.9263 | 19462.4089 |  | 0
2007-04-15 | 0 | 0 | 0 | 0 | -6.6845 | -6.6845 | 2595.2418 | 19412.4088 |  | 0
2007-04-16 | 0 | 0 | 0 | 0 | -6.6845 | -6.6845 | 2588.5573 | 19362.4087 |  | 0
2007-04-17 | 0 | 0 | 0 | 0 | -6.6845 | -6.6845 | 2581.8728 | 19312.4087 |  | 0
2007-04-18 | 0 | 0 | 0 | 0 | -6.6845 | -6.6845 | 2575.1883 | 19262.4086 |  | 0
2007-04-19 | 0 | 0 | 0 | 0 | -6.6845 | -6.6845 | 2568.5038 | 19212.4086 |  | 0
2007-04-20 | 0 | 0 | 0 | 0 | -6.6845 | -6.6845 | 2561.8193 | 19162.4085 |  | 0
2007-04-21 | 0 | 0 | 0 | 0 | -6.6845 | -6.6845 | 2555.1348 | 19112.4084 |  | 0
2007-04-22 | 0 | 0 | 0 | 0 | -6.6845 | -6.6845 | 2548.4503 | 19062.4084 |  | 0
2007-04-23 | 0 | 0 | 0 | 0 | -6.6845 | -6.6845 | 2541.7658 | 19012.4083 |  | 0
2007-04-24 | 0 | 0 | 0 | 0 | -6.6845 | -6.6845 | 2535.0813 | 18962.4083 |  | 0
2007-04-25 | 0 | 0 | 0 | 0 | -6.6845 | -6.6845 | 2528.3968 | 18912.4082 |  | 0
2007-04-26 | 0 | 0 | 0 | 0 | -6.6845 | -6.6845 | 2521.7123 | 18862.4081 |  | 0
2007-04-27 | 0 | 0 | 0 | 0 | -6.6845 | -6.6845 | 2515.0278 | 18812.4081 |  | 0
2007-04-28 | 0 | 0 | 0 | 0 | -6.6845 | -6.6845 | 2508.3433 | 18762.408 |  | 0
2007-04-29 | 0.041667 | 104.8033 | 3.6551 | 3.6551 | 94.4638 | 94.4638 | 2602.8071 | 19468.9969 |  | 0
2007-04-30 | 0.04 | 100.6112 | 3.6551 | 3.6551 | 90.2716 | 90.2716 | 2693.0787 | 20144.2286 |  | 0
2007-05-01 | 0 | 0 | 0 | 0 | -6.6845 | -6.6845 | 2686.3942 | 20094.2285 |  | 0
2007-05-02 | 0 | 0 | 0 | 0 | -6.6845 | -6.6845 | 2679.7097 | 20044.2285 |  | 0
2007-05-03 | 0 | 0 | 0 | 0 | -6.6845 | -6.6845 | 2673.0252 | 19994.2284 |  | 0
2007-05-04 | 0 | 0 | 0 | 0 | -6.6845 | -6.6845 | 2666.3407 | 19944.2284 |  | 0
2007-05-05 | 0 | 0 | 0 | 0 | -6.6845 | -6.6845 | 2659.6562 | 19894.2283 |  | 0
2007-05-06 | 0 | 0 | 0 | 0 | -6.6845 | -6.6845 | 2652.9717 | 19844.2282 |  | 0
2007-05-07 | 0 | 0 | 0 | 0 | -6.6845 | -6.6845 | 2646.2872 | 19794.2282 |  | 0
2007-05-08 | 0 | 0 | 0 | 0 | -6.6845 | -6.6845 | 2639.6027 | 19744.2281 |  | 0
2007-05-09 | 0.025833 | 64.9781 | 3.6551 | 3.6551 | 54.6385 | 54.6385 | 2694.2412 | 20152.924 |  | 0
2007-05-10 | 0 | 0 | 0 | 0 | -6.6845 | -6.6845 | 2687.5567 | 20102.9239 |  | 0
2007-05-11 | 0 | 0 | 0 | 0 | -6.6845 | -6.6845 | 2680.8722 | 20052.9239 |  | 0
2007-05-12 | 0 | 0 | 0 | 0 | -6.6845 | -6.6845 | 2674.1877 | 20002.9238 |  | 0
2007-05-13 | 0 | 0 | 0 | 0 | -6.6845 | -6.6845 | 2667.5032 | 19952.9238 |  | 0
2007-05-14 | 0 | 0 | 0 | 0 | -6.6845 | -6.6845 | 2660.8187 | 19902.9237 |  | 0
2007-05-15 | 0.0083333 | 20.9607 | 3.6551 | 3.6551 | 10.6211 | 10.6211 | 2671.4398 | 19982.3694 |  | 0
2007-05-16 | 0.0016667 | 4.1921 | 3.6551 | 3.6551 | -6.1474 | -6.1474 | 2665.2923 | 19936.3865 |  | 0
2007-05-17 | 0.013333 | 33.5371 | 3.6551 | 3.6551 | 23.1975 | 23.1975 | 2688.4898 | 20109.9037 |  | 0
2007-05-18 | 0 | 0 | 0 | 0 | -6.6845 | -6.6845 | 2681.8053 | 20059.9037 |  | 0
2007-05-19 | 0.045 | 113.1876 | 3.6551 | 3.6551 | 102.848 | 102.848 | 2784.6533 | 20829.2069 |  | 0
2007-05-20 | 0.0058333 | 14.6725 | 3.6551 | 3.6551 | 4.3329 | 4.3329 | 2788.9862 | 20861.6168 |  | 0
2007-05-21 | 0.014167 | 35.6331 | 3.6551 | 3.6551 | 25.2936 | 25.2936 | 2814.2798 | 21050.8126 |  | 0
2007-05-22 | 0 | 0 | 0 | 0 | -6.6845 | -6.6845 | 2807.5953 | 21000.8126 |  | 0
2007-05-23 | 0 | 0 | 0 | 0 | -6.6845 | -6.6845 | 2800.9108 | 20950.8125 |  | 0
2007-05-24 | 0 | 0 | 0 | 0 | -6.6845 | -6.6845 | 2794.2263 | 20900.8124 |  | 0
2007-05-25 | 0 | 0 | 0 | 0 | -6.6845 | -6.6845 | 2787.5418 | 20850.8124 |  | 0
2007-05-26 | 0.038333 | 96.4191 | 3.6551 | 3.6551 | 86.0795 | 86.0795 | 2873.6212 | 21494.6869 |  | 0
2007-05-27 | 0.0041667 | 10.4803 | 3.6551 | 3.6551 | 0.14075 | 0.14075 | 2873.762 | 21495.7398 |  | 0
2007-05-28 | 0.0041667 | 10.4803 | 3.6551 | 3.6551 | 0.14075 | 0.14075 | 2873.9028 | 21496.7926 |  | 0
2007-05-29 | 0 | 0 | 0 | 0 | -6.6845 | -6.6845 | 2867.2183 | 21446.7925 |  | 0
2007-05-30 | 0 | 0 | 0 | 0 | -6.6845 | -6.6845 | 2860.5338 | 21396.7925 |  | 0
2007-05-31 | 0 | 0 | 0 | 0 | -6.6845 | -6.6845 | 2853.8493 | 21346.7924 |  | 0
2007-06-01 | 0 | 0 | 0 | 0 | -6.6845 | -6.6845 | 2847.1648 | 21296.7924 |  | 0
2007-06-02 | 0 | 0 | 0 | 0 | -6.6845 | -6.6845 | 2840.4803 | 21246.7923 |  | 0
2007-06-03 | 0.0025 | 6.2882 | 3.6551 | 3.6551 | -4.0514 | -4.0514 | 2836.4289 | 21216.488 |  | 0
2007-06-04 | 0.016667 | 41.9213 | 3.6551 | 3.6551 | 31.5818 | 31.5818 | 2868.0106 | 21452.7195 |  | 0
2007-06-05 | 0 | 0 | 0 | 0 | -6.6845 | -6.6845 | 2861.3261 | 21402.7194 |  | 0
2007-06-06 | 0 | 0 | 0 | 0 | -6.6845 | -6.6845 | 2854.6416 | 21352.7194 |  | 0
2007-06-07 | 0 | 0 | 0 | 0 | -6.6845 | -6.6845 | 2847.9571 | 21302.7193 |  | 0
2007-06-08 | 0 | 0 | 0 | 0 | -6.6845 | -6.6845 | 2841.2726 | 21252.7193 |  | 0
2007-06-09 | 0.038333 | 96.4191 | 3.6551 | 3.6551 | 86.0795 | 86.0795 | 2927.3521 | 21896.5938 |  | 0
2007-06-10 | 0.011667 | 29.3449 | 3.6551 | 3.6551 | 19.0054 | 19.0054 | 2946.3575 | 22038.7539 |  | 0
2007-06-11 | 0.015833 | 39.8253 | 3.6551 | 3.6551 | 29.4857 | 29.4857 | 2975.8432 | 22259.3068 |  | 0
2007-06-12 | 0.066667 | 167.6853 | 3.6551 | 3.6551 | 157.3458 | 157.3458 | 3133.1889 | 23436.253 |  | 0
2007-06-13 | 0 | 0 | 0 | 0 | -6.6845 | -6.6845 | 3126.5044 | 23386.253 |  | 0
2007-06-14 | 0 | 0 | 0 | 0 | -6.6845 | -6.6845 | 3119.8199 | 23336.2529 |  | 0
2007-06-15 | 0.0083333 | 20.9607 | 3.6551 | 3.6551 | 10.6211 | 10.6211 | 3130.441 | 23415.6986 |  | 0
2007-06-16 | 0 | 0 | 0 | 0 | -6.6845 | -6.6845 | 3123.7565 | 23365.6986 |  | 0
2007-06-17 | 0.0025 | 6.2882 | 3.6551 | 3.6551 | -4.0514 | -4.0514 | 3119.7051 | 23335.3942 |  | 0
2007-06-18 | 0 | 0 | 0 | 0 | -6.6845 | -6.6845 | 3113.0206 | 23285.3942 |  | 0
2007-06-19 | 0 | 0 | 0 | 0 | -6.6845 | -6.6845 | 3106.3361 | 23235.3941 |  | 0
2007-06-20 | 0 | 0 | 0 | 0 | -6.6845 | -6.6845 | 3099.6516 | 23185.3941 |  | 0
2007-06-21 | 0 | 0 | 0 | 0 | -6.6845 | -6.6845 | 3092.9671 | 23135.394 |  | 0
2007-06-22 | 0 | 0 | 0 | 0 | -6.6845 | -6.6845 | 3086.2826 | 23085.3939 |  | 0
2007-06-23 | 0.0275 | 69.1702 | 3.6551 | 3.6551 | 58.8306 | 58.8306 | 3145.1132 | 23525.447 |  | 0
2007-06-24 | 0.025 | 62.882 | 3.6551 | 3.6551 | 52.5424 | 52.5424 | 3197.6557 | 23918.4643 |  | 0
2007-06-25 | 0 | 0 | 0 | 0 | -6.6845 | -6.6845 | 3190.9712 | 23868.4642 |  | 0
2007-06-26 | 0 | 0 | 0 | 0 | -6.6845 | -6.6845 | 3184.2867 | 23818.4642 |  | 0
2007-06-27 | 0 | 0 | 0 | 0 | -6.6845 | -6.6845 | 3177.6022 | 23768.4641 |  | 0
2007-06-28 | 0 | 0 | 0 | 0 | -6.6845 | -6.6845 | 3170.9177 | 23718.464 |  | 0
2007-06-29 | 0 | 0 | 0 | 0 | -6.6845 | -6.6845 | 3164.2332 | 23668.464 |  | 0
2007-06-30 | 0 | 0 | 0 | 0 | -6.6845 | -6.6845 | 3157.5487 | 23618.4639 |  | 0
2007-07-01 | 0 | 0 | 0 | 0 | -6.6845 | -6.6845 | 3150.8642 | 23568.4639 |  | 0
2007-07-02 | 0 | 0 | 0 | 0 | -6.6845 | -6.6845 | 3144.1797 | 23518.4638 |  | 0
2007-07-03 | 0 | 0 | 0 | 0 | -6.6845 | -6.6845 | 3137.4952 | 23468.4637 |  | 0
2007-07-04 | 0 | 0 | 0 | 0 | -6.6845 | -6.6845 | 3130.8107 | 23418.4637 |  | 0
2007-07-05 | 0.035 | 88.0348 | 3.6551 | 3.6551 | 77.6952 | 77.6952 | 3208.5059 | 23999.6239 |  | 0
2007-07-06 | 0.020833 | 52.4017 | 3.6551 | 3.6551 | 42.0621 | 42.0621 | 3250.568 | 24314.2483 |  | 0
2007-07-07 | 0 | 0 | 0 | 0 | -6.6845 | -6.6845 | 3243.8835 | 24264.2483 |  | 0
2007-07-08 | 0.0125 | 31.441 | 3.6551 | 3.6551 | 21.1014 | 21.1014 | 3264.9849 | 24422.0869 |  | 0
2007-07-09 | 0 | 0 | 0 | 0 | -6.6845 | -6.6845 | 3258.3004 | 24372.0868 |  | 0
2007-07-10 | 0.015833 | 39.8253 | 3.6551 | 3.6551 | 29.4857 | 29.4857 | 3287.7861 | 24592.6398 |  | 0
2007-07-11 | 0 | 0 | 0 | 0 | -6.6845 | -6.6845 | 3281.1016 | 24542.6397 |  | 0
2007-07-12 | 0 | 0 | 0 | 0 | -6.6845 | -6.6845 | 3274.4171 | 24492.6396 |  | 0
2007-07-13 | 0.020833 | 52.4017 | 3.6551 | 3.6551 | 42.0621 | 42.0621 | 3316.4792 | 24807.2641 |  | 0
2007-07-14 | 0.0041667 | 10.4803 | 3.6551 | 3.6551 | 0.14075 | 0.14075 | 3316.6199 | 24808.3169 |  | 0
2007-07-15 | 0 | 0 | 0 | 0 | -6.6845 | -6.6845 | 3309.9354 | 24758.3168 |  | 0
2007-07-16 | 0 | 0 | 0 | 0 | -6.6845 | -6.6845 | 3303.2509 | 24708.3168 |  | 0
2007-07-17 | 0 | 0 | 0 | 0 | -6.6845 | -6.6845 | 3296.5664 | 24658.3167 |  | 0
2007-07-18 | 0 | 0 | 0 | 0 | -6.6845 | -6.6845 | 3289.8819 | 24608.3166 |  | 0
2007-07-19 | 0 | 0 | 0 | 0 | -6.6845 | -6.6845 | 3283.1974 | 24558.3166 |  | 0
2007-07-20 | 0 | 0 | 0 | 0 | -6.6845 | -6.6845 | 3276.5129 | 24508.3165 |  | 0
2007-07-21 | 0.11083 | 278.7769 | 3.6551 | 3.6551 | 268.4373 | 268.4373 | 3544.9502 | 26516.2274 |  | 0
2007-07-22 | 0.019167 | 48.2095 | 3.6551 | 3.6551 | 37.87 | 37.87 | 3582.8201 | 26799.4947 |  | 0
2007-07-23 | 0 | 0 | 0 | 0 | -6.6845 | -6.6845 | 3576.1356 | 26749.4946 |  | 0
2007-07-24 | 0 | 0 | 0 | 0 | -6.6845 | -6.6845 | 3569.4511 | 26699.4946 |  | 0
2007-07-25 | 0 | 0 | 0 | 0 | -6.6845 | -6.6845 | 3562.7666 | 26649.4945 |  | 0
2007-07-26 | 0 | 0 | 0 | 0 | -6.6845 | -6.6845 | 3556.0821 | 26599.4944 |  | 0
2007-07-27 | 0 | 0 | 0 | 0 | -6.6845 | -6.6845 | 3549.3976 | 26549.4944 |  | 0
2007-07-28 | 0 | 0 | 0 | 0 | -6.6845 | -6.6845 | 3542.7131 | 26499.4943 |  | 0
2007-07-29 | 0 | 0 | 0 | 0 | -6.6845 | -6.6845 | 3536.0286 | 26449.4943 |  | 0
2007-07-30 | 0 | 0 | 0 | 0 | -6.6845 | -6.6845 | 3529.3441 | 26399.4942 |  | 0
2007-07-31 | 0.05 | 125.764 | 3.6551 | 3.6551 | 115.4244 | 115.4244 | 3644.7686 | 27262.8689 |  | 0
2007-08-01 | 0 | 0 | 0 | 0 | -6.6845 | -6.6845 | 3638.0841 | 27212.8688 |  | 0
2007-08-02 | 0.0083333 | 20.9607 | 3.6551 | 3.6551 | 10.6211 | 10.6211 | 3648.7052 | 27292.3145 |  | 0
2007-08-03 | 0.025 | 62.882 | 3.6551 | 3.6551 | 52.5424 | 52.5424 | 3701.2476 | 27685.3318 |  | 0
2007-08-04 | 0 | 0 | 0 | 0 | -6.6845 | -6.6845 | 3694.5631 | 27635.3318 |  | 0
2007-08-05 | 0 | 0 | 0 | 0 | -6.6845 | -6.6845 | 3687.8786 | 27585.3317 |  | 0
2007-08-06 | 0 | 0 | 0 | 0 | -6.6845 | -6.6845 | 3681.1941 | 27535.3316 |  | 0
2007-08-07 | 0 | 0 | 0 | 0 | -6.6845 | -6.6845 | 3674.5096 | 27485.3316 |  | 0
2007-08-08 | 0 | 0 | 0 | 0 | -6.6845 | -6.6845 | 3667.8251 | 27435.3315 |  | 0
2007-08-09 | 0 | 0 | 0 | 0 | -6.6845 | -6.6845 | 3661.1406 | 27385.3315 |  | 0
2007-08-10 | 0 | 0 | 0 | 0 | -6.6845 | -6.6845 | 3654.4561 | 27335.3314 |  | 0
2007-08-11 | 0 | 0 | 0 | 0 | -6.6845 | -6.6845 | 3647.7716 | 27285.3313 |  | 0
2007-08-12 | 0 | 0 | 0 | 0 | -6.6845 | -6.6845 | 3641.0871 | 27235.3313 |  | 0
2007-08-13 | 0 | 0 | 0 | 0 | -6.6845 | -6.6845 | 3634.4026 | 27185.3312 |  | 0
2007-08-14 | 0 | 0 | 0 | 0 | -6.6845 | -6.6845 | 3627.7181 | 27135.3312 |  | 0
2007-08-15 | 0 | 0 | 0 | 0 | -6.6845 | -6.6845 | 3621.0336 | 27085.3311 |  | 0
2007-08-16 | 0 | 0 | 0 | 0 | -6.6845 | -6.6845 | 3614.3491 | 27035.331 |  | 0
2007-08-17 | 0 | 0 | 0 | 0 | -6.6845 | -6.6845 | 3607.6646 | 26985.331 |  | 0
2007-08-18 | 0 | 0 | 0 | 0 | -6.6845 | -6.6845 | 3600.9801 | 26935.3309 |  | 0
2007-08-19 | 0.0041667 | 10.4803 | 3.6551 | 3.6551 | 0.14075 | 0.14075 | 3601.1208 | 26936.3838 |  | 0
2007-08-20 | 0.0325 | 81.7466 | 3.6551 | 3.6551 | 71.407 | 71.407 | 3672.5278 | 27470.5083 |  | 0
2007-08-21 | 0.0083333 | 20.9607 | 3.6551 | 3.6551 | 10.6211 | 10.6211 | 3683.1489 | 27549.954 |  | 0
2007-08-22 | 0 | 0 | 0 | 0 | -6.6845 | -6.6845 | 3676.4644 | 27499.9539 |  | 0
2007-08-23 | 0 | 0 | 0 | 0 | -6.6845 | -6.6845 | 3669.7799 | 27449.9539 |  | 0
2007-08-24 | 0 | 0 | 0 | 0 | -6.6845 | -6.6845 | 3663.0954 | 27399.9538 |  | 0
2007-08-25 | 0.029167 | 73.3623 | 3.6551 | 3.6551 | 63.0228 | 63.0228 | 3726.1182 | 27871.364 |  | 0
2007-08-26 | 0 | 0 | 0 | 0 | -6.6845 | -6.6845 | 3719.4337 | 27821.3639 |  | 0
2007-08-27 | 0.069167 | 173.9735 | 3.6551 | 3.6551 | 163.634 | 163.634 | 3883.0676 | 29045.3459 |  | 0
2007-08-28 | 0 | 0 | 0 | 0 | -6.6845 | -6.6845 | 3876.3831 | 28995.3459 |  | 0
2007-08-29 | 0 | 0 | 0 | 0 | -6.6845 | -6.6845 | 3869.6986 | 28945.3458 |  | 0
2007-08-30 | 0 | 0 | 0 | 0 | -6.6845 | -6.6845 | 3863.0141 | 28895.3457 |  | 0
2007-08-31 | 0.020833 | 52.4017 | 3.6551 | 3.6551 | 42.0621 | 42.0621 | 3905.0762 | 29209.9701 |  | 0
2007-09-01 | 0 | 0 | 0 | 0 | -6.6845 | -6.6845 | 3898.3917 | 29159.9701 |  | 0
2007-09-02 | 0 | 0 | 0 | 0 | -6.6845 | -6.6845 | 3891.7072 | 29109.97 |  | 0
2007-09-03 | 0 | 0 | 0 | 0 | -6.6845 | -6.6845 | 3885.0227 | 29059.97 |  | 0
2007-09-04 | 0 | 0 | 0 | 0 | -6.6845 | -6.6845 | 3878.3382 | 29009.9699 |  | 0
2007-09-05 | 0 | 0 | 0 | 0 | -6.6845 | -6.6845 | 3871.6537 | 28959.9698 |  | 0
2007-09-06 | 0 | 0 | 0 | 0 | -6.6845 | -6.6845 | 3864.9692 | 28909.9698 |  | 0
2007-09-07 | 0 | 0 | 0 | 0 | -6.6845 | -6.6845 | 3858.2847 | 28859.9697 |  | 0
2007-09-08 | 0.0041667 | 10.4803 | 3.6551 | 3.6551 | 0.14075 | 0.14075 | 3858.4255 | 28861.0226 |  | 0
2007-09-09 | 0 | 0 | 0 | 0 | -6.6845 | -6.6845 | 3851.741 | 28811.0225 |  | 0
2007-09-10 | 0 | 0 | 0 | 0 | -6.6845 | -6.6845 | 3845.0565 | 28761.0224 |  | 0
2007-09-11 | 0.083333 | 209.6067 | 3.6551 | 3.6551 | 199.2671 | 199.2671 | 4003.7455 | 29948.0163 |  | 33.8936
2007-09-12 | 0 | 0 | 0 | 0 | -6.6845 | -6.6845 | 3997.061 | 29898.0163 |  | 0
2007-09-13 | 0 | 0 | 0 | 0 | -6.6845 | -6.6845 | 3990.3765 | 29848.0162 |  | 0
2007-09-14 | 0 | 0 | 0 | 0 | -6.6845 | -6.6845 | 3983.692 | 29798.0162 |  | 0
2007-09-15 | 0 | 0 | 0 | 0 | -6.6845 | -6.6845 | 3977.0075 | 29748.0161 |  | 0
2007-09-16 | 0 | 0 | 0 | 0 | -6.6845 | -6.6845 | 3970.323 | 29698.016 |  | 0
2007-09-17 | 0.0125 | 31.441 | 3.6551 | 3.6551 | 21.1014 | 21.1014 | 3991.4244 | 29855.8547 |  | 0
2007-09-18 | 0 | 0 | 0 | 0 | -6.6845 | -6.6845 | 3984.7399 | 29805.8546 |  | 0
2007-09-19 | 0 | 0 | 0 | 0 | -6.6845 | -6.6845 | 3978.0554 | 29755.8545 |  | 0
2007-09-20 | 0 | 0 | 0 | 0 | -6.6845 | -6.6845 | 3971.3709 | 29705.8545 |  | 0
2007-09-21 | 0.0025 | 6.2882 | 3.6551 | 3.6551 | -4.0514 | -4.0514 | 3967.3195 | 29675.5502 |  | 0
2007-09-22 | 0 | 0 | 0 | 0 | -6.6845 | -6.6845 | 3960.635 | 29625.5501 |  | 0
2007-09-23 | 0 | 0 | 0 | 0 | -6.6845 | -6.6845 | 3953.9505 | 29575.55 |  | 0
2007-09-24 | 0.0058333 | 14.6725 | 3.6551 | 3.6551 | 4.3329 | 4.3329 | 3958.2834 | 29607.96 |  | 0
2007-09-25 | 0 | 0 | 0 | 0 | -6.6845 | -6.6845 | 3951.5989 | 29557.96 |  | 0
2007-09-26 | 0 | 0 | 0 | 0 | -6.6845 | -6.6845 | 3944.9144 | 29507.9599 |  | 0
2007-09-27 | 0 | 0 | 0 | 0 | -6.6845 | -6.6845 | 3938.2299 | 29457.9598 |  | 0
2007-09-28 | 0 | 0 | 0 | 0 | -6.6845 | -6.6845 | 3931.5454 | 29407.9598 |  | 0
2007-09-29 | 0 | 0 | 0 | 0 | -6.6845 | -6.6845 | 3924.8609 | 29357.9597 |  | 0
2007-09-30 | 0.056667 | 142.5325 | 3.6551 | 3.6551 | 132.193 | 132.193 | 4003.7455 | 29948.0163 |  | 46.6239
2007-10-01 | 0 | 0 | 0 | 0 | -6.6845 | -6.6845 | 3997.061 | 29898.0163 |  | 0
2007-10-02 | 0 | 0 | 0 | 0 | -6.6845 | -6.6845 | 3990.3765 | 29848.0162 |  | 0
2007-10-03 | 0 | 0 | 0 | 0 | -6.6845 | -6.6845 | 3983.692 | 29798.0162 |  | 0
2007-10-04 | 0 | 0 | 0 | 0 | -6.6845 | -6.6845 | 3977.0075 | 29748.0161 |  | 0
2007-10-05 | 0 | 0 | 0 | 0 | -6.6845 | -6.6845 | 3970.323 | 29698.016 |  | 0
2007-10-06 | 0 | 0 | 0 | 0 | -6.6845 | -6.6845 | 3963.6385 | 29648.016 |  | 0
2007-10-07 | 0.0033333 | 8.3843 | 3.6551 | 3.6551 | -1.9553 | -1.9553 | 3961.6832 | 29633.3902 |  | 0
2007-10-08 | 0 | 0 | 0 | 0 | -6.6845 | -6.6845 | 3954.9987 | 29583.3902 |  | 0
2007-10-09 | 0 | 0 | 0 | 0 | -6.6845 | -6.6845 | 3948.3142 | 29533.3901 |  | 0
2007-10-10 | 0 | 0 | 0 | 0 | -6.6845 | -6.6845 | 3941.6297 | 29483.3901 |  | 0
2007-10-11 | 0.011667 | 29.3449 | 3.6551 | 3.6551 | 19.0054 | 19.0054 | 3960.635 | 29625.5501 |  | 0
2007-10-12 | 0 | 0 | 0 | 0 | -6.6845 | -6.6845 | 3953.9505 | 29575.55 |  | 0
2007-10-13 | 0 | 0 | 0 | 0 | -6.6845 | -6.6845 | 3947.266 | 29525.55 |  | 0
2007-10-14 | 0 | 0 | 0 | 0 | -6.6845 | -6.6845 | 3940.5815 | 29475.5499 |  | 0
2007-10-15 | 0 | 0 | 0 | 0 | -6.6845 | -6.6845 | 3933.897 | 29425.5499 |  | 0
2007-10-16 | 0 | 0 | 0 | 0 | -6.6845 | -6.6845 | 3927.2125 | 29375.5498 |  | 0
2007-10-17 | 0 | 0 | 0 | 0 | -6.6845 | -6.6845 | 3920.528 | 29325.5497 |  | 0
2007-10-18 | 0 | 0 | 0 | 0 | -6.6845 | -6.6845 | 3913.8435 | 29275.5497 |  | 0
2007-10-19 | 0 | 0 | 0 | 0 | -6.6845 | -6.6845 | 3907.159 | 29225.5496 |  | 0
2007-10-20 | 0 | 0 | 0 | 0 | -6.6845 | -6.6845 | 3900.4745 | 29175.5496 |  | 0
2007-10-21 | 0 | 0 | 0 | 0 | -6.6845 | -6.6845 | 3893.79 | 29125.5495 |  | 0
2007-10-22 | 0 | 0 | 0 | 0 | -6.6845 | -6.6845 | 3887.1055 | 29075.5494 |  | 0
2007-10-23 | 0 | 0 | 0 | 0 | -6.6845 | -6.6845 | 3880.421 | 29025.5494 |  | 0
2007-10-24 | 0 | 0 | 0 | 0 | -6.6845 | -6.6845 | 3873.7365 | 28975.5493 |  | 0
2007-10-25 | 0 | 0 | 0 | 0 | -6.6845 | -6.6845 | 3867.052 | 28925.5493 |  | 0
2007-10-26 | 0 | 0 | 0 | 0 | -6.6845 | -6.6845 | 3860.3675 | 28875.5492 |  | 0
2007-10-27 | 0 | 0 | 0 | 0 | -6.6845 | -6.6845 | 3853.683 | 28825.5491 |  | 0
2007-10-28 | 0 | 0 | 0 | 0 | -6.6845 | -6.6845 | 3846.9985 | 28775.5491 |  | 0
2007-10-29 | 0 | 0 | 0 | 0 | -6.6845 | -6.6845 | 3840.314 | 28725.549 |  | 0
2007-10-30 | 0 | 0 | 0 | 0 | -6.6845 | -6.6845 | 3833.6295 | 28675.549 |  | 0
2007-10-31 | 0 | 0 | 0 | 0 | -6.6845 | -6.6845 | 3826.945 | 28625.5489 |  | 0
2007-11-01 | 0 | 0 | 0 | 0 | -6.6845 | -6.6845 | 3820.2605 | 28575.5488 |  | 0
2007-11-02 | 0 | 0 | 0 | 0 | -6.6845 | -6.6845 | 3813.576 | 28525.5488 |  | 0
2007-11-03 | 0 | 0 | 0 | 0 | -6.6845 | -6.6845 | 3806.8915 | 28475.5487 |  | 0
2007-11-04 | 0 | 0 | 0 | 0 | -6.6845 | -6.6845 | 3800.207 | 28425.5487 |  | 0
2007-11-05 | 0 | 0 | 0 | 0 | -6.6845 | -6.6845 | 3793.5225 | 28375.5486 |  | 0
2007-11-06 | 0 | 0 | 0 | 0 | -6.6845 | -6.6845 | 3786.838 | 28325.5485 |  | 0
2007-11-07 | 0 | 0 | 0 | 0 | -6.6845 | -6.6845 | 3780.1535 | 28275.5485 |  | 0
2007-11-08 | 0 | 0 | 0 | 0 | -6.6845 | -6.6845 | 3773.469 | 28225.5484 |  | 0
2007-11-09 | 0 | 0 | 0 | 0 | -6.6845 | -6.6845 | 3766.7845 | 28175.5484 |  | 0
2007-11-10 | 0 | 0 | 0 | 0 | -6.6845 | -6.6845 | 3760.1 | 28125.5483 |  | 0
2007-11-11 | 0 | 0 | 0 | 0 | -6.6845 | -6.6845 | 3753.4155 | 28075.5482 |  | 0
2007-11-12 | 0 | 0 | 0 | 0 | -6.6845 | -6.6845 | 3746.731 | 28025.5482 |  | 0
2007-11-13 | 0 | 0 | 0 | 0 | -6.6845 | -6.6845 | 3740.0465 | 27975.5481 |  | 0
2007-11-14 | 0 | 0 | 0 | 0 | -6.6845 | -6.6845 | 3733.362 | 27925.5481 |  | 0
2007-11-15 | 0 | 0 | 0 | 0 | -6.6845 | -6.6845 | 3726.6775 | 27875.548 |  | 0
2007-11-16 | 0 | 0 | 0 | 0 | -6.6845 | -6.6845 | 3719.993 | 27825.5479 |  | 0
2007-11-17 | 0 | 0 | 0 | 0 | -6.6845 | -6.6845 | 3713.3085 | 27775.5479 |  | 0
2007-11-18 | 0 | 0 | 0 | 0 | -6.6845 | -6.6845 | 3706.624 | 27725.5478 |  | 0
2007-11-19 | 0 | 0 | 0 | 0 | -6.6845 | -6.6845 | 3699.9395 | 27675.5478 |  | 0
2007-11-20 | 0 | 0 | 0 | 0 | -6.6845 | -6.6845 | 3693.255 | 27625.5477 |  | 0
2007-11-21 | 0 | 0 | 0 | 0 | -6.6845 | -6.6845 | 3686.5705 | 27575.5476 |  | 0
2007-11-22 | 0 | 0 | 0 | 0 | -6.6845 | -6.6845 | 3679.886 | 27525.5476 |  | 0
2007-11-23 | 0 | 0 | 0 | 0 | -6.6845 | -6.6845 | 3673.2015 | 27475.5475 |  | 0
2007-11-24 | 0.016667 | 41.9213 | 3.6551 | 3.6551 | 31.5818 | 31.5818 | 3704.7833 | 27711.779 |  | 0
2007-11-25 | 0.033333 | 83.8427 | 3.6551 | 3.6551 | 73.5031 | 73.5031 | 3778.2864 | 28261.5821 |  | 0
2007-11-26 | 0 | 0 | 0 | 0 | -6.6845 | -6.6845 | 3771.6019 | 28211.5821 |  | 0
2007-11-27 | 0 | 0 | 0 | 0 | -6.6845 | -6.6845 | 3764.9174 | 28161.582 |  | 0
2007-11-28 | 0 | 0 | 0 | 0 | -6.6845 | -6.6845 | 3758.2329 | 28111.5819 |  | 0
2007-11-29 | 0 | 0 | 0 | 0 | -6.6845 | -6.6845 | 3751.5484 | 28061.5819 |  | 0
2007-11-30 | 0 | 0 | 0 | 0 | -6.6845 | -6.6845 | 3744.8639 | 28011.5818 |  | 0
2007-12-01 | 0 | 0 | 0 | 0 | -6.6845 | -6.6845 | 3738.1794 | 27961.5818 |  | 0
2007-12-02 | 0 | 0 | 0 | 0 | -6.6845 | -6.6845 | 3731.4949 | 27911.5817 |  | 0
2007-12-03 | 0 | 0 | 0 | 0 | -6.6845 | -6.6845 | 3724.8104 | 27861.5816 |  | 0
2007-12-04 | 0 | 0 | 0 | 0 | -6.6845 | -6.6845 | 3718.1259 | 27811.5816 |  | 0
2007-12-05 | 0 | 0 | 0 | 0 | -6.6845 | -6.6845 | 3711.4414 | 27761.5815 |  | 0
2007-12-06 | 0 | 0 | 0 | 0 | -6.6845 | -6.6845 | 3704.7569 | 27711.5815 |  | 0
2007-12-07 | 0 | 0 | 0 | 0 | -6.6845 | -6.6845 | 3698.0724 | 27661.5814 |  | 0
2007-12-08 | 0 | 0 | 0 | 0 | -6.6845 | -6.6845 | 3691.3879 | 27611.5813 |  | 0
2007-12-09 | 0 | 0 | 0 | 0 | -6.6845 | -6.6845 | 3684.7034 | 27561.5813 |  | 0
2007-12-10 | 0 | 0 | 0 | 0 | -6.6845 | -6.6845 | 3678.0189 | 27511.5812 |  | 0
2007-12-11 | 0.035 | 88.0348 | 3.6551 | 3.6551 | 77.6952 | 77.6952 | 3755.7141 | 28092.7415 |  | 0
2007-12-12 | 0 | 0 | 0 | 0 | -6.6845 | -6.6845 | 3749.0296 | 28042.7414 |  | 0
2007-12-13 | 0 | 0 | 0 | 0 | -6.6845 | -6.6845 | 3742.3451 | 27992.7413 |  | 0
2007-12-14 | 0 | 0 | 0 | 0 | -6.6845 | -6.6845 | 3735.6606 | 27942.7413 |  | 0
2007-12-15 | 0 | 0 | 0 | 0 | -6.6845 | -6.6845 | 3728.9761 | 27892.7412 |  | 0
2007-12-16 | 0 | 0 | 0 | 0 | -6.6845 | -6.6845 | 3722.2916 | 27842.7412 |  | 0
2007-12-17 | 0 | 0 | 0 | 0 | -6.6845 | -6.6845 | 3715.6071 | 27792.7411 |  | 0
2007-12-18 | 0 | 0 | 0 | 0 | -6.6845 | -6.6845 | 3708.9226 | 27742.741 |  | 0
2007-12-19 | 0 | 0 | 0 | 0 | -6.6845 | -6.6845 | 3702.2381 | 27692.741 |  | 0
2007-12-20 | 0 | 0 | 0 | 0 | -6.6845 | -6.6845 | 3695.5536 | 27642.7409 |  | 0
2007-12-21 | 0 | 0 | 0 | 0 | -6.6845 | -6.6845 | 3688.8691 | 27592.7409 |  | 0
2007-12-22 | 0 | 0 | 0 | 0 | -6.6845 | -6.6845 | 3682.1846 | 27542.7408 |  | 0
2007-12-23 | 0 | 0 | 0 | 0 | -6.6845 | -6.6845 | 3675.5001 | 27492.7407 |  | 0
2007-12-24 | 0 | 0 | 0 | 0 | -6.6845 | -6.6845 | 3668.8156 | 27442.7407 |  | 0
2007-12-25 | 0 | 0 | 0 | 0 | -6.6845 | -6.6845 | 3662.1311 | 27392.7406 |  | 0
2007-12-26 | 0 | 0 | 0 | 0 | -6.6845 | -6.6845 | 3655.4466 | 27342.7406 |  | 0
2007-12-27 | 0 | 0 | 0 | 0 | -6.6845 | -6.6845 | 3648.7621 | 27292.7405 |  | 0
2007-12-28 | 0 | 0 | 0 | 0 | -6.6845 | -6.6845 | 3642.0776 | 27242.7404 |  | 0
2007-12-29 | 0 | 0 | 0 | 0 | -6.6845 | -6.6845 | 3635.3931 | 27192.7404 |  | 0
2007-12-30 | 0 | 0 | 0 | 0 | -6.6845 | -6.6845 | 3628.7086 | 27142.7403 |  | 0
2007-12-31 | 0 | 0 | 0 | 0 | -6.6845 | -6.6845 | 3622.0241 | 27092.7403 |  | 0
2008-02-01 | 0 | 0 | 0 | 0 | -6.6845 | -6.6845 | 3615.3396 | 27042.7402 |  | 0
2008-02-02 | 0 | 0 | 0 | 0 | -6.6845 | -6.6845 | 3608.6551 | 26992.7401 |  | 0
2008-02-03 | 0 | 0 | 0 | 0 | -6.6845 | -6.6845 | 3601.9706 | 26942.7401 |  | 0
2008-02-04 | 0 | 0 | 0 | 0 | -6.6845 | -6.6845 | 3595.2861 | 26892.74 |  | 0
2008-02-05 | 0 | 0 | 0 | 0 | -6.6845 | -6.6845 | 3588.6016 | 26842.74 |  | 0
2008-02-06 | 0 | 0 | 0 | 0 | -6.6845 | -6.6845 | 3581.9171 | 26792.7399 |  | 0
2008-02-07 | 0 | 0 | 0 | 0 | -6.6845 | -6.6845 | 3575.2326 | 26742.7398 |  | 0
2008-02-08 | 0 | 0 | 0 | 0 | -6.6845 | -6.6845 | 3568.5481 | 26692.7398 |  | 0
2008-02-09 | 0 | 0 | 0 | 0 | -6.6845 | -6.6845 | 3561.8636 | 26642.7397 |  | 0
2008-02-10 | 0 | 0 | 0 | 0 | -6.6845 | -6.6845 | 3555.1791 | 26592.7397 |  | 0
2008-02-11 | 0 | 0 | 0 | 0 | -6.6845 | -6.6845 | 3548.4946 | 26542.7396 |  | 0
2008-02-12 | 0 | 0 | 0 | 0 | -6.6845 | -6.6845 | 3541.8101 | 26492.7395 |  | 0
2008-02-13 | 0 | 0 | 0 | 0 | -6.6845 | -6.6845 | 3535.1256 | 26442.7395 |  | 0
2008-02-14 | 0 | 0 | 0 | 0 | -6.6845 | -6.6845 | 3528.4411 | 26392.7394 |  | 0
2008-02-15 | 0 | 0 | 0 | 0 | -6.6845 | -6.6845 | 3521.7566 | 26342.7394 |  | 0
2008-02-16 | 0 | 0 | 0 | 0 | -6.6845 | -6.6845 | 3515.0721 | 26292.7393 |  | 0
2008-02-17 | 0 | 0 | 0 | 0 | -6.6845 | -6.6845 | 3508.3876 | 26242.7392 |  | 0
2008-02-18 | 0 | 0 | 0 | 0 | -6.6845 | -6.6845 | 3501.7031 | 26192.7392 |  | 0
2008-02-19 | 0 | 0 | 0 | 0 | -6.6845 | -6.6845 | 3495.0186 | 26142.7391 |  | 0
2008-02-20 | 0 | 0 | 0 | 0 | -6.6845 | -6.6845 | 3488.3341 | 26092.7391 |  | 0
2008-02-21 | 0 | 0 | 0 | 0 | -6.6845 | -6.6845 | 3481.6496 | 26042.739 |  | 0
2008-02-22 | 0 | 0 | 0 | 0 | -6.6845 | -6.6845 | 3474.9651 | 25992.7389 |  | 0
2008-02-23 | 0 | 0 | 0 | 0 | -6.6845 | -6.6845 | 3468.2806 | 25942.7389 |  | 0
2008-02-24 | 0 | 0 | 0 | 0 | -6.6845 | -6.6845 | 3461.5961 | 25892.7388 |  | 0
2008-02-25 | 0 | 0 | 0 | 0 | -6.6845 | -6.6845 | 3454.9116 | 25842.7388 |  | 0
2008-02-26 | 0 | 0 | 0 | 0 | -6.6845 | -6.6845 | 3448.2271 | 25792.7387 |  | 0
2008-02-27 | 0 | 0 | 0 | 0 | -6.6845 | -6.6845 | 3441.5426 | 25742.7386 |  | 0
2008-02-28 | 0 | 0 | 0 | 0 | -6.6845 | -6.6845 | 3434.8581 | 25692.7386 |  | 0
2008-02-29 | 0 | 0 | 0 | 0 | -6.6845 | -6.6845 | 3428.1736 | 25642.7385 |  | 0
2008-03-01 | 0 | 0 | 0 | 0 | -6.6845 | -6.6845 | 3421.4891 | 25592.7385 |  | 0
2008-03-02 | 0 | 0 | 0 | 0 | -6.6845 | -6.6845 | 3414.8046 | 25542.7384 |  | 0
2008-03-03 | 0 | 0 | 0 | 0 | -6.6845 | -6.6845 | 3408.1201 | 25492.7383 |  | 0
2008-03-04 | 0 | 0 | 0 | 0 | -6.6845 | -6.6845 | 3401.4356 | 25442.7383 |  | 0
2008-03-05 | 0 | 0 | 0 | 0 | -6.6845 | -6.6845 | 3394.7511 | 25392.7382 |  | 0
2008-03-06 | 0 | 0 | 0 | 0 | -6.6845 | -6.6845 | 3388.0666 | 25342.7382 |  | 0
2008-03-07 | 0 | 0 | 0 | 0 | -6.6845 | -6.6845 | 3381.3821 | 25292.7381 |  | 0
2008-03-08 | 0 | 0 | 0 | 0 | -6.6845 | -6.6845 | 3374.6976 | 25242.738 |  | 0
2008-03-09 | 0 | 0 | 0 | 0 | -6.6845 | -6.6845 | 3368.0131 | 25192.738 |  | 0
2008-03-10 | 0 | 0 | 0 | 0 | -6.6845 | -6.6845 | 3361.3286 | 25142.7379 |  | 0
2008-03-11 | 0 | 0 | 0 | 0 | -6.6845 | -6.6845 | 3354.6441 | 25092.7379 |  | 0
2008-03-12 | 0 | 0 | 0 | 0 | -6.6845 | -6.6845 | 3347.9596 | 25042.7378 |  | 0
2008-03-13 | 0 | 0 | 0 | 0 | -6.6845 | -6.6845 | 3341.2751 | 24992.7377 |  | 0
2008-03-14 | 0 | 0 | 0 | 0 | -6.6845 | -6.6845 | 3334.5906 | 24942.7377 |  | 0
2008-03-15 | 0 | 0 | 0 | 0 | -6.6845 | -6.6845 | 3327.9061 | 24892.7376 |  | 0
2008-03-16 | 0 | 0 | 0 | 0 | -6.6845 | -6.6845 | 3321.2216 | 24842.7376 |  | 0
2008-03-17 | 0 | 0 | 0 | 0 | -6.6845 | -6.6845 | 3314.5371 | 24792.7375 |  | 0
2008-03-18 | 0 | 0 | 0 | 0 | -6.6845 | -6.6845 | 3307.8526 | 24742.7374 |  | 0
2008-03-19 | 0 | 0 | 0 | 0 | -6.6845 | -6.6845 | 3301.1681 | 24692.7374 |  | 0
2008-03-20 | 0 | 0 | 0 | 0 | -6.6845 | -6.6845 | 3294.4836 | 24642.7373 |  | 0
2008-03-21 | 0 | 0 | 0 | 0 | -6.6845 | -6.6845 | 3287.7991 | 24592.7373 |  | 0
2008-03-22 | 0 | 0 | 0 | 0 | -6.6845 | -6.6845 | 3281.1146 | 24542.7372 |  | 0
2008-03-23 | 0 | 0 | 0 | 0 | -6.6845 | -6.6845 | 3274.4301 | 24492.7371 |  | 0
2008-03-24 | 0 | 0 | 0 | 0 | -6.6845 | -6.6845 | 3267.7456 | 24442.7371 |  | 0
2008-03-25 | 0 | 0 | 0 | 0 | -6.6845 | -6.6845 | 3261.0611 | 24392.737 |  | 0
2008-03-26 | 0 | 0 | 0 | 0 | -6.6845 | -6.6845 | 3254.3766 | 24342.737 |  | 0
2008-03-27 | 0 | 0 | 0 | 0 | -6.6845 | -6.6845 | 3247.6921 | 24292.7369 |  | 0
2008-03-28 | 0 | 0 | 0 | 0 | -6.6845 | -6.6845 | 3241.0076 | 24242.7368 |  | 0
2008-03-29 | 0 | 0 | 0 | 0 | -6.6845 | -6.6845 | 3234.3231 | 24192.7368 |  | 0
2008-03-30 | 0 | 0 | 0 | 0 | -6.6845 | -6.6845 | 3227.6386 | 24142.7367 |  | 0
2008-03-31 | 0 | 0 | 0 | 0 | -6.6845 | -6.6845 | 3220.9541 | 24092.7367 |  | 0
2008-04-01 | 0 | 0 | 0 | 0 | -6.6845 | -6.6845 | 3214.2696 | 24042.7366 |  | 0
2008-04-02 | 0 | 0 | 0 | 0 | -6.6845 | -6.6845 | 3207.5851 | 23992.7365 |  | 0
2008-04-03 | 0 | 0 | 0 | 0 | -6.6845 | -6.6845 | 3200.9006 | 23942.7365 |  | 0
2008-04-04 | 0 | 0 | 0 | 0 | -6.6845 | -6.6845 | 3194.2161 | 23892.7364 |  | 0
2008-04-05 | 0 | 0 | 0 | 0 | -6.6845 | -6.6845 | 3187.5316 | 23842.7364 |  | 0
2008-04-06 | 0 | 0 | 0 | 0 | -6.6845 | -6.6845 | 3180.8471 | 23792.7363 |  | 0
2008-04-07 | 0 | 0 | 0 | 0 | -6.6845 | -6.6845 | 3174.1626 | 23742.7362 |  | 0
2008-04-08 | 0 | 0 | 0 | 0 | -6.6845 | -6.6845 | 3167.4781 | 23692.7362 |  | 0
2008-04-09 | 0 | 0 | 0 | 0 | -6.6845 | -6.6845 | 3160.7936 | 23642.7361 |  | 0
2008-04-10 | 0 | 0 | 0 | 0 | -6.6845 | -6.6845 | 3154.1091 | 23592.7361 |  | 0
2008-04-11 | 0 | 0 | 0 | 0 | -6.6845 | -6.6845 | 3147.4246 | 23542.736 |  | 0
2008-04-12 | 0 | 0 | 0 | 0 | -6.6845 | -6.6845 | 3140.7401 | 23492.7359 |  | 0
2008-04-13 | 0 | 0 | 0 | 0 | -6.6845 | -6.6845 | 3134.0556 | 23442.7359 |  | 0
2008-04-14 | 0 | 0 | 0 | 0 | -6.6845 | -6.6845 | 3127.3711 | 23392.7358 |  | 0
2008-04-15 | 0 | 0 | 0 | 0 | -6.6845 | -6.6845 | 3120.6866 | 23342.7358 |  | 0
2008-04-16 | 0 | 0 | 0 | 0 | -6.6845 | -6.6845 | 3114.0021 | 23292.7357 |  | 0
2008-04-17 | 0 | 0 | 0 | 0 | -6.6845 | -6.6845 | 3107.3176 | 23242.7356 |  | 0
2008-04-18 | 0 | 0 | 0 | 0 | -6.6845 | -6.6845 | 3100.6331 | 23192.7356 |  | 0
2008-04-19 | 0 | 0 | 0 | 0 | -6.6845 | -6.6845 | 3093.9486 | 23142.7355 |  | 0
2008-04-20 | 0 | 0 | 0 | 0 | -6.6845 | -6.6845 | 3087.2641 | 23092.7355 |  | 0
2008-04-21 | 0 | 0 | 0 | 0 | -6.6845 | -6.6845 | 3080.5796 | 23042.7354 |  | 0
2008-04-22 | 0 | 0 | 0 | 0 | -6.6845 | -6.6845 | 3073.8951 | 22992.7353 |  | 0
2008-04-23 | 0 | 0 | 0 | 0 | -6.6845 | -6.6845 | 3067.2106 | 22942.7353 |  | 0
2008-04-24 | 0 | 0 | 0 | 0 | -6.6845 | -6.6845 | 3060.5261 | 22892.7352 |  | 0
2008-04-25 | 0 | 0 | 0 | 0 | -6.6845 | -6.6845 | 3053.8416 | 22842.7352 |  | 0
2008-04-26 | 0 | 0 | 0 | 0 | -6.6845 | -6.6845 | 3047.1571 | 22792.7351 |  | 0
2008-04-27 | 0 | 0 | 0 | 0 | -6.6845 | -6.6845 | 3040.4726 | 22742.735 |  | 0
2008-04-28 | 0 | 0 | 0 | 0 | -6.6845 | -6.6845 | 3033.7881 | 22692.735 |  | 0
2008-04-29 | 0 | 0 | 0 | 0 | -6.6845 | -6.6845 | 3027.1036 | 22642.7349 |  | 0
2008-04-30 | 0 | 0 | 0 | 0 | -6.6845 | -6.6845 | 3020.4191 | 22592.7349 |  | 0
2008-05-01 | 0 | 0 | 0 | 0 | -6.6845 | -6.6845 | 3013.7346 | 22542.7348 |  | 0
2008-05-02 | 0 | 0 | 0 | 0 | -6.6845 | -6.6845 | 3007.0501 | 22492.7347 |  | 0
2008-05-03 | 0 | 0 | 0 | 0 | -6.6845 | -6.6845 | 3000.3656 | 22442.7347 |  | 0
2008-05-04 | 0 | 0 | 0 | 0 | -6.6845 | -6.6845 | 2993.6811 | 22392.7346 |  | 0
2008-05-05 | 0 | 0 | 0 | 0 | -6.6845 | -6.6845 | 2986.9966 | 22342.7346 |  | 0
2008-05-06 | 0.018333 | 46.1135 | 3.6551 | 3.6551 | 35.7739 | 35.7739 | 3022.7705 | 22610.3232 |  | 0
2008-05-07 | 0 | 0 | 0 | 0 | -6.6845 | -6.6845 | 3016.086 | 22560.3232 |  | 0
2008-05-08 | 0 | 0 | 0 | 0 | -6.6845 | -6.6845 | 3009.4015 | 22510.3231 |  | 0
2008-05-09 | 0 | 0 | 0 | 0 | -6.6845 | -6.6845 | 3002.717 | 22460.3231 |  | 0
2008-05-10 | 0 | 0 | 0 | 0 | -6.6845 | -6.6845 | 2996.0325 | 22410.323 |  | 0
2008-05-11 | 0 | 0 | 0 | 0 | -6.6845 | -6.6845 | 2989.348 | 22360.3229 |  | 0
2008-05-12 | 0 | 0 | 0 | 0 | -6.6845 | -6.6845 | 2982.6635 | 22310.3229 |  | 0
2008-05-13 | 0 | 0 | 0 | 0 | -6.6845 | -6.6845 | 2975.979 | 22260.3228 |  | 0
2008-05-14 | 0 | 0 | 0 | 0 | -6.6845 | -6.6845 | 2969.2945 | 22210.3228 |  | 0
2008-05-15 | 0 | 0 | 0 | 0 | -6.6845 | -6.6845 | 2962.61 | 22160.3227 |  | 0
2008-05-16 | 0 | 0 | 0 | 0 | -6.6845 | -6.6845 | 2955.9255 | 22110.3226 |  | 0
2008-05-17 | 0 | 0 | 0 | 0 | -6.6845 | -6.6845 | 2949.241 | 22060.3226 |  | 0
2008-05-18 | 0 | 0 | 0 | 0 | -6.6845 | -6.6845 | 2942.5565 | 22010.3225 |  | 0
2008-05-19 | 0 | 0 | 0 | 0 | -6.6845 | -6.6845 | 2935.872 | 21960.3225 |  | 0
2008-05-20 | 0 | 0 | 0 | 0 | -6.6845 | -6.6845 | 2929.1875 | 21910.3224 |  | 0
2008-05-21 | 0 | 0 | 0 | 0 | -6.6845 | -6.6845 | 2922.503 | 21860.3223 |  | 0
2008-05-22 | 0 | 0 | 0 | 0 | -6.6845 | -6.6845 | 2915.8185 | 21810.3223 |  | 0
2008-05-23 | 0 | 0 | 0 | 0 | -6.6845 | -6.6845 | 2909.134 | 21760.3222 |  | 0
2008-05-24 | 0 | 0 | 0 | 0 | -6.6845 | -6.6845 | 2902.4495 | 21710.3222 |  | 0
2008-05-25 | 0 | 0 | 0 | 0 | -6.6845 | -6.6845 | 2895.765 | 21660.3221 |  | 0
2008-05-26 | 0 | 0 | 0 | 0 | -6.6845 | -6.6845 | 2889.0805 | 21610.322 |  | 0
2008-05-27 | 0 | 0 | 0 | 0 | -6.6845 | -6.6845 | 2882.396 | 21560.322 |  | 0
2008-05-28 | 0 | 0 | 0 | 0 | -6.6845 | -6.6845 | 2875.7115 | 21510.3219 |  | 0
2008-05-29 | 0 | 0 | 0 | 0 | -6.6845 | -6.6845 | 2869.027 | 21460.3219 |  | 0
2008-05-30 | 0 | 0 | 0 | 0 | -6.6845 | -6.6845 | 2862.3425 | 21410.3218 |  | 0
2008-05-31 | 0 | 0 | 0 | 0 | -6.6845 | -6.6845 | 2855.658 | 21360.3217 |  | 0
2008-06-01 | 0 | 0 | 0 | 0 | -6.6845 | -6.6845 | 2848.9735 | 21310.3217 |  | 0
2008-06-02 | 0 | 0 | 0 | 0 | -6.6845 | -6.6845 | 2842.289 | 21260.3216 |  | 0
2008-06-03 | 0 | 0 | 0 | 0 | -6.6845 | -6.6845 | 2835.6045 | 21210.3216 |  | 0
2008-06-04 | 0 | 0 | 0 | 0 | -6.6845 | -6.6845 | 2828.92 | 21160.3215 |  | 0
2008-06-05 | 0 | 0 | 0 | 0 | -6.6845 | -6.6845 | 2822.2355 | 21110.3214 |  | 0
2008-06-06 | 0 | 0 | 0 | 0 | -6.6845 | -6.6845 | 2815.551 | 21060.3214 |  | 0
2008-06-07 | 0 | 0 | 0 | 0 | -6.6845 | -6.6845 | 2808.8665 | 21010.3213 |  | 0
2008-06-08 | 0.0083333 | 20.9607 | 3.6551 | 3.6551 | 10.6211 | 10.6211 | 2819.4876 | 21089.767 |  | 0
2008-06-09 | 0.0083333 | 20.9607 | 3.6551 | 3.6551 | 10.6211 | 10.6211 | 2830.1087 | 21169.2128 |  | 0
2008-06-10 | 0 | 0 | 0 | 0 | -6.6845 | -6.6845 | 2823.4242 | 21119.2127 |  | 0
2008-06-11 | 0 | 0 | 0 | 0 | -6.6845 | -6.6845 | 2816.7397 | 21069.2126 |  | 0
2008-06-12 | 0 | 0 | 0 | 0 | -6.6845 | -6.6845 | 2810.0552 | 21019.2126 |  | 0
2008-06-13 | 0 | 0 | 0 | 0 | -6.6845 | -6.6845 | 2803.3707 | 20969.2125 |  | 0
2008-06-14 | 0 | 0 | 0 | 0 | -6.6845 | -6.6845 | 2796.6862 | 20919.2125 |  | 0
2008-06-15 | 0 | 0 | 0 | 0 | -6.6845 | -6.6845 | 2790.0017 | 20869.2124 |  | 0
2008-06-16 | 0 | 0 | 0 | 0 | -6.6845 | -6.6845 | 2783.3172 | 20819.2123 |  | 0
2008-06-17 | 0 | 0 | 0 | 0 | -6.6845 | -6.6845 | 2776.6327 | 20769.2123 |  | 0
2008-06-18 | 0 | 0 | 0 | 0 | -6.6845 | -6.6845 | 2769.9482 | 20719.2122 |  | 0
2008-06-19 | 0 | 0 | 0 | 0 | -6.6845 | -6.6845 | 2763.2637 | 20669.2122 |  | 0
2008-06-20 | 0 | 0 | 0 | 0 | -6.6845 | -6.6845 | 2756.5792 | 20619.2121 |  | 0
2008-06-21 | 0 | 0 | 0 | 0 | -6.6845 | -6.6845 | 2749.8947 | 20569.212 |  | 0
2008-06-22 | 0 | 0 | 0 | 0 | -6.6845 | -6.6845 | 2743.2102 | 20519.212 |  | 0
2008-06-23 | 0 | 0 | 0 | 0 | -6.6845 | -6.6845 | 2736.5257 | 20469.2119 |  | 0
2008-06-24 | 0 | 0 | 0 | 0 | -6.6845 | -6.6845 | 2729.8412 | 20419.2119 |  | 0
2008-06-25 | 0 | 0 | 0 | 0 | -6.6845 | -6.6845 | 2723.1567 | 20369.2118 |  | 0
2008-06-26 | 0.0083333 | 20.9607 | 3.6551 | 3.6551 | 10.6211 | 10.6211 | 2733.7777 | 20448.6575 |  | 0
2008-06-27 | 0 | 0 | 0 | 0 | -6.6845 | -6.6845 | 2727.0932 | 20398.6575 |  | 0
2008-06-28 | 0 | 0 | 0 | 0 | -6.6845 | -6.6845 | 2720.4087 | 20348.6574 |  | 0
2008-06-29 | 0 | 0 | 0 | 0 | -6.6845 | -6.6845 | 2713.7242 | 20298.6574 |  | 0
2008-06-30 | 0.016667 | 41.9213 | 3.6551 | 3.6551 | 31.5818 | 31.5818 | 2745.306 | 20534.8889 |  | 0
2008-07-01 | 0.043333 | 108.9955 | 3.6551 | 3.6551 | 98.6559 | 98.6559 | 2843.9619 | 21272.8349 |  | 0
2008-07-02 | 0 | 0 | 0 | 0 | -6.6845 | -6.6845 | 2837.2774 | 21222.8348 |  | 0
2008-07-03 | 0.056667 | 142.5325 | 3.6551 | 3.6551 | 132.193 | 132.193 | 2969.4703 | 22211.6381 |  | 0
2008-07-04 | 0 | 0 | 0 | 0 | -6.6845 | -6.6845 | 2962.7858 | 22161.6381 |  | 0
2008-07-05 | 0 | 0 | 0 | 0 | -6.6845 | -6.6845 | 2956.1013 | 22111.638 |  | 0
2008-07-06 | 0.033333 | 83.8427 | 3.6551 | 3.6551 | 73.5031 | 73.5031 | 3029.6044 | 22661.4411 |  | 0
2008-07-07 | 0 | 0 | 0 | 0 | -6.6845 | -6.6845 | 3022.9199 | 22611.441 |  | 0
2008-07-08 | 0 | 0 | 0 | 0 | -6.6845 | -6.6845 | 3016.2354 | 22561.441 |  | 0
2008-07-09 | 0 | 0 | 0 | 0 | -6.6845 | -6.6845 | 3009.5509 | 22511.4409 |  | 0
2008-07-10 | 0 | 0 | 0 | 0 | -6.6845 | -6.6845 | 3002.8664 | 22461.4409 |  | 0
2008-07-11 | 0 | 0 | 0 | 0 | -6.6845 | -6.6845 | 2996.1819 | 22411.4408 |  | 0
2008-07-12 | 0.0041667 | 10.4803 | 3.6551 | 3.6551 | 0.14075 | 0.14075 | 2996.3227 | 22412.4936 |  | 0
2008-07-13 | 0 | 0 | 0 | 0 | -6.6845 | -6.6845 | 2989.6382 | 22362.4936 |  | 0
2008-07-14 | 0.055 | 138.3404 | 3.6551 | 3.6551 | 128.0008 | 128.0008 | 3117.639 | 23319.9397 |  | 0
2008-07-15 | 0 | 0 | 0 | 0 | -6.6845 | -6.6845 | 3110.9545 | 23269.9396 |  | 0
2008-07-16 | 0.056667 | 142.5325 | 3.6551 | 3.6551 | 132.193 | 132.193 | 3243.1474 | 24258.7429 |  | 0
2008-07-17 | 0.01 | 25.1528 | 3.6551 | 3.6551 | 14.8132 | 14.8132 | 3257.9607 | 24369.5458 |  | 0
2008-07-18 | 0.05 | 125.764 | 3.6551 | 3.6551 | 115.4244 | 115.4244 | 3373.3851 | 25232.9205 |  | 0
2008-07-19 | 0.016667 | 41.9213 | 3.6551 | 3.6551 | 31.5818 | 31.5818 | 3404.9668 | 25469.152 |  | 0
2008-07-20 | 0.05 | 125.764 | 3.6551 | 3.6551 | 115.4244 | 115.4244 | 3520.3913 | 26332.5266 |  | 0
2008-07-21 | 0 | 0 | 0 | 0 | -6.6845 | -6.6845 | 3513.7068 | 26282.5266 |  | 0
2008-07-22 | 0 | 0 | 0 | 0 | -6.6845 | -6.6845 | 3507.0223 | 26232.5265 |  | 0
2008-07-23 | 0 | 0 | 0 | 0 | -6.6845 | -6.6845 | 3500.3378 | 26182.5265 |  | 0
2008-07-24 | 0 | 0 | 0 | 0 | -6.6845 | -6.6845 | 3493.6533 | 26132.5264 |  | 0
2008-07-25 | 0.033333 | 83.8427 | 3.6551 | 3.6551 | 73.5031 | 73.5031 | 3567.1563 | 26682.3295 |  | 0
2008-07-26 | 0.0041667 | 10.4803 | 3.6551 | 3.6551 | 0.14075 | 0.14075 | 3567.2971 | 26683.3823 |  | 0
2008-07-27 | 0 | 0 | 0 | 0 | -6.6845 | -6.6845 | 3560.6126 | 26633.3823 |  | 0
2008-07-28 | 0 | 0 | 0 | 0 | -6.6845 | -6.6845 | 3553.9281 | 26583.3822 |  | 0
2008-07-29 | 0 | 0 | 0 | 0 | -6.6845 | -6.6845 | 3547.2436 | 26533.3821 |  | 0
2008-07-30 | 0 | 0 | 0 | 0 | -6.6845 | -6.6845 | 3540.5591 | 26483.3821 |  | 0
2008-07-31 | 0.059167 | 148.8207 | 3.6551 | 3.6551 | 138.4812 | 138.4812 | 3679.0403 | 27519.2211 |  | 0
2008-08-01 | 0 | 0 | 0 | 0 | -6.6845 | -6.6845 | 3672.3558 | 27469.221 |  | 0
2008-08-02 | 0 | 0 | 0 | 0 | -6.6845 | -6.6845 | 3665.6713 | 27419.221 |  | 0
2008-08-03 | 0.0125 | 31.441 | 3.6551 | 3.6551 | 21.1014 | 21.1014 | 3686.7727 | 27577.0596 |  | 0
2008-08-04 | 0 | 0 | 0 | 0 | -6.6845 | -6.6845 | 3680.0882 | 27527.0595 |  | 0
2008-08-05 | 0 | 0 | 0 | 0 | -6.6845 | -6.6845 | 3673.4037 | 27477.0595 |  | 0
2008-08-06 | 0 | 0 | 0 | 0 | -6.6845 | -6.6845 | 3666.7192 | 27427.0594 |  | 0
2008-08-07 | 0 | 0 | 0 | 0 | -6.6845 | -6.6845 | 3660.0347 | 27377.0594 |  | 0
2008-08-08 | 0 | 0 | 0 | 0 | -6.6845 | -6.6845 | 3653.3502 | 27327.0593 |  | 0
2008-08-09 | 0 | 0 | 0 | 0 | -6.6845 | -6.6845 | 3646.6657 | 27277.0592 |  | 0
2008-08-10 | 0.02 | 50.3056 | 3.6551 | 3.6551 | 39.966 | 39.966 | 3686.6317 | 27576.0051 |  | 0
2008-08-11 | 0.0016667 | 4.1921 | 3.6551 | 3.6551 | -6.1474 | -6.1474 | 3680.4842 | 27530.0222 |  | 0
2008-08-12 | 0 | 0 | 0 | 0 | -6.6845 | -6.6845 | 3673.7997 | 27480.0221 |  | 0
2008-08-13 | 0 | 0 | 0 | 0 | -6.6845 | -6.6845 | 3667.1152 | 27430.0221 |  | 0
2008-08-14 | 0.00083333 | 2.0961 | 3.6551 | 2.0961 | -6.6845 | -6.6845 | 3660.4307 | 27380.022 |  | 0
2008-08-15 | 0.0083333 | 20.9607 | 3.6551 | 3.6551 | 10.6211 | 10.6211 | 3671.0518 | 27459.4677 |  | 0
2008-08-16 | 0.02 | 50.3056 | 3.6551 | 3.6551 | 39.966 | 39.966 | 3711.0179 | 27758.4135 |  | 0
2008-08-17 | 0.0275 | 69.1702 | 3.6551 | 3.6551 | 58.8306 | 58.8306 | 3769.8485 | 28198.4666 |  | 0
2008-08-18 | 0.035833 | 90.1309 | 3.6551 | 3.6551 | 79.7913 | 79.7913 | 3849.6398 | 28795.3054 |  | 0
2008-08-19 | 0.0083333 | 20.9607 | 3.6551 | 3.6551 | 10.6211 | 10.6211 | 3860.2608 | 28874.7511 |  | 0
2008-08-20 | 0.038333 | 96.4191 | 3.6551 | 3.6551 | 86.0795 | 86.0795 | 3946.3403 | 29518.6257 |  | 0
2008-08-21 | 0.0275 | 69.1702 | 3.6551 | 3.6551 | 58.8306 | 58.8306 | 4005.171 | 29958.6787 |  | 0
2008-08-22 | 0 | 0 | 0 | 0 | -6.6845 | -6.6845 | 3998.4865 | 29908.6787 |  | 0
2008-08-23 | 0.0075 | 18.8646 | 3.6551 | 3.6551 | 8.525 | 8.525 | 4007.0115 | 29972.4458 |  | 0
2008-08-24 | 0.025 | 62.882 | 3.6551 | 3.6551 | 52.5424 | 52.5424 | 4003.7455 | 29948.0163 |  | 49.1239
2008-08-25 | 0 | 0 | 0 | 0 | -6.6845 | -6.6845 | 3997.061 | 29898.0163 |  | 0
2008-08-26 | 0 | 0 | 0 | 0 | -6.6845 | -6.6845 | 3990.3765 | 29848.0162 |  | 0
2008-08-27 | 0.038333 | 96.4191 | 3.6551 | 3.6551 | 86.0795 | 86.0795 | 4003.7455 | 29948.0163 |  | 66.026
2008-08-28 | 0.058333 | 146.7247 | 3.6551 | 3.6551 | 136.3851 | 136.3851 | 4003.7455 | 29948.0163 |  | 129.7006
2008-08-29 | 0.0625 | 157.205 | 3.6551 | 3.6551 | 146.8654 | 146.8654 | 4003.7455 | 29948.0163 |  | 140.1809
2008-08-30 | 0.025 | 62.882 | 3.6551 | 3.6551 | 52.5424 | 52.5424 | 4003.7455 | 29948.0163 |  | 45.8579
2008-08-31 | 0 | 0 | 0 | 0 | -6.6845 | -6.6845 | 3997.061 | 29898.0163 |  | 0
2008-09-01 | 0.0083333 | 20.9607 | 3.6551 | 3.6551 | 10.6211 | 10.6211 | 4007.6821 | 29977.462 |  | 0
2008-09-02 | 0 | 0 | 0 | 0 | -6.6845 | -6.6845 | 4000.9976 | 29927.4619 |  | 0
2008-09-03 | 0.045833 | 115.2837 | 3.6551 | 3.6551 | 104.9441 | 104.9441 | 4003.7455 | 29948.0163 |  | 95.5117
2008-09-04 | 0 | 0 | 0 | 0 | -6.6845 | -6.6845 | 3997.061 | 29898.0163 |  | 0
2008-09-05 | 0 | 0 | 0 | 0 | -6.6845 | -6.6845 | 3990.3765 | 29848.0162 |  | 0
2008-09-06 | 0 | 0 | 0 | 0 | -6.6845 | -6.6845 | 3983.692 | 29798.0162 |  | 0
2008-09-07 | 0.016667 | 41.9213 | 3.6551 | 3.6551 | 31.5818 | 31.5818 | 4003.7455 | 29948.0163 |  | 4.8438
2008-09-08 | 0.03 | 75.4584 | 3.6551 | 3.6551 | 65.1188 | 65.1188 | 4003.7455 | 29948.0163 |  | 58.4343
2008-09-09 | 0.029167 | 73.3623 | 3.6551 | 3.6551 | 63.0228 | 63.0228 | 4003.7455 | 29948.0163 |  | 56.3383
2008-09-10 | 0.0275 | 69.1702 | 3.6551 | 3.6551 | 58.8306 | 58.8306 | 4003.7455 | 29948.0163 |  | 52.1461
2008-09-11 | 0.05 | 125.764 | 3.6551 | 3.6551 | 115.4244 | 115.4244 | 4003.7455 | 29948.0163 |  | 108.7399
2008-09-12 | 0.033333 | 83.8427 | 3.6551 | 3.6551 | 73.5031 | 73.5031 | 4003.7455 | 29948.0163 |  | 66.8186
2008-09-13 | 0 | 0 | 0 | 0 | -6.6845 | -6.6845 | 3997.061 | 29898.0163 |  | 0
2008-09-14 | 0 | 0 | 0 | 0 | -6.6845 | -6.6845 | 3990.3765 | 29848.0162 |  | 0
2008-09-15 | 0.0025 | 6.2882 | 3.6551 | 3.6551 | -4.0514 | -4.0514 | 3986.3251 | 29817.7119 |  | 0
2008-09-16 | 0 | 0 | 0 | 0 | -6.6845 | -6.6845 | 3979.6406 | 29767.7118 |  | 0
2008-09-17 | 0 | 0 | 0 | 0 | -6.6845 | -6.6845 | 3972.9561 | 29717.7118 |  | 0
2008-09-18 | 0 | 0 | 0 | 0 | -6.6845 | -6.6845 | 3966.2716 | 29667.7117 |  | 0
2008-09-19 | 0 | 0 | 0 | 0 | -6.6845 | -6.6845 | 3959.5871 | 29617.7117 |  | 0
2008-09-20 | 0 | 0 | 0 | 0 | -6.6845 | -6.6845 | 3952.9026 | 29567.7116 |  | 0
2008-09-21 | 0 | 0 | 0 | 0 | -6.6845 | -6.6845 | 3946.2181 | 29517.7115 |  | 0
2008-09-22 | 0 | 0 | 0 | 0 | -6.6845 | -6.6845 | 3939.5336 | 29467.7115 |  | 0
2008-09-23 | 0 | 0 | 0 | 0 | -6.6845 | -6.6845 | 3932.8491 | 29417.7114 |  | 0
2008-09-24 | 0 | 0 | 0 | 0 | -6.6845 | -6.6845 | 3926.1646 | 29367.7114 |  | 0
2008-09-25 | 0 | 0 | 0 | 0 | -6.6845 | -6.6845 | 3919.4801 | 29317.7113 |  | 0
2008-09-26 | 0 | 0 | 0 | 0 | -6.6845 | -6.6845 | 3912.7956 | 29267.7112 |  | 0
2008-09-27 | 0 | 0 | 0 | 0 | -6.6845 | -6.6845 | 3906.1111 | 29217.7112 |  | 0
2008-09-28 | 0 | 0 | 0 | 0 | -6.6845 | -6.6845 | 3899.4266 | 29167.7111 |  | 0
2008-09-29 | 0 | 0 | 0 | 0 | -6.6845 | -6.6845 | 3892.7421 | 29117.7111 |  | 0
2008-09-30 | 0 | 0 | 0 | 0 | -6.6845 | -6.6845 | 3886.0576 | 29067.711 |  | 0
2008-10-01 | 0 | 0 | 0 | 0 | -6.6845 | -6.6845 | 3879.3731 | 29017.7109 |  | 0
2008-10-02 | 0 | 0 | 0 | 0 | -6.6845 | -6.6845 | 3872.6886 | 28967.7109 |  | 0
2008-10-03 | 0 | 0 | 0 | 0 | -6.6845 | -6.6845 | 3866.0041 | 28917.7108 |  | 0
2008-10-04 | 0 | 0 | 0 | 0 | -6.6845 | -6.6845 | 3859.3196 | 28867.7108 |  | 0
2008-10-05 | 0 | 0 | 0 | 0 | -6.6845 | -6.6845 | 3852.6351 | 28817.7107 |  | 0
2008-10-06 | 0.0083333 | 20.9607 | 3.6551 | 3.6551 | 10.6211 | 10.6211 | 3863.2562 | 28897.1564 |  | 0
2008-10-07 | 0 | 0 | 0 | 0 | -6.6845 | -6.6845 | 3856.5717 | 28847.1564 |  | 0
2008-10-08 | 0 | 0 | 0 | 0 | -6.6845 | -6.6845 | 3849.8872 | 28797.1563 |  | 0
2008-10-09 | 0 | 0 | 0 | 0 | -6.6845 | -6.6845 | 3843.2027 | 28747.1562 |  | 0
2008-10-10 | 0 | 0 | 0 | 0 | -6.6845 | -6.6845 | 3836.5182 | 28697.1562 |  | 0
2008-10-11 | 0 | 0 | 0 | 0 | -6.6845 | -6.6845 | 3829.8337 | 28647.1561 |  | 0
2008-10-12 | 0 | 0 | 0 | 0 | -6.6845 | -6.6845 | 3823.1492 | 28597.1561 |  | 0
2008-10-13 | 0 | 0 | 0 | 0 | -6.6845 | -6.6845 | 3816.4647 | 28547.156 |  | 0
2008-10-14 | 0 | 0 | 0 | 0 | -6.6845 | -6.6845 | 3809.7802 | 28497.1559 |  | 0
2008-10-15 | 0.0058333 | 14.6725 | 3.6551 | 3.6551 | 4.3329 | 4.3329 | 3814.1131 | 28529.5659 |  | 0
2008-10-16 | 0 | 0 | 0 | 0 | -6.6845 | -6.6845 | 3807.4286 | 28479.5659 |  | 0
2008-10-17 | 0 | 0 | 0 | 0 | -6.6845 | -6.6845 | 3800.7441 | 28429.5658 |  | 0
2008-10-18 | 0 | 0 | 0 | 0 | -6.6845 | -6.6845 | 3794.0596 | 28379.5658 |  | 0
2008-10-19 | 0 | 0 | 0 | 0 | -6.6845 | -6.6845 | 3787.3751 | 28329.5657 |  | 0
2008-10-20 | 0 | 0 | 0 | 0 | -6.6845 | -6.6845 | 3780.6906 | 28279.5656 |  | 0
2008-10-21 | 0 | 0 | 0 | 0 | -6.6845 | -6.6845 | 3774.0061 | 28229.5656 |  | 0
2008-10-22 | 0 | 0 | 0 | 0 | -6.6845 | -6.6845 | 3767.3216 | 28179.5655 |  | 0
2008-10-23 | 0 | 0 | 0 | 0 | -6.6845 | -6.6845 | 3760.6371 | 28129.5655 |  | 0
2008-10-24 | 0 | 0 | 0 | 0 | -6.6845 | -6.6845 | 3753.9526 | 28079.5654 |  | 0
2008-10-25 | 0 | 0 | 0 | 0 | -6.6845 | -6.6845 | 3747.2681 | 28029.5653 |  | 0
2008-10-26 | 0 | 0 | 0 | 0 | -6.6845 | -6.6845 | 3740.5836 | 27979.5653 |  | 0
2008-10-27 | 0 | 0 | 0 | 0 | -6.6845 | -6.6845 | 3733.8991 | 27929.5652 |  | 0
2008-10-28 | 0 | 0 | 0 | 0 | -6.6845 | -6.6845 | 3727.2146 | 27879.5652 |  | 0
2008-10-29 | 0 | 0 | 0 | 0 | -6.6845 | -6.6845 | 3720.5301 | 27829.5651 |  | 0
2008-10-30 | 0 | 0 | 0 | 0 | -6.6845 | -6.6845 | 3713.8456 | 27779.565 |  | 0
2008-10-31 | 0 | 0 | 0 | 0 | -6.6845 | -6.6845 | 3707.1611 | 27729.565 |  | 0
2008-11-01 | 0 | 0 | 0 | 0 | -6.6845 | -6.6845 | 3700.4766 | 27679.5649 |  | 0
2008-11-02 | 0 | 0 | 0 | 0 | -6.6845 | -6.6845 | 3693.7921 | 27629.5649 |  | 0
2008-11-03 | 0 | 0 | 0 | 0 | -6.6845 | -6.6845 | 3687.1076 | 27579.5648 |  | 0
2008-11-04 | 0 | 0 | 0 | 0 | -6.6845 | -6.6845 | 3680.4231 | 27529.5647 |  | 0
2008-11-05 | 0 | 0 | 0 | 0 | -6.6845 | -6.6845 | 3673.7386 | 27479.5647 |  | 0
2008-11-06 | 0 | 0 | 0 | 0 | -6.6845 | -6.6845 | 3667.0541 | 27429.5646 |  | 0
2008-11-07 | 0 | 0 | 0 | 0 | -6.6845 | -6.6845 | 3660.3696 | 27379.5646 |  | 0
2008-11-08 | 0 | 0 | 0 | 0 | -6.6845 | -6.6845 | 3653.6851 | 27329.5645 |  | 0
2008-11-09 | 0 | 0 | 0 | 0 | -6.6845 | -6.6845 | 3647.0006 | 27279.5644 |  | 0
2008-11-10 | 0 | 0 | 0 | 0 | -6.6845 | -6.6845 | 3640.3161 | 27229.5644 |  | 0
2008-11-11 | 0 | 0 | 0 | 0 | -6.6845 | -6.6845 | 3633.6316 | 27179.5643 |  | 0
2008-11-12 | 0 | 0 | 0 | 0 | -6.6845 | -6.6845 | 3626.9471 | 27129.5643 |  | 0
2008-11-13 | 0 | 0 | 0 | 0 | -6.6845 | -6.6845 | 3620.2626 | 27079.5642 |  | 0
2008-11-14 | 0 | 0 | 0 | 0 | -6.6845 | -6.6845 | 3613.5781 | 27029.5641 |  | 0
2008-11-15 | 0 | 0 | 0 | 0 | -6.6845 | -6.6845 | 3606.8936 | 26979.5641 |  | 0
2008-11-16 | 0 | 0 | 0 | 0 | -6.6845 | -6.6845 | 3600.2091 | 26929.564 |  | 0
2008-11-17 | 0 | 0 | 0 | 0 | -6.6845 | -6.6845 | 3593.5246 | 26879.564 |  | 0
2008-11-18 | 0 | 0 | 0 | 0 | -6.6845 | -6.6845 | 3586.8401 | 26829.5639 |  | 0
2008-11-19 | 0 | 0 | 0 | 0 | -6.6845 | -6.6845 | 3580.1556 | 26779.5638 |  | 0
2008-11-20 | 0 | 0 | 0 | 0 | -6.6845 | -6.6845 | 3573.4711 | 26729.5638 |  | 0
2008-11-21 | 0 | 0 | 0 | 0 | -6.6845 | -6.6845 | 3566.7866 | 26679.5637 |  | 0
2008-11-22 | 0 | 0 | 0 | 0 | -6.6845 | -6.6845 | 3560.1021 | 26629.5637 |  | 0
2008-11-23 | 0 | 0 | 0 | 0 | -6.6845 | -6.6845 | 3553.4176 | 26579.5636 |  | 0
2008-11-24 | 0 | 0 | 0 | 0 | -6.6845 | -6.6845 | 3546.7331 | 26529.5635 |  | 0
2008-11-25 | 0 | 0 | 0 | 0 | -6.6845 | -6.6845 | 3540.0486 | 26479.5635 |  | 0
2008-11-26 | 0 | 0 | 0 | 0 | -6.6845 | -6.6845 | 3533.3641 | 26429.5634 |  | 0
2008-11-27 | 0 | 0 | 0 | 0 | -6.6845 | -6.6845 | 3526.6796 | 26379.5634 |  | 0
2008-11-28 | 0 | 0 | 0 | 0 | -6.6845 | -6.6845 | 3519.9951 | 26329.5633 |  | 0
2008-11-29 | 0 | 0 | 0 | 0 | -6.6845 | -6.6845 | 3513.3106 | 26279.5632 |  | 0
2008-11-30 | 0 | 0 | 0 | 0 | -6.6845 | -6.6845 | 3506.6261 | 26229.5632 |  | 0
2008-12-01 | 0 | 0 | 0 | 0 | -6.6845 | -6.6845 | 3499.9416 | 26179.5631 |  | 0
2008-12-02 | 0 | 0 | 0 | 0 | -6.6845 | -6.6845 | 3493.2571 | 26129.5631 |  | 0
2008-12-03 | 0 | 0 | 0 | 0 | -6.6845 | -6.6845 | 3486.5726 | 26079.563 |  | 0
2008-12-04 | 0 | 0 | 0 | 0 | -6.6845 | -6.6845 | 3479.8881 | 26029.5629 |  | 0
2008-12-05 | 0 | 0 | 0 | 0 | -6.6845 | -6.6845 | 3473.2036 | 25979.5629 |  | 0
2008-12-06 | 0 | 0 | 0 | 0 | -6.6845 | -6.6845 | 3466.5191 | 25929.5628 |  | 0
2008-12-07 | 0 | 0 | 0 | 0 | -6.6845 | -6.6845 | 3459.8346 | 25879.5628 |  | 0
2008-12-08 | 0 | 0 | 0 | 0 | -6.6845 | -6.6845 | 3453.1501 | 25829.5627 |  | 0
2008-12-09 | 0.00083333 | 2.0961 | 3.6551 | 2.0961 | -6.6845 | -6.6845 | 3446.4656 | 25779.5626 |  | 0
2008-12-10 | 0.0016667 | 4.1921 | 3.6551 | 3.6551 | -6.1474 | -6.1474 | 3440.3181 | 25733.5797 |  | 0
2008-12-11 | 0 | 0 | 0 | 0 | -6.6845 | -6.6845 | 3433.6336 | 25683.5797 |  | 0
2008-12-12 | 0 | 0 | 0 | 0 | -6.6845 | -6.6845 | 3426.9491 | 25633.5796 |  | 0
2008-12-13 | 0 | 0 | 0 | 0 | -6.6845 | -6.6845 | 3420.2646 | 25583.5796 |  | 0
2008-12-14 | 0 | 0 | 0 | 0 | -6.6845 | -6.6845 | 3413.5801 | 25533.5795 |  | 0
2008-12-15 | 0 | 0 | 0 | 0 | -6.6845 | -6.6845 | 3406.8956 | 25483.5794 |  | 0
2008-12-16 | 0 | 0 | 0 | 0 | -6.6845 | -6.6845 | 3400.2111 | 25433.5794 |  | 0
2008-12-17 | 0 | 0 | 0 | 0 | -6.6845 | -6.6845 | 3393.5266 | 25383.5793 |  | 0
2008-12-18 | 0 | 0 | 0 | 0 | -6.6845 | -6.6845 | 3386.8421 | 25333.5793 |  | 0
2008-12-19 | 0 | 0 | 0 | 0 | -6.6845 | -6.6845 | 3380.1576 | 25283.5792 |  | 0
2008-12-20 | 0 | 0 | 0 | 0 | -6.6845 | -6.6845 | 3373.4731 | 25233.5791 |  | 0
2008-12-21 | 0 | 0 | 0 | 0 | -6.6845 | -6.6845 | 3366.7886 | 25183.5791 |  | 0
2008-12-22 | 0 | 0 | 0 | 0 | -6.6845 | -6.6845 | 3360.1041 | 25133.579 |  | 0
2008-12-23 | 0 | 0 | 0 | 0 | -6.6845 | -6.6845 | 3353.4196 | 25083.579 |  | 0
2008-12-24 | 0 | 0 | 0 | 0 | -6.6845 | -6.6845 | 3346.7351 | 25033.5789 |  | 0
2008-12-25 | 0 | 0 | 0 | 0 | -6.6845 | -6.6845 | 3340.0506 | 24983.5788 |  | 0
2008-12-26 | 0 | 0 | 0 | 0 | -6.6845 | -6.6845 | 3333.3661 | 24933.5788 |  | 0
2008-12-27 | 0 | 0 | 0 | 0 | -6.6845 | -6.6845 | 3326.6816 | 24883.5787 |  | 0
2008-12-28 | 0 | 0 | 0 | 0 | -6.6845 | -6.6845 | 3319.9971 | 24833.5787 |  | 0
2008-12-29 | 0 | 0 | 0 | 0 | -6.6845 | -6.6845 | 3313.3126 | 24783.5786 |  | 0
2008-12-30 | 0 | 0 | 0 | 0 | -6.6845 | -6.6845 | 3306.6281 | 24733.5785 |  | 0
2008-12-31 | 0 | 0 | 0 | 0 | -6.6845 | -6.6845 | 3299.9436 | 24683.5785 |  | 0
2009-01-01 | 0 | 0 | 0 | 0 | -6.6845 | -6.6845 | 3293.2591 | 24633.5784 |  | 0
2009-01-02 | 0 | 0 | 0 | 0 | -6.6845 | -6.6845 | 3286.5746 | 24583.5784 |  | 0
2009-01-03 | 0 | 0 | 0 | 0 | -6.6845 | -6.6845 | 3279.8901 | 24533.5783 |  | 0
2009-01-04 | 0 | 0 | 0 | 0 | -6.6845 | -6.6845 | 3273.2056 | 24483.5782 |  | 0
2009-01-05 | 0 | 0 | 0 | 0 | -6.6845 | -6.6845 | 3266.5211 | 24433.5782 |  | 0
2009-01-06 | 0 | 0 | 0 | 0 | -6.6845 | -6.6845 | 3259.8366 | 24383.5781 |  | 0
2009-01-07 | 0 | 0 | 0 | 0 | -6.6845 | -6.6845 | 3253.1521 | 24333.5781 |  | 0
2009-01-08 | 0 | 0 | 0 | 0 | -6.6845 | -6.6845 | 3246.4676 | 24283.578 |  | 0
2009-01-09 | 0 | 0 | 0 | 0 | -6.6845 | -6.6845 | 3239.7831 | 24233.5779 |  | 0
2009-01-10 | 0 | 0 | 0 | 0 | -6.6845 | -6.6845 | 3233.0986 | 24183.5779 |  | 0
2009-01-11 | 0 | 0 | 0 | 0 | -6.6845 | -6.6845 | 3226.4141 | 24133.5778 |  | 0
2009-01-12 | 0 | 0 | 0 | 0 | -6.6845 | -6.6845 | 3219.7296 | 24083.5778 |  | 0
2009-01-13 | 0 | 0 | 0 | 0 | -6.6845 | -6.6845 | 3213.0451 | 24033.5777 |  | 0
2009-01-14 | 0 | 0 | 0 | 0 | -6.6845 | -6.6845 | 3206.3606 | 23983.5776 |  | 0
2009-01-15 | 0 | 0 | 0 | 0 | -6.6845 | -6.6845 | 3199.6761 | 23933.5776 |  | 0
2009-01-16 | 0 | 0 | 0 | 0 | -6.6845 | -6.6845 | 3192.9916 | 23883.5775 |  | 0
2009-01-17 | 0 | 0 | 0 | 0 | -6.6845 | -6.6845 | 3186.3071 | 23833.5775 |  | 0
2009-01-18 | 0 | 0 | 0 | 0 | -6.6845 | -6.6845 | 3179.6226 | 23783.5774 |  | 0
2009-01-19 | 0 | 0 | 0 | 0 | -6.6845 | -6.6845 | 3172.9381 | 23733.5773 |  | 0
2009-01-20 | 0 | 0 | 0 | 0 | -6.6845 | -6.6845 | 3166.2536 | 23683.5773 |  | 0
2009-01-21 | 0 | 0 | 0 | 0 | -6.6845 | -6.6845 | 3159.5691 | 23633.5772 |  | 0
2009-01-22 | 0 | 0 | 0 | 0 | -6.6845 | -6.6845 | 3152.8846 | 23583.5772 |  | 0
2009-01-23 | 0 | 0 | 0 | 0 | -6.6845 | -6.6845 | 3146.2001 | 23533.5771 |  | 0
2009-01-24 | 0 | 0 | 0 | 0 | -6.6845 | -6.6845 | 3139.5156 | 23483.577 |  | 0
2009-01-25 | 0 | 0 | 0 | 0 | -6.6845 | -6.6845 | 3132.8311 | 23433.577 |  | 0
2009-01-26 | 0 | 0 | 0 | 0 | -6.6845 | -6.6845 | 3126.1466 | 23383.5769 |  | 0
2009-01-27 | 0 | 0 | 0 | 0 | -6.6845 | -6.6845 | 3119.4621 | 23333.5769 |  | 0
2009-01-28 | 0 | 0 | 0 | 0 | -6.6845 | -6.6845 | 3112.7776 | 23283.5768 |  | 0
2009-01-29 | 0 | 0 | 0 | 0 | -6.6845 | -6.6845 | 3106.0931 | 23233.5767 |  | 0
2009-01-30 | 0 | 0 | 0 | 0 | -6.6845 | -6.6845 | 3099.4086 | 23183.5767 |  | 0
2009-01-31 | 0 | 0 | 0 | 0 | -6.6845 | -6.6845 | 3092.7241 | 23133.5766 |  | 0
2009-03-01 | 0 | 0 | 0 | 0 | -6.6845 | -6.6845 | 3086.0396 | 23083.5766 |  | 0
2009-03-02 | 0 | 0 | 0 | 0 | -6.6845 | -6.6845 | 3079.3551 | 23033.5765 |  | 0
2009-03-03 | 0 | 0 | 0 | 0 | -6.6845 | -6.6845 | 3072.6706 | 22983.5764 |  | 0
2009-03-04 | 0 | 0 | 0 | 0 | -6.6845 | -6.6845 | 3065.9861 | 22933.5764 |  | 0
2009-03-05 | 0 | 0 | 0 | 0 | -6.6845 | -6.6845 | 3059.3016 | 22883.5763 |  | 0
2009-03-06 | 0 | 0 | 0 | 0 | -6.6845 | -6.6845 | 3052.6171 | 22833.5763 |  | 0
2009-03-07 | 0 | 0 | 0 | 0 | -6.6845 | -6.6845 | 3045.9326 | 22783.5762 |  | 0
2009-03-08 | 0 | 0 | 0 | 0 | -6.6845 | -6.6845 | 3039.2481 | 22733.5761 |  | 0
2009-03-09 | 0 | 0 | 0 | 0 | -6.6845 | -6.6845 | 3032.5636 | 22683.5761 |  | 0
2009-03-10 | 0 | 0 | 0 | 0 | -6.6845 | -6.6845 | 3025.8791 | 22633.576 |  | 0
2009-03-11 | 0.033333 | 83.8427 | 3.6551 | 3.6551 | 73.5031 | 73.5031 | 3099.3822 | 23183.3791 |  | 0
2009-03-12 | 0.0091667 | 23.0567 | 3.6551 | 3.6551 | 12.7172 | 12.7172 | 3112.0994 | 23278.5034 |  | 0
2009-03-13 | 0 | 0 | 0 | 0 | -6.6845 | -6.6845 | 3105.4149 | 23228.5033 |  | 0
2009-03-14 | 0 | 0 | 0 | 0 | -6.6845 | -6.6845 | 3098.7304 | 23178.5033 |  | 0
2009-03-15 | 0 | 0 | 0 | 0 | -6.6845 | -6.6845 | 3092.0459 | 23128.5032 |  | 0
2009-03-16 | 0 | 0 | 0 | 0 | -6.6845 | -6.6845 | 3085.3614 | 23078.5032 |  | 0
2009-03-17 | 0 | 0 | 0 | 0 | -6.6845 | -6.6845 | 3078.6769 | 23028.5031 |  | 0
2009-03-18 | 0 | 0 | 0 | 0 | -6.6845 | -6.6845 | 3071.9924 | 22978.503 |  | 0
2009-03-19 | 0 | 0 | 0 | 0 | -6.6845 | -6.6845 | 3065.3079 | 22928.503 |  | 0
2009-03-20 | 0 | 0 | 0 | 0 | -6.6845 | -6.6845 | 3058.6234 | 22878.5029 |  | 0
2009-03-21 | 0 | 0 | 0 | 0 | -6.6845 | -6.6845 | 3051.9389 | 22828.5029 |  | 0
2009-03-22 | 0 | 0 | 0 | 0 | -6.6845 | -6.6845 | 3045.2544 | 22778.5028 |  | 0
2009-03-23 | 0 | 0 | 0 | 0 | -6.6845 | -6.6845 | 3038.5699 | 22728.5027 |  | 0
2009-03-24 | 0 | 0 | 0 | 0 | -6.6845 | -6.6845 | 3031.8854 | 22678.5027 |  | 0
2009-03-25 | 0 | 0 | 0 | 0 | -6.6845 | -6.6845 | 3025.2009 | 22628.5026 |  | 0
2009-03-26 | 0 | 0 | 0 | 0 | -6.6845 | -6.6845 | 3018.5164 | 22578.5026 |  | 0
2009-03-27 | 0 | 0 | 0 | 0 | -6.6845 | -6.6845 | 3011.8319 | 22528.5025 |  | 0
2009-03-28 | 0 | 0 | 0 | 0 | -6.6845 | -6.6845 | 3005.1474 | 22478.5024 |  | 0
2009-03-29 | 0 | 0 | 0 | 0 | -6.6845 | -6.6845 | 2998.4629 | 22428.5024 |  | 0
2009-03-30 | 0 | 0 | 0 | 0 | -6.6845 | -6.6845 | 2991.7784 | 22378.5023 |  | 0
2009-03-31 | 0 | 0 | 0 | 0 | -6.6845 | -6.6845 | 2985.0939 | 22328.5023 |  | 0
2009-04-01 | 0 | 0 | 0 | 0 | -6.6845 | -6.6845 | 2978.4094 | 22278.5022 |  | 0
2009-04-02 | 0 | 0 | 0 | 0 | -6.6845 | -6.6845 | 2971.7249 | 22228.5021 |  | 0
2009-04-03 | 0 | 0 | 0 | 0 | -6.6845 | -6.6845 | 2965.0404 | 22178.5021 |  | 0
2009-04-04 | 0 | 0 | 0 | 0 | -6.6845 | -6.6845 | 2958.3559 | 22128.502 |  | 0
2009-04-05 | 0 | 0 | 0 | 0 | -6.6845 | -6.6845 | 2951.6714 | 22078.502 |  | 0
2009-04-06 | 0 | 0 | 0 | 0 | -6.6845 | -6.6845 | 2944.9869 | 22028.5019 |  | 0
2009-04-07 | 0 | 0 | 0 | 0 | -6.6845 | -6.6845 | 2938.3024 | 21978.5018 |  | 0
2009-04-08 | 0 | 0 | 0 | 0 | -6.6845 | -6.6845 | 2931.6179 | 21928.5018 |  | 0
2009-04-09 | 0 | 0 | 0 | 0 | -6.6845 | -6.6845 | 2924.9334 | 21878.5017 |  | 0
2009-04-10 | 0 | 0 | 0 | 0 | -6.6845 | -6.6845 | 2918.2489 | 21828.5017 |  | 0
2009-04-11 | 0 | 0 | 0 | 0 | -6.6845 | -6.6845 | 2911.5644 | 21778.5016 |  | 0
2009-04-12 | 0 | 0 | 0 | 0 | -6.6845 | -6.6845 | 2904.8799 | 21728.5015 |  | 0
2009-04-13 | 0 | 0 | 0 | 0 | -6.6845 | -6.6845 | 2898.1954 | 21678.5015 |  | 0
2009-04-14 | 0 | 0 | 0 | 0 | -6.6845 | -6.6845 | 2891.5109 | 21628.5014 |  | 0
2009-04-15 | 0 | 0 | 0 | 0 | -6.6845 | -6.6845 | 2884.8264 | 21578.5014 |  | 0
2009-04-16 | 0 | 0 | 0 | 0 | -6.6845 | -6.6845 | 2878.1419 | 21528.5013 |  | 0
2009-04-17 | 0 | 0 | 0 | 0 | -6.6845 | -6.6845 | 2871.4574 | 21478.5012 |  | 0
2009-04-18 | 0 | 0 | 0 | 0 | -6.6845 | -6.6845 | 2864.7729 | 21428.5012 |  | 0
2009-04-19 | 0 | 0 | 0 | 0 | -6.6845 | -6.6845 | 2858.0884 | 21378.5011 |  | 0
2009-04-20 | 0 | 0 | 0 | 0 | -6.6845 | -6.6845 | 2851.4039 | 21328.5011 |  | 0
2009-04-21 | 0 | 0 | 0 | 0 | -6.6845 | -6.6845 | 2844.7194 | 21278.501 |  | 0
2009-04-22 | 0 | 0 | 0 | 0 | -6.6845 | -6.6845 | 2838.0349 | 21228.5009 |  | 0
2009-04-23 | 0 | 0 | 0 | 0 | -6.6845 | -6.6845 | 2831.3504 | 21178.5009 |  | 0
2009-04-24 | 0 | 0 | 0 | 0 | -6.6845 | -6.6845 | 2824.6659 | 21128.5008 |  | 0
2009-04-25 | 0 | 0 | 0 | 0 | -6.6845 | -6.6845 | 2817.9814 | 21078.5008 |  | 0
2009-04-26 | 0 | 0 | 0 | 0 | -6.6845 | -6.6845 | 2811.2969 | 21028.5007 |  | 0
2009-04-27 | 0 | 0 | 0 | 0 | -6.6845 | -6.6845 | 2804.6124 | 20978.5006 |  | 0
2009-04-28 | 0 | 0 | 0 | 0 | -6.6845 | -6.6845 | 2797.9279 | 20928.5006 |  | 0
2009-04-29 | 0 | 0 | 0 | 0 | -6.6845 | -6.6845 | 2791.2434 | 20878.5005 |  | 0
2009-04-30 | 0 | 0 | 0 | 0 | -6.6845 | -6.6845 | 2784.5589 | 20828.5005 |  | 0
2009-05-01 | 0 | 0 | 0 | 0 | -6.6845 | -6.6845 | 2777.8744 | 20778.5004 |  | 0
2009-05-02 | 0 | 0 | 0 | 0 | -6.6845 | -6.6845 | 2771.1899 | 20728.5003 |  | 0
2009-05-03 | 0 | 0 | 0 | 0 | -6.6845 | -6.6845 | 2764.5054 | 20678.5003 |  | 0
2009-05-04 | 0 | 0 | 0 | 0 | -6.6845 | -6.6845 | 2757.8209 | 20628.5002 |  | 0
2009-05-05 | 0 | 0 | 0 | 0 | -6.6845 | -6.6845 | 2751.1364 | 20578.5002 |  | 0
2009-05-06 | 0 | 0 | 0 | 0 | -6.6845 | -6.6845 | 2744.4519 | 20528.5001 |  | 0
2009-05-07 | 0 | 0 | 0 | 0 | -6.6845 | -6.6845 | 2737.7674 | 20478.5 |  | 0
2009-05-08 | 0 | 0 | 0 | 0 | -6.6845 | -6.6845 | 2731.0829 | 20428.5 |  | 0
2009-05-09 | 0 | 0 | 0 | 0 | -6.6845 | -6.6845 | 2724.3984 | 20378.4999 |  | 0
2009-05-10 | 0 | 0 | 0 | 0 | -6.6845 | -6.6845 | 2717.7139 | 20328.4999 |  | 0
2009-05-11 | 0 | 0 | 0 | 0 | -6.6845 | -6.6845 | 2711.0294 | 20278.4998 |  | 0
2009-05-12 | 0 | 0 | 0 | 0 | -6.6845 | -6.6845 | 2704.3449 | 20228.4997 |  | 0
2009-05-13 | 0 | 0 | 0 | 0 | -6.6845 | -6.6845 | 2697.6604 | 20178.4997 |  | 0
2009-05-14 | 0 | 0 | 0 | 0 | -6.6845 | -6.6845 | 2690.9759 | 20128.4996 |  | 0
2009-05-15 | 0.0083333 | 20.9607 | 3.6551 | 3.6551 | 10.6211 | 10.6211 | 2701.597 | 20207.9453 |  | 0
2009-05-16 | 0 | 0 | 0 | 0 | -6.6845 | -6.6845 | 2694.9125 | 20157.9453 |  | 0
2009-05-17 | 0.0041667 | 10.4803 | 3.6551 | 3.6551 | 0.14075 | 0.14075 | 2695.0532 | 20158.9981 |  | 0
2009-05-18 | 0 | 0 | 0 | 0 | -6.6845 | -6.6845 | 2688.3687 | 20108.9981 |  | 0
2009-05-19 | 0 | 0 | 0 | 0 | -6.6845 | -6.6845 | 2681.6842 | 20058.998 |  | 0
2009-05-20 | 0 | 0 | 0 | 0 | -6.6845 | -6.6845 | 2674.9997 | 20008.9979 |  | 0
2009-05-21 | 0 | 0 | 0 | 0 | -6.6845 | -6.6845 | 2668.3152 | 19958.9979 |  | 0
2009-05-22 | 0.175 | 440.174 | 3.6551 | 3.6551 | 429.8344 | 429.8344 | 3098.1496 | 23174.1593 |  | 0
2009-05-23 | 0.0275 | 69.1702 | 3.6551 | 3.6551 | 58.8306 | 58.8306 | 3156.9803 | 23614.2124 |  | 0
2009-05-24 | 0.0016667 | 4.1921 | 3.6551 | 3.6551 | -6.1474 | -6.1474 | 3150.8328 | 23568.2295 |  | 0
2009-05-25 | 0 | 0 | 0 | 0 | -6.6845 | -6.6845 | 3144.1483 | 23518.2294 |  | 0
2009-05-26 | 0 | 0 | 0 | 0 | -6.6845 | -6.6845 | 3137.4638 | 23468.2294 |  | 0
2009-05-27 | 0.045833 | 115.2837 | 3.6551 | 3.6551 | 104.9441 | 104.9441 | 3242.4079 | 24253.2111 |  | 0
2009-05-28 | 0.0091667 | 23.0567 | 3.6551 | 3.6551 | 12.7172 | 12.7172 | 3255.1251 | 24348.3354 |  | 0
2009-05-29 | 0 | 0 | 0 | 0 | -6.6845 | -6.6845 | 3248.4406 | 24298.3354 |  | 0
2009-05-30 | 0 | 0 | 0 | 0 | -6.6845 | -6.6845 | 3241.7561 | 24248.3353 |  | 0
2009-05-31 | 0.0083333 | 20.9607 | 3.6551 | 3.6551 | 10.6211 | 10.6211 | 3252.3771 | 24327.781 |  | 0
2009-06-01 | 0 | 0 | 0 | 0 | -6.6845 | -6.6845 | 3245.6926 | 24277.781 |  | 0
2009-06-02 | 0 | 0 | 0 | 0 | -6.6845 | -6.6845 | 3239.0081 | 24227.7809 |  | 0
2009-06-03 | 0 | 0 | 0 | 0 | -6.6845 | -6.6845 | 3232.3236 | 24177.7809 |  | 0
2009-06-04 | 0 | 0 | 0 | 0 | -6.6845 | -6.6845 | 3225.6391 | 24127.7808 |  | 0
2009-06-05 | 0 | 0 | 0 | 0 | -6.6845 | -6.6845 | 3218.9546 | 24077.7807 |  | 0
2009-06-06 | 0.016667 | 41.9213 | 3.6551 | 3.6551 | 31.5818 | 31.5818 | 3250.5364 | 24314.0122 |  | 0
2009-06-07 | 0 | 0 | 0 | 0 | -6.6845 | -6.6845 | 3243.8519 | 24264.0122 |  | 0
2009-06-08 | 0 | 0 | 0 | 0 | -6.6845 | -6.6845 | 3237.1674 | 24214.0121 |  | 0
2009-06-09 | 0.0083333 | 20.9607 | 3.6551 | 3.6551 | 10.6211 | 10.6211 | 3247.7885 | 24293.4579 |  | 0
2009-06-10 | 0 | 0 | 0 | 0 | -6.6845 | -6.6845 | 3241.104 | 24243.4578 |  | 0
2009-06-11 | 0 | 0 | 0 | 0 | -6.6845 | -6.6845 | 3234.4195 | 24193.4577 |  | 0
2009-06-12 | 0 | 0 | 0 | 0 | -6.6845 | -6.6845 | 3227.735 | 24143.4577 |  | 0
2009-06-13 | 0 | 0 | 0 | 0 | -6.6845 | -6.6845 | 3221.0505 | 24093.4576 |  | 0
2009-06-14 | 0 | 0 | 0 | 0 | -6.6845 | -6.6845 | 3214.366 | 24043.4576 |  | 0
2009-06-15 | 0 | 0 | 0 | 0 | -6.6845 | -6.6845 | 3207.6815 | 23993.4575 |  | 0
2009-06-16 | 0 | 0 | 0 | 0 | -6.6845 | -6.6845 | 3200.997 | 23943.4574 |  | 0
2009-06-17 | 0 | 0 | 0 | 0 | -6.6845 | -6.6845 | 3194.3125 | 23893.4574 |  | 0
2009-06-18 | 0.0525 | 132.0522 | 3.6551 | 3.6551 | 121.7126 | 121.7126 | 3316.0251 | 24803.8678 |  | 0
2009-06-19 | 0.018333 | 46.1135 | 3.6551 | 3.6551 | 35.7739 | 35.7739 | 3351.799 | 25071.4564 |  | 0
2009-06-20 | 0.043333 | 108.9955 | 3.6551 | 3.6551 | 98.6559 | 98.6559 | 3450.4549 | 25809.4025 |  | 0
2009-06-21 | 0 | 0 | 0 | 0 | -6.6845 | -6.6845 | 3443.7704 | 25759.4024 |  | 0
2009-06-22 | 0 | 0 | 0 | 0 | -6.6845 | -6.6845 | 3437.0859 | 25709.4024 |  | 0
2009-06-23 | 0 | 0 | 0 | 0 | -6.6845 | -6.6845 | 3430.4014 | 25659.4023 |  | 0
2009-06-24 | 0 | 0 | 0 | 0 | -6.6845 | -6.6845 | 3423.7169 | 25609.4022 |  | 0
2009-06-25 | 0 | 0 | 0 | 0 | -6.6845 | -6.6845 | 3417.0324 | 25559.4022 |  | 0
2009-06-26 | 0 | 0 | 0 | 0 | -6.6845 | -6.6845 | 3410.3479 | 25509.4021 |  | 0
2009-06-27 | 0 | 0 | 0 | 0 | -6.6845 | -6.6845 | 3403.6634 | 25459.4021 |  | 0
2009-06-28 | 0 | 0 | 0 | 0 | -6.6845 | -6.6845 | 3396.9789 | 25409.402 |  | 0
2009-06-29 | 0 | 0 | 0 | 0 | -6.6845 | -6.6845 | 3390.2944 | 25359.4019 |  | 0
2009-06-30 | 0.125 | 314.41 | 3.6551 | 3.6551 | 304.0704 | 304.0704 | 3694.3648 | 27633.8487 |  | 0
2009-07-01 | 0.0016667 | 4.1921 | 3.6551 | 3.6551 | -6.1474 | -6.1474 | 3688.2173 | 27587.8658 |  | 0
2009-07-02 | 0 | 0 | 0 | 0 | -6.6845 | -6.6845 | 3681.5328 | 27537.8657 |  | 0
2009-07-03 | 0 | 0 | 0 | 0 | -6.6845 | -6.6845 | 3674.8483 | 27487.8656 |  | 0
2009-07-04 | 0.01 | 25.1528 | 3.6551 | 3.6551 | 14.8132 | 14.8132 | 3689.6616 | 27598.6685 |  | 0
2009-07-05 | 0.0525 | 132.0522 | 3.6551 | 3.6551 | 121.7126 | 121.7126 | 3811.3742 | 28509.0789 |  | 0
2009-07-06 | 0 | 0 | 0 | 0 | -6.6845 | -6.6845 | 3804.6897 | 28459.0789 |  | 0
2009-07-07 | 0.029167 | 73.3623 | 3.6551 | 3.6551 | 63.0228 | 63.0228 | 3867.7124 | 28930.4891 |  | 0
2009-07-08 | 0 | 0 | 0 | 0 | -6.6845 | -6.6845 | 3861.0279 | 28880.489 |  | 0
2009-07-09 | 0 | 0 | 0 | 0 | -6.6845 | -6.6845 | 3854.3434 | 28830.4889 |  | 0
2009-07-10 | 0 | 0 | 0 | 0 | -6.6845 | -6.6845 | 3847.6589 | 28780.4889 |  | 0
2009-07-11 | 0 | 0 | 0 | 0 | -6.6845 | -6.6845 | 3840.9744 | 28730.4888 |  | 0
2009-07-12 | 0 | 0 | 0 | 0 | -6.6845 | -6.6845 | 3834.2899 | 28680.4888 |  | 0
2009-07-13 | 0 | 0 | 0 | 0 | -6.6845 | -6.6845 | 3827.6054 | 28630.4887 |  | 0
2009-07-14 | 0 | 0 | 0 | 0 | -6.6845 | -6.6845 | 3820.9209 | 28580.4886 |  | 0
2009-07-15 | 0 | 0 | 0 | 0 | -6.6845 | -6.6845 | 3814.2364 | 28530.4886 |  | 0
2009-07-16 | 0 | 0 | 0 | 0 | -6.6845 | -6.6845 | 3807.5519 | 28480.4885 |  | 0
2009-07-17 | 0 | 0 | 0 | 0 | -6.6845 | -6.6845 | 3800.8674 | 28430.4885 |  | 0
2009-07-18 | 0 | 0 | 0 | 0 | -6.6845 | -6.6845 | 3794.1829 | 28380.4884 |  | 0
2009-07-19 | 0 | 0 | 0 | 0 | -6.6845 | -6.6845 | 3787.4984 | 28330.4883 |  | 0
2009-07-20 | 0 | 0 | 0 | 0 | -6.6845 | -6.6845 | 3780.8139 | 28280.4883 |  | 0
2009-07-21 | 0 | 0 | 0 | 0 | -6.6845 | -6.6845 | 3774.1294 | 28230.4882 |  | 0
2009-07-22 | 0 | 0 | 0 | 0 | -6.6845 | -6.6845 | 3767.4449 | 28180.4882 |  | 0
2009-07-23 | 0.068333 | 171.8775 | 3.6551 | 3.6551 | 161.5379 | 161.5379 | 3928.9828 | 29388.7916 |  | 0
2009-07-24 | 0 | 0 | 0 | 0 | -6.6845 | -6.6845 | 3922.2983 | 29338.7915 |  | 0
2009-07-25 | 0 | 0 | 0 | 0 | -6.6845 | -6.6845 | 3915.6138 | 29288.7914 |  | 0
2009-07-26 | 0 | 0 | 0 | 0 | -6.6845 | -6.6845 | 3908.9293 | 29238.7914 |  | 0
2009-07-27 | 0 | 0 | 0 | 0 | -6.6845 | -6.6845 | 3902.2448 | 29188.7913 |  | 0
2009-07-28 | 0 | 0 | 0 | 0 | -6.6845 | -6.6845 | 3895.5603 | 29138.7913 |  | 0
2009-07-29 | 0 | 0 | 0 | 0 | -6.6845 | -6.6845 | 3888.8758 | 29088.7912 |  | 0
2009-07-30 | 0 | 0 | 0 | 0 | -6.6845 | -6.6845 | 3882.1913 | 29038.7911 |  | 0
2009-07-31 | 0.010833 | 27.2489 | 3.6551 | 3.6551 | 16.9093 | 16.9093 | 3899.1006 | 29165.2726 |  | 0
2009-08-01 | 0.083333 | 209.6067 | 3.6551 | 3.6551 | 199.2671 | 199.2671 | 4003.7455 | 29948.0163 |  | 87.9377
2009-08-02 | 0.0125 | 31.441 | 3.6551 | 3.6551 | 21.1014 | 21.1014 | 4003.7455 | 29948.0163 |  | 14.4169
2009-08-03 | 0 | 0 | 0 | 0 | -6.6845 | -6.6845 | 3997.061 | 29898.0163 |  | 0
2009-08-04 | 0.029167 | 73.3623 | 3.6551 | 3.6551 | 63.0228 | 63.0228 | 4003.7455 | 29948.0163 |  | 49.6538
2009-08-05 | 0.0675 | 169.7814 | 3.6551 | 3.6551 | 159.4418 | 159.4418 | 4003.7455 | 29948.0163 |  | 152.7573
2009-08-06 | 0 | 0 | 0 | 0 | -6.6845 | -6.6845 | 3997.061 | 29898.0163 |  | 0
2009-08-07 | 0 | 0 | 0 | 0 | -6.6845 | -6.6845 | 3990.3765 | 29848.0162 |  | 0
2009-08-08 | 0 | 0 | 0 | 0 | -6.6845 | -6.6845 | 3983.692 | 29798.0162 |  | 0
2009-08-09 | 0 | 0 | 0 | 0 | -6.6845 | -6.6845 | 3977.0075 | 29748.0161 |  | 0
2009-08-10 | 0.0125 | 31.441 | 3.6551 | 3.6551 | 21.1014 | 21.1014 | 3998.1089 | 29905.8547 |  | 0
2009-08-11 | 0 | 0 | 0 | 0 | -6.6845 | -6.6845 | 3991.4244 | 29855.8547 |  | 0
2009-08-12 | 0.11417 | 287.1611 | 3.6551 | 3.6551 | 276.8216 | 276.8216 | 4003.7455 | 29948.0163 |  | 257.816
2009-08-13 | 0.0025 | 6.2882 | 3.6551 | 3.6551 | -4.0514 | -4.0514 | 3999.6941 | 29917.712 |  | 0
2009-08-14 | 0 | 0 | 0 | 0 | -6.6845 | -6.6845 | 3993.0096 | 29867.712 |  | 0
2009-08-15 | 0 | 0 | 0 | 0 | -6.6845 | -6.6845 | 3986.3251 | 29817.7119 |  | 0
2009-08-16 | 0 | 0 | 0 | 0 | -6.6845 | -6.6845 | 3979.6406 | 29767.7118 |  | 0
2009-08-17 | 0 | 0 | 0 | 0 | -6.6845 | -6.6845 | 3972.9561 | 29717.7118 |  | 0
2009-08-18 | 0 | 0 | 0 | 0 | -6.6845 | -6.6845 | 3966.2716 | 29667.7117 |  | 0
2009-08-19 | 0 | 0 | 0 | 0 | -6.6845 | -6.6845 | 3959.5871 | 29617.7117 |  | 0
2009-08-20 | 0 | 0 | 0 | 0 | -6.6845 | -6.6845 | 3952.9026 | 29567.7116 |  | 0
2009-08-21 | 0 | 0 | 0 | 0 | -6.6845 | -6.6845 | 3946.2181 | 29517.7115 |  | 0
2009-08-22 | 0 | 0 | 0 | 0 | -6.6845 | -6.6845 | 3939.5336 | 29467.7115 |  | 0
2009-08-23 | 0 | 0 | 0 | 0 | -6.6845 | -6.6845 | 3932.8491 | 29417.7114 |  | 0
2009-08-24 | 0 | 0 | 0 | 0 | -6.6845 | -6.6845 | 3926.1646 | 29367.7114 |  | 0
2009-08-25 | 0 | 0 | 0 | 0 | -6.6845 | -6.6845 | 3919.4801 | 29317.7113 |  | 0
2009-08-26 | 0 | 0 | 0 | 0 | -6.6845 | -6.6845 | 3912.7956 | 29267.7112 |  | 0
2009-08-27 | 0 | 0 | 0 | 0 | -6.6845 | -6.6845 | 3906.1111 | 29217.7112 |  | 0
2009-08-28 | 0 | 0 | 0 | 0 | -6.6845 | -6.6845 | 3899.4266 | 29167.7111 |  | 0
2009-08-29 | 0 | 0 | 0 | 0 | -6.6845 | -6.6845 | 3892.7421 | 29117.7111 |  | 0
2009-08-30 | 0 | 0 | 0 | 0 | -6.6845 | -6.6845 | 3886.0576 | 29067.711 |  | 0
2009-08-31 | 0 | 0 | 0 | 0 | -6.6845 | -6.6845 | 3879.3731 | 29017.7109 |  | 0
2009-09-01 | 0 | 0 | 0 | 0 | -6.6845 | -6.6845 | 3872.6886 | 28967.7109 |  | 0
2009-09-02 | 0 | 0 | 0 | 0 | -6.6845 | -6.6845 | 3866.0041 | 28917.7108 |  | 0
2009-09-03 | 0.03 | 75.4584 | 3.6551 | 3.6551 | 65.1188 | 65.1188 | 3931.1229 | 29404.7996 |  | 0
2009-09-04 | 0 | 0 | 0 | 0 | -6.6845 | -6.6845 | 3924.4384 | 29354.7995 |  | 0
2009-09-05 | 0 | 0 | 0 | 0 | -6.6845 | -6.6845 | 3917.7539 | 29304.7995 |  | 0
2009-09-06 | 0.045833 | 115.2837 | 3.6551 | 3.6551 | 104.9441 | 104.9441 | 4003.7455 | 29948.0163 |  | 12.268
2009-09-07 | 0 | 0 | 0 | 0 | -6.6845 | -6.6845 | 3997.061 | 29898.0163 |  | 0
2009-09-08 | 0 | 0 | 0 | 0 | -6.6845 | -6.6845 | 3990.3765 | 29848.0162 |  | 0
2009-09-09 | 0.0083333 | 20.9607 | 3.6551 | 3.6551 | 10.6211 | 10.6211 | 4000.9976 | 29927.4619 |  | 0
2009-09-10 | 0 | 0 | 0 | 0 | -6.6845 | -6.6845 | 3994.3131 | 29877.4619 |  | 0
2009-09-11 | 0 | 0 | 0 | 0 | -6.6845 | -6.6845 | 3987.6286 | 29827.4618 |  | 0
2009-09-12 | 0.0041667 | 10.4803 | 3.6551 | 3.6551 | 0.14075 | 0.14075 | 3987.7693 | 29828.5147 |  | 0
2009-09-13 | 0 | 0 | 0 | 0 | -6.6845 | -6.6845 | 3981.0848 | 29778.5146 |  | 0
2009-09-14 | 0 | 0 | 0 | 0 | -6.6845 | -6.6845 | 3974.4003 | 29728.5145 |  | 0
2009-09-15 | 0 | 0 | 0 | 0 | -6.6845 | -6.6845 | 3967.7158 | 29678.5145 |  | 0
2009-09-16 | 0 | 0 | 0 | 0 | -6.6845 | -6.6845 | 3961.0313 | 29628.5144 |  | 0
2009-09-17 | 0 | 0 | 0 | 0 | -6.6845 | -6.6845 | 3954.3468 | 29578.5144 |  | 0
2009-09-18 | 0 | 0 | 0 | 0 | -6.6845 | -6.6845 | 3947.6623 | 29528.5143 |  | 0
2009-09-19 | 0.0075 | 18.8646 | 3.6551 | 3.6551 | 8.525 | 8.525 | 3956.1874 | 29592.2814 |  | 0
2009-09-20 | 0 | 0 | 0 | 0 | -6.6845 | -6.6845 | 3949.5029 | 29542.2814 |  | 0
2009-09-21 | 0 | 0 | 0 | 0 | -6.6845 | -6.6845 | 3942.8184 | 29492.2813 |  | 0
2009-09-22 | 0 | 0 | 0 | 0 | -6.6845 | -6.6845 | 3936.1339 | 29442.2813 |  | 0
2009-09-23 | 0 | 0 | 0 | 0 | -6.6845 | -6.6845 | 3929.4494 | 29392.2812 |  | 0
2009-09-24 | 0.0058333 | 14.6725 | 3.6551 | 3.6551 | 4.3329 | 4.3329 | 3933.7822 | 29424.6912 |  | 0
2009-09-25 | 0 | 0 | 0 | 0 | -6.6845 | -6.6845 | 3927.0977 | 29374.6911 |  | 0
2009-09-26 | 0 | 0 | 0 | 0 | -6.6845 | -6.6845 | 3920.4132 | 29324.6911 |  | 0
2009-09-27 | 0 | 0 | 0 | 0 | -6.6845 | -6.6845 | 3913.7287 | 29274.691 |  | 0
2009-09-28 | 0 | 0 | 0 | 0 | -6.6845 | -6.6845 | 3907.0442 | 29224.691 |  | 0
2009-09-29 | 0 | 0 | 0 | 0 | -6.6845 | -6.6845 | 3900.3597 | 29174.6909 |  | 0
2009-09-30 | 0 | 0 | 0 | 0 | -6.6845 | -6.6845 | 3893.6752 | 29124.6908 |  | 0
2009-10-01 | 0 | 0 | 0 | 0 | -6.6845 | -6.6845 | 3886.9907 | 29074.6908 |  | 0
2009-10-02 | 0 | 0 | 0 | 0 | -6.6845 | -6.6845 | 3880.3062 | 29024.6907 |  | 0
2009-10-03 | 0.013333 | 33.5371 | 3.6551 | 3.6551 | 23.1975 | 23.1975 | 3903.5037 | 29198.2079 |  | 0
2009-10-04 | 0.05 | 125.764 | 3.6551 | 3.6551 | 115.4244 | 115.4244 | 4003.7455 | 29948.0163 |  | 8.4982
2009-10-05 | 0 | 0 | 0 | 0 | -6.6845 | -6.6845 | 3997.061 | 29898.0163 |  | 0
2009-10-06 | 0 | 0 | 0 | 0 | -6.6845 | -6.6845 | 3990.3765 | 29848.0162 |  | 0
2009-10-07 | 0 | 0 | 0 | 0 | -6.6845 | -6.6845 | 3983.692 | 29798.0162 |  | 0
2009-10-08 | 0 | 0 | 0 | 0 | -6.6845 | -6.6845 | 3977.0075 | 29748.0161 |  | 0
2009-10-09 | 0 | 0 | 0 | 0 | -6.6845 | -6.6845 | 3970.323 | 29698.016 |  | 0
2009-10-10 | 0 | 0 | 0 | 0 | -6.6845 | -6.6845 | 3963.6385 | 29648.016 |  | 0
2009-10-11 | 0 | 0 | 0 | 0 | -6.6845 | -6.6845 | 3956.954 | 29598.0159 |  | 0
2009-10-12 | 0.0625 | 157.205 | 3.6551 | 3.6551 | 146.8654 | 146.8654 | 4003.7455 | 29948.0163 |  | 93.3894
2009-10-13 | 0 | 0 | 0 | 0 | -6.6845 | -6.6845 | 3997.061 | 29898.0163 |  | 0
2009-10-14 | 0 | 0 | 0 | 0 | -6.6845 | -6.6845 | 3990.3765 | 29848.0162 |  | 0
2009-10-15 | 0 | 0 | 0 | 0 | -6.6845 | -6.6845 | 3983.692 | 29798.0162 |  | 0
2009-10-16 | 0 | 0 | 0 | 0 | -6.6845 | -6.6845 | 3977.0075 | 29748.0161 |  | 0
2009-10-17 | 0 | 0 | 0 | 0 | -6.6845 | -6.6845 | 3970.323 | 29698.016 |  | 0
2009-10-18 | 0 | 0 | 0 | 0 | -6.6845 | -6.6845 | 3963.6385 | 29648.016 |  | 0
2009-10-19 | 0 | 0 | 0 | 0 | -6.6845 | -6.6845 | 3956.954 | 29598.0159 |  | 0
2009-10-20 | 0 | 0 | 0 | 0 | -6.6845 | -6.6845 | 3950.2695 | 29548.0159 |  | 0
2009-10-21 | 0.015 | 37.7292 | 3.6551 | 3.6551 | 27.3896 | 27.3896 | 3977.6591 | 29752.8902 |  | 0
2009-10-22 | 0 | 0 | 0 | 0 | -6.6845 | -6.6845 | 3970.9746 | 29702.8902 |  | 0
2009-10-23 | 0 | 0 | 0 | 0 | -6.6845 | -6.6845 | 3964.2901 | 29652.8901 |  | 0
2009-10-24 | 0 | 0 | 0 | 0 | -6.6845 | -6.6845 | 3957.6056 | 29602.89 |  | 0
2009-10-25 | 0 | 0 | 0 | 0 | -6.6845 | -6.6845 | 3950.9211 | 29552.89 |  | 0
2009-10-26 | 0 | 0 | 0 | 0 | -6.6845 | -6.6845 | 3944.2366 | 29502.8899 |  | 0
2009-10-27 | 0 | 0 | 0 | 0 | -6.6845 | -6.6845 | 3937.5521 | 29452.8899 |  | 0
2009-10-28 | 0.005 | 12.5764 | 3.6551 | 3.6551 | 2.2368 | 2.2368 | 3939.7889 | 29469.6213 |  | 0
2009-10-29 | 0 | 0 | 0 | 0 | -6.6845 | -6.6845 | 3933.1044 | 29419.6212 |  | 0
2009-10-30 | 0 | 0 | 0 | 0 | -6.6845 | -6.6845 | 3926.4199 | 29369.6211 |  | 0
2009-11-01 | 0 | 0 | 0 | 0 | -6.6845 | -6.6845 | 3919.7354 | 29319.6211 |  | 0
2009-11-02 | 0 | 0 | 0 | 0 | -6.6845 | -6.6845 | 3913.0509 | 29269.621 |  | 0
2009-11-03 | 0 | 0 | 0 | 0 | -6.6845 | -6.6845 | 3906.3664 | 29219.621 |  | 0
2009-11-04 | 0 | 0 | 0 | 0 | -6.6845 | -6.6845 | 3899.6819 | 29169.6209 |  | 0
2009-11-05 | 0 | 0 | 0 | 0 | -6.6845 | -6.6845 | 3892.9974 | 29119.6208 |  | 0
2009-11-06 | 0 | 0 | 0 | 0 | -6.6845 | -6.6845 | 3886.3129 | 29069.6208 |  | 0
2009-11-07 | 0 | 0 | 0 | 0 | -6.6845 | -6.6845 | 3879.6284 | 29019.6207 |  | 0
2009-11-08 | 0 | 0 | 0 | 0 | -6.6845 | -6.6845 | 3872.9439 | 28969.6207 |  | 0
2009-11-09 | 0 | 0 | 0 | 0 | -6.6845 | -6.6845 | 3866.2594 | 28919.6206 |  | 0
2009-11-10 | 0 | 0 | 0 | 0 | -6.6845 | -6.6845 | 3859.5749 | 28869.6205 |  | 0
2009-11-11 | 0 | 0 | 0 | 0 | -6.6845 | -6.6845 | 3852.8904 | 28819.6205 |  | 0
2009-11-12 | 0 | 0 | 0 | 0 | -6.6845 | -6.6845 | 3846.2059 | 28769.6204 |  | 0
2009-11-13 | 0 | 0 | 0 | 0 | -6.6845 | -6.6845 | 3839.5214 | 28719.6204 |  | 0
2009-11-14 | 0 | 0 | 0 | 0 | -6.6845 | -6.6845 | 3832.8369 | 28669.6203 |  | 0
2009-11-15 | 0 | 0 | 0 | 0 | -6.6845 | -6.6845 | 3826.1524 | 28619.6202 |  | 0
2009-11-16 | 0 | 0 | 0 | 0 | -6.6845 | -6.6845 | 3819.4679 | 28569.6202 |  | 0
2009-11-17 | 0 | 0 | 0 | 0 | -6.6845 | -6.6845 | 3812.7834 | 28519.6201 |  | 0
2009-11-18 | 0 | 0 | 0 | 0 | -6.6845 | -6.6845 | 3806.0989 | 28469.6201 |  | 0
2009-11-19 | 0 | 0 | 0 | 0 | -6.6845 | -6.6845 | 3799.4144 | 28419.62 |  | 0
2009-11-20 | 0 | 0 | 0 | 0 | -6.6845 | -6.6845 | 3792.7299 | 28369.6199 |  | 0
2009-11-21 | 0 | 0 | 0 | 0 | -6.6845 | -6.6845 | 3786.0454 | 28319.6199 |  | 0
2009-11-22 | 0 | 0 | 0 | 0 | -6.6845 | -6.6845 | 3779.3609 | 28269.6198 |  | 0
2009-11-23 | 0 | 0 | 0 | 0 | -6.6845 | -6.6845 | 3772.6764 | 28219.6198 |  | 0
2009-11-24 | 0 | 0 | 0 | 0 | -6.6845 | -6.6845 | 3765.9919 | 28169.6197 |  | 0
2009-11-25 | 0 | 0 | 0 | 0 | -6.6845 | -6.6845 | 3759.3074 | 28119.6196 |  | 0
2009-11-26 | 0 | 0 | 0 | 0 | -6.6845 | -6.6845 | 3752.6229 | 28069.6196 |  | 0
2009-11-27 | 0 | 0 | 0 | 0 | -6.6845 | -6.6845 | 3745.9384 | 28019.6195 |  | 0
2009-11-28 | 0 | 0 | 0 | 0 | -6.6845 | -6.6845 | 3739.2539 | 27969.6195 |  | 0
2009-11-29 | 0 | 0 | 0 | 0 | -6.6845 | -6.6845 | 3732.5694 | 27919.6194 |  | 0
2009-11-30 | 0.011667 | 29.3449 | 3.6551 | 3.6551 | 19.0054 | 19.0054 | 3751.5748 | 28061.7794 |  | 0
2009-12-01 | 0.0775 | 194.9342 | 3.6551 | 3.6551 | 184.5946 | 184.5946 | 3936.1694 | 29442.5472 |  | 0
2009-12-02 | 0.0125 | 31.441 | 3.6551 | 3.6551 | 21.1014 | 21.1014 | 3957.2708 | 29600.3858 |  | 0
2009-12-03 | 0 | 0 | 0 | 0 | -6.6845 | -6.6845 | 3950.5863 | 29550.3858 |  | 0
2009-12-04 | 0.018333 | 46.1135 | 3.6551 | 3.6551 | 35.7739 | 35.7739 | 3986.3602 | 29817.9744 |  | 0
2009-12-05 | 0 | 0 | 0 | 0 | -6.6845 | -6.6845 | 3979.6757 | 29767.9744 |  | 0
2009-12-06 | 0 | 0 | 0 | 0 | -6.6845 | -6.6845 | 3972.9912 | 29717.9743 |  | 0
2009-12-07 | 0 | 0 | 0 | 0 | -6.6845 | -6.6845 | 3966.3067 | 29667.9743 |  | 0
2009-12-08 | 0 | 0 | 0 | 0 | -6.6845 | -6.6845 | 3959.6222 | 29617.9742 |  | 0
2009-12-09 | 0 | 0 | 0 | 0 | -6.6845 | -6.6845 | 3952.9377 | 29567.9741 |  | 0
2009-12-10 | 0 | 0 | 0 | 0 | -6.6845 | -6.6845 | 3946.2532 | 29517.9741 |  | 0
2009-12-11 | 0 | 0 | 0 | 0 | -6.6845 | -6.6845 | 3939.5687 | 29467.974 |  | 0
2009-12-12 | 0 | 0 | 0 | 0 | -6.6845 | -6.6845 | 3932.8842 | 29417.974 |  | 0
2009-12-13 | 0 | 0 | 0 | 0 | -6.6845 | -6.6845 | 3926.1997 | 29367.9739 |  | 0
2009-12-14 | 0 | 0 | 0 | 0 | -6.6845 | -6.6845 | 3919.5152 | 29317.9738 |  | 0
2009-12-15 | 0 | 0 | 0 | 0 | -6.6845 | -6.6845 | 3912.8307 | 29267.9738 |  | 0
2009-12-16 | 0 | 0 | 0 | 0 | -6.6845 | -6.6845 | 3906.1462 | 29217.9737 |  | 0
2009-12-17 | 0 | 0 | 0 | 0 | -6.6845 | -6.6845 | 3899.4617 | 29167.9737 |  | 0
2009-12-18 | 0 | 0 | 0 | 0 | -6.6845 | -6.6845 | 3892.7772 | 29117.9736 |  | 0
2009-12-19 | 0 | 0 | 0 | 0 | -6.6845 | -6.6845 | 3886.0927 | 29067.9735 |  | 0
2009-12-20 | 0 | 0 | 0 | 0 | -6.6845 | -6.6845 | 3879.4082 | 29017.9735 |  | 0
2009-12-21 | 0 | 0 | 0 | 0 | -6.6845 | -6.6845 | 3872.7237 | 28967.9734 |  | 0
2009-12-22 | 0 | 0 | 0 | 0 | -6.6845 | -6.6845 | 3866.0392 | 28917.9734 |  | 0
2009-12-23 | 0 | 0 | 0 | 0 | -6.6845 | -6.6845 | 3859.3547 | 28867.9733 |  | 0
2009-12-24 | 0 | 0 | 0 | 0 | -6.6845 | -6.6845 | 3852.6702 | 28817.9732 |  | 0
2009-12-25 | 0 | 0 | 0 | 0 | -6.6845 | -6.6845 | 3845.9857 | 28767.9732 |  | 0
2009-12-26 | 0 | 0 | 0 | 0 | -6.6845 | -6.6845 | 3839.3012 | 28717.9731 |  | 0
2009-12-27 | 0 | 0 | 0 | 0 | -6.6845 | -6.6845 | 3832.6167 | 28667.9731 |  | 0
2009-12-28 | 0 | 0 | 0 | 0 | -6.6845 | -6.6845 | 3825.9322 | 28617.973 |  | 0
2009-12-29 | 0.0041667 | 10.4803 | 3.6551 | 3.6551 | 0.14075 | 0.14075 | 3826.073 | 28619.0258 |  | 0
2009-12-30 | 0 | 0 | 0 | 0 | -6.6845 | -6.6845 | 3819.3885 | 28569.0258 |  | 0
2009-12-31 | 0 | 0 | 0 | 0 | -6.6845 | -6.6845 | 3812.704 | 28519.0257 |  | 0
2010-01-01 | 0 | 0 | 0 | 0 | -6.6845 | -6.6845 | 3806.0195 | 28469.0256 |  | 0
2010-01-02 | 0 | 0 | 0 | 0 | -6.6845 | -6.6845 | 3799.335 | 28419.0256 |  | 0
2010-01-03 | 0 | 0 | 0 | 0 | -6.6845 | -6.6845 | 3792.6505 | 28369.0255 |  | 0
2010-01-04 | 0 | 0 | 0 | 0 | -6.6845 | -6.6845 | 3785.966 | 28319.0255 |  | 0
2010-01-05 | 0 | 0 | 0 | 0 | -6.6845 | -6.6845 | 3779.2815 | 28269.0254 |  | 0
2010-01-06 | 0 | 0 | 0 | 0 | -6.6845 | -6.6845 | 3772.597 | 28219.0253 |  | 0
2010-01-07 | 0 | 0 | 0 | 0 | -6.6845 | -6.6845 | 3765.9125 | 28169.0253 |  | 0
2010-01-08 | 0 | 0 | 0 | 0 | -6.6845 | -6.6845 | 3759.228 | 28119.0252 |  | 0
2010-01-09 | 0 | 0 | 0 | 0 | -6.6845 | -6.6845 | 3752.5435 | 28069.0252 |  | 0
2010-01-10 | 0 | 0 | 0 | 0 | -6.6845 | -6.6845 | 3745.859 | 28019.0251 |  | 0
2010-01-11 | 0 | 0 | 0 | 0 | -6.6845 | -6.6845 | 3739.1745 | 27969.025 |  | 0
2010-01-12 | 0 | 0 | 0 | 0 | -6.6845 | -6.6845 | 3732.49 | 27919.025 |  | 0
2010-01-13 | 0 | 0 | 0 | 0 | -6.6845 | -6.6845 | 3725.8055 | 27869.0249 |  | 0
2010-01-14 | 0 | 0 | 0 | 0 | -6.6845 | -6.6845 | 3719.121 | 27819.0249 |  | 0
2010-01-15 | 0 | 0 | 0 | 0 | -6.6845 | -6.6845 | 3712.4365 | 27769.0248 |  | 0
2010-01-16 | 0 | 0 | 0 | 0 | -6.6845 | -6.6845 | 3705.752 | 27719.0247 |  | 0
2010-01-17 | 0 | 0 | 0 | 0 | -6.6845 | -6.6845 | 3699.0675 | 27669.0247 |  | 0
2010-01-18 | 0 | 0 | 0 | 0 | -6.6845 | -6.6845 | 3692.383 | 27619.0246 |  | 0
2010-01-19 | 0 | 0 | 0 | 0 | -6.6845 | -6.6845 | 3685.6985 | 27569.0246 |  | 0
2010-01-20 | 0 | 0 | 0 | 0 | -6.6845 | -6.6845 | 3679.014 | 27519.0245 |  | 0
2010-01-21 | 0 | 0 | 0 | 0 | -6.6845 | -6.6845 | 3672.3295 | 27469.0244 |  | 0
2010-01-22 | 0 | 0 | 0 | 0 | -6.6845 | -6.6845 | 3665.645 | 27419.0244 |  | 0
2010-01-23 | 0.059167 | 148.8207 | 3.6551 | 3.6551 | 138.4812 | 138.4812 | 3804.1261 | 28454.8634 |  | 0
2010-01-24 | 0 | 0 | 0 | 0 | -6.6845 | -6.6845 | 3797.4416 | 28404.8634 |  | 0
2010-01-25 | 0 | 0 | 0 | 0 | -6.6845 | -6.6845 | 3790.7571 | 28354.8633 |  | 0
2010-01-26 | 0 | 0 | 0 | 0 | -6.6845 | -6.6845 | 3784.0726 | 28304.8632 |  | 0
2010-01-27 | 0 | 0 | 0 | 0 | -6.6845 | -6.6845 | 3777.3881 | 28254.8632 |  | 0
2010-01-28 | 0.051667 | 129.9561 | 3.6551 | 3.6551 | 119.6166 | 119.6166 | 3897.0047 | 29149.595 |  | 0
2010-01-29 | 0.0083333 | 20.9607 | 3.6551 | 3.6551 | 10.6211 | 10.6211 | 3907.6258 | 29229.0407 |  | 0
2010-01-30 | 0 | 0 | 0 | 0 | -6.6845 | -6.6845 | 3900.9413 | 29179.0407 |  | 0
2010-01-31 | 0.00083333 | 2.0961 | 3.6551 | 2.0961 | -6.6845 | -6.6845 | 3894.2568 | 29129.0406 |  | 0
2010-02-01 | 0 | 0 | 0 | 0 | -6.6845 | -6.6845 | 3887.5723 | 29079.0405 |  | 0
2010-02-02 | 0 | 0 | 0 | 0 | -6.6845 | -6.6845 | 3880.8878 | 29029.0405 |  | 0
2010-02-03 | 0 | 0 | 0 | 0 | -6.6845 | -6.6845 | 3874.2033 | 28979.0404 |  | 0
2010-02-04 | 0.0025 | 6.2882 | 3.6551 | 3.6551 | -4.0514 | -4.0514 | 3870.1519 | 28948.7361 |  | 0
2010-02-05 | 0 | 0 | 0 | 0 | -6.6845 | -6.6845 | 3863.4674 | 28898.736 |  | 0
2010-02-06 | 0 | 0 | 0 | 0 | -6.6845 | -6.6845 | 3856.7829 | 28848.736 |  | 0
2010-02-07 | 0 | 0 | 0 | 0 | -6.6845 | -6.6845 | 3850.0984 | 28798.7359 |  | 0
2010-02-08 | 0 | 0 | 0 | 0 | -6.6845 | -6.6845 | 3843.4139 | 28748.7359 |  | 0
2010-02-09 | 0 | 0 | 0 | 0 | -6.6845 | -6.6845 | 3836.7294 | 28698.7358 |  | 0
2010-02-10 | 0 | 0 | 0 | 0 | -6.6845 | -6.6845 | 3830.0449 | 28648.7357 |  | 0
2010-02-11 | 0 | 0 | 0 | 0 | -6.6845 | -6.6845 | 3823.3604 | 28598.7357 |  | 0
2010-02-12 | 0 | 0 | 0 | 0 | -6.6845 | -6.6845 | 3816.6759 | 28548.7356 |  | 0
2010-02-13 | 0 | 0 | 0 | 0 | -6.6845 | -6.6845 | 3809.9914 | 28498.7356 |  | 0
2010-02-14 | 0 | 0 | 0 | 0 | -6.6845 | -6.6845 | 3803.3069 | 28448.7355 |  | 0
2010-02-15 | 0 | 0 | 0 | 0 | -6.6845 | -6.6845 | 3796.6224 | 28398.7354 |  | 0
2010-02-16 | 0 | 0 | 0 | 0 | -6.6845 | -6.6845 | 3789.9379 | 28348.7354 |  | 0
2010-02-17 | 0 | 0 | 0 | 0 | -6.6845 | -6.6845 | 3783.2534 | 28298.7353 |  | 0
2010-02-18 | 0 | 0 | 0 | 0 | -6.6845 | -6.6845 | 3776.5689 | 28248.7353 |  | 0
2010-02-19 | 0 | 0 | 0 | 0 | -6.6845 | -6.6845 | 3769.8844 | 28198.7352 |  | 0
2010-02-20 | 0 | 0 | 0 | 0 | -6.6845 | -6.6845 | 3763.1999 | 28148.7351 |  | 0
2010-02-21 | 0 | 0 | 0 | 0 | -6.6845 | -6.6845 | 3756.5154 | 28098.7351 |  | 0
2010-02-22 | 0 | 0 | 0 | 0 | -6.6845 | -6.6845 | 3749.8309 | 28048.735 |  | 0
2010-02-23 | 0 | 0 | 0 | 0 | -6.6845 | -6.6845 | 3743.1464 | 27998.735 |  | 0
2010-02-24 | 0 | 0 | 0 | 0 | -6.6845 | -6.6845 | 3736.4619 | 27948.7349 |  | 0
2010-02-25 | 0 | 0 | 0 | 0 | -6.6845 | -6.6845 | 3729.7774 | 27898.7348 |  | 0
2010-02-26 | 0 | 0 | 0 | 0 | -6.6845 | -6.6845 | 3723.0929 | 27848.7348 |  | 0
2010-02-27 | 0 | 0 | 0 | 0 | -6.6845 | -6.6845 | 3716.4084 | 27798.7347 |  | 0
2010-02-28 | 0 | 0 | 0 | 0 | -6.6845 | -6.6845 | 3709.7239 | 27748.7347 |  | 0
2010-03-01 | 0.0016667 | 4.1921 | 3.6551 | 3.6551 | -6.1474 | -6.1474 | 3703.5764 | 27702.7518 |  | 0
2010-03-02 | 0 | 0 | 0 | 0 | -6.6845 | -6.6845 | 3696.8919 | 27652.7517 |  | 0
2010-03-03 | 0 | 0 | 0 | 0 | -6.6845 | -6.6845 | 3690.2074 | 27602.7516 |  | 0
2010-03-04 | 0 | 0 | 0 | 0 | -6.6845 | -6.6845 | 3683.5229 | 27552.7516 |  | 0
2010-03-05 | 0 | 0 | 0 | 0 | -6.6845 | -6.6845 | 3676.8384 | 27502.7515 |  | 0
2010-03-06 | 0 | 0 | 0 | 0 | -6.6845 | -6.6845 | 3670.1539 | 27452.7515 |  | 0
2010-03-07 | 0 | 0 | 0 | 0 | -6.6845 | -6.6845 | 3663.4694 | 27402.7514 |  | 0
2010-03-08 | 0 | 0 | 0 | 0 | -6.6845 | -6.6845 | 3656.7849 | 27352.7513 |  | 0
2010-03-09 | 0 | 0 | 0 | 0 | -6.6845 | -6.6845 | 3650.1004 | 27302.7513 |  | 0
2010-03-10 | 0 | 0 | 0 | 0 | -6.6845 | -6.6845 | 3643.4159 | 27252.7512 |  | 0
2010-03-11 | 0 | 0 | 0 | 0 | -6.6845 | -6.6845 | 3636.7314 | 27202.7512 |  | 0
2010-03-12 | 0 | 0 | 0 | 0 | -6.6845 | -6.6845 | 3630.0469 | 27152.7511 |  | 0
2010-03-13 | 0 | 0 | 0 | 0 | -6.6845 | -6.6845 | 3623.3624 | 27102.751 |  | 0
2010-03-14 | 0 | 0 | 0 | 0 | -6.6845 | -6.6845 | 3616.6779 | 27052.751 |  | 0
2010-03-15 | 0.0016667 | 4.1921 | 3.6551 | 3.6551 | -6.1474 | -6.1474 | 3610.5305 | 27006.7681 |  | 0
2010-03-16 | 0.0016667 | 4.1921 | 3.6551 | 3.6551 | -6.1474 | -6.1474 | 3604.383 | 26960.7852 |  | 0
2010-03-17 | 0 | 0 | 0 | 0 | -6.6845 | -6.6845 | 3597.6985 | 26910.7851 |  | 0
2010-03-18 | 0 | 0 | 0 | 0 | -6.6845 | -6.6845 | 3591.014 | 26860.785 |  | 0
2010-03-19 | 0 | 0 | 0 | 0 | -6.6845 | -6.6845 | 3584.3295 | 26810.785 |  | 0
2010-03-20 | 0.083333 | 209.6067 | 3.6551 | 3.6551 | 199.2671 | 199.2671 | 3783.5966 | 28301.3028 |  | 0
2010-03-21 | 0 | 0 | 0 | 0 | -6.6845 | -6.6845 | 3776.9121 | 28251.3027 |  | 0
2010-03-22 | 0 | 0 | 0 | 0 | -6.6845 | -6.6845 | 3770.2276 | 28201.3027 |  | 0
2010-03-23 | 0 | 0 | 0 | 0 | -6.6845 | -6.6845 | 3763.5431 | 28151.3026 |  | 0
2010-03-24 | 0 | 0 | 0 | 0 | -6.6845 | -6.6845 | 3756.8586 | 28101.3026 |  | 0
2010-03-25 | 0 | 0 | 0 | 0 | -6.6845 | -6.6845 | 3750.1741 | 28051.3025 |  | 0
2010-03-26 | 0 | 0 | 0 | 0 | -6.6845 | -6.6845 | 3743.4896 | 28001.3024 |  | 0
2010-03-27 | 0 | 0 | 0 | 0 | -6.6845 | -6.6845 | 3736.8051 | 27951.3024 |  | 0
2010-03-28 | 0 | 0 | 0 | 0 | -6.6845 | -6.6845 | 3730.1206 | 27901.3023 |  | 0
2010-03-29 | 0 | 0 | 0 | 0 | -6.6845 | -6.6845 | 3723.4361 | 27851.3023 |  | 0
2010-03-30 | 0 | 0 | 0 | 0 | -6.6845 | -6.6845 | 3716.7516 | 27801.3022 |  | 0
2010-03-31 | 0 | 0 | 0 | 0 | -6.6845 | -6.6845 | 3710.0671 | 27751.3021 |  | 0
2010-04-01 | 0 | 0 | 0 | 0 | -6.6845 | -6.6845 | 3703.3826 | 27701.3021 |  | 0
2010-04-02 | 0 | 0 | 0 | 0 | -6.6845 | -6.6845 | 3696.6981 | 27651.302 |  | 0
2010-04-03 | 0 | 0 | 0 | 0 | -6.6845 | -6.6845 | 3690.0136 | 27601.302 |  | 0
2010-04-04 | 0 | 0 | 0 | 0 | -6.6845 | -6.6845 | 3683.3291 | 27551.3019 |  | 0
2010-04-05 | 0 | 0 | 0 | 0 | -6.6845 | -6.6845 | 3676.6446 | 27501.3018 |  | 0
2010-04-06 | 0 | 0 | 0 | 0 | -6.6845 | -6.6845 | 3669.9601 | 27451.3018 |  | 0
2010-04-07 | 0 | 0 | 0 | 0 | -6.6845 | -6.6845 | 3663.2756 | 27401.3017 |  | 0
2010-04-08 | 0 | 0 | 0 | 0 | -6.6845 | -6.6845 | 3656.5911 | 27351.3017 |  | 0
2010-04-09 | 0 | 0 | 0 | 0 | -6.6845 | -6.6845 | 3649.9066 | 27301.3016 |  | 0
2010-04-10 | 0 | 0 | 0 | 0 | -6.6845 | -6.6845 | 3643.2221 | 27251.3015 |  | 0
2010-04-11 | 0.0175 | 44.0174 | 3.6551 | 3.6551 | 33.6778 | 33.6778 | 3676.8999 | 27503.2116 |  | 0
2010-04-12 | 0.018333 | 46.1135 | 3.6551 | 3.6551 | 35.7739 | 35.7739 | 3712.6738 | 27770.8003 |  | 0
2010-04-13 | 0 | 0 | 0 | 0 | -6.6845 | -6.6845 | 3705.9893 | 27720.8002 |  | 0
2010-04-14 | 0.010833 | 27.2489 | 3.6551 | 3.6551 | 16.9093 | 16.9093 | 3722.8986 | 27847.2817 |  | 0
2010-04-15 | 0 | 0 | 0 | 0 | -6.6845 | -6.6845 | 3716.2141 | 27797.2816 |  | 0
2010-04-16 | 0 | 0 | 0 | 0 | -6.6845 | -6.6845 | 3709.5296 | 27747.2816 |  | 0
2010-04-17 | 0.015833 | 39.8253 | 3.6551 | 3.6551 | 29.4857 | 29.4857 | 3739.0153 | 27967.8345 |  | 0
2010-04-18 | 0 | 0 | 0 | 0 | -6.6845 | -6.6845 | 3732.3308 | 27917.8345 |  | 0
2010-04-19 | 0 | 0 | 0 | 0 | -6.6845 | -6.6845 | 3725.6463 | 27867.8344 |  | 0
2010-04-20 | 0 | 0 | 0 | 0 | -6.6845 | -6.6845 | 3718.9618 | 27817.8343 |  | 0
2010-04-21 | 0 | 0 | 0 | 0 | -6.6845 | -6.6845 | 3712.2773 | 27767.8343 |  | 0
2010-04-22 | 0 | 0 | 0 | 0 | -6.6845 | -6.6845 | 3705.5928 | 27717.8342 |  | 0
2010-04-23 | 0 | 0 | 0 | 0 | -6.6845 | -6.6845 | 3698.9083 | 27667.8342 |  | 0
2010-04-24 | 0 | 0 | 0 | 0 | -6.6845 | -6.6845 | 3692.2238 | 27617.8341 |  | 0
2010-04-25 | 0 | 0 | 0 | 0 | -6.6845 | -6.6845 | 3685.5393 | 27567.834 |  | 0
2010-04-26 | 0 | 0 | 0 | 0 | -6.6845 | -6.6845 | 3678.8548 | 27517.834 |  | 0
2010-04-27 | 0 | 0 | 0 | 0 | -6.6845 | -6.6845 | 3672.1703 | 27467.8339 |  | 0
2010-04-28 | 0 | 0 | 0 | 0 | -6.6845 | -6.6845 | 3665.4858 | 27417.8339 |  | 0
2010-04-29 | 0 | 0 | 0 | 0 | -6.6845 | -6.6845 | 3658.8013 | 27367.8338 |  | 0
2010-04-30 | 0 | 0 | 0 | 0 | -6.6845 | -6.6845 | 3652.1168 | 27317.8337 |  | 0
2010-05-01 | 0.0058333 | 14.6725 | 3.6551 | 3.6551 | 4.3329 | 4.3329 | 3656.4497 | 27350.2437 |  | 0
2010-05-02 | 0 | 0 | 0 | 0 | -6.6845 | -6.6845 | 3649.7652 | 27300.2437 |  | 0
2010-05-03 | 0 | 0 | 0 | 0 | -6.6845 | -6.6845 | 3643.0807 | 27250.2436 |  | 0
2010-05-04 | 0 | 0 | 0 | 0 | -6.6845 | -6.6845 | 3636.3962 | 27200.2435 |  | 0
2010-05-05 | 0 | 0 | 0 | 0 | -6.6845 | -6.6845 | 3629.7117 | 27150.2435 |  | 0
2010-05-06 | 0 | 0 | 0 | 0 | -6.6845 | -6.6845 | 3623.0272 | 27100.2434 |  | 0
2010-05-07 | 0 | 0 | 0 | 0 | -6.6845 | -6.6845 | 3616.3427 | 27050.2434 |  | 0
2010-05-08 | 0 | 0 | 0 | 0 | -6.6845 | -6.6845 | 3609.6582 | 27000.2433 |  | 0
2010-05-09 | 0 | 0 | 0 | 0 | -6.6845 | -6.6845 | 3602.9737 | 26950.2432 |  | 0
2010-05-10 | 0 | 0 | 0 | 0 | -6.6845 | -6.6845 | 3596.2892 | 26900.2432 |  | 0
2010-05-11 | 0 | 0 | 0 | 0 | -6.6845 | -6.6845 | 3589.6047 | 26850.2431 |  | 0
2010-05-12 | 0 | 0 | 0 | 0 | -6.6845 | -6.6845 | 3582.9202 | 26800.2431 |  | 0
2010-05-13 | 0 | 0 | 0 | 0 | -6.6845 | -6.6845 | 3576.2357 | 26750.243 |  | 0
2010-05-14 | 0 | 0 | 0 | 0 | -6.6845 | -6.6845 | 3569.5512 | 26700.2429 |  | 0
2010-05-15 | 0 | 0 | 0 | 0 | -6.6845 | -6.6845 | 3562.8667 | 26650.2429 |  | 0
2010-05-16 | 0 | 0 | 0 | 0 | -6.6845 | -6.6845 | 3556.1822 | 26600.2428 |  | 0
2010-05-17 | 0 | 0 | 0 | 0 | -6.6845 | -6.6845 | 3549.4977 | 26550.2428 |  | 0
2010-05-18 | 0.0041667 | 10.4803 | 3.6551 | 3.6551 | 0.14075 | 0.14075 | 3549.6384 | 26551.2956 |  | 0
2010-05-19 | 0 | 0 | 0 | 0 | -6.6845 | -6.6845 | 3542.9539 | 26501.2955 |  | 0
2010-05-20 | 0 | 0 | 0 | 0 | -6.6845 | -6.6845 | 3536.2694 | 26451.2955 |  | 0
2010-05-21 | 0 | 0 | 0 | 0 | -6.6845 | -6.6845 | 3529.5849 | 26401.2954 |  | 0
2010-05-22 | 0 | 0 | 0 | 0 | -6.6845 | -6.6845 | 3522.9004 | 26351.2954 |  | 0
2010-05-23 | 0 | 0 | 0 | 0 | -6.6845 | -6.6845 | 3516.2159 | 26301.2953 |  | 0
2010-05-24 | 0 | 0 | 0 | 0 | -6.6845 | -6.6845 | 3509.5314 | 26251.2952 |  | 0
2010-05-25 | 0 | 0 | 0 | 0 | -6.6845 | -6.6845 | 3502.8469 | 26201.2952 |  | 0
2010-05-26 | 0 | 0 | 0 | 0 | -6.6845 | -6.6845 | 3496.1624 | 26151.2951 |  | 0
2010-05-27 | 0 | 0 | 0 | 0 | -6.6845 | -6.6845 | 3489.4779 | 26101.2951 |  | 0
2010-05-28 | 0 | 0 | 0 | 0 | -6.6845 | -6.6845 | 3482.7934 | 26051.295 |  | 0
2010-05-29 | 0 | 0 | 0 | 0 | -6.6845 | -6.6845 | 3476.1089 | 26001.2949 |  | 0
2010-05-30 | 0.00083333 | 2.0961 | 3.6551 | 2.0961 | -6.6845 | -6.6845 | 3469.4244 | 25951.2949 |  | 0
2010-05-31 | 0.0083333 | 20.9607 | 3.6551 | 3.6551 | 10.6211 | 10.6211 | 3480.0455 | 26030.7406 |  | 0
2010-06-01 | 0 | 0 | 0 | 0 | -6.6845 | -6.6845 | 3473.361 | 25980.7405 |  | 0
2010-06-02 | 0 | 0 | 0 | 0 | -6.6845 | -6.6845 | 3466.6765 | 25930.7405 |  | 0
2010-06-03 | 0 | 0 | 0 | 0 | -6.6845 | -6.6845 | 3459.992 | 25880.7404 |  | 0
2010-06-04 | 0 | 0 | 0 | 0 | -6.6845 | -6.6845 | 3453.3075 | 25830.7404 |  | 0
2010-06-05 | 0 | 0 | 0 | 0 | -6.6845 | -6.6845 | 3446.623 | 25780.7403 |  | 0
2010-06-06 | 0 | 0 | 0 | 0 | -6.6845 | -6.6845 | 3439.9385 | 25730.7402 |  | 0
2010-06-07 | 0.035 | 88.0348 | 3.6551 | 3.6551 | 77.6952 | 77.6952 | 3517.6338 | 26311.9005 |  | 0
2010-06-08 | 0.0025 | 6.2882 | 3.6551 | 3.6551 | -4.0514 | -4.0514 | 3513.5824 | 26281.5962 |  | 0
2010-06-09 | 0 | 0 | 0 | 0 | -6.6845 | -6.6845 | 3506.8979 | 26231.5961 |  | 0
2010-06-10 | 0 | 0 | 0 | 0 | -6.6845 | -6.6845 | 3500.2134 | 26181.596 |  | 0
2010-06-11 | 0 | 0 | 0 | 0 | -6.6845 | -6.6845 | 3493.5289 | 26131.596 |  | 0
2010-06-12 | 0 | 0 | 0 | 0 | -6.6845 | -6.6845 | 3486.8444 | 26081.5959 |  | 0
2010-06-13 | 0 | 0 | 0 | 0 | -6.6845 | -6.6845 | 3480.1599 | 26031.5959 |  | 0
2010-06-14 | 0 | 0 | 0 | 0 | -6.6845 | -6.6845 | 3473.4754 | 25981.5958 |  | 0
2010-06-15 | 0.0325 | 81.7466 | 3.6551 | 3.6551 | 71.407 | 71.407 | 3544.8824 | 26515.7203 |  | 0
2010-06-16 | 0.10333 | 259.9123 | 3.6551 | 3.6551 | 249.5727 | 249.5727 | 3794.4551 | 28382.524 |  | 0
2010-06-17 | 0 | 0 | 0 | 0 | -6.6845 | -6.6845 | 3787.7706 | 28332.5239 |  | 0
2010-06-18 | 0.0016667 | 4.1921 | 3.6551 | 3.6551 | -6.1474 | -6.1474 | 3781.6231 | 28286.541 |  | 0
2010-06-19 | 0.015 | 37.7292 | 3.6551 | 3.6551 | 27.3896 | 27.3896 | 3809.0128 | 28491.4154 |  | 0
2010-06-20 | 0 | 0 | 0 | 0 | -6.6845 | -6.6845 | 3802.3283 | 28441.4153 |  | 0
2010-06-21 | 0 | 0 | 0 | 0 | -6.6845 | -6.6845 | 3795.6438 | 28391.4153 |  | 0
2010-06-22 | 0.045 | 113.1876 | 3.6551 | 3.6551 | 102.848 | 102.848 | 3898.4918 | 29160.7185 |  | 0
2010-06-23 | 0 | 0 | 0 | 0 | -6.6845 | -6.6845 | 3891.8073 | 29110.7184 |  | 0
2010-06-24 | 0 | 0 | 0 | 0 | -6.6845 | -6.6845 | 3885.1228 | 29060.7183 |  | 0
2010-06-25 | 0 | 0 | 0 | 0 | -6.6845 | -6.6845 | 3878.4383 | 29010.7183 |  | 0
2010-06-26 | 0.0033333 | 8.3843 | 3.6551 | 3.6551 | -1.9553 | -1.9553 | 3876.483 | 28996.0925 |  | 0
2010-06-27 | 0.025 | 62.882 | 3.6551 | 3.6551 | 52.5424 | 52.5424 | 3929.0254 | 29389.1098 |  | 0
2010-06-28 | 0 | 0 | 0 | 0 | -6.6845 | -6.6845 | 3922.3409 | 29339.1098 |  | 0
2010-06-29 | 0.034167 | 85.9387 | 3.6551 | 3.6551 | 75.5992 | 75.5992 | 3997.94 | 29904.5914 |  | 0
2010-06-30 | 0 | 0 | 0 | 0 | -6.6845 | -6.6845 | 3991.2555 | 29854.5914 |  | 0
2010-07-01 | 0.018333 | 46.1135 | 3.6551 | 3.6551 | 35.7739 | 35.7739 | 4003.7455 | 29948.0163 |  | 16.5994
2010-07-02 | 0.065833 | 165.5893 | 3.6551 | 3.6551 | 155.2497 | 155.2497 | 4003.7455 | 29948.0163 |  | 148.5652
2010-07-03 | 0.10333 | 259.9123 | 3.6551 | 3.6551 | 249.5727 | 249.5727 | 4003.7455 | 29948.0163 |  | 242.8882
2010-07-04 | 0.00083333 | 2.0961 | 3.6551 | 2.0961 | -6.6845 | -6.6845 | 3997.061 | 29898.0163 |  | 0
2010-07-05 | 0 | 0 | 0 | 0 | -6.6845 | -6.6845 | 3990.3765 | 29848.0162 |  | 0
2010-07-06 | 0 | 0 | 0 | 0 | -6.6845 | -6.6845 | 3983.692 | 29798.0162 |  | 0
2010-07-07 | 0.01 | 25.1528 | 3.6551 | 3.6551 | 14.8132 | 14.8132 | 3998.5052 | 29908.819 |  | 0
2010-07-08 | 0.021667 | 54.4977 | 3.6551 | 3.6551 | 44.1582 | 44.1582 | 4003.7455 | 29948.0163 |  | 32.2334
2010-07-09 | 0.125 | 314.41 | 3.6551 | 3.6551 | 304.0704 | 304.0704 | 4003.7455 | 29948.0163 |  | 297.3859
2010-07-10 | 0.046667 | 117.3797 | 3.6551 | 3.6551 | 107.0402 | 107.0402 | 4003.7455 | 29948.0163 |  | 100.3557
2010-07-11 | 0.00083333 | 2.0961 | 3.6551 | 2.0961 | -6.6845 | -6.6845 | 3997.061 | 29898.0163 |  | 0
2010-07-12 | 0 | 0 | 0 | 0 | -6.6845 | -6.6845 | 3990.3765 | 29848.0162 |  | 0
2010-07-13 | 0.0066667 | 16.7685 | 3.6551 | 3.6551 | 6.429 | 6.429 | 3996.8055 | 29896.1048 |  | 0
2010-07-14 | 0 | 0 | 0 | 0 | -6.6845 | -6.6845 | 3990.121 | 29846.1047 |  | 0
2010-07-15 | 0.00083333 | 2.0961 | 3.6551 | 2.0961 | -6.6845 | -6.6845 | 3983.4365 | 29796.1047 |  | 0
2010-07-16 | 0 | 0 | 0 | 0 | -6.6845 | -6.6845 | 3976.752 | 29746.1046 |  | 0
2010-07-17 | 0 | 0 | 0 | 0 | -6.6845 | -6.6845 | 3970.0675 | 29696.1045 |  | 0
2010-07-18 | 0 | 0 | 0 | 0 | -6.6845 | -6.6845 | 3963.383 | 29646.1045 |  | 0
2010-07-19 | 0 | 0 | 0 | 0 | -6.6845 | -6.6845 | 3956.6985 | 29596.1044 |  | 0
2010-07-20 | 0 | 0 | 0 | 0 | -6.6845 | -6.6845 | 3950.014 | 29546.1044 |  | 0
2010-07-21 | 0 | 0 | 0 | 0 | -6.6845 | -6.6845 | 3943.3295 | 29496.1043 |  | 0
2010-07-22 | 0 | 0 | 0 | 0 | -6.6845 | -6.6845 | 3936.645 | 29446.1042 |  | 0
2010-07-23 | 0.028333 | 71.2663 | 3.6551 | 3.6551 | 60.9267 | 60.9267 | 3997.5716 | 29901.8359 |  | 0
2010-07-24 | 0.026667 | 67.0741 | 3.6551 | 3.6551 | 56.7346 | 56.7346 | 4003.7455 | 29948.0163 |  | 43.8762
2010-07-25 | 0.018333 | 46.1135 | 3.6551 | 3.6551 | 35.7739 | 35.7739 | 4003.7455 | 29948.0163 |  | 29.0894
2010-07-26 | 0 | 0 | 0 | 0 | -6.6845 | -6.6845 | 3997.061 | 29898.0163 |  | 0
2010-07-27 | 0 | 0 | 0 | 0 | -6.6845 | -6.6845 | 3990.3765 | 29848.0162 |  | 0
2010-07-28 | 0 | 0 | 0 | 0 | -6.6845 | -6.6845 | 3983.692 | 29798.0162 |  | 0
2010-07-29 | 0.00083333 | 2.0961 | 3.6551 | 2.0961 | -6.6845 | -6.6845 | 3977.0075 | 29748.0161 |  | 0
2010-07-30 | 0.054167 | 136.2443 | 3.6551 | 3.6551 | 125.9048 | 125.9048 | 4003.7455 | 29948.0163 |  | 92.4823
2010-07-31 | 0 | 0 | 0 | 0 | -6.6845 | -6.6845 | 3997.061 | 29898.0163 |  | 0
2010-08-01 | 0 | 0 | 0 | 0 | -6.6845 | -6.6845 | 3990.3765 | 29848.0162 |  | 0
2010-08-02 | 0.0091667 | 23.0567 | 3.6551 | 3.6551 | 12.7172 | 12.7172 | 4003.0937 | 29943.1405 |  | 0
2010-08-03 | 0 | 0 | 0 | 0 | -6.6845 | -6.6845 | 3996.4092 | 29893.1405 |  | 0
2010-08-04 | 0 | 0 | 0 | 0 | -6.6845 | -6.6845 | 3989.7247 | 29843.1404 |  | 0
2010-08-05 | 0 | 0 | 0 | 0 | -6.6845 | -6.6845 | 3983.0402 | 29793.1403 |  | 0
2010-08-06 | 0 | 0 | 0 | 0 | -6.6845 | -6.6845 | 3976.3557 | 29743.1403 |  | 0
2010-08-07 | 0 | 0 | 0 | 0 | -6.6845 | -6.6845 | 3969.6712 | 29693.1402 |  | 0
2010-08-08 | 0 | 0 | 0 | 0 | -6.6845 | -6.6845 | 3962.9867 | 29643.1402 |  | 0
2010-08-09 | 0.011667 | 29.3449 | 3.6551 | 3.6551 | 19.0054 | 19.0054 | 3981.992 | 29785.3002 |  | 0
2010-08-10 | 0.00083333 | 2.0961 | 3.6551 | 2.0961 | -6.6845 | -6.6845 | 3975.3075 | 29735.3001 |  | 0
2010-08-11 | 0 | 0 | 0 | 0 | -6.6845 | -6.6845 | 3968.623 | 29685.3001 |  | 0
2010-08-12 | 0 | 0 | 0 | 0 | -6.6845 | -6.6845 | 3961.9385 | 29635.3 |  | 0
2010-08-13 | 0 | 0 | 0 | 0 | -6.6845 | -6.6845 | 3955.254 | 29585.3 |  | 0
2010-08-14 | 0 | 0 | 0 | 0 | -6.6845 | -6.6845 | 3948.5695 | 29535.2999 |  | 0
2010-08-15 | 0.020833 | 52.4017 | 3.6551 | 3.6551 | 42.0621 | 42.0621 | 3990.6316 | 29849.9243 |  | 0
2010-08-16 | 0 | 0 | 0 | 0 | -6.6845 | -6.6845 | 3983.9471 | 29799.9243 |  | 0
2010-08-17 | 0 | 0 | 0 | 0 | -6.6845 | -6.6845 | 3977.2626 | 29749.9242 |  | 0
2010-08-18 | 0 | 0 | 0 | 0 | -6.6845 | -6.6845 | 3970.5781 | 29699.9241 |  | 0
2010-08-19 | 0 | 0 | 0 | 0 | -6.6845 | -6.6845 | 3963.8936 | 29649.9241 |  | 0
2010-08-20 | 0.03 | 75.4584 | 3.6551 | 3.6551 | 65.1188 | 65.1188 | 4003.7455 | 29948.0163 |  | 18.5824
2010-08-21 | 0.1425 | 358.4274 | 3.6551 | 3.6551 | 348.0878 | 348.0878 | 4003.7455 | 29948.0163 |  | 341.4033
2010-08-22 | 0 | 0 | 0 | 0 | -6.6845 | -6.6845 | 3997.061 | 29898.0163 |  | 0
2010-08-23 | 0 | 0 | 0 | 0 | -6.6845 | -6.6845 | 3990.3765 | 29848.0162 |  | 0
2010-08-24 | 0 | 0 | 0 | 0 | -6.6845 | -6.6845 | 3983.692 | 29798.0162 |  | 0
2010-08-25 | 0.046667 | 117.3797 | 3.6551 | 3.6551 | 107.0402 | 107.0402 | 4003.7455 | 29948.0163 |  | 80.3022
2010-08-26 | 0 | 0 | 0 | 0 | -6.6845 | -6.6845 | 3997.061 | 29898.0163 |  | 0
2010-08-27 | 0 | 0 | 0 | 0 | -6.6845 | -6.6845 | 3990.3765 | 29848.0162 |  | 0
2010-08-28 | 0 | 0 | 0 | 0 | -6.6845 | -6.6845 | 3983.692 | 29798.0162 |  | 0
2010-08-29 | 0.018333 | 46.1135 | 3.6551 | 3.6551 | 35.7739 | 35.7739 | 4003.7455 | 29948.0163 |  | 9.0359
2010-08-30 | 0.0041667 | 10.4803 | 3.6551 | 3.6551 | 0.14075 | 0.14075 | 4003.8863 | 29949.0692 |  | 0
2010-08-31 | 0.075 | 188.646 | 3.6551 | 3.6551 | 178.3064 | 178.3064 | 4003.7455 | 29948.0163 |  | 171.7627
2010-09-01 | 0 | 0 | 0 | 0 | -6.6845 | -6.6845 | 3997.061 | 29898.0163 |  | 0
2010-09-02 | 0 | 0 | 0 | 0 | -6.6845 | -6.6845 | 3990.3765 | 29848.0162 |  | 0
2010-09-03 | 0 | 0 | 0 | 0 | -6.6845 | -6.6845 | 3983.692 | 29798.0162 |  | 0
2010-09-04 | 0 | 0 | 0 | 0 | -6.6845 | -6.6845 | 3977.0075 | 29748.0161 |  | 0
2010-09-05 | 0 | 0 | 0 | 0 | -6.6845 | -6.6845 | 3970.323 | 29698.016 |  | 0
2010-09-06 | 0 | 0 | 0 | 0 | -6.6845 | -6.6845 | 3963.6385 | 29648.016 |  | 0
2010-09-07 | 0 | 0 | 0 | 0 | -6.6845 | -6.6845 | 3956.954 | 29598.0159 |  | 0
2010-09-08 | 0 | 0 | 0 | 0 | -6.6845 | -6.6845 | 3950.2695 | 29548.0159 |  | 0
2010-09-09 | 0.00083333 | 2.0961 | 3.6551 | 2.0961 | -6.6845 | -6.6845 | 3943.585 | 29498.0158 |  | 0
2010-09-10 | 0.015 | 37.7292 | 3.6551 | 3.6551 | 27.3896 | 27.3896 | 3970.9746 | 29702.8902 |  | 0
2010-09-11 | 0 | 0 | 0 | 0 | -6.6845 | -6.6845 | 3964.2901 | 29652.8901 |  | 0
2010-09-12 | 0 | 0 | 0 | 0 | -6.6845 | -6.6845 | 3957.6056 | 29602.89 |  | 0
2010-09-13 | 0 | 0 | 0 | 0 | -6.6845 | -6.6845 | 3950.9211 | 29552.89 |  | 0
2010-09-14 | 0 | 0 | 0 | 0 | -6.6845 | -6.6845 | 3944.2366 | 29502.8899 |  | 0
2010-09-15 | 0 | 0 | 0 | 0 | -6.6845 | -6.6845 | 3937.5521 | 29452.8899 |  | 0
2010-09-16 | 0.024167 | 60.7859 | 3.6551 | 3.6551 | 50.4464 | 50.4464 | 3987.9985 | 29830.2286 |  | 0
2010-09-17 | 0 | 0 | 0 | 0 | -6.6845 | -6.6845 | 3981.314 | 29780.2285 |  | 0
2010-09-18 | 0.00083333 | 2.0961 | 3.6551 | 2.0961 | -6.6845 | -6.6845 | 3974.6295 | 29730.2285 |  | 0
2010-09-19 | 0 | 0 | 0 | 0 | -6.6845 | -6.6845 | 3967.945 | 29680.2284 |  | 0
2010-09-20 | 0 | 0 | 0 | 0 | -6.6845 | -6.6845 | 3961.2605 | 29630.2283 |  | 0
2010-09-21 | 0.0058333 | 14.6725 | 3.6551 | 3.6551 | 4.3329 | 4.3329 | 3965.5934 | 29662.6383 |  | 0
2010-09-22 | 0.015833 | 39.8253 | 3.6551 | 3.6551 | 29.4857 | 29.4857 | 3995.079 | 29883.1913 |  | 0
2010-09-23 | 0 | 0 | 0 | 0 | -6.6845 | -6.6845 | 3988.3945 | 29833.1912 |  | 0
2010-09-24 | 0.036667 | 92.2269 | 3.6551 | 3.6551 | 81.8874 | 81.8874 | 4003.7455 | 29948.0163 |  | 59.8519
2010-09-25 | 0 | 0 | 0 | 0 | -6.6845 | -6.6845 | 3997.061 | 29898.0163 |  | 0
2010-09-26 | 0 | 0 | 0 | 0 | -6.6845 | -6.6845 | 3990.3765 | 29848.0162 |  | 0
2010-09-27 | 0 | 0 | 0 | 0 | -6.6845 | -6.6845 | 3983.692 | 29798.0162 |  | 0
2010-09-28 | 0 | 0 | 0 | 0 | -6.6845 | -6.6845 | 3977.0075 | 29748.0161 |  | 0
2010-09-29 | 0 | 0 | 0 | 0 | -6.6845 | -6.6845 | 3970.323 | 29698.016 |  | 0
2010-09-30 | 0 | 0 | 0 | 0 | -6.6845 | -6.6845 | 3963.6385 | 29648.016 |  | 0
2010-10-01 | 0 | 0 | 0 | 0 | -6.6845 | -6.6845 | 3956.954 | 29598.0159 |  | 0
2010-10-02 | 0 | 0 | 0 | 0 | -6.6845 | -6.6845 | 3950.2695 | 29548.0159 |  | 0
2010-10-03 | 0 | 0 | 0 | 0 | -6.6845 | -6.6845 | 3943.585 | 29498.0158 |  | 0
2010-10-04 | 0 | 0 | 0 | 0 | -6.6845 | -6.6845 | 3936.9005 | 29448.0157 |  | 0
2010-10-05 | 0 | 0 | 0 | 0 | -6.6845 | -6.6845 | 3930.216 | 29398.0157 |  | 0
2010-10-06 | 0 | 0 | 0 | 0 | -6.6845 | -6.6845 | 3923.5315 | 29348.0156 |  | 0
2010-10-07 | 0 | 0 | 0 | 0 | -6.6845 | -6.6845 | 3916.847 | 29298.0156 |  | 0
2010-10-08 | 0 | 0 | 0 | 0 | -6.6845 | -6.6845 | 3910.1625 | 29248.0155 |  | 0
2010-10-09 | 0 | 0 | 0 | 0 | -6.6845 | -6.6845 | 3903.478 | 29198.0154 |  | 0
2010-10-10 | 0 | 0 | 0 | 0 | -6.6845 | -6.6845 | 3896.7935 | 29148.0154 |  | 0
2010-10-11 | 0 | 0 | 0 | 0 | -6.6845 | -6.6845 | 3890.109 | 29098.0153 |  | 0
2010-10-12 | 0 | 0 | 0 | 0 | -6.6845 | -6.6845 | 3883.4245 | 29048.0153 |  | 0
2010-10-13 | 0 | 0 | 0 | 0 | -6.6845 | -6.6845 | 3876.74 | 28998.0152 |  | 0
2010-10-14 | 0 | 0 | 0 | 0 | -6.6845 | -6.6845 | 3870.0555 | 28948.0151 |  | 0
2010-10-15 | 0 | 0 | 0 | 0 | -6.6845 | -6.6845 | 3863.371 | 28898.0151 |  | 0
2010-10-16 | 0 | 0 | 0 | 0 | -6.6845 | -6.6845 | 3856.6865 | 28848.015 |  | 0
2010-10-17 | 0 | 0 | 0 | 0 | -6.6845 | -6.6845 | 3850.002 | 28798.015 |  | 0
2010-10-18 | 0 | 0 | 0 | 0 | -6.6845 | -6.6845 | 3843.3175 | 28748.0149 |  | 0
2010-10-19 | 0 | 0 | 0 | 0 | -6.6845 | -6.6845 | 3836.633 | 28698.0148 |  | 0
2010-10-20 | 0 | 0 | 0 | 0 | -6.6845 | -6.6845 | 3829.9485 | 28648.0148 |  | 0
2010-10-21 | 0 | 0 | 0 | 0 | -6.6845 | -6.6845 | 3823.264 | 28598.0147 |  | 0
2010-10-22 | 0 | 0 | 0 | 0 | -6.6845 | -6.6845 | 3816.5795 | 28548.0147 |  | 0
2010-10-23 | 0 | 0 | 0 | 0 | -6.6845 | -6.6845 | 3809.895 | 28498.0146 |  | 0
2010-10-24 | 0 | 0 | 0 | 0 | -6.6845 | -6.6845 | 3803.2105 | 28448.0145 |  | 0
2010-10-25 | 0 | 0 | 0 | 0 | -6.6845 | -6.6845 | 3796.526 | 28398.0145 |  | 0
2010-10-26 | 0 | 0 | 0 | 0 | -6.6845 | -6.6845 | 3789.8415 | 28348.0144 |  | 0
2010-10-27 | 0 | 0 | 0 | 0 | -6.6845 | -6.6845 | 3783.157 | 28298.0144 |  | 0
2010-10-28 | 0 | 0 | 0 | 0 | -6.6845 | -6.6845 | 3776.4725 | 28248.0143 |  | 0
2010-10-29 | 0 | 0 | 0 | 0 | -6.6845 | -6.6845 | 3769.788 | 28198.0142 |  | 0
2010-10-30 | 0 | 0 | 0 | 0 | -6.6845 | -6.6845 | 3763.1035 | 28148.0142 |  | 0
2010-10-31 | 0 | 0 | 0 | 0 | -6.6845 | -6.6845 | 3756.419 | 28098.0141 |  | 0
2010-11-01 | 0 | 0 | 0 | 0 | -6.6845 | -6.6845 | 3749.7345 | 28048.0141 |  | 0
2010-11-02 | 0 | 0 | 0 | 0 | -6.6845 | -6.6845 | 3743.05 | 27998.014 |  | 0
2010-11-03 | 0 | 0 | 0 | 0 | -6.6845 | -6.6845 | 3736.3655 | 27948.0139 |  | 0
2010-11-04 | 0 | 0 | 0 | 0 | -6.6845 | -6.6845 | 3729.681 | 27898.0139 |  | 0
2010-11-05 | 0 | 0 | 0 | 0 | -6.6845 | -6.6845 | 3722.9965 | 27848.0138 |  | 0
2010-11-06 | 0 | 0 | 0 | 0 | -6.6845 | -6.6845 | 3716.312 | 27798.0138 |  | 0
2010-11-07 | 0 | 0 | 0 | 0 | -6.6845 | -6.6845 | 3709.6275 | 27748.0137 |  | 0
2010-11-08 | 0 | 0 | 0 | 0 | -6.6845 | -6.6845 | 3702.943 | 27698.0136 |  | 0
2010-11-09 | 0 | 0 | 0 | 0 | -6.6845 | -6.6845 | 3696.2585 | 27648.0136 |  | 0
2010-11-10 | 0 | 0 | 0 | 0 | -6.6845 | -6.6845 | 3689.574 | 27598.0135 |  | 0
2010-11-11 | 0 | 0 | 0 | 0 | -6.6845 | -6.6845 | 3682.8895 | 27548.0135 |  | 0
2010-11-12 | 0 | 0 | 0 | 0 | -6.6845 | -6.6845 | 3676.205 | 27498.0134 |  | 0
2010-11-13 | 0 | 0 | 0 | 0 | -6.6845 | -6.6845 | 3669.5205 | 27448.0133 |  | 0
2010-11-14 | 0 | 0 | 0 | 0 | -6.6845 | -6.6845 | 3662.836 | 27398.0133 |  | 0
2010-11-15 | 0 | 0 | 0 | 0 | -6.6845 | -6.6845 | 3656.1515 | 27348.0132 |  | 0
2010-11-16 | 0 | 0 | 0 | 0 | -6.6845 | -6.6845 | 3649.467 | 27298.0132 |  | 0
2010-11-17 | 0 | 0 | 0 | 0 | -6.6845 | -6.6845 | 3642.7825 | 27248.0131 |  | 0
2010-11-18 | 0 | 0 | 0 | 0 | -6.6845 | -6.6845 | 3636.098 | 27198.013 |  | 0
2010-11-19 | 0 | 0 | 0 | 0 | -6.6845 | -6.6845 | 3629.4135 | 27148.013 |  | 0
2010-11-20 | 0 | 0 | 0 | 0 | -6.6845 | -6.6845 | 3622.729 | 27098.0129 |  | 0
2010-11-21 | 0 | 0 | 0 | 0 | -6.6845 | -6.6845 | 3616.0445 | 27048.0129 |  | 0
2010-11-22 | 0 | 0 | 0 | 0 | -6.6845 | -6.6845 | 3609.36 | 26998.0128 |  | 0
2010-11-23 | 0 | 0 | 0 | 0 | -6.6845 | -6.6845 | 3602.6755 | 26948.0127 |  | 0
2010-11-24 | 0 | 0 | 0 | 0 | -6.6845 | -6.6845 | 3595.991 | 26898.0127 |  | 0
2010-11-25 | 0 | 0 | 0 | 0 | -6.6845 | -6.6845 | 3589.3065 | 26848.0126 |  | 0
2010-11-26 | 0 | 0 | 0 | 0 | -6.6845 | -6.6845 | 3582.622 | 26798.0126 |  | 0
2010-11-27 | 0 | 0 | 0 | 0 | -6.6845 | -6.6845 | 3575.9375 | 26748.0125 |  | 0
2010-11-28 | 0 | 0 | 0 | 0 | -6.6845 | -6.6845 | 3569.253 | 26698.0124 |  | 0
2010-11-29 | 0 | 0 | 0 | 0 | -6.6845 | -6.6845 | 3562.5685 | 26648.0124 |  | 0
2010-11-30 | 0 | 0 | 0 | 0 | -6.6845 | -6.6845 | 3555.884 | 26598.0123 |  | 0
2010-12-01 | 0 | 0 | 0 | 0 | -6.6845 | -6.6845 | 3549.1995 | 26548.0123 |  | 0
2010-12-02 | 0 | 0 | 0 | 0 | -6.6845 | -6.6845 | 3542.515 | 26498.0122 |  | 0
2010-12-03 | 0 | 0 | 0 | 0 | -6.6845 | -6.6845 | 3535.8305 | 26448.0121 |  | 0
2010-12-04 | 0 | 0 | 0 | 0 | -6.6845 | -6.6845 | 3529.146 | 26398.0121 |  | 0
2010-12-05 | 0 | 0 | 0 | 0 | -6.6845 | -6.6845 | 3522.4615 | 26348.012 |  | 0
2010-12-06 | 0 | 0 | 0 | 0 | -6.6845 | -6.6845 | 3515.777 | 26298.012 |  | 0
2010-12-07 | 0 | 0 | 0 | 0 | -6.6845 | -6.6845 | 3509.0925 | 26248.0119 |  | 0
2010-12-08 | 0 | 0 | 0 | 0 | -6.6845 | -6.6845 | 3502.408 | 26198.0118 |  | 0
2010-12-09 | 0 | 0 | 0 | 0 | -6.6845 | -6.6845 | 3495.7235 | 26148.0118 |  | 0
2010-12-10 | 0 | 0 | 0 | 0 | -6.6845 | -6.6845 | 3489.039 | 26098.0117 |  | 0
2010-12-11 | 0 | 0 | 0 | 0 | -6.6845 | -6.6845 | 3482.3545 | 26048.0117 |  | 0
2010-12-12 | 0 | 0 | 0 | 0 | -6.6845 | -6.6845 | 3475.67 | 25998.0116 |  | 0
2010-12-13 | 0 | 0 | 0 | 0 | -6.6845 | -6.6845 | 3468.9855 | 25948.0115 |  | 0
2010-12-14 | 0 | 0 | 0 | 0 | -6.6845 | -6.6845 | 3462.301 | 25898.0115 |  | 0
2010-12-15 | 0 | 0 | 0 | 0 | -6.6845 | -6.6845 | 3455.6165 | 25848.0114 |  | 0
2010-12-16 | 0 | 0 | 0 | 0 | -6.6845 | -6.6845 | 3448.932 | 25798.0114 |  | 0
2010-12-17 | 0 | 0 | 0 | 0 | -6.6845 | -6.6845 | 3442.2475 | 25748.0113 |  | 0
2010-12-18 | 0 | 0 | 0 | 0 | -6.6845 | -6.6845 | 3435.563 | 25698.0112 |  | 0
2010-12-19 | 0 | 0 | 0 | 0 | -6.6845 | -6.6845 | 3428.8785 | 25648.0112 |  | 0
2010-12-20 | 0 | 0 | 0 | 0 | -6.6845 | -6.6845 | 3422.194 | 25598.0111 |  | 0
2010-12-21 | 0 | 0 | 0 | 0 | -6.6845 | -6.6845 | 3415.5095 | 25548.0111 |  | 0
2010-12-22 | 0 | 0 | 0 | 0 | -6.6845 | -6.6845 | 3408.825 | 25498.011 |  | 0
2010-12-23 | 0 | 0 | 0 | 0 | -6.6845 | -6.6845 | 3402.1405 | 25448.0109 |  | 0
2010-12-24 | 0 | 0 | 0 | 0 | -6.6845 | -6.6845 | 3395.456 | 25398.0109 |  | 0
2010-12-25 | 0 | 0 | 0 | 0 | -6.6845 | -6.6845 | 3388.7715 | 25348.0108 |  | 0
2010-12-26 | 0 | 0 | 0 | 0 | -6.6845 | -6.6845 | 3382.087 | 25298.0108 |  | 0
2010-12-27 | 0 | 0 | 0 | 0 | -6.6845 | -6.6845 | 3375.4025 | 25248.0107 |  | 0
2010-12-28 | 0 | 0 | 0 | 0 | -6.6845 | -6.6845 | 3368.718 | 25198.0106 |  | 0
2010-12-29 | 0 | 0 | 0 | 0 | -6.6845 | -6.6845 | 3362.0335 | 25148.0106 |  | 0
2010-12-30 | 0 | 0 | 0 | 0 | -6.6845 | -6.6845 | 3355.349 | 25098.0105 |  | 0
2010-12-31 | 0 | 0 | 0 | 0 | -6.6845 | -6.6845 | 3348.6645 | 25048.0105 |  | 0
2011-01-01 | 0 | 0 | 0 | 0 | -6.6845 | -6.6845 | 3341.98 | 24998.0104 |  | 0
2011-01-02 | 0 | 0 | 0 | 0 | -6.6845 | -6.6845 | 3335.2955 | 24948.0103 |  | 0
2011-01-03 | 0 | 0 | 0 | 0 | -6.6845 | -6.6845 | 3328.611 | 24898.0103 |  | 0
2011-01-04 | 0 | 0 | 0 | 0 | -6.6845 | -6.6845 | 3321.9265 | 24848.0102 |  | 0
2011-01-05 | 0 | 0 | 0 | 0 | -6.6845 | -6.6845 | 3315.242 | 24798.0102 |  | 0
2011-01-06 | 0 | 0 | 0 | 0 | -6.6845 | -6.6845 | 3308.5575 | 24748.0101 |  | 0
2011-01-07 | 0 | 0 | 0 | 0 | -6.6845 | -6.6845 | 3301.873 | 24698.01 |  | 0
2011-01-08 | 0 | 0 | 0 | 0 | -6.6845 | -6.6845 | 3295.1885 | 24648.01 |  | 0
2011-01-09 | 0.0058333 | 14.6725 | 3.6551 | 3.6551 | 4.3329 | 4.3329 | 3299.5214 | 24680.42 |  | 0
2011-01-10 | 0 | 0 | 0 | 0 | -6.6845 | -6.6845 | 3292.8369 | 24630.4199 |  | 0
2011-01-11 | 0 | 0 | 0 | 0 | -6.6845 | -6.6845 | 3286.1524 | 24580.4199 |  | 0
2011-01-12 | 0 | 0 | 0 | 0 | -6.6845 | -6.6845 | 3279.4679 | 24530.4198 |  | 0
2011-01-13 | 0 | 0 | 0 | 0 | -6.6845 | -6.6845 | 3272.7834 | 24480.4197 |  | 0
2011-01-14 | 0 | 0 | 0 | 0 | -6.6845 | -6.6845 | 3266.0989 | 24430.4197 |  | 0
2011-01-15 | 0 | 0 | 0 | 0 | -6.6845 | -6.6845 | 3259.4144 | 24380.4196 |  | 0
2011-01-16 | 0 | 0 | 0 | 0 | -6.6845 | -6.6845 | 3252.7299 | 24330.4196 |  | 0
2011-01-17 | 0 | 0 | 0 | 0 | -6.6845 | -6.6845 | 3246.0454 | 24280.4195 |  | 0
2011-01-18 | 0 | 0 | 0 | 0 | -6.6845 | -6.6845 | 3239.3609 | 24230.4194 |  | 0
2011-01-19 | 0 | 0 | 0 | 0 | -6.6845 | -6.6845 | 3232.6764 | 24180.4194 |  | 0
2011-01-20 | 0 | 0 | 0 | 0 | -6.6845 | -6.6845 | 3225.9919 | 24130.4193 |  | 0
2011-01-21 | 0 | 0 | 0 | 0 | -6.6845 | -6.6845 | 3219.3074 | 24080.4193 |  | 0
2011-01-22 | 0 | 0 | 0 | 0 | -6.6845 | -6.6845 | 3212.6229 | 24030.4192 |  | 0
2011-01-23 | 0 | 0 | 0 | 0 | -6.6845 | -6.6845 | 3205.9384 | 23980.4191 |  | 0
2011-01-24 | 0 | 0 | 0 | 0 | -6.6845 | -6.6845 | 3199.2539 | 23930.4191 |  | 0
2011-01-25 | 0 | 0 | 0 | 0 | -6.6845 | -6.6845 | 3192.5694 | 23880.419 |  | 0
2011-01-26 | 0 | 0 | 0 | 0 | -6.6845 | -6.6845 | 3185.8849 | 23830.419 |  | 0
2011-01-27 | 0 | 0 | 0 | 0 | -6.6845 | -6.6845 | 3179.2004 | 23780.4189 |  | 0
2011-01-28 | 0 | 0 | 0 | 0 | -6.6845 | -6.6845 | 3172.5159 | 23730.4188 |  | 0
2011-01-29 | 0 | 0 | 0 | 0 | -6.6845 | -6.6845 | 3165.8314 | 23680.4188 |  | 0
2011-01-30 | 0 | 0 | 0 | 0 | -6.6845 | -6.6845 | 3159.1469 | 23630.4187 |  | 0
2011-01-31 | 0 | 0 | 0 | 0 | -6.6845 | -6.6845 | 3152.4624 | 23580.4187 |  | 0
2011-02-01 | 0.00083333 | 2.0961 | 3.6551 | 2.0961 | -6.6845 | -6.6845 | 3145.7779 | 23530.4186 |  | 0
2011-02-02 | 0.00083333 | 2.0961 | 3.6551 | 2.0961 | -6.6845 | -6.6845 | 3139.0934 | 23480.4185 |  | 0
2011-02-03 | 0 | 0 | 0 | 0 | -6.6845 | -6.6845 | 3132.4089 | 23430.4185 |  | 0
2011-02-04 | 0 | 0 | 0 | 0 | -6.6845 | -6.6845 | 3125.7244 | 23380.4184 |  | 0
2011-02-05 | 0 | 0 | 0 | 0 | -6.6845 | -6.6845 | 3119.0399 | 23330.4184 |  | 0
2011-02-06 | 0 | 0 | 0 | 0 | -6.6845 | -6.6845 | 3112.3554 | 23280.4183 |  | 0
2011-02-07 | 0 | 0 | 0 | 0 | -6.6845 | -6.6845 | 3105.6709 | 23230.4182 |  | 0
2011-02-08 | 0 | 0 | 0 | 0 | -6.6845 | -6.6845 | 3098.9864 | 23180.4182 |  | 0
2011-02-09 | 0 | 0 | 0 | 0 | -6.6845 | -6.6845 | 3092.3019 | 23130.4181 |  | 0
2011-02-10 | 0 | 0 | 0 | 0 | -6.6845 | -6.6845 | 3085.6174 | 23080.4181 |  | 0
2011-02-11 | 0 | 0 | 0 | 0 | -6.6845 | -6.6845 | 3078.9329 | 23030.418 |  | 0
2011-02-12 | 0 | 0 | 0 | 0 | -6.6845 | -6.6845 | 3072.2484 | 22980.4179 |  | 0
2011-02-13 | 0 | 0 | 0 | 0 | -6.6845 | -6.6845 | 3065.5639 | 22930.4179 |  | 0
2011-02-14 | 0 | 0 | 0 | 0 | -6.6845 | -6.6845 | 3058.8794 | 22880.4178 |  | 0
2011-02-15 | 0 | 0 | 0 | 0 | -6.6845 | -6.6845 | 3052.1949 | 22830.4178 |  | 0
2011-02-16 | 0 | 0 | 0 | 0 | -6.6845 | -6.6845 | 3045.5104 | 22780.4177 |  | 0
2011-02-17 | 0 | 0 | 0 | 0 | -6.6845 | -6.6845 | 3038.8259 | 22730.4176 |  | 0
2011-02-18 | 0 | 0 | 0 | 0 | -6.6845 | -6.6845 | 3032.1414 | 22680.4176 |  | 0
2011-02-19 | 0 | 0 | 0 | 0 | -6.6845 | -6.6845 | 3025.4569 | 22630.4175 |  | 0
2011-02-20 | 0 | 0 | 0 | 0 | -6.6845 | -6.6845 | 3018.7724 | 22580.4175 |  | 0
2011-02-21 | 0 | 0 | 0 | 0 | -6.6845 | -6.6845 | 3012.0879 | 22530.4174 |  | 0
2011-02-22 | 0 | 0 | 0 | 0 | -6.6845 | -6.6845 | 3005.4034 | 22480.4173 |  | 0
2011-02-23 | 0 | 0 | 0 | 0 | -6.6845 | -6.6845 | 2998.7189 | 22430.4173 |  | 0
2011-02-24 | 0 | 0 | 0 | 0 | -6.6845 | -6.6845 | 2992.0344 | 22380.4172 |  | 0
2011-02-25 | 0 | 0 | 0 | 0 | -6.6845 | -6.6845 | 2985.3499 | 22330.4172 |  | 0
2011-02-26 | 0 | 0 | 0 | 0 | -6.6845 | -6.6845 | 2978.6654 | 22280.4171 |  | 0
2011-02-27 | 0 | 0 | 0 | 0 | -6.6845 | -6.6845 | 2971.9809 | 22230.417 |  | 0
2011-02-28 | 0 | 0 | 0 | 0 | -6.6845 | -6.6845 | 2965.2964 | 22180.417 |  | 0
2011-03-01 | 0 | 0 | 0 | 0 | -6.6845 | -6.6845 | 2958.6119 | 22130.4169 |  | 0
2011-03-02 | 0 | 0 | 0 | 0 | -6.6845 | -6.6845 | 2951.9274 | 22080.4169 |  | 0
2011-03-03 | 0 | 0 | 0 | 0 | -6.6845 | -6.6845 | 2945.2429 | 22030.4168 |  | 0
2011-03-04 | 0 | 0 | 0 | 0 | -6.6845 | -6.6845 | 2938.5584 | 21980.4167 |  | 0
2011-03-05 | 0 | 0 | 0 | 0 | -6.6845 | -6.6845 | 2931.8739 | 21930.4167 |  | 0
2011-03-06 | 0 | 0 | 0 | 0 | -6.6845 | -6.6845 | 2925.1894 | 21880.4166 |  | 0
2011-03-07 | 0 | 0 | 0 | 0 | -6.6845 | -6.6845 | 2918.5049 | 21830.4166 |  | 0
2011-03-08 | 0 | 0 | 0 | 0 | -6.6845 | -6.6845 | 2911.8204 | 21780.4165 |  | 0
2011-03-09 | 0 | 0 | 0 | 0 | -6.6845 | -6.6845 | 2905.1359 | 21730.4164 |  | 0
2011-03-10 | 0 | 0 | 0 | 0 | -6.6845 | -6.6845 | 2898.4514 | 21680.4164 |  | 0
2011-03-11 | 0 | 0 | 0 | 0 | -6.6845 | -6.6845 | 2891.7669 | 21630.4163 |  | 0
2011-03-12 | 0 | 0 | 0 | 0 | -6.6845 | -6.6845 | 2885.0824 | 21580.4163 |  | 0
2011-03-13 | 0 | 0 | 0 | 0 | -6.6845 | -6.6845 | 2878.3979 | 21530.4162 |  | 0
2011-03-14 | 0 | 0 | 0 | 0 | -6.6845 | -6.6845 | 2871.7134 | 21480.4161 |  | 0
2011-03-15 | 0 | 0 | 0 | 0 | -6.6845 | -6.6845 | 2865.0289 | 21430.4161 |  | 0
2011-03-16 | 0 | 0 | 0 | 0 | -6.6845 | -6.6845 | 2858.3444 | 21380.416 |  | 0
2011-03-17 | 0 | 0 | 0 | 0 | -6.6845 | -6.6845 | 2851.6599 | 21330.416 |  | 0
2011-03-18 | 0 | 0 | 0 | 0 | -6.6845 | -6.6845 | 2844.9754 | 21280.4159 |  | 0
2011-03-19 | 0 | 0 | 0 | 0 | -6.6845 | -6.6845 | 2838.2909 | 21230.4158 |  | 0
2011-03-20 | 0 | 0 | 0 | 0 | -6.6845 | -6.6845 | 2831.6064 | 21180.4158 |  | 0
2011-03-21 | 0 | 0 | 0 | 0 | -6.6845 | -6.6845 | 2824.9219 | 21130.4157 |  | 0
2011-03-22 | 0 | 0 | 0 | 0 | -6.6845 | -6.6845 | 2818.2374 | 21080.4157 |  | 0
2011-03-23 | 0 | 0 | 0 | 0 | -6.6845 | -6.6845 | 2811.5529 | 21030.4156 |  | 0
2011-03-24 | 0 | 0 | 0 | 0 | -6.6845 | -6.6845 | 2804.8684 | 20980.4155 |  | 0
2011-03-25 | 0 | 0 | 0 | 0 | -6.6845 | -6.6845 | 2798.1839 | 20930.4155 |  | 0
2011-03-26 | 0 | 0 | 0 | 0 | -6.6845 | -6.6845 | 2791.4994 | 20880.4154 |  | 0
2011-03-27 | 0 | 0 | 0 | 0 | -6.6845 | -6.6845 | 2784.8149 | 20830.4154 |  | 0
2011-03-28 | 0 | 0 | 0 | 0 | -6.6845 | -6.6845 | 2778.1304 | 20780.4153 |  | 0
2011-03-29 | 0 | 0 | 0 | 0 | -6.6845 | -6.6845 | 2771.4459 | 20730.4152 |  | 0
2011-03-30 | 0 | 0 | 0 | 0 | -6.6845 | -6.6845 | 2764.7614 | 20680.4152 |  | 0
2011-03-31 | 0 | 0 | 0 | 0 | -6.6845 | -6.6845 | 2758.0769 | 20630.4151 |  | 0
2011-04-01 | 0 | 0 | 0 | 0 | -6.6845 | -6.6845 | 2751.3924 | 20580.4151 |  | 0
2011-04-02 | 0 | 0 | 0 | 0 | -6.6845 | -6.6845 | 2744.7079 | 20530.415 |  | 0
2011-04-03 | 0 | 0 | 0 | 0 | -6.6845 | -6.6845 | 2738.0234 | 20480.4149 |  | 0
2011-04-04 | 0 | 0 | 0 | 0 | -6.6845 | -6.6845 | 2731.3389 | 20430.4149 |  | 0
2011-04-05 | 0 | 0 | 0 | 0 | -6.6845 | -6.6845 | 2724.6544 | 20380.4148 |  | 0
2011-04-06 | 0 | 0 | 0 | 0 | -6.6845 | -6.6845 | 2717.9699 | 20330.4148 |  | 0
2011-04-07 | 0 | 0 | 0 | 0 | -6.6845 | -6.6845 | 2711.2854 | 20280.4147 |  | 0
2011-04-08 | 0 | 0 | 0 | 0 | -6.6845 | -6.6845 | 2704.6009 | 20230.4146 |  | 0
2011-04-09 | 0 | 0 | 0 | 0 | -6.6845 | -6.6845 | 2697.9164 | 20180.4146 |  | 0
2011-04-10 | 0 | 0 | 0 | 0 | -6.6845 | -6.6845 | 2691.2319 | 20130.4145 |  | 0
2011-04-11 | 0 | 0 | 0 | 0 | -6.6845 | -6.6845 | 2684.5474 | 20080.4145 |  | 0
2011-04-12 | 0 | 0 | 0 | 0 | -6.6845 | -6.6845 | 2677.8629 | 20030.4144 |  | 0
2011-04-13 | 0 | 0 | 0 | 0 | -6.6845 | -6.6845 | 2671.1784 | 19980.4143 |  | 0
2011-04-14 | 0 | 0 | 0 | 0 | -6.6845 | -6.6845 | 2664.4939 | 19930.4143 |  | 0
2011-04-15 | 0 | 0 | 0 | 0 | -6.6845 | -6.6845 | 2657.8094 | 19880.4142 |  | 0
2011-04-16 | 0 | 0 | 0 | 0 | -6.6845 | -6.6845 | 2651.1249 | 19830.4142 |  | 0
2011-04-17 | 0 | 0 | 0 | 0 | -6.6845 | -6.6845 | 2644.4404 | 19780.4141 |  | 0
2011-04-18 | 0 | 0 | 0 | 0 | -6.6845 | -6.6845 | 2637.7559 | 19730.414 |  | 0
2011-04-19 | 0 | 0 | 0 | 0 | -6.6845 | -6.6845 | 2631.0714 | 19680.414 |  | 0
2011-04-20 | 0 | 0 | 0 | 0 | -6.6845 | -6.6845 | 2624.3869 | 19630.4139 |  | 0
2011-04-21 | 0 | 0 | 0 | 0 | -6.6845 | -6.6845 | 2617.7024 | 19580.4139 |  | 0
2011-04-22 | 0 | 0 | 0 | 0 | -6.6845 | -6.6845 | 2611.0179 | 19530.4138 |  | 0
2011-04-23 | 0 | 0 | 0 | 0 | -6.6845 | -6.6845 | 2604.3334 | 19480.4137 |  | 0
2011-04-24 | 0 | 0 | 0 | 0 | -6.6845 | -6.6845 | 2597.6489 | 19430.4137 |  | 0
2011-04-25 | 0 | 0 | 0 | 0 | -6.6845 | -6.6845 | 2590.9644 | 19380.4136 |  | 0
2011-04-26 | 0 | 0 | 0 | 0 | -6.6845 | -6.6845 | 2584.2799 | 19330.4136 |  | 0
2011-04-27 | 0 | 0 | 0 | 0 | -6.6845 | -6.6845 | 2577.5954 | 19280.4135 |  | 0
2011-04-28 | 0 | 0 | 0 | 0 | -6.6845 | -6.6845 | 2570.9109 | 19230.4134 |  | 0
2011-04-29 | 0 | 0 | 0 | 0 | -6.6845 | -6.6845 | 2564.2264 | 19180.4134 |  | 0
2011-04-30 | 0 | 0 | 0 | 0 | -6.6845 | -6.6845 | 2557.5419 | 19130.4133 |  | 0
2011-05-01 | 0 | 0 | 0 | 0 | -6.6845 | -6.6845 | 2550.8574 | 19080.4133 |  | 0
2011-05-02 | 0 | 0 | 0 | 0 | -6.6845 | -6.6845 | 2544.1729 | 19030.4132 |  | 0
2011-05-03 | 0 | 0 | 0 | 0 | -6.6845 | -6.6845 | 2537.4884 | 18980.4131 |  | 0
2011-05-04 | 0 | 0 | 0 | 0 | -6.6845 | -6.6845 | 2530.8039 | 18930.4131 |  | 0
2011-05-05 | 0 | 0 | 0 | 0 | -6.6845 | -6.6845 | 2524.1194 | 18880.413 |  | 0
2011-05-06 | 0.00083333 | 2.0961 | 3.6551 | 2.0961 | -6.6845 | -6.6845 | 2517.4349 | 18830.413 |  | 0
2011-05-07 | 0 | 0 | 0 | 0 | -6.6845 | -6.6845 | 2510.7504 | 18780.4129 |  | 0
2011-05-08 | 0 | 0 | 0 | 0 | -6.6845 | -6.6845 | 2504.0659 | 18730.4128 |  | 0
2011-05-09 | 0 | 0 | 0 | 0 | -6.6845 | -6.6845 | 2497.3814 | 18680.4128 |  | 0
2011-05-10 | 0 | 0 | 0 | 0 | -6.6845 | -6.6845 | 2490.6969 | 18630.4127 |  | 0
2011-05-11 | 0 | 0 | 0 | 0 | -6.6845 | -6.6845 | 2484.0124 | 18580.4127 |  | 0
2011-05-12 | 0 | 0 | 0 | 0 | -6.6845 | -6.6845 | 2477.3279 | 18530.4126 |  | 0
2011-05-13 | 0 | 0 | 0 | 0 | -6.6845 | -6.6845 | 2470.6434 | 18480.4125 |  | 0
2011-05-14 | 0 | 0 | 0 | 0 | -6.6845 | -6.6845 | 2463.9589 | 18430.4125 |  | 0
2011-05-15 | 0 | 0 | 0 | 0 | -6.6845 | -6.6845 | 2457.2744 | 18380.4124 |  | 0
2011-05-16 | 0 | 0 | 0 | 0 | -6.6845 | -6.6845 | 2450.5899 | 18330.4124 |  | 0
2011-05-17 | 0 | 0 | 0 | 0 | -6.6845 | -6.6845 | 2443.9054 | 18280.4123 |  | 0
2011-05-18 | 0 | 0 | 0 | 0 | -6.6845 | -6.6845 | 2437.2209 | 18230.4122 |  | 0
2011-05-19 | 0 | 0 | 0 | 0 | -6.6845 | -6.6845 | 2430.5364 | 18180.4122 |  | 0
2011-05-20 | 0 | 0 | 0 | 0 | -6.6845 | -6.6845 | 2423.8519 | 18130.4121 |  | 0
2011-05-21 | 0 | 0 | 0 | 0 | -6.6845 | -6.6845 | 2417.1674 | 18080.4121 |  | 0
2011-05-22 | 0 | 0 | 0 | 0 | -6.6845 | -6.6845 | 2410.4829 | 18030.412 |  | 0
2011-05-23 | 0 | 0 | 0 | 0 | -6.6845 | -6.6845 | 2403.7984 | 17980.4119 |  | 0
2011-05-24 | 0 | 0 | 0 | 0 | -6.6845 | -6.6845 | 2397.1139 | 17930.4119 |  | 0
2011-05-25 | 0 | 0 | 0 | 0 | -6.6845 | -6.6845 | 2390.4294 | 17880.4118 |  | 0
2011-05-26 | 0 | 0 | 0 | 0 | -6.6845 | -6.6845 | 2383.7449 | 17830.4118 |  | 0
2011-05-27 | 0 | 0 | 0 | 0 | -6.6845 | -6.6845 | 2377.0604 | 17780.4117 |  | 0
2011-05-28 | 0 | 0 | 0 | 0 | -6.6845 | -6.6845 | 2370.3759 | 17730.4116 |  | 0
2011-05-29 | 0 | 0 | 0 | 0 | -6.6845 | -6.6845 | 2363.6914 | 17680.4116 |  | 0
2011-05-30 | 0 | 0 | 0 | 0 | -6.6845 | -6.6845 | 2357.0069 | 17630.4115 |  | 0
2011-05-31 | 0 | 0 | 0 | 0 | -6.6845 | -6.6845 | 2350.3224 | 17580.4115 |  | 0
2011-06-01 | 0 | 0 | 0 | 0 | -6.6845 | -6.6845 | 2343.6379 | 17530.4114 |  | 0
2011-06-02 | 0 | 0 | 0 | 0 | -6.6845 | -6.6845 | 2336.9534 | 17480.4113 |  | 0
2011-06-03 | 0 | 0 | 0 | 0 | -6.6845 | -6.6845 | 2330.2689 | 17430.4113 |  | 0
2011-06-04 | 0 | 0 | 0 | 0 | -6.6845 | -6.6845 | 2323.5844 | 17380.4112 |  | 0
2011-06-05 | 0.0058333 | 14.6725 | 3.6551 | 3.6551 | 4.3329 | 4.3329 | 2327.9173 | 17412.8212 |  | 0
2011-06-06 | 0 | 0 | 0 | 0 | -6.6845 | -6.6845 | 2321.2328 | 17362.8211 |  | 0
2011-06-07 | 0 | 0 | 0 | 0 | -6.6845 | -6.6845 | 2314.5483 | 17312.8211 |  | 0
2011-06-08 | 0 | 0 | 0 | 0 | -6.6845 | -6.6845 | 2307.8638 | 17262.821 |  | 0
2011-06-09 | 0 | 0 | 0 | 0 | -6.6845 | -6.6845 | 2301.1793 | 17212.821 |  | 0
2011-06-10 | 0 | 0 | 0 | 0 | -6.6845 | -6.6845 | 2294.4948 | 17162.8209 |  | 0
2011-06-11 | 0 | 0 | 0 | 0 | -6.6845 | -6.6845 | 2287.8103 | 17112.8208 |  | 0
2011-06-12 | 0 | 0 | 0 | 0 | -6.6845 | -6.6845 | 2281.1258 | 17062.8208 |  | 0
2011-06-13 | 0 | 0 | 0 | 0 | -6.6845 | -6.6845 | 2274.4413 | 17012.8207 |  | 0
2011-06-14 | 0 | 0 | 0 | 0 | -6.6845 | -6.6845 | 2267.7568 | 16962.8207 |  | 0
2011-06-15 | 0 | 0 | 0 | 0 | -6.6845 | -6.6845 | 2261.0723 | 16912.8206 |  | 0
2011-06-16 | 0 | 0 | 0 | 0 | -6.6845 | -6.6845 | 2254.3878 | 16862.8205 |  | 0
2011-06-17 | 0 | 0 | 0 | 0 | -6.6845 | -6.6845 | 2247.7033 | 16812.8205 |  | 0
2011-06-18 | 0 | 0 | 0 | 0 | -6.6845 | -6.6845 | 2241.0188 | 16762.8204 |  | 0
2011-06-19 | 0 | 0 | 0 | 0 | -6.6845 | -6.6845 | 2234.3343 | 16712.8204 |  | 0
2011-06-20 | 0 | 0 | 0 | 0 | -6.6845 | -6.6845 | 2227.6498 | 16662.8203 |  | 0
2011-06-21 | 0 | 0 | 0 | 0 | -6.6845 | -6.6845 | 2220.9653 | 16612.8202 |  | 0
2011-06-22 | 0 | 0 | 0 | 0 | -6.6845 | -6.6845 | 2214.2808 | 16562.8202 |  | 0
2011-06-23 | 0 | 0 | 0 | 0 | -6.6845 | -6.6845 | 2207.5963 | 16512.8201 |  | 0
2011-06-24 | 0 | 0 | 0 | 0 | -6.6845 | -6.6845 | 2200.9118 | 16462.8201 |  | 0
2011-06-25 | 0 | 0 | 0 | 0 | -6.6845 | -6.6845 | 2194.2273 | 16412.82 |  | 0
2011-06-26 | 0 | 0 | 0 | 0 | -6.6845 | -6.6845 | 2187.5428 | 16362.8199 |  | 0
2011-06-27 | 0 | 0 | 0 | 0 | -6.6845 | -6.6845 | 2180.8583 | 16312.8199 |  | 0
2011-06-28 | 0 | 0 | 0 | 0 | -6.6845 | -6.6845 | 2174.1738 | 16262.8198 |  | 0
2011-06-29 | 0 | 0 | 0 | 0 | -6.6845 | -6.6845 | 2167.4893 | 16212.8198 |  | 0
2011-06-30 | 0 | 0 | 0 | 0 | -6.6845 | -6.6845 | 2160.8048 | 16162.8197 |  | 0
2011-07-01 | 0 | 0 | 0 | 0 | -6.6845 | -6.6845 | 2154.1203 | 16112.8196 |  | 0
2011-07-02 | 0 | 0 | 0 | 0 | -6.6845 | -6.6845 | 2147.4358 | 16062.8196 |  | 0
2011-07-03 | 0 | 0 | 0 | 0 | -6.6845 | -6.6845 | 2140.7513 | 16012.8195 |  | 0
2011-07-04 | 0 | 0 | 0 | 0 | -6.6845 | -6.6845 | 2134.0668 | 15962.8195 |  | 0
2011-07-05 | 0 | 0 | 0 | 0 | -6.6845 | -6.6845 | 2127.3823 | 15912.8194 |  | 0
2011-07-06 | 0 | 0 | 0 | 0 | -6.6845 | -6.6845 | 2120.6978 | 15862.8193 |  | 0
2011-07-07 | 0 | 0 | 0 | 0 | -6.6845 | -6.6845 | 2114.0133 | 15812.8193 |  | 0
2011-07-08 | 0 | 0 | 0 | 0 | -6.6845 | -6.6845 | 2107.3288 | 15762.8192 |  | 0
2011-07-09 | 0 | 0 | 0 | 0 | -6.6845 | -6.6845 | 2100.6443 | 15712.8192 |  | 0
2011-07-10 | 0 | 0 | 0 | 0 | -6.6845 | -6.6845 | 2093.9598 | 15662.8191 |  | 0
2011-07-11 | 0 | 0 | 0 | 0 | -6.6845 | -6.6845 | 2087.2753 | 15612.819 |  | 0
2011-07-12 | 0 | 0 | 0 | 0 | -6.6845 | -6.6845 | 2080.5908 | 15562.819 |  | 0
2011-07-13 | 0 | 0 | 0 | 0 | -6.6845 | -6.6845 | 2073.9063 | 15512.8189 |  | 0
2011-07-14 | 0.043333 | 108.9955 | 3.6551 | 3.6551 | 98.6559 | 98.6559 | 2172.5622 | 16250.765 |  | 0
2011-07-15 | 0.048333 | 121.5719 | 3.6551 | 3.6551 | 111.2323 | 111.2323 | 2283.7944 | 17082.7825 |  | 0
2011-07-16 | 0 | 0 | 0 | 0 | -6.6845 | -6.6845 | 2277.1099 | 17032.7824 |  | 0
2011-07-17 | 0 | 0 | 0 | 0 | -6.6845 | -6.6845 | 2270.4254 | 16982.7823 |  | 0
2011-07-18 | 0 | 0 | 0 | 0 | -6.6845 | -6.6845 | 2263.7409 | 16932.7823 |  | 0
2011-07-19 | 0 | 0 | 0 | 0 | -6.6845 | -6.6845 | 2257.0564 | 16882.7822 |  | 0
2011-07-20 | 0 | 0 | 0 | 0 | -6.6845 | -6.6845 | 2250.3719 | 16832.7822 |  | 0
2011-07-21 | 0 | 0 | 0 | 0 | -6.6845 | -6.6845 | 2243.6874 | 16782.7821 |  | 0
2011-07-22 | 0.078333 | 197.0303 | 3.6551 | 3.6551 | 186.6907 | 186.6907 | 2430.3781 | 18179.2284 |  | 0
2011-07-23 | 0.0033333 | 8.3843 | 3.6551 | 3.6551 | -1.9553 | -1.9553 | 2428.4228 | 18164.6027 |  | 0
2011-07-24 | 0 | 0 | 0 | 0 | -6.6845 | -6.6845 | 2421.7383 | 18114.6026 |  | 0
2011-07-25 | 0 | 0 | 0 | 0 | -6.6845 | -6.6845 | 2415.0538 | 18064.6026 |  | 0
2011-07-26 | 0 | 0 | 0 | 0 | -6.6845 | -6.6845 | 2408.3693 | 18014.6025 |  | 0
2011-07-27 | 0 | 0 | 0 | 0 | -6.6845 | -6.6845 | 2401.6848 | 17964.6024 |  | 0
2011-07-28 | 0.025833 | 64.9781 | 3.6551 | 3.6551 | 54.6385 | 54.6385 | 2456.3233 | 18373.2983 |  | 0
2011-07-29 | 0 | 0 | 0 | 0 | -6.6845 | -6.6845 | 2449.6388 | 18323.2983 |  | 0
2011-07-30 | 0.00083333 | 2.0961 | 3.6551 | 2.0961 | -6.6845 | -6.6845 | 2442.9543 | 18273.2982 |  | 0
2011-07-31 | 0.00083333 | 2.0961 | 3.6551 | 2.0961 | -6.6845 | -6.6845 | 2436.2698 | 18223.2981 |  | 0
2011-08-01 | 0 | 0 | 0 | 0 | -6.6845 | -6.6845 | 2429.5853 | 18173.2981 |  | 0
2011-08-02 | 0 | 0 | 0 | 0 | -6.6845 | -6.6845 | 2422.9008 | 18123.298 |  | 0
2011-08-03 | 0 | 0 | 0 | 0 | -6.6845 | -6.6845 | 2416.2163 | 18073.298 |  | 0
2011-08-04 | 0 | 0 | 0 | 0 | -6.6845 | -6.6845 | 2409.5318 | 18023.2979 |  | 0
2011-08-05 | 0 | 0 | 0 | 0 | -6.6845 | -6.6845 | 2402.8473 | 17973.2978 |  | 0
2011-08-06 | 0 | 0 | 0 | 0 | -6.6845 | -6.6845 | 2396.1628 | 17923.2978 |  | 0
2011-08-07 | 0.00083333 | 2.0961 | 3.6551 | 2.0961 | -6.6845 | -6.6845 | 2389.4783 | 17873.2977 |  | 0
2011-08-08 | 0.0425 | 106.8994 | 3.6551 | 3.6551 | 96.5598 | 96.5598 | 2486.0381 | 18595.5652 |  | 0
2011-08-09 | 0 | 0 | 0 | 0 | -6.6845 | -6.6845 | 2479.3536 | 18545.5651 |  | 0
2011-08-10 | 0 | 0 | 0 | 0 | -6.6845 | -6.6845 | 2472.6691 | 18495.5651 |  | 0
2011-08-11 | 0 | 0 | 0 | 0 | -6.6845 | -6.6845 | 2465.9846 | 18445.565 |  | 0
2011-08-12 | 0.046667 | 117.3797 | 3.6551 | 3.6551 | 107.0402 | 107.0402 | 2573.0248 | 19246.2253 |  | 0
2011-08-13 | 0.0083333 | 20.9607 | 3.6551 | 3.6551 | 10.6211 | 10.6211 | 2583.6459 | 19325.6711 |  | 0
2011-08-14 | 0.005 | 12.5764 | 3.6551 | 3.6551 | 2.2368 | 2.2368 | 2585.8827 | 19342.4025 |  | 0
2011-08-15 | 0 | 0 | 0 | 0 | -6.6845 | -6.6845 | 2579.1982 | 19292.4024 |  | 0
2011-08-16 | 0 | 0 | 0 | 0 | -6.6845 | -6.6845 | 2572.5137 | 19242.4024 |  | 0
2011-08-17 | 0 | 0 | 0 | 0 | -6.6845 | -6.6845 | 2565.8292 | 19192.4023 |  | 0
2011-08-18 | 0 | 0 | 0 | 0 | -6.6845 | -6.6845 | 2559.1447 | 19142.4022 |  | 0
2011-08-19 | 0 | 0 | 0 | 0 | -6.6845 | -6.6845 | 2552.4602 | 19092.4022 |  | 0
2011-08-20 | 0 | 0 | 0 | 0 | -6.6845 | -6.6845 | 2545.7757 | 19042.4021 |  | 0
2011-08-21 | 0 | 0 | 0 | 0 | -6.6845 | -6.6845 | 2539.0912 | 18992.4021 |  | 0
2011-08-22 | 0 | 0 | 0 | 0 | -6.6845 | -6.6845 | 2532.4067 | 18942.402 |  | 0
2011-08-23 | 0 | 0 | 0 | 0 | -6.6845 | -6.6845 | 2525.7222 | 18892.4019 |  | 0
2011-08-24 | 0 | 0 | 0 | 0 | -6.6845 | -6.6845 | 2519.0377 | 18842.4019 |  | 0
2011-08-25 | 0 | 0 | 0 | 0 | -6.6845 | -6.6845 | 2512.3532 | 18792.4018 |  | 0
2011-08-26 | 0 | 0 | 0 | 0 | -6.6845 | -6.6845 | 2505.6687 | 18742.4018 |  | 0
2011-08-27 | 0 | 0 | 0 | 0 | -6.6845 | -6.6845 | 2498.9842 | 18692.4017 |  | 0
2011-08-28 | 0 | 0 | 0 | 0 | -6.6845 | -6.6845 | 2492.2997 | 18642.4016 |  | 0
2011-08-29 | 0 | 0 | 0 | 0 | -6.6845 | -6.6845 | 2485.6152 | 18592.4016 |  | 0
2011-08-30 | 0 | 0 | 0 | 0 | -6.6845 | -6.6845 | 2478.9307 | 18542.4015 |  | 0
2011-08-31 | 0 | 0 | 0 | 0 | -6.6845 | -6.6845 | 2472.2462 | 18492.4015 |  | 0
2011-09-01 | 0 | 0 | 0 | 0 | -6.6845 | -6.6845 | 2465.5617 | 18442.4014 |  | 0
2011-09-02 | 0 | 0 | 0 | 0 | -6.6845 | -6.6845 | 2458.8772 | 18392.4013 |  | 0
2011-09-03 | 0 | 0 | 0 | 0 | -6.6845 | -6.6845 | 2452.1927 | 18342.4013 |  | 0
2011-09-04 | 0 | 0 | 0 | 0 | -6.6845 | -6.6845 | 2445.5082 | 18292.4012 |  | 0
2011-09-05 | 0 | 0 | 0 | 0 | -6.6845 | -6.6845 | 2438.8237 | 18242.4012 |  | 0
2011-09-06 | 0 | 0 | 0 | 0 | -6.6845 | -6.6845 | 2432.1392 | 18192.4011 |  | 0
2011-09-07 | 0 | 0 | 0 | 0 | -6.6845 | -6.6845 | 2425.4547 | 18142.401 |  | 0
2011-09-08 | 0 | 0 | 0 | 0 | -6.6845 | -6.6845 | 2418.7702 | 18092.401 |  | 0
2011-09-09 | 0 | 0 | 0 | 0 | -6.6845 | -6.6845 | 2412.0857 | 18042.4009 |  | 0
2011-09-10 | 0 | 0 | 0 | 0 | -6.6845 | -6.6845 | 2405.4012 | 17992.4009 |  | 0
2011-09-11 | 0 | 0 | 0 | 0 | -6.6845 | -6.6845 | 2398.7167 | 17942.4008 |  | 0
2011-09-12 | 0 | 0 | 0 | 0 | -6.6845 | -6.6845 | 2392.0322 | 17892.4007 |  | 0
2011-09-13 | 0 | 0 | 0 | 0 | -6.6845 | -6.6845 | 2385.3477 | 17842.4007 |  | 0
2011-09-14 | 0 | 0 | 0 | 0 | -6.6845 | -6.6845 | 2378.6632 | 17792.4006 |  | 0
2011-09-15 | 0.013333 | 33.5371 | 3.6551 | 3.6551 | 23.1975 | 23.1975 | 2401.8607 | 17965.9178 |  | 0
2011-09-16 | 0.030833 | 77.5545 | 3.6551 | 3.6551 | 67.2149 | 67.2149 | 2469.0756 | 18468.6852 |  | 0
2011-09-17 | 0.0041667 | 10.4803 | 3.6551 | 3.6551 | 0.14075 | 0.14075 | 2469.2163 | 18469.738 |  | 0
2011-09-18 | 0 | 0 | 0 | 0 | -6.6845 | -6.6845 | 2462.5318 | 18419.7379 |  | 0
2011-09-19 | 0 | 0 | 0 | 0 | -6.6845 | -6.6845 | 2455.8473 | 18369.7379 |  | 0
2011-09-20 | 0 | 0 | 0 | 0 | -6.6845 | -6.6845 | 2449.1628 | 18319.7378 |  | 0
2011-09-21 | 0 | 0 | 0 | 0 | -6.6845 | -6.6845 | 2442.4783 | 18269.7378 |  | 0
2011-09-22 | 0 | 0 | 0 | 0 | -6.6845 | -6.6845 | 2435.7938 | 18219.7377 |  | 0
2011-09-23 | 0 | 0 | 0 | 0 | -6.6845 | -6.6845 | 2429.1093 | 18169.7376 |  | 0
2011-09-24 | 0 | 0 | 0 | 0 | -6.6845 | -6.6845 | 2422.4248 | 18119.7376 |  | 0
2011-09-25 | 0 | 0 | 0 | 0 | -6.6845 | -6.6845 | 2415.7403 | 18069.7375 |  | 0
2011-09-26 | 0 | 0 | 0 | 0 | -6.6845 | -6.6845 | 2409.0558 | 18019.7375 |  | 0
2011-09-27 | 0 | 0 | 0 | 0 | -6.6845 | -6.6845 | 2402.3713 | 17969.7374 |  | 0
2011-09-28 | 0.0083333 | 20.9607 | 3.6551 | 3.6551 | 10.6211 | 10.6211 | 2412.9924 | 18049.1831 |  | 0
2011-09-29 | 0.011667 | 29.3449 | 3.6551 | 3.6551 | 19.0054 | 19.0054 | 2431.9977 | 18191.3432 |  | 0
2011-09-30 | 0 | 0 | 0 | 0 | -6.6845 | -6.6845 | 2425.3132 | 18141.3431 |  | 0
2011-10-01 | 0 | 0 | 0 | 0 | -6.6845 | -6.6845 | 2418.6287 | 18091.343 |  | 0
2011-10-02 | 0 | 0 | 0 | 0 | -6.6845 | -6.6845 | 2411.9442 | 18041.343 |  | 0
2011-10-03 | 0 | 0 | 0 | 0 | -6.6845 | -6.6845 | 2405.2597 | 17991.3429 |  | 0
2011-10-04 | 0 | 0 | 0 | 0 | -6.6845 | -6.6845 | 2398.5752 | 17941.3429 |  | 0
2011-10-05 | 0.049167 | 123.6679 | 3.6551 | 3.6551 | 113.3284 | 113.3284 | 2511.9036 | 18789.039 |  | 0
2011-10-06 | 0 | 0 | 0 | 0 | -6.6845 | -6.6845 | 2505.2191 | 18739.0389 |  | 0
2011-10-07 | 0 | 0 | 0 | 0 | -6.6845 | -6.6845 | 2498.5346 | 18689.0388 |  | 0
2011-10-08 | 0 | 0 | 0 | 0 | -6.6845 | -6.6845 | 2491.8501 | 18639.0388 |  | 0
2011-10-09 | 0.0025 | 6.2882 | 3.6551 | 3.6551 | -4.0514 | -4.0514 | 2487.7987 | 18608.7344 |  | 0
2011-10-10 | 0 | 0 | 0 | 0 | -6.6845 | -6.6845 | 2481.1142 | 18558.7344 |  | 0
2011-10-11 | 0 | 0 | 0 | 0 | -6.6845 | -6.6845 | 2474.4297 | 18508.7343 |  | 0
2011-10-12 | 0 | 0 | 0 | 0 | -6.6845 | -6.6845 | 2467.7452 | 18458.7343 |  | 0
2011-10-13 | 0 | 0 | 0 | 0 | -6.6845 | -6.6845 | 2461.0607 | 18408.7342 |  | 0
2011-10-14 | 0 | 0 | 0 | 0 | -6.6845 | -6.6845 | 2454.3762 | 18358.7341 |  | 0
2011-10-15 | 0 | 0 | 0 | 0 | -6.6845 | -6.6845 | 2447.6917 | 18308.7341 |  | 0
2011-10-16 | 0 | 0 | 0 | 0 | -6.6845 | -6.6845 | 2441.0072 | 18258.734 |  | 0
2011-10-17 | 0 | 0 | 0 | 0 | -6.6845 | -6.6845 | 2434.3227 | 18208.734 |  | 0
2011-10-18 | 0 | 0 | 0 | 0 | -6.6845 | -6.6845 | 2427.6382 | 18158.7339 |  | 0
2011-10-19 | 0 | 0 | 0 | 0 | -6.6845 | -6.6845 | 2420.9537 | 18108.7338 |  | 0
2011-10-20 | 0 | 0 | 0 | 0 | -6.6845 | -6.6845 | 2414.2692 | 18058.7338 |  | 0
2011-10-21 | 0 | 0 | 0 | 0 | -6.6845 | -6.6845 | 2407.5847 | 18008.7337 |  | 0
2011-10-22 | 0 | 0 | 0 | 0 | -6.6845 | -6.6845 | 2400.9002 | 17958.7337 |  | 0
2011-10-23 | 0 | 0 | 0 | 0 | -6.6845 | -6.6845 | 2394.2157 | 17908.7336 |  | 0
2011-10-24 | 0 | 0 | 0 | 0 | -6.6845 | -6.6845 | 2387.5312 | 17858.7335 |  | 0
2011-10-25 | 0 | 0 | 0 | 0 | -6.6845 | -6.6845 | 2380.8467 | 17808.7335 |  | 0
2011-10-26 | 0 | 0 | 0 | 0 | -6.6845 | -6.6845 | 2374.1622 | 17758.7334 |  | 0
2011-10-27 | 0 | 0 | 0 | 0 | -6.6845 | -6.6845 | 2367.4777 | 17708.7334 |  | 0
2011-10-28 | 0 | 0 | 0 | 0 | -6.6845 | -6.6845 | 2360.7932 | 17658.7333 |  | 0
2011-10-29 | 0 | 0 | 0 | 0 | -6.6845 | -6.6845 | 2354.1087 | 17608.7332 |  | 0
2011-10-30 | 0 | 0 | 0 | 0 | -6.6845 | -6.6845 | 2347.4242 | 17558.7332 |  | 0
2011-10-31 | 0 | 0 | 0 | 0 | -6.6845 | -6.6845 | 2340.7397 | 17508.7331 |  | 0
2011-11-01 | 0 | 0 | 0 | 0 | -6.6845 | -6.6845 | 2334.0552 | 17458.7331 |  | 0
2011-11-02 | 0 | 0 | 0 | 0 | -6.6845 | -6.6845 | 2327.3707 | 17408.733 |  | 0
2011-11-03 | 0 | 0 | 0 | 0 | -6.6845 | -6.6845 | 2320.6862 | 17358.7329 |  | 0
2011-11-04 | 0 | 0 | 0 | 0 | -6.6845 | -6.6845 | 2314.0017 | 17308.7329 |  | 0
2011-11-05 | 0 | 0 | 0 | 0 | -6.6845 | -6.6845 | 2307.3172 | 17258.7328 |  | 0
2011-11-06 | 0 | 0 | 0 | 0 | -6.6845 | -6.6845 | 2300.6327 | 17208.7328 |  | 0
2011-11-07 | 0 | 0 | 0 | 0 | -6.6845 | -6.6845 | 2293.9482 | 17158.7327 |  | 0
2011-11-08 | 0 | 0 | 0 | 0 | -6.6845 | -6.6845 | 2287.2637 | 17108.7326 |  | 0
2011-11-09 | 0 | 0 | 0 | 0 | -6.6845 | -6.6845 | 2280.5792 | 17058.7326 |  | 0
2011-11-10 | 0 | 0 | 0 | 0 | -6.6845 | -6.6845 | 2273.8947 | 17008.7325 |  | 0
2011-11-11 | 0 | 0 | 0 | 0 | -6.6845 | -6.6845 | 2267.2102 | 16958.7325 |  | 0
2011-11-12 | 0 | 0 | 0 | 0 | -6.6845 | -6.6845 | 2260.5257 | 16908.7324 |  | 0
2011-11-13 | 0 | 0 | 0 | 0 | -6.6845 | -6.6845 | 2253.8412 | 16858.7323 |  | 0
2011-11-14 | 0.0025 | 6.2882 | 3.6551 | 3.6551 | -4.0514 | -4.0514 | 2249.7898 | 16828.428 |  | 0
2011-11-15 | 0 | 0 | 0 | 0 | -6.6845 | -6.6845 | 2243.1053 | 16778.428 |  | 0
2011-11-16 | 0 | 0 | 0 | 0 | -6.6845 | -6.6845 | 2236.4208 | 16728.4279 |  | 0
2011-11-17 | 0 | 0 | 0 | 0 | -6.6845 | -6.6845 | 2229.7363 | 16678.4278 |  | 0
2011-11-18 | 0 | 0 | 0 | 0 | -6.6845 | -6.6845 | 2223.0518 | 16628.4278 |  | 0
2011-11-19 | 0 | 0 | 0 | 0 | -6.6845 | -6.6845 | 2216.3673 | 16578.4277 |  | 0
2011-11-20 | 0 | 0 | 0 | 0 | -6.6845 | -6.6845 | 2209.6828 | 16528.4277 |  | 0
2011-11-21 | 0 | 0 | 0 | 0 | -6.6845 | -6.6845 | 2202.9983 | 16478.4276 |  | 0
2011-11-22 | 0 | 0 | 0 | 0 | -6.6845 | -6.6845 | 2196.3138 | 16428.4275 |  | 0
2011-11-23 | 0 | 0 | 0 | 0 | -6.6845 | -6.6845 | 2189.6293 | 16378.4275 |  | 0
2011-11-24 | 0 | 0 | 0 | 0 | -6.6845 | -6.6845 | 2182.9448 | 16328.4274 |  | 0
2011-11-25 | 0 | 0 | 0 | 0 | -6.6845 | -6.6845 | 2176.2603 | 16278.4274 |  | 0
2011-11-26 | 0 | 0 | 0 | 0 | -6.6845 | -6.6845 | 2169.5758 | 16228.4273 |  | 0
2011-11-27 | 0 | 0 | 0 | 0 | -6.6845 | -6.6845 | 2162.8913 | 16178.4272 |  | 0
2011-11-28 | 0 | 0 | 0 | 0 | -6.6845 | -6.6845 | 2156.2068 | 16128.4272 |  | 0
2011-11-29 | 0 | 0 | 0 | 0 | -6.6845 | -6.6845 | 2149.5223 | 16078.4271 |  | 0
2011-11-30 | 0 | 0 | 0 | 0 | -6.6845 | -6.6845 | 2142.8378 | 16028.4271 |  | 0
2011-12-01 | 0 | 0 | 0 | 0 | -6.6845 | -6.6845 | 2136.1533 | 15978.427 |  | 0
2011-12-02 | 0 | 0 | 0 | 0 | -6.6845 | -6.6845 | 2129.4688 | 15928.4269 |  | 0
2011-12-03 | 0.00083333 | 2.0961 | 3.6551 | 2.0961 | -6.6845 | -6.6845 | 2122.7843 | 15878.4269 |  | 0
2011-12-04 | 0 | 0 | 0 | 0 | -6.6845 | -6.6845 | 2116.0998 | 15828.4268 |  | 0
2011-12-05 | 0.015 | 37.7292 | 3.6551 | 3.6551 | 27.3896 | 27.3896 | 2143.4895 | 16033.3012 |  | 0
2011-12-06 | 0.0016667 | 4.1921 | 3.6551 | 3.6551 | -6.1474 | -6.1474 | 2137.342 | 15987.3183 |  | 0
2011-12-07 | 0 | 0 | 0 | 0 | -6.6845 | -6.6845 | 2130.6575 | 15937.3182 |  | 0
2011-12-08 | 0 | 0 | 0 | 0 | -6.6845 | -6.6845 | 2123.973 | 15887.3182 |  | 0
2011-12-09 | 0 | 0 | 0 | 0 | -6.6845 | -6.6845 | 2117.2885 | 15837.3181 |  | 0
2011-12-10 | 0 | 0 | 0 | 0 | -6.6845 | -6.6845 | 2110.604 | 15787.318 |  | 0
2011-12-11 | 0 | 0 | 0 | 0 | -6.6845 | -6.6845 | 2103.9195 | 15737.318 |  | 0
2011-12-12 | 0 | 0 | 0 | 0 | -6.6845 | -6.6845 | 2097.235 | 15687.3179 |  | 0
2011-12-13 | 0 | 0 | 0 | 0 | -6.6845 | -6.6845 | 2090.5505 | 15637.3179 |  | 0
2011-12-14 | 0 | 0 | 0 | 0 | -6.6845 | -6.6845 | 2083.866 | 15587.3178 |  | 0
2011-12-15 | 0 | 0 | 0 | 0 | -6.6845 | -6.6845 | 2077.1815 | 15537.3177 |  | 0
2011-12-16 | 0 | 0 | 0 | 0 | -6.6845 | -6.6845 | 2070.497 | 15487.3177 |  | 0
2011-12-17 | 0 | 0 | 0 | 0 | -6.6845 | -6.6845 | 2063.8125 | 15437.3176 |  | 0
2011-12-18 | 0 | 0 | 0 | 0 | -6.6845 | -6.6845 | 2057.128 | 15387.3176 |  | 0
2011-12-19 | 0.0058333 | 14.6725 | 3.6551 | 3.6551 | 4.3329 | 4.3329 | 2061.4609 | 15419.7275 |  | 0
2011-12-20 | 0 | 0 | 0 | 0 | -6.6845 | -6.6845 | 2054.7764 | 15369.7275 |  | 0
2011-12-21 | 0 | 0 | 0 | 0 | -6.6845 | -6.6845 | 2048.0919 | 15319.7274 |  | 0
2011-12-22 | 0 | 0 | 0 | 0 | -6.6845 | -6.6845 | 2041.4074 | 15269.7274 |  | 0
2011-12-23 | 0.00083333 | 2.0961 | 3.6551 | 2.0961 | -6.6845 | -6.6845 | 2034.7229 | 15219.7273 |  | 0
2011-12-24 | 0.00083333 | 2.0961 | 3.6551 | 2.0961 | -6.6845 | -6.6845 | 2028.0384 | 15169.7272 |  | 0
2011-12-25 | 0 | 0 | 0 | 0 | -6.6845 | -6.6845 | 2021.3539 | 15119.7272 |  | 0
2011-12-26 | 0.00083333 | 2.0961 | 3.6551 | 2.0961 | -6.6845 | -6.6845 | 2014.6694 | 15069.7271 |  | 0
2011-12-27 | 0 | 0 | 0 | 0 | -6.6845 | -6.6845 | 2007.9849 | 15019.7271 |  | 0
2011-12-28 | 0 | 0 | 0 | 0 | -6.6845 | -6.6845 | 2001.3004 | 14969.727 |  | 0
2011-12-29 | 0 | 0 | 0 | 0 | -6.6845 | -6.6845 | 1994.6159 | 14919.7269 |  | 0
2011-12-30 | 0 | 0 | 0 | 0 | -6.6845 | -6.6845 | 1987.9314 | 14869.7269 |  | 0
2011-12-31 | 0 | 0 | 0 | 0 | -6.6845 | -6.6845 | 1981.2469 | 14819.7268 |  | 0
2012-01-01 | 0 | 0 | 0 | 0 | -6.6845 | -6.6845 | 1974.5624 | 14769.7268 |  | 0
2012-01-02 | 0 | 0 | 0 | 0 | -6.6845 | -6.6845 | 1967.8779 | 14719.7267 |  | 0
2012-01-03 | 0 | 0 | 0 | 0 | -6.6845 | -6.6845 | 1961.1934 | 14669.7266 |  | 0
2012-01-04 | 0 | 0 | 0 | 0 | -6.6845 | -6.6845 | 1954.5089 | 14619.7266 |  | 0
2012-01-05 | 0 | 0 | 0 | 0 | -6.6845 | -6.6845 | 1947.8244 | 14569.7265 |  | 0
2012-01-06 | 0 | 0 | 0 | 0 | -6.6845 | -6.6845 | 1941.1399 | 14519.7265 |  | 0
2012-01-07 | 0 | 0 | 0 | 0 | -6.6845 | -6.6845 | 1934.4554 | 14469.7264 |  | 0
2012-01-08 | 0 | 0 | 0 | 0 | -6.6845 | -6.6845 | 1927.7709 | 14419.7263 |  | 0
2012-01-09 | 0.0025 | 6.2882 | 3.6551 | 3.6551 | -4.0514 | -4.0514 | 1923.7195 | 14389.422 |  | 0
2012-01-10 | 0 | 0 | 0 | 0 | -6.6845 | -6.6845 | 1917.035 | 14339.422 |  | 0
2012-01-11 | 0 | 0 | 0 | 0 | -6.6845 | -6.6845 | 1910.3505 | 14289.4219 |  | 0
2012-01-12 | 0 | 0 | 0 | 0 | -6.6845 | -6.6845 | 1903.666 | 14239.4218 |  | 0
2012-01-13 | 0 | 0 | 0 | 0 | -6.6845 | -6.6845 | 1896.9815 | 14189.4218 |  | 0
2012-01-14 | 0 | 0 | 0 | 0 | -6.6845 | -6.6845 | 1890.297 | 14139.4217 |  | 0
2012-01-15 | 0 | 0 | 0 | 0 | -6.6845 | -6.6845 | 1883.6125 | 14089.4217 |  | 0
2012-01-16 | 0 | 0 | 0 | 0 | -6.6845 | -6.6845 | 1876.928 | 14039.4216 |  | 0
2012-01-17 | 0 | 0 | 0 | 0 | -6.6845 | -6.6845 | 1870.2435 | 13989.4215 |  | 0
2012-01-18 | 0 | 0 | 0 | 0 | -6.6845 | -6.6845 | 1863.559 | 13939.4215 |  | 0
2012-01-19 | 0 | 0 | 0 | 0 | -6.6845 | -6.6845 | 1856.8745 | 13889.4214 |  | 0
2012-01-20 | 0 | 0 | 0 | 0 | -6.6845 | -6.6845 | 1850.19 | 13839.4214 |  | 0
2012-01-21 | 0 | 0 | 0 | 0 | -6.6845 | -6.6845 | 1843.5055 | 13789.4213 |  | 0
2012-01-22 | 0 | 0 | 0 | 0 | -6.6845 | -6.6845 | 1836.821 | 13739.4212 |  | 0
2012-01-23 | 0 | 0 | 0 | 0 | -6.6845 | -6.6845 | 1830.1365 | 13689.4212 |  | 0
2012-01-24 | 0 | 0 | 0 | 0 | -6.6845 | -6.6845 | 1823.452 | 13639.4211 |  | 0
2012-01-25 | 0.010833 | 27.2489 | 3.6551 | 3.6551 | 16.9093 | 16.9093 | 1840.3613 | 13765.9026 |  | 0
2012-01-26 | 0.0041667 | 10.4803 | 3.6551 | 3.6551 | 0.14075 | 0.14075 | 1840.5021 | 13766.9554 |  | 0
2012-01-27 | 0 | 0 | 0 | 0 | -6.6845 | -6.6845 | 1833.8176 | 13716.9554 |  | 0
2012-01-28 | 0 | 0 | 0 | 0 | -6.6845 | -6.6845 | 1827.1331 | 13666.9553 |  | 0
2012-02-01 | 0 | 0 | 0 | 0 | -6.6845 | -6.6845 | 1820.4486 | 13616.9552 |  | 0
2012-02-02 | 0 | 0 | 0 | 0 | -6.6845 | -6.6845 | 1813.7641 | 13566.9552 |  | 0
2012-02-03 | 0 | 0 | 0 | 0 | -6.6845 | -6.6845 | 1807.0796 | 13516.9551 |  | 0
2012-02-04 | 0 | 0 | 0 | 0 | -6.6845 | -6.6845 | 1800.3951 | 13466.9551 |  | 0
2012-02-05 | 0 | 0 | 0 | 0 | -6.6845 | -6.6845 | 1793.7106 | 13416.955 |  | 0
2012-02-06 | 0 | 0 | 0 | 0 | -6.6845 | -6.6845 | 1787.0261 | 13366.9549 |  | 0
2012-02-07 | 0 | 0 | 0 | 0 | -6.6845 | -6.6845 | 1780.3416 | 13316.9549 |  | 0
2012-02-08 | 0 | 0 | 0 | 0 | -6.6845 | -6.6845 | 1773.6571 | 13266.9548 |  | 0
2012-02-09 | 0 | 0 | 0 | 0 | -6.6845 | -6.6845 | 1766.9726 | 13216.9548 |  | 0
2012-02-10 | 0 | 0 | 0 | 0 | -6.6845 | -6.6845 | 1760.2881 | 13166.9547 |  | 0
2012-02-11 | 0 | 0 | 0 | 0 | -6.6845 | -6.6845 | 1753.6036 | 13116.9546 |  | 0
2012-02-12 | 0 | 0 | 0 | 0 | -6.6845 | -6.6845 | 1746.9191 | 13066.9546 |  | 0
2012-02-13 | 0.0033333 | 8.3843 | 3.6551 | 3.6551 | -1.9553 | -1.9553 | 1744.9637 | 13052.3288 |  | 0
2012-02-14 | 0 | 0 | 0 | 0 | -6.6845 | -6.6845 | 1738.2792 | 13002.3288 |  | 0
2012-02-15 | 0 | 0 | 0 | 0 | -6.6845 | -6.6845 | 1731.5947 | 12952.3287 |  | 0
2012-02-16 | 0 | 0 | 0 | 0 | -6.6845 | -6.6845 | 1724.9102 | 12902.3287 |  | 0
2012-02-17 | 0 | 0 | 0 | 0 | -6.6845 | -6.6845 | 1718.2257 | 12852.3286 |  | 0
2012-02-18 | 0.0125 | 31.441 | 3.6551 | 3.6551 | 21.1014 | 21.1014 | 1739.3272 | 13010.1672 |  | 0
2012-02-19 | 0 | 0 | 0 | 0 | -6.6845 | -6.6845 | 1732.6427 | 12960.1672 |  | 0
2012-02-20 | 0 | 0 | 0 | 0 | -6.6845 | -6.6845 | 1725.9582 | 12910.1671 |  | 0
2012-02-21 | 0 | 0 | 0 | 0 | -6.6845 | -6.6845 | 1719.2737 | 12860.167 |  | 0
2012-02-22 | 0 | 0 | 0 | 0 | -6.6845 | -6.6845 | 1712.5892 | 12810.167 |  | 0
2012-02-23 | 0 | 0 | 0 | 0 | -6.6845 | -6.6845 | 1705.9047 | 12760.1669 |  | 0
2012-02-24 | 0 | 0 | 0 | 0 | -6.6845 | -6.6845 | 1699.2202 | 12710.1669 |  | 0
2012-02-25 | 0 | 0 | 0 | 0 | -6.6845 | -6.6845 | 1692.5357 | 12660.1668 |  | 0
2012-02-26 | 0 | 0 | 0 | 0 | -6.6845 | -6.6845 | 1685.8512 | 12610.1667 |  | 0
2012-02-27 | 0 | 0 | 0 | 0 | -6.6845 | -6.6845 | 1679.1667 | 12560.1667 |  | 0
2012-02-28 | 0 | 0 | 0 | 0 | -6.6845 | -6.6845 | 1672.4822 | 12510.1666 |  | 0
2012-02-29 | 0 | 0 | 0 | 0 | -6.6845 | -6.6845 | 1665.7977 | 12460.1666 |  | 0
2012-03-01 | 0 | 0 | 0 | 0 | -6.6845 | -6.6845 | 1659.1132 | 12410.1665 |  | 0
2012-03-02 | 0 | 0 | 0 | 0 | -6.6845 | -6.6845 | 1652.4287 | 12360.1664 |  | 0
2012-03-03 | 0 | 0 | 0 | 0 | -6.6845 | -6.6845 | 1645.7442 | 12310.1664 |  | 0
2012-03-04 | 0 | 0 | 0 | 0 | -6.6845 | -6.6845 | 1639.0597 | 12260.1663 |  | 0
2012-03-05 | 0 | 0 | 0 | 0 | -6.6845 | -6.6845 | 1632.3752 | 12210.1663 |  | 0
2012-03-06 | 0 | 0 | 0 | 0 | -6.6845 | -6.6845 | 1625.6907 | 12160.1662 |  | 0
2012-03-07 | 0 | 0 | 0 | 0 | -6.6845 | -6.6845 | 1619.0062 | 12110.1661 |  | 0
2012-03-08 | 0 | 0 | 0 | 0 | -6.6845 | -6.6845 | 1612.3217 | 12060.1661 |  | 0
2012-03-09 | 0 | 0 | 0 | 0 | -6.6845 | -6.6845 | 1605.6372 | 12010.166 |  | 0
2012-03-10 | 0 | 0 | 0 | 0 | -6.6845 | -6.6845 | 1598.9527 | 11960.166 |  | 0
2012-03-11 | 0 | 0 | 0 | 0 | -6.6845 | -6.6845 | 1592.2682 | 11910.1659 |  | 0
2012-03-12 | 0 | 0 | 0 | 0 | -6.6845 | -6.6845 | 1585.5837 | 11860.1658 |  | 0
2012-03-13 | 0 | 0 | 0 | 0 | -6.6845 | -6.6845 | 1578.8992 | 11810.1658 |  | 0
2012-03-14 | 0 | 0 | 0 | 0 | -6.6845 | -6.6845 | 1572.2147 | 11760.1657 |  | 0
2012-03-15 | 0 | 0 | 0 | 0 | -6.6845 | -6.6845 | 1565.5302 | 11710.1657 |  | 0
2012-03-16 | 0 | 0 | 0 | 0 | -6.6845 | -6.6845 | 1558.8457 | 11660.1656 |  | 0
2012-03-17 | 0 | 0 | 0 | 0 | -6.6845 | -6.6845 | 1552.1612 | 11610.1655 |  | 0
2012-03-18 | 0 | 0 | 0 | 0 | -6.6845 | -6.6845 | 1545.4767 | 11560.1655 |  | 0
2012-03-19 | 0 | 0 | 0 | 0 | -6.6845 | -6.6845 | 1538.7922 | 11510.1654 |  | 0
2012-03-20 | 0 | 0 | 0 | 0 | -6.6845 | -6.6845 | 1532.1077 | 11460.1654 |  | 0
2012-03-21 | 0 | 0 | 0 | 0 | -6.6845 | -6.6845 | 1525.4232 | 11410.1653 |  | 0
2012-03-22 | 0 | 0 | 0 | 0 | -6.6845 | -6.6845 | 1518.7387 | 11360.1652 |  | 0
2012-03-23 | 0 | 0 | 0 | 0 | -6.6845 | -6.6845 | 1512.0542 | 11310.1652 |  | 0
2012-03-24 | 0 | 0 | 0 | 0 | -6.6845 | -6.6845 | 1505.3697 | 11260.1651 |  | 0
2012-03-25 | 0 | 0 | 0 | 0 | -6.6845 | -6.6845 | 1498.6852 | 11210.1651 |  | 0
2012-03-26 | 0 | 0 | 0 | 0 | -6.6845 | -6.6845 | 1492.0007 | 11160.165 |  | 0
2012-03-27 | 0 | 0 | 0 | 0 | -6.6845 | -6.6845 | 1485.3162 | 11110.1649 |  | 0
2012-03-28 | 0 | 0 | 0 | 0 | -6.6845 | -6.6845 | 1478.6317 | 11060.1649 |  | 0
2012-03-29 | 0.0025 | 6.2882 | 3.6551 | 3.6551 | -4.0514 | -4.0514 | 1474.5803 | 11029.8605 |  | 0
2012-03-30 | 0 | 0 | 0 | 0 | -6.6845 | -6.6845 | 1467.8958 | 10979.8605 |  | 0
2012-03-31 | 0 | 0 | 0 | 0 | -6.6845 | -6.6845 | 1461.2113 | 10929.8604 |  | 0
2012-04-01 | 0 | 0 | 0 | 0 | -6.6845 | -6.6845 | 1454.5268 | 10879.8604 |  | 0
2012-04-02 | 0 | 0 | 0 | 0 | -6.6845 | -6.6845 | 1447.8423 | 10829.8603 |  | 0
2012-04-03 | 0 | 0 | 0 | 0 | -6.6845 | -6.6845 | 1441.1578 | 10779.8602 |  | 0
2012-04-04 | 0 | 0 | 0 | 0 | -6.6845 | -6.6845 | 1434.4733 | 10729.8602 |  | 0
2012-04-05 | 0 | 0 | 0 | 0 | -6.6845 | -6.6845 | 1427.7888 | 10679.8601 |  | 0
2012-04-06 | 0 | 0 | 0 | 0 | -6.6845 | -6.6845 | 1421.1043 | 10629.8601 |  | 0
2012-04-07 | 0 | 0 | 0 | 0 | -6.6845 | -6.6845 | 1414.4198 | 10579.86 |  | 0
2012-04-08 | 0 | 0 | 0 | 0 | -6.6845 | -6.6845 | 1407.7353 | 10529.8599 |  | 0
2012-04-09 | 0 | 0 | 0 | 0 | -6.6845 | -6.6845 | 1401.0508 | 10479.8599 |  | 0
2012-04-10 | 0.019167 | 48.2095 | 3.6551 | 3.6551 | 37.87 | 37.87 | 1438.9207 | 10763.1271 |  | 0
2012-04-11 | 0 | 0 | 0 | 0 | -6.6845 | -6.6845 | 1432.2362 | 10713.1271 |  | 0
2012-04-12 | 0 | 0 | 0 | 0 | -6.6845 | -6.6845 | 1425.5517 | 10663.127 |  | 0
2012-04-13 | 0 | 0 | 0 | 0 | -6.6845 | -6.6845 | 1418.8672 | 10613.127 |  | 0
2012-04-14 | 0 | 0 | 0 | 0 | -6.6845 | -6.6845 | 1412.1827 | 10563.1269 |  | 0
2012-04-15 | 0 | 0 | 0 | 0 | -6.6845 | -6.6845 | 1405.4982 | 10513.1268 |  | 0
2012-04-16 | 0 | 0 | 0 | 0 | -6.6845 | -6.6845 | 1398.8137 | 10463.1268 |  | 0
2012-04-17 | 0 | 0 | 0 | 0 | -6.6845 | -6.6845 | 1392.1292 | 10413.1267 |  | 0
2012-04-18 | 0 | 0 | 0 | 0 | -6.6845 | -6.6845 | 1385.4447 | 10363.1267 |  | 0
2012-04-19 | 0 | 0 | 0 | 0 | -6.6845 | -6.6845 | 1378.7602 | 10313.1266 |  | 0
2012-04-20 | 0 | 0 | 0 | 0 | -6.6845 | -6.6845 | 1372.0757 | 10263.1265 |  | 0
2012-04-21 | 0 | 0 | 0 | 0 | -6.6845 | -6.6845 | 1365.3912 | 10213.1265 |  | 0
2012-04-22 | 0 | 0 | 0 | 0 | -6.6845 | -6.6845 | 1358.7067 | 10163.1264 |  | 0
2012-04-23 | 0 | 0 | 0 | 0 | -6.6845 | -6.6845 | 1352.0222 | 10113.1264 |  | 0
2012-04-24 | 0 | 0 | 0 | 0 | -6.6845 | -6.6845 | 1345.3377 | 10063.1263 |  | 0
2012-04-25 | 0 | 0 | 0 | 0 | -6.6845 | -6.6845 | 1338.6532 | 10013.1262 |  | 0
2012-04-26 | 0 | 0 | 0 | 0 | -6.6845 | -6.6845 | 1331.9687 | 9963.1262 |  | 0
2012-04-27 | 0 | 0 | 0 | 0 | -6.6845 | -6.6845 | 1325.2842 | 9913.1261 |  | 0
2012-04-29 | 0 | 0 | 0 | 0 | -6.6845 | -6.6845 | 1318.5997 | 9863.1261 |  | 0
2012-04-30 | 0 | 0 | 0 | 0 | -6.6845 | -6.6845 | 1311.9152 | 9813.126 |  | 0
2012-05-01 | 0 | 0 | 0 | 0 | -6.6845 | -6.6845 | 1305.2307 | 9763.1259 |  | 0
2012-05-02 | 0.00083333 | 2.0961 | 3.6551 | 2.0961 | -6.6845 | -6.6845 | 1298.5462 | 9713.1259 |  | 0
2012-05-03 | 0 | 0 | 0 | 0 | -6.6845 | -6.6845 | 1291.8617 | 9663.1258 |  | 0
2012-05-04 | 0 | 0 | 0 | 0 | -6.6845 | -6.6845 | 1285.1772 | 9613.1258 |  | 0
2012-05-05 | 0 | 0 | 0 | 0 | -6.6845 | -6.6845 | 1278.4927 | 9563.1257 |  | 0
2012-05-06 | 0 | 0 | 0 | 0 | -6.6845 | -6.6845 | 1271.8082 | 9513.1256 |  | 0
2012-05-07 | 0 | 0 | 0 | 0 | -6.6845 | -6.6845 | 1265.1237 | 9463.1256 |  | 0
2012-05-08 | 0.0058333 | 14.6725 | 3.6551 | 3.6551 | 4.3329 | 4.3329 | 1269.4566 | 9495.5356 |  | 0
2012-05-09 | 0.046667 | 117.3797 | 3.6551 | 3.6551 | 107.0402 | 107.0402 | 1376.4968 | 10296.1959 |  | 0
2012-05-10 | 0.0225 | 56.5938 | 3.6551 | 3.6551 | 46.2542 | 46.2542 | 1422.751 | 10642.1775 |  | 0
2012-05-11 | 0.0025 | 6.2882 | 3.6551 | 3.6551 | -4.0514 | -4.0514 | 1418.6996 | 10611.8732 |  | 0
2012-05-12 | 0 | 0 | 0 | 0 | -6.6845 | -6.6845 | 1412.0151 | 10561.8731 |  | 0
2012-05-13 | 0 | 0 | 0 | 0 | -6.6845 | -6.6845 | 1405.3306 | 10511.873 |  | 0
2012-05-14 | 0.013333 | 33.5371 | 3.6551 | 3.6551 | 23.1975 | 23.1975 | 1428.5281 | 10685.3902 |  | 0
2012-05-15 | 0 | 0 | 0 | 0 | -6.6845 | -6.6845 | 1421.8436 | 10635.3902 |  | 0
2012-05-16 | 0 | 0 | 0 | 0 | -6.6845 | -6.6845 | 1415.1591 | 10585.3901 |  | 0
2012-05-17 | 0 | 0 | 0 | 0 | -6.6845 | -6.6845 | 1408.4746 | 10535.3901 |  | 0
2012-05-18 | 0 | 0 | 0 | 0 | -6.6845 | -6.6845 | 1401.7901 | 10485.39 |  | 0
2012-05-19 | 0 | 0 | 0 | 0 | -6.6845 | -6.6845 | 1395.1056 | 10435.3899 |  | 0
2012-05-20 | 0 | 0 | 0 | 0 | -6.6845 | -6.6845 | 1388.4211 | 10385.3899 |  | 0
2012-05-21 | 0.00083333 | 2.0961 | 3.6551 | 2.0961 | -6.6845 | -6.6845 | 1381.7366 | 10335.3898 |  | 0
2012-05-22 | 0 | 0 | 0 | 0 | -6.6845 | -6.6845 | 1375.0521 | 10285.3898 |  | 0
2012-05-23 | 0 | 0 | 0 | 0 | -6.6845 | -6.6845 | 1368.3676 | 10235.3897 |  | 0
2012-05-24 | 0 | 0 | 0 | 0 | -6.6845 | -6.6845 | 1361.6831 | 10185.3896 |  | 0
2012-05-25 | 0 | 0 | 0 | 0 | -6.6845 | -6.6845 | 1354.9986 | 10135.3896 |  | 0
2012-05-26 | 0 | 0 | 0 | 0 | -6.6845 | -6.6845 | 1348.3141 | 10085.3895 |  | 0
2012-05-27 | 0.01 | 25.1528 | 3.6551 | 3.6551 | 14.8132 | 14.8132 | 1363.1273 | 10196.1924 |  | 0
2012-05-28 | 0 | 0 | 0 | 0 | -6.6845 | -6.6845 | 1356.4428 | 10146.1923 |  | 0
2012-05-29 | 0 | 0 | 0 | 0 | -6.6845 | -6.6845 | 1349.7583 | 10096.1923 |  | 0
2012-05-30 | 0 | 0 | 0 | 0 | -6.6845 | -6.6845 | 1343.0738 | 10046.1922 |  | 0
2012-05-31 | 0 | 0 | 0 | 0 | -6.6845 | -6.6845 | 1336.3893 | 9996.1922 |  | 0
2012-06-01 | 0 | 0 | 0 | 0 | -6.6845 | -6.6845 | 1329.7048 | 9946.1921 |  | 0
2012-06-02 | 0 | 0 | 0 | 0 | -6.6845 | -6.6845 | 1323.0203 | 9896.192 |  | 0
2012-06-03 | 0 | 0 | 0 | 0 | -6.6845 | -6.6845 | 1316.3358 | 9846.192 |  | 0
2012-06-04 | 0 | 0 | 0 | 0 | -6.6845 | -6.6845 | 1309.6513 | 9796.1919 |  | 0
2012-06-05 | 0 | 0 | 0 | 0 | -6.6845 | -6.6845 | 1302.9668 | 9746.1919 |  | 0
2012-06-06 | 0 | 0 | 0 | 0 | -6.6845 | -6.6845 | 1296.2823 | 9696.1918 |  | 0
2012-06-07 | 0 | 0 | 0 | 0 | -6.6845 | -6.6845 | 1289.5978 | 9646.1917 |  | 0
2012-06-08 | 0 | 0 | 0 | 0 | -6.6845 | -6.6845 | 1282.9133 | 9596.1917 |  | 0
2012-06-09 | 0 | 0 | 0 | 0 | -6.6845 | -6.6845 | 1276.2288 | 9546.1916 |  | 0
2012-06-10 | 0 | 0 | 0 | 0 | -6.6845 | -6.6845 | 1269.5443 | 9496.1916 |  | 0
2012-06-11 | 0 | 0 | 0 | 0 | -6.6845 | -6.6845 | 1262.8598 | 9446.1915 |  | 0
2012-06-12 | 0 | 0 | 0 | 0 | -6.6845 | -6.6845 | 1256.1753 | 9396.1914 |  | 0
2012-06-13 | 0 | 0 | 0 | 0 | -6.6845 | -6.6845 | 1249.4908 | 9346.1914 |  | 0
2012-06-14 | 0 | 0 | 0 | 0 | -6.6845 | -6.6845 | 1242.8063 | 9296.1913 |  | 0
2012-06-15 | 0.0033333 | 8.3843 | 3.6551 | 3.6551 | -1.9553 | -1.9553 | 1240.851 | 9281.5656 |  | 0
2012-06-16 | 0.00083333 | 2.0961 | 3.6551 | 2.0961 | -6.6845 | -6.6845 | 1234.1665 | 9231.5655 |  | 0
2012-06-17 | 0 | 0 | 0 | 0 | -6.6845 | -6.6845 | 1227.482 | 9181.5655 |  | 0
2012-06-18 | 0 | 0 | 0 | 0 | -6.6845 | -6.6845 | 1220.7975 | 9131.5654 |  | 0
2012-06-19 | 0 | 0 | 0 | 0 | -6.6845 | -6.6845 | 1214.113 | 9081.5653 |  | 0
2012-06-20 | 0 | 0 | 0 | 0 | -6.6845 | -6.6845 | 1207.4285 | 9031.5653 |  | 0
2012-06-21 | 0 | 0 | 0 | 0 | -6.6845 | -6.6845 | 1200.744 | 8981.5652 |  | 0
2012-06-22 | 0 | 0 | 0 | 0 | -6.6845 | -6.6845 | 1194.0595 | 8931.5652 |  | 0
2012-06-23 | 0 | 0 | 0 | 0 | -6.6845 | -6.6845 | 1187.375 | 8881.5651 |  | 0
2012-06-24 | 0 | 0 | 0 | 0 | -6.6845 | -6.6845 | 1180.6905 | 8831.565 |  | 0
2012-06-25 | 0 | 0 | 0 | 0 | -6.6845 | -6.6845 | 1174.006 | 8781.565 |  | 0
2012-06-26 | 0 | 0 | 0 | 0 | -6.6845 | -6.6845 | 1167.3215 | 8731.5649 |  | 0
2012-06-27 | 0 | 0 | 0 | 0 | -6.6845 | -6.6845 | 1160.637 | 8681.5649 |  | 0
2012-06-28 | 0 | 0 | 0 | 0 | -6.6845 | -6.6845 | 1153.9525 | 8631.5648 |  | 0
2012-06-29 | 0 | 0 | 0 | 0 | -6.6845 | -6.6845 | 1147.268 | 8581.5647 |  | 0
2012-06-30 | 0 | 0 | 0 | 0 | -6.6845 | -6.6845 | 1140.5835 | 8531.5647 |  | 0
2012-07-01 | 0 | 0 | 0 | 0 | -6.6845 | -6.6845 | 1133.899 | 8481.5646 |  | 0
2012-07-02 | 0 | 0 | 0 | 0 | -6.6845 | -6.6845 | 1127.2145 | 8431.5646 |  | 0
2012-07-03 | 0.015833 | 39.8253 | 3.6551 | 3.6551 | 29.4857 | 29.4857 | 1156.7002 | 8652.1175 |  | 0
2012-07-04 | 0.010833 | 27.2489 | 3.6551 | 3.6551 | 16.9093 | 16.9093 | 1173.6095 | 8778.5989 |  | 0
2012-07-05 | 0.0058333 | 14.6725 | 3.6551 | 3.6551 | 4.3329 | 4.3329 | 1177.9424 | 8811.0089 |  | 0
2012-07-06 | 0.0016667 | 4.1921 | 3.6551 | 3.6551 | -6.1474 | -6.1474 | 1171.7949 | 8765.026 |  | 0
2012-07-07 | 0.00083333 | 2.0961 | 3.6551 | 2.0961 | -6.6845 | -6.6845 | 1165.1104 | 8715.026 |  | 0
2012-07-08 | 0 | 0 | 0 | 0 | -6.6845 | -6.6845 | 1158.4259 | 8665.0259 |  | 0
2012-07-09 | 0.0016667 | 4.1921 | 3.6551 | 3.6551 | -6.1474 | -6.1474 | 1152.2785 | 8619.043 |  | 0
2012-07-10 | 0 | 0 | 0 | 0 | -6.6845 | -6.6845 | 1145.594 | 8569.043 |  | 0
2012-07-11 | 0.019167 | 48.2095 | 3.6551 | 3.6551 | 37.87 | 37.87 | 1183.4639 | 8852.3102 |  | 0
2012-07-12 | 0 | 0 | 0 | 0 | -6.6845 | -6.6845 | 1176.7794 | 8802.3101 |  | 0
2012-07-13 | 0 | 0 | 0 | 0 | -6.6845 | -6.6845 | 1170.0949 | 8752.3101 |  | 0
2012-07-14 | 0 | 0 | 0 | 0 | -6.6845 | -6.6845 | 1163.4104 | 8702.31 |  | 0
2012-07-15 | 0 | 0 | 0 | 0 | -6.6845 | -6.6845 | 1156.7259 | 8652.31 |  | 0
2012-07-16 | 0 | 0 | 0 | 0 | -6.6845 | -6.6845 | 1150.0414 | 8602.3099 |  | 0
2012-07-17 | 0.0058333 | 14.6725 | 3.6551 | 3.6551 | 4.3329 | 4.3329 | 1154.3743 | 8634.7199 |  | 0
2012-07-18 | 0 | 0 | 0 | 0 | -6.6845 | -6.6845 | 1147.6898 | 8584.7198 |  | 0
2012-07-19 | 0.0091667 | 23.0567 | 3.6551 | 3.6551 | 12.7172 | 12.7172 | 1160.407 | 8679.8441 |  | 0
2012-07-20 | 0.0058333 | 14.6725 | 3.6551 | 3.6551 | 4.3329 | 4.3329 | 1164.7399 | 8712.2541 |  | 0
2012-07-21 | 0 | 0 | 0 | 0 | -6.6845 | -6.6845 | 1158.0554 | 8662.2541 |  | 0
2012-07-22 | 0 | 0 | 0 | 0 | -6.6845 | -6.6845 | 1151.3709 | 8612.254 |  | 0
2012-07-23 | 0 | 0 | 0 | 0 | -6.6845 | -6.6845 | 1144.6864 | 8562.254 |  | 0
2012-07-24 | 0 | 0 | 0 | 0 | -6.6845 | -6.6845 | 1138.0019 | 8512.2539 |  | 0
2012-07-25 | 0 | 0 | 0 | 0 | -6.6845 | -6.6845 | 1131.3174 | 8462.2538 |  | 0
2012-07-26 | 0.01 | 25.1528 | 3.6551 | 3.6551 | 14.8132 | 14.8132 | 1146.1306 | 8573.0567 |  | 0
2012-07-27 | 0.038333 | 96.4191 | 3.6551 | 3.6551 | 86.0795 | 86.0795 | 1232.2101 | 9216.9313 |  | 0
2012-07-28 | 0.005 | 12.5764 | 3.6551 | 3.6551 | 2.2368 | 2.2368 | 1234.4469 | 9233.6627 |  | 0
2012-07-29 | 0 | 0 | 0 | 0 | -6.6845 | -6.6845 | 1227.7624 | 9183.6626 |  | 0
2012-07-30 | 0 | 0 | 0 | 0 | -6.6845 | -6.6845 | 1221.0779 | 9133.6626 |  | 0
2012-07-31 | 0 | 0 | 0 | 0 | -6.6845 | -6.6845 | 1214.3934 | 9083.6625 |  | 0
2012-08-01 | 0 | 0 | 0 | 0 | -6.6845 | -6.6845 | 1207.7089 | 9033.6624 |  | 0
2012-08-02 | 0 | 0 | 0 | 0 | -6.6845 | -6.6845 | 1201.0244 | 8983.6624 |  | 0
2012-08-03 | 0 | 0 | 0 | 0 | -6.6845 | -6.6845 | 1194.3399 | 8933.6623 |  | 0
2012-08-04 | 0 | 0 | 0 | 0 | -6.6845 | -6.6845 | 1187.6554 | 8883.6623 |  | 0
2012-08-05 | 0 | 0 | 0 | 0 | -6.6845 | -6.6845 | 1180.9709 | 8833.6622 |  | 0
2012-08-06 | 0 | 0 | 0 | 0 | -6.6845 | -6.6845 | 1174.2864 | 8783.6621 |  | 0
2012-08-07 | 0 | 0 | 0 | 0 | -6.6845 | -6.6845 | 1167.6019 | 8733.6621 |  | 0
2012-08-08 | 0 | 0 | 0 | 0 | -6.6845 | -6.6845 | 1160.9174 | 8683.662 |  | 0
2012-08-09 | 0 | 0 | 0 | 0 | -6.6845 | -6.6845 | 1154.2329 | 8633.662 |  | 0
2012-08-10 | 0.0033333 | 8.3843 | 3.6551 | 3.6551 | -1.9553 | -1.9553 | 1152.2776 | 8619.0362 |  | 0
2012-08-11 | 0 | 0 | 0 | 0 | -6.6845 | -6.6845 | 1145.5931 | 8569.0362 |  | 0
2012-08-12 | 0 | 0 | 0 | 0 | -6.6845 | -6.6845 | 1138.9086 | 8519.0361 |  | 0
2012-08-13 | 0 | 0 | 0 | 0 | -6.6845 | -6.6845 | 1132.2241 | 8469.036 |  | 0
2012-08-14 | 0.010833 | 27.2489 | 3.6551 | 3.6551 | 16.9093 | 16.9093 | 1149.1334 | 8595.5175 |  | 0
2012-08-15 | 0 | 0 | 0 | 0 | -6.6845 | -6.6845 | 1142.4489 | 8545.5174 |  | 0
2012-08-16 | 0 | 0 | 0 | 0 | -6.6845 | -6.6845 | 1135.7644 | 8495.5174 |  | 0
2012-08-17 | 0.0175 | 44.0174 | 3.6551 | 3.6551 | 33.6778 | 33.6778 | 1169.4422 | 8747.4275 |  | 0
2012-08-18 | 0.038333 | 96.4191 | 3.6551 | 3.6551 | 86.0795 | 86.0795 | 1255.5217 | 9391.302 |  | 0
2012-08-19 | 0.00083333 | 2.0961 | 3.6551 | 2.0961 | -6.6845 | -6.6845 | 1248.8372 | 9341.302 |  | 0
2012-08-20 | 0 | 0 | 0 | 0 | -6.6845 | -6.6845 | 1242.1527 | 9291.3019 |  | 0
2012-08-21 | 0 | 0 | 0 | 0 | -6.6845 | -6.6845 | 1235.4682 | 9241.3019 |  | 0
2012-08-22 | 0 | 0 | 0 | 0 | -6.6845 | -6.6845 | 1228.7837 | 9191.3018 |  | 0
2012-08-23 | 0 | 0 | 0 | 0 | -6.6845 | -6.6845 | 1222.0992 | 9141.3017 |  | 0
2012-08-24 | 0 | 0 | 0 | 0 | -6.6845 | -6.6845 | 1215.4147 | 9091.3017 |  | 0
2012-08-25 | 0.0091667 | 23.0567 | 3.6551 | 3.6551 | 12.7172 | 12.7172 | 1228.1318 | 9186.426 |  | 0
2012-08-26 | 0.035 | 88.0348 | 3.6551 | 3.6551 | 77.6952 | 77.6952 | 1305.827 | 9767.5862 |  | 0
2012-08-27 | 0.016667 | 41.9213 | 3.6551 | 3.6551 | 31.5818 | 31.5818 | 1337.4088 | 10003.8177 |  | 0
2012-08-28 | 0 | 0 | 0 | 0 | -6.6845 | -6.6845 | 1330.7243 | 9953.8177 |  | 0
2012-08-29 | 0 | 0 | 0 | 0 | -6.6845 | -6.6845 | 1324.0398 | 9903.8176 |  | 0
2012-08-30 | 0 | 0 | 0 | 0 | -6.6845 | -6.6845 | 1317.3553 | 9853.8176 |  | 0
2012-08-31 | 0 | 0 | 0 | 0 | -6.6845 | -6.6845 | 1310.6708 | 9803.8175 |  | 0
2012-09-01 | 0 | 0 | 0 | 0 | -6.6845 | -6.6845 | 1303.9863 | 9753.8174 |  | 0
2012-09-02 | 0 | 0 | 0 | 0 | -6.6845 | -6.6845 | 1297.3018 | 9703.8174 |  | 0
2012-09-03 | 0 | 0 | 0 | 0 | -6.6845 | -6.6845 | 1290.6173 | 9653.8173 |  | 0
2012-09-04 | 0.00083333 | 2.0961 | 3.6551 | 2.0961 | -6.6845 | -6.6845 | 1283.9328 | 9603.8173 |  | 0
2012-09-05 | 0 | 0 | 0 | 0 | -6.6845 | -6.6845 | 1277.2483 | 9553.8172 |  | 0
2012-09-06 | 0.0066667 | 16.7685 | 3.6551 | 3.6551 | 6.429 | 6.429 | 1283.6772 | 9601.9058 |  | 0
2012-09-07 | 0 | 0 | 0 | 0 | -6.6845 | -6.6845 | 1276.9927 | 9551.9057 |  | 0
2012-09-08 | 0 | 0 | 0 | 0 | -6.6845 | -6.6845 | 1270.3082 | 9501.9056 |  | 0
2012-09-09 | 0 | 0 | 0 | 0 | -6.6845 | -6.6845 | 1263.6237 | 9451.9056 |  | 0
2012-09-10 | 0 | 0 | 0 | 0 | -6.6845 | -6.6845 | 1256.9392 | 9401.9055 |  | 0
2012-09-11 | 0 | 0 | 0 | 0 | -6.6845 | -6.6845 | 1250.2547 | 9351.9055 |  | 0
2012-09-12 | 0 | 0 | 0 | 0 | -6.6845 | -6.6845 | 1243.5702 | 9301.9054 |  | 0
2012-09-13 | 0.01 | 25.1528 | 3.6551 | 3.6551 | 14.8132 | 14.8132 | 1258.3835 | 9412.7083 |  | 0
2012-09-14 | 0 | 0 | 0 | 0 | -6.6845 | -6.6845 | 1251.699 | 9362.7082 |  | 0
2012-09-15 | 0.045833 | 115.2837 | 3.6551 | 3.6551 | 104.9441 | 104.9441 | 1356.643 | 10147.69 |  | 0
2012-09-16 | 0 | 0 | 0 | 0 | -6.6845 | -6.6845 | 1349.9585 | 10097.6899 |  | 0
2012-09-17 | 0 | 0 | 0 | 0 | -6.6845 | -6.6845 | 1343.274 | 10047.6899 |  | 0
2012-09-18 | 0 | 0 | 0 | 0 | -6.6845 | -6.6845 | 1336.5895 | 9997.6898 |  | 0
2012-09-19 | 0 | 0 | 0 | 0 | -6.6845 | -6.6845 | 1329.905 | 9947.6898 |  | 0
2012-09-20 | 0 | 0 | 0 | 0 | -6.6845 | -6.6845 | 1323.2205 | 9897.6897 |  | 0
2012-09-21 | 0 | 0 | 0 | 0 | -6.6845 | -6.6845 | 1316.536 | 9847.6896 |  | 0
2012-09-22 | 0 | 0 | 0 | 0 | -6.6845 | -6.6845 | 1309.8515 | 9797.6896 |  | 0
2012-09-23 | 0 | 0 | 0 | 0 | -6.6845 | -6.6845 | 1303.167 | 9747.6895 |  | 0
2012-09-24 | 0 | 0 | 0 | 0 | -6.6845 | -6.6845 | 1296.4825 | 9697.6895 |  | 0
2012-09-25 | 0 | 0 | 0 | 0 | -6.6845 | -6.6845 | 1289.798 | 9647.6894 |  | 0
2012-09-26 | 0 | 0 | 0 | 0 | -6.6845 | -6.6845 | 1283.1135 | 9597.6893 |  | 0
2012-09-27 | 0 | 0 | 0 | 0 | -6.6845 | -6.6845 | 1276.429 | 9547.6893 |  | 0
2012-09-28 | 0.1 | 251.528 | 3.6551 | 3.6551 | 241.1884 | 241.1884 | 1517.6175 | 11351.7787 |  | 0
2012-09-29 | 0.025 | 62.882 | 3.6551 | 3.6551 | 52.5424 | 52.5424 | 1570.1599 | 11744.796 |  | 0
2012-09-30 | 0 | 0 | 0 | 0 | -6.6845 | -6.6845 | 1563.4754 | 11694.7959 |  | 0
2012-10-01 | 0.00083333 | 2.0961 | 3.6551 | 2.0961 | -6.6845 | -6.6845 | 1556.7909 | 11644.7958 |  | 0
2012-10-02 | 0 | 0 | 0 | 0 | -6.6845 | -6.6845 | 1550.1064 | 11594.7958 |  | 0
2012-10-03 | 0 | 0 | 0 | 0 | -6.6845 | -6.6845 | 1543.4219 | 11544.7957 |  | 0
2012-10-04 | 0 | 0 | 0 | 0 | -6.6845 | -6.6845 | 1536.7374 | 11494.7957 |  | 0
2012-10-05 | 0 | 0 | 0 | 0 | -6.6845 | -6.6845 | 1530.0529 | 11444.7956 |  | 0
2012-10-06 | 0 | 0 | 0 | 0 | -6.6845 | -6.6845 | 1523.3684 | 11394.7955 |  | 0
2012-10-07 | 0 | 0 | 0 | 0 | -6.6845 | -6.6845 | 1516.6839 | 11344.7955 |  | 0
2012-10-08 | 0 | 0 | 0 | 0 | -6.6845 | -6.6845 | 1509.9994 | 11294.7954 |  | 0
2012-10-09 | 0 | 0 | 0 | 0 | -6.6845 | -6.6845 | 1503.3149 | 11244.7954 |  | 0
2012-10-10 | 0 | 0 | 0 | 0 | -6.6845 | -6.6845 | 1496.6304 | 11194.7953 |  | 0
2012-10-11 | 0 | 0 | 0 | 0 | -6.6845 | -6.6845 | 1489.9459 | 11144.7952 |  | 0
2012-10-12 | 0 | 0 | 0 | 0 | -6.6845 | -6.6845 | 1483.2614 | 11094.7952 |  | 0
2012-10-13 | 0.0025 | 6.2882 | 3.6551 | 3.6551 | -4.0514 | -4.0514 | 1479.21 | 11064.4909 |  | 0
2012-10-14 | 0 | 0 | 0 | 0 | -6.6845 | -6.6845 | 1472.5255 | 11014.4908 |  | 0
2012-10-15 | 0 | 0 | 0 | 0 | -6.6845 | -6.6845 | 1465.841 | 10964.4907 |  | 0
2012-10-16 | 0 | 0 | 0 | 0 | -6.6845 | -6.6845 | 1459.1565 | 10914.4907 |  | 0
2012-10-17 | 0 | 0 | 0 | 0 | -6.6845 | -6.6845 | 1452.472 | 10864.4906 |  | 0
2012-10-18 | 0 | 0 | 0 | 0 | -6.6845 | -6.6845 | 1445.7875 | 10814.4906 |  | 0
2012-10-19 | 0 | 0 | 0 | 0 | -6.6845 | -6.6845 | 1439.103 | 10764.4905 |  | 0
2012-10-20 | 0 | 0 | 0 | 0 | -6.6845 | -6.6845 | 1432.4185 | 10714.4904 |  | 0
2012-10-21 | 0 | 0 | 0 | 0 | -6.6845 | -6.6845 | 1425.734 | 10664.4904 |  | 0
2012-10-22 | 0 | 0 | 0 | 0 | -6.6845 | -6.6845 | 1419.0495 | 10614.4903 |  | 0
2012-10-23 | 0 | 0 | 0 | 0 | -6.6845 | -6.6845 | 1412.365 | 10564.4903 |  | 0
2012-10-24 | 0 | 0 | 0 | 0 | -6.6845 | -6.6845 | 1405.6805 | 10514.4902 |  | 0
2012-10-25 | 0 | 0 | 0 | 0 | -6.6845 | -6.6845 | 1398.996 | 10464.4901 |  | 0
2012-10-26 | 0 | 0 | 0 | 0 | -6.6845 | -6.6845 | 1392.3115 | 10414.4901 |  | 0
2012-10-27 | 0 | 0 | 0 | 0 | -6.6845 | -6.6845 | 1385.627 | 10364.49 |  | 0
2012-10-28 | 0 | 0 | 0 | 0 | -6.6845 | -6.6845 | 1378.9425 | 10314.49 |  | 0
2012-10-29 | 0 | 0 | 0 | 0 | -6.6845 | -6.6845 | 1372.258 | 10264.4899 |  | 0
2012-10-30 | 0 | 0 | 0 | 0 | -6.6845 | -6.6845 | 1365.5735 | 10214.4898 |  | 0
2012-10-31 | 0 | 0 | 0 | 0 | -6.6845 | -6.6845 | 1358.889 | 10164.4898 |  | 0
2012-11-01 | 0 | 0 | 0 | 0 | -6.6845 | -6.6845 | 1352.2045 | 10114.4897 |  | 0
2012-11-02 | 0 | 0 | 0 | 0 | -6.6845 | -6.6845 | 1345.52 | 10064.4897 |  | 0
2012-11-03 | 0.0033333 | 8.3843 | 3.6551 | 3.6551 | -1.9553 | -1.9553 | 1343.5647 | 10049.8639 |  | 0
2012-11-04 | 0 | 0 | 0 | 0 | -6.6845 | -6.6845 | 1336.8802 | 9999.8638 |  | 0
2012-11-05 | 0 | 0 | 0 | 0 | -6.6845 | -6.6845 | 1330.1957 | 9949.8638 |  | 0
2012-11-06 | 0 | 0 | 0 | 0 | -6.6845 | -6.6845 | 1323.5112 | 9899.8637 |  | 0
2012-11-07 | 0 | 0 | 0 | 0 | -6.6845 | -6.6845 | 1316.8267 | 9849.8637 |  | 0
2012-11-08 | 0 | 0 | 0 | 0 | -6.6845 | -6.6845 | 1310.1422 | 9799.8636 |  | 0
2012-11-09 | 0 | 0 | 0 | 0 | -6.6845 | -6.6845 | 1303.4577 | 9749.8635 |  | 0
2012-11-10 | 0 | 0 | 0 | 0 | -6.6845 | -6.6845 | 1296.7732 | 9699.8635 |  | 0
2012-11-11 | 0 | 0 | 0 | 0 | -6.6845 | -6.6845 | 1290.0887 | 9649.8634 |  | 0
2012-11-12 | 0 | 0 | 0 | 0 | -6.6845 | -6.6845 | 1283.4042 | 9599.8634 |  | 0
2012-11-13 | 0 | 0 | 0 | 0 | -6.6845 | -6.6845 | 1276.7197 | 9549.8633 |  | 0
2012-11-14 | 0 | 0 | 0 | 0 | -6.6845 | -6.6845 | 1270.0352 | 9499.8632 |  | 0
2012-11-15 | 0 | 0 | 0 | 0 | -6.6845 | -6.6845 | 1263.3507 | 9449.8632 |  | 0
2012-11-16 | 0 | 0 | 0 | 0 | -6.6845 | -6.6845 | 1256.6662 | 9399.8631 |  | 0
2012-11-17 | 0 | 0 | 0 | 0 | -6.6845 | -6.6845 | 1249.9817 | 9349.8631 |  | 0
2012-11-18 | 0 | 0 | 0 | 0 | -6.6845 | -6.6845 | 1243.2972 | 9299.863 |  | 0
2012-11-19 | 0 | 0 | 0 | 0 | -6.6845 | -6.6845 | 1236.6127 | 9249.8629 |  | 0
2012-11-20 | 0 | 0 | 0 | 0 | -6.6845 | -6.6845 | 1229.9282 | 9199.8629 |  | 0
2012-11-21 | 0 | 0 | 0 | 0 | -6.6845 | -6.6845 | 1223.2437 | 9149.8628 |  | 0
2012-11-22 | 0.0058333 | 14.6725 | 3.6551 | 3.6551 | 4.3329 | 4.3329 | 1227.5766 | 9182.2728 |  | 0
2012-11-23 | 0 | 0 | 0 | 0 | -6.6845 | -6.6845 | 1220.8921 | 9132.2728 |  | 0
2012-11-24 | 0 | 0 | 0 | 0 | -6.6845 | -6.6845 | 1214.2076 | 9082.2727 |  | 0
2012-11-25 | 0 | 0 | 0 | 0 | -6.6845 | -6.6845 | 1207.5231 | 9032.2726 |  | 0
2012-11-26 | 0 | 0 | 0 | 0 | -6.6845 | -6.6845 | 1200.8386 | 8982.2726 |  | 0
2012-11-27 | 0 | 0 | 0 | 0 | -6.6845 | -6.6845 | 1194.1541 | 8932.2725 |  | 0
2012-11-28 | 0 | 0 | 0 | 0 | -6.6845 | -6.6845 | 1187.4696 | 8882.2725 |  | 0
2012-11-29 | 0 | 0 | 0 | 0 | -6.6845 | -6.6845 | 1180.7851 | 8832.2724 |  | 0
2012-11-30 | 0 | 0 | 0 | 0 | -6.6845 | -6.6845 | 1174.1006 | 8782.2723 |  | 0
2012-12-01 | 0 | 0 | 0 | 0 | -6.6845 | -6.6845 | 1167.4161 | 8732.2723 |  | 0
2012-12-02 | 0 | 0 | 0 | 0 | -6.6845 | -6.6845 | 1160.7316 | 8682.2722 |  | 0
2012-12-03 | 0 | 0 | 0 | 0 | -6.6845 | -6.6845 | 1154.0471 | 8632.2722 |  | 0
2012-12-04 | 0 | 0 | 0 | 0 | -6.6845 | -6.6845 | 1147.3626 | 8582.2721 |  | 0
2012-12-05 | 0 | 0 | 0 | 0 | -6.6845 | -6.6845 | 1140.6781 | 8532.272 |  | 0
2012-12-06 | 0 | 0 | 0 | 0 | -6.6845 | -6.6845 | 1133.9936 | 8482.272 |  | 0
2012-12-07 | 0 | 0 | 0 | 0 | -6.6845 | -6.6845 | 1127.3091 | 8432.2719 |  | 0
2012-12-08 | 0 | 0 | 0 | 0 | -6.6845 | -6.6845 | 1120.6246 | 8382.2719 |  | 0
2012-12-09 | 0 | 0 | 0 | 0 | -6.6845 | -6.6845 | 1113.9401 | 8332.2718 |  | 0
2012-12-10 | 0 | 0 | 0 | 0 | -6.6845 | -6.6845 | 1107.2556 | 8282.2717 |  | 0
2012-12-11 | 0 | 0 | 0 | 0 | -6.6845 | -6.6845 | 1100.5711 | 8232.2717 |  | 0
2012-12-12 | 0 | 0 | 0 | 0 | -6.6845 | -6.6845 | 1093.8866 | 8182.2716 |  | 0
2012-12-13 | 0 | 0 | 0 | 0 | -6.6845 | -6.6845 | 1087.2021 | 8132.2716 |  | 0
2012-12-14 | 0 | 0 | 0 | 0 | -6.6845 | -6.6845 | 1080.5176 | 8082.2715 |  | 0
2012-12-15 | 0 | 0 | 0 | 0 | -6.6845 | -6.6845 | 1073.8331 | 8032.2714 |  | 0
2012-12-16 | 0 | 0 | 0 | 0 | -6.6845 | -6.6845 | 1067.1486 | 7982.2714 |  | 0
2012-12-17 | 0 | 0 | 0 | 0 | -6.6845 | -6.6845 | 1060.4641 | 7932.2713 |  | 0
2012-12-18 | 0 | 0 | 0 | 0 | -6.6845 | -6.6845 | 1053.7796 | 7882.2713 |  | 0
2012-12-19 | 0 | 0 | 0 | 0 | -6.6845 | -6.6845 | 1047.0951 | 7832.2712 |  | 0
2012-12-20 | 0 | 0 | 0 | 0 | -6.6845 | -6.6845 | 1040.4106 | 7782.2711 |  | 0
2012-12-21 | 0 | 0 | 0 | 0 | -6.6845 | -6.6845 | 1033.7261 | 7732.2711 |  | 0
2012-12-22 | 0 | 0 | 0 | 0 | -6.6845 | -6.6845 | 1027.0416 | 7682.271 |  | 0
2012-12-23 | 0 | 0 | 0 | 0 | -6.6845 | -6.6845 | 1020.3571 | 7632.271 |  | 0
2012-12-24 | 0 | 0 | 0 | 0 | -6.6845 | -6.6845 | 1013.6726 | 7582.2709 |  | 0
2012-12-25 | 0 | 0 | 0 | 0 | -6.6845 | -6.6845 | 1006.9881 | 7532.2708 |  | 0
2012-12-26 | 0 | 0 | 0 | 0 | -6.6845 | -6.6845 | 1000.3036 | 7482.2708 |  | 0
2012-12-27 | 0 | 0 | 0 | 0 | -6.6845 | -6.6845 | 993.6191 | 7432.2707 |  | 0
2012-12-28 | 0 | 0 | 0 | 0 | -6.6845 | -6.6845 | 986.9346 | 7382.2707 |  | 0
2012-12-29 | 0 | 0 | 0 | 0 | -6.6845 | -6.6845 | 980.2501 | 7332.2706 |  | 0
2012-12-30 | 0 | 0 | 0 | 0 | -6.6845 | -6.6845 | 973.5656 | 7282.2705 |  | 0
2012-12-31 | 0 | 0 | 0 | 0 | -6.6845 | -6.6845 | 966.8811 | 7232.2705 |  | 0
2013-01-01 | 0 | 0 | 0 | 0 | -6.6845 | -6.6845 | 960.1966 | 7182.2704 |  | 0
2013-01-02 | 0 | 0 | 0 | 0 | -6.6845 | -6.6845 | 953.5121 | 7132.2704 |  | 0
2013-01-03 | 0 | 0 | 0 | 0 | -6.6845 | -6.6845 | 946.8276 | 7082.2703 |  | 0
2013-01-04 | 0.024167 | 60.7859 | 3.6551 | 3.6551 | 50.4464 | 50.4464 | 997.2739 | 7459.609 |  | 0
2013-01-05 | 0 | 0 | 0 | 0 | -6.6845 | -6.6845 | 990.5894 | 7409.609 |  | 0
2013-01-06 | 0 | 0 | 0 | 0 | -6.6845 | -6.6845 | 983.9049 | 7359.6089 |  | 0
2013-01-07 | 0 | 0 | 0 | 0 | -6.6845 | -6.6845 | 977.2204 | 7309.6088 |  | 0
2013-01-08 | 0 | 0 | 0 | 0 | -6.6845 | -6.6845 | 970.5359 | 7259.6088 |  | 0
2013-01-09 | 0.0625 | 157.205 | 3.6551 | 3.6551 | 146.8654 | 146.8654 | 1117.4014 | 8358.1621 |  | 0
2013-01-10 | 0.016667 | 41.9213 | 3.6551 | 3.6551 | 31.5818 | 31.5818 | 1148.9831 | 8594.3936 |  | 0
2013-01-11 | 0 | 0 | 0 | 0 | -6.6845 | -6.6845 | 1142.2986 | 8544.3936 |  | 0
2013-01-12 | 0 | 0 | 0 | 0 | -6.6845 | -6.6845 | 1135.6141 | 8494.3935 |  | 0
2013-01-13 | 0 | 0 | 0 | 0 | -6.6845 | -6.6845 | 1128.9296 | 8444.3935 |  | 0
2013-01-14 | 0 | 0 | 0 | 0 | -6.6845 | -6.6845 | 1122.2451 | 8394.3934 |  | 0
2013-01-15 | 0 | 0 | 0 | 0 | -6.6845 | -6.6845 | 1115.5606 | 8344.3933 |  | 0
2013-01-16 | 0 | 0 | 0 | 0 | -6.6845 | -6.6845 | 1108.8761 | 8294.3933 |  | 0
2013-01-17 | 0 | 0 | 0 | 0 | -6.6845 | -6.6845 | 1102.1916 | 8244.3932 |  | 0
2013-01-18 | 0 | 0 | 0 | 0 | -6.6845 | -6.6845 | 1095.5071 | 8194.3932 |  | 0
2013-01-19 | 0 | 0 | 0 | 0 | -6.6845 | -6.6845 | 1088.8226 | 8144.3931 |  | 0
2013-01-20 | 0 | 0 | 0 | 0 | -6.6845 | -6.6845 | 1082.1381 | 8094.393 |  | 0
2013-01-21 | 0 | 0 | 0 | 0 | -6.6845 | -6.6845 | 1075.4536 | 8044.393 |  | 0
2013-01-22 | 0 | 0 | 0 | 0 | -6.6845 | -6.6845 | 1068.7691 | 7994.3929 |  | 0
2013-01-23 | 0 | 0 | 0 | 0 | -6.6845 | -6.6845 | 1062.0846 | 7944.3929 |  | 0
2013-01-24 | 0 | 0 | 0 | 0 | -6.6845 | -6.6845 | 1055.4001 | 7894.3928 |  | 0
2013-01-25 | 0 | 0 | 0 | 0 | -6.6845 | -6.6845 | 1048.7156 | 7844.3927 |  | 0
2013-01-26 | 0 | 0 | 0 | 0 | -6.6845 | -6.6845 | 1042.0311 | 7794.3927 |  | 0
2013-01-27 | 0 | 0 | 0 | 0 | -6.6845 | -6.6845 | 1035.3466 | 7744.3926 |  | 0
2013-01-28 | 0 | 0 | 0 | 0 | -6.6845 | -6.6845 | 1028.6621 | 7694.3926 |  | 0
2013-01-29 | 0 | 0 | 0 | 0 | -6.6845 | -6.6845 | 1021.9776 | 7644.3925 |  | 0
2013-01-30 | 0 | 0 | 0 | 0 | -6.6845 | -6.6845 | 1015.2931 | 7594.3924 |  | 0
2013-01-31 | 0 | 0 | 0 | 0 | -6.6845 | -6.6845 | 1008.6086 | 7544.3924 |  | 0
2013-02-01 | 0 | 0 | 0 | 0 | -6.6845 | -6.6845 | 1001.9241 | 7494.3923 |  | 0
2013-02-02 | 0 | 0 | 0 | 0 | -6.6845 | -6.6845 | 995.2396 | 7444.3923 |  | 0
2013-02-03 | 0 | 0 | 0 | 0 | -6.6845 | -6.6845 | 988.5551 | 7394.3922 |  | 0
2013-02-04 | 0 | 0 | 0 | 0 | -6.6845 | -6.6845 | 981.8706 | 7344.3921 |  | 0
2013-02-05 | 0 | 0 | 0 | 0 | -6.6845 | -6.6845 | 975.1861 | 7294.3921 |  | 0
2013-02-06 | 0 | 0 | 0 | 0 | -6.6845 | -6.6845 | 968.5016 | 7244.392 |  | 0
2013-02-07 | 0 | 0 | 0 | 0 | -6.6845 | -6.6845 | 961.8171 | 7194.392 |  | 0
2013-02-08 | 0 | 0 | 0 | 0 | -6.6845 | -6.6845 | 955.1326 | 7144.3919 |  | 0
2013-02-09 | 0 | 0 | 0 | 0 | -6.6845 | -6.6845 | 948.4481 | 7094.3918 |  | 0
2013-02-10 | 0 | 0 | 0 | 0 | -6.6845 | -6.6845 | 941.7636 | 7044.3918 |  | 0
2013-02-11 | 0 | 0 | 0 | 0 | -6.6845 | -6.6845 | 935.0791 | 6994.3917 |  | 0
2013-02-12 | 0 | 0 | 0 | 0 | -6.6845 | -6.6845 | 928.3946 | 6944.3917 |  | 0
2013-02-13 | 0 | 0 | 0 | 0 | -6.6845 | -6.6845 | 921.7101 | 6894.3916 |  | 0
2013-02-14 | 0 | 0 | 0 | 0 | -6.6845 | -6.6845 | 915.0256 | 6844.3915 |  | 0
2013-02-15 | 0 | 0 | 0 | 0 | -6.6845 | -6.6845 | 908.3411 | 6794.3915 |  | 0
2013-02-16 | 0 | 0 | 0 | 0 | -6.6845 | -6.6845 | 901.6566 | 6744.3914 |  | 0
2013-02-17 | 0 | 0 | 0 | 0 | -6.6845 | -6.6845 | 894.9721 | 6694.3914 |  | 0
2013-02-18 | 0 | 0 | 0 | 0 | -6.6845 | -6.6845 | 888.2876 | 6644.3913 |  | 0
2013-02-19 | 0 | 0 | 0 | 0 | -6.6845 | -6.6845 | 881.6031 | 6594.3912 |  | 0
2013-02-20 | 0 | 0 | 0 | 0 | -6.6845 | -6.6845 | 874.9186 | 6544.3912 |  | 0
2013-02-21 | 0 | 0 | 0 | 0 | -6.6845 | -6.6845 | 868.2341 | 6494.3911 |  | 0
2013-02-22 | 0 | 0 | 0 | 0 | -6.6845 | -6.6845 | 861.5496 | 6444.3911 |  | 0
2013-02-23 | 0 | 0 | 0 | 0 | -6.6845 | -6.6845 | 854.8651 | 6394.391 |  | 0
2013-02-24 | 0 | 0 | 0 | 0 | -6.6845 | -6.6845 | 848.1806 | 6344.3909 |  | 0
2013-02-25 | 0 | 0 | 0 | 0 | -6.6845 | -6.6845 | 841.4961 | 6294.3909 |  | 0
2013-02-26 | 0 | 0 | 0 | 0 | -6.6845 | -6.6845 | 834.8116 | 6244.3908 |  | 0
2013-02-27 | 0 | 0 | 0 | 0 | -6.6845 | -6.6845 | 828.1271 | 6194.3908 |  | 0
2013-02-28 | 0 | 0 | 0 | 0 | -6.6845 | -6.6845 | 821.4426 | 6144.3907 |  | 0
2013-03-01 | 0 | 0 | 0 | 0 | -6.6845 | -6.6845 | 814.7581 | 6094.3906 |  | 0
2013-03-02 | 0 | 0 | 0 | 0 | -6.6845 | -6.6845 | 808.0736 | 6044.3906 |  | 0
2013-03-03 | 0 | 0 | 0 | 0 | -6.6845 | -6.6845 | 801.3891 | 5994.3905 |  | 0
2013-03-04 | 0 | 0 | 0 | 0 | -6.6845 | -6.6845 | 794.7046 | 5944.3905 |  | 0
2013-03-05 | 0 | 0 | 0 | 0 | -6.6845 | -6.6845 | 788.0201 | 5894.3904 |  | 0
2013-03-06 | 0 | 0 | 0 | 0 | -6.6845 | -6.6845 | 781.3356 | 5844.3903 |  | 0
2013-03-07 | 0 | 0 | 0 | 0 | -6.6845 | -6.6845 | 774.6511 | 5794.3903 |  | 0
2013-03-08 | 0 | 0 | 0 | 0 | -6.6845 | -6.6845 | 767.9666 | 5744.3902 |  | 0
2013-03-09 | 0 | 0 | 0 | 0 | -6.6845 | -6.6845 | 761.2821 | 5694.3902 |  | 0
2013-03-10 | 0 | 0 | 0 | 0 | -6.6845 | -6.6845 | 754.5976 | 5644.3901 |  | 0
2013-03-11 | 0 | 0 | 0 | 0 | -6.6845 | -6.6845 | 747.9131 | 5594.39 |  | 0
2013-03-12 | 0 | 0 | 0 | 0 | -6.6845 | -6.6845 | 741.2286 | 5544.39 |  | 0
2013-03-13 | 0 | 0 | 0 | 0 | -6.6845 | -6.6845 | 734.5441 | 5494.3899 |  | 0
2013-03-14 | 0 | 0 | 0 | 0 | -6.6845 | -6.6845 | 727.8596 | 5444.3899 |  | 0
2013-03-15 | 0 | 0 | 0 | 0 | -6.6845 | -6.6845 | 721.1751 | 5394.3898 |  | 0
2013-03-16 | 0 | 0 | 0 | 0 | -6.6845 | -6.6845 | 714.4906 | 5344.3897 |  | 0
2013-03-17 | 0 | 0 | 0 | 0 | -6.6845 | -6.6845 | 707.8061 | 5294.3897 |  | 0
2013-03-18 | 0 | 0 | 0 | 0 | -6.6845 | -6.6845 | 701.1216 | 5244.3896 |  | 0
2013-03-19 | 0 | 0 | 0 | 0 | -6.6845 | -6.6845 | 694.4371 | 5194.3896 |  | 0
2013-03-20 | 0 | 0 | 0 | 0 | -6.6845 | -6.6845 | 687.7526 | 5144.3895 |  | 0
2013-03-21 | 0 | 0 | 0 | 0 | -6.6845 | -6.6845 | 681.0681 | 5094.3894 |  | 0
2013-03-22 | 0 | 0 | 0 | 0 | -6.6845 | -6.6845 | 674.3836 | 5044.3894 |  | 0
2013-03-23 | 0 | 0 | 0 | 0 | -6.6845 | -6.6845 | 667.6991 | 4994.3893 |  | 0
2013-03-24 | 0 | 0 | 0 | 0 | -6.6845 | -6.6845 | 661.0146 | 4944.3893 |  | 0
2013-03-25 | 0 | 0 | 0 | 0 | -6.6845 | -6.6845 | 654.3301 | 4894.3892 |  | 0
2013-03-26 | 0 | 0 | 0 | 0 | -6.6845 | -6.6845 | 647.6456 | 4844.3891 |  | 0
2013-03-27 | 0 | 0 | 0 | 0 | -6.6845 | -6.6845 | 640.9611 | 4794.3891 |  | 0
2013-03-28 | 0 | 0 | 0 | 0 | -6.6845 | -6.6845 | 634.2766 | 4744.389 |  | 0
2013-03-29 | 0 | 0 | 0 | 0 | -6.6845 | -6.6845 | 627.5921 | 4694.389 |  | 0
2013-03-30 | 0 | 0 | 0 | 0 | -6.6845 | -6.6845 | 620.9076 | 4644.3889 |  | 0
2013-03-31 | 0 | 0 | 0 | 0 | -6.6845 | -6.6845 | 614.2231 | 4594.3888 |  | 0
2013-04-01 | 0 | 0 | 0 | 0 | -6.6845 | -6.6845 | 607.5386 | 4544.3888 |  | 0
2013-04-02 | 0.00083333 | 2.0961 | 3.6551 | 2.0961 | -6.6845 | -6.6845 | 600.8541 | 4494.3887 |  | 0
2013-04-03 | 0 | 0 | 0 | 0 | -6.6845 | -6.6845 | 594.1696 | 4444.3887 |  | 0
2013-04-04 | 0 | 0 | 0 | 0 | -6.6845 | -6.6845 | 587.4851 | 4394.3886 |  | 0
2013-04-05 | 0 | 0 | 0 | 0 | -6.6845 | -6.6845 | 580.8006 | 4344.3885 |  | 0
2013-04-06 | 0 | 0 | 0 | 0 | -6.6845 | -6.6845 | 574.1161 | 4294.3885 |  | 0
2013-04-07 | 0 | 0 | 0 | 0 | -6.6845 | -6.6845 | 567.4316 | 4244.3884 |  | 0
2013-04-08 | 0 | 0 | 0 | 0 | -6.6845 | -6.6845 | 560.7471 | 4194.3884 |  | 0
2013-04-09 | 0 | 0 | 0 | 0 | -6.6845 | -6.6845 | 554.0626 | 4144.3883 |  | 0
2013-04-10 | 0.0016667 | 4.1921 | 3.6551 | 3.6551 | -6.1474 | -6.1474 | 547.9152 | 4098.4054 |  | 0
2013-04-11 | 0 | 0 | 0 | 0 | -6.6845 | -6.6845 | 541.2307 | 4048.4053 |  | 0
2013-04-12 | 0 | 0 | 0 | 0 | -6.6845 | -6.6845 | 534.5462 | 3998.4053 |  | 0
2013-04-13 | 0 | 0 | 0 | 0 | -6.6845 | -6.6845 | 527.8617 | 3948.4052 |  | 0
2013-04-14 | 0 | 0 | 0 | 0 | -6.6845 | -6.6845 | 521.1772 | 3898.4051 |  | 0
2013-04-15 | 0 | 0 | 0 | 0 | -6.6845 | -6.6845 | 514.4927 | 3848.4051 |  | 0
2013-04-16 | 0 | 0 | 0 | 0 | -6.6845 | -6.6845 | 507.8082 | 3798.405 |  | 0
2013-04-17 | 0 | 0 | 0 | 0 | -6.6845 | -6.6845 | 501.1237 | 3748.405 |  | 0
2013-04-18 | 0 | 0 | 0 | 0 | -6.6845 | -6.6845 | 494.4392 | 3698.4049 |  | 0
2013-04-19 | 0 | 0 | 0 | 0 | -6.6845 | -6.6845 | 487.7547 | 3648.4048 |  | 0
2013-04-20 | 0 | 0 | 0 | 0 | -6.6845 | -6.6845 | 481.0702 | 3598.4048 |  | 0
2013-04-21 | 0 | 0 | 0 | 0 | -6.6845 | -6.6845 | 474.3857 | 3548.4047 |  | 0
2013-04-22 | 0 | 0 | 0 | 0 | -6.6845 | -6.6845 | 467.7012 | 3498.4047 |  | 0
2013-04-23 | 0 | 0 | 0 | 0 | -6.6845 | -6.6845 | 461.0167 | 3448.4046 |  | 0
2013-04-24 | 0 | 0 | 0 | 0 | -6.6845 | -6.6845 | 454.3322 | 3398.4045 |  | 0
2013-04-25 | 0 | 0 | 0 | 0 | -6.6845 | -6.6845 | 447.6477 | 3348.4045 |  | 0
2013-04-26 | 0 | 0 | 0 | 0 | -6.6845 | -6.6845 | 440.9632 | 3298.4044 |  | 0
2013-04-27 | 0 | 0 | 0 | 0 | -6.6845 | -6.6845 | 434.2787 | 3248.4044 |  | 0
2013-04-28 | 0.005 | 12.5764 | 3.6551 | 3.6551 | 2.2368 | 2.2368 | 436.5155 | 3265.1358 |  | 0
2013-04-29 | 0 | 0 | 0 | 0 | -6.6845 | -6.6845 | 429.831 | 3215.1357 |  | 0
2013-04-30 | 0 | 0 | 0 | 0 | -6.6845 | -6.6845 | 423.1465 | 3165.1357 |  | 0
2013-05-01 | 0 | 0 | 0 | 0 | -6.6845 | -6.6845 | 416.462 | 3115.1356 |  | 0
2013-05-02 | 0 | 0 | 0 | 0 | -6.6845 | -6.6845 | 409.7775 | 3065.1355 |  | 0
2013-05-03 | 0 | 0 | 0 | 0 | -6.6845 | -6.6845 | 403.093 | 3015.1355 |  | 0
2013-05-04 | 0 | 0 | 0 | 0 | -6.6845 | -6.6845 | 396.4085 | 2965.1354 |  | 0
2013-05-05 | 0 | 0 | 0 | 0 | -6.6845 | -6.6845 | 389.724 | 2915.1354 |  | 0
2013-05-06 | 0 | 0 | 0 | 0 | -6.6845 | -6.6845 | 383.0395 | 2865.1353 |  | 0
2013-05-07 | 0 | 0 | 0 | 0 | -6.6845 | -6.6845 | 376.355 | 2815.1352 |  | 0
2013-05-08 | 0 | 0 | 0 | 0 | -6.6845 | -6.6845 | 369.6705 | 2765.1352 |  | 0
2013-05-09 | 0 | 0 | 0 | 0 | -6.6845 | -6.6845 | 362.986 | 2715.1351 |  | 0
2013-05-10 | 0 | 0 | 0 | 0 | -6.6845 | -6.6845 | 356.3015 | 2665.1351 |  | 0
2013-05-11 | 0.0016667 | 4.1921 | 3.6551 | 3.6551 | -6.1474 | -6.1474 | 350.154 | 2619.1522 |  | 0
2013-05-12 | 0 | 0 | 0 | 0 | -6.6845 | -6.6845 | 343.4695 | 2569.1521 |  | 0
2013-05-13 | 0 | 0 | 0 | 0 | -6.6845 | -6.6845 | 336.785 | 2519.152 |  | 0
2013-05-14 | 0 | 0 | 0 | 0 | -6.6845 | -6.6845 | 330.1005 | 2469.152 |  | 0
2013-05-15 | 0.00083333 | 2.0961 | 3.6551 | 2.0961 | -6.6845 | -6.6845 | 323.416 | 2419.1519 |  | 0
2013-05-16 | 0 | 0 | 0 | 0 | -6.6845 | -6.6845 | 316.7315 | 2369.1519 |  | 0
2013-05-17 | 0 | 0 | 0 | 0 | -6.6845 | -6.6845 | 310.047 | 2319.1518 |  | 0
2013-05-18 | 0 | 0 | 0 | 0 | -6.6845 | -6.6845 | 303.3625 | 2269.1517 |  | 0
2013-05-19 | 0 | 0 | 0 | 0 | -6.6845 | -6.6845 | 296.678 | 2219.1517 |  | 0
2013-05-20 | 0 | 0 | 0 | 0 | -6.6845 | -6.6845 | 289.9935 | 2169.1516 |  | 0
2013-05-21 | 0 | 0 | 0 | 0 | -6.6845 | -6.6845 | 283.309 | 2119.1516 |  | 0
2013-05-22 | 0 | 0 | 0 | 0 | -6.6845 | -6.6845 | 276.6245 | 2069.1515 |  | 0
2013-05-23 | 0 | 0 | 0 | 0 | -6.6845 | -6.6845 | 269.94 | 2019.1514 |  | 0
2013-05-24 | 0.030833 | 77.5545 | 3.6551 | 3.6551 | 67.2149 | 67.2149 | 337.1549 | 2521.9188 |  | 0
2013-05-25 | 0 | 0 | 0 | 0 | -6.6845 | -6.6845 | 330.4704 | 2471.9187 |  | 0
2013-05-26 | 0.021667 | 54.4977 | 3.6551 | 3.6551 | 44.1582 | 44.1582 | 374.6286 | 2802.2217 |  | 0
2013-05-27 | 0 | 0 | 0 | 0 | -6.6845 | -6.6845 | 367.9441 | 2752.2217 |  | 0
2013-05-28 | 0 | 0 | 0 | 0 | -6.6845 | -6.6845 | 361.2596 | 2702.2216 |  | 0
2013-05-29 | 0 | 0 | 0 | 0 | -6.6845 | -6.6845 | 354.5751 | 2652.2215 |  | 0
2013-05-30 | 0 | 0 | 0 | 0 | -6.6845 | -6.6845 | 347.8906 | 2602.2215 |  | 0
2013-05-31 | 0 | 0 | 0 | 0 | -6.6845 | -6.6845 | 341.2061 | 2552.2214 |  | 0
2013-06-01 | 0 | 0 | 0 | 0 | -6.6845 | -6.6845 | 334.5216 | 2502.2214 |  | 0
2013-06-02 | 0 | 0 | 0 | 0 | -6.6845 | -6.6845 | 327.8371 | 2452.2213 |  | 0
2013-06-03 | 0.028333 | 71.2663 | 3.6551 | 3.6551 | 60.9267 | 60.9267 | 388.7638 | 2907.9529 |  | 0
2013-06-04 | 0 | 0 | 0 | 0 | -6.6845 | -6.6845 | 382.0793 | 2857.9528 |  | 0
2013-06-05 | 0 | 0 | 0 | 0 | -6.6845 | -6.6845 | 375.3948 | 2807.9528 |  | 0
2013-06-06 | 0 | 0 | 0 | 0 | -6.6845 | -6.6845 | 368.7103 | 2757.9527 |  | 0
2013-06-07 | 0 | 0 | 0 | 0 | -6.6845 | -6.6845 | 362.0258 | 2707.9527 |  | 0
2013-06-08 | 0 | 0 | 0 | 0 | -6.6845 | -6.6845 | 355.3413 | 2657.9526 |  | 0
2013-06-09 | 0 | 0 | 0 | 0 | -6.6845 | -6.6845 | 348.6568 | 2607.9525 |  | 0
2013-06-10 | 0 | 0 | 0 | 0 | -6.6845 | -6.6845 | 341.9723 | 2557.9525 |  | 0
2013-06-11 | 0 | 0 | 0 | 0 | -6.6845 | -6.6845 | 335.2878 | 2507.9524 |  | 0
2013-06-12 | 0 | 0 | 0 | 0 | -6.6845 | -6.6845 | 328.6033 | 2457.9524 |  | 0
2013-06-13 | 0 | 0 | 0 | 0 | -6.6845 | -6.6845 | 321.9188 | 2407.9523 |  | 0
2013-06-14 | 0.11833 | 297.6415 | 3.6551 | 3.6551 | 287.3019 | 287.3019 | 609.2206 | 4556.9704 |  | 0
2013-06-15 | 0 | 0 | 0 | 0 | -6.6845 | -6.6845 | 602.5361 | 4506.9704 |  | 0
2013-06-16 | 0 | 0 | 0 | 0 | -6.6845 | -6.6845 | 595.8516 | 4456.9703 |  | 0
2013-06-17 | 0.025833 | 64.9781 | 3.6551 | 3.6551 | 54.6385 | 54.6385 | 650.4901 | 4865.6662 |  | 0
2013-06-18 | 0.0125 | 31.441 | 3.6551 | 3.6551 | 21.1014 | 21.1014 | 671.5916 | 5023.5048 |  | 0
2013-06-19 | 0 | 0 | 0 | 0 | -6.6845 | -6.6845 | 664.9071 | 4973.5047 |  | 0
2013-06-20 | 0 | 0 | 0 | 0 | -6.6845 | -6.6845 | 658.2226 | 4923.5047 |  | 0
2013-06-21 | 0 | 0 | 0 | 0 | -6.6845 | -6.6845 | 651.5381 | 4873.5046 |  | 0
2013-06-22 | 0.014167 | 35.6331 | 3.6551 | 3.6551 | 25.2936 | 25.2936 | 676.8316 | 5062.7004 |  | 0
2013-06-23 | 0.015 | 37.7292 | 3.6551 | 3.6551 | 27.3896 | 27.3896 | 704.2212 | 5267.5748 |  | 0
2013-06-24 | 0 | 0 | 0 | 0 | -6.6845 | -6.6845 | 697.5367 | 5217.5747 |  | 0
2013-06-25 | 0.0025 | 6.2882 | 3.6551 | 3.6551 | -4.0514 | -4.0514 | 693.4853 | 5187.2704 |  | 0
2013-06-26 | 0.0033333 | 8.3843 | 3.6551 | 3.6551 | -1.9553 | -1.9553 | 691.53 | 5172.6446 |  | 0
2013-06-27 | 0 | 0 | 0 | 0 | -6.6845 | -6.6845 | 684.8455 | 5122.6446 |  | 0
2013-06-28 | 0 | 0 | 0 | 0 | -6.6845 | -6.6845 | 678.161 | 5072.6445 |  | 0
2013-06-29 | 0 | 0 | 0 | 0 | -6.6845 | -6.6845 | 671.4765 | 5022.6444 |  | 0
2013-06-30 | 0 | 0 | 0 | 0 | -6.6845 | -6.6845 | 664.792 | 4972.6444 |  | 0
2013-07-01 | 0 | 0 | 0 | 0 | -6.6845 | -6.6845 | 658.1075 | 4922.6443 |  | 0
2013-07-02 | 0 | 0 | 0 | 0 | -6.6845 | -6.6845 | 651.423 | 4872.6443 |  | 0
2013-07-03 | 0 | 0 | 0 | 0 | -6.6845 | -6.6845 | 644.7385 | 4822.6442 |  | 0
2013-07-04 | 0.0041667 | 10.4803 | 3.6551 | 3.6551 | 0.14075 | 0.14075 | 644.8793 | 4823.697 |  | 0
2013-07-05 | 0 | 0 | 0 | 0 | -6.6845 | -6.6845 | 638.1948 | 4773.697 |  | 0
2013-07-06 | 0 | 0 | 0 | 0 | -6.6845 | -6.6845 | 631.5103 | 4723.6969 |  | 0
2013-07-07 | 0 | 0 | 0 | 0 | -6.6845 | -6.6845 | 624.8258 | 4673.6969 |  | 0
2013-07-08 | 0 | 0 | 0 | 0 | -6.6845 | -6.6845 | 618.1413 | 4623.6968 |  | 0
2013-07-09 | 0 | 0 | 0 | 0 | -6.6845 | -6.6845 | 611.4568 | 4573.6967 |  | 0
2013-07-10 | 0 | 0 | 0 | 0 | -6.6845 | -6.6845 | 604.7723 | 4523.6967 |  | 0
2013-07-11 | 0 | 0 | 0 | 0 | -6.6845 | -6.6845 | 598.0878 | 4473.6966 |  | 0
2013-07-12 | 0 | 0 | 0 | 0 | -6.6845 | -6.6845 | 591.4033 | 4423.6966 |  | 0
2013-07-13 | 0 | 0 | 0 | 0 | -6.6845 | -6.6845 | 584.7188 | 4373.6965 |  | 0
2013-07-14 | 0 | 0 | 0 | 0 | -6.6845 | -6.6845 | 578.0343 | 4323.6964 |  | 0
2013-07-15 | 0 | 0 | 0 | 0 | -6.6845 | -6.6845 | 571.3498 | 4273.6964 |  | 0
2013-07-16 | 0.00083333 | 2.0961 | 3.6551 | 2.0961 | -6.6845 | -6.6845 | 564.6653 | 4223.6963 |  | 0
2013-07-17 | 0.13083 | 329.0825 | 3.6551 | 3.6551 | 318.7429 | 318.7429 | 883.4082 | 6607.8931 |  | 0
2013-07-18 | 0.0083333 | 20.9607 | 3.6551 | 3.6551 | 10.6211 | 10.6211 | 894.0293 | 6687.3388 |  | 0
2013-07-19 | 0.00083333 | 2.0961 | 3.6551 | 2.0961 | -6.6845 | -6.6845 | 887.3448 | 6637.3388 |  | 0
2013-07-20 | 0.013333 | 33.5371 | 3.6551 | 3.6551 | 23.1975 | 23.1975 | 910.5422 | 6810.856 |  | 0
2013-07-21 | 0 | 0 | 0 | 0 | -6.6845 | -6.6845 | 903.8577 | 6760.8559 |  | 0
2013-07-22 | 0.0016667 | 4.1921 | 3.6551 | 3.6551 | -6.1474 | -6.1474 | 897.7103 | 6714.873 |  | 0
2013-07-23 | 0.0325 | 81.7466 | 3.6551 | 3.6551 | 71.407 | 71.407 | 969.1173 | 7248.9975 |  | 0
2013-07-24 | 0.0058333 | 14.6725 | 3.6551 | 3.6551 | 4.3329 | 4.3329 | 973.4502 | 7281.4075 |  | 0
2013-07-25 | 0.00083333 | 2.0961 | 3.6551 | 2.0961 | -6.6845 | -6.6845 | 966.7657 | 7231.4074 |  | 0
2013-07-26 | 0.074167 | 186.5499 | 3.6551 | 3.6551 | 176.2104 | 176.2104 | 1142.9761 | 8549.4609 |  | 0
2013-07-27 | 0.0041667 | 10.4803 | 3.6551 | 3.6551 | 0.14075 | 0.14075 | 1143.1168 | 8550.5137 |  | 0
2013-07-28 | 0.00083333 | 2.0961 | 3.6551 | 2.0961 | -6.6845 | -6.6845 | 1136.4323 | 8500.5137 |  | 0
2013-07-29 | 0.036667 | 92.2269 | 3.6551 | 3.6551 | 81.8874 | 81.8874 | 1218.3197 | 9113.0311 |  | 0
2013-07-30 | 0 | 0 | 0 | 0 | -6.6845 | -6.6845 | 1211.6352 | 9063.031 |  | 0
2013-07-31 | 0 | 0 | 0 | 0 | -6.6845 | -6.6845 | 1204.9507 | 9013.0309 |  | 0
2013-08-01 | 0 | 0 | 0 | 0 | -6.6845 | -6.6845 | 1198.2662 | 8963.0309 |  | 0
2013-08-02 | 0 | 0 | 0 | 0 | -6.6845 | -6.6845 | 1191.5817 | 8913.0308 |  | 0
2013-08-03 | 0 | 0 | 0 | 0 | -6.6845 | -6.6845 | 1184.8972 | 8863.0308 |  | 0
2013-08-04 | 0 | 0 | 0 | 0 | -6.6845 | -6.6845 | 1178.2127 | 8813.0307 |  | 0
2013-08-05 | 0 | 0 | 0 | 0 | -6.6845 | -6.6845 | 1171.5282 | 8763.0306 |  | 0
2013-08-06 | 0 | 0 | 0 | 0 | -6.6845 | -6.6845 | 1164.8437 | 8713.0306 |  | 0
2013-08-07 | 0.0016667 | 4.1921 | 3.6551 | 3.6551 | -6.1474 | -6.1474 | 1158.6962 | 8667.0477 |  | 0
2013-08-08 | 0 | 0 | 0 | 0 | -6.6845 | -6.6845 | 1152.0117 | 8617.0476 |  | 0
2013-08-09 | 0 | 0 | 0 | 0 | -6.6845 | -6.6845 | 1145.3272 | 8567.0476 |  | 0
2013-08-10 | 0.0075 | 18.8646 | 3.6551 | 3.6551 | 8.525 | 8.525 | 1153.8522 | 8630.8147 |  | 0
2013-08-11 | 0 | 0 | 0 | 0 | -6.6845 | -6.6845 | 1147.1677 | 8580.8146 |  | 0
2013-08-12 | 0 | 0 | 0 | 0 | -6.6845 | -6.6845 | 1140.4832 | 8530.8146 |  | 0
2013-08-13 | 0.0033333 | 8.3843 | 3.6551 | 3.6551 | -1.9553 | -1.9553 | 1138.5279 | 8516.1888 |  | 0
2013-08-14 | 0 | 0 | 0 | 0 | -6.6845 | -6.6845 | 1131.8434 | 8466.1888 |  | 0
2013-08-15 | 0 | 0 | 0 | 0 | -6.6845 | -6.6845 | 1125.1589 | 8416.1887 |  | 0
2013-08-16 | 0 | 0 | 0 | 0 | -6.6845 | -6.6845 | 1118.4744 | 8366.1887 |  | 0
2013-08-17 | 0.00083333 | 2.0961 | 3.6551 | 2.0961 | -6.6845 | -6.6845 | 1111.7899 | 8316.1886 |  | 0
2013-08-18 | 0.0041667 | 10.4803 | 3.6551 | 3.6551 | 0.14075 | 0.14075 | 1111.9307 | 8317.2414 |  | 0
2013-08-19 | 0 | 0 | 0 | 0 | -6.6845 | -6.6845 | 1105.2462 | 8267.2414 |  | 0
2013-08-20 | 0 | 0 | 0 | 0 | -6.6845 | -6.6845 | 1098.5617 | 8217.2413 |  | 0
2013-08-21 | 0 | 0 | 0 | 0 | -6.6845 | -6.6845 | 1091.8772 | 8167.2413 |  | 0
2013-08-22 | 0.013333 | 33.5371 | 3.6551 | 3.6551 | 23.1975 | 23.1975 | 1115.0747 | 8340.7585 |  | 0
2013-08-23 | 0.0066667 | 16.7685 | 3.6551 | 3.6551 | 6.429 | 6.429 | 1121.5036 | 8388.847 |  | 0
2013-08-24 | 0 | 0 | 0 | 0 | -6.6845 | -6.6845 | 1114.8191 | 8338.847 |  | 0
2013-08-25 | 0 | 0 | 0 | 0 | -6.6845 | -6.6845 | 1108.1346 | 8288.8469 |  | 0
2013-08-26 | 0 | 0 | 0 | 0 | -6.6845 | -6.6845 | 1101.4501 | 8238.8468 |  | 0
2013-08-27 | 0 | 0 | 0 | 0 | -6.6845 | -6.6845 | 1094.7656 | 8188.8468 |  | 0
2013-08-28 | 0 | 0 | 0 | 0 | -6.6845 | -6.6845 | 1088.0811 | 8138.8467 |  | 0
2013-08-29 | 0 | 0 | 0 | 0 | -6.6845 | -6.6845 | 1081.3966 | 8088.8467 |  | 0
2013-08-30 | 0 | 0 | 0 | 0 | -6.6845 | -6.6845 | 1074.7121 | 8038.8466 |  | 0
2013-08-31 | 0 | 0 | 0 | 0 | -6.6845 | -6.6845 | 1068.0276 | 7988.8465 |  | 0
2013-09-01 | 0 | 0 | 0 | 0 | -6.6845 | -6.6845 | 1061.3431 | 7938.8465 |  | 0
2013-09-02 | 0 | 0 | 0 | 0 | -6.6845 | -6.6845 | 1054.6586 | 7888.8464 |  | 0
2013-09-03 | 0 | 0 | 0 | 0 | -6.6845 | -6.6845 | 1047.9741 | 7838.8464 |  | 0
2013-09-04 | 0.0066667 | 16.7685 | 3.6551 | 3.6551 | 6.429 | 6.429 | 1054.4031 | 7886.9349 |  | 0
2013-09-05 | 0 | 0 | 0 | 0 | -6.6845 | -6.6845 | 1047.7186 | 7836.9349 |  | 0
2013-09-06 | 0 | 0 | 0 | 0 | -6.6845 | -6.6845 | 1041.0341 | 7786.9348 |  | 0
2013-09-07 | 0 | 0 | 0 | 0 | -6.6845 | -6.6845 | 1034.3496 | 7736.9348 |  | 0
2013-09-08 | 0 | 0 | 0 | 0 | -6.6845 | -6.6845 | 1027.6651 | 7686.9347 |  | 0
2013-09-09 | 0.016667 | 41.9213 | 3.6551 | 3.6551 | 31.5818 | 31.5818 | 1059.2468 | 7923.1662 |  | 0
2013-09-10 | 0.011667 | 29.3449 | 3.6551 | 3.6551 | 19.0054 | 19.0054 | 1078.2522 | 8065.3262 |  | 0
2013-09-11 | 0 | 0 | 0 | 0 | -6.6845 | -6.6845 | 1071.5677 | 8015.3262 |  | 0
2013-09-12 | 0 | 0 | 0 | 0 | -6.6845 | -6.6845 | 1064.8832 | 7965.3261 |  | 0
2013-09-13 | 0 | 0 | 0 | 0 | -6.6845 | -6.6845 | 1058.1987 | 7915.3261 |  | 0
2013-09-14 | 0 | 0 | 0 | 0 | -6.6845 | -6.6845 | 1051.5142 | 7865.326 |  | 0
2013-09-15 | 0 | 0 | 0 | 0 | -6.6845 | -6.6845 | 1044.8297 | 7815.3259 |  | 0
2013-09-16 | 0 | 0 | 0 | 0 | -6.6845 | -6.6845 | 1038.1452 | 7765.3259 |  | 0
2013-09-17 | 0 | 0 | 0 | 0 | -6.6845 | -6.6845 | 1031.4607 | 7715.3258 |  | 0
2013-09-18 | 0 | 0 | 0 | 0 | -6.6845 | -6.6845 | 1024.7762 | 7665.3258 |  | 0
2013-09-19 | 0.030833 | 77.5545 | 3.6551 | 3.6551 | 67.2149 | 67.2149 | 1091.9911 | 8168.0931 |  | 0
2013-09-20 | 0.054167 | 136.2443 | 3.6551 | 3.6551 | 125.9048 | 125.9048 | 1217.8958 | 9109.8607 |  | 0
2013-09-21 | 0.045 | 113.1876 | 3.6551 | 3.6551 | 102.848 | 102.848 | 1320.7438 | 9879.1639 |  | 0
2013-09-22 | 0 | 0 | 0 | 0 | -6.6845 | -6.6845 | 1314.0593 | 9829.1638 |  | 0
2013-09-23 | 0 | 0 | 0 | 0 | -6.6845 | -6.6845 | 1307.3748 | 9779.1637 |  | 0
2013-09-24 | 0 | 0 | 0 | 0 | -6.6845 | -6.6845 | 1300.6903 | 9729.1637 |  | 0
2013-09-25 | 0 | 0 | 0 | 0 | -6.6845 | -6.6845 | 1294.0058 | 9679.1636 |  | 0
2013-09-26 | 0 | 0 | 0 | 0 | -6.6845 | -6.6845 | 1287.3213 | 9629.1636 |  | 0
2013-09-27 | 0 | 0 | 0 | 0 | -6.6845 | -6.6845 | 1280.6368 | 9579.1635 |  | 0
2013-09-28 | 0 | 0 | 0 | 0 | -6.6845 | -6.6845 | 1273.9523 | 9529.1634 |  | 0
2013-09-29 | 0 | 0 | 0 | 0 | -6.6845 | -6.6845 | 1267.2678 | 9479.1634 |  | 0
2013-09-30 | 0 | 0 | 0 | 0 | -6.6845 | -6.6845 | 1260.5833 | 9429.1633 |  | 0
2013-10-01 | 0 | 0 | 0 | 0 | -6.6845 | -6.6845 | 1253.8988 | 9379.1633 |  | 0
2013-10-02 | 0 | 0 | 0 | 0 | -6.6845 | -6.6845 | 1247.2143 | 9329.1632 |  | 0
2013-10-03 | 0 | 0 | 0 | 0 | -6.6845 | -6.6845 | 1240.5298 | 9279.1631 |  | 0
2013-10-04 | 0 | 0 | 0 | 0 | -6.6845 | -6.6845 | 1233.8453 | 9229.1631 |  | 0
2013-10-05 | 0 | 0 | 0 | 0 | -6.6845 | -6.6845 | 1227.1608 | 9179.163 |  | 0
2013-10-06 | 0 | 0 | 0 | 0 | -6.6845 | -6.6845 | 1220.4763 | 9129.163 |  | 0
2013-10-07 | 0 | 0 | 0 | 0 | -6.6845 | -6.6845 | 1213.7918 | 9079.1629 |  | 0
2013-10-08 | 0 | 0 | 0 | 0 | -6.6845 | -6.6845 | 1207.1073 | 9029.1628 |  | 0
2013-10-09 | 0 | 0 | 0 | 0 | -6.6845 | -6.6845 | 1200.4228 | 8979.1628 |  | 0
2013-10-10 | 0 | 0 | 0 | 0 | -6.6845 | -6.6845 | 1193.7383 | 8929.1627 |  | 0
2013-10-11 | 0 | 0 | 0 | 0 | -6.6845 | -6.6845 | 1187.0538 | 8879.1627 |  | 0
2013-10-12 | 0 | 0 | 0 | 0 | -6.6845 | -6.6845 | 1180.3693 | 8829.1626 |  | 0
2013-10-13 | 0 | 0 | 0 | 0 | -6.6845 | -6.6845 | 1173.6848 | 8779.1625 |  | 0
2013-10-14 | 0 | 0 | 0 | 0 | -6.6845 | -6.6845 | 1167.0003 | 8729.1625 |  | 0
2013-10-15 | 0.025833 | 64.9781 | 3.6551 | 3.6551 | 54.6385 | 54.6385 | 1221.6388 | 9137.8584 |  | 0
2013-10-16 | 0.015833 | 39.8253 | 3.6551 | 3.6551 | 29.4857 | 29.4857 | 1251.1245 | 9358.4113 |  | 0
2013-10-17 | 0 | 0 | 0 | 0 | -6.6845 | -6.6845 | 1244.44 | 9308.4112 |  | 0
2013-10-18 | 0 | 0 | 0 | 0 | -6.6845 | -6.6845 | 1237.7555 | 9258.4112 |  | 0
2013-10-19 | 0 | 0 | 0 | 0 | -6.6845 | -6.6845 | 1231.071 | 9208.4111 |  | 0
2013-10-20 | 0 | 0 | 0 | 0 | -6.6845 | -6.6845 | 1224.3865 | 9158.4111 |  | 0
2013-10-21 | 0 | 0 | 0 | 0 | -6.6845 | -6.6845 | 1217.702 | 9108.411 |  | 0
2013-10-22 | 0 | 0 | 0 | 0 | -6.6845 | -6.6845 | 1211.0175 | 9058.4109 |  | 0
2013-10-23 | 0 | 0 | 0 | 0 | -6.6845 | -6.6845 | 1204.333 | 9008.4109 |  | 0
2013-10-24 | 0 | 0 | 0 | 0 | -6.6845 | -6.6845 | 1197.6485 | 8958.4108 |  | 0
2013-10-25 | 0 | 0 | 0 | 0 | -6.6845 | -6.6845 | 1190.964 | 8908.4108 |  | 0
2013-10-26 | 0 | 0 | 0 | 0 | -6.6845 | -6.6845 | 1184.2795 | 8858.4107 |  | 0
2013-10-27 | 0 | 0 | 0 | 0 | -6.6845 | -6.6845 | 1177.595 | 8808.4106 |  | 0
2013-10-28 | 0 | 0 | 0 | 0 | -6.6845 | -6.6845 | 1170.9105 | 8758.4106 |  | 0
2013-10-29 | 0 | 0 | 0 | 0 | -6.6845 | -6.6845 | 1164.226 | 8708.4105 |  | 0
2013-10-30 | 0 | 0 | 0 | 0 | -6.6845 | -6.6845 | 1157.5415 | 8658.4105 |  | 0
2013-10-31 | 0 | 0 | 0 | 0 | -6.6845 | -6.6845 | 1150.857 | 8608.4104 |  | 0
2013-11-01 | 0 | 0 | 0 | 0 | -6.6845 | -6.6845 | 1144.1725 | 8558.4103 |  | 0
2013-11-02 | 0 | 0 | 0 | 0 | -6.6845 | -6.6845 | 1137.488 | 8508.4103 |  | 0
2013-11-03 | 0 | 0 | 0 | 0 | -6.6845 | -6.6845 | 1130.8035 | 8458.4102 |  | 0
2013-11-04 | 0 | 0 | 0 | 0 | -6.6845 | -6.6845 | 1124.119 | 8408.4102 |  | 0
2013-11-05 | 0 | 0 | 0 | 0 | -6.6845 | -6.6845 | 1117.4345 | 8358.4101 |  | 0
2013-11-06 | 0 | 0 | 0 | 0 | -6.6845 | -6.6845 | 1110.75 | 8308.41 |  | 0
2013-11-07 | 0 | 0 | 0 | 0 | -6.6845 | -6.6845 | 1104.0655 | 8258.41 |  | 0
2013-11-08 | 0.00083333 | 2.0961 | 3.6551 | 2.0961 | -6.6845 | -6.6845 | 1097.381 | 8208.4099 |  | 0
2013-11-09 | 0 | 0 | 0 | 0 | -6.6845 | -6.6845 | 1090.6965 | 8158.4099 |  | 0
2013-11-10 | 0 | 0 | 0 | 0 | -6.6845 | -6.6845 | 1084.012 | 8108.4098 |  | 0
2013-11-11 | 0 | 0 | 0 | 0 | -6.6845 | -6.6845 | 1077.3275 | 8058.4097 |  | 0
2013-11-12 | 0 | 0 | 0 | 0 | -6.6845 | -6.6845 | 1070.643 | 8008.4097 |  | 0
2013-11-13 | 0 | 0 | 0 | 0 | -6.6845 | -6.6845 | 1063.9585 | 7958.4096 |  | 0
2013-11-14 | 0 | 0 | 0 | 0 | -6.6845 | -6.6845 | 1057.274 | 7908.4096 |  | 0
2013-11-15 | 0 | 0 | 0 | 0 | -6.6845 | -6.6845 | 1050.5895 | 7858.4095 |  | 0
2013-11-16 | 0 | 0 | 0 | 0 | -6.6845 | -6.6845 | 1043.905 | 7808.4094 |  | 0
2013-11-17 | 0 | 0 | 0 | 0 | -6.6845 | -6.6845 | 1037.2205 | 7758.4094 |  | 0
2013-11-18 | 0 | 0 | 0 | 0 | -6.6845 | -6.6845 | 1030.536 | 7708.4093 |  | 0
2013-11-19 | 0 | 0 | 0 | 0 | -6.6845 | -6.6845 | 1023.8515 | 7658.4093 |  | 0
2013-11-20 | 0 | 0 | 0 | 0 | -6.6845 | -6.6845 | 1017.167 | 7608.4092 |  | 0
2013-11-21 | 0 | 0 | 0 | 0 | -6.6845 | -6.6845 | 1010.4825 | 7558.4091 |  | 0
2013-11-22 | 0 | 0 | 0 | 0 | -6.6845 | -6.6845 | 1003.798 | 7508.4091 |  | 0
2013-11-23 | 0 | 0 | 0 | 0 | -6.6845 | -6.6845 | 997.1135 | 7458.409 |  | 0
2013-11-24 | 0 | 0 | 0 | 0 | -6.6845 | -6.6845 | 990.429 | 7408.409 |  | 0
2013-11-25 | 0 | 0 | 0 | 0 | -6.6845 | -6.6845 | 983.7445 | 7358.4089 |  | 0
2013-11-26 | 0 | 0 | 0 | 0 | -6.6845 | -6.6845 | 977.06 | 7308.4088 |  | 0
2013-11-27 | 0 | 0 | 0 | 0 | -6.6845 | -6.6845 | 970.3755 | 7258.4088 |  | 0
2013-11-28 | 0 | 0 | 0 | 0 | -6.6845 | -6.6845 | 963.691 | 7208.4087 |  | 0
2013-11-29 | 0 | 0 | 0 | 0 | -6.6845 | -6.6845 | 957.0065 | 7158.4087 |  | 0
2013-11-30 | 0 | 0 | 0 | 0 | -6.6845 | -6.6845 | 950.322 | 7108.4086 |  | 0
2013-12-01 | 0 | 0 | 0 | 0 | -6.6845 | -6.6845 | 943.6375 | 7058.4085 |  | 0
2013-12-02 | 0 | 0 | 0 | 0 | -6.6845 | -6.6845 | 936.953 | 7008.4085 |  | 0
2013-12-03 | 0 | 0 | 0 | 0 | -6.6845 | -6.6845 | 930.2685 | 6958.4084 |  | 0
2013-12-04 | 0 | 0 | 0 | 0 | -6.6845 | -6.6845 | 923.584 | 6908.4084 |  | 0
2013-12-05 | 0.02 | 50.3056 | 3.6551 | 3.6551 | 39.966 | 39.966 | 963.55 | 7207.3542 |  | 0
2013-12-06 | 0.014167 | 35.6331 | 3.6551 | 3.6551 | 25.2936 | 25.2936 | 988.8436 | 7396.55 |  | 0
2013-12-07 | 0 | 0 | 0 | 0 | -6.6845 | -6.6845 | 982.1591 | 7346.5499 |  | 0
2013-12-08 | 0 | 0 | 0 | 0 | -6.6845 | -6.6845 | 975.4746 | 7296.5498 |  | 0
2013-12-09 | 0 | 0 | 0 | 0 | -6.6845 | -6.6845 | 968.7901 | 7246.5498 |  | 0
2013-12-10 | 0 | 0 | 0 | 0 | -6.6845 | -6.6845 | 962.1056 | 7196.5497 |  | 0
2013-12-11 | 0 | 0 | 0 | 0 | -6.6845 | -6.6845 | 955.4211 | 7146.5497 |  | 0
2013-12-12 | 0 | 0 | 0 | 0 | -6.6845 | -6.6845 | 948.7366 | 7096.5496 |  | 0
2013-12-13 | 0 | 0 | 0 | 0 | -6.6845 | -6.6845 | 942.0521 | 7046.5495 |  | 0
2013-12-14 | 0 | 0 | 0 | 0 | -6.6845 | -6.6845 | 935.3676 | 6996.5495 |  | 0
2013-12-15 | 0 | 0 | 0 | 0 | -6.6845 | -6.6845 | 928.6831 | 6946.5494 |  | 0
2013-12-16 | 0 | 0 | 0 | 0 | -6.6845 | -6.6845 | 921.9986 | 6896.5494 |  | 0
2013-12-17 | 0 | 0 | 0 | 0 | -6.6845 | -6.6845 | 915.3141 | 6846.5493 |  | 0
2013-12-18 | 0 | 0 | 0 | 0 | -6.6845 | -6.6845 | 908.6296 | 6796.5492 |  | 0
2013-12-19 | 0 | 0 | 0 | 0 | -6.6845 | -6.6845 | 901.9451 | 6746.5492 |  | 0
2013-12-20 | 0.014167 | 35.6331 | 3.6551 | 3.6551 | 25.2936 | 25.2936 | 927.2386 | 6935.745 |  | 0
2013-12-21 | 0.055833 | 140.4365 | 3.6551 | 3.6551 | 130.0969 | 130.0969 | 1057.3355 | 7908.8697 |  | 0
2013-12-22 | 0 | 0 | 0 | 0 | -6.6845 | -6.6845 | 1050.651 | 7858.8696 |  | 0
2013-12-23 | 0 | 0 | 0 | 0 | -6.6845 | -6.6845 | 1043.9665 | 7808.8695 |  | 0
2013-12-24 | 0 | 0 | 0 | 0 | -6.6845 | -6.6845 | 1037.282 | 7758.8695 |  | 0
2013-12-25 | 0 | 0 | 0 | 0 | -6.6845 | -6.6845 | 1030.5975 | 7708.8694 |  | 0
2013-12-26 | 0 | 0 | 0 | 0 | -6.6845 | -6.6845 | 1023.913 | 7658.8694 |  | 0
2013-12-27 | 0 | 0 | 0 | 0 | -6.6845 | -6.6845 | 1017.2285 | 7608.8693 |  | 0
2013-12-28 | 0 | 0 | 0 | 0 | -6.6845 | -6.6845 | 1010.544 | 7558.8692 |  | 0
2013-12-29 | 0 | 0 | 0 | 0 | -6.6845 | -6.6845 | 1003.8595 | 7508.8692 |  | 0
2013-12-30 | 0 | 0 | 0 | 0 | -6.6845 | -6.6845 | 997.175 | 7458.8691 |  | 0
2013-12-31 | 0 | 0 | 0 | 0 | -6.6845 | -6.6845 | 990.4905 | 7408.8691 |  | 0
2014-01-01 | 0 | 0 | 0 | 0 | -6.6845 | -6.6845 | 983.806 | 7358.869 |  | 0
2014-01-02 | 0 | 0 | 0 | 0 | -6.6845 | -6.6845 | 977.1215 | 7308.8689 |  | 0
2014-01-03 | 0 | 0 | 0 | 0 | -6.6845 | -6.6845 | 970.437 | 7258.8689 |  | 0
2014-01-04 | 0 | 0 | 0 | 0 | -6.6845 | -6.6845 | 963.7525 | 7208.8688 |  | 0
2014-01-05 | 0 | 0 | 0 | 0 | -6.6845 | -6.6845 | 957.068 | 7158.8688 |  | 0
2014-01-06 | 0 | 0 | 0 | 0 | -6.6845 | -6.6845 | 950.3835 | 7108.8687 |  | 0
2014-01-07 | 0 | 0 | 0 | 0 | -6.6845 | -6.6845 | 943.699 | 7058.8686 |  | 0
2014-01-08 | 0 | 0 | 0 | 0 | -6.6845 | -6.6845 | 937.0145 | 7008.8686 |  | 0
2014-01-09 | 0 | 0 | 0 | 0 | -6.6845 | -6.6845 | 930.33 | 6958.8685 |  | 0
2014-01-10 | 0 | 0 | 0 | 0 | -6.6845 | -6.6845 | 923.6455 | 6908.8685 |  | 0
2014-01-11 | 0 | 0 | 0 | 0 | -6.6845 | -6.6845 | 916.961 | 6858.8684 |  | 0
2014-01-12 | 0 | 0 | 0 | 0 | -6.6845 | -6.6845 | 910.2765 | 6808.8683 |  | 0
2014-01-13 | 0 | 0 | 0 | 0 | -6.6845 | -6.6845 | 903.592 | 6758.8683 |  | 0
2014-01-14 | 0 | 0 | 0 | 0 | -6.6845 | -6.6845 | 896.9075 | 6708.8682 |  | 0
2014-01-15 | 0 | 0 | 0 | 0 | -6.6845 | -6.6845 | 890.223 | 6658.8682 |  | 0
2014-01-16 | 0 | 0 | 0 | 0 | -6.6845 | -6.6845 | 883.5385 | 6608.8681 |  | 0
2014-01-17 | 0 | 0 | 0 | 0 | -6.6845 | -6.6845 | 876.854 | 6558.868 |  | 0
2014-01-18 | 0 | 0 | 0 | 0 | -6.6845 | -6.6845 | 870.1695 | 6508.868 |  | 0
2014-01-19 | 0 | 0 | 0 | 0 | -6.6845 | -6.6845 | 863.485 | 6458.8679 |  | 0
2014-01-20 | 0 | 0 | 0 | 0 | -6.6845 | -6.6845 | 856.8005 | 6408.8679 |  | 0
2014-01-21 | 0 | 0 | 0 | 0 | -6.6845 | -6.6845 | 850.116 | 6358.8678 |  | 0
2014-01-22 | 0 | 0 | 0 | 0 | -6.6845 | -6.6845 | 843.4315 | 6308.8677 |  | 0
2014-01-23 | 0 | 0 | 0 | 0 | -6.6845 | -6.6845 | 836.747 | 6258.8677 |  | 0
2014-01-24 | 0 | 0 | 0 | 0 | -6.6845 | -6.6845 | 830.0625 | 6208.8676 |  | 0
2014-01-25 | 0 | 0 | 0 | 0 | -6.6845 | -6.6845 | 823.378 | 6158.8676 |  | 0
2014-01-26 | 0 | 0 | 0 | 0 | -6.6845 | -6.6845 | 816.6935 | 6108.8675 |  | 0
2014-01-27 | 0 | 0 | 0 | 0 | -6.6845 | -6.6845 | 810.009 | 6058.8674 |  | 0
2014-01-28 | 0 | 0 | 0 | 0 | -6.6845 | -6.6845 | 803.3245 | 6008.8674 |  | 0
2014-01-29 | 0 | 0 | 0 | 0 | -6.6845 | -6.6845 | 796.64 | 5958.8673 |  | 0
2014-01-30 | 0 | 0 | 0 | 0 | -6.6845 | -6.6845 | 789.9555 | 5908.8673 |  | 0
2014-02-01 | 0 | 0 | 0 | 0 | -6.6845 | -6.6845 | 783.271 | 5858.8672 |  | 0
2014-02-02 | 0 | 0 | 0 | 0 | -6.6845 | -6.6845 | 776.5865 | 5808.8671 |  | 0
2014-02-03 | 0 | 0 | 0 | 0 | -6.6845 | -6.6845 | 769.902 | 5758.8671 |  | 0
2014-02-04 | 0 | 0 | 0 | 0 | -6.6845 | -6.6845 | 763.2175 | 5708.867 |  | 0
2014-02-05 | 0 | 0 | 0 | 0 | -6.6845 | -6.6845 | 756.533 | 5658.867 |  | 0
2014-02-06 | 0 | 0 | 0 | 0 | -6.6845 | -6.6845 | 749.8485 | 5608.8669 |  | 0
2014-02-07 | 0 | 0 | 0 | 0 | -6.6845 | -6.6845 | 743.164 | 5558.8668 |  | 0
2014-02-08 | 0 | 0 | 0 | 0 | -6.6845 | -6.6845 | 736.4795 | 5508.8668 |  | 0
2014-02-09 | 0 | 0 | 0 | 0 | -6.6845 | -6.6845 | 729.795 | 5458.8667 |  | 0
2014-02-10 | 0 | 0 | 0 | 0 | -6.6845 | -6.6845 | 723.1105 | 5408.8667 |  | 0
2014-02-11 | 0 | 0 | 0 | 0 | -6.6845 | -6.6845 | 716.426 | 5358.8666 |  | 0
2014-02-12 | 0 | 0 | 0 | 0 | -6.6845 | -6.6845 | 709.7415 | 5308.8665 |  | 0
2014-02-13 | 0 | 0 | 0 | 0 | -6.6845 | -6.6845 | 703.057 | 5258.8665 |  | 0
2014-02-14 | 0 | 0 | 0 | 0 | -6.6845 | -6.6845 | 696.3725 | 5208.8664 |  | 0
2014-02-15 | 0 | 0 | 0 | 0 | -6.6845 | -6.6845 | 689.688 | 5158.8664 |  | 0
2014-02-16 | 0 | 0 | 0 | 0 | -6.6845 | -6.6845 | 683.0035 | 5108.8663 |  | 0
2014-02-17 | 0 | 0 | 0 | 0 | -6.6845 | -6.6845 | 676.319 | 5058.8662 |  | 0
2014-02-18 | 0 | 0 | 0 | 0 | -6.6845 | -6.6845 | 669.6345 | 5008.8662 |  | 0
2014-02-19 | 0 | 0 | 0 | 0 | -6.6845 | -6.6845 | 662.95 | 4958.8661 |  | 0
2014-02-20 | 0 | 0 | 0 | 0 | -6.6845 | -6.6845 | 656.2655 | 4908.8661 |  | 0
2014-02-21 | 0 | 0 | 0 | 0 | -6.6845 | -6.6845 | 649.581 | 4858.866 |  | 0
2014-02-22 | 0 | 0 | 0 | 0 | -6.6845 | -6.6845 | 642.8965 | 4808.8659 |  | 0
2014-02-23 | 0 | 0 | 0 | 0 | -6.6845 | -6.6845 | 636.212 | 4758.8659 |  | 0
2014-02-24 | 0 | 0 | 0 | 0 | -6.6845 | -6.6845 | 629.5275 | 4708.8658 |  | 0
2014-02-25 | 0 | 0 | 0 | 0 | -6.6845 | -6.6845 | 622.843 | 4658.8658 |  | 0
2014-02-26 | 0.0041667 | 10.4803 | 3.6551 | 3.6551 | 0.14075 | 0.14075 | 622.9838 | 4659.9186 |  | 0
2014-02-27 | 0 | 0 | 0 | 0 | -6.6845 | -6.6845 | 616.2993 | 4609.9185 |  | 0
2014-02-28 | 0 | 0 | 0 | 0 | -6.6845 | -6.6845 | 609.6148 | 4559.9185 |  | 0
2014-03-01 | 0 | 0 | 0 | 0 | -6.6845 | -6.6845 | 602.9303 | 4509.9184 |  | 0
2014-03-02 | 0 | 0 | 0 | 0 | -6.6845 | -6.6845 | 596.2458 | 4459.9184 |  | 0
2014-03-03 | 0 | 0 | 0 | 0 | -6.6845 | -6.6845 | 589.5613 | 4409.9183 |  | 0
2014-03-04 | 0 | 0 | 0 | 0 | -6.6845 | -6.6845 | 582.8768 | 4359.9182 |  | 0
2014-03-05 | 0 | 0 | 0 | 0 | -6.6845 | -6.6845 | 576.1923 | 4309.9182 |  | 0
2014-03-06 | 0 | 0 | 0 | 0 | -6.6845 | -6.6845 | 569.5078 | 4259.9181 |  | 0
2014-03-07 | 0 | 0 | 0 | 0 | -6.6845 | -6.6845 | 562.8233 | 4209.9181 |  | 0
2014-03-08 | 0 | 0 | 0 | 0 | -6.6845 | -6.6845 | 556.1388 | 4159.918 |  | 0
2014-03-09 | 0 | 0 | 0 | 0 | -6.6845 | -6.6845 | 549.4543 | 4109.9179 |  | 0
2014-03-10 | 0 | 0 | 0 | 0 | -6.6845 | -6.6845 | 542.7698 | 4059.9179 |  | 0
2014-03-11 | 0 | 0 | 0 | 0 | -6.6845 | -6.6845 | 536.0853 | 4009.9178 |  | 0
2014-03-12 | 0 | 0 | 0 | 0 | -6.6845 | -6.6845 | 529.4008 | 3959.9178 |  | 0
2014-03-13 | 0 | 0 | 0 | 0 | -6.6845 | -6.6845 | 522.7163 | 3909.9177 |  | 0
2014-03-14 | 0 | 0 | 0 | 0 | -6.6845 | -6.6845 | 516.0318 | 3859.9176 |  | 0
2014-03-15 | 0 | 0 | 0 | 0 | -6.6845 | -6.6845 | 509.3473 | 3809.9176 |  | 0
2014-03-16 | 0.04 | 100.6112 | 3.6551 | 3.6551 | 90.2716 | 90.2716 | 599.6189 | 4485.1493 |  | 0
2014-03-17 | 0 | 0 | 0 | 0 | -6.6845 | -6.6845 | 592.9344 | 4435.1492 |  | 0
2014-03-18 | 0 | 0 | 0 | 0 | -6.6845 | -6.6845 | 586.2499 | 4385.1492 |  | 0
2014-03-19 | 0 | 0 | 0 | 0 | -6.6845 | -6.6845 | 579.5654 | 4335.1491 |  | 0
2014-03-20 | 0 | 0 | 0 | 0 | -6.6845 | -6.6845 | 572.8809 | 4285.1491 |  | 0
2014-03-21 | 0 | 0 | 0 | 0 | -6.6845 | -6.6845 | 566.1964 | 4235.149 |  | 0
2014-03-22 | 0 | 0 | 0 | 0 | -6.6845 | -6.6845 | 559.5119 | 4185.1489 |  | 0
2014-03-23 | 0 | 0 | 0 | 0 | -6.6845 | -6.6845 | 552.8274 | 4135.1489 |  | 0
2014-03-24 | 0 | 0 | 0 | 0 | -6.6845 | -6.6845 | 546.1429 | 4085.1488 |  | 0